## Basic Information
When will monitoring begin (year only YYYY)? | 2014
Which monitoring design will be used? | Above/Below |  | 0 | 0 | 0
How many sites will there be for compliance or synoptic survey monitoring? | 12 | sites |  |  |  |  | Protect password = cost
Number of monitoring sites used in cost calculations. | 2 | sites
How large is the watershed? | 5000 | Acres
For paired-watershed design, how large is the second watershed? | 666 | Acres
Distance between control and study watersheds in paired study. | 15 | Miles One-Way
Distance monitoring team is from watershed. | 0 | Miles One-Way
Extra distance to drop samples off at laboratory. | 0 | Miles One-Way
Average speed limit for drive to watershed. | 55 | mph
Average speed limit within watershed. | 30 | mph
Mileage rate paid for vehicles. | 0.51 | per mile
Per diem rate (food and non-lodging expenses). | 46 | per day
Lodging rate (including taxes). | 77 | per night
What type of sampling will be done? | Sondes
Which variable set will be used? | Nutrients and Turbidity
Sampling frequency at each site. | 26 | sampling events per year
Duration of monitoring effort. | 5 | years |  | TOTAL COST: | 88259.232
Salary Adjustment Factor: | 1
Inflation Rate (vs. 2012) | 0 | % |  | Cost Category |  | % of Total
Watershed Characterization, Site Selection and Establishment: | 3123.0408 |  |  | Labor | 66946.7712 | 75.8524
Cost for Site Selection, Establishment, and Demolition: | 1554.02 |  |  | Equipment and Supplies | 13891.3 | 15.7392
Labor in Vehicles Only (i.e., ride time): | 5463.2712 | 6.19% |  | Sampling Analysis | 6864 | 7.7771
Land Use/Land Treatment Monitoring (2x/yr): | 877.9655 | 0.9948% |  | Vehicles | 557.1608 | 0.63128
Total Stream Miles (includes paired watersheds): | 11.1803 | miles |  | Per Diem | 0 | 0
Sample Run Driving Distance w/in Watershed (Includes Paired): | 5.5902 | miles |  | TOTAL COST | 88259.232 | 100
Wshd Characterization Drive Distance w/in Wshd (includes paired): | 31.25 | miles |  | Average Annual Cost | 17651.8464
Bio Lab Analysis Labor | 0 | 0 |  | Total Cost with Inflation | 88259.232
Labor minus Bio Lab Analysis Labor | 66946.7712 | 75.8524 |  | Average Annual Cost with Inflation | 17651.8464
Labor in Data Analysis and Reports | 19872.5 |  |  | Above/Below
Number of Sampling Dates (without extras) | 260 |  |  | 5000 | acres
Extra stage-discharge trip costs | 0 |  |  | 26 | per year
Check: | 0
watershed characterization cost | 1569.0208 |  |  | 5 | years
Sondes
Nutrients and Turbidity
UNLOCKING KEY = cost |  |  |  | 0 | miles away
Note on A2: Multiple Watershed, Soil Testing, Compliance, and Synoptic Survey are NOT currently supported.
Note on C4: This version assumes the same monitoring at each site.
Note on A17: Assumes same frequency at all sites.
Note on A20: Most input data are from 2012. This will estimate costs vs. 2012 using constant inflation value over duration of monitoring effort.
Note on A22: (not including equipment)
Note on C23: Percent of Total Cost
Note on E23: Minus lab analysis of biological samples which is tallied under Labor.
Note on C24: Percent of Total Cost. Includes drive, vehicles, and field labor.

## Labor Variable
The cost estimation spreadsheet estimates labor costs based on a combination of fixed assumptions, changeable assumptions, and user input. All changeable assumptions and user input associated with labor costs are entered on this worksheet.
Field Work | Please Enter the Pay Rates of the People Doing this Work
The following assumptions apply to all monitoring designs: |  | Pay Rate should be fully loaded pay rate (i.e., including benefits).
| Person 1 | Pay Rate ($/hr) | Person 2 | Pay Rate ($/hr) | Person 3 | Pay Rate ($/hr)
1. Watershed Characterization: 3 people | Senior Scientist | 130 | Scientist | 80 | Jr. Scientist | 56
2. Site Selection and Setup (if needed): 3 people | Senior Scientist | 130 | Scientist | 80 | Jr. Scientist | 56
3. Biological/Habitat Monitoring: 2 people per monitoring team | Senior Scientist | 130 | Jr. Scientist | 56 | N/A | N/A
4. Synoptic Surveys: 3 people per monitoring team | Senior Scientist | 130 | Scientist | 80 | Jr. Scientist | 56
5. Concentration Grab Sampling: 2 people per monitoring team | Scientist | 130 | Jr. Scientist | 56 | N/A | N/A
6. Concentration/Meter Monitoring: 2 people per monitoring team | Scientist | 130 | Jr. Scientist | 56 | N/A | N/A
7. Stage-Discharge Measurements: 2 people per team. | Senior Scientist | 130 | Jr. Scientist | 56 | N/A | N/A
8. Quality Assurance/Quality Control Field Inspections: 1 person | Senior Scientist | 130 | N/A | N/A | N/A | N/A
9. Field Collection of Land Use/Land Treatment Data: 2 people per team. | Senior Scientist | 130 | Jr. Scientist | 56 | N/A | N/A
10. Dismantle Sites with Gage Houses After Project: 3 people | Scientist | 80 | Jr. Scientist | 56 | Jr. Scientist | 56
1 Vehicle is assumed in all cases. | N/A | N/A | N/A | N/A | N/A | N/A
Please check the following assumptions and make changes as needed. | Number of People | Default Assumption (Hours) | Is Assumption OK? | Your Estimate (Hours) | Estimate Used in Costing (Hours)
Hours per person needed to walk in watershed for on-site characterization. | 3 | 2 |  | 8 | 2
Hours (in field) per person needed to select each monitoring site. | 3 | 2.5 |  | 8 | 2.5
Hours per person needed to install a single ready-made gage house (for discharge monitoring). | 3 | 0 |  | 8 | 0
Hours per person needed to perform biological/habitat monitoring at a single site. | 2 | 1.5 |  | 8 | 1.5
Hours per person needed to perform synoptic survey sampling at a single site. | 3 | 2 |  | 8 | 2
Hours per person needed to collect grab samples at a single site. | 2 | 0.75 |  | 8 | 0.75
Hours per person needed to take sonde measurements and collect grab samples at a single site. | 2 | 0.75 |  | 8 | 0.75
Hours per person needed to measure discharge at a single site for stage/discharge ratings. | 2 | 1.5 |  | 8 | 1.5
Hours per person needed per year for observation of land use/land treatment in the watershed. | 2 | 0.4 |  | 8 | 0.4
Hours per person to dismantle a single monitoring station (only where gage houses exist). | 3 | 0 |  | 8 | 0
Please check the following assumptions and make changes as needed. | Number of People | Default Assumption (Times/Year) | Is Assumption OK? | Your Estimate (Times/Year) | Estimate Used in Costing (Times/Year)
How many times per year will QA/QC person (#8 above) go to the field? | 1 | 1 |  | 2 | 1 |  | <-- need to update to handle input >2.
Reports and Data Analysis | Please Enter the Pay Rates of the People Doing this Work
The worksheet makes the following assumptions regarding staffing needs for data analysis, reports, and proposals. |  | Pay Rate should be fully loaded pay rate (i.e., including benefits).
| Person 1 | Pay Rate ($/hr) | Person 2 | Pay Rate ($/hr) | Person 3 | Pay Rate ($/hr) | Person 4 | Pay Rate ($/hr)
11. Development of project proposal and/or QAPP: 3 people involved. | Senior Scientist | 130 | Scientist | 80 | Secretarial | 34 | N/A | N/A
12. In-office analysis of maps, available data, etc. for watershed characterization and selection of monitoring sites: 4 people involved. | Senior Scientist | 130 | Jr. Scientist | 56 | N/A | N/A | N/A | N/A
13. Laboratory analysis of specimen samples from biological monitoring: 2 people involved. | Senior Scientist | 130 | Scientist | 80 | N/A | N/A | N/A | N/A
14. In-office analysis (including statistical analysis) of chemical, biological, physical (including discharge), and/or land use/land treatment data: 2 to 4 people involved.
15. Writing of annual reports: 4 people involved.
16. Development of stage-discharge ratings: 2 people involved. | Senior Hydrologist | 130 | Hydrologist | 56 | N/A | N/A | N/A | N/A
Please check the following assumptions and make changes as needed. | Number of People | Default Assumption (Hours) | Is Assumption OK? | Your Estimate (Times/Year) | Estimate Used in Costing (Hours)
Hours needed to sort and identify kick net or dip net specimens collected at a single site. | 2 | 2 |  |  | 0
Hours needed to use collected data to develop stage/discharge rating for a single site. | 2 | 2 |  |  | 0
Estimation of Hours per person needed to WALK in watershed for on-site characterization.
This estimate is the greater of 2 hours or an average of the time estimated to walk 1/10 of
estimated stream miles in the watershed (at 2 mph) and the time estimated based on 0.5 hours
per 5,000 acres of watershed area (both watersheds if a paired study).
Stream Mile Estimate: | = stream miles from Basic Calculations worksheet
Time to Walk 1/10 of Stream Miles at 2 mph Formula: | Divide above by 20 (i.e., divide by 10 and then divide by 2)
Time Estimated Based on 0.5 Hours per 5,000 Acres Formula: | = sum of acreage of watershed and paired watershed (if exists) from Basic Information worksheet divided by 5000 and multiplied by 0.5
Average of Stream Mile and Acreage-Based Estimates Formula: | Average of the times in the two rows above.
Stream Mile-Based Estimate: | 0.6 | Hours
Acreage-Based Estimate: | 0.5 | Hours
Averaged Estimate: | 0.55 | Hours
Final Estimate: | 2 | Hours
Hours per person needed PER TRIP for observation of land use/land treatment in the watershed.
This estimate is the lesser of 8 hours or the time estimated based on 0.5 hours per 5,000 acres.
For synoptic surveys and compliance monitoring, the assumption is ZERO hours.
For above/below monitoring the estimate is reduced to 75% because less area will be examined.
Acreage-Based Estimate: | 0.4 | Hours
Final Estimate: | 0.4 | Hours
Note on B5: Steve Dressing: Enter Names or Job Titles (e.g., Senior Scientist)
Note on D5: Steve Dressing: Enter Names or Job Titles (e.g., Hydrologist II)
Note on F5: Steve Dressing: Enter Names or Job Titles (e.g., Engineer I)
Note on A6: Steve Dressing: This is assumed to be done in combination with in-office analysis of maps and available data (#12 below).
Note on A7: Steve Dressing: For designs in which gage houses are not used this will be done as part of watershed characterization (#1). It is assumed that gage house installation requires a separate trip.
Note on A13: Steve Dressing: This is an additional person who goes to the field at times with the monitoring team to check on their methods and procedures.
Note on B18: Steve Dressing: These assumptions cannot be changed.
Note on A19: Steve Dressing: This is time spent on the ground, not in the vehicle. Vehicle time is estimated automatically based on watershed size and speed limit, and will be added to this walking time. SEE BELOW for calculations for WALK TIME.
Note on C19: Steve Dressing: This includes paired watershed if used.
Note on A20: Steve Dressing: This is time spent in the field that is focused specifically on identifying the best locations for monitoring sites. Assumption is 0 hours for synoptic surveys and compliance monitoring, and 2.5 hours for above/below, trend, and paired-watershed monitoring.
Note on C20: Steve Dressing: This includes paired watershed if used.
Note on A24: Steve Dressing: This estimate will be used for both concentration and load monitoring. Time for performing stage-discharge measurements will be added to load monitoring times (8 times/yr, with 6 trips separate from and 2 trips included in normal sampling runs).
Note on A27: Steve Dressing: This is an acreage-based estimate of hours. Vehicle mileage is estimated separately based also on watershed size. It is assumed that this will be done twice per year, hence the "2" in the equation. An arbitrary cap of 8 hours per observation is placed on this estimate (so max=16 hours), and it is assumed that this is not done for synoptic surveys and compliance monitoring (i.e., 0 hours). SEE BELOW for calculations.
Note on C27: Steve Dressing: This includes paired watershed if used.
Note on B29: Steve Dressing: These assumptions cannot be changed.
Note on A30: Steve Dressing: Only designed for 2 or fewer times per year at this time.
Note on B35: Steve Dressing: Enter Names or Job Titles (e.g., Senior Statistician)
Note on D35: Steve Dressing: Enter Names or Job Titles (e.g., Lab Technician)
Note on F35: Steve Dressing: Enter Names or Job Titles (Technical Editor)
Note on H35: Steve Dressing: Enter Names or Job Titles (e.g., Secretary)
Note on A36: Steve Dressing: This is addressed as a fixed cost under Labor Fixed cell N7.
Note on A37: Steve Dressing: This is assumed to be done in combination with the field visit (#1 above). AND This is addressed as a fixed cost under Labor Fixed cell N8.
Note on A38: Steve Dressing: This is addressed as a fixed cost under Labor Fixed cell N9.
Note on A39: Steve Dressing: This is addressed in Worksheet Labor-Fixed 2
Note on A40: Steve Dressing: This is addressed in worksheet Labor-Fixed 3.
Note on A41: Steve Dressing: This is addressed as a fixed cost under Labor Fixed cell N10.
Note on B43: Steve Dressing: These assumptions cannot be changed.
Note on A44: Steve Dressing: These fields are not used yet in calculations. Labor Fixed has the cost estimates for these two activities.
Note on B61: Steve Dressing: This includes paired watershed if used.
Note on B70: Steve Dressing: This includes paired watershed if used.

## Labor Fixed
The cost estimation spreadsheet estimates labor costs based on a combination of fixed assumptions, changeable assumptions, and user input. Fixed assumptions are shown on this worksheet.
Reports and Data Analysis | These Are Fixed Assumptions
The worksheet makes the following assumptions regarding staffing needs for data analysis, reports, and proposals. |  | Pay Rate should be fully loaded pay rate (i.e., including benefits).
| Person 1 | Pay Rate ($/hr) | Hours | Person 2 | Pay Rate ($/hr) | Hours | Person 3 | Pay Rate ($/hr) | Hours | Person 4 | Pay Rate ($/hr) | Hours | Total Cost ($)
11. Development of project proposal and/or QAPP: 3 people involved. | Senior Scientist | 130 | 4 | Scientist | 80 | 10 | Secretarial | 34 | 2 | N/A | N/A | N/A | 1388
12. In-office analysis of maps, available data, etc. for watershed characterization and selection of monitoring sites: 2 people involved. | Senior Scientist | 130 | 4 | Jr. Scientist | 56 | 4 | N/A | N/A | N/A | N/A | N/A | N/A | 744
13. Laboratory analysis of specimen samples from biological monitoring: 2 people involved (total of 4 hours per site per observation). | Senior Scientist | 130 | 0 | Scientist | 80 | 0 | N/A | N/A | N/A | N/A | N/A |  | 0
16. Development of stage-discharge rating curve for a single site per year: 2 people involved. | Senior Hydrologist | 130 | 0 | Hydrologist | 56 | 0 | N/A | N/A | N/A | N/A | N/A |  | 0
Note on B6: Enter Names or Job Titles (e.g., Senior Statistician)
Note on E6: Enter Names or Job Titles (e.g., Lab Technician)
Note on H6: Enter Names or Job Titles (Technical Editor)
Note on A8: This is assumed to be done in combination with the field visit (#1 above).

## Data Analysis
The cost estimation spreadsheet estimates labor costs based on a combination of fixed assumptions, changeable assumptions, and user input. Fixed assumptions for DATA ANALYSIS are shown on this worksheet.
Data Analysis | These Are Fixed Assumptions
| Number of People | Methods Option | Variable Set |  | Pay Rate should be fully loaded pay rate (i.e., including benefits). | [10 empty] | Pay Rate should be fully loaded pay rate (i.e., including benefits). | [10 empty] | Pay Rate should be fully loaded pay rate (i.e., including benefits). | [9 empty] | Methods Option | Variable Set | Summary |  |  | #REF!
|  |  |  | These Estimates Are PER SITE For Sampling Frequencies of Less Than or Equal to 12 Per Year | [10 empty] | These Estimates Are PER SITE For Sampling Frequencies of More Than 12 and Less Than or Equal To 24 Per Year | [10 empty] | These Estimates Are PER SITE For Sampling Frequencies of More Than 24 Per Year | [12 empty] | <=12 | 12<=24 | >24 | From Basic Information
|  |  |  | Person 1 | Pay Rate ($/hr) | Hours | Person 2 | Pay Rate ($/hr) | Hours | Person 3 | Pay Rate ($/hr) | Hours | Total Hours | Cost PER SITE | Person 1 | Pay Rate ($/hr) | Hours | Person 2 | Pay Rate ($/hr) | Hours | Person 3 | Pay Rate ($/hr) | Hours | Total Hours | Cost PER SITE | Person 1 | Pay Rate ($/hr) | Hours | Person 2 | Pay Rate ($/hr) | Hours | Person 3 | Pay Rate ($/hr) | Hours | Total Hours | Cost PER SITE |  |  | Cost PER SITE | Cost PER SITE | Cost PER SITE | Method | Variables | Frequency | Concat Code
14a. FIRST & FINAL YEAR: Data Analysis | 2 | Grab | Nut & Sed | Sr Sci/Stat | 130 | 2 | Jr Sci | 80 | 2 |  |  |  | 4 | 420 | Sr Sci/Stat | 130 | 2 | Jr Sci | 80 | 2.5 |  |  |  | 4.5 | 460 | Sr Sci/Stat | 130 | 2 | Jr Sci | 80 | 3 |  |  |  | 5 | 500 | Grab | Nut & Sed | 420 | 460 | 500 | M | NT | 3 | MNT3
14a. FIRST & FINAL YEAR: Data Analysis | 2 | Grab | Nut, Sed, Bact | Sr Sci/Stat | 130 | 2.25 | Jr Sci | 80 | 2.25 |  |  |  | 4.5 | 472.5 | Sr Sci/Stat | 130 | 2.25 | Jr Sci | 80 | 2.75 |  |  |  | 5 | 512.5 | Sr Sci/Stat | 130 | 2.25 | Jr Sci | 80 | 3.25 |  |  |  | 5.5 | 552.5 | Grab | Nut, Sed, Bact | 472.5 | 512.5 | 552.5
14a. FIRST & FINAL YEAR: Data Analysis | 2 | Grab | Metal & Sed | Sr Sci/Stat | 130 | 2.5 | Jr Sci | 80 | 2.5 |  |  |  | 5 | 525 | Sr Sci/Stat | 130 | 2.5 | Jr Sci | 80 | 3 |  |  |  | 5.5 | 565 | Sr Sci/Stat | 130 | 2.5 | Jr Sci | 80 | 3.5 |  |  |  | 6 | 605 | Grab | Metal & Sed | 525 | 565 | 605 |  | is Concat needed in AW?
14a. FIRST & FINAL YEAR: Data Analysis | 2 | Grab | Pesticide | Sr Sci/Stat | 130 | 0 | Jr Sci | 80 | 0 |  |  |  | 0 | 0 | Sr Sci/Stat | 130 | 0 | Jr Sci | 80 | 0 |  |  |  | 0 | 0 | Sr Sci/Stat | 130 | 0 | Jr Sci | 80 | 0 |  |  |  | 0 | 0 | Grab | Pesticide | 0 | 0 | 0 |  | Check Bio and Synoptic
14a. FIRST & FINAL YEAR: Data Analysis | 3 | Load | Nut & Sed | Sr Sci/Stat | 130 | 4 | Jr Sci | 80 | 4 | Jr Sci | 56 | 4 | 12 | 1064 | Sr Sci/Stat | 130 | 4 | Jr Sci | 80 | 4.5 | Jr Sci | 56 | 4.5 | 13 | 1132 | Sr Sci/Stat | 130 | 4 | Jr Sci | 80 | 5 | Jr Sci | 56 | 5 | 14 | 1200 | Load | Nut & Sed | 1064 | 1132 | 1200
14a. FIRST & FINAL YEAR: Data Analysis | 3 | Load | Nut, Sed, Bact | Sr Sci/Stat | 130 | 4.25 | Jr Sci | 80 | 4.25 | Jr Sci | 56 | 4.25 | 12.75 | 1130.5 | Sr Sci/Stat | 130 | 4.25 | Jr Sci | 80 | 4.75 | Jr Sci | 56 | 4.75 | 13.75 | 1198.5 | Sr Sci/Stat | 130 | 4.25 | Jr Sci | 80 | 5.25 | Jr Sci | 56 | 5.25 | 14.75 | 1266.5 | Load | Nut, Sed, Bact | 1130.5 | 1198.5 | 1266.5
14a. FIRST & FINAL YEAR: Data Analysis | 3 | Load | Metal & Sed | Sr Sci/Stat | 130 | 4.5 | Jr Sci | 80 | 4.5 | Jr Sci | 56 | 4.5 | 13.5 | 1197 | Sr Sci/Stat | 130 | 4.5 | Jr Sci | 80 | 5 | Jr Sci | 56 | 5 | 14.5 | 1265 | Sr Sci/Stat | 130 | 4.5 | Jr Sci | 80 | 5.5 | Jr Sci | 56 | 5.5 | 15.5 | 1333 | Load | Metal & Sed | 1197 | 1265 | 1333
14a. FIRST & FINAL YEAR: Data Analysis | 3 | Load | Pesticide | Sr Sci/Stat | 130 | 0 | Jr Sci | 80 | 0 | Jr Sci | 56 | 0 | 0 | 0 | Sr Sci/Stat | 130 | 0 | Jr Sci | 80 | 0 | Jr Sci | 56 | 0 | 0 | 0 | Sr Sci/Stat | 130 | 0 | Jr Sci | 80 | 0 | Jr Sci | 56 | 0 | 0 | 0 | Load | Pesticide | 0 | 0 | 0
14a. FIRST & FINAL YEAR: Data Analysis | 2 | Conc&Meter | Nut & Turb | Sr Sci/Stat | 130 | 4 | Jr Sci | 80 | 4 |  |  |  | 8 | 840 | Sr Sci/Stat | 130 | 4 | Jr Sci | 80 | 4.5 |  |  |  | 8.5 | 880 | Sr Sci/Stat | 130 | 4 | Jr Sci | 80 | 5 |  |  |  | 9 | 920 | Conc&Meter | Nut & Turb | 840 | 880 | 920
14a. FIRST & FINAL YEAR: Data Analysis | 2 | Conc&Meter | Nut, Turb, Met | Sr Sci/Stat | 130 | 5 | Jr Sci | 80 | 5 |  |  |  | 10 | 1050 | Sr Sci/Stat | 130 | 5 | Jr Sci | 80 | 5.5 |  |  |  | 10.5 | 1090 | Sr Sci/Stat | 130 | 5 | Jr Sci | 80 | 6 |  |  |  | 11 | 1130 | Conc&Meter | Nut, Turb, Met | 1050 | 1090 | 1130
14a. FIRST & FINAL YEAR: Data Analysis | 2 | Bio/Hab | Bio/Hab (1X) | Sr Sci/Stat | 130 | 4 | Jr Sci | 80 | 4 |  |  |  | 8 | 840 | [22 empty] | Bio/Hab | Bio/Hab (1X) | 840 | 0 | 0
14a. FIRST & FINAL YEAR: Data Analysis | 2 | Bio/Hab | Bio/Hab (2X) | Sr Sci/Stat | 130 | 7 | Jr Sci | 80 | 7 |  |  |  | 14 | 1470 | [22 empty] | Bio/Hab | Bio/Hab (2X) | 1470 | 0 | 0
14a. FIRST & FINAL YEAR: Data Analysis | 3 | Synoptic | Synoptic (1X) | Sr Sci/Stat | 130 | 4 | Jr Sci | 80 | 4 | Jr Sci | 56 | 4 | 12 | 1064 | [22 empty] | Synoptic | Synoptic (1X) | 1064 | 0 | 0
14a. FIRST & FINAL YEAR: Data Analysis | 3 | Synoptic | Synoptic (2X) | Sr Sci/Stat | 130 | 7 | Jr Sci | 80 | 7 | Jr Sci | 56 | 7 | 21 | 1862 | [22 empty] | Synoptic | Synoptic (2X) | 1862 | 0 | 0
14b. MIDDLE YEARS: Data Analysis | 2 | Grab | Nut & Sed | Sr Sci/Stat | 130 | 1.6 | Jr Sci | 80 | 1.6 |  |  |  | 3.2 | 336 | Sr Sci/Stat | 130 | 1.6 | Jr Sci | 80 | 2 |  |  |  | 3.6 | 368 | Sr Sci/Stat | 130 | 1.6 | Jr Sci | 80 | 2.4 |  |  |  | 4 | 400 | Grab | Nut & Sed | 336 | 368 | 400
14b. MIDDLE YEARS: Data Analysis | 2 | Grab | Nut, Sed, Bact | Sr Sci/Stat | 130 | 1.8 | Jr Sci | 80 | 1.8 |  |  |  | 3.6 | 378 | Sr Sci/Stat | 130 | 1.8 | Jr Sci | 80 | 2.2 |  |  |  | 4 | 410 | Sr Sci/Stat | 130 | 1.8 | Jr Sci | 80 | 2.6 |  |  |  | 4.4 | 442 | Grab | Nut, Sed, Bact | 378 | 410 | 442
14b. MIDDLE YEARS: Data Analysis | 2 | Grab | Metal & Sed | Sr Sci/Stat | 130 | 2 | Jr Sci | 80 | 2 |  |  |  | 4 | 420 | Sr Sci/Stat | 130 | 2 | Jr Sci | 80 | 2.4 |  |  |  | 4.4 | 452 | Sr Sci/Stat | 130 | 2 | Jr Sci | 80 | 2.8 |  |  |  | 4.8 | 484 | Grab | Metal & Sed | 420 | 452 | 484
14b. MIDDLE YEARS: Data Analysis | 2 | Grab | Pesticide | Sr Sci/Stat | 130 | 0 | Jr Sci | 80 | 0 |  |  |  | 0 | 0 | Sr Sci/Stat | 130 | 0 | Jr Sci | 80 | 0 |  |  |  | 0 | 0 | Sr Sci/Stat | 130 | 0 | Jr Sci | 80 | 0 |  |  |  | 0 | 0 | Grab | Pesticide | 0 | 0 | 0
14b. MIDDLE YEARS: Data Analysis | 3 | Load | Nut & Sed | Sr Sci/Stat | 130 | 3.2 | Jr Sci | 80 | 3.2 | Jr Sci | 56 | 3.2 | 9.6 | 851.2 | Sr Sci/Stat | 130 | 3.2 | Jr Sci | 80 | 3.6 | Jr Sci | 56 | 3.6 | 10.4 | 905.6 | Sr Sci/Stat | 130 | 3.2 | Jr Sci | 80 | 4 | Jr Sci | 56 | 4 | 11.2 | 960 | Load | Nut & Sed | 851.2 | 905.6 | 960
14b. MIDDLE YEARS: Data Analysis | 3 | Load | Nut, Sed, Bact | Sr Sci/Stat | 130 | 3.4 | Jr Sci | 80 | 3.4 | Jr Sci | 56 | 3.4 | 10.2 | 904.4 | Sr Sci/Stat | 130 | 3.4 | Jr Sci | 80 | 3.8 | Jr Sci | 56 | 3.8 | 11 | 958.8 | Sr Sci/Stat | 130 | 3.4 | Jr Sci | 80 | 4.2 | Jr Sci | 56 | 4.2 | 11.8 | 1013.2 | Load | Nut, Sed, Bact | 904.4 | 958.8 | 1013.2
14b. MIDDLE YEARS: Data Analysis | 3 | Load | Metal & Sed | Sr Sci/Stat | 130 | 3.6 | Jr Sci | 80 | 3.6 | Jr Sci | 56 | 3.6 | 10.8 | 957.6 | Sr Sci/Stat | 130 | 3.6 | Jr Sci | 80 | 4 | Jr Sci | 56 | 4 | 11.6 | 1012 | Sr Sci/Stat | 130 | 3.6 | Jr Sci | 80 | 4.4 | Jr Sci | 56 | 4.4 | 12.4 | 1066.4 | Load | Metal & Sed | 957.6 | 1012 | 1066.4
14b. MIDDLE YEARS: Data Analysis | 3 | Load | Pesticide | Sr Sci/Stat | 130 | 0 | Jr Sci | 80 | 0 | Jr Sci | 56 | 0 | 0 | 0 | Sr Sci/Stat | 130 | 0 | Jr Sci | 80 | 0 | Jr Sci | 56 | 0 | 0 | 0 | Sr Sci/Stat | 130 | 0 | Jr Sci | 80 | 0 | Jr Sci | 56 | 0 | 0 | 0 | Load | Pesticide | 0 | 0 | 0
14b. MIDDLE YEARS: Data Analysis | 2 | Conc&Meter | Nut & Turb | Sr Sci/Stat | 130 | 3.2 | Jr Sci | 80 | 3.2 |  |  |  | 6.4 | 672 | Sr Sci/Stat | 130 | 3.2 | Jr Sci | 80 | 3.6 |  |  |  | 6.8 | 704 | Sr Sci/Stat | 130 | 3.2 | Jr Sci | 80 | 4 |  |  |  | 7.2 | 736 | Conc&Meter | Nut & Turb | 672 | 704 | 736
14b. MIDDLE YEARS: Data Analysis | 2 | Conc&Meter | Nut, Turb, Met | Sr Sci/Stat | 130 | 4 | Jr Sci | 80 | 4 |  |  |  | 8 | 840 | Sr Sci/Stat | 130 | 4 | Jr Sci | 80 | 4.4 |  |  |  | 8.4 | 872 | Sr Sci/Stat | 130 | 4 | Jr Sci | 80 | 4.8 |  |  |  | 8.8 | 904 | Conc&Meter | Nut, Turb, Met | 840 | 872 | 904
14b. MIDDLE YEARS: Data Analysis | 2 | Bio/Hab | Bio/Hab (1X) | Sr Sci/Stat | 130 | 3.2 | Jr Sci | 80 | 3.2 |  |  |  | 6.4 | 672 | [22 empty] | Bio/Hab | Bio/Hab (1X) | 672 | 0 | 0
14b. MIDDLE YEARS: Data Analysis | 2 | Bio/Hab | Bio/Hab (2X) | Sr Sci/Stat | 130 | 5.6 | Jr Sci | 80 | 5.6 |  |  |  | 11.2 | 1176 | [22 empty] | Bio/Hab | Bio/Hab (2X) | 1176 | 0 | 0
14b. MIDDLE YEARS: Data Analysis | 3 | Synoptic | Synoptic (1X) | Sr Sci/Stat | 130 | 3.2 | Jr Sci | 80 | 3.2 | Jr Sci | 56 | 3.2 | 9.6 | 851.2 | [22 empty] | Synoptic | Synoptic (1X) | 851.2 | 0 | 0
14b. MIDDLE YEARS: Data Analysis | 3 | Synoptic | Synoptic (2X) | Sr Sci/Stat | 130 | 5.6 | Jr Sci | 80 | 5.6 | Jr Sci | 56 | 5.6 | 16.8 | 1489.6 | [22 empty] | Synoptic | Synoptic (2X) | 1489.6 | 0 | 0
Note on E5: Steve Dressing: Enter Names or Job Titles (e.g., Senior Statistician)
Note on H5: Steve Dressing: Enter Names or Job Titles (e.g., Lab Technician)
Note on K5: Steve Dressing: Enter Names or Job Titles (Technical Editor)
Note on Q5: Steve Dressing: Enter Names or Job Titles (e.g., Senior Statistician)
Note on T5: Steve Dressing: Enter Names or Job Titles (e.g., Lab Technician)
Note on W5: Steve Dressing: Enter Names or Job Titles (Technical Editor)
Note on AC5: Steve Dressing: Enter Names or Job Titles (e.g., Senior Statistician)
Note on AF5: Steve Dressing: Enter Names or Job Titles (e.g., Lab Technician)
Note on AI5: Steve Dressing: Enter Names or Job Titles (Technical Editor)
Note on A6: Steve Dressing: Analysis of first-year data is assumed to be more challenging, requiring more time because procedures need to be tested, problems solved, etc. Analysis in the final year is more challenging as well, due to the need to evaluate project success, etc.
Note on A21: Steve Dressing: Analysis of middle-year data is assumed to be less challenging because procedures have been worked out.

## Reports
The cost estimation spreadsheet estimates labor costs based on a combination of fixed assumptions, changeable assumptions, and user input. Fixed assumptions for REPORTS are shown on this worksheet.
Reports | These Are Fixed Assumptions
First and Final Reports | [6 empty] | Pay Rate should be fully loaded pay rate (i.e., including benefits).
Design | Number of Sites | Methods Option | Variable Set | Design Factor | Variables Factor | Person 1 | Pay Rate ($/hr) | Hours | Person 2 | Pay Rate ($/hr) | Hours | Person 3 | Pay Rate ($/hr) | Hours | Person 4 | Pay Rate ($/hr) | Hours | Total Hours per Year | Total Cost per Year
Above/Below | 2 | Grab | Nut & Sed | 1.5 | 1 | Sr Sci/Stat | 130 | 12 | Sci | 80 | 9 | Jr Sci | 56 | 9 | Secretarial | 34 | 6 | 36 | 2988 | From Basic Information
Above/Below | 2 | Grab | Nut, Sed, Bact | 1.5 | 1.05 | Sr Sci/Stat | 130 | 12.6 | Sci | 80 | 9.45 | Jr Sci | 56 | 9.45 | Secretarial | 34 | 6.3 | 38 | 3137.4 | Design | Method | Variables | Concat Code
Above/Below | 2 | Grab | Metal & Sed | 1.5 | 1.15 | Sr Sci/Stat | 130 | 13.8 | Sci | 80 | 10.35 | Jr Sci | 56 | 10.35 | Secretarial | 34 | 6.9 | 42 | 3436.2 | A | M | NT | AMNT
Above/Below | 2 | Grab | Pesticide | 1.5 | 0 | Sr Sci/Stat | 130 | 0 | Sci | 80 | 0 | Jr Sci | 56 | 0 | Secretarial | 34 | 0 | 0 | 0
Above/Below | 2 | Load | Nut & Sed | 1.5 | 1.4 | Sr Sci/Stat | 130 | 16.8 | Sci | 80 | 12.6 | Jr Sci | 56 | 12.6 | Secretarial | 34 | 8.4 | 51 | 4183.2 | From Basic Information-For Equipment and Lab Analysis Selection
Above/Below | 2 | Load | Nut, Sed, Bact | 1.5 | 1.45 | Sr Sci/Stat | 130 | 17.4 | Sci | 80 | 13.05 | Jr Sci | 56 | 13.05 | Secretarial | 34 | 8.7 | 53 | 4332.6 |  | Method | Variables | Concat Code
Above/Below | 2 | Load | Metal & Sed | 1.5 | 1.55 | Sr Sci/Stat | 130 | 18.6 | Sci | 80 | 13.95 | Jr Sci | 56 | 13.95 | Secretarial | 34 | 9.3 | 56 | 4631.4 |  | M | NT | MNT
Above/Below | 2 | Load | Pesticide | 1.5 | 0 | Sr Sci/Stat | 130 | 0 | Sci | 80 | 0 | Jr Sci | 56 | 0 | Secretarial | 34 | 0 | 0 | 0
Above/Below | 2 | Conc&Meter | Nut & Turb | 1.5 | 1 | Sr Sci/Stat | 130 | 12 | Sci | 80 | 9 | Jr Sci | 56 | 9 | Secretarial | 34 | 6 | 36 | 2988
Above/Below | 2 | Conc&Meter | Nut, Turb, Met | 1.5 | 1.2 | Sr Sci/Stat | 130 | 14.4 | Sci | 80 | 10.8 | Jr Sci | 56 | 10.8 | Secretarial | 34 | 7.2 | 44 | 3585.6
Above/Below | 2 | Bio/Hab | Bio/Hab | 1.5 | 1.2 | Sr Sci/Stat | 130 | 14.4 | Sci | 80 | 10.8 | Jr Sci | 56 | 10.8 | Secretarial | 34 | 7.2 | 44 | 3585.6
Above/Below | 2 | Synoptic | Synoptic Set | 1.5 | 1.5 | Sr Sci/Stat | 130 | 18 | Sci | 80 | 13.5 | Jr Sci | 56 | 13.5 | Secretarial | 34 | 9 | 54 | 4482
Paired-Watershed | 2 | Grab | Nut & Sed | 1.5 | 1 | Sr Sci/Stat | 130 | 12 | Sci | 80 | 9 | Jr Sci | 56 | 9 | Secretarial | 34 | 6 | 36 | 2988
Paired-Watershed | 2 | Grab | Nut, Sed, Bact | 1.5 | 1.05 | Sr Sci/Stat | 130 | 12.6 | Sci | 80 | 9.45 | Jr Sci | 56 | 9.45 | Secretarial | 34 | 6.3 | 38 | 3137.4
Paired-Watershed | 2 | Grab | Metal & Sed | 1.5 | 1.15 | Sr Sci/Stat | 130 | 13.8 | Sci | 80 | 10.35 | Jr Sci | 56 | 10.35 | Secretarial | 34 | 6.9 | 42 | 3436.2
Paired-Watershed | 2 | Grab | Pesticide | 1.5 | 0 | Sr Sci/Stat | 130 | 0 | Sci | 80 | 0 | Jr Sci | 56 | 0 | Secretarial | 34 | 0 | 0 | 0
Paired-Watershed | 2 | Load | Nut & Sed | 1.5 | 1.4 | Sr Sci/Stat | 130 | 16.8 | Sci | 80 | 12.6 | Jr Sci | 56 | 12.6 | Secretarial | 34 | 8.4 | 51 | 4183.2
Paired-Watershed | 2 | Load | Nut, Sed, Bact | 1.5 | 1.45 | Sr Sci/Stat | 130 | 17.4 | Sci | 80 | 13.05 | Jr Sci | 56 | 13.05 | Secretarial | 34 | 8.7 | 53 | 4332.6
Paired-Watershed | 2 | Load | Metal & Sed | 1.5 | 1.55 | Sr Sci/Stat | 130 | 18.6 | Sci | 80 | 13.95 | Jr Sci | 56 | 13.95 | Secretarial | 34 | 9.3 | 56 | 4631.4
Paired-Watershed | 2 | Load | Pesticide | 1.5 | 0 | Sr Sci/Stat | 130 | 0 | Sci | 80 | 0 | Jr Sci | 56 | 0 | Secretarial | 34 | 0 | 0 | 0
Paired-Watershed | 2 | Conc&Meter | Nut & Turb | 1.5 | 1 | Sr Sci/Stat | 130 | 12 | Sci | 80 | 9 | Jr Sci | 56 | 9 | Secretarial | 34 | 6 | 36 | 2988
Paired-Watershed | 2 | Conc&Meter | Nut, Turb, Met | 1.5 | 1.2 | Sr Sci/Stat | 130 | 14.4 | Sci | 80 | 10.8 | Jr Sci | 56 | 10.8 | Secretarial | 34 | 7.2 | 44 | 3585.6
Paired-Watershed | 2 | Bio/Hab | Bio/Hab | 1.5 | 1.2 | Sr Sci/Stat | 130 | 14.4 | Sci | 80 | 10.8 | Jr Sci | 56 | 10.8 | Secretarial | 34 | 7.2 | 44 | 3585.6
Paired-Watershed | 2 | Synoptic | Synoptic Set | 1.5 | 1.5 | Sr Sci/Stat | 130 | 18 | Sci | 80 | 13.5 | Jr Sci | 56 | 13.5 | Secretarial | 34 | 9 | 54 | 4482
Trend | 1 | Grab | Nut & Sed | 1 | 1 | Sr Sci/Stat | 130 | 8 | Sci | 80 | 6 | Jr Sci | 56 | 6 | Secretarial | 34 | 4 | 24 | 1992
Trend | 1 | Grab | Nut, Sed, Bact | 1 | 1.05 | Sr Sci/Stat | 130 | 8.4 | Sci | 80 | 6.3 | Jr Sci | 56 | 6.3 | Secretarial | 34 | 4.2 | 26 | 2091.6
Trend | 1 | Grab | Metal & Sed | 1 | 1.15 | Sr Sci/Stat | 130 | 9.2 | Sci | 80 | 6.9 | Jr Sci | 56 | 6.9 | Secretarial | 34 | 4.6 | 28 | 2290.8
Trend | 1 | Grab | Pesticide | 1 | 0 | Sr Sci/Stat | 130 | 0 | Sci | 80 | 0 | Jr Sci | 56 | 0 | Secretarial | 34 | 0 | 0 | 0
Trend | 1 | Load | Nut & Sed | 1 | 1.4 | Sr Sci/Stat | 130 | 11.2 | Sci | 80 | 8.4 | Jr Sci | 56 | 8.4 | Secretarial | 34 | 5.6 | 34 | 2788.8
Trend | 1 | Load | Nut, Sed, Bact | 1 | 1.45 | Sr Sci/Stat | 130 | 11.6 | Sci | 80 | 8.7 | Jr Sci | 56 | 8.7 | Secretarial | 34 | 5.8 | 35 | 2888.4
Trend | 1 | Load | Metal & Sed | 1 | 1.55 | Sr Sci/Stat | 130 | 12.4 | Sci | 80 | 9.3 | Jr Sci | 56 | 9.3 | Secretarial | 34 | 6.2 | 38 | 3087.6
Trend | 1 | Load | Pesticide | 1 | 0 | Sr Sci/Stat | 130 | 0 | Sci | 80 | 0 | Jr Sci | 56 | 0 | Secretarial | 34 | 0 | 0 | 0
Trend | 1 | Conc&Meter | Nut & Turb | 1 | 1 | Sr Sci/Stat | 130 | 8 | Sci | 80 | 6 | Jr Sci | 56 | 6 | Secretarial | 34 | 4 | 24 | 1992
Trend | 1 | Conc&Meter | Nut, Turb, Met | 1 | 1.2 | Sr Sci/Stat | 130 | 9.6 | Sci | 80 | 7.2 | Jr Sci | 56 | 7.2 | Secretarial | 34 | 4.8 | 29 | 2390.4
Trend | 1 | Bio/Hab | Bio/Hab | 1 | 1.2 | Sr Sci/Stat | 130 | 9.6 | Sci | 80 | 7.2 | Jr Sci | 56 | 7.2 | Secretarial | 34 | 4.8 | 29 | 2390.4
Trend | 1 | Synoptic | Synoptic Set | 1 | 1.5 | Sr Sci/Stat | 130 | 12 | Sci | 80 | 9 | Jr Sci | 56 | 9 | Secretarial | 34 | 6 | 36 | 2988
Compliance | 2 | Grab | Nut & Sed | 1.1 | 1 | Sr Sci/Stat | 130 | 8.8 | Sci | 80 | 6.6 | Jr Sci | 56 | 6.6 | Secretarial | 34 | 4.4 | 27 | 2191.2
Compliance | 2 | Grab | Nut, Sed, Bact | 1.1 | 1.05 | Sr Sci/Stat | 130 | 9.24 | Sci | 80 | 6.93 | Jr Sci | 56 | 6.93 | Secretarial | 34 | 4.62 | 28 | 2300.76
Compliance | 2 | Grab | Metal & Sed | 1.1 | 1.15 | Sr Sci/Stat | 130 | 10.12 | Sci | 80 | 7.59 | Jr Sci | 56 | 7.59 | Secretarial | 34 | 5.06 | 31 | 2519.88
Compliance | 2 | Grab | Pesticide | 1.1 | 0 | Sr Sci/Stat | 130 | 0 | Sci | 80 | 0 | Jr Sci | 56 | 0 | Secretarial | 34 | 0 | 0 | 0
Compliance | 2 | Load | Nut & Sed | 1.1 | 1.4 | Sr Sci/Stat | 130 | 12.32 | Sci | 80 | 9.24 | Jr Sci | 56 | 9.24 | Secretarial | 34 | 6.16 | 37 | 3067.68
Compliance | 2 | Load | Nut, Sed, Bact | 1.1 | 1.45 | Sr Sci/Stat | 130 | 12.76 | Sci | 80 | 9.57 | Jr Sci | 56 | 9.57 | Secretarial | 34 | 6.38 | 39 | 3177.24
Compliance | 2 | Load | Metal & Sed | 1.1 | 1.55 | Sr Sci/Stat | 130 | 13.64 | Sci | 80 | 10.23 | Jr Sci | 56 | 10.23 | Secretarial | 34 | 6.82 | 41 | 3396.36
Compliance | 2 | Load | Pesticide | 1.1 | 0 | Sr Sci/Stat | 130 | 0 | Sci | 80 | 0 | Jr Sci | 56 | 0 | Secretarial | 34 | 0 | 0 | 0
Compliance | 2 | Conc&Meter | Nut & Turb | 1.1 | 1 | Sr Sci/Stat | 130 | 8.8 | Sci | 80 | 6.6 | Jr Sci | 56 | 6.6 | Secretarial | 34 | 4.4 | 27 | 2191.2
Compliance | 2 | Conc&Meter | Nut, Turb, Met | 1.1 | 1.2 | Sr Sci/Stat | 130 | 10.56 | Sci | 80 | 7.92 | Jr Sci | 56 | 7.92 | Secretarial | 34 | 5.28 | 32 | 2629.44
Compliance | 2 | Bio/Hab | Bio/Hab | 1.1 | 1.2 | Sr Sci/Stat | 130 | 10.56 | Sci | 80 | 7.92 | Jr Sci | 56 | 7.92 | Secretarial | 34 | 5.28 | 32 | 2629.44
Compliance | 2 | Synoptic | Synoptic Set | 1.1 | 1.5 | Sr Sci/Stat | 130 | 13.2 | Sci | 80 | 9.9 | Jr Sci | 56 | 9.9 | Secretarial | 34 | 6.6 | 40 | 3286.8
Synoptic Survey | 2 | Grab | Nut & Sed | 1.1 | 1 | Sr Sci/Stat | 130 | 8.8 | Sci | 80 | 6.6 | Jr Sci | 56 | 6.6 | Secretarial | 34 | 4.4 | 27 | 2191.2
Synoptic Survey | 2 | Grab | Nut, Sed, Bact | 1.1 | 1.05 | Sr Sci/Stat | 130 | 9.24 | Sci | 80 | 6.93 | Jr Sci | 56 | 6.93 | Secretarial | 34 | 4.62 | 28 | 2300.76
Synoptic Survey | 2 | Grab | Metal & Sed | 1.1 | 1.15 | Sr Sci/Stat | 130 | 10.12 | Sci | 80 | 7.59 | Jr Sci | 56 | 7.59 | Secretarial | 34 | 5.06 | 31 | 2519.88
Synoptic Survey | 2 | Grab | Pesticide | 1.1 | 0 | Sr Sci/Stat | 130 | 0 | Sci | 80 | 0 | Jr Sci | 56 | 0 | Secretarial | 34 | 0 | 0 | 0
Synoptic Survey | 2 | Load | Nut & Sed | 1.1 | 1.4 | Sr Sci/Stat | 130 | 12.32 | Sci | 80 | 9.24 | Jr Sci | 56 | 9.24 | Secretarial | 34 | 6.16 | 37 | 3067.68
Synoptic Survey | 2 | Load | Nut, Sed, Bact | 1.1 | 1.45 | Sr Sci/Stat | 130 | 12.76 | Sci | 80 | 9.57 | Jr Sci | 56 | 9.57 | Secretarial | 34 | 6.38 | 39 | 3177.24
Synoptic Survey | 2 | Load | Metal & Sed | 1.1 | 1.55 | Sr Sci/Stat | 130 | 13.64 | Sci | 80 | 10.23 | Jr Sci | 56 | 10.23 | Secretarial | 34 | 6.82 | 41 | 3396.36
Synoptic Survey | 2 | Load | Pesticide | 1.1 | 0 | Sr Sci/Stat | 130 | 0 | Sci | 80 | 0 | Jr Sci | 56 | 0 | Secretarial | 34 | 0 | 0 | 0
Synoptic Survey | 2 | Conc&Meter | Nut & Turb | 1.1 | 1 | Sr Sci/Stat | 130 | 8.8 | Sci | 80 | 6.6 | Jr Sci | 56 | 6.6 | Secretarial | 34 | 4.4 | 27 | 2191.2
Synoptic Survey | 2 | Conc&Meter | Nut, Turb, Met | 1.1 | 1.2 | Sr Sci/Stat | 130 | 10.56 | Sci | 80 | 7.92 | Jr Sci | 56 | 7.92 | Secretarial | 34 | 5.28 | 32 | 2629.44
Synoptic Survey | 2 | Bio/Hab | Bio/Hab | 1.1 | 1.2 | Sr Sci/Stat | 130 | 10.56 | Sci | 80 | 7.92 | Jr Sci | 56 | 7.92 | Secretarial | 34 | 5.28 | 32 | 2629.44
Synoptic Survey | 2 | Synoptic | Synoptic Set | 1.1 | 1.5 | Sr Sci/Stat | 130 | 13.2 | Sci | 80 | 9.9 | Jr Sci | 56 | 9.9 | Secretarial | 34 | 6.6 | 40 | 3286.8
Middle Reports | [6 empty] | Pay Rate should be fully loaded pay rate (i.e., including benefits).
Design | Number of Sites | Methods Option | Variable Set | Design Factor | Variables Factor | Person 1 | Pay Rate ($/hr) | Hours | Person 2 | Pay Rate ($/hr) | Hours | Person 3 | Pay Rate ($/hr) | Hours | Person 4 | Pay Rate ($/hr) | Hours | Total Hours per Year | Total Cost per Year
Above/Below | 2 | Grab | Nut & Sed | 1.5 | 1 | Sr Sci/Stat | 130 | 5.25 | Sci | 80 | 9 | Jr Sci | 56 | 6.75 | Secretarial | 34 | 4.5 | 26 | 1933.5
Above/Below | 2 | Grab | Nut, Sed, Bact | 1.5 | 1.05 | Sr Sci/Stat | 130 | 5.5125 | Sci | 80 | 9.45 | Jr Sci | 56 | 7.0875 | Secretarial | 34 | 4.725 | 27 | 2030.175
Above/Below | 2 | Grab | Metal & Sed | 1.5 | 1.15 | Sr Sci/Stat | 130 | 6.0375 | Sci | 80 | 10.35 | Jr Sci | 56 | 7.7625 | Secretarial | 34 | 5.175 | 30 | 2223.525
Above/Below | 2 | Grab | Pesticide | 1.5 | 0 | Sr Sci/Stat | 130 | 0 | Sci | 80 | 0 | Jr Sci | 56 | 0 | Secretarial | 34 | 0 | 0 | 0
Above/Below | 2 | Load | Nut & Sed | 1.5 | 1.4 | Sr Sci/Stat | 130 | 7.35 | Sci | 80 | 12.6 | Jr Sci | 56 | 9.45 | Secretarial | 34 | 6.3 | 36 | 2706.9
Above/Below | 2 | Load | Nut, Sed, Bact | 1.5 | 1.45 | Sr Sci/Stat | 130 | 7.6125 | Sci | 80 | 13.05 | Jr Sci | 56 | 9.7875 | Secretarial | 34 | 6.525 | 37 | 2803.575
Above/Below | 2 | Load | Metal & Sed | 1.5 | 1.55 | Sr Sci/Stat | 130 | 8.1375 | Sci | 80 | 13.95 | Jr Sci | 56 | 10.4625 | Secretarial | 34 | 6.975 | 40 | 2996.925
Above/Below | 2 | Load | Pesticide | 1.5 | 0 | Sr Sci/Stat | 130 | 0 | Sci | 80 | 0 | Jr Sci | 56 | 0 | Secretarial | 34 | 0 | 0 | 0
Above/Below | 2 | Conc&Meter | Nut & Turb | 1.5 | 1 | Sr Sci/Stat | 130 | 5.25 | Sci | 80 | 9 | Jr Sci | 56 | 6.75 | Secretarial | 34 | 4.5 | 26 | 1933.5
Above/Below | 2 | Conc&Meter | Nut, Turb, Met | 1.5 | 1.2 | Sr Sci/Stat | 130 | 6.3 | Sci | 80 | 10.8 | Jr Sci | 56 | 8.1 | Secretarial | 34 | 5.4 | 31 | 2320.2
Above/Below | 2 | Bio/Hab | Bio/Hab | 1.5 | 1.2 | Sr Sci/Stat | 130 | 6.3 | Sci | 80 | 10.8 | Jr Sci | 56 | 8.1 | Secretarial | 34 | 5.4 | 31 | 2320.2
Above/Below | 2 | Synoptic | Synoptic Set | 1.5 | 1.5 | Sr Sci/Stat | 130 | 7.875 | Sci | 80 | 13.5 | Jr Sci | 56 | 10.125 | Secretarial | 34 | 6.75 | 39 | 2900.25
Paired-Watershed | 2 | Grab | Nut & Sed | 1.5 | 1 | Sr Sci/Stat | 130 | 5.25 | Sci | 80 | 9 | Jr Sci | 56 | 6.75 | Secretarial | 34 | 4.5 | 26 | 1933.5
Paired-Watershed | 2 | Grab | Nut, Sed, Bact | 1.5 | 1.05 | Sr Sci/Stat | 130 | 5.5125 | Sci | 80 | 9.45 | Jr Sci | 56 | 7.0875 | Secretarial | 34 | 4.725 | 27 | 2030.175
Paired-Watershed | 2 | Grab | Metal & Sed | 1.5 | 1.15 | Sr Sci/Stat | 130 | 6.0375 | Sci | 80 | 10.35 | Jr Sci | 56 | 7.7625 | Secretarial | 34 | 5.175 | 30 | 2223.525
Paired-Watershed | 2 | Grab | Pesticide | 1.5 | 0 | Sr Sci/Stat | 130 | 0 | Sci | 80 | 0 | Jr Sci | 56 | 0 | Secretarial | 34 | 0 | 0 | 0
Paired-Watershed | 2 | Load | Nut & Sed | 1.5 | 1.4 | Sr Sci/Stat | 130 | 7.35 | Sci | 80 | 12.6 | Jr Sci | 56 | 9.45 | Secretarial | 34 | 6.3 | 36 | 2706.9
Paired-Watershed | 2 | Load | Nut, Sed, Bact | 1.5 | 1.45 | Sr Sci/Stat | 130 | 7.6125 | Sci | 80 | 13.05 | Jr Sci | 56 | 9.7875 | Secretarial | 34 | 6.525 | 37 | 2803.575
Paired-Watershed | 2 | Load | Metal & Sed | 1.5 | 1.55 | Sr Sci/Stat | 130 | 8.1375 | Sci | 80 | 13.95 | Jr Sci | 56 | 10.4625 | Secretarial | 34 | 6.975 | 40 | 2996.925
Paired-Watershed | 2 | Load | Pesticide | 1.5 | 0 | Sr Sci/Stat | 130 | 0 | Sci | 80 | 0 | Jr Sci | 56 | 0 | Secretarial | 34 | 0 | 0 | 0
Paired-Watershed | 2 | Conc&Meter | Nut & Turb | 1.5 | 1 | Sr Sci/Stat | 130 | 5.25 | Sci | 80 | 9 | Jr Sci | 56 | 6.75 | Secretarial | 34 | 4.5 | 26 | 1933.5
Paired-Watershed | 2 | Conc&Meter | Nut, Turb, Met | 1.5 | 1.2 | Sr Sci/Stat | 130 | 6.3 | Sci | 80 | 10.8 | Jr Sci | 56 | 8.1 | Secretarial | 34 | 5.4 | 31 | 2320.2
Paired-Watershed | 2 | Bio/Hab | Bio/Hab | 1.5 | 1.2 | Sr Sci/Stat | 130 | 6.3 | Sci | 80 | 10.8 | Jr Sci | 56 | 8.1 | Secretarial | 34 | 5.4 | 31 | 2320.2
Paired-Watershed | 2 | Synoptic | Synoptic Set | 1.5 | 1.5 | Sr Sci/Stat | 130 | 7.875 | Sci | 80 | 13.5 | Jr Sci | 56 | 10.125 | Secretarial | 34 | 6.75 | 39 | 2900.25
Trend | 1 | Grab | Nut & Sed | 1 | 1 | Sr Sci/Stat | 130 | 3.5 | Sci | 80 | 6 | Jr Sci | 56 | 4.5 | Secretarial | 34 | 3 | 17 | 1289
Trend | 1 | Grab | Nut, Sed, Bact | 1 | 1.05 | Sr Sci/Stat | 130 | 3.675 | Sci | 80 | 6.3 | Jr Sci | 56 | 4.725 | Secretarial | 34 | 3.15 | 18 | 1353.45
Trend | 1 | Grab | Metal & Sed | 1 | 1.15 | Sr Sci/Stat | 130 | 4.025 | Sci | 80 | 6.9 | Jr Sci | 56 | 5.175 | Secretarial | 34 | 3.45 | 20 | 1482.35
Trend | 1 | Grab | Pesticide | 1 | 0 | Sr Sci/Stat | 130 | 0 | Sci | 80 | 0 | Jr Sci | 56 | 0 | Secretarial | 34 | 0 | 0 | 0
Trend | 1 | Load | Nut & Sed | 1 | 1.4 | Sr Sci/Stat | 130 | 4.9 | Sci | 80 | 8.4 | Jr Sci | 56 | 6.3 | Secretarial | 34 | 4.2 | 24 | 1804.6
Trend | 1 | Load | Nut, Sed, Bact | 1 | 1.45 | Sr Sci/Stat | 130 | 5.075 | Sci | 80 | 8.7 | Jr Sci | 56 | 6.525 | Secretarial | 34 | 4.35 | 25 | 1869.05
Trend | 1 | Load | Metal & Sed | 1 | 1.55 | Sr Sci/Stat | 130 | 5.425 | Sci | 80 | 9.3 | Jr Sci | 56 | 6.975 | Secretarial | 34 | 4.65 | 27 | 1997.95
Trend | 1 | Load | Pesticide | 1 | 0 | Sr Sci/Stat | 130 | 0 | Sci | 80 | 0 | Jr Sci | 56 | 0 | Secretarial | 34 | 0 | 0 | 0
Trend | 1 | Conc&Meter | Nut & Turb | 1 | 1 | Sr Sci/Stat | 130 | 3.5 | Sci | 80 | 6 | Jr Sci | 56 | 4.5 | Secretarial | 34 | 3 | 17 | 1289
Trend | 1 | Conc&Meter | Nut, Turb, Met | 1 | 1.2 | Sr Sci/Stat | 130 | 4.2 | Sci | 80 | 7.2 | Jr Sci | 56 | 5.4 | Secretarial | 34 | 3.6 | 21 | 1546.8
Trend | 1 | Bio/Hab | Bio/Hab | 1 | 1.2 | Sr Sci/Stat | 130 | 4.2 | Sci | 80 | 7.2 | Jr Sci | 56 | 5.4 | Secretarial | 34 | 3.6 | 21 | 1546.8
Trend | 1 | Synoptic | Synoptic Set | 1 | 1.5 | Sr Sci/Stat | 130 | 5.25 | Sci | 80 | 9 | Jr Sci | 56 | 6.75 | Secretarial | 34 | 4.5 | 26 | 1933.5
Compliance | 2 | Grab | Nut & Sed | 1.1 | 1 | Sr Sci/Stat | 130 | 3.85 | Sci | 80 | 6.6 | Jr Sci | 56 | 4.95 | Secretarial | 34 | 3.3 | 19 | 1417.9
Compliance | 2 | Grab | Nut, Sed, Bact | 1.1 | 1.05 | Sr Sci/Stat | 130 | 4.0425 | Sci | 80 | 6.93 | Jr Sci | 56 | 5.1975 | Secretarial | 34 | 3.465 | 20 | 1488.795
Compliance | 2 | Grab | Metal & Sed | 1.1 | 1.15 | Sr Sci/Stat | 130 | 4.4275 | Sci | 80 | 7.59 | Jr Sci | 56 | 5.6925 | Secretarial | 34 | 3.795 | 22 | 1630.585
Compliance | 2 | Grab | Pesticide | 1.1 | 0 | Sr Sci/Stat | 130 | 0 | Sci | 80 | 0 | Jr Sci | 56 | 0 | Secretarial | 34 | 0 | 0 | 0
Compliance | 2 | Load | Nut & Sed | 1.1 | 1.4 | Sr Sci/Stat | 130 | 5.39 | Sci | 80 | 9.24 | Jr Sci | 56 | 6.93 | Secretarial | 34 | 4.62 | 27 | 1985.06
Compliance | 2 | Load | Nut, Sed, Bact | 1.1 | 1.45 | Sr Sci/Stat | 130 | 5.5825 | Sci | 80 | 9.57 | Jr Sci | 56 | 7.1775 | Secretarial | 34 | 4.785 | 28 | 2055.955
Compliance | 2 | Load | Metal & Sed | 1.1 | 1.55 | Sr Sci/Stat | 130 | 5.9675 | Sci | 80 | 10.23 | Jr Sci | 56 | 7.6725 | Secretarial | 34 | 5.115 | 29 | 2197.745
Compliance | 2 | Load | Pesticide | 1.1 | 0 | Sr Sci/Stat | 130 | 0 | Sci | 80 | 0 | Jr Sci | 56 | 0 | Secretarial | 34 | 0 | 0 | 0
Compliance | 2 | Conc&Meter | Nut & Turb | 1.1 | 1 | Sr Sci/Stat | 130 | 3.85 | Sci | 80 | 6.6 | Jr Sci | 56 | 4.95 | Secretarial | 34 | 3.3 | 19 | 1417.9
Compliance | 2 | Conc&Meter | Nut, Turb, Met | 1.1 | 1.2 | Sr Sci/Stat | 130 | 4.62 | Sci | 80 | 7.92 | Jr Sci | 56 | 5.94 | Secretarial | 34 | 3.96 | 23 | 1701.48
Compliance | 2 | Bio/Hab | Bio/Hab | 1.1 | 1.2 | Sr Sci/Stat | 130 | 4.62 | Sci | 80 | 7.92 | Jr Sci | 56 | 5.94 | Secretarial | 34 | 3.96 | 23 | 1701.48
Compliance | 2 | Synoptic | Synoptic Set | 1.1 | 1.5 | Sr Sci/Stat | 130 | 5.775 | Sci | 80 | 9.9 | Jr Sci | 56 | 7.425 | Secretarial | 34 | 4.95 | 29 | 2126.85
Synoptic Survey | 2 | Grab | Nut & Sed | 1.1 | 1 | Sr Sci/Stat | 130 | 3.85 | Sci | 80 | 6.6 | Jr Sci | 56 | 4.95 | Secretarial | 34 | 3.3 | 19 | 1417.9
Synoptic Survey | 2 | Grab | Nut, Sed, Bact | 1.1 | 1.05 | Sr Sci/Stat | 130 | 4.0425 | Sci | 80 | 6.93 | Jr Sci | 56 | 5.1975 | Secretarial | 34 | 3.465 | 20 | 1488.795
Synoptic Survey | 2 | Grab | Metal & Sed | 1.1 | 1.15 | Sr Sci/Stat | 130 | 4.4275 | Sci | 80 | 7.59 | Jr Sci | 56 | 5.6925 | Secretarial | 34 | 3.795 | 22 | 1630.585
Synoptic Survey | 2 | Grab | Pesticide | 1.1 | 0 | Sr Sci/Stat | 130 | 0 | Sci | 80 | 0 | Jr Sci | 56 | 0 | Secretarial | 34 | 0 | 0 | 0
Synoptic Survey | 2 | Load | Nut & Sed | 1.1 | 1.4 | Sr Sci/Stat | 130 | 5.39 | Sci | 80 | 9.24 | Jr Sci | 56 | 6.93 | Secretarial | 34 | 4.62 | 27 | 1985.06
Synoptic Survey | 2 | Load | Nut, Sed, Bact | 1.1 | 1.45 | Sr Sci/Stat | 130 | 5.5825 | Sci | 80 | 9.57 | Jr Sci | 56 | 7.1775 | Secretarial | 34 | 4.785 | 28 | 2055.955
Synoptic Survey | 2 | Load | Metal & Sed | 1.1 | 1.55 | Sr Sci/Stat | 130 | 5.9675 | Sci | 80 | 10.23 | Jr Sci | 56 | 7.6725 | Secretarial | 34 | 5.115 | 29 | 2197.745
Synoptic Survey | 2 | Load | Pesticide | 1.1 | 0 | Sr Sci/Stat | 130 | 0 | Sci | 80 | 0 | Jr Sci | 56 | 0 | Secretarial | 34 | 0 | 0 | 0
Synoptic Survey | 2 | Conc&Meter | Nut & Turb | 1.1 | 1 | Sr Sci/Stat | 130 | 3.85 | Sci | 80 | 6.6 | Jr Sci | 56 | 4.95 | Secretarial | 34 | 3.3 | 19 | 1417.9
Synoptic Survey | 2 | Conc&Meter | Nut, Turb, Met | 1.1 | 1.2 | Sr Sci/Stat | 130 | 4.62 | Sci | 80 | 7.92 | Jr Sci | 56 | 5.94 | Secretarial | 34 | 3.96 | 23 | 1701.48
Synoptic Survey | 2 | Bio/Hab | Bio/Hab | 1.1 | 1.2 | Sr Sci/Stat | 130 | 4.62 | Sci | 80 | 7.92 | Jr Sci | 56 | 5.94 | Secretarial | 34 | 3.96 | 23 | 1701.48
Synoptic Survey | 2 | Synoptic | Synoptic Set | 1.1 | 1.5 | Sr Sci/Stat | 130 | 5.775 | Sci | 80 | 9.9 | Jr Sci | 56 | 7.425 | Secretarial | 34 | 4.95 | 29 | 2126.85
Major Assumptions: | [17 empty] | FF-Max | 4631.4
4 people are involved: $130/hr, $80/hr, $56/hr, $34/hr | [17 empty] | FF-Med | 2938.2
For first and final reports ratios of hours are: 0.33 for $130, 0.25 for $80 and $56, and 0.17 for $34 | [17 empty] | FF-Mean | 2573
For middle reports ratios of hours are: 0.21 for $130, 0.35 for $80, 0.26 for $56, and 0.18 for $34 | [17 empty] | M-Max | 2996.925
[18 empty] | M-Med | 1901.275
Time requirements are mostly a function of monitoring design (i.e, number of sites and types of analyses to report on), set of variables, and first/last versus middle-year reports. | [17 empty] | M-Mean | 1664.9583
Above/Below and Paired-Watershed studies have 2 sites.
Trend has 1 site.
Compliance and synoptic have 2 or more (i.e., n) sites.
Factors were set arbitrarily to account for the different requirements for the various combinations of design and number of sites. These factors are:
Trend: | 1
Paired-Watershed: | 1.5
Above/Below: | 1.5
Compliance: | 1+.05*n |  | n=number of sites
Synoptic Survey: | 1+.05*n |  | n=number of sites
Factors were set arbitrarilly to account for the different variable sets, with the factors being:
Nutrients/Sediment (concentration) | 1
Nutrients/Sediment/Bacteria (concentration) | 1.05
Metals and Sediment (concentration) | 1.15
Pesticides (concentration) | n/a
Nutrients/Sediment (load) | 1.4
Nutrients/Sediment/Bacteria (load) | 1.45
Metals and Sediment (load) | 1.55
Pesticides (load) | n/a
Nutrients/Turbidity (conc/meter) | 1
Nutrients/Turbidity/Metals (conc/meter) | 1.2
Bio/Habitat | 1.2
Synoptic Set | 1.5
The first- and final-year report for Trend monitoring of nutrient/sediment concentrations was set as the baseline as follows:
$130/hr staff | 8 | hr
$80/hr staff | 6 | hr
$56/hr staff | 6 | hr
$34 hr/staff | 4 | hr
24 hours total for the first- and final-year report
First-year and last-year reports were assumed to be equally costly and challenging.
Middle-year reports were assumed to be easier, so total hours were reduced to 17 hours (about a 35% reduction) for baseline (see below).
The ratio of hours for different staffing levels was also changed for middle-year reports as described above.
So for Middle-Year reports, the baseline of Trend monitoring of nutrient/sediment concentrations is:
$130/hr staff | 3.5 | hr
$80/hr staff | 6 | hr
$56/hr staff | 4.5 | hr
$34 hr/staff | 3 | hr
17 hours total for middle-year reports
Note on A29: Steve Dressing: This is the baseline scenario from which other estimates are generated.
Note on A92: Steve Dressing: This is the baseline scenario from which other estimates are generated.

## Lodging
The cost estimation spreadsheet estimates labor costs based on a combination of fixed assumptions, changeable assumptions, and user input. Fixed assumptions for LODGING are shown on this worksheet.
Lodging
| Number of People | Hours to Drive to Watershed | Hours to Drive Within Watershed | Hours to Drive to Laboratory | Hours to Drive to Paired Watershed | Hours to Drive Within Paired Watershed | Hours to Observe (on foot) | Hours to Install or Demolish | Hours to Collect Samples & Take Measurements (Per Site) | Total Hours Per Trip | Nights Lodging Per Trip | Lodging and Per Diem Cost Per Trip
Watershed Characterization | 3 | 0 | 1.0417 | 0 | 0 | 0 | 2 | 0 | 0 | 3.0417 | 0 | 0
Site Location | 3 | 0 | 0.8 | 0 | 0 | 0 | 2.5 | 0 | 0 | 3.3 | 0 | 0
Site Establishment | 3 | 0 | 0 | 0 | 0 | 0 | 0 | 0 | 0 | 0 | 0 | 0
Sampling Runs: Concentration Grab Samples | 2 | 0 | 0 | 0 | 0 | 0 | 0 | 0 | 0 | 0 | 0 | 0
Sampling Runs: Concentration Grab Samples with QA/QC | 3 | 0 | 0 | 0 | 0 | 0 | 0 | 0 | 0 | 0 | 0 | 0
Sampling Runs: Pollutant Loads (Conc Only) | 2 | 0 | 0 | 0 | 0 | 0 | 0 | 0 | 0 | 0 | 0 | 0
Sampling Runs: Pollutant Loads (Conc Only) with QA/QC | 3 | 0 | 0 | 0 | 0 | 0 | 0 | 0 | 0 | 0 | 0 | 0
Sampling Runs: Pollutant Loads (Conc and Discharge) | 2 | 0 | 0 | 0 | 0 | 0 | 0 | 0 | 0 | 0 | 0 | 0
Sampling Runs: Pollutant Loads with QA/QC (Conc and Discharge) | 3 | 0 | 0 | 0 | 0 | 0 | 0 | 0 | 0 | 0 | 0 | 0
Sampling Runs: Concentration Sondes | 2 | 0 | 0.18634 | 0 | 0 | 0 | 0 | 0 | 0.75 | 1.6863 | 0 | 0
Sampling Runs: Concentration Sondes with QA/QC | 3 | 0 | 0.18634 | 0 | 0 | 0 | 0 | 0 | 0.75 | 1.6863 | 0 | 0
Sampling Runs: Biological/Habitat | 2 | 0 | 0 | 0 | 0 | 0 | 0 | 0 | 0 | 0 | 0 | 0
Sampling Runs: Biological/Habitat with QA/QC | 3 | 0 | 0 | 0 | 0 | 0 | 0 | 0 | 0 | 0 | 0 | 0
Sampling Runs: Synoptic Survey Variables | 3 | 0 | 0 | 0 | 0 | 0 | 0 | 0 | 0 | 0 | 0 | 0
Sampling Runs: Synoptic Survey Variables with QA/QC | 4 | 0 | 0 | 0 | 0 | 0 | 0 | 0 | 0 | 0 | 0 | 0
Stage/Discharge Measurements (some extra trips) | 2 | 0 | 0 | 0 | 0 | 0 | 0 | 0 | 0 | 0 | 0 | 0
Land Use/Land Treatment Monitoring | 2 | 0 | 1.0417 | 0 | 0 | 0 | 0.4 | 0 | 0 | 1.4417 | 0 | 0
Site Demolition | 3 | 0 | 0 | 0 | 0 | 0 | 0 | 0 | 0 | 0 | 0 | 0
Major Assumptions:
Lodging is not needed if monitoring team is within 1 hour of the watershed.
Lodging is not needed if work day (including drive times) is 10 hours or less.
If work day hours exceed 10 hours (and team is more than 1 hour from watershed) total hours are divided by 10 to determine
number of nights required.
NOTE: If multiple days are needed but team is within 1 hour of the watershed lodging is NOT provided.
Lodging rates assume single rooms and US Government (GSA) rates for lodging and meals.
1 day of meals and expenses is assumed per night of lodging.
Current Rates (2012):
46
77
It is assumed that stage-discharge measurements are made 8 times per year, with 6 of these as extra trips and 2 as add-ons to scheduled sampling runs.
It is assumed that a single vehicle can be used for 2-, 3-, or 4-person teams, but the vehicle may change based on needs (with same rate).
Note on C3: Steve Dressing: 1-way
Note on E3: Steve Dressing: 1-way
Note on F3: Steve Dressing: 1-way
Note on H4: Steve Dressing: This includes paired watershed if used.
Note on A5: Steve Dressing: Site location is set to 0 for compliance and synoptic survey designs. Assumption is that sites are identified during watershed characterization.
Note on H5: Steve Dressing: This includes paired watershed if used.
Note on A6: Steve Dressing: Cost included only when pollutant loads are monitored.
Note on J11: Steve Dressing: Includes collecting grabs and measuring stage and discharge for rating curve.
Note on J12: Steve Dressing: Includes collecting grabs and measuring stage and discharge for rating curve.
Note on A19: Steve Dressing: Costs included only when pollutant loads are monitored.
Note on J19: Steve Dressing: Time for performing a stage and discharge measurement for rating curve. This is for separate trips just for this purpose.
Note on A20: Steve Dressing: Costs not included for compliance and synoptic survey monitoring designs.
Note on H20: Steve Dressing: This includes paired watershed if used.
Note on A21: Steve Dressing: Costs included only when pollutant loads are monitored.

## Optional Costs
The cost estimation spreadsheet estimates labor costs based on a combination of fixed assumptions, changeable assumptions, and user input. Optional costs are shown on this worksheet.
Optional Costs | Year 1 Cost Estimate ($) | Annual Cost Estimate for Middle Years ($) | Final Year Cost Estimate ($) | Total Cost Estimate ($)
Office Equipment | 0 | 0 | 0 | 0
Office Supplies | 0 | 0 | 0 | 0
Printing | 0 | 0 | 0 | 0
Media (e.g., CDs) | 0 | 0 | 0 | 0
Fuel/Electricity for Gaging Stations | 0 | 0 | 0 | 0
Site Access Fees | 0 | 0 | 0 | 0
Data Purchases | 0 | 0 | 0 | 0
TOTAL | 0 | 0 | 0 | 0
Note: Year 1 and Final Year Costs are added to
(n-2)*middleyearcost to get total cost.
n=number of monitoring years

## Total Cost Estimates
Design | Sampling Type | Variable Set | Sampling Frequency | Years | Total Cost | Average Cost Per Year | Total Labor Cost | Total Equipment and Supplies Cost | Total Lab Chemical Analysis Cost | Total Vehicle Cost | Total Per Diem Cost | Watershed Characterization (in-office labor) | Watershed Characterization: (field labor) | Site Selection (field labor) | Install Gage Houses (field labor) | Watershed Characterization: (drive labor) | Site Selection (drive labor) | Install Gage Houses (drive labor) | Proposal or QAPP | Develop Stage-Discharge Rating Curve | Watershed Characterization: (vehicle cost) | Site Selection (vehicle cost) | Install Gage Houses (vehicle cost) | Watershed Characterization: (per diem cost) | Site Selection (per diem cost) | Install Gage Houses (per diem cost) | Bio-Hab Sampling (field labor) | Synoptic Survey (field labor) | Conc Grab (field labor) | Sondes (field labor) | Load Grab + Discharge (field labor) | Extra stage-discharge trips (field labor) | Land Use & Land Treatment Monitoring (field labor) | Bio-Hab Sampling (drive labor) | Synoptic Survey (drive labor) | Conc Grab (drive labor) | Sondes (drive labor) | Load Grab + Discharge (drive labor) | Extra stage-discharge trips (drive labor) | Land Use & Land Treatment Monitoring (drive labor) | Bio-Hab Sampling (vehicle cost) | Synoptic Survey (vehicle cost) | Conc Grab (vehicle cost) | Sondes (vehicle cost) | Load Grab + Discharge (vehicle cost) | Extra stage-discharge trips (vehicle cost) | Land Use & Land Treatment Monitoring (vehicle cost) | Bio-Hab Sampling (per diem cost) | Synoptic Survey (per diem cost) | Conc Grab (per diem cost) | Sondes (per diem cost) | Load (per diem cost) | Extra stage-discharge trips (per diem cost) | Land Use & Land Treatment Monitoring (per diem cost) | Lab Analysis of Chemical Samples | Lab Analysis of Bug Samples | Equipment and Supplies | Site Demolition (field labor) | Site Demolition (drive labor) | Site Demolition (vehicle cost) | First and Final Year Data Analysis | First Year Data Analysis Cost | Final Year Data Analysis Cost | Middle Years Data Analysis Total | First and Final Year Report Cost | First and Final Overflow | First Year Report Cost | Final Year Report Cost | Middle Year Reports Total | Middle Year Report Overflow | Salaries | Travel
Above/Below | Sondes | Nutrients and Turbidity | 26 | 5 | 88259.232 | 17651.8464 | 66946.7712 | 13891.3 | 6864 | 557.1608 | 0 | 744 | 532 | 1330 | 0 | 277.0833 | 212.8 | 0 | 1388 | 0 | 15.9375 | 11.22 | 0 | 0 | 0 | 0 | 0 | 0 | 0 | 37245 | 0 | 0 | 372 | 0 | 0 | 0 | 4626.7973 | 0 | 0 | 346.5905 | 0 | 0 | 0 | 370.6283 | 0 | 0 | 159.375 | 0 | 0 | 0 | 0 | 0 | 0 | 0 | 6864 | 0 | 13891.3 | 0 | 0 | 0 | 1840 | 1840 | 1840 | 4416 | 2988 | ERROR | 2988 | 2988 | 5800.5 | ERROR | =IF('Basic Information'!B1="Compliance",0,IF('Basic Information'!B1="Synoptic Survey",0,IF('Basic Information'!B1="Multiple Watershed (Not Available)",0,IF('Basic Information'!B1="Soil Testing (Not Available)",0,)))) | HERE =IF('Basic Information'!B1="Compliance",0,IF('Basic Information'!B1="Synoptic Survey",0,IF('Basic Information'!B1="Multiple Watershed (Not Available)",0,IF('Basic Information'!B1="Soil Testing (Not Available)",0,))))
[5 empty] | Salary Factor: | 1 | 66946.7712
|  |  |  | Error Check | 88259.232
|  | Allows dropping variables | [52 empty] | x
|  | Allows changing need number | [54 empty] | x
|  | Has fixed distance adjustment | [18 empty] | x | x | x | x | x | x | [7 empty] | x | x | x | x | x | x | x | x | x | x | x | x | x | x | x | x | x | x | x | x | x
|  | Has % distance adjustment | [18 empty] | x | x | x | [10 empty] | x | x | x | x | x | x | x | x | x | x | x | x | x | x | [13 empty] | mult by sites
|  | Has fixed hours adjustment | [10 empty] | x | x | x | [8 empty] | x | x | x | x | x | x | x | x | x | x | [14 empty] | x | x | x | x | x | x | x
|  | Has fixed pay rate adjustment: | [10 empty] | x | x | x | x | x | x | [8 empty] | x | x | x | x | x | x | x | x | x | x | x | x | x | x
Has % scaling for pay rate:
|  | Has % scaling for hours: | [13 empty] | x | x | x | [5 empty] | x | x | x | [21 empty] | x | x | x | x | x | x | x |  |  |  | x | x | x
|  | Need to factor in QA/QC | [9 empty] | n/a | n/a | n/a | n/a | n/a | n/a | n/a | n/a | n/a | n/a | n/a | n/a | n/a | n/a | n/a | done | done | done | done | done | n/a | n/a | done | done | done | done | done | n/a | n/a | n/a | n/a | n/a | n/a | n/a | n/a | n/a | done | done | done | done | done | n/a | n/a | done | n/a | n/a | n/a | n/a | n/a
|  | Compliance, Multiple, Soil Test, Synoptic ZEROED |  |  |  | x | [5 empty] | x | x | x | x | x | x | x | x | x | x | x | x | x | x | x | x | x | x | x | x | x | x | x | x | x | x | x | x | x | x | x | x | x | x | x | x | x | x | x | x | x | x | x | x | x | x | x | x | x | x | x | x | x | x | x | x | x | x | x | x | x
When calculating totals need to zero out multiple watershed and soil testing costs and report "NOT SUPPORTED" same for compliance?
[10 empty] | Total Cost for Watershed Char and Site Sel/Est: |  |  |  | 3123.0408
Note on B1: Steve Dressing: Use columns B and C and D to determine which costs in other colums to include. What about A?
Note on V1: Steve Dressing: Need to check compliance and synoptic surveys
Note on W1: Steve Dressing: Need to check compliance and synoptic surveys
Note on Y1: Steve Dressing: Need to check compliance and synoptic surveys
Note on Z1: Steve Dressing: Need to check compliance and synoptic surveys
Note on AF1: Steve Dressing: 2 trips/year include discharge
Note on AG1: Steve Dressing: 6 trips/year extra for discharge only
Note on AH1: Steve Dressing: Assumes 2x/year
Note on AM1: Steve Dressing: 2 trips per year include discharge measurement
Note on AN1: Steve Dressing: 6 trips/year extra for discharge only
Note on AO1: Steve Dressing: Assumes 2x/year
Note on AT1: Steve Dressing: 2 trips/year include discharge
Note on AU1: Steve Dressing: 6 trips/year extra for discharge only
Note on AV1: Steve Dressing: Assumes 2x/year
Note on BA1: Steve Dressing: This includes QA/QC (up to 2 times/yr - assigned to conc with discharge trips [2 per year assumed], concentration only trips, conc with discharge trips (2 per year), and discharge only trips (6 per year). So, this is TOTAL per diem costs when load is measured.
Note on BB1: Steve Dressing: 6 trips/year extra for discharge only. This cost is included in the Load per diem costs in column to the left.
Note on BC1: Steve Dressing: Assumes 2x/year
Note on BK1: Steve Dressing: This doesn't factor in the number of sites, so don't use in overall totals. Use the First and Final Year totals in the columns to the right.
Note on BQ1: Steve Dressing: Pesticides not addressed yet. Multiple watershed and soil testing also not addressed yet.
Note on BR1: Steve Dressing: This is an overflow for AG2 - I had too many nested functions (limit is 64) so had to overflow to this cell. AH is used for compliance monitoring. Can add multiple watershed and soil testing here later.
Note on BU1: Steve Dressing: Pesticides not addressed yet. Multiple watershed and soil testing also not addressed yet.
Note on BV1: Steve Dressing: This is an overflow for AI2 - I had too many nested functions (limit is 64) so had to overflow to this cell. AJ is used for compliance monitoring. Can add multiple watershed and soil testing here later.

## Annual Costs
All Costs are vs. 2012, the year for which most input costs have been obtained.
NOTE: Assumes all equipment and supplies are purchased in first year
| Inflation Rate: |  | 0 | %
| Begin: | 2014
| End: | 2018
| Year | Inflation Factor Applied | Annual Cost without Inflation | Annual Inflation-Adjusted Cost | Sum | True Total | Diff
Year 1 | 2014 | 1 | 33227.2191 | 33227.2191 | 88259.232 | 88259.232 | 0
Year 2 | 2015 | 1 | 13402.3782 | 13402.3782 | Number of Middle Years |  | 3 |  | Annual Cost | Labor Only
Year 3 | 2016 | 1 | 13402.3782 | 13402.3782 |  |  |  | First Year | 33227.2191 | 17829.9609
Year 4 | 2017 | 1 | 13402.3782 | 13402.3782 |  |  |  | Middle Year | 13402.3782 | 11923.5776
Year 5 | 2018 | 1 | 14824.8782 | 14824.8782 |  |  |  | Last Year | 14824.8782 | 13346.0776
Year 6 | 2019 | 1 | [7 empty] | 66946.7712 | 0
Year 7 | 2020 | 1 |  |  | Total Years | 5
Year 8 | 2021 | 1 |  |  | Sal Adj Fac | 1
Year 9 | 2022 | 1 |  |  | Inflation | 0 | %
Year 10 | 2023 | 1
Year 11 | 2024 | 1
Year 12 | 2025 | 1
Year 13 | 2026 | 1
Year 14 | 2027 | 1
Year 15 | 2028 | 1
Year 16 | 2029 | 1
Year 17 | 2030 | 1
Year 18 | 2031 | 1
Year 19 | 2032 | 1
Year 20 | 2033 | 1
Year 21 | 2034 | 1
Year 22 | 2035 | 1
Year 23 | 2036 | 1
Year 24 | 2037 | 1
Year 25 | 2038 | 1
Year 26 | 2039 | 1
|  | TOTAL | 88259.232 | 88259.232

## Basic Calculations
Driving Times and Distances | Estimate |  |  | Optional Adjustment Factor | Revised Estimate
OUTSIDE WATERSHED
Time to Drive to Watershed | 0 | hours | One-Way | 1 | 0 | hours | One-Way
Time to Drive to Laboratory from Watershed | 0 | hours | One-Way | 1 | 0 | hours | One-Way
WITHIN WATERSHED
Total Site Location Driving Distance WITHIN Watershed | 22 | miles |  | 1 | 22 | miles
Total Time to Drive WITHIN Watershed for Site Location | 0.8 | hours |  | 1 | 0.8 | hours
Total Watershed Characterization Driving Distance WITHIN Watershed | 31.25 | miles |  | 1 | 31.25 | miles
Total Time to Drive WITHIN Watershed for Watershed Characterization | 1.0417 | hours |  | 1 | 1.0417 | hours
Total Sampling Run Driving Distance WITHIN Watershed | 5.5902 | miles |  | 1 | 5.5902 | miles
Time to Drive WITHIN Watershed for Sampling Runs | 0.18634 | hours |  | 1 | 0.18634 | hours
PAIRED WATERSHEDS
Time to Drive between Watersheds | 0 | hours | One-Way | 1 | 0 | hours | One-Way
Total Site Location Driving Distance WITHIN Watershed | 0 | miles |  | 1 | 0 | miles
Total Time to Drive WITHIN Watershed for Site Location | 0 | hours |  | 1 | 0 | hours
Total Watershed Characterization Driving Distance WITHIN Watershed | 0 | miles |  | 1 | 0 | miles
Total Time to Drive WITHIN Watershed for Watershed Characterization | 0 | hours |  | 1 | 0 | hours
Watershed Characterization Drive Distance Assumptions and Calculations
Watershed is assumed to be a triangle with Area=1/2*b*h with b=1/2*h
so h [in miles] = SQRT(Area/160) and b = 0.5*SQRT(Area/160)
…Area is entered in acres
It is assumed that a grid is driven, with transects 0.5 miles apart.
These assumptions result in the following equation for distance driven:
Distance = (2b*2h)/2 miles
Of course, need to substitute for b and h the SQRT terms above.
Estimates of Stream Miles
Total Mainstem and Tributaries | 11.1803 | miles
Paired Watershed Total Mainstem and Tributaries | 0 | miles
Note on E1: Steve Dressing: If you believe the calculated estimates are unrealistic, simple change this multiplier from the default value of "1" to any value between 0 and 2.
Note on A2: Steve Dressing: Driving TO watershed and WITHIN watershed are combined (depending on function) to estimate total driving distances and times.
Note on A6: Steve Dressing: Driving TO watershed and WITHIN watershed are combined (depending on function) to estimate total driving distances and times.
Note on A14: Steve Dressing: This is additional information for paired-watershed studies where two separate watersheds may be involved.

## Conc Grab Set
Grab Sampling Options
Four options are provided. All are costed assuming the same number of sites, frequency, and years.
1. Nutrients and Sediment
2. Bacteria, Nutrients, and Sediment
3. Metals and Sediment
4. Pesticides (NOT DONE)
All options include a staff gage, plastic rain gage, and a cooler.
Peristaltic pumps are included for on-site filtering of samples.
See Assumptions below for additional information.
Nutrients and Sediment Set
Equipment and Supplies | Unit Cost | Number of Units Needed | Total Cost | Is Number of Units OK? | Your Estimate (Units Needed) | Cost Used in Analysis |  |  | Total Cost | 88259.232
Style A Staff Gage (13.5 ft) & T-style post | 124 | 2 | 248 |  |  | 248 |  |  | Total Cost | 88259.232
Post driver | 30 | 1 | 30 |  |  | 30 |  |  | Total Cost | 88259.232
Rain Gage (plastic) | 35 | 2 | 70 |  |  | 70 |  |  | Total Cost | 88259.232
Cooler (54-quart) | 52.15 | 1 | 52.15 |  |  | 52.15 |  |  | Total Cost | 88259.232
Bottles-1000 ml wide mouth (HDPE, Box of 24)) | 123 | 1 | 123 |  |  | 123 |  |  | Total Cost | 88259.232
Ice for cooler | 4 | 130 | 520 |  |  | 520 |  |  | Total Cost | 88259.232
Sulfuric Acid (10 N) Liter | 28.15 | 1 | 28.15 |  |  | 28.15 |  |  | Total Cost | 88259.232
Total Equipment and Supplies Costs |  |  | 1071.3 |  |  | 1071.3 |  |  | Total Cost | 88259.232
Number of 1000 ml wide mouth HDPE sample bottles per site = | 2 |  | One for N/P and one for SSC. | [5 empty] | Total Cost | 88259.232
Number of HDPE sample bottles per site with Nitric Acid = | 0 | [7 empty] | Total Cost | 88259.232
Number of HDPE sample bottles per site with Sulfuric Acid = | 1 | [7 empty] | Total Cost | 88259.232
Nutrients and Sediment Set: Laboratory Analysis Costs | [8 empty] | Total Cost | 88259.232
Variable | Analysis Cost | Samples* per Visit to Site | Number of Visits per Year | Number of Sites | Number of Years | Total Cost for Variable | Drop this Variable? | Total Cost Included in Analysis | Total Cost | 88259.232
Total N using EPA Method 351.4 | 27 | 1.1 | 26 | 2 | 5 | 7722 |  | 7722 | Total Cost | 88259.232
Total P using EPA Method 365.4 | 24 | 1.1 | 26 | 2 | 5 | 6864 |  | 6864 | Total Cost | 88259.232
Suspended Sediment Concentration (USGS Method) | 16 | 1.1 | 26 | 2 | 5 | 4576 |  | 4576 | Total Cost | 88259.232
Total Laboratory Cost | [5 empty] | 19162 |  | 19162 | Total Cost | 88259.232
*Include 10% QA/QC replicates in sample counts. | [8 empty] | Total Cost | 88259.232
[9 empty] | Total Cost | 88259.232
[9 empty] | Total Cost | 88259.232
Bacteria, Nutrients, and Sediment Set | [8 empty] | Total Cost | 88259.232
Equipment and Supplies | Unit Cost | Number of Units Needed | Total Cost | Is Number of Units OK? | Your Estimate (Units Needed) | Cost Used in Analysis |  |  | Total Cost | 88259.232
Style A Staff Gage (13.5 ft) & T-style post | 124 | 2 | 248 |  |  | 248 |  |  | Total Cost | 88259.232
Post driver | 30 | 1 | 30 |  |  | 30 |  |  | Total Cost | 88259.232
Rain Gage (plastic) | 35 | 2 | 70 |  |  | 70 |  |  | Total Cost | 88259.232
Cooler (54-quart) | 52.15 | 1 | 52.15 |  |  | 52.15 |  |  | Total Cost | 88259.232
Bottles-1000 ml wide mouth (HDPE, Box of 24)) | 123 | 1 | 123 |  |  | 123 |  |  | Total Cost | 88259.232
Ice for cooler | 4 | 130 | 520 |  |  | 520 |  |  | Total Cost | 88259.232
Sulfuric Acid (10 N) Liter | 28.15 | 1 | 28.15 |  |  | 28.15 |  |  | Total Cost | 88259.232
Total Equipment and Supplies Costs |  |  | 1071.3 |  |  | 1071.3 |  |  | Total Cost | 88259.232
Number of 1000 ml wide mouth HDPE sample bottles per site = | 2 |  | One for N/P and one for SSC. | [5 empty] | Total Cost | 88259.232
Number of HDPE sample bottles per site with Nitric Acid = | 0 | [7 empty] | Total Cost | 88259.232
Number of HDPE sample bottles per site with Sulfuric Acid = | 1 | [7 empty] | Total Cost | 88259.232
Bacteria, Nutrients, and Sediment Set: Laboratory Analysis Costs | [8 empty] | Total Cost | 88259.232
Variable | Analysis Cost | Samples* per Visit to Site | Number of Visits per Year | Number of Sites | Number of Years | Total Cost for Variable | Drop this Variable? | Total Cost Included in Analysis | Total Cost | 88259.232
Total N using EPA Method 351.4 | 27 | 1.1 | 26 | 2 | 5 | 7722 |  | 7722 | Total Cost | 88259.232
Total P using EPA Method 365.4 | 24 | 1.1 | 26 | 2 | 5 | 6864 |  | 6864 | Total Cost | 88259.232
Suspended Sediment Concentration (USGS Method) | 16 | 1.1 | 26 | 2 | 5 | 4576 |  | 4576 | Total Cost | 88259.232
E. coli and total coliform via Micrology Labs Coliscan Easygel ($18.50 for 10 tests) | 1.85 | 1.1 | 26 | 2 | 5 | 529.1 |  | 529.1 | Total Cost | 88259.232
Total Laboratory Cost | [5 empty] | 19691.1 |  | 19691.1 | Total Cost | 88259.232
*Include 10% QA/QC replicates in sample counts. | [8 empty] | Total Cost | 88259.232
[9 empty] | Total Cost | 88259.232
[9 empty] | Total Cost | 88259.232
Metals (Total and Dissolved) and Sediment Set | [8 empty] | Total Cost | 88259.232
Equipment and Supplies | Unit Cost | Number of Units Needed | Total Cost | Is Number of Units OK? | Your Estimate (Units Needed) | Cost Used in Analysis |  |  | Total Cost | 88259.232
Style A Staff Gage (13.5 ft) & T-style post | 124 | 2 | 248 |  |  | 248 |  |  | Total Cost | 88259.232
Post driver | 30 | 1 | 30 |  |  | 30 |  |  | Total Cost | 88259.232
Rain Gage (plastic) | 35 | 2 | 70 |  |  | 70 |  |  | Total Cost | 88259.232
Cooler (54-quart) | 52.15 | 1 | 52.15 |  |  | 52.15 |  |  | Total Cost | 88259.232
Bottles-1000 ml wide mouth (HDPE, Box of 24)) | 123 | 1 | 123 |  |  | 123 |  |  | Total Cost | 88259.232
Geopump Series 1 Peristaltic Pumps AC/DC | 925 | 1 | 925 |  |  | 925 |  |  | Total Cost | 88259.232
Silicone Tubing, Size 24, 25'L (for use with peristaltic pumps) | 85 | 1 | 85 |  |  | 85 |  |  | Total Cost | 88259.232
12V Battery and Charger (for peristaltic pumps) | 144 | 1 | 144 |  |  | 144 |  |  | Total Cost | 88259.232
Solinst Model 860 Disposable Filters ( 0.45 µm) 1 filter | 16 | 260 | 4160 |  |  | 4160 |  |  | Total Cost | 88259.232
Ice for cooler | 4 | 130 | 520 |  |  | 520 |  |  | Total Cost | 88259.232
1:1 Nitric acid 500mL | 27.09 | 4 | 108.36 |  |  | 108.36 |  |  | Total Cost | 88259.232
Total Equipment and Supplies Costs |  |  | 6465.51 |  |  | 6465.51 |  |  | Total Cost | 88259.232
Number of 1000 ml wide mouth HDPE sample bottles per site = | 3 |  | One each for total metals/hardness, dissolved metals, and SSC. | [5 empty] | Total Cost | 88259.232
Number of HDPE sample bottles per site with Nitric Acid = | 2 | [7 empty] | Total Cost | 88259.232
Number of HDPE sample bottles per site with Sulfuric Acid = | 0 | [7 empty] | Total Cost | 88259.232
Metals (Total and Dissolved) and Sediment Set: Laboratory Analysis Costs | [8 empty] | Total Cost | 88259.232
Variable | Analysis Cost | Samples* per Visit to Site | Number of Visits per Year | Number of Sites | Number of Years | Total Cost for Variable | Drop this Variable? | Total Cost Included in Analysis | Total Cost | 88259.232
Suspended Sediment Concentration (USGS Method) | 16 | 1.1 | 26 | 2 | 5 | 4576 |  | 4576 | Total Cost | 88259.232
Hardness EPA Method 130.2 - Titrimetry using EDTA | 20 | 1.1 | 26 | 2 | 5 | 5720 |  | 5720 | Total Cost | 88259.232
Metals Scan (5 metals) using EPA Method 200.7 ($12/metal) | 60 | 2.2 | 26 | 2 | 5 | 34320 |  | 34320 | Total Cost | 88259.232
Total Laboratory Cost | [5 empty] | 44616 |  | 44616 | Total Cost | 88259.232
*Include 10% QA/QC replicates in sample counts.
Pesticides Set - NOT DONE
Equipment and Supplies | Unit Cost | Number of Units Needed | Total Cost | Is Number of Units OK? | Your Estimate (Units Needed) | Cost Used in Analysis
Style A Staff Gage (13.5 ft) & T-style post | 124 | 2 | 248 |  |  | 248
Post driver | 30 | 1 | 30 |  |  | 30
Rain Gage (plastic) | 35 | 2 | 70 |  |  | 70
Cooler (54-quart) | 52.15 | 1 | 52.15 |  |  | 52.15
Boston Rounds 32 oz. (1 Qt) amber glass without caps (for pesticide samples) 12 bottles | 18 | 1 | 18 |  |  | 18
Caps, black phenolic for 32 oz. Boston Rounds bottles, 12 caps | 3 | 1 | 3 |  |  | 3
Ice for cooler | 4 | 130 | 520 |  |  | 520
Sulfuric Acid (10 N) Liter | 28.15 | 2 | 56.3 |  |  | 56.3
Total Equipment and Supplies Costs |  |  | 997.45 |  |  | 997.45
Number of 1000 ml wide mouth HDPE sample bottles per site = | 0
Number of HDPE sample bottles per site with Nitric Acid = | 0
Number of HDPE sample bottles per site with Sulfuric Acid = | 0
Pesticides Set: Laboratory Analysis Costs
Variable | Analysis Cost | Samples* per Visit to Site | Number of Visits per Year | Number of Sites | Number of Years | Total Cost for Variable | Drop this Variable? | Total Cost Included in Analysis
Pesticide Scan using Method 8270C | 140 | 1.1 | 26 | 2 | 5 | 40040 |  | 40040
Total Laboratory Cost | [5 empty] | 40040 |  | 40040
*Include 10% QA/QC replicates in sample counts.
ASSUMPTIONS
Bottles Needed per Site per Event
1 bottle for hardness and total metals: nitric acid
1 bottle for dissolved metals: nitric acid
1 bottle for total P: sulfuric acid
1 bottle for SSC: no acid
BOD requires special incubation bottles.
Pesticides require amber glass bottles.
Acid Volumes per 1-Liter HDPE bottle
3mL of 1:1 nitric acid per liter of sample to reduce pH to under 2
2mL of 10 N sulfuric acid per liter of sample to reduce pH to under 2
Replacement of HDPE Bottles
It is assumed that 10% of initially purchased HDEP bottles are replaced each year.
The following equation is used:
=ROUNDUP(((1+0.1*YEARS)*SITES*ROUNDUP(FREQUENCY/13,0)*BOTTLES/24),0)
Where: YEARS is the number of monitoring years.
SITES is the number of monitoring sites.
FREQUENCY is the sampling frequency.
BOTTLES is the number of HDPE bottles needed per site for each option.
13 is used to account for the assumption that each bottle is tied up for 4 weeks for analysis/cleaning. (see discussion below)
24 is the number of HDPE bottles in a box.
0.1 is for 10% breakage/replacement per year.
Discussion
It is assumed that weekly is the most frequent sampling. So, with weekly sampling need to purchase 4*SITES*BOTTLES (where 4 is the "need factor") to have enough bottles available for sampling events, allowing 4 weeks for sample analysis, cleaning, and reuse of each bottle. The maximum value for the "need factor" is 4, while the minimum value is 1 (i.e., you need at least one box of bottles). By dividing the FREQUENCY value (i.e., the number of sampling events per year) by 13 and rounding up, the number of boxes of bottles needed will be 1, 2, 3, or 4.
Examples: Weekly=52, so (52/13)=4.
Monthly=12, so (12/13)= 0.92, rounded up =1.
Bi-monthly=26, so 26/13=2.
Note on C13: Steve Dressing: Synoptic surveys last 1 year, so no breakage or replacement is assumed.
Note on C20: Steve Dressing: The "2" in the equation is for 2 ml of acid per 1-liter sample bottle.
Note on C35: Steve Dressing: Synoptic surveys last 1 year, so no breakage or replacement is assumed.
Note on C42: Steve Dressing: The "2" in the equation is for 2 ml of acid per 1 liter bottle.
Note on C58: Steve Dressing: Synoptic surveys last 1 year, so no breakage or replacement is assumed.
Note on C67: Steve Dressing: Assumes 1 filter per sample, with 1 bottle filtered per site.
Note on C68: Steve Dressing: Assumes one cooler filled per sampling event.
Note on C69: Steve Dressing: The "3" in the equation is for 3 ml of acid per 1-liter sample bottle.
Note on C78: Steve Dressing: Double for dissolved and total metals.
Note on C84: Steve Dressing: Synoptic surveys last 1 year, so no breakage or replacement is assumed.
Note on C89: Steve Dressing: Assumes 1 bottle per site.
Note on C90: Steve Dressing: Assumes 1 bottle per site.
Note on C92: Steve Dressing: The "2" in the equation is for 2 ml of acid per 1-liter sample bottle.

## Load Set
Load Sampling Options
Four options are provided. All are costed assuming the same number of sites, frequency, and years.
1. Nutrients and Sediment
2. Bacteria, Nutrients, and Sediment
3. Metals and Sediment
4. Pesticides (NOT DONE)
All options include a staff gage, plastic rain gage, and a cooler.
Peristaltic pumps are included for on-site filtering of samples.
See Assumptions below for additional information.
Nutrients and Sediment Set (requires refrigerated sampler)
Equipment and Supplies | Unit Cost | Number of Units Needed | Total Cost | Is Number of Units OK? | Your Estimate (Units Needed) | Cost Used in Analysis
USGS portable steel gage house (2'x3'x5' tall) | 1489 | 2 | 2978 |  | 2 | 2978 |  |  | Total Cost | 88259.232
Connection to power grid | 800 | 2 | 1600 |  | 2 | 1600 |  |  | Total Cost | 88259.232
Style A Staff Gage (13.5 ft) & T-style post | 124 | 2 | 248 |  | 2 | 248 |  |  | Total Cost | 88259.232
Post driver | 30 | 1 | 30 |  | 1 | 30 |  |  | Total Cost | 88259.232
Isco Model 6712FR Fiberglass Refrigerated Sampler | 5557 | 2 | 11114 |  | 2 | 11114 |  |  | Total Cost | 88259.232
Isco 2-bottle kit (7.5-liter polyethylene) | 232 | 2 | 464 |  | 2 | 464 |  |  | Total Cost | 88259.232
Isco intake line with strainer | 90 | 2 | 180 |  | 2 | 180 |  |  | Total Cost | 88259.232
Isco 730 Bubbler Flow Module | 1900 | 2 | 3800 |  | 2 | 3800 |  |  | Total Cost | 88259.232
Isco battery-backed power pack for 6712FR | 231 | 2 | 462 |  | 2 | 462 |  |  | Total Cost | 88259.232
Flowlink Software for Model 6712FR | 1876 | 1 | 1876 |  | 1 | 1876 |  |  | Total Cost | 88259.232
Isco 581 RTD (rapid transfer device) for field retrieval of Model 6712FR data | 644 | 1 | 644 |  | 1 | 644 |  |  | Total Cost | 88259.232
Pygmy-type Current Meter w/ AquaCount data logger | 2015 | 1 | 2015 |  | 1 | 2015 |  |  | Total Cost | 88259.232
Tipping Bucket Rain Gauge | 778 | 2 | 1556 |  | 2 | 1556 |  |  | Total Cost | 88259.232
HOBO Event Rainfall Logger (for tipping bucket rain gauge) | 107 | 2 | 214 |  | 2 | 214 |  |  | Total Cost | 88259.232
Boxcar Software for Windows (for HOBO rainfall event logger) | 114 | 1 | 114 |  | 1 | 114 |  |  | Total Cost | 88259.232
Isco 7.5-liter polyethylene bottles (2 extra for each site) | 67 | 4 | 268 |  | 4 | 268 |  |  | Total Cost | 88259.232
Surge Protector | 50 | 2 | 100 |  | 2 | 100 |  |  | Total Cost | 88259.232
Cooler (54-quart) | 52.15 | 1 | 52.15 |  | 1 | 52.15 |  |  | Total Cost | 88259.232
Ice for cooler | 4 | 130 | 520 |  |  | 520 |  |  | Total Cost | 88259.232
Sulfuric Acid (10 N) Liter | 28.15 | 4 | 112.6 |  |  | 112.6 |  |  | Total Cost | 88259.232
Total Equipment and Supplies Costs |  |  | 28347.75 |  |  | 28347.75
Number of sampler bottles per site = | 2 |  | One for N/P and one for SSC.
Number of sampler bottles per site with Nitric Acid = | 0
Number of sampler bottles per site with Sulfuric Acid = | 1
Nutrients and Sediment Set: Laboratory Analysis Costs
Variable | Analysis Cost | Samples* per Visit to Site | Number of Visits per Year | Number of Sites | Number of Years | Total Cost for Variable | Drop this Variable? | Total Cost Included in Analysis
Total N using EPA Method 351.4 | 27 | 1.1 | 26 | 2 | 5 | 7722 |  | 7722 | Total Cost | 88259.232
Total P using EPA Method 365.4 | 24 | 1.1 | 26 | 2 | 5 | 6864 |  | 6864 | Total Cost | 88259.232
Suspended Sediment Concentration (USGS Method) | 16 | 1.1 | 26 | 2 | 5 | 4576 |  | 4576 | Total Cost | 88259.232
Total Laboratory Cost | [5 empty] | 19162 |  | 19162
*Include 10% QA/QC replicates in sample counts.
Bacteria, Nutrients, and Sediment Set (requires refrigerated sampler)
Equipment and Supplies | Unit Cost | Number of Units Needed | Total Cost | Is Number of Units OK? | Your Estimate (Units Needed) | Cost Used in Analysis
USGS portable steel gage house (2'x3'x5' tall) | 1489 | 2 | 2978 |  |  | 2978 |  |  | Total Cost | 88259.232
Connection to power grid | 800 | 2 | 1600 |  |  | 1600 |  |  | Total Cost | 88259.232
Style A Staff Gage (13.5 ft) & T-style post | 124 | 2 | 248 |  |  | 248 |  |  | Total Cost | 88259.232
Post driver | 30 | 1 | 30 |  |  | 30 |  |  | Total Cost | 88259.232
Isco Model 6712FR Fiberglass Refrigerated Sampler | 5557 | 2 | 11114 |  |  | 11114 |  |  | Total Cost | 88259.232
Isco 2-bottle kit (7.5-liter polyethylene) | 232 | 2 | 464 |  |  | 464 |  |  | Total Cost | 88259.232
Isco intake line with strainer | 90 | 2 | 180 |  |  | 180 |  |  | Total Cost | 88259.232
Isco 730 Bubbler Flow Module | 1900 | 2 | 3800 |  |  | 3800 |  |  | Total Cost | 88259.232
Isco battery-backed power pack for 6712FR | 231 | 2 | 462 |  |  | 462 |  |  | Total Cost | 88259.232
Flowlink Software for Model 6712FR | 1876 | 1 | 1876 |  |  | 1876 |  |  | Total Cost | 88259.232
Isco 581 RTD (rapid transfer device) for field retrieval of Model 6712FR data | 644 | 1 | 644 |  |  | 644 |  |  | Total Cost | 88259.232
Pygmy-type Current Meter w/ AquaCount data logger | 2015 | 1 | 2015 |  |  | 2015 |  |  | Total Cost | 88259.232
Tipping Bucket Rain Gauge | 778 | 2 | 1556 |  |  | 1556 |  |  | Total Cost | 88259.232
HOBO Event Rainfall Logger (for tipping bucket rain gauge) | 107 | 2 | 214 |  |  | 214 |  |  | Total Cost | 88259.232
Boxcar Software for Windows (for HOBO rainfall event logger) | 114 | 1 | 114 |  |  | 114 |  |  | Total Cost | 88259.232
Isco 7.5-liter polyethylene bottles (2 extra for each site) | 67 | 4 | 268 |  |  | 268 |  |  | Total Cost | 88259.232
Surge Protector | 50 | 2 | 100 |  |  | 100 |  |  | Total Cost | 88259.232
Cooler (54-quart) | 52.15 | 1 | 52.15 |  |  | 52.15 |  |  | Total Cost | 88259.232
Ice for cooler | 4 | 130 | 520 |  |  | 520 |  |  | Total Cost | 88259.232
Sulfuric Acid (10 N) Liter | 28.15 | 4 | 112.6 |  |  | 112.6 |  |  | Total Cost | 88259.232
Total Equipment and Supplies Costs |  |  | 28347.75 |  |  | 28347.75
Number of sampler bottles per site = | 2 |  | One for N/P and one for SSC.
Number of sampler bottles per site with Nitric Acid = | 0
Number of sampler bottles per site with Sulfuric Acid = | 1
Bacteria, Nutrients, and Sediment Set: Laboratory Analysis Costs
Variable | Analysis Cost | Samples* per Visit to Site | Number of Visits per Year | Number of Sites | Number of Years | Total Cost for Variable | Drop this Variable? | Total Cost Included in Analysis
Total N using EPA Method 351.4 | 27 | 1.1 | 26 | 2 | 5 | 7722 |  | 7722 | Total Cost | 88259.232
Total P using EPA Method 365.4 | 24 | 1.1 | 26 | 2 | 5 | 6864 |  | 6864 | Total Cost | 88259.232
Suspended Sediment Concentration (USGS Method) | 16 | 1.1 | 26 | 2 | 5 | 4576 |  | 4576 | Total Cost | 88259.232
E. coli and total coliform via Micrology Labs Coliscan Easygel ($18.50 for 10 tests) | 1.85 | 1.1 | 26 | 2 | 5 | 529.1 |  | 529.1 | Total Cost | 88259.232
Total Laboratory Cost | [5 empty] | 19691.1 |  | 19691.1
*Include 10% QA/QC replicates in sample counts.
Metals (Total and Dissolved) and Sediment Set (requires refrigerated sampler)
Equipment and Supplies | Unit Cost | Number of Units Needed | Total Cost | Is Number of Units OK? | Your Estimate (Units Needed) | Cost Used in Analysis
USGS portable steel gage house (2'x3'x5' tall) | 1489 | 2 | 2978 |  |  | 2978 |  |  | Total Cost | 88259.232
Connection to power grid | 800 | 2 | 1600 |  |  | 1600 |  |  | Total Cost | 88259.232
Style A Staff Gage (13.5 ft) & T-style post | 124 | 2 | 248 |  |  | 248 |  |  | Total Cost | 88259.232
Post driver | 30 | 1 | 30 |  |  | 30 |  |  | Total Cost | 88259.232
Isco Model 6712FR Fiberglass Refrigerated Sampler | 5557 | 2 | 11114 |  |  | 11114 |  |  | Total Cost | 88259.232
Isco 2-bottle kit (7.5-liter polyethylene) | 232 | 2 | 464 |  |  | 464 |  |  | Total Cost | 88259.232
Isco intake line with strainer | 90 | 2 | 180 |  |  | 180 |  |  | Total Cost | 88259.232
Isco 730 Bubbler Flow Module | 1900 | 2 | 3800 |  |  | 3800 |  |  | Total Cost | 88259.232
Isco battery-backed power pack for 6712FR | 231 | 2 | 462 |  |  | 462 |  |  | Total Cost | 88259.232
Flowlink Software for Model 6712FR | 1876 | 1 | 1876 |  |  | 1876 |  |  | Total Cost | 88259.232
Isco 581 RTD (rapid transfer device) for field retrieval of Model 6712FR data | 644 | 1 | 644 |  |  | 644 |  |  | Total Cost | 88259.232
Pygmy-type Current Meter w/ AquaCount data logger | 2015 | 1 | 2015 |  |  | 2015 |  |  | Total Cost | 88259.232
Tipping Bucket Rain Gauge | 778 | 2 | 1556 |  |  | 1556 |  |  | Total Cost | 88259.232
HOBO Event Rainfall Logger (for tipping bucket rain gauge) | 107 | 2 | 214 |  |  | 214 |  |  | Total Cost | 88259.232
Boxcar Software for Windows (for HOBO rainfall event logger) | 114 | 1 | 114 |  |  | 114 |  |  | Total Cost | 88259.232
Isco 7.5-liter polyethylene bottles (2 extra for each site) | 67 | 4 | 268 |  |  | 268 |  |  | Total Cost | 88259.232
Surge Protector | 50 | 2 | 100 |  |  | 100 |  |  | Total Cost | 88259.232
Cooler (54-quart) | 52.15 | 1 | 52.15 |  |  | 52.15 |  |  | Total Cost | 88259.232
Ice for cooler | 4 | 130 | 520 |  |  | 520 |  |  | Total Cost | 88259.232
Bottles-1000 ml wide mouth (HDPE, Box of 24)) | 123 | 1 | 123 |  |  | 123 |  |  | Total Cost | 88259.232
Geopump Series 1 Peristaltic Pumps AC/DC | 925 | 1 | 925 |  |  | 925 |  |  | Total Cost | 88259.232
Silicone Tubing, Size 24, 25'L (for use with peristaltic pumps) | 85 | 1 | 85 |  |  | 85 |  |  | Total Cost | 88259.232
12V Battery and Charger (for peristaltic pumps) | 144 | 1 | 144 |  |  | 144 |  |  | Total Cost | 88259.232
Solinst Model 860 Disposable Filters ( 0.45 µm) 1 filter | 16 | 260 | 4160 |  |  | 4160 |  |  | Total Cost | 88259.232
1:1 Nitric acid 500mL | 27.09 | 12 | 325.08 |  |  | 325.08 |  |  | Total Cost | 88259.232
Total Equipment and Supplies Costs |  |  | 33997.23 |  |  | 33997.23
Number of sampler bottles per site = | 2 |  | One each for total metals/hardness and SSC. 1 liter of total metals/hardness is filtered into a 1-liter HDPE bottle.
Number of sampler bottles per site with Nitric Acid = | 1
Number of sampler bottles per site with Sulfuric Acid = | 0
Metals (Total and Dissolved) and Sediment Set: Laboratory Analysis Costs
Variable | Analysis Cost | Samples* per Visit to Site | Number of Visits per Year | Number of Sites | Number of Years | Annual Cost for Variable | Drop this Variable? | Total Cost Included in Analysis
Suspended Sediment Concentration (USGS Method) | 16 | 1.1 | 26 | 2 | 5 | 4576 |  | 4576 | Total Cost | 88259.232
Hardness EPA Method 130.2 - Titrimetry using EDTA | 20 | 1.1 | 26 | 2 | 5 | 5720 |  | 5720 | Total Cost | 88259.232
Metals Scan (5 metals) using EPA Method 200.7 ($12/metal) | 60 | 2.2 | 26 | 2 | 5 | 34320 |  | 34320 | Total Cost | 88259.232
Total Laboratory Cost | [5 empty] | 44616 |  | 44616
*Include 10% QA/QC replicates in sample counts.
Pesticides Set - NOT DONE
Equipment and Supplies | Unit Cost | Number of Units Needed | Total Cost | Is Number of Units OK? | Your Estimate (Units Needed) | Cost Used in Analysis
USGS portable steel gage house (2'x3'x5' tall) | 1489 | 2 | 2978 |  |  | 2978
Connection to power grid | 800 | 2 | 1600 |  |  | 1600
Style A Staff Gage (13.5 ft) & T-style post | 124 | 2 | 248 |  |  | 248
Post driver | 30 | 1 | 30 |  |  | 30
Isco Model 6712FR Fiberglass Refrigerated Sampler | 5557 | 2 | 11114 |  |  | 11114
Isco 2-bottle kit (7.5-liter polyethylene) | 232 | 2 | 464 |  |  | 464
Isco intake line with strainer | 90 | 2 | 180 |  |  | 180
Isco 730 Bubbler Flow Module | 1900 | 2 | 3800 |  |  | 3800
Isco battery-backed power pack for 6712FR | 231 | 2 | 462 |  |  | 462
Flowlink Software for Model 6712FR | 1876 | 1 | 1876 |  |  | 1876
Isco 581 RTD (rapid transfer device) for field retrieval of Model 6712FR data | 644 | 1 | 644 |  |  | 644
Pygmy-type Current Meter w/ AquaCount data logger | 2015 | 1 | 2015 |  |  | 2015
Tipping Bucket Rain Gauge | 778 | 2 | 1556 |  |  | 1556
HOBO Event Rainfall Logger (for tipping bucket rain gauge) | 107 | 2 | 214 |  |  | 214
Boxcar Software for Windows (for HOBO rainfall event logger) | 114 | 1 | 114 |  |  | 114
Isco 7.5-liter polyethylene bottles (2 extra for each site) | 67 | 4 | 268 |  |  | 268
Surge Protector | 50 | 2 | 100 |  |  | 100
Cooler (54-quart) | 52.15 | 1 | 52.15 |  |  | 52.15
Ice for cooler | 4 | 130 | 520 |  |  | 520
Total Equipment and Supplies Costs |  |  | 28235.15 |  |  | 28235.15
Number of sampler bottles per site = | 0
Number of sampler bottles per site with Nitric Acid = | 0
Number of sampler bottles per site with Sulfuric Acid = | 0
Pesticides Set: Laboratory Analysis Costs
Variable | Analysis Cost | Samples* per Visit to Site | Number of Visits per Year | Number of Sites | Number of Years | Annual Cost for Variable | Drop this Variable? | Total Cost Included in Analysis
Pesticide Scan using Method 8270C | 140 | 1.1 | 26 | 2 | 5 | 40040 |  | 40040
Total Laboratory Cost | [5 empty] | 40040 |  | 40040
*Include 10% QA/QC replicates in sample counts.
ASSUMPTIONS
Bottles Needed per Site per Event
1 bottle for hardness and total metals: nitric acid
1 bottle for dissolved metals: nitric acid
1 bottle for total P: sulfuric acid
1 bottle for SSC: no acid
BOD requires special incubation bottles.
Pesticides require amber glass bottles.
Acid Volumes per 1-Liter HDPE bottle
3mL of 1:1 nitric acid per liter of sample to reduce pH to under 2
2mL of 10 N sulfuric acid per liter of sample to reduce pH to under 2
Acid Volumes per 7.5-Liter sampler bottle
22.5 mL of 1:1 nitric acid per 7.5-L sample bottle to reduce pH to under 2
15 mL of 10 N sulfuric acid per 7.5-L sample bottle to reduce pH to under 2
7.5-liter Polyethylene Sampler Bottles
It is assumed that these will not need to be replaced.
Replacement of HDPE Bottles
It is assumed that 10% of initially purchased HDEP bottles are replaced each year.
The following equation is used:
=ROUNDUP(((1+0.1*YEARS)*SITES*ROUNDUP(FREQUENCY/13,0)*BOTTLES/24),0)
Where: YEARS is the number of monitoring years.
SITES is the number of monitoring sites.
FREQUENCY is the sampling frequency.
BOTTLES is the number of HDPE bottles needed per site for each option.
13 is used to account for the assumption that each bottle is tied up for 4 weeks for analysis/cleaning. (see discussion below)
24 is the number of HDPE bottles in a box.
0.1 is for 10% breakage/replacement per year.
Discussion
It is assumed that weekly is the most frequent sampling. So, with weekly sampling need to purchase 4*SITES*BOTTLES (where 4 is the "need factor") to have enough bottles available for sampling events, allowing 4 weeks for sample analysis, cleaning, and reuse of each bottle. The maximum value for the "need factor" is 4, while the minimum value is 1 (i.e., you need at least one box of bottles). By dividing the FREQUENCY value (i.e., the number of sampling events per year) by 13 and rounding up, the number of boxes of bottles needed will be 1, 2, 3, or 4.
Examples: Weekly=52, so (52/13)=4.
Monthly=12, so (12/13)= 0.92, rounded up =1.
Bi-monthly=26, so 26/13=2.
Note on A14: Steve Dressing: Labor is extra: 3 people x 6 hours each.
Note on C31: Steve Dressing: Six 7.5-L bottles fit in a 54-quart cooler, so the number of coolers is increased as needed. 2 bottles per site. 6 bottles per 3 sites.
Note on C33: Steve Dressing: The "15" in the equation is for 2 ml of acid per liter in 7.5-liter sample bottle.
Note on A49: Steve Dressing: Labor is extra: 3 people x 6 hours each.
Note on C66: Steve Dressing: Six 7.5-L bottles fit in a 54-quart cooler, so the number of coolers is increased as needed. 2 bottles per site. 6 bottles per 3 sites.
Note on C68: Steve Dressing: The "15" in the equation is for 2 ml of acid per liter in 7.5-liter sample bottle.
Note on A85: Steve Dressing: Labor is extra: 3 people x 6 hours each.
Note on C102: Steve Dressing: Six 7.5-L bottles fit in a 54-quart cooler, so the number of coolers is increased as needed. 2 bottles per site. 6 bottles per 3 sites.
Note on C104: Steve Dressing: 1 bottle needed per site per sampling event for filtered sample for metals.
Note on C108: Steve Dressing: Assumes 1 filter per sample, with 1 bottle filtered per site.
Note on C109: Steve Dressing: The "22.5" in the equation is for 22.5 ml of acid per 7.5-liter sampler bottle. bottle.
Note on C118: Steve Dressing: Double for dissolved and total metals.
Note on A125: Steve Dressing: Labor is extra: 3 people x 6 hr each.
Note on C142: Steve Dressing: Six 7.5-L bottles fit in a 54-quart cooler, so the number of coolers is increased as needed. 2 bottles per site. 6 bottles per 3 sites.

## Conc Meter Set
Concentration Meter Sampling Options
Two options are provided. Both are costed assuming the same number of sites, frequency, and years.
1. Nutrients and Turbidity
2. Nutrients, Turbidity, and Metals
Options are intended to make maximum use of available probes/sondes with minimum laboratory analysis of samples.
Total P and metals, however, are still analyzed in the lab from grab samples.
All options include a staff gage and a plastic rain gage.
See Assumptions below for additional information.
Nutrients and Turbidity Set
Equipment and Supplies | Unit Cost | Number of Units Needed | Total Cost | Is Number of Units OK? | Your Estimate (Units Needed) | Cost Used in Analysis
Style A Staff Gage (13.5 ft) & T-style post | 124 | 2 | 248 | No | 2 | 248 |  |  | Total Cost | 88259.232
Post driver | 30 | 1 | 30 | No | 1 | 30 |  |  | Total Cost | 88259.232
Rain Gage (plastic) | 35 | 2 | 70 | No | 2 | 70 |  |  | Total Cost | 88259.232
Hydrolab DataSonde 5 - DS5 w/ built-in data logger, temperature sensor, and connecting cable (takes 10 sensors, measures up to 15 parameters simultaneously) | 4400 | 1 | 4400 | No | 1 | 4400 |  |  | Total Cost | 88259.232
pH sensor | 500 | 1 | 500 | No | 1 | 500 |  |  | Total Cost | 88259.232
Polarographic DO sensor | 510 | 1 | 510 | No | 1 | 510 |  |  | Total Cost | 88259.232
Temperature sensor (comes with unit) | 0 | 1 | 0 | No | 1 | 0 |  |  | Total Cost | 88259.232
Nitrate sensor (max depth 15 meters) | 800 | 1 | 800 | No | 1 | 800 |  |  | Total Cost | 88259.232
Turbidity sensor, Self-Cleaning | 1600 | 1 | 1600 | No | 1 | 1600 |  |  | Total Cost | 88259.232
Ammonia sensor | 800 | 1 | 800 | No | 1 | 800 |  |  | Total Cost | 88259.232
Chlorophyll a sensor | 2700 | 1 | 2700 | No | 1 | 2700 |  |  | Total Cost | 88259.232
Conductivity sensor (includes salinity, resistivity, and TDS) | 400 | 1 | 400 | No | 1 | 400 |  |  | Total Cost | 88259.232
5-meter detachable communication cable for DS5 | 490 | 1 | 490 | No | 1 | 490 |  |  | Total Cost | 88259.232
Battery pack for DS5 (requires power from battery pack or another data logger) | 620 | 1 | 620 | No | 1 | 620 |  |  | Total Cost | 88259.232
Cooler (54-quart) | 52.15 | 1 | 52.15 | No | 1 | 52.15 |  |  | Total Cost | 88259.232
Bottles-1000 ml wide mouth (HDPE, Box of 24)) | 123 | 1 | 123 | No | 1 | 123 |  |  | Total Cost | 88259.232
Ice for cooler | 4 | 130 | 520 |  |  | 520 |  |  | Total Cost | 88259.232
1:1 Nitric acid 500mL | 27.09 | 0 | 0 |  |  | 0 |  |  | Total Cost | 88259.232
Sulfuric Acid (10 N) Liter | 28.15 | 1 | 28.15 |  |  | 28.15 |  |  | Total Cost | 88259.232
Total Equipment and Supplies Costs |  |  | 13891.3 |  |  | 13891.3
Number of 1000 ml wide mouth HDPE sample bottles per site = | 1 |  | One total P.
Number of HDPE sample bottles per site with Nitric Acid = | 0
Number of HDPE sample bottles per site with Sulfuric Acid = | 1
Nutrients and Turbidity Set: Laboratory Analysis Costs
Variable | Analysis Cost | Samples* per Visit to Site | Number of Visits per Year | Number of Sites | Number of Years | Total Cost for Variable | Drop this Variable? | Total Cost Included in Analysis
Total P using EPA Method 365.4 | 24 | 1.1 | 26 | 2 | 5 | 6864 |  | 6864 | Total Cost | 88259.232
Total Laboratory Cost | [5 empty] | 6864 |  | 6864
*Include 10% QA/QC replicates in sample counts.
Nutrients, Turbidity, and Metals (Total and Dissolved) Set
Equipment and Supplies | Unit Cost | Number of Units Needed | Total Cost | Is Number of Units OK? | Your Estimate (Units Needed) | Cost Used in Analysis
Style A Staff Gage (13.5 ft) & T-style post | 124 | 2 | 248 |  |  | 248 |  |  | Total Cost | 88259.232
Post driver | 30 | 1 | 30 |  |  | 30 |  |  | Total Cost | 88259.232
Rain Gage (plastic) | 35 | 2 | 70 |  |  | 70 |  |  | Total Cost | 88259.232
Hydrolab DataSonde 5 - DS5 w/ built-in data logger, temperature sensor, and connecting cable (takes 10 sensors, measures up to 15 parameters simultaneously) | 4400 | 1 | 4400 |  |  | 4400 |  |  | Total Cost | 88259.232
pH sensor | 500 | 1 | 500 |  |  | 500 |  |  | Total Cost | 88259.232
Polarographic DO sensor | 510 | 1 | 510 |  |  | 510 |  |  | Total Cost | 88259.232
Temperature sensor (comes with unit) | 0 | 1 | 0 |  |  | 0 |  |  | Total Cost | 88259.232
Nitrate sensor (max depth 15 meters) | 800 | 1 | 800 |  |  | 800 |  |  | Total Cost | 88259.232
Turbidity sensor, Self-Cleaning | 1600 | 1 | 1600 |  |  | 1600 |  |  | Total Cost | 88259.232
Ammonia sensor | 800 | 1 | 800 |  |  | 800 |  |  | Total Cost | 88259.232
Chlorophyll a sensor | 2700 | 1 | 2700 |  |  | 2700 |  |  | Total Cost | 88259.232
Conductivity sensor (includes salinity, resistivity, and TDS) | 400 | 1 | 400 |  |  | 400 |  |  | Total Cost | 88259.232
5-meter detachable communication cable for DS5 | 490 | 1 | 490 |  |  | 490 |  |  | Total Cost | 88259.232
Battery pack for DS5 (requires power from battery pack or another data logger) | 620 | 1 | 620 |  |  | 620 |  |  | Total Cost | 88259.232
Cooler (54-quart) | 52.15 | 1 | 52.15 |  |  | 52.15 |  |  | Total Cost | 88259.232
Bottles-1000 ml wide mouth (HDPE, Box of 24)) | 123 | 1 | 123 |  |  | 123 |  |  | Total Cost | 88259.232
Geopump Series 1 Peristaltic Pumps AC/DC | 925 | 1 | 925 |  |  | 925 |  |  | Total Cost | 88259.232
Silicone Tubing, Size 24, 25'L (for use with peristaltic pumps) | 85 | 1 | 85 |  |  | 85 |  |  | Total Cost | 88259.232
12V Battery and Charger (for peristaltic pumps) | 144 | 1 | 144 |  |  | 144 |  |  | Total Cost | 88259.232
Solinst Model 860 Disposable Filters ( 0.45 µm) 1 filter | 16 | 260 | 4160 |  |  | 4160 |  |  | Total Cost | 88259.232
Ice for cooler | 4 | 130 | 520 |  |  | 520 |  |  | Total Cost | 88259.232
1:1 Nitric acid 500mL | 27.09 | 2 | 54.18 |  |  | 54.18 |  |  | Total Cost | 88259.232
Sulfuric Acid (10 N) Liter | 28.15 | 1 | 28.15 |  |  | 28.15 |  |  | Total Cost | 88259.232
Total Equipment and Supplies Costs |  |  | 19259.48 |  |  | 19259.48
Number of 1000 ml wide mouth HDPE sample bottles per site = | 2 |  | One for P and one for metals/hardness.
Number of HDPE sample bottles per site with Nitric Acid = | 1
Number of HDPE sample bottles per site with Sulfuric Acid = | 1
Nutrients, Turbidity, and Metals (Total and Dissolved) Set: Laboratory Analysis Costs
Variable | Analysis Cost | Samples* per Visit to Site | Number of Visits per Year | Number of Sites | Number of Years | Total Cost for Variable | Drop this Variable? | Total Cost Included in Analysis
Total P using EPA Method 365.4 | 24 | 1.1 | 26 | 2 | 5 | 6864 |  | 6864 | Total Cost | 88259.232
Hardness EPA Method 130.2 - Titrimetry using EDTA | 20 | 1.1 | 26 | 2 | 5 | 5720 |  | 5720 | Total Cost | 88259.232
Metals Scan (5 metals) using EPA Method 200.7 ($12/metal) | 60 | 2.2 | 26 | 2 | 5 | 34320 |  | 34320 | Total Cost | 88259.232
Total Laboratory Cost | [5 empty] | 46904 |  | 46904
*Include 10% QA/QC replicates in sample counts.
ASSUMPTIONS
Bottles Needed per Site per Event
1 bottle for hardness and total metals: nitric acid
1 bottle for dissolved metals: nitric acid
1 bottle for total P: sulfuric acid
1 bottle for SSC: no acid
BOD requires special incubation bottles.
Pesticides require amber glass bottles.
Acid Volumes per 1-Liter HDPE bottle
3mL of 1:1 nitric acid per liter of sample to reduce pH to under 2
2mL of 10 N sulfuric acid per liter of sample to reduce pH to under 2
Replacement of HDPE Bottles
It is assumed that 10% of initially purchased HDEP bottles are replaced each year.
The following equation is used:
=ROUNDUP(((1+0.1*YEARS)*SITES*ROUNDUP(FREQUENCY/13,0)*BOTTLES/24),0)
Where: YEARS is the number of monitoring years.
SITES is the number of monitoring sites.
FREQUENCY is the sampling frequency.
BOTTLES is the number of HDPE bottles needed per site for each option.
13 is used to account for the assumption that each bottle is tied up for 4 weeks for analysis/cleaning. (see discussion below)
24 is the number of HDPE bottles in a box.
0.1 is for 10% breakage/replacement per year.
Discussion
It is assumed that weekly is the most frequent sampling. So, with weekly sampling need to purchase 4*SITES*BOTTLES (where 4 is the "need factor") to have enough bottles available for sampling events, allowing 4 weeks for sample analysis, cleaning, and reuse of each bottle. The maximum value for the "need factor" is 4, while the minimum value is 1 (i.e., you need at least one box of bottles). By dividing the FREQUENCY value (i.e., the number of sampling events per year) by 13 and rounding up, the number of boxes of bottles needed will be 1, 2, 3, or 4.
Examples: Weekly=52, so (52/13)=4.
Monthly=12, so (12/13)= 0.92, rounded up =1.
Bi-monthly=26, so 26/13=2.
| Cost Item | Unit Cost
| Hydrolab DataSonde 5 - DS5 w/ built-in data logger and temperature sensor (takes 10 sensors, measures up to 15 parameters simultaneously) | 4400
| Polarographic DO sensor (this is the standard DO sensor) | 510 | Polarographic DO
| Conductivity sensor (includes salinity, resistivity, and TDS) | 400 | conductivity
| pH sensor | 500 | pH
| Turbidity sensor, Self-Cleaning | 1600 | turbidity
fixed cable needed also for vented 0-10 m ($310 for 5m, $410 for 15m)
| Chlorophyll a sensor | 2700 | Chlorophyll a
| Blue-Green Algae sensor | 3040 | Blue-Green Algae
| Nitrate sensor (max depth 15 meters) | 800 | nitrate
| Temperature sensor (included with MS5) | 0 | Temperature
| Cable for MS5, DS5, and DSX sondes (from sonde to shed) $2-5/ft | 50 | Assume 10-25 feet
| fixed cable needed also for vented 0-10 m ($310 for 5m, $410 for 15m) |  |  | 583.2
| Internal battery pack for Hydrolab. [NOTE: Hydrolab MS5, DS5, and DS5X can be powered using a Surveyor Datalogging Display, which is equipped as a standard with a 7.2V, 3.5 Ah NiMH rechargeable battery. BUT - MS5, DS5, and DS5X multiprobes configured with the Self-cleaning Turbidity and one or more fluorescence sensors (Chlorophyll a, Rhodamine WT, Blue-green Algae) require either an internal battery pack or an external power source other than the Surveyor.] | 620
| Style A Staff Gage (13.5 ft) & T-style post | 124
| Post driver | 30
| Total Equipment Costs | 14774
Supplies
Polyethylene bottles are assumed for sample collection and transport to the laboratory. Cost estimates include annual purchase of 1-liter HDPE bottles for grab sampling. Annual purchase of sample preservative and the purchase of ice for each sampling event are also included in cost estimates.
Plastic rain gauges are purchased for concentration scenarios | Grab samples for P
Note on C12: Steve Dressing: Synoptic surveys last 1 year, so no breakage or replacement is assumed.
Note on C29: Steve Dressing: Assumes one cooler filled per sampling event.
Note on C30: Steve Dressing: The "3" in the equation is for 3 ml of acid per 1-liter sample bottle.
Note on C31: Steve Dressing: The "2" in the equation is for 2 ml of acid per 1 liter bottle.
Note on C43: Steve Dressing: Synoptic surveys last 1 year, so no breakage or replacement is assumed.
Note on C63: Steve Dressing: Assumes 1 filter per sample, with 1 bottle filtered per site.
Note on C64: Steve Dressing: Assumes one cooler filled per sampling event.
Note on C65: Steve Dressing: The "3" in the equation is for 3 ml of acid per 1-liter sample bottle.
Note on C66: Steve Dressing: The "2" in the equation is for 2 ml of acid per 1 liter bottle.
Note on C75: Steve Dressing: Double for dissolved and total metals.
Note on C117: Steve: 2012
Note on C118: 2012
Note on C119: S Dressing: 2012
Note on C120: S Dressing: 2012
Note on C122: S Dressing: 2012
Note on C123: S Dressing: Price estimated. Found 2005 Hach price quote to National Park Service in which this cost $2,525 and the Hach LDO cost $1,300. Multiplied $2,525 x (1565/1300) for this estimate.
Note on C124: Steve: 2012
Note on C125: S Dressing: 2012. Comes with the MS5, DS5, and DS5X
Note on B128: Steve: Info on power needs is taken from "Hydrolab DS5X, DS5, and MS5 Water Quality Multiprobes USER MANUAL", February 2006, Edition 3. From call on 5/25/2012 - simple approach to having power is using an internal battery pack and carrying extra batteries in the truck.
Note on C128: Steve: 2012

## BioHab Set
Biological and Habitat Monitoring
The first choice for equipment and supplies assumed for this option is based on the single habitat approach (1 meter kick net) and visual-based habitat assessment found in:
Barbour, M.T., J. Gerritsen, B.D. Snyder, and J.B. Stribling. 1999. Rapid Bioassessment Protocols for Use in Streams and Wadeable Rivers: Periphyton, Benthic Macroinvertebrates and Fish, Second Edition. EPA 841-B-99-002. U.S. Environmental Protection Agency; Office of Water; Washington, D.C.
A second choice for this option is use of a D-Frame dip net in the multihabitat approach which is recommended when cobble substrate represents less than 30% of sampling reach in reference reaches.
There are no laboratory analysis costs shown here. Analysis of collected samples is addressed via labor costs.
Labor Requirements:
Visual-based habitat assessment: 20 minutes per reach (1 person)
Kick Net and Dip Net sampling: 30 minutes per site (2 people)
Laboratory analysis of specimen samples: 4 hours per site trip (1 person)
Kick Net Option
Equipment and Supplies | Unit Cost | Number of Units Needed | Total Cost | Is Number of Units OK? | Your Estimate (Units Needed) | Cost Used in Analysis
Style A Staff Gage (13.5 ft) & T-style post | 124 | 2 | 248 | No | 2 | 248 | Total Cost | 88259.232
Post driver | 30 | 1 | 30 | No | 1 | 30 | Total Cost | 88259.232
Ice (cooler full) | 4 | 130 | 520 |  |  | 520 | Total Cost | 88259.232
YSI 556 D.O., pH, Conductivity, Temp Meter | 3200 | 1 | 3200 | No | 1 | 3200 | Total Cost | 88259.232
YSI 556 pH Kit | 200 | 1 | 200 | No | 1 | 200 | Total Cost | 88259.232
Hach Model 2100Q Portable Turbidimeter | 983 | 1 | 983 | No | 1 | 983 | Total Cost | 88259.232
USB+Power Module for 2100Q (for data transfer to PC) | 295 | 1 | 295 | No | 1 | 295 | Total Cost | 88259.232
Pentax Option W30 waterproof digital camera | 350 | 1 | 350 | No | 1 | 350 | Total Cost | 88259.232
Garmin eTrex 30 GPS | 280 | 1 | 280 | No | 1 | 280 | Total Cost | 88259.232
Current Meter Outfit (Pygmy-type). Meter, headphones, and rod. | 965 | 1 | 965 | No | 1 | 965 | Total Cost | 88259.232
Bottom Kick Net (500 μm mesh) | 195 | 1 | 195 | No | 1 | 195 | Total Cost | 88259.232
Forceps (straight fine point) | 6 | 1 | 6 | No | 1 | 6 | Total Cost | 88259.232
Sieve Bucket | 110 | 1 | 110 | No | 1 | 110 | Total Cost | 88259.232
First Aid Kit, 119-piece, economy | 17 | 1 | 17 | No | 1 | 17 | Total Cost | 88259.232
STEARNS neoprene chest waders | 119 | 2 | 238 | No | 2 | 238 | Total Cost | 88259.232
Fluorescent orange PVC gloves, mid-forearm length | 16 | 2 | 32 | No | 2 | 32 | Total Cost | 88259.232
pH buffer solutions for YSI 556 (460 ml) | 74 | 5 | 370 |  |  | 370 | Total Cost | 88259.232
Conductivity solutions for YSI 556 (460 ml) | 115 | 5 | 575 |  |  | 575 | Total Cost | 88259.232
ORP calibration solution for YSI 556 (125 ml) | 23 | 5 | 115 |  |  | 115 | Total Cost | 88259.232
Gelex Secondary Standards Kit, for Hach Model 2100Q Turbidimeter | 151 | 5 | 755 |  |  | 755 | Total Cost | 88259.232
Silicone Oil, 15 mL SCDB for Hach Model 2100Q Turbidimeter | 11 | 5 | 55 |  |  | 55 | Total Cost | 88259.232
Portable Turbidimeter Sample Cells, pack of 6 for Hach Model 2100Q | 33 | 1 | 33 | No | 1 | 33 | Total Cost | 88259.232
Bottles-1000 ml wide mouth (HDPE, Box of 24)) | 123 | 1 | 123 | No | 1 | 123 | Total Cost | 88259.232
Low Plastic Specimen Jars (2-5/8" tall, 4 oz., caps not incl.) - dozen | 5.15 | 217 | 1117.55 | No | 17 | 87.55 | Total Cost | 88259.232
Black molded caps for Low Plastic Specimen Jars -dozen | 2.45 | 217 | 531.65 | No | 17 | 41.65 | Total Cost | 88259.232
95% Ethanol (3.8 L) | 21.25 | 83 | 1763.75 |  |  | 1763.75 | Total Cost | 88259.232
Sum of Equipment and Supplies Costs |  |  | 13107.95 |  |  | 11587.95
D-Frame Dip Net Option
Equipment and Supplies | Unit Cost | Number of Units Needed | Total Cost | Is Number of Units OK? | Your Estimate (Units Needed) | Cost Used in Analysis
Style A Staff Gage (13.5 ft) & T-style post | 124 | 2 | 248 |  |  | 248 | Total Cost | 88259.232
Post driver | 30 | 1 | 30 |  |  | 30 | Total Cost | 88259.232
Ice (cooler full) | 4 | 130 | 520 |  |  | 520 | Total Cost | 88259.232
YSI 556 D.O., pH, Conductivity, Temp Meter | 3200 | 1 | 3200 |  |  | 3200 | Total Cost | 88259.232
YSI 556 pH Kit | 200 | 1 | 200 |  |  | 200 | Total Cost | 88259.232
Hach Model 2100Q Portable Turbidimeter | 983 | 1 | 983 |  |  | 983 | Total Cost | 88259.232
USB+Power Module for 2100Q (for data transfer to PC) | 295 | 1 | 295 |  |  | 295 | Total Cost | 88259.232
Pentax Option W30 waterproof digital camera | 350 | 1 | 350 |  |  | 350 | Total Cost | 88259.232
Garmin eTrex 30 GPS | 280 | 1 | 280 |  |  | 280 | Total Cost | 88259.232
Current Meter Outfit (Pygmy-type). Meter, headphones, and rod. | 965 | 1 | 965 |  |  | 965 | Total Cost | 88259.232
D-Frame Dip Net (500 μm mesh) | 139 | 1 | 139 |  |  | 139 | Total Cost | 88259.232
Forceps (straight fine point) | 6 | 1 | 6 |  |  | 6 | Total Cost | 88259.232
Sieve Bucket | 110 | 1 | 110 |  |  | 110 | Total Cost | 88259.232
First Aid Kit, 119-piece, economy | 17 | 1 | 17 |  |  | 17 | Total Cost | 88259.232
STEARNS neoprene chest waders | 119 | 2 | 238 |  |  | 238 | Total Cost | 88259.232
Fluorescent orange PVC gloves, mid-forearm length | 16 | 2 | 32 |  |  | 32 | Total Cost | 88259.232
pH buffer solutions for YSI 556 (460 ml) | 74 | 5 | 370 |  |  | 370 | Total Cost | 88259.232
Conductivity solutions for YSI 556 (460 ml) | 115 | 5 | 575 |  |  | 575 | Total Cost | 88259.232
ORP calibration solution for YSI 556 (125 ml) | 23 | 5 | 115 |  |  | 115 | Total Cost | 88259.232
Gelex Secondary Standards Kit, for Hach Model 2100Q Turbidimeter | 151 | 5 | 755 |  |  | 755 | Total Cost | 88259.232
Silicone Oil, 15 mL SCDB for Hach Model 2100Q Turbidimeter | 11 | 5 | 55 |  |  | 55 | Total Cost | 88259.232
Portable Turbidimeter Sample Cells, pack of 6 for Hach Model 2100Q | 33 | 1 | 33 |  |  | 33 | Total Cost | 88259.232
Bottles-1000 ml wide mouth (HDPE, Box of 24)) | 123 | 1 | 123 |  |  | 123 | Total Cost | 88259.232
Low Plastic Specimen Jars (2-5/8" tall, 4 oz., caps not incl.) - dozen | 5.15 | 217 | 1117.55 |  |  | 1117.55 | Total Cost | 88259.232
Black molded caps for Low Plastic Specimen Jars -dozen | 2.45 | 217 | 531.65 |  |  | 531.65 | Total Cost | 88259.232
95% Ethanol (3.8 L) | 21.25 | 83 | 1763.75 |  |  | 1763.75 | Total Cost | 88259.232
Sum of Equipment and Supplies Costs |  |  | 13051.95 |  |  | 13051.95
Note on C19: Steve Dressing: Assumes 1 cooler used per sampling event, regardless of number of sites.
Note on C33: Steve Dressing: Assumes one bottle per year.
Note on C34: Steve Dressing: Assumes one bottle per year.
Note on C35: Steve Dressing: Assumes one bottle per year.
Note on C36: Steve Dressing: Assumes one bottle per year.
Note on C37: Steve Dressing: Assumes one bottle per year.
Note on C38: Steve Dressing: Assumes one pack every 3 years.
Note on C39: Steve Dressing: Assumes 1 bottle is needed for use with turbidity meter and that 10% of bottles are replaced each year.
Note on C40: Steve Dressing: Assumes 10 new specimen jars used per site per sampling event.
Note on C42: Steve Dressing: Assumes ethanol is used to fill 10 specimen jars (4 oz. or 0.12 L) at each site each sampling date.
Note on C50: Steve Dressing: Assumes 1 cooler used per sampling event, regardless of number of sites.
Note on C64: Steve Dressing: Assumes one bottle per year.
Note on C65: Steve Dressing: Assumes one bottle per year.
Note on C66: Steve Dressing: Assumes one bottle per year.
Note on C67: Steve Dressing: Assumes one bottle per year.
Note on C68: Steve Dressing: Assumes one bottle per year.
Note on C69: Steve Dressing: Assumes one pack every 3 years.
Note on C70: Steve Dressing: Assumes 1 bottle is needed for use with turbidity meter and that 10% of bottles are replaced each year.
Note on C71: Steve Dressing: Assumes 10 new specimen jars used per site per sampling event.
Note on C73: Steve Dressing: Assumes ethanol is used to fill 10 specimen jars (4 oz. or 0.12 L) at each site each sampling date.

## Synoptic Set
SYNOPTIC SURVEY (1 OR 2 SAMPLING EVENTS IN A SINGLE YEAR)
This setup allows measurement of:
B.O.D., suspended sediment concentration, total P, 5 metals (total and dissolved), E.coli and total coliform,
pesticides, hardness, pH, D.O., temperature, and nitrate.
See assumptions below for additional information.
Equipment and Supplies | Unit Cost | Number of Units Needed | Total Cost | Is Number of Units OK? | Your Estimate (Units Needed) | Cost Used in Analysis
Hydrolab MiniSonde 5 (MS5) - takes 4 sensors | 3050 | 1 | 3050 |  |  | 3050 |  |  | Total Cost | 88259.232
pH sensor | 500 | 1 | 500 |  |  | 500 |  |  | Total Cost | 88259.232
Polarographic DO sensor | 510 | 1 | 510 |  |  | 510 |  |  | Total Cost | 88259.232
Temperature sensor (comes with unit) | 0 | 1 | 0 |  |  | 0 |  |  | Total Cost | 88259.232
Nitrate sensor (max depth 15 meters) | 800 | 1 | 800 |  |  | 800 |  |  | Total Cost | 88259.232
5-meter detachable communication cable for MS5 | 490 | 1 | 490 |  |  | 490 |  |  | Total Cost | 88259.232
Battery pack for MS5 (requires power from battery pack or another data logger) | 620 | 1 | 620 |  |  | 620 |  |  | Total Cost | 88259.232
Cooler (54-quart) | 52.15 | 1 | 52.15 |  |  | 52.15 |  |  | Total Cost | 88259.232
Geopump Series 1 Peristaltic Pumps AC/DC | 925 | 1 | 925 |  |  | 925 |  |  | Total Cost | 88259.232
Silicone Tubing, Size 24, 25'L (for use with peristaltic pumps) | 85 | 1 | 85 |  |  | 85 |  |  | Total Cost | 88259.232
12V Battery and Charger (for peristaltic pumps) | 144 | 1 | 144 |  |  | 144 |  |  | Total Cost | 88259.232
Wheaton BOD bottle (clear or black coated glass) | 20 | 2 | 40 |  |  | 40 |  |  | Total Cost | 88259.232
Bottles-1000 ml wide mouth (HDPE, Box of 24)) | 123 | 1 | 123 |  |  | 123 |  |  | Total Cost | 88259.232
Boston Rounds 32 oz. (1 Qt) amber glass without caps (for pesticide samples) 12 bottles | 18 | 1 | 18 |  |  | 18 |  |  | Total Cost | 88259.232
Caps, black phenolic for 32 oz. Boston Rounds bottles, 12 caps | 3 | 1 | 3 |  |  | 3 |  |  | Total Cost | 88259.232
Ice for cooler | 4 | 130 | 520 |  |  | 520 |  |  | Total Cost | 88259.232
1:1 Nitric acid 500mL | 27.09 | 4 | 108.36 |  |  | 108.36 |  |  | Total Cost | 88259.232
Sulfuric Acid (10 N) Liter | 28.15 | 1 | 28.15 |  |  | 28.15 |  |  | Total Cost | 88259.232
Solinst Model 860 Disposable Filters ( 0.45 µm) 1 filter | 16 | 260 | 4160 |  |  | 4160 |  |  | Total Cost | 88259.232
Total Equipment and Supplies Costs |  |  | 12176.66 |  |  | 12176.66
Number of 1000 ml wide mouth HDPE sample bottles per site = | 4
Number of HDPE sample bottles per site with Nitric Acid = | 2
Number of HDPE sample bottles per site with Sulfuric Acid = | 1
Laboratory Analysis Costs
Variable | Analysis Cost | Samples* per Visit to Site | Number of Visits per Year | Number of Sites | Number of Years | Total Cost for Variable | Drop this Variable? | Total Cost Included in Analysis
5-Day BOD using EPA Method 405.1 | 20 | 1.1 | 26 | 2 | 5 | 5720 |  | 5720 | Total Cost | 88259.232
Suspended Sediment Concentration | 16 | 1.1 | 26 | 2 | 5 | 4576 |  | 4576 | Total Cost | 88259.232
Total P using EPA Method 365.4 | 24 | 1.1 | 26 | 2 | 5 | 6864 |  | 6864 | Total Cost | 88259.232
Pesticide Scan using Method 8270C | 140 | 1.1 | 26 | 2 | 5 | 40040 |  | 40040 | Total Cost | 88259.232
Metals Scan (5 metals) using EPA Method 200.7 ($12/metal) | 60 | 2.2 | 26 | 2 | 5 | 34320 |  | 34320 | Total Cost | 88259.232
E. coli and total coliform via Micrology Labs Coliscan Easygel ($18.50 for 10 tests) | 1.85 | 1.1 | 26 | 2 | 5 | 529.1 |  | 529.1 | Total Cost | 88259.232
Hardness EPA Method 130.2 - Titrimetry using EDTA | 20 | 1.1 | 26 | 2 | 5 | 5720 |  | 5720 | Total Cost | 88259.232
Total Laboratory Cost | [5 empty] | 97769.1 |  | 97769.1
*Include 10% QA/QC replicates in sample counts.
ASSUMPTIONS
Bottles Needed
1 bottle for hardness and total metals: nitric acid
1 bottle for dissolved metals: nitric acid
1 bottle for total P: sulfuric acid
1 bottle for SSC: no acid
BOD requires special incubation bottles.
Pesticides require amber glass bottles.
Acid Volumes per 1-Liter HDPE bottle
3mL of 1:1 nitric acid per liter of sample to reduce pH to under 2
2mL of 10 N sulfuric acid per liter of sample to reduce pH to under 2
Note on C7: Steve Dressing: Synoptic surveys last 1 year, so no breakage or replacement is assumed.
Note on C19: Steve Dressing: Assumes 1 bottle per site.
Note on C20: Steve Dressing: Same formula used for other monitoring designs, so need to be sure that number of years and frequency are entered correctly in basic information worksheet.
Note on C21: Steve Dressing: Assumes 1 bottle per site for pesticides.
Note on C22: Steve Dressing: Assumes 1 bottle per site for pesticides.
Note on C23: Steve Dressing: Same formula used for other monitoring designs (one cooler filled per sampling event), so need to be sure that number of years and frequency are entered correctly in basic information worksheet.
Note on C24: Steve Dressing: The "3" in the equation is for 3 ml of acid per 1-liter sample bottle.
Note on C25: Steve Dressing: The "2" in the equation is for 2 ml of acid per 1 liter bottle.
Note on C26: Steve Dressing: Assumes 1 filter per sample (with one bottle filtered per site) using same formula used for other monitoring designs, so need to be sure that number of years and frequency are entered correctly in basic information worksheet.
Note on C38: Steve Dressing: Doubled to allow for both total and dissolved metals analysis.

## Equipment and Services Costs
Users can add information to the right of (column O) and below (row 627) the red line. Rows 584-2000 are unprotected.
Yellow rows are new data not contained in other versions of this spreadsheet.
Equipment or Service |  | Fixed Price | Variable | Range | Accuracy (see note below on FS, full-scale accuracy. | Resolution | Source | Year
Walk-In Gage Houses | [6 empty] | Rickly Hydrological Company | 2007
| Portable steel (2'x3'x5' tall) | 1489 |  |  |  |  | Rickly Hydrological Company | 2007
| Corrugated Steel Walk-In (54" dia) | 1650 |  |  |  |  | Rickly Hydrological Company | 2007
| Fiberglass Walk-In (5'x5') | 3680 |  |  |  |  | Rickly Hydrological Company | 2007
| Surge Protector | 50 |  |  |  |  | Variety of online sources | 2007
Solar Panels
| 10 Watt Solar Panel | 130 |  |  |  |  | Rickly Hydrological Company | 2007
| 20 Watt Solar Panel | 225 |  |  |  |  | Rickly Hydrological Company | 2007
| 50 Watt Solar Panel | 315 |  |  |  |  | Rickly Hydrological Company | 2007
| Solar Panel Regulator (keep battery from discharging & prevent overcharging battery) | 48 |  |  |  |  | Rickly Hydrological Company | 2007
| 50 amp lightning protection unit | 52 |  |  |  |  | Rickly Hydrological Company | 2007
| 500 volt max lightning arrestor for DC systems | 52 |  |  |  |  | Rickly Hydrological Company | 2007
| OPKW 10-20 output wiring kit to connect 10 and 20 Watt panels to regulator and battery (20 feet long) | 21 |  |  |  |  | Rickly Hydrological Company | 2007
| OPKW50 output wiring kit to connect 50 Watt panels to regulator and battery (20 feet long) | 21 |  |  |  |  | Rickly Hydrological Company | 2007
| Various mounts for sides of poles, flat surfaces, top of mount | 125 |  |  |  |  | Rickly Hydrological Company | 2007
H Flumes
| HS- Flume (fiberglass) | 525 |  |  |  |  | Rickly Hydrological Company | 2007
| H-Flume (fiberglass) | 1600 |  |  |  |  | Rickly Hydrological Company | 2007
| H-Flume (aluminum) | 1280 |  |  |  |  | Rickly Hydrological Company | 2007
| HL-Flume (fiberglass) | 3450 |  |  |  |  | Rickly Hydrological Company | 2007
| H-flume approach channel (fiberglass) | 2000 |  |  |  |  | Meals, 2007 | 2007
| H-flume approach channel (wood- homemade; 6 hours labor; $80 materials) | 600 |  |  |  |  | Meals, 2007 | 2007
Parshall Flumes
| 1" (fiberglass) | 410 |  |  |  |  | Rickly Hydrological Company | 2007
| 2" (fiberglass) | 540 |  |  |  |  | Rickly Hydrological Company | 2007
| 3" (fiberglass) | 805 |  |  |  |  | Rickly Hydrological Company | 2007
| 3" (galvanized) | 485 |  |  |  |  | Rickly Hydrological Company | 2007
| 6" (fiberglass) | 1225 |  |  |  |  | Rickly Hydrological Company | 2007
| 6" (galvanized) | 575 |  |  |  |  | Rickly Hydrological Company | 2007
| 9" (fiberglass) | 1530 |  |  |  |  | Rickly Hydrological Company | 2007
| 9" (galvanized) | 765 |  |  |  |  | Rickly Hydrological Company | 2007
| 12" (fiberglass) | 2445 |  |  |  |  | Rickly Hydrological Company | 2007
| 12" (galvanized) | 1070 |  |  |  |  | Rickly Hydrological Company | 2007
| 18" (fiberglass) | 2790 |  |  |  |  | Rickly Hydrological Company | 2007
| 18" (galvanized) | 1120 |  |  |  |  | Rickly Hydrological Company | 2007
| 24" (fiberglass) | 3726 |  |  |  |  | Rickly Hydrological Company | 2007
| 24" (galvanized) | 1185 |  |  |  |  | Rickly Hydrological Company | 2007
| 36" (fiberglass) | 4504 |  |  |  |  | Rickly Hydrological Company | 2007
| 36" (galvanized) | 1845 |  |  |  |  | Rickly Hydrological Company | 2007
| 48" (fiberglass) | 5179 |  |  |  |  | Rickly Hydrological Company | 2007
| 48" (galvanized) | 2690 |  |  |  |  | Rickly Hydrological Company | 2007
| 60" (fiberglass) | 6187 |  |  |  |  | Rickly Hydrological Company | 2007
| 60" (galvanized) | 3228 |  |  |  |  | Rickly Hydrological Company | 2007
| 72" (fiberglass) | 6906 |  |  |  |  | Rickly Hydrological Company | 2007
Water Level and Discharge
| US Type A-71 Water Level Recorder (also need float pulley, beaded line or float tape, float, counterweight, and end hooks) | 2390 |  |  |  |  | Rickly Hydrological Company | 2007
| US Type F Water Level Recorder (also need float pulley, beaded line or float tape, float, counterweight, and end hooks) | 1550 |  |  |  |  | Rickly Hydrological Company | 2007
| Chart paper for Type A-71 water level recorder (roll) | 24 |  |  |  |  | Rickly Hydrological Company | 2007
| Pens for Type A-71 water level recorder | 4 |  |  |  |  | Rickly Hydrological Company | 2007
| Chart paper for Type F water level recorder (roll) | 45 |  |  |  |  | Rickly Hydrological Company | 2007
| Pens for Type F water level recorder | 4 |  |  |  |  | Rickly Hydrological Company | 2007
| Stainless steel float tape (punched at 0.2 ft intervals) - 25 ft | 102 |  |  |  |  | Rickly Hydrological Company | 2007
| Stainless steel float tape (punched at 0.2 ft intervals) - 50 ft | 180 |  |  |  |  | Rickly Hydrological Company | 2007
| Stainless steel float tape (punched at 0.2 ft intervals) - 100 ft | 260 |  |  |  |  | Rickly Hydrological Company | 2007
| Stainless steel float tape (punched at 0.5 ft intervals) - 25 ft | 102 |  |  |  |  | Rickly Hydrological Company | 2007
| Stainless steel float tape (punched at 0.5 ft intervals) - 50 ft | 180 |  |  |  |  | Rickly Hydrological Company | 2007
| Stainless steel float tape (punched at 12.5 cm intervals) - 10 meters | 175 |  |  |  |  | Rickly Hydrological Company | 2007
| Beaded float line (12.5 cm centers) cost per meter | 6.5 |  |  |  |  | Rickly Hydrological Company | 2007
| Beaded float line (6 inch centers) cost per foot | 1.75 |  |  |  |  | Rickly Hydrological Company | 2007
| Beaded float line (3 inch centers) cost per foot | 3.5 |  |  |  |  | Rickly Hydrological Company | 2007
| Float pulley for tape (375 mm circ.) | 110 |  |  |  |  | Rickly Hydrological Company | 2007
| Float pulley for tape (500 mm circ.) | 120 |  |  |  |  | Rickly Hydrological Company | 2007
| Float pulley for tape (12 inch circ.; 0.2 ft centers) | 85 |  |  |  |  | Rickly Hydrological Company | 2007
| Float pulley for tape (18 inch circ.; 0.5 ft centers) | 110 |  |  |  |  | Rickly Hydrological Company | 2007
| Float pulley for tape (750 mm circular ring) | 185 |  |  |  |  | Rickly Hydrological Company | 2007
| Float pulley for tape (36 inch circular ring) | 185 |  |  |  |  | Rickly Hydrological Company | 2007
| Float pulley for beaded (375 mm circ.) | 80 |  |  |  |  | Rickly Hydrological Company | 2007
| Float pulley for beaded (12 inch circ.; 3 inch centers) | 155 |  |  |  |  | Rickly Hydrological Company | 2007
| Float pulley for beaded (18 inch circ.; 6 inch centers) | 80 |  |  |  |  | Rickly Hydrological Company | 2007
| Float pulley for beaded (750 mm circular ring) | 185 |  |  |  |  | Rickly Hydrological Company | 2007
| Float pulley for beaded (36 inch circ.) | 185 |  |  |  |  | Rickly Hydrological Company | 2007
| Copper float (2.5" dia) | 84 |  |  |  |  | Rickly Hydrological Company | 2007
| Copper float (3" dia) | 72 |  |  |  |  | Rickly Hydrological Company | 2007
| Copper float (4" dia) | 72 |  |  |  |  | Rickly Hydrological Company | 2007
| Copper float (5" dia) | 72 |  |  |  |  | Rickly Hydrological Company | 2007
| Copper float (6" dia) | 72 |  |  |  |  | Rickly Hydrological Company | 2007
| Copper float (8" dia) | 104 |  |  |  |  | Rickly Hydrological Company | 2007
| Copper float (10" dia) | 104 |  |  |  |  | Rickly Hydrological Company | 2007
| Copper float (12" dia) | 104 |  |  |  |  | Rickly Hydrological Company | 2007
| Copper float (14" dia) | 270 |  |  |  |  | Rickly Hydrological Company | 2007
| Plastic float (1.5" dia) | 24 |  |  |  |  | Rickly Hydrological Company | 2007
| Plastic float (2.5" dia) | 26 |  |  |  |  | Rickly Hydrological Company | 2007
| Plastic float (3" dia) | 28 |  |  |  |  | Rickly Hydrological Company | 2007
| Plastic float (4" dia) | 32 |  |  |  |  | Rickly Hydrological Company | 2007
| Plastic float (6" dia) | 38 |  |  |  |  | Rickly Hydrological Company | 2007
| Plastic float (8" dia) | 42 |  |  |  |  | Rickly Hydrological Company | 2007
| Plastic float (10" dia) | 48 |  |  |  |  | Rickly Hydrological Company | 2007
| Plastic float (12" dia) | 54 |  |  |  |  | Rickly Hydrological Company | 2007
| Stainless steel counterweight for 3"-5" float | 12 |  |  |  |  | Rickly Hydrological Company | 2007
| Stainless steel counterweight for 6"-8" float | 14 |  |  |  |  | Rickly Hydrological Company | 2007
| Stainless steel counterweight for 10" float | 16 |  |  |  |  | Rickly Hydrological Company | 2007
| End hooks (set of 2) | 12 |  |  |  |  | Rickly Hydrological Company | 2007
| Model 3500 Aquabar Pressure Transducer | 1194 | feet | 0-70 feet | +/- .01 ft |  | Rickly Hydrological Company | 2007
| Model 2490 AquaSPT Submersible PT and logger (0-3 ft range) | 595 | feet |  | .2% full scale |  | Rickly Hydrological Company | 2007
| Model 2490 AquaSPT Submersible PT and logger (0-15 ft range) | 595 | feet |  | .2% full scale |  | Rickly Hydrological Company | 2007
| Model 2490 AquaSPT Submersible PT and logger (0-30 ft range) | 595 | feet |  | .2% full scale |  | Rickly Hydrological Company | 2007
| USGS PS-2 Pressure Sensor System | 4700 |  |  |  |  | Rickly Hydrological Company | 2007
| Aquabar Gage Pressure Sensor Model 9300 | 1545 |  |  |  |  | Rickly Hydrological Company | 2007
| Style A Staff Gage (3 1/3 foot section) | 36 |  |  |  |  | Rickly Hydrological Company | 2007
| Style C Staff Gage (3 1/3 foot section) | 28 |  |  |  |  | Rickly Hydrological Company | 2007
| Style E Staff Gage (5 foot section) | 44 |  |  |  |  | Rickly Hydrological Company | 2007
| Style M Staff Gage (1 meter section) | 28 |  |  |  |  | Rickly Hydrological Company | 2007
| Staff Gage T-style post | 16 |  |  |  |  | Rickly Hydrological Company | 2007
| Post driver | 30 |  |  |  |  | Rickly Hydrological Company | 2007
| Post remover | 74 |  |  |  |  | Rickly Hydrological Company | 2007
| Current Meter Outfit (Pygmy-type). Meter, headphones, and rod. | 965 |  |  |  |  | Rickly Hydrological Company | 2007
| Current Meter Outfit (Pygmy-type) w/ Aqua Calc 5000 data logger. Replaces headphone, stopwatch & rating table. | 2765 |  |  |  |  | Rickly Hydrological Company | 2007
| Current Meter Outfit (Pygmy-type) w/ AquaCount (simpler than 5000) data logger. Replaces headphone, stopwatch & rating table. | 2015 |  |  |  |  | Rickly Hydrological Company | 2007
| Wading Model 6200F Type AA current meter, headphones & rod. | 1165 |  |  |  |  | Rickly Hydrological Company | 2007
| Wading Model 6200F Type AA current meter w/AquaCalc 5000 | 2965 |  |  |  |  | Rickly Hydrological Company | 2007
| Wading Model 6200F Type AA current meter w/AquaCount | 2215 |  |  |  |  | Rickly Hydrological Company | 2007
| AquaCalc 5000 Open Channel streamflow data logger | 1850 |  |  |  |  | Rickly Hydrological Company | 2007
| AquaCount Model 5100 current meter digitizer | 945 |  |  |  |  | Rickly Hydrological Company | 2007
Weirs
V-Notch Weir
Free-Flow Weir Box
Automated Samplers
| Sigma 900SP24 Bundle | 3200 |  |  |  |  | Hach | 2007
| Sigma 900 Portable Wastewater Sampler | [5 empty] | www.americansigma.com | 2007
| Sigma Model 900 Refrigerated Wastewater Sampler (AC required) | [5 empty] | www.americansigma.com | 2007
| Sigma Model 900 Max All Weather Refrigerated Wastewater Sampler (AC required) | [5 empty] | www.americansigma.com | 2007
| Isco sampler, batteries, charger, strainer | 2000 |  |  |  |  | Penn State project proposal | 2007
| Isco sampler rental (per day) | 100 |  |  |  |  | Hoosier Microbiological Laboratory | 2007
| Isco Model 3710 Composite-only portable sampler: Add cost for plug-in kit, battery, intake line and strainer, and bottle kit. Single-bottle composite based on time or flow intervals. Needs interface device to trigger sampling based on flowmeter pulses. | 1951.85 |  |  |  |  | Ryland Brown, Johnston, Inc., Forest, VA PH: 434-525-7929 | 2007
| Isco Model 4700 Sequential/composite sampler (refrigerated; AC required): Add cost for plug-in kit, battery, intake line and strainer, and bottle kit. 1 to 24 bottles. Time or flow based sampling. External flow meter signal needed. Has 4-20mA input for non-Isco flowmeters. | 4395 |  |  |  |  | Ryland Brown, Johnston, Inc., Forest, VA PH: 434-525-7929 | 2007
| Isco Model 6712 Full-size portable sampler: Add cost for intake line and strainer and bottle kit (power source connection included). 1-24 bottles. Time or flow based sampling. SDI-12 interface for multiparameter probes (see Isco 701 to Isco 780 modules below). External flow meter signal needed. | 2879 |  |  |  |  | Ryland Brown, Johnston, Inc., Forest, VA PH: 434-525-7929 | 2007
| Isco Model 6712FR Fiberglass Refrigerated Sampler: Add cost for intake line and strainer and bottle kit (power source connection included but not backup battery pack item 68-6700-165). Same capabilities as 6712 but refrigerated. | 5557 |  |  |  |  | Ryland Brown, Johnston, Inc., Forest, VA PH: 434-525-7929 | 2007
| Isco AC plug-in connection kit (not included in sampler-only cost) | 210 |  |  |  |  | Ryland Brown, Johnston, Inc., Forest, VA PH: 434-525-7929 | 2007
| Isco acid battery (for DC) (not included in sampler-only cost) | 150 |  |  |  |  | Ryland Brown, Johnston, Inc., Forest, VA PH: 434-525-7929 | 2007
| Isco rechargeable NiCad battery (for DC) (not included in sampler-only cost) | 225 |  |  |  |  | Ryland Brown, Johnston, Inc., Forest, VA PH: 434-525-7929 | 2007
| Isco battery-backed power pack for Model 6712FR (item 68-6700-165) | 231.75 |  |  |  |  | Ryland Brown, Johnston, Inc., Forest, VA PH: 434-525-7929 | 2007
| Isco 24-bottle kit (not included in sampler-only costs) | 165 |  |  |  |  | Ryland Brown, Johnston, Inc., Forest, VA PH: 434-525-7929 | 2007
| Isco 1-bottle kit (not included in sampler-only costs) | 140 |  |  |  |  | Ryland Brown, Johnston, Inc., Forest, VA PH: 434-525-7929 | 2007
| Isco 2-bottle (7.5-liter) kit for 6712FR ONLY (not included in sampler-only costs) (item 68-6700-036) | 231.75 |  |  |  |  | Ryland Brown, Johnston, Inc., Forest, VA PH: 434-525-7929 | 2007
| Isco intake line with strainer (not included in sampler-only cost) | 90 |  |  |  |  | Ryland Brown, Johnston, Inc., Forest, VA PH: 434-525-7929 | 2007
| Isco Model 3700 Full-size portable sampler. Add cost for plug-in kit, battery, intake line and strainer, and bottle kit. Sequential/composite sampler. 1 to 24 bottles. Time or flow based sampling. External flow meter signal needed. | 2466.85 |  |  |  |  | Ryland Brown, Johnston, Inc., Forest, VA PH: 434-525-7929 | 2007
| Isco Model 3700C Compact portable sampler. Add cost for plug-in kit, battery, intake line and strainer, and bottle kit. Similar capabilities as Model 3700 but fewer bottle options and smaller for 18" manhole. | 2260.85 |  |  |  |  | Ryland Brown, Johnston, Inc., Forest, VA PH: 434-525-7929 | 2007
| Isco Model 6712C Compact portable sampler. Add cost for plug-in kit, battery, intake line and strainer, and bottle kit. Similar capabilities as Model 6712 but fewer bottle options and smaller size for 18" manholes. | 2776 |  |  |  |  | Ryland Brown, Johnston, Inc., Forest, VA PH: 434-525-7929 | 2007
| Isco Model GLS Compact composite sampler. Add cost for plug-in kit, battery, intake line and strainer, and bottle kit. Single-container composites based on time or flow. Municipal and industrial applications. Fits into 18" manholes. External flow meter signal needed. | 1745.85 |  |  |  |  | Ryland Brown, Johnston, Inc., Forest, VA PH: 434-525-7929 | 2007
| Isco Avalanche Multi-bottle, multi-function sampler. Add cost for plug-in kit, battery, intake line and strainer, and bottle kit. Portable refrigerated sampler with features of 6712 sampler. 1 to 14 bottles. | 4500 |  |  |  |  | Ryland Brown, Johnston, Inc., Forest, VA PH: 434-525-7929 | 2007
| Isco Glacier Composite sampler. Add cost for plug-in kit, battery, intake line and strainer, and bottle kit. Portable refrigerated 1-container composite sampler. Time or flow based sampling. External flow meter signal needed. | 3495 |  |  |  |  | Ryland Brown, Johnston, Inc., Forest, VA PH: 434-525-7929 | 2007
| Flowlink 5 Software for Model 6712FR (standard edition) (item 68-2540-200) | 1876 |  |  |  |  | Ryland Brown, Johnston, Inc., Forest, VA PH: 434-525-7929 | 2007
| Isco 581 RTD (rapid transfer device) for field retrieval of Model 6712FR data (item 60-9004-027) | 643.75 |  |  |  |  | Ryland Brown, Johnston, Inc., Forest, VA PH: 434-525-7929 | 2007
| Sample preservatives (liters) | 14 |  |  |  |  | Rickly Hydrological Company | 2007
| Nitric Acid (1 N) 100ml | 86 |  |  |  |  | Fisher Scientific (www.fishersci.com) | 2012
| Sulfuric Acid (1 N) 1 Liter | 50 |  |  |  |  | Fisher Scientific (www.fishersci.com) | 2012
| Ampoule with 5mL 1:1 nitric acid (case of 24) | 80.11 |  |  |  |  | Fisher Scientific (www.fishersci.com) | 2012
| Ampoule with 2ml concentrated nitric acid (case of 24) | 77.69 |  |  |  |  | Fisher Scientific (www.fishersci.com) | 2012
| Ampoule with 1ml concentrated nitric acid (case of 24) | 74.45 |  |  |  |  | Fisher Scientific (www.fishersci.com) | 2012
| Ampoule with 10ml concentrated nitric acid (case of 24) | 89.37 |  |  |  |  | Fisher Scientific (www.fishersci.com) | 2012
| Ampoule with 4mL 1:1 sulfuric acid (case of 24) | 74.88 |  |  |  |  | Fisher Scientific (www.fishersci.com) | 2012
| Ampoule with 5mL concentrated sulfuric acid (case of 24) | 90.64 |  |  |  |  | Fisher Scientific (www.fishersci.com) | 2012
| Ampoule with 2mL concentrated sulfuric acid (case of 24) | 77.68 |  |  |  |  | Fisher Scientific (www.fishersci.com) | 2012
| Ampoule with 1mL concentrated sulfuric acid (case of 24) | 75.75 |  |  |  |  | Fisher Scientific (www.fishersci.com) | 2012
| Ampoule with 2mL 1:1 hydrochloric acid (case of 24) | 73.73 |  |  |  |  | Fisher Scientific (www.fishersci.com) | 2012
| Ampoule with 2mL concentrated hydrochloric acid (case of 24) | 77.69 |  |  |  |  | Fisher Scientific (www.fishersci.com) | 2012
| Ampoule with 10mL concentrated hydrochloric acid (case of 24) | 89.37 |  |  |  |  | Fisher Scientific (www.fishersci.com) | 2012
| 1:1 Hydrochloric acid (6 N) 500mL | 22.5 |  |  |  |  | Hach, www.hach.com | 2012
| Hydrochloric acid (1 N) Liter | 17.45 |  |  |  |  | Hach, www.hach.com | 2012
| Hydrochloric acid (37%) 500mL | 29.79 |  |  |  |  | Hach, www.hach.com | 2012
| Sulfuric Acid (19.2 N) 100mL | 19.15 |  |  |  |  | Hach, www.hach.com | 2012
| Sulfuric Acid (10 N) Liter | 28.15 |  |  |  |  | Hach, www.hach.com | 2012
| Sulfuric Acid (5.25 N) 100mL | 11.29 |  |  |  |  | Hach, www.hach.com | 2012
| Sulfuric Acid (1 N) Liter | 22.69 |  |  |  |  | Hach, www.hach.com | 2012
| 1:1 Nitric acid 500mL | 27.09 |  |  |  |  | Hach, www.hach.com | 2012
| 70% Nitric acid 500mL | 44.49 |  |  |  |  | Hach, www.hach.com | 2012
2012
| Voice modem for Isco Avalanche and 6700 Series Sampler. Includes Remote Phone Command software for control of sampler's operation and a 12-ft modem cable. Land line telephone. (Item 68-6700-139) Works with Flowlink 5 software but Flowlink 5 not needed for notification of sample event occurrence. | 567 |  |  |  |  | Ryland Brown, Johnston, Inc., Forest, VA PH: 434-525-7929 | 2007
| Model SPA 1489 cell modem for Isco 6712 series samplers and 4100/4200 series flow meters. Powered from sampler or flow meter with supplied cable. Includes small antenna. Verizon, Alltel, or Telus service at fee. Wireless dial-up and download w/ text message alarming from 6712 only. No internal modem required. (item 60-5314-489) Works with Flowlink 5 software but Flowlink 5 not needed for notification of sample event occurrence. | 1880 |  |  |  |  | Ryland Brown, Johnston, Inc., Forest, VA PH: 434-525-7929 | 2007
Runoff Samplers
| N-1 Coshocton Sampler (use with 0.5 ft H-flume) | 4470 |  |  |  |  | Rickly Hydrological Company | 2007
| N-2 Coshocton Sampler (use with 1.0 ft H-flume) | 4630 |  |  |  |  | Rickly Hydrological Company | 2007
| N-3 Coshocton Sampler (use with 1.5 ft H-flume) | 4790 |  |  |  |  | Rickly Hydrological Company | 2007
Well installation (each) |  | 500 |  |  |  |  | Corsica River, MD | 2006
| Ceramic Cup Lysimeter (shallow) (Also need polyethylene tubing, silica flour, vacuum pressure pump, 1 1/2" casing, lysimeter head assembly, 1/4 tube groover) | 169.95 |  |  |  |  | Rickly Hydrological Company | 2007
| Ceramic Cup Lysimeter (deep sampling) (Also need polyethylene tubing, silica flour, vacuum pressure pump, 1 1/2" casing, lysimeter head assembly, 1/4 tube groover) | 269.95 |  |  |  |  | Rickly Hydrological Company | 2007
| Lysimeter Head Assembly | 284.75 |  |  |  |  | Rickly Hydrological Company | 2007
| Silica Flour (50 lb) | 85 |  |  |  |  | Rickly Hydrological Company | 2007
| Vacuum Pressure Hand Pump | 59.95 |  |  |  |  | Rickly Hydrological Company | 2007
| 5 ft piece of 1 1/2" PVC casing | 8 |  |  |  |  | Rickly Hydrological Company | 2007
| 1/4" OD Polyethylene Tubing (100 ft) | 13.5 |  |  |  |  | Rickly Hydrological Company | 2007
| Replacement ceramic cup | 38 |  |  |  |  | Rickly Hydrological Company | 2007
| Tube groover | n/a |  |  |  |  | Rickly Hydrological Company | 2007
[7 empty] | Rickly Hydrological Company | 2007
| Pressure/Vacuum Soil Water Sampler (for vadose zone) (Also need polyethylene tubing, hand pump, neoprene tubing, pinch clamps & silica flour) | 570 |  |  |  |  | Rickly Hydrological Company | 2007
| Hand pump with vacuum gage | [5 empty] | Rickly Hydrological Company | 2007
| Stainless Steel Coupling for Casing (to connect PVC casing to sampler when PVC used to route access tubes and protect them) | 10.56 |  |  |  |  | Rickly Hydrological Company | 2007
| Black plyethylene tubing 3/16"x100 ft | 13.5 |  |  |  |  | Rickly Hydrological Company | 2007
| Green plyethylene tubing 3/16"x100 ft | 13.8 |  |  |  |  | Rickly Hydrological Company | 2007
| Neoprene tubing 3/16" ID x 1/8" wall (per foot) | 0.96 |  |  |  |  | Rickly Hydrological Company | 2007
| Pinch clamps | 10 |  |  |  |  | Rickly Hydrological Company | 2007
Soil Sampling
| Soil sampling mini kit (3 1/4" auger) | 570.5 |  |  |  |  | Rickly Hydrological Company | 2007
| Soil sampling mini kit (2 1/4" auger) | 595.5 |  |  |  |  | Rickly Hydrological Company | 2007 |  | Photo of Modified Philip-Dunne infiltrometer
| Soil sampling kit | 1250.5 |  |  |  |  | Rickly Hydrological Company | 2007 |  | Source: http://home.safl.umn.edu/bmackay/pub/pr/pr501.pdf
| Environmental sampling kit | 1876.8 |  |  |  |  | Rickly Hydrological Company | 2007
| Dutch auger | 170 |  |  |  |  | Rickly Hydrological Company | 2007 |  | Asleson, B.C., R.S. Nestingen, J.S. Gulliver, R.M. Hozalski, and J.L. Nieber. 2007.
| One-Piece Gator Probe 4.70 lb | 189 |  |  |  |  | AMS http://www.ams-samplers.com/ | 2012 |  | The development and application of a four-level rain garden assessment methodology, Project Report No. 501,
| 33" Plated Step Probe w/Handle (5/8" ID) | 88.1 |  |  |  |  | AMS http://www.ams-samplers.com/ | 2012
| Soil sample bags (100 polyethylene bags - 10”W x 18”L x 4-mils thick). | 23 |  |  |  |  | Forestry Suppliers, Inc. http://www.forestry-suppliers.com | 2012
| 8” Twist-Ems Twist Ties for soil sample bags, Bundle of 1,000 | 6.25 |  |  |  |  | Forestry Suppliers, Inc. http://www.forestry-suppliers.com | 2012
Infiltration/Hydraulic Conductivity Measurement | [9 empty] | St. Anthony Falls Laboratory, University of Minnesota, Minneapolis.
| Minidisk infiltrometer (Decagon Devices), E-240-40300, Model S, variable suction rates | 265 | Hydraulic conductivity |  |  |  | http://www.decagon.com/ag_research/hydro/infiltrometer.php | 2008
| Modified Philip-Dunne permeameter [cost estimated using 2' long, 4" dia aluminum pipe ($44), 2-ft of 3/8" ID 1/2" OD clear PVC tubing ($1), 1/2" clear PVC elbow ($4.50), plus 4 hours labor ($300), and adhesive ($5)]. | 355 | Hydraulic conductivity |  |  |  | http://home.safl.umn.edu/bmackay/pub/pr/pr501.pdf (design), www.metalsdepot.com (pipe), and www.clearpvcpipe.com (PVC) | 2008
| Double-ring infiltrometer, basic kit (Item 1003-001). Kit contains double ring infiltrometer cylinders (12" and 24" diameter) with lid, liquid level spike, Mariotte tube (3,000 ml), splash guards, soil tamping tool, data sheet, pad with graph paper, and test instruction book. | 1900 | Infiltration rate |  |  |  | Rickly Hydrological Company | 2008
| Double-ring infiltrometer, complete kit (Item 1003-006). Kit meets all requirements of ASTM Standard D3385. Kit containsbasic kit (Item 1003-001) plus a 12 lb. sledge, wood anvil block, 6 foot steel measuring tape, shovel and trenching spade, 3" hand auger, water pail, stopwatch and carpenter's level. | 2200 | Infiltration rate |  |  |  | Rickly Hydrological Company | 2008
| Double-ring infiltrometer kit, model STPM-22. Designed to meet the standards for conducting ASTM D-3385 tests in the field. The unit consists of two stainless steel rings measuring 12” and 24” diameter x 20” high. Also included is a ½” thick aluminum driving cap for setup; two 6.0” square neoprene splash guards; and two mariotte tubes, one with 3,000 ml capacity and one with 10,000 ml capacity. | 2270 | Infiltration rate |  |  |  | www.qcqa.com | 2008
| Mariotte Tube w/Stand, model STPM-22A3, 12" Dia., 100,000 cc Capacity. For use in lab or field. | 2400 |  |  |  |  | www.qcqa.com | 2008
| Mariotte Tube, model STPM-22A2, 10,000 cc Capacity. For use in lab or field. | 355 |  |  |  |  | www.qcqa.com | 2008
| Mariotte Tube, model STPM-22A4, Single Base w/3,000 & 10,000 cc Capacity Tubes. For use in lab or field. | 660 |  |  |  |  | www.qcqa.com | 2008
| Mariotte Tube, model STPM-22A1, 3,000 cc Capacity. For use in lab or field. | 335 |  |  |  |  | www.qcqa.com | 2008
| Marriotte Tube, Item 1003-012, 3,000 cc | 188 |  |  |  |  | Rickly Hydrological Company | 2008
| Marriotte Tube, Item 1003-014, 10,000 cc | 237 |  |  |  |  | Rickly Hydrological Company | 2008
| Double-ring infiltrometer, Turf-Tec, Item 221015 | 422 | Infiltration rate |  |  |  | www.professionalequipment.com | 2008
| Guelph Permeameter, Item 1003-100. Kit includes Permeameter, tripod stand, soil auger, sizing auger, well prep brush, vacuum test hand pump, water container, data sheets, carrying case, and instructions. | 2367 | Hydraulic conductivity |  |  |  | Rickly Hydrological Company | 2008
| Guelph Permeameter Extension Kit. 31 1/2" long, Item 1003-102. | 130 |  |  |  |  | Rickly Hydrological Company | 2008
| 2" Mud Auger for Guelph Permeameter, Item 1003-103 | 175.4 |  |  |  |  | Rickly Hydrological Company | 2008
| 2" Sand Auger for Guelph Permeameter, Item 1003-104 | 167.8 |  |  |  |  | Rickly Hydrological Company | 2008
| Handle Extension for Guelph Permeameter, Item 1003-106 | 55.4 |  |  |  |  | Rickly Hydrological Company | 2008
| Guelph Permeameter kit, model STPM-2. Measurements can be made 15 to 75 cm below soil surface. Kit includes permeameter, field tripod, well auger, well preparation and cleanup tools, collapsible water container, and vacuum test hand pump, all packaged in a durable carrying case. | 2490 | Hydraulic conductivity | 10-4 to 10-8 m/sec (10-2 to 10-6 cm/sec) |  |  | www.qcqa.com | 2008
| Extension kit for Guelph Permeameter, model STPM-2A1. Extends the depth of operation by 80 cm. | 120 |  |  |  |  | www.qcqa.com | 2008
| Guelph Pressure Infiltrometer Attachment, model STPM-2A2. Attachment provides greater sensitivity to low permeability conditions using a ring, 20 cm in diameter, for the retained pressure heads. Attachment comes complete with replaceable cutting ring, support ring, transparent cover and installation ring. | 1085 |  |  |  |  | www.qcqa.com | 2008
Meters, Samplers, Sondes, and Probes
| YSI 556 D.O., pH, Conductivity, Temp Meter | 3200 |  |  |  |  | Rickly Hydrological Company | 2007
|  |  | Temp | -5 to 45˚ C | +/-0.15˚ C | 0.1˚ C
|  |  | pH | 0-14 | +/-0.5% of reading | n/a
|  |  | ORP | -999 to 999 mV | +/-20 mV | 0.1 mV
|  |  | D.O. | 0-50 mg/L | +/-0.2 mg/L | 0.01 mg/L
| YSI 556 pH Kit | 200
| YSI 556 pH/ORP Kit | 310
| YSI D.O. membrane kit (6 each w/electrolyte) | 42
| pH buffer (pH 4, pH 7, pH 10) solutions for YSI 556 (460 ml) | 74 |  |  |  |  | Rickly Hydrological Company | 2007
| Conductivity solutions for YSI 556 (460 ml) | 115 |  |  |  |  | Rickly Hydrological Company | 2007
| ORP calibration solution for YSI 556 (125 ml) | 23 |  |  |  |  | Rickly Hydrological Company | 2007
| YSI 30 Conductivity, Salinity and Temperature Meter w/carrying case | 765 |  |  |  |  | Rickly Hydrological Company | 2014
|  |  | Salinity | 0-80 ppt | +/-1.0%
|  |  | Conductivity | 0-499.9 μS/cm, 0-4,999 μS/cm, 0-49.9 mS/cm, 0-200 mS/cm | +/-0.5%
|  |  | Temperature | -5°C to +95°C | +/-0.1°C
| YSI 85 Salinity, Conductivity, D.O. & Temp. Meter | 1490 |  |  |  |  | Rickly Hydrological Company | 2007
|  |  | Salinity | n/a | n/a | n/a
|  |  | Conductivity | n/a | n/a | n/a
|  |  | D.O. | 0-200% air sat. | +/-0.3 mg/L | .01 mg/L
|  |  | Temp. | n/a | n/a | n/a
| YSI 550 D.O. Meter | 795 | D.O. | 0-200% air sat. | +/-0.3 mg/L | .01 mg/L | Rickly Hydrological Company | 2007
| YSI D.O. probe reconditioning kit | 29 |  |  |  |  | Rickly Hydrological Company | 2007
| YSI replaceable D.O. electrode | 150 |  |  |  |  | Rickly Hydrological Company | 2007
| YSI D.O. probe membrane kit (6 each) | 42 |  |  |  |  | Rickly Hydrological Company | 2007
| YSI SDI-12 Adapter Cable for Isco 6712FR sampler (item 60-9004-337) | 87.55 |  |  |  |  | Ryland Brown, Johnston, Inc., Forest, VA PH: 434-525-7929 | 2007
| YSI SDI-12 Y-Connect Cable for Isco 6712FR sampler (item 60-9004-338) | 154.5 |  |  |  |  | Ryland Brown, Johnston, Inc., Forest, VA PH: 434-525-7929 | 2007
| Isco 701 pH/temperature module for 6712 or Avalanche sampler | 1694 | pH | 0-14 | 0.1% over range | n/a | Ryland Brown, Johnston, Inc., Forest, VA PH: 434-525-7929 | 2007
|  |  | Temp | 0 to 80˚ C | +/-1˚ C | n/a
| Isco 710 Ultrasonic Flow Module for 6712 sampler | 1591 | water level | 1-11 feet | For change<1 ft: +/-0.02 ft; For change of 1-10 ft: +/-0.04 ft | n/a | Ryland Brown, Johnston, Inc., Forest, VA PH: 434-525-7929 | 2007
| Isco 720 Submerged Probe Flow Module for 6712 sampler | 1591 |  | 0.1-10 feet (max allowable level is 20 ft) | For 0.1-5 ft change: +/-0.01 ft; For 0.1-7 ft change: +/-0.03 ft; For 0.1-10 ft change: +/-0.10 ft |  | Ryland Brown, Johnston, Inc., Forest, VA PH: 434-525-7929 | 2007
| Isco 730 Bubbler Flow Module for 6712 sampler | 1900 | water level | 0.1-10 feet (max allowable level is 20 ft) | For 0.1-5 ft change: +/-0.005 ft; For 0.1-7 ft change: +/-0.01 ft; For 0.1-10 ft change: +/-0.035 ft | n/a | Ryland Brown, Johnston, Inc., Forest, VA PH: 434-525-7929 | 2007
| Isco 750 Area Velocity Flow Module for 6712 sampler; probe measures average flow velocity and depth and 6712 converts to flow rate. | 3085 | water level | Standard: 0-10 ft (max 20 ft) | For 0.033-5 ft: +/-0.008 ft/ft; For >5 ft: +/-0.012 ft/ft |  | Ryland Brown, Johnston, Inc., Forest, VA PH: 434-525-7929 | 2007
|  |  | water level | Extended: 0-30 ft (max 40 ft) | For 0.05-15 ft: +/-0.03 ft; For 0.05 to 21 ft: +/-0.09 ft; For 0.05 to 30ft: +/-0.3 ft
|  |  | average velocity | -5 to 20 ft/sec at 0.25 ft minimum depth
| Isco 780 Analog Output Flow Module for 6700 or 6712 sampler; takes 4-20 mA signal from non-Isco flow meters and converts to signal that can control sample timing of model 6700 and 6712 Isco samplers. | 407 |  |  |  |  | Ryland Brown, Johnston, Inc., Forest, VA PH: 434-525-7929 | 2007
| SDI-12 Adapter Cable for Isco 6712FR sampler (6' length, no connector) (item 60-9004-341) | 61.8 |  |  |  |  | Ryland Brown, Johnston, Inc., Forest, VA PH: 434-525-7929 | 2007
| SDI-12 Y-Connect Cable for Isco 6712FR sampler (6' length, no connector) (item 60-9004-342) | 92.7 |  |  |  |  | Ryland Brown, Johnston, Inc., Forest, VA PH: 434-525-7929 | 2007
| Connector to attach non-Isco flow meter to customer supplied cable for use with Isco 6712FR sampler (item 68-1680-060) | 30.9 |  |  |  |  | Ryland Brown, Johnston, Inc., Forest, VA PH: 434-525-7929 | 2007
| Non-Isco flow-meter-to-sampler cable for use with Isco 6712FR sampler (item 68-1394-077) | 51.5 |  |  |  |  | Ryland Brown, Johnston, Inc., Forest, VA PH: 434-525-7929 | 2007
| Hanna Portable Turbidity Meter (HI 93703) | 700 |  | 0-50 FTU | +/- 0.5 FTU | .01 FTU | Rickly Hydrological Company | 2007 | FTU=Formazine Turbidity Unit
| Hanna Turbidity Meter standard solution (30 ml) | 24 |  |  |  |  | Rickly Hydrological Company | 2007
| Hanna Turbidity meter cleaning solution for cuvets (230 ml) | 19 |  |  |  |  | Rickly Hydrological Company | 2007
| Hanna Turbidity Meter replacement cuvets (4) | 16 |  |  |  |  | Rickly Hydrological Company | 2007
| Model WQ770 Turbidity Meter | 1095 |  | 0-1,000 NTU |  |  | Rickly Hydrological Company | 2007
| 9 V battery for Model WQ770 | 2.85 |  |  |  |  | Rickly Hydrological Company | 2007
| Hanna Low-Range Multi-Parameter (pH, cond (EC), TDS, temp) Meter (HI 991300) | 440 |  |  |  |  | Rickly Hydrological Company | 2007
|  |  | pH | 0-14 | +/- .02 | 0.01
|  |  | EC | 0-3.999 μS/cm | 2% full scale | 1 μS/cm
|  |  | TDS | 0-10 ppt | 2% full scale | 1 ppm
|  |  | temp | 0-60˚ C | +/- 0.5˚ C | 0.1˚ C
| Hanna High-Range Multi-Parameter (pH, cond (EC), TDS, temp) Meter (HI 991301) | 440 |  |  |  |  | Rickly Hydrological Company | 2007
|  |  | pH | 0-14 | +/- .02 | 0.01
|  |  | EC | 0-19.99 μS/cm | 2% full scale | .01 mS/cm
|  |  | TDS | 0-1.999 ppm | 2% full scale | 0.01 ppt
|  |  | temp | 0-60˚ C | +/- 0.5˚ C | 0.1˚ C
| Hanna pH 4.01 Buffer | 11.5 |  |  |  |  | Rickly Hydrological Company | 2007
| Hanna pH 7.01 Buffer | 11.5 |  |  |  |  | Rickly Hydrological Company | 2007
| Hanna pH 10.01 Buffer | 11.5 |  |  |  |  | Rickly Hydrological Company | 2007
| Hanna 1,413 μS Solution | 12 |  |  |  |  | Rickly Hydrological Company | 2007
| Hanna 1,382 ppm TDS Solution | 12 |  |  |  |  | Rickly Hydrological Company | 2007
| Hanna 12,880 μS Solution | 12 |  |  |  |  | Rickly Hydrological Company | 2007
| 2710 OxyGuard D.O. Probe | 489 |  | 0-20 mg/L | 0.5 mg/L | n/a | Rickly Hydrological Company | 2007
| 2710 OxyGuard D.O. Probe (annual service kit for D.O. sensor) | 9 |  |  |  |  | Rickly Hydrological Company | 2007
| 2710 OxyGuard D.O. Probe (Oxyguard Agitator) | 454 |  |  |  |  | Rickly Hydrological Company | 2007
| BOD Sampler w/ 60ml clear bottle | 76.45 |  |  |  |  | Rickly Hydrological Company | 2007
| Wheaton BOD bottle (clear or black coated glass) | 19.95 |  |  |  |  | Rickly Hydrological Company | 2007
| Hanna D.O. Meter (HI 9142) | 480 |  | 0-19.9 mg/L |  |  | Rickly Hydrological Company | 2007
| Hanna D.O. Meter (HI 9142) Electrolyte Solution | 13 |  |  |  |  | Rickly Hydrological Company | 2007
| Hanna D.O. Meter (HI 9142) replacement membranes (5) | 77 |  |  |  |  | Rickly Hydrological Company | 2007
| Zero Oxygen solution for calibrating any D.O. meter | 10 |  |  |  |  | Rickly Hydrological Company | 2007
| Hanna Ammonia Meter (HI 93712) - order test refills separately | 176 |  | 0.01-1.00 mg/L |  | 0.01 mg/L | Rickly Hydrological Company | 2007
| Hanna Ammonia Meter (HI 93712) Test Refills (100 tests) | 36 |  |  |  |  | Rickly Hydrological Company | 2007
| Hanna Chlorine/pH Meter (HI 93711) - order test refills separately | 191 |  |  |  |  | Rickly Hydrological Company | 2007
|  |  | Free Chlorine | 0.0-2.5 mg/L |  | 0.01 mg/L
|  |  | Total Chlorine | 0.0-3.5 mg/L |  | 0.01 mg/L
|  |  | 5.9-8.0 | 0.1
| Hanna Free Chlorine Test Refills (100 tests) (HI 93711) | 16.5 |  |  |  |  | Rickly Hydrological Company | 2007
| Hanna Total Chlorine Test Refills (100 tests) (HI 93711) | 16.5 |  |  |  |  | Rickly Hydrological Company | 2007
| Hanna pH Test Refills (100 tests) (HI 93711) | 15 |  |  |  |  | Rickly Hydrological Company | 2007
| Hanna D.O. Meter (HI 93732) - order test refills separately | 248 |  | 0.1-14 ppm |  | 0.1 ppm | Rickly Hydrological Company | 2007
| Hanna D.O. Test Refills (100 tests) (HI 93732) | 48 |  |  |  |  | Rickly Hydrological Company | 2007
| Hanna Nitrate Meter (HI93728) - order test refills separately | 165 |  | 0.1-30.0 mg/L |  | 0.1 mg/L | Rickly Hydrological Company | 2007
| Hanna Nitrate Test Refills (100 tests) (HI93728) | 49 |  |  |  |  | Rickly Hydrological Company | 2007
| Hanna Nitrite Meter (HI93707) - order test refills separately | 176 |  | 0.1-30 mg/L |  | 0.1 mg/L | Rickly Hydrological Company | 2007
| Hanna Nitrite Test Refills (100 tests) (HI93707) | 16.5 |  |  |  |  | Rickly Hydrological Company | 2007
| Hanna Phosphate Meter (HI93713) - order test refills separately | 176 |  | 0.01-2.5 mg/L |  | 0.01 mg/L | Rickly Hydrological Company | 2007
| Hanna Phosphate Test Refills (100 tests) (HI93713) | 22 |  |  |  |  | Rickly Hydrological Company | 2007
| Replacement cuvets for Hanna Ion Specific Meters (4) | 16 |  |  |  |  | Rickly Hydrological Company | 2007
| Hydrolab Quanta Multi-Parameter (temp, D.O., conductivity, pH, redox, depth) Instrument (connects to data loggers; depth and redox probes purchased separately) | 3295 |  |  |  |  | Rickly Hydrological Company | 2007
|  |  | Temp | -5 to 50˚ C | +/-0.15˚ C | 0.01˚ C
|  |  | pH | 0-14 | 0.2 | 0.01
|  |  | Conductivity | 0-100 mS/cm | +/-1% range | 4 digits
|  |  | D.O. | 0-20 mg/L | +/-0.2 mg/L | 0.01 mg/L
|  |  | Depth | 0-33 ft | +/-.01 ft | none
|  |  | Redox | -999 to 999 mV | +/-20 mV | 1 mV
| Quanta Depth cable (0-10 meters) | 615 |  |  |  |  | Rickly Hydrological Company | 2007
| Quanta Redox Probe | 315 |  |  |  |  | Rickly Hydrological Company | 2007
| Quanta Turbidity Probe | 1345 |  |  |  |  | Rickly Hydrological Company | 2007
| Hydrolab Quanta SDI-12 Adapter Cable for Isco 6712FR sampler (item 60-9004-339) | 87.55 |  |  |  |  | Ryland Brown, Johnston, Inc., Forest, VA PH: 434-525-7929 | 2007
| Hydrolab Quanta SDI-12 Y-Connect Cable for Isco 6712FR sampler (item 60-9004-340) | 154.5 |  |  |  |  | Ryland Brown, Johnston, Inc., Forest, VA PH: 434-525-7929 | 2007
| Aquaflor Handheld Fluorometer/Turbidimeter |  | Chl a (in vivo) | 3 orders of magnitude | 0.3 μg/L monoculture |  | www.turnerdesigns.com
|  |  | Chl a (extracted) | 3 orders of magnitude | 0.5 μg/L monoculture |  | www.turnerdesigns.com | 2007
|  |  | Turbidity | 3 orders of magnitude | 0.5 NTU |  | www.turnerdesigns.com | 2007
| Hach DR 2800 Portable Spectrophotometer (reagents purchased separately) | 3869 |  |  |  |  | Hach - www.hach.com | 2012
|  |  | Cadmium (method 8017) | 0-80 μg/L | n/a |  | Hach - www.hach.com
|  |  | C.O.D. (method 8000) | 3-150 mg/L | 3 mg/L |  | Hach - www.hach.com
|  |  | Chloride (method 8113) | 0.1-25 mg/L Cl- | 0.1 mg/L |  | Hach - www.hach.com
|  |  | D.O. (HRDO method 8166) | 0.3-15.0 mg/L O2 | 0.3 mg/L |  | Hach - www.hach.com
|  |  | Hardness (method 8030) | 0.05-4 mg/L Ca and Mg as CaCO3
|  |  | Nitrate (method 8171) | 0.1-10 mg/L NO3-N
|  |  | Nitrate (method 8192) | 0.01-0.5 mg/L NO3-N
|  |  | Nitrite (method 10019) | .003-.5 mg/L NO2-N
|  |  | TKN (method 8075) | 1-150 mg/L
|  |  | NH3 (method 10205) | .015-2 mg/L NH3-N
|  |  | NH3 (method 8038) | 0.02-2.50 mg/L NH3-N
|  |  | Phosphate (method 8180) | .06-3.5 mg/L PO4
|  |  | Phosphate (method 10055) | .019-3 mg/L PO4
|  |  | Phosphate (method 8048) | 0.06-5 mg/L PO4 or 0.02-1.6 mg/L P
|  |  | Phosphate (method 8190) | 0.06-3.5 mg/L PO4 or 0.02-1.1 mg/L P
|  |  | Suspended Solids (method 8006 - no req'd reagents) | 5-750 mg/L
|  |  | Zinc (method 8009) | .01-3 mg/L
| Reagents for cadmium method 8017 (100 tests) | 370 |  |  |  |  | Hach - www.hach.com | 2007
| Reagents for COD method 8000 (150 tests) | 217.5 |  |  |  |  | Hach - www.hach.com | 2007
| Reagents for chloride method 8113 (50 tests) | 43.9 |  |  |  |  | Hach - www.hach.com | 2007
| D.O. method 8166 reagents (25 tests) | 21.5 |  |  |  |  | Hach - www.hach.com | 2007
| Hardness method 8030 reagents (100 tests) | 48.7 |  |  |  |  | Hach - www.hach.com | 2007
| Nitrate method 8171 reagents (100 tests) | 29.6 |  |  |  |  | Hach - www.hach.com | 2007
| Nitrate method 8192 reagents (100 tests) | 56.8 |  |  |  |  | Hach - www.hach.com | 2007
| Nitrite method 10019 reagents (50 tests) | 39.3 |  |  |  |  | Hach - www.hach.com | 2007
| TKN method 8075 reagents (250 tests) | 107 |  |  |  |  | Hach - www.hach.com | 2007
| NH3 method 10205 reagents (25 tests) | 37.8 |  |  |  |  | Hach - www.hach.com | 2007
| NH3 method 8038 reagents (250 tests) | 45 |  |  |  |  | Hach - www.hach.com | 2007
| Phosphate method 8180 reagents (50 tests) | 46.6 |  |  |  |  | Hach - www.hach.com | 2007
| Phosphate method 10055 reagents (250 tests) | 49.4 |  |  |  |  | Hach - www.hach.com | 2007
| Phosphate method 8048 reagents (50 tests) | 31.6 |  |  |  |  | Hach - www.hach.com | 2007
| Phosphate method 8190 reagents (50 tests) | 43.6 |  |  |  |  | Hach - www.hach.com | 2007
| Zinc method 8009 reagents (100 tests) | 42.9 |  |  |  |  | Hach - www.hach.com | 2007
| Lithium-Ion Battery Pack, DR 2800 Portable Spectrophotometer | 613 |  |  |  |  | Hach - www.hach.com | 2012
| Hach Model 2100P Portable Turbidimeter | 837 | Turbidity | 0-1000 NTU | 2% of reading (0-500 NTU); 3% of reading (500-1000 NTU) | 0.01 | Hach - www.hach.com | 2007
| Greenspan PS2100 Temperature and Depth Sensor w/Built-In Datalogger; set up for several depth ranges, from 0-2.5m to 0-100m | 1700 | Temperature | 0-50 degrees C | +/- 0.2 degrees C | 0.000012% FS | Stevens Water Monitoring Systems | 2010 | Keith Bellingham, Sales Rep for Stevens gave this cost estimate in October 2010 at Long Beach: $1,700
|  |  | Depth | 0-100 m | +/- 0.1% FS | 0.000012% FS |  | 2010
|  |  | Depth | 0-2.5m | +/- 0.1% FS | 0.000012% FS |  | 2010
|  |  | Depth | 0-5m | +/- 0.1% FS | 0.000012% FS |  | 2010
|  |  | Depth | 0-10m | +/- 0.1% FS | 0.000012% FS |  | 2010
|  |  | Depth | several ranges | +/- 0.1% FS | 0.000012% FS |  | 2010
| Hydrolab MiniSonde 5 - MS5 w/ built-in data logger and temperature sensor (takes 4 sensors, measures up to 10 parameters simultaneously) | 3050 |  |  |  |  | Stevens Water Monitoring Systems http://www.stevenswater.com | 2012 | Called Stevens at 800.452.5272 for price quotes 5/25/2012
| Hydrolab DataSonde 5 - DS5 w/ built-in data logger and temperature sensor (takes 10 sensors, measures up to 15 parameters simultaneously) | 4400 |  |  |  |  | Stevens Water Monitoring Systems http://www.stevenswater.com | 2012 | Called Stevens at 800.452.5272 for price quotes 5/25/2012
| Hydrolab DataSonde 5X - DS5X w/ built-in data logger and temperature sensor (takes 10 sensors, measures up to 15 parameters simultaneously, self-cleaning) | 4900 |  |  |  |  | Stevens Water Monitoring Systems http://www.stevenswater.com | 2012 | Called Stevens at 800.452.5272 for price quotes 5/25/2012
| Below are sensors compatible with the MS5, DS5, and DS5X | [6 empty] | 2010 | Keith Bellingham, Sales Rep for Stevens gave this cost estimate in October 2010 at Long Beach: $200-$500 per parameter
| Polarographic DO sensor (this is the standard DO sensor) | 510 | Polarographic DO | 0 to 50 mg/L | ±0.2 mg/L @ < 20mg/L | 0.01mg/L | Stevens Water Monitoring Systems http://www.stevenswater.com | 2012 | Called Stevens at 800.452.5272 for price quotes
[5 empty] | ±0.6 mg/L @ > 20mg/L |  |  | 2010
| Advanced HACH LDO® Process Dissolved Oxygen Probe, Hach Procedure 10360 (requires no electrolyte solutions) | 1500 | luminescent D.O. | 0-60 mg/l | ±0.1 mg/L @ < 8mg/L | 0.01mg/L | Stevens Water Monitoring Systems http://www.stevenswater.com | 2012 | Called Stevens at 800.452.5272 for price quotes 5/25/2012
| Conductivity sensor (includes salinity, resistivity, and TDS) | 400 | conductivity | 0 to 100 mS/cm | ±0.5% of reading; | 4 digits | Stevens Water Monitoring Systems http://www.stevenswater.com | 2012 | Called Stevens at 800.452.5272 for price quotes 5/25/2012
[5 empty] | ±0.001 mS/cm |  |  | 2012
| pH sensor | 500 | pH | 0-14 units | ±0.2 units | 0.01 units | Stevens Water Monitoring Systems http://www.stevenswater.com | 2012 | Called Stevens at 800.452.5272 for price quotes 5/25/2012
| Turbidity sensor, Self-Cleaning | 1600 | turbidity | 0 to 3000 NTU | Compared to StablCal | 0.1 NTU from 0-400 NTU | Stevens Water Monitoring Systems http://www.stevenswater.com | 2012 | Called Stevens at 800.452.5272 for price quotes 5/25/2012
[5 empty] | 1% up to 100 NTU | 1 NTU for >400 NTU |  | 2012
[5 empty] | 3% from 100-400 NTU |  |  | 2012
[5 empty] | 5% from 400-3000 NTU |  |  | 2012
| Turbidity sensor, 4-Beam |  | turbidity | 0 to 1000 NTU | 5% of reading; or ± 1 NTU | 0.1 NTU from 0-100 NTU | Campbell Scientific, http://www.campbellsci.ca/ | 2010
[6 empty] | 1 NTU >100 NTU |  | 2010
| Depth sensor | 600 | depth | 0 to 10m (Vented Level) | ±0.003m | 0.001m | Stevens Water Monitoring Systems http://www.stevenswater.com | 2012 | Called Stevens at 800.452.5272 for price quotes 5/25/2012
|  | 410 | depth | 0 to 10m (Vented Level) |  |  | Stevens Water Monitoring Systems http://www.stevenswater.com | 2012 | Called Stevens at 800.452.5272 for price quotes 5/25/2012
|  |  |  | 0 to 25m | ±0.05m | 0.01m |  | 2012
| fixed cable needed also for vented 0-10 m ($310 for 5m, $410 for 15m) |  |  | 0 to 100m | ±0.05m | 0.01m |  | 2012
|  |  |  | 0 to 200m | ±0.1m | 0.1m |  | 2012
| Chlorophyll a sensor | 2700 | Chlorophyll a | Dynamic Range |  |  | Stevens Water Monitoring Systems http://www.stevenswater.com | 2012 | Called Stevens at 800.452.5272 for price quotes 5/25/2012
|  |  |  | Low sensitivity: 0.03 to 500 µg/L | ±3% for signal levels equivalens of 1 ppb rhodamine WT dye or higher using a rhodamine sensor | 0.01µg/L |  | 2012
|  |  |  | Med. sensitivity: 0.03 to 50 µg/L | ±3% for signal levels equivalens of 1 ppb rhodamine WT dye or higher using a rhodamine sensor | 0.01µg/L |  | 2012
|  |  |  | High sensitivity: 0.03 to 5 µg/L | ±3% for signal levels equivalens of 1 ppb rhodamine WT dye or higher using a rhodamine sensor | 0.01µg/L |  | 2012
| Blue-Green Algae sensor | 3040 | Blue-Green Algae | Dynamic Range |  |  | Campbell Scientific, http://www.campbellsci.ca/ | 2010 | Price estimated from a 2005 Hach quote to National Park Service
|  |  |  | Low sensitivity: 100 to 2,000,000 cells/mL | ±3% for signal levels equivalens of 1 ppb rhodamine WT dye or higher using a rhodamine sensor | 20 cells/L |  | 2010
|  |  |  | Med. sensitivity: 100 to 200,000 cells/L | ±3% for signal levels equivalens of 1 ppb rhodamine WT dye or higher using a rhodamine sensor | 20 cells/L |  | 2010
|  |  |  | High sensitivity: 100 to 20,000 cellsL | ±3% for signal levels equivalens of 1 ppb rhodamine WT dye or higher using a rhodamine sensor | 20 cells/L |  | 2010
| Ammonia sensor (max depth 15 meters) | 800 | ammonia | 0 to 100 mg/L-N | Greater of ±5% of reading or ±2 mg/L-N | 0.01 mg/L-N | Stevens Water Monitoring Systems http://www.stevenswater.com | 2012 | Called Stevens at 800.452.5272 for price quotes 5/25/2012
| Nitrate sensor (max depth 15 meters) | 800 | nitrate | 0 to 100 mg/L-N | Greater of ±5% of reading or ±2 mg/L-N | 0.01 mg/L-N | Stevens Water Monitoring Systems http://www.stevenswater.com | 2012 | Called Stevens at 800.452.5272 for price quotes 5/25/2012
| Chloride sensor (max depth 15 meters) | 800 | chloride | 0.5 to 18,000 mg/L | greater of ±5% of reading or ±2 mg/L | 4 digits | Stevens Water Monitoring Systems http://www.stevenswater.com | 2012 | Called Stevens at 800.452.5272 for price quotes 5/25/2012
| TGO (Total Dissolved Gas) sensor | 1445 | TGO (Total Dissolved Gas) | 400 to 1300 mmHg | ±0.1% of span | 1.0 mmHg | Campbell Scientific, http://www.campbellsci.ca/ | 2010 | Price estimated from a 2005 Hach quote to National Park Service
| ORP (oxidation-reduction potential) sensor |  | ORP | -999 to 999 mV | ±20mV | 1mV | Campbell Scientific, http://www.campbellsci.ca/ | 2010
| Rhodamine WT sensor | 3040 | Rhodamine WT (for tracing studies) | Dynamic Range |  |  | Campbell Scientific, http://www.campbellsci.ca/ | 2010 | Price estimated from a 2005 Hach quote to National Park Service
|  |  |  | Low sensitivity: 0.04 - 1000 ppb | ±3% for signal levels equivalens of 1 ppb rhodamine WT dye or higher using a rhodamine sensor | 0.01 ppb | Campbell Scientific, http://www.campbellsci.ca/ | 2010
|  |  |  | Med. sensitivity: 0.04 - 100 ppb | ±3% for signal levels equivalens of 1 ppb rhodamine WT dye or higher using a rhodamine sensor | 0.01 ppb | Campbell Scientific, http://www.campbellsci.ca/ | 2010
|  |  |  | High sensitivity: 0.04 - 10 ppb | ±3% for signal levels equivalens of 1 ppb rhodamine WT dye or higher using a rhodamine sensor | 0.01 ppb | Campbell Scientific, http://www.campbellsci.ca/ | 2010
| PAR (ambient light sensor) |  | PAR (photosynthetically active radiation) | 0 to 10,000 µmols-1m-2 | ±5% of reading or ±1µmol s-1m-2 | 1µmol s-1m-2 | Campbell Scientific, http://www.campbellsci.ca/ | 2010
| Temperature sensor (included with MS5) | 0 | Temperature | -5° to 50°C | ±0.10°C | 0.01°C | Stevens Water Monitoring Systems http://www.stevenswater.com | 2012 | Called Stevens at 800.452.5272 for price quotes 5/25/2012
| Cable for MS5, DS5, and DSX sondes (from sonde to shed) | $2-5/ft | [5 empty] | 2010 | Keith Bellingham, Sales Rep for Stevens gave this cost estimate in October 2010 at Long Beach.
| OTT SLD (side looking doppler); must be installed perfectly level on a platform under water. | 8000 | flow velocity | ±10 m/s | 1% of measured value, ±0.05cm/s |  | OTT, http://www.ott-hydrometry.de/ | 2010 | Keith Bellingham, Sales Rep for Stevens gave this cost estimate in October 2010 at Long Beach. Need to add data logger ($2K-3K) and power source costs.
|  |  | water level | 0.15 to 10m | ±3mm (depends on stratification) |  |  | 2010
| OTT SLD (side looking doppler). Fully installed with data logger and power. | $25,000-$30,000 | flow velocity | see above for flow velocity and water level | see above for flow velocity and water level |  | OTT, http://www.ott-hydrometry.de/ | 2010 | Keith Bellingham, Sales Rep for Stevens gave this cost estimate in October 2010 at Long Beach. He has installed them.
| Internal battery pack for Hydrolab. [NOTE: Hydrolab MS5, DS5, and DS5X can be powered using a Surveyor Datalogging Display, which is equipped as a standard with a 7.2V, 3.5 Ah NiMH rechargeable battery. BUT - MS5, DS5, and DS5X multiprobes configured with the Self-cleaning Turbidity and one or more fluorescence sensors (Chlorophyll a, Rhodamine WT, Blue-green Algae) require either an internal battery pack or an external power source other than the Surveyor.] | 620 |  |  |  |  | Stevens Water Monitoring Systems http://www.stevenswater.com | 2012 | Called Stevens at 800.452.5272 for price quotes 5/25/2012
Field Computers
| Allegro Field PC (16M) | 2975 |  |  |  |  | Rickly Hydrological Company (http://www.rickly.com/) | 2012 | May 30, 2012 search
| Allegro Field PC (32M) | 3275 |  |  |  |  | Rickly Hydrological Company (http://www.rickly.com/) | 2012 | May 30, 2012 search
| DURABOOK Rugged Field Pro Notebook (sale price; regular price is $2,249) | 1331 |  |  |  |  | OnTheGoPC (http://www.onthegopc.com/) | 2012 | June 1, 2012 search
| DURABOOK Rugged Field Pro Notebook D-S14M - Dust and Sand Protection - Outdoor Viewable Display | 1147 |  |  |  |  | OnTheGoPC (http://www.onthegopc.com/) | 2012 | June 1, 2012 search
| Pelican Rugged Deluxe Notebook Case with Insert and Liner | 225 |  |  |  |  | OnTheGoPC (http://www.onthegopc.com/) | 2012 | June 1, 2012 search
| Mathematica Home Edition | 295 |  |  |  |  | http://www.wolfram.com/ | 2012 | June 3, 2012 search
| Mathematica 8 (standard new license) | 2495 |  |  |  |  | Digerati and Technical Reports (http://mhreviews.wordpress.com/) | 2011 | June 3, 2012 search
| MATLAB (required with MATLAB Image Processing Toolbox) | 2150 |  |  |  |  | MathWorks Quote (discussed over phone) | 1905-07-04 | June 4, 2012 Quote (via email)
| MATLAB Image Processing Toolbox (required with MATLAB for photo-point) | 1000 |  |  |  |  | MathWorks Quote (discussed over phone) | 1905-07-04 | June 4, 2012 Quote (via email)
| MATLAB Mapping Toolbox (recommended for GPS-tagged photos) | 1000 |  |  |  |  | MathWorks Quote (discussed over phone) | 1905-07-04 | June 4, 2012 Quote (via email)
Signs and Posts
| 1-meter section of Style M staff gauge (metric gage, 65 mm wide) | 28 |  |  |  |  | Rickly Hydrological Company | 2008
| 10-foot x 2" x 4" treated board (for mounting Style M staff gauge) | 5.27 |  |  |  |  | Home Depot (www.homedepot.com) | 2012 | 6/1/2012 search
| LTL Home 24 in.Grey Groundmaster Post System (hammer into ground and fasten to gauge board) | 17 |  |  |  |  | Home Depot (www.homedepot.com) | 2012 | 6/1/2012 search
| Pipe Post to Blade Street Sign Bracket (Mounts to a 2 3/8” pipe post; flat sign fastened on top) | 5 |  |  |  |  | BuildASign.com (http://www.buildasign.com/) | 2012 | 6/1/2012 search
| 2 3/8'' Pipe Post Brackets (Brackets for mounting to a 2 3/8" pipe post ) | 5.9 |  |  |  |  | BuildASign.com (http://www.buildasign.com/) | 2012 | 6/1/2012 search
| 2-3/8 in. x 2-3/8 in. x 5-1/2 ft. Galvanized Corner Post | 15 |  |  |  |  | Home Depot (www.homedepot.com) | 2012 | 6/1/2012 search
| U-Channel Sign Post - 4 ft | 20 |  |  |  |  | BuildASign.com (http://www.buildasign.com/) | 2012 | 6/1/2012 search
| U-Channel Sign Post - 6 ft | 30 |  |  |  |  | BuildASign.com (http://www.buildasign.com/) | 2012 | 6/1/2012 search
| U-Channel Sign Post - 8 ft | 40 |  |  |  |  | BuildASign.com (http://www.buildasign.com/) | 2012 | 6/1/2012 search
| 1/2 in. x 10 ft. Rebar | 5.2 |  |  |  |  | Home Depot (www.homedepot.com) | 2012 | 6/1/2012 search
| PrimeSource Osha Steel Reinforced Rebar Cap | 3.2 |  |  |  |  | Home Depot (www.homedepot.com) | 2012 | 6/1/2012 search
±0.2 mg/L @ > 8mg/L
Light Measurement
| Spherical densiometer | 99.5 |  |  |  |  | Rickly Hydrological Company | 2007
| Foot candle/lux meter | 149 | Lux | 0-5,000 fc |  | 0.1 fc | Rickly Hydrological Company | 2007
|  |  | Lux | 0-50,000 fc |  | 1 lux
| GRP Densiometer | 109.5 |  |  |  |  | Rickly Hydrological Company | 2007
| Secchi Disc (8" dia) | 49 |  |  |  |  | Rickly Hydrological Company | 2007
| Secchi Disc Kit | 64 |  |  |  |  | Rickly Hydrological Company | 2007
Precipitation
| Snow Gage (plastic) | 8.5 | snowfall |  |  |  | Rickly Hydrological Company | 2007
| Rain Gage (plastic) | 35 | rainfall |  |  |  | Rickly Hydrological Company | 2007
| HOBO Event Rainfall Logger (connects to any standard tipping bucket rain gage; need Boxcar Software) | 107 |  |  |  |  | Rickly Hydrological Company | 2007
| Boxcar Software for Windows | 114 |  |  |  |  | Rickly Hydrological Company | 2007
| Tipping bucket rain gage, Item 1001-001, 0.2 mm | 695 | rainfall |  |  |  | Rickly Hydrological Company | 2008
| Tipping bucket rain gage, Item 1001-002, 0.5 mm | 695 | rainfall |  |  |  | Rickly Hydrological Company | 2008
| Tipping bucket rain gage, Item 1001-003, 1 mm | 735 | rainfall |  |  |  | Rickly Hydrological Company | 2008
| Tipping bucket rain gage, Item 1001-004, 0.01", EA" | 695 | rainfall |  |  |  | Rickly Hydrological Company | 2008
| Tipping bucket rain gage, Item 1001-005, BR-0.2 mm | 735 | rainfall |  |  |  | Rickly Hydrological Company | 2008
| Tipping bucket rain gage, Item 1001-006, BR-0.5 mm | 735 | rainfall |  |  |  | Rickly Hydrological Company | 2008
| Tipping bucket rain gage, Item 1001-007, BR-0.1" | 735 | rainfall |  |  |  | Rickly Hydrological Company | 2008
| Tipping bucket rain gage, Item 1001-010, 0.2 mm | 564 | rainfall |  |  |  | Rickly Hydrological Company | 2008
| Tipping bucket rain gage, Item 1001-011, 0.5 mm | 564 | rainfall |  |  |  | Rickly Hydrological Company | 2008
| Tipping bucket rain gage, Item 1001-012, 0.01" | 564 | rainfall |  |  |  | Rickly Hydrological Company | 2008
| Tipping bucket rain gage, Item 1001-015, 0.2 mm | 564 | rainfall |  |  |  | Rickly Hydrological Company | 2008
| Tipping bucket rain gage, Item 1001-016, 0.5 mm | 564 | rainfall |  |  |  | Rickly Hydrological Company | 2008
| Tipping bucket rain gage, Item 1001-017, 0.01" | 564 | rainfall |  |  |  | Rickly Hydrological Company | 2008
| Tipping bucket rain gage, Item 1001-018, 6" | 370 | rainfall |  |  |  | Rickly Hydrological Company | 2008
| Rain gage heater kit, Item 1001-040 | 510 |  |  |  |  | Rickly Hydrological Company | 2008
| Rain gage wind screen, Item 1001-044 | 425 |  |  |  |  | Rickly Hydrological Company | 2008
| Forest Service type rain gage, Item 1001-069 | 195 | rainfall |  |  |  | Rickly Hydrological Company | 2008
| Tipping bucket rain gage, Item 1001-050, .01/1mm, 12" | 1095 | rainfall |  |  |  | Rickly Hydrological Company | 2008
| Rain and Snow Gage Conversion - Model 3505, Item 1001-063 | 460 |  |  |  |  | Rickly Hydrological Company | 2008
| PGE Antifreeze, 1 Gallon, Item 1001-064 | 14.4 |  |  |  |  | Rickly Hydrological Company | 2008
| Nova Lynx Model 260-2501 Metal Tipping Bucket Rain Gauge, 8" Tipping Bucket Rain Gauge, 0.01"/tip, 1mm/tip, or .25mm/tip, incl 25' cable | 325 | rainfall |  | ± 2% up to 2"/hr | 1 tip per 0.01", 1 tip per 1 mm, or 1 tip per 0.25 mm | www.novalynx.com | 2008
| Nova Lynx Model 260-7852 Plastic Tipping Bucket Rain Gage | 75 | rainfall |  | ± 4% | 1 tip per 0.01" or 1 tip per 0.25 mm | www.novalynx.com | 2008
| Nova Lynx model 260-2501MB Rain Gauge Mounting Bracket for side of pole mounting, for metal tipping bucket | 40 |  |  |  |  | www.novalynx.com | 2008
| Nova Lynx model 260-950 Rain Gauge Mounting Plate for top of pole mounting, for metal tipping bucket | 60 |  |  |  |  | www.novalynx.com | 2008
| Nova Lynx Model 260-153-7852 Tower Mounting Arm 1', for plastic tipping bucket | 60 |  |  |  |  | www.novalynx.com | 2008
| Nova Lynx Model 330-0220 Additional Signal Cable | $1/foot |  |  |  |  | www.novalynx.com | 2008
| Nova Lynx Model 260-2101 Rain Logger for tipping buckets | 95 | date and time of each bucket tip, along with the accumulated totals | 8,000 events, up to 80" of rainfall between readouts at 0.01" per tip | time keeping accuracy ±1 minute per week at 20°C | Each tip/event is logged with resolution down to 0.5 second | www.novalynx.com | 2008
| Nova Lynx Model 260-2101SK3 PC Starter Kit, incl. BoxCar software ver 3.x & serial interface cable; connects PC to Model 260-2101 Rain Logger | 30 | [5 empty] | 2008
| Nova Lynx Model 260-2101SK4 PC Starter Kit, incl BoxCar software ver 4.x & serial interface cable; connects PC to Model 260-2101 Rain Logger | 105 | [5 empty] | 2008
| Nova Lynx Model 260-2101TU Data Transfer Unit, retrieves data from up to 60 rain loggers | 160 | [5 empty] | 2008
| Nova Lynx Model 260-2101USB USB to DB9 Serial Adapter | 35 | [5 empty] | 2008
| American Sigma Model 2149 Tipping Bucket Rain Gauge |  |  |  | 0.5% at 0.5"/hr | 0.01" per tip | www.americansigma.com | 2007
| American Sigma Model 2459 Rain Logger Data Logging Rain Gauge |  |  |  | 0.5% at 0.5"/hr | 0.01" per tip | www.americansigma.com | 2007
| Isco model 674 tipping bucket rain gauge (with cable ready for connection to 6712 sampler) | 710 | precipitation | 0-22 inches/hour | 1% at 2"/hr | 0.01" per tip | Ryland Brown, Johnston, Inc., Forest, VA PH: 434-525-7929 | 2007
| Davis Vantage Pro2 Weather Station-cabled version (complete station with display, rain collector, temperature and humidity sensors, anemometer) | 446 |  |  |  |  | www.microdaq.com | 2007
| Davis Vantage Pro2 Weather Station-wireless version (complete station with display, rain collector, temperature and humidity sensors, anemometer) - transmits data up to 1,000 feet | 536 |  |  |  |  | www.microdaq.com | 2007
| Tipping Bucket Rain Gauge, Resolution 0.01" Research-qualityTipping Bucket Rain Gauge is constructed of corrosion-resistant materials, including an aluminum housing with nickel-plated brass and stainless steel hardware. A built-in level and pre-drilled feet aid in proper installation. A filtered funnel and bottom housing keeps out insects and debris. 0.01" resolution. Gauge measures 17-1⁄2"H x 8-1⁄4" dia. | 778 | rainfall |  |  | 0.01" | Ben Meadows (http://www.benmeadows.com) | 2012
Data Loggers
| GL200 Midi Logger (accepts voltage, temp, humidity, pulse and logic signals) | 1250 |  |  |  |  | www.microdaq.com | 2007
| HOBO MicroStation Data Logger (4 channels) | 199 |  |  |  |  | www.microdaq.com | 2007
| HOBO U12 Outdoor/Industrial 4 External Channel Logger | 199 |  |  |  |  | www.microdaq.com | 2007
| Pace XR440 Pocket Logger with IC209 Interface Cable (4 channel) Temp, Humidity, Pressure, AC Current, etc. sensors sold separately) | 519 |  |  |  |  | www.pace-sci.com | 2007
| HOBO Weather Station Data Logger (sensors sold separately) | 399 |  |  |  |  | www.microdaq.com | 2007
| Hydrolab Surveyor 4 Data Logger with data cables. [NOTE: Hydrolab MS5, DS5, and DS5X can be powered using a Surveyor Datalogging Display, which is equipped as a standard with a 7.2V, 3.5 Ah NiMH rechargeable battery. BUT - MS5, DS5, and DS5X multiprobes configured with the Self-cleaning Turbidity and one or more fluorescence sensors (Chlorophyll a, Rhodamine WT, Blue-green Algae) require either an internal battery pack or an external power source other than the Surveyor.] | 1720 |  |  |  |  | Rickly Hydrological Company | 2008
Bottles, Vials, Pipettes, Coolers, and other Accessories
| Bottles-125 ml narrow mouth (HDPE, Box of 72)) | 94.5 |  |  |  |  | Rickly Hydrological Company | 2007
| Bottles-250 ml narrow mouth (HDPE, Box of 72)) | 112.5 |  |  |  |  | Rickly Hydrological Company | 2007
| Bottles-500 ml narrow mouth (HDPE, Box of 48)) | 103 |  |  |  |  | Rickly Hydrological Company | 2007
| Bottles-125 ml wide mouth (HDPE, Box of 72)) | 99 |  |  |  |  | Rickly Hydrological Company | 2007
| Bottles-250 ml wide mouth (HDPE, Box of 72)) | 139.5 |  |  |  |  | Rickly Hydrological Company | 2007
| Bottles-500 ml wide mouth (HDPE, Box of 48)) | 134 |  |  |  |  | Rickly Hydrological Company | 2007
| Bottles-1000 ml wide mouth (HDPE, Box of 24)) | 123 |  |  |  |  | Rickly Hydrological Company | 2007
| Specimen jars, low form, plastic screw cap, 53mm cap, 2 oz, no caps (12 pack) | 3.5 |  |  |  |  | Carolina Biological Supply Company, www2.carolina.com | 2007
| Specimen jars, low form, plastic screw cap, 58mm cap, 4 oz, no caps (12 pack) | 5.15 |  |  |  |  | Carolina Biological Supply Company, www2.carolina.com | 2007
| Specimen jars, low form, plastic screw cap, 70mm cap, 8 oz, no caps (12 pack) | 0.1 |  |  |  |  | Carolina Biological Supply Company, www2.carolina.com | 2007
| Specimen jars, low form, plastic screw cap, 89mm cap, 16 oz, no caps (12 pack) | 11.15 |  |  |  |  | Carolina Biological Supply Company, www2.carolina.com | 2007
| Specimen jars, low form, plastic screw cap, 120mm cap, 32 oz, no caps (12 pack) | 26.15 |  |  |  |  | Carolina Biological Supply Company, www2.carolina.com | 2007
| Specimen jars, low form, glass screw cap, 53mm cap, 2 oz, no caps (12 pack) | 7.41 |  |  |  |  | Carolina Biological Supply Company, www2.carolina.com | 2007
| Specimen jars, low form, glass screw cap, 58mm cap, 4 oz, no caps (12 pack) | 8.45 |  |  |  |  | Carolina Biological Supply Company, www2.carolina.com | 2007
| Specimen jars, low form, glass screw cap, 70mm cap, 8 oz, no caps (12 pack) | 11.55 |  |  |  |  | Carolina Biological Supply Company, www2.carolina.com | 2007
| Specimen jars, low form, glass screw cap, 89mm cap, 16 oz, no caps (12 pack) | 13.41 |  |  |  |  | Carolina Biological Supply Company, www2.carolina.com | 2007
| Specimen jars, low form, glass screw cap, 120mm cap, 32 oz, no caps (12 pack) | 19.6 |  |  |  |  | Carolina Biological Supply Company, www2.carolina.com | 2007
| Specimen jars, tall form, glass screw cap, 38mm cap, 2 oz, no caps (12 pack) | 6.6 |  |  |  |  | Carolina Biological Supply Company, www2.carolina.com | 2007
| Specimen jars, tall form, glass screw cap, 48mm cap, 4 oz, no caps (12 pack) | 8.7 |  |  |  |  | Carolina Biological Supply Company, www2.carolina.com | 2007
| Specimen jars, tall form, glass screw cap, 58mm cap, 8 oz, no caps (12 pack) | 9.8 |  |  |  |  | Carolina Biological Supply Company, www2.carolina.com | 2007
| Specimen jars, tall form, glass screw cap, 70mm cap, 16 oz, no caps (12 pack) | 12.7 |  |  |  |  | Carolina Biological Supply Company, www2.carolina.com | 2007
| Screw caps, metal, white enamal, newsboard and vinyl liners, 38mm (12pk) | 1.51 |  |  |  |  | Carolina Biological Supply Company, www2.carolina.com | 2007
| Screw caps, metal, white enamal, newsboard and vinyl liners, 48mm (12pk) | 2.05 |  |  |  |  | Carolina Biological Supply Company, www2.carolina.com | 2007
| Screw caps, metal, white enamal, newsboard and vinyl liners, 53mm (12pk) | 2.5 |  |  |  |  | Carolina Biological Supply Company, www2.carolina.com | 2007
| Screw caps, metal, white enamal, newsboard and vinyl liners, 58mm (12pk) | 2.7 |  |  |  |  | Carolina Biological Supply Company, www2.carolina.com | 2007
| Screw caps, metal, white enamal, newsboard and vinyl liners, 70mm (12pk) | 3.7 |  |  |  |  | Carolina Biological Supply Company, www2.carolina.com | 2007
| Screw caps, metal, white enamal, newsboard and vinyl liners, 89mm (12pk) | 5.4 |  |  |  |  | Carolina Biological Supply Company, www2.carolina.com | 2007
| Screw caps, black molded, pulp liners, 38mm (12pk) | 1.35 |  |  |  |  | Carolina Biological Supply Company, www2.carolina.com | 2007
| Screw caps, black molded, pulp liners, 48mm (12pk) | 1.85 |  |  |  |  | Carolina Biological Supply Company, www2.carolina.com | 2007
| Screw caps, black molded, pulp liners, 53mm (12pk) | 2.25 |  |  |  |  | Carolina Biological Supply Company, www2.carolina.com | 2007
| Screw caps, black molded, pulp liners, 58mm (12pk) | 2.45 |  |  |  |  | Carolina Biological Supply Company, www2.carolina.com | 2007
| Screw caps, black molded, pulp liners, 70mm (12pk) | 3.3 |  |  |  |  | Carolina Biological Supply Company, www2.carolina.com | 2007
| Screw caps, black molded, pulp liners, 89mm (12pk) | 6.95 |  |  |  |  | Carolina Biological Supply Company, www2.carolina.com | 2007
| Screw caps, black molded, pulp liners, 120mm (12pk) | 9.6 |  |  |  |  | Carolina Biological Supply Company, www2.carolina.com | 2007
| Volumetric Pipettes (0.5 ml) | 39.48 |  |  |  |  | Rickly Hydrological Company | 2007
| Volumetric Pipettes (1 ml) | 29.88 |  |  |  |  | Rickly Hydrological Company | 2007
| Volumetric Pipettes (2 ml) | 33 |  |  |  |  | Rickly Hydrological Company | 2007
| Volumetric Pipettes (5 ml) | 38.4 |  |  |  |  | Rickly Hydrological Company | 2007
| Volumetric Pipettes (10 ml) | 43.44 |  |  |  |  | Rickly Hydrological Company | 2007
| Volumetric Pipettes (25 ml) | 33.78 |  |  |  |  | Rickly Hydrological Company | 2007
| Volumetric Pipettes (50 ml) | 51.3 |  |  |  |  | Rickly Hydrological Company | 2007
| Volumetric Pipettes (100 ml) | 82.98 |  |  |  |  | Rickly Hydrological Company | 2007
| Wash Bottles (500 ml) 6 bottles | 24.5 |  |  |  |  | Rickly Hydrological Company | 2007
| Wash Bottles (1000 ml) 3 bottles | 21.25 |  |  |  |  | Rickly Hydrological Company | 2007
| Cooler (34-quart) | 32.55 |  |  |  |  | Rickly Hydrological Company | 2007
| Cooler (48-quart) | 49.35 |  |  |  |  | Rickly Hydrological Company | 2007
| Cooler (54-quart) | 52.15 |  |  |  |  | Rickly Hydrological Company | 2007
| Cooler (80-quart) | 134.75 |  |  |  |  | Rickly Hydrological Company | 2007
| Cooler (102-quart) | 151.55 |  |  |  |  | Rickly Hydrological Company | 2007
| Cooler (178-quart) | 299.99 |  |  |  |  | Rickly Hydrological Company | 2007
| 5-Gallon Plastic Bucket | 9 |  |  |  |  | Rickly Hydrological Company | 2007
| Isco 24-bottle rack (1-L polypropylene) for 6712FR sampler (item 60-2744-007) | 175.1 |  |  |  |  | Ryland Brown, Johnston, Inc., Forest, VA PH: 434-525-7929 | 2007
| 100 1-L polypropylene bottles for Isco 6712FR sampler (item 68-3700-046) | 375.95 |  |  |  |  | Ryland Brown, Johnston, Inc., Forest, VA PH: 434-525-7929 | 2007
| 7.5-L polyethylene bottle for Isco 6217FR sampler (item 299-0013-07) | 66.95 |  |  |  |  | Ryland Brown, Johnston, Inc., Forest, VA PH: 434-525-7929 | 2007
| Boston Rounds 32 oz. (1 Qt) amber glass without caps (for pesticide samples) 12 bottles | 18.36 |  |  |  |  | http://www.essentialsupplies.com/ | 2010
| Caps, black phenolic for 32 oz. Boston Rounds bottles, 12 caps | 2.72 |  |  |  |  | http://www.essentialsupplies.com/ | 2010
Sample Filtration Equipment
| Pall AquaPrep™ Groundwater Sampling Capsules ( 0.45 µm, Supor membrane) 10 capsule package | 348.56 |  |  |  |  | Pall Corporation (www.pall.com) | 2012
| Pall AquaPrep™ Groundwater Sampling Capsules ( 0.45 µm, Supor membrane) 1 capsule | 39.52 |  |  |  |  | Pall Corporation (www.pall.com) | 2012
| Solinst Model 860 Disposable Filters ( 0.45 µm) 1 filter | 15.87 |  |  |  |  | Rickly Hydrological Company | 2012
| Geopump Series 1 Peristaltic Pumps AC/DC | 925 |  |  |  |  | Rickly Hydrological Company | 2012
| GEOPUMP™ Peristaltic DC Pump, 350 rpm | 949 |  |  |  |  | Ben Meadows (www.benmeadows.com) | 2012
| GEOPUMP™ Peristaltic AC / DC Pump, Dual rpm | 1234 |  |  |  |  | Ben Meadows (www.benmeadows.com) | 2012
| Silicone Tubing, Size 24, 25'L (for use with peristaltic pumps) | 85 |  |  |  |  | Ben Meadows (www.benmeadows.com) | 2012
| Silicone Tubing, Size 15, 50'L (for use with peristaltic pumps) | 114 |  |  |  |  | Ben Meadows (www.benmeadows.com) | 2012
| 12V Battery and Charger (for peristaltic pumps) | 144 |  |  |  |  | Ben Meadows (www.benmeadows.com) | 2012
Sediment
| Handheld Bedload US BLH-84 Sampler (#3 bag) | 295 |  |  |  |  | Rickly Hydrological Company | 2007
| Bedload Sampler US BL-84 (#3 bag) | 750 |  |  |  |  | Rickly Hydrological Company | 2007
| Helley-Smith Sampler Model 8015 (#1 bag) | 295 |  |  |  |  | Rickly Hydrological Company | 2007
| Helley-Smith Sampler Model 8025 (#2 bag) | 825 |  |  |  |  | Rickly Hydrological Company | 2007
| Helley-Smith Sampler Model 8035 (#1 bag) | 720 |  |  |  |  | Rickly Hydrological Company | 2007
| Style #1 sampler sediment bags | 45 |  |  |  |  | Rickly Hydrological Company | 2007
| Style #2 sampler sediment bags | 112 |  |  |  |  | Rickly Hydrological Company | 2007
| Style #3 sampler sediment bgs | 94 |  |  |  |  | Rickly Hydrological Company | 2007
| DH-48 Sediment Sampler w/ 3' wading rod | 374.8 |  |  |  |  | Penn State project proposal | 2007
| Sieve, 500 μm mesh, 12" diameter, brass frame and mesh, 2" tall | 64 |  |  |  |  | www.BenMeadows.com | 2007
| Cover for 12" sieve, brass | 32 |  |  |  |  | www.BenMeadows.com | 2007
| Bottom pan for 12" sieve, brass, 2" tall | 42 |  |  |  |  | www.BenMeadows.com | 2007
Office Supplies
| Paper (ream: 500 sheets) | 4 |  |  |  |  | Office Depot | 2007
| Printer Ink | 25 |  |  |  |  | Office Depot | 2007
| Clipboard, plastic 8.5"x11" | 4.99 |  |  |  |  | Office Depot | 2007
| Quartet® Economy Dry-Erase Board, 24" x 36", White Board, Aluminum Frame | 36 |  |  |  |  | Office Depot (www.officedepot.com) | 2012
| Quartet® Educational Dry-Erase Lapboard, Unlined, White, 12" x 18" | 5 |  |  |  |  | Office Depot (www.officedepot.com) | 2012
| EXPO® Dry-Erase Fine-Point Markers, Assorted Colors, Pack Of 4 | 6.5 |  |  |  |  | Office Depot (www.officedepot.com) | 2012
| Expo® 8.9" x 11.8" Double-Sided Learning Board | 5 |  |  |  |  | Staples (www.staples.com) | 2012
Biological and Habitat Sampling
| Large Square Hester-Dendy sampler (14 3"-square plates) | 26.5 |  |  |  |  | Rickly Hydrological Company | 2007
| Round Hester-Dendy sampler (14 3"-round disks) | 23.5 |  |  |  |  | Rickly Hydrological Company | 2007
| Small Square Hester-Dendy sampler (9 3"-square plates) | 20.5 |  |  |  |  | Rickly Hydrological Company | 2007
| Hess Stream Bottom Sampler (1000 μm mesh) | 559 |  |  |  |  | Rickly Hydrological Company | 2007
| Hess Stream Bottom Sampler (600 μm mesh) | 519 |  |  |  |  | Rickly Hydrological Company | 2007
| Hess Stream Bottom Sampler (500 μm mesh) | 539 |  |  |  |  | Rickly Hydrological Company | 2007
| Hess Stream Bottom Sampler (363 μm mesh) | 569 |  |  |  |  | Rickly Hydrological Company | 2007
| Surber Stream Bottom Sampler (1000 μm mesh) | 249 |  |  |  |  | Rickly Hydrological Company | 2007
| Surber Stream Bottom Sampler (600 μm mesh) | 249 |  |  |  |  | Rickly Hydrological Company | 2007
| Surber Stream Bottom Sampler (500 μm mesh) | 249 |  |  |  |  | Rickly Hydrological Company | 2007
| Surber Stream Bottom Sampler (363 μm mesh) | 259 |  |  |  |  | Rickly Hydrological Company | 2007
| Trays | 10 |  |  |  |  | Rickly Hydrological Company | 2007
| Forceps (curved fine point) | 17 |  |  |  |  | Rickly Hydrological Company | 2007
| Forceps (straight fine point) | 6 |  |  |  |  | Rickly Hydrological Company | 2007
| Straight Tweezer | 3 |  |  |  |  | Rickly Hydrological Company | 2007
| Watchmaker Forceps | 9 |  |  |  |  | Rickly Hydrological Company | 2007
| Straight stainless steel 12-inch specimen forceps | 8.25 |  |  |  |  | www.BenMeadows.com | 2007
| Kick Net (1000 μm mesh) | 169.5 |  |  |  |  | Rickly Hydrological Company | 2007
| D-Frame Dip Net (900 μm mesh) | 124 |  |  |  |  | Rickly Hydrological Company | 2007
| D-Frame Dip Net (500 μm mesh) | 139 |  |  |  |  | Rickly Hydrological Company | 2007
| Bottom Kick Net (900 μm mesh) | 179 |  |  |  |  | Rickly Hydrological Company | 2007
| Bottom Kick Net (500 μm mesh) | 195 |  |  |  |  | Rickly Hydrological Company | 2007
| Wildco Kick Net (40"x40"), 500 μm | 139 |  |  |  |  | www.BenMeadows.com | 2007
| Wildco Kick Net (40"x40"), 600 μm | 134 |  |  |  |  | www.BenMeadows.com | 2007
| Wildco Zo Kick Net (40"x40"), 600 μm, with Zo Adaptor and 125mL Bottle | 219 |  |  |  |  | www.BenMeadows.com | 2007
| Sieve Bucket (600 μm stainless steel wire cloth) | 109 |  |  |  |  | Rickly Hydrological Company | 2007
| Poly Sample Bags (8"x13") 100 count | 146.89 |  |  |  |  | Rickly Hydrological Company | 2007
| Poly Sample Bags (12"x20") 100 count | 132.49 |  |  |  |  | Rickly Hydrological Company | 2007
| Poly Sample Bags (24"x36") 100 count | 81.62 |  |  |  |  | Rickly Hydrological Company | 2007
| 7" Plastic coated wire twist ties (100 count) | 13.22 |  |  |  |  | Rickly Hydrological Company | 2007
| Drift Net (363 μm, 600 μm, or 800 μm mesh) | 229 |  |  |  |  | Rickly Hydrological Company | 2007
| White metal trays | 6 |  |  |  |  | Rickly Hydrological Company | 2007
| Model 2000 Electrofishing Equipment | 6400 |  |  |  |  | Rickly Hydrological Company | 2007
| Electro-Shock Dip Net | 39 |  |  |  |  | Rickly Hydrological Company | 2007
| Fish Measuring Board (30") | 185 |  |  |  |  | Rickly Hydrological Company | 2007
| Fish Measuring Board (24") | 123 |  |  |  |  | Rickly Hydrological Company | 2007
| Stream Embeddedness Survey Ring (60 cm dia ring; set of 3) | 245 |  |  |  |  | Rickly Hydrological Company | 2007
| Stream Embeddedness Survey Ring (30 cm dia ring; set of 3) | 205 |  |  |  |  | Rickly Hydrological Company | 2007
| Stream Embeddedness Survey Grid (1 sq. meter grid) | 68 |  |  |  |  | Rickly Hydrological Company | 2007
| Stream Embeddedness Survey Grid (24" square grid) | 59 |  |  |  |  | Rickly Hydrological Company | 2007
| Pebble Count Sampling Frame (60cm x 60 cm) | 118 |  |  |  |  | Rickly Hydrological Company | 2007
| Spherical Densiometer (light meter) | 100 |  |  |  |  | Rickly Hydrological Company | 2007
| Coarse aquatic shaker sieve (#7 polyethylene screen) | 12.93 |  |  |  |  | Rickly Hydrological Company | 2007
| Periphyton Sampler (Floating Model) Slides sold separately. | 89 |  |  |  |  | Rickly Hydrological Company | 2007
| Periphyton Sampler Slides (pack of 72) | 20 |  |  |  |  | Rickly Hydrological Company | 2007
| Hovabator chick incubator Model 1602N for E. coli samples. Should hold about 16 50mm petri dishes. | 44.42 |  |  |  |  | www.jefferslivestock.com | 2007
| 70% ethanol, 500 mL | 7.95 |  |  |  |  | www.benmeadows.com | 2007
| 70% ethanol, 3.8 L | 22.25 |  |  |  |  | www.benmeadows.com | 2007
| 70% ethanol, 20 L | 104 |  |  |  |  | www.benmeadows.com | 2007
| 95% ethanol, 500 mL | 7.55 |  |  |  |  | www.benmeadows.com | 2007
| 95% ethanol, 3.8 L | 21.25 |  |  |  |  | www.benmeadows.com | 2007
| 95% ethanol, 20 L | 92.95 |  |  |  |  | www.benmeadows.com | 2007
Clothing
| Fluorescent orange PVC gloves, mid-forearm length | 15.7 |  |  |  |  | www.benmeadows.com | 2007
| Fluorescent orange PVC gloves, shoulder length | 17.6 |  |  |  |  | www.benmeadows.com | 2007
| PVC hip boots, steel midsole and toe | 69.9 |  |  |  |  | www.benmeadows.com | 2007
| PVC hip boots, steel toe | 61.9 |  |  |  |  | www.benmeadows.com | 2007
| STEARNS neoprene chest waders | 119 |  |  |  |  | www.benmeadows.com | 2007
Tools
| SOKKIA® Square-Type Hand Level | 40.2 |  |  |  |  | www.benmeadows.com | 2012
| Johnson Aluminum Magnetic Box Beam Level | 43.5 |  |  |  |  | www.benmeadows.com | 2012
| NWI® NHL 2.5X Hand Level | 57.6 |  |  |  |  | www.benmeadows.com | 2012
| BMI® 12"L Euro Box Level | 13.7 |  |  |  |  | www.benmeadows.com | 2012
| Husky 48 in. Box Beam Level | 29 |  |  |  |  | www.homedepot.com | 2012
| Johnson 9 in. Magnetic Torpedo Level | 4.27 |  |  |  |  | www.homedepot.com | 2012
| FATMAX 35 ft. Tape Measure | 30 |  |  |  |  | www.homedepot.com | 2012
| Stanley 30 ft. Tape Measure | 14 |  |  |  |  | www.homedepot.com | 2012
| Stanley 300 ft. Tape Measure | 33 |  |  |  |  | www.homedepot.com | 2012
| Lufkin® Hi-Vis 25'L Measuring Tape | 13.3 |  |  |  |  | www.benmeadows.com | 2012
| Keson® Freewheeling Fiberglass Tape Measure, Printed One Side ft. and 10ths, 200'L Blade | 50.5 |  |  |  |  | www.benmeadows.com | 2012
| Nupla 16 lb. Double-face Sledge Hammer with 32 in. Fiberglass Handle | 73 |  |  |  |  | www.homedepot.com | 2012
| Estwing 48 oz. Steel Drilling Hammer (10-inch handle) | 16 |  |  |  |  | www.homedepot.com | 2012
| Council Pro® Engineer Sledge Hammer | 21.5 |  |  |  |  | www.benmeadows.com | 2012
| Kobalt 8 Lb. Forged Steel Sledge Hammer with 33-in Fiberglass Handle | 28 |  |  |  |  | www.lowes.com | 2012
| Nupla 48 in. Round Point Shovel with Fiberglass Handle | 29 |  |  |  |  | www.homedepot.com | 2012
| Husky Supersocket 39 in. Steel Round Point Shovel | 26 |  |  |  |  | www.homedepot.com | 2012
| Military-Style Folding Shovel | 15.9 |  |  |  |  | www.benmeadows.com | 2012
| Texsport® Compact Folding Shovel | 10.3 |  |  |  |  | www.benmeadows.com | 2012
| The Montana Sharpshooter Shovel with Steel Handle | 164 |  |  |  |  | www.benmeadows.com | 2012
| GroundShark Shovel, 36"L | 66 |  |  |  |  | www.benmeadows.com | 2012
| Kobalt Fiberglass Long-Handle Digging Shovel | 26 |  |  |  |  | www.lowes.com | 2012
[7 empty] | www.lowes.com | 2012
Safety
| First Aid Kit, 119-piece, economy | 17 |  |  |  |  | www.benmeadows.com | 2007
Microscopes
| Vee Gee Series 1400 Professional compound microscope, fluorescence trinocular, plan-achromatic, 4x, 10x, 40x, 100x (oil) magnification | 3850 |  |  |  |  | www.benmeadows.com | 2007
| Vee Gee Series 1400 Professional compound microscope, phase contrast trinocular, plan-achromatic, 10x, 20x, 40x, 100x (oil) magnification | 1940 |  |  |  |  | www.benmeadows.com | 2007
| Vee Gee Series 1400 Professional compound microscope, phase contrast binocular, plan-achromatic, 10x, 20x, 40x, 100x (oil) magnification | 1850 |  |  |  |  | www.benmeadows.com | 2007
| Vee Gee Series 1400 Professional compound microscope, brightfield trinocular, plan-achromatic, 4x, 10x, 40x, 100x (oil) magnification | 1400 |  |  |  |  | www.benmeadows.com | 2007
| Vee Gee Series 1400 Professional compound microscope, brightfield binocular, plan-achromatic, 4x, 10x, 40x, 100x (oil) magnification | 1315 |  |  |  |  | www.benmeadows.com | 2007
| Vee Gee Series 1400 Professional compound microscope, brightfield trinocular, achromatic, 4x, 10x, 40x, 100x (oil) magnification | 1125 |  |  |  |  | www.benmeadows.com | 2007
| Vee Gee Series 1400 Professional compound microscope, brightfield binocular, achromatic, 4x, 10x, 40x, 100x (oil) magnification | 1095 |  |  |  |  | www.benmeadows.com | 2007
| Vanguard Professional compound microscope, binocular, 4x, 10x, 40x, 100x | 1099 |  |  |  |  | www.benmeadows.com | 2007
| Vanguard Professional compound microscope, monocular, 4x, 10x, 40x, 100x | 609 |  |  |  |  | www.benmeadows.com | 2007
| Premiere basic microscope, 20x | 99 |  |  |  |  | www.microscopestore.com | 2007
| Steindorff microscope, 20x, no illumination | 149 |  |  |  |  | www.microscopestore.com | 2007
| Steindorff microscope, 20x, top illumination | 169 |  |  |  |  | www.microscopestore.com | 2007
| Steindorff microscope, 30x, top and bottom illumination | 199 |  |  |  |  | www.microscopestore.com | 2007
| ACCU-SCOPE model 3050 stereo microscope, 10x and 20x, bottom illumination | 229 |  |  |  |  | www.microscopestore.com | 2007
| ACCU-SCOPE model 3051 stereo microscope, 20x and 40x, bottom illumination | 229 |  |  |  |  | www.microscopestore.com | 2007
| ACCU-SCOPE model 3052 stereo microscope, 10x and 30x, bottom illumination | 229 |  |  |  |  | www.microscopestore.com | 2007
| ACCU-SCOPE model 3053 stereo microscope, 10x and 40x, bottom illumination | 229 |  |  |  |  | www.microscopestore.com | 2007
| Steindorff stereo binocular microscope, 10x and 30x, top and bottom illum | 299 |  |  |  |  | www.microscopestore.com | 2007
| Steindorff stereo binocular microscope, 20x and 40x, top and bottom illum | 299 |  |  |  |  | www.microscopestore.com | 2007
| Steindorff stereo binocular microscope, 10x and 20x, top and bottom illum | 299 |  |  |  |  | www.microscopestore.com | 2007
| Steindorff stereo trinocular microscope, 10x and 20x, top and bottom illum | 499 |  |  |  |  | www.microscopestore.com | 2007
| Steindorff stereo trinocular microscope, 10x and 30x, top and bottom illum | 499 |  |  |  |  | www.microscopestore.com | 2007
| Steindorff stereo trinocular microscope, 20x and 40x, top and bottom illum | 499 |  |  |  |  | www.microscopestore.com | 2007
| Swift M2 Stereo microscope, 5x to 400x, top and bottom illumination, rechargeable lithium battery for field use | 699 |  |  |  |  | www.microscopestore.com | 2007
| Backpack carrying case for Swife M2 stereo microscope | 99 |  |  |  |  | www.microscopestore.com | 2007
| Steindorff Stereo Zoom Advanced binocular microscope, 7x-45x, top and bottom illumination | 699 |  |  |  |  | www.microscopestore.com | 2007
| Steindorff Stereo Zoom Advanced trinocular microscope, 7x-45x, top and bottom illumination | 999 |  |  |  |  | www.microscopestore.com | 2007
| ACCU-SCOPE model 3061 basic stereo zoom binocular microscope, 7x and 35x, top and bottom illumination | 559 |  |  |  |  | www.microscopestore.com | 2007
| ACCU-SCOPE model 3059 basic stereo zoom trinocular microscope, 7x and 35x, top and bottom illumination | 799 |  |  |  |  | www.microscopestore.com | 2007
| ACCU-SCOPE model 3065 advanced stereo zoom binocular microscope, 6.5x and 45x, top and bottom illumination | 895 |  |  |  |  | www.microscopestore.com | 2007
| ACCU-SCOPE model 3063 advanced stereo zoom trinocular microscope, 6.5x and 45x, top and bottom illumination | 1345 |  |  |  |  | www.microscopestore.com | 2007
| Swift M28 Zoom Stereo microscope, 10x-40x, top and bottom illumination | 949 |  |  |  |  | www.microscopestore.com | 2007
| Swift M28 Zoom Stereo microscope, 15x-60x, top and bottom illumination | 850 |  |  |  |  | www.microscopestore.com | 2007
| Steindorff Trinocular Stereo Zoom microscope, 7x-45x, top and bottom illumination | 999 |  |  |  |  | www.microscopestore.com | 2007
Cameras
| Pentax Option M40 digital camera | 242 |  |  |  |  | www.benmeadows.com | 2007
| Pentax Option W30 waterproof digital camera | 349.95 |  |  |  |  | www.benmeadows.com | 2007
| Transcend 256 MB Secure Digital Card (for Pentax camera) | 17.5 |  |  |  |  | www.benmeadows.com | 2007
| Transcend 512 MB Secure Digital Card (for Pentax camera) | 26 |  |  |  |  | www.benmeadows.com | 2007
| Transcend 1 GB Secure Digital Card (for Pentax camera) | 42.75 |  |  |  |  | www.benmeadows.com | 2007
| Nikon - D5100 16.2-Megapixel DSLR Camera with 18-55mm VR Lens - Black | 650 |  |  |  |  | Best Buy www.bestbuy.com | 2012 | Internet search 5/30/2012
| Nikon 55-200mm f/4-5.6G ED IF AF-S DX VR [Vibration Reduction] Nikkor Zoom Lens | 250 |  |  |  |  | www.amazon.com | 2012 | Internet search 6/1/2012
| Nikon - 70-300mm f/4.5-5.6G ED-IF AF-S VR Telephoto Lens (works with D5100) | 590 |  |  |  |  | Best Buy www.bestbuy.com | 2012 | Internet search 5/30/2012
| Canon - PowerShot SX150 IS Black 14.1-Megapixel Digital Camera - Black | 150 | (normally $250) |  |  |  | Best Buy www.bestbuy.com | 2012 | Internet search 5/30/2012
| Canon - EOS Rebel T3i 18.0-Megapixel DSLR Camera with 18-55mm Lens - Black | 750 |  |  |  |  | Best Buy www.bestbuy.com | 2012 | Internet search 5/30/2012
| Canon - 55-250mm f/4-5.6 Telephoto Zoom Lens for Select Canon Cameras. Works with EOS Rebel T3i 18.0-Megapixel DSLR Camera | 300 |  |  |  |  | Best Buy www.bestbuy.com | 2012 | Internet search 5/30/2012
| Sony - Cyber-shot DSC-WX50 16.2-Megapixel Digital Camera - Black | 178 |  |  |  |  | Best Buy www.bestbuy.com | 2012 | Internet search 5/30/2012
| Sony - Cyber-shot DSC-HX200V 18.2-Megapixel Digital Camera - Black | 438 |  |  |  |  | Best Buy www.bestbuy.com | 2012 | Internet search 5/30/2012
| Olympus - 14.0-Megapixel Digital Camera - Titanium | 350 |  |  |  |  | Best Buy www.bestbuy.com | 2012 | Internet search 5/30/2012
| Olympus - 12.3-Megapixel Digital SLR Camera - Black | 500 |  |  |  |  | Best Buy www.bestbuy.com | 2012 | Internet search 5/30/2012
| Dynex™ - 60" Universal Tripod | 40 |  |  |  |  | Best Buy www.bestbuy.com | 2012 | Internet search 5/30/2012
| Dynex™ - 6.25" Mini Tripod | 15 |  |  |  |  | Best Buy www.bestbuy.com | 2012 | Internet search 5/30/2012
Global Positioning
| ASHTECH ProMark3 Survey System, 2-receiver set | 6795 |  |  |  |  | www.benmeadows.com | 2007
| Adjustable leg tripod for ASHTEC ProMark3 | 250 |  |  |  |  | www.benmeadows.com | 2007
| Promark3 Tribrach for ASHTEC ProMark3 | 580 |  |  |  |  | www.benmeadows.com | 2007
| Rotating Tribrach adaptor for ASHTEC ProMark3 | 85 |  |  |  |  | www.benmeadows.com | 2007
| Bushnell Onix 200 GPS NavSystem | 229 |  |  |  |  | www.benmeadows.com | 2007
| Bushnell Onix 200CR GPS NavSystem | 299 |  |  |  |  | www.benmeadows.com | 2007
| Bushnell Onix 400 GPS NavSystem | 499 |  |  |  |  | www.benmeadows.com | 2007
| Garmin Forerunner 201 | 151 |  |  |  |  | www.benmeadows.com | 2007
| Garmin PC Cable for Forerunner | 15.1 |  |  |  |  | www.benmeadows.com | 2007
| Garmin Velcro wrist/expander strap for Forerunner | 15.1 |  |  |  |  | www.benmeadows.com | 2007
| Suunto® X10 GPS Watch | 650 |  |  |  |  | www.benmeadows.com | 2012
| Garmin™ GPS 72H™ | 150 |  |  |  |  | www.benmeadows.com | 2012
| GARMIN™ Montana 600 GPS System | 550 |  |  |  |  | www.benmeadows.com | 2012
| GARMIN™ Montana 650 GPS System (same as 600 but adds a 5-megapixel, autofocus, digital camera that automatically geotags pictures) | 630 |  |  |  |  | www.benmeadows.com | 2012
| GARMIN™ Montana 650T GPS System (has 650 camera and comes preloaded with detailed 100K topographic maps that include elevation and contour information) | 700 |  |  |  |  | www.benmeadows.com | 2012
| GARMIN® Colorado™ 400I GPS Receiver | 600 |  |  |  |  | www.benmeadows.com | 2012
| Garmin eTrex 30 GPS | 280 |  |  |  |  | www.rei.com | 2012
| Magellan eXplorist 310 GPS with National Geographic TOPO! Maps | 200 |  |  |  |  | www.rei.com | 2012
Compass
| Brunton O.S.S. 10B Compass (baseplate compass) | 12 |  |  |  |  | www.rei.com | 2012
| Suunto M-3D Leader Compass | 34 |  |  |  |  | www.rei.com | 2012
| Brunton 9077 Lensatic Compass | 14 |  |  |  |  | www.rei.com | 2012
| Brunton Zip Compass | 13 |  |  |  |  | www.rei.com | 2012
| Brunton Trail Buster 9030 Compass | 11 |  |  |  |  | www.rei.com | 2012
| SUUNTO® KB-14/360QD Quadrants Compass with Declination Adjustment, No Reciprocal Scale | 130 |  |  |  |  | www.benmeadows.com | 2012
| SUUNTO® MCB-B Amphibian Compass | 17 |  |  |  |  | www.benmeadows.com | 2012
| BRUNTON® 8040G Compass | 27 |  |  |  |  | www.benmeadows.com | 2012
Aerial Photography
| Aerial photography (1 inch = 1,320 feet; prints); cost per acre with 640 acre minimum) | 80 |  |  |  |  | Kingwood Forestry | 2007
| Multispectral images with 2-meter resolution (cost per acre) | 0.75 |  |  |  |  | www.amesremote.com | 2007
| geoORTHO maps at 1-meter resolution (cost per square mile; $2 for 2-15 miles; $0.25 for 40,000-65,000 sq miles) | 2 |  |  |  |  | www.mapmart.com | 2007
| Aerial photos - 2 ft x 3 ft color (per acre; 80 acre minimum) | 0.05 |  |  |  |  | Washington County, MN | 2007
Satellite Imagery
| NDVI vegetation maps from Landsat satellite photos (cost per acre) | 0.47 |  |  |  |  | www.amesremote.com | 2007
Maps
| USGS Quadrangle Maps prints (per sheet) | 5 |  |  |  |  | Washington County, MN | 2007
| Parcel Maps - 2 ft x 3 ft color plots (per acre; 320 acre minimum) | 0.04 |  |  |  |  | Washington County, MN | 2007
| Countour Maps - 2 ft x 3 ft color (per acre; 80 acre minimum) | 0.05 |  |  |  |  | Washington County, MN | 2007
Note on FS Accuracy:
If a meter, for example, is 0-100 VDC (most common on analogue meters, due to the source of error being variability of the meter
that range.
If, as in the example, you are checking 10 Volts, the spec is 9 to 11 VDC. If you are checking at 50 VDC, the spec is 49 to 51 VDC, at 100
the spec is 99 to 101 VDC.
There are many ways manufacturers spec tolerances. One is as a portion of full scale, another is as a portion of reading, often you'll see the
two combined. Using the same 0-100 VDC meter, if the spec was +/-1%F.S +/-1%RDG, you would add the two together. At 100 VDC, the
tolerance would then be 98 to 102 VDC, at 50 VDC the tolerance would be 98.5 to 101.5 VDC, and so on.
Note on D222: The Modified Philip-Dunne infiltrometer is a open-ended cylinder which should have a maximum height of approximately 60 cm, a minimum height of 30 cm, and a diameter of 10 cm or greater. Any rigid material for cylinder maybe used, however, it was found that thin-walled aluminum pipe worked well making the infiltrometer lightweight and durable. It may also be helpful to bevel the bottom of the cylinder to ease insertion into the soil if a thicker-walled material is being used. Next, connect a transparent piezometer tube to the cylinder with a small elbow joint about 5 cm from the bottom and on the outside of the device from which to make visual readings. Measuring tape for making height measurements of water inside the piezometer tube should be positioned parallel and next to the tube with zero starting at the piezometer elbow joint. For ease of identification, it is recommended to mark the height at which the water level will be at the maximum height (h0) on the infiltrometer. Finally mark around the outside of the cylinder at the base of the piezometer elbow to indicate the depth that the cylinder should be inserted into the soil. See figure to right for an example of a Modified Philip-Dunne infiltrometer.
Note on D223: The instrument consists of two concentric rings, driving plate, with handles, for inner and outer rings. The outer ring is 24" diameter; the inner ring 12" diameter. The two rings are driven into the ground and partially filled with water. The double ring design helps prevent divergent flow in layered soils. The outer ring acts as a barrier to encourage only vertical flow from the inner ring. The water level is maintained for a specific period of time, using the mariotte tube, depending on the type of soil and permeability level. The volume of water needed to maintain a specified level and the time factors are recorded. This information is converted into a specific infiltration rate using the data sheet provided with the kit. Each Mariotte tube includes a clamp, clamp holder, 30" long spike rod and 12 ft. length of 1/4" tubing. The Mariotte Tube is individually calibrated and is graduated from 0-3000 ml in 50 ml subdivisions which are easy to read. Basic Double Ring Infiltrometer Kit which contains double ring infiltrometer cylinders with lid, liquid level spike, Mariotte tube, splash guards, soil tamping tool, data sheet, pad with graph paper, and test instruction book.
Note on D232: The Double Ring Infiltrometer is a field instrument used to measure the rate of water infiltration on all areas. You can determine infiltration rate in as little as fifteen minutes. Elapsed time indicator makes it possible to correlate irrigation time to the infiltration rate of your turf. It has double ring accuracy. Features: No damage to turf Sturdy construction Rust proof zinc plating Depth limiting ring Count down timer clock with beeper alarm Water level scale in inches and millimeter Float and inch indicator Double ring Heat treated, case hardened cutter blade Handle grips
Note on D394: Steve: 2012 - Need to get the unit that holds at least the number of sensors you intend to use in the field. So, if use 5 sensors, get DS5 instead of MS5.
Note on E394: S Dressing: Base unit cost 2012 (includes temperature sensor and connecting cable)
Note on D395: Steve: 2012 - Need to get the unit that holds at least the number of sensors you intend to use in the field. So, if use 5 sensors, get DS5 instead of MS5.
Note on E395: Steve: Base unit cost 2012 (includes temperature sensor and connecting cable)
Note on D396: Steve: 2012 - Need to get the unit that holds at least the number of sensors you intend to use in the field. So, if use 5 sensors, get DS5 instead of MS5.
Note on E396: Steve: Base unit cost 2012 (includes temperature sensor and connecting cable)
Note on E398: Steve: 2012
Note on E400: Steve: 2012
Note on E401: 2012
Note on E403: S Dressing: 2012
Note on E404: S Dressing: 2012
Note on E410: S Dressing: 2012
Note on E411: Steve: 2012 - Fixed cable is needed for the vented 0-10m depth sensor. 5m cable costs $310 and 15m cable costs $410.
Note on E415: S Dressing: 2012
Note on E419: S Dressing: Price estimated. Found 2005 Hach price quote to National Park Service in which this cost $2,525 and the Hach LDO cost $1,300. Multiplied $2,525 x (1565/1300) for this estimate.
Note on E423: Steve: 2012
Note on E424: Steve: 2012
Note on E425: Steve: 2012
Note on E426: S Dressing: Price estimated. Found 2005 Hach price quote to National Park Service in which this cost $1,200 and the Hach LDO cost $1,300. Multiplied $1,200 x (1565/1300) for this estimate.
Note on E428: S Dressing: Price estimated. Found 2005 Hach price quote to National Park Service in which this cost $2,525 and the Hach LDO cost $1,300. Multiplied $2,525 x (1565/1300) for this estimate.
Note on E433: S Dressing: 2012. Comes with the MS5, DS5, and DS5X
Note on D438: Steve: Info on power needs is taken from "Hydrolab DS5X, DS5, and MS5 Water Quality Multiprobes USER MANUAL", February 2006, Edition 3. From call on 5/25/2012 - simple approach to having power is using an internal battery pack and carrying extra batteries in the truck.
Note on E438: Steve: 2012
Note on D519: This rain gage complies with U.S. Forest Service specifications. This aluminum rain gage includes a removable funnel, a calibrated measuring tube, a measuring stick graduated to 0.01" and a 6" overflow can. The measuring tube holds exactly 0.5"; total gage capacity is 7". The measuring stick is also available in a metric version which measures up to 13.2 cm in 2 mm increments. To measure water received from snow, remove the funnel and catch snow directly in the overflow can. Melt snow and put into the measuring tube to measure. Its dimensions are 8.25" dia. x 11" H.
Note on D521: The Model 3505 Rain and Snow Gage Conversion allows a standard non-heated 8" or 12" tipping bucket rain gage to be converted to a year-round precipitation gage. This is an inexpensive alternative to heated or weighing precipitation gages. The 3505 uses antifreeze, requires no power, and avoids problems associated with heated and weighing precipitation gages. The unit consists of an antifreeze reservoir, overflow tube, and 8" diameter catch tube. To convert existing rain gage, insert the antifreeze reservoir into the funnel of your existing tipping bucket rain gage. Fill the reservoir with 2.5 gallons of antifreeze. Insert the catch tube into the top of the antifreeze reservoir. The 3505's operating principle is similar to other precipitation gages that use antifreeze. Snow captured in the catch tube slowly dissolves in the antifreeze mixture, increasing the level in the antifreeze reservoir. In standard weighing precipitation gages, the change in volume corresponds to the change in weight. As the level increases in the 3505, the overflowing mixture of antifreeze and water flows through a tube to the rain gage's funnel where it is measured by the tipping bucket mechanism. The recommended antifreeze is a 1:1 mixture of propylene glycol to ethanol (PGE). PGE is a less toxic substitute for glycometh (ethylene glycol and methanol), historically used as the antifreeze for precipitation gages.
Note on D549: Steve: Info on power needs is taken from "Hydrolab DS5X, DS5, and MS5 Water Quality Multiprobes USER MANUAL", February 2006, Edition 3

## Variable Analysis Costs
Users can add information to the right of (column L) and below (row 351) the red line. Rows 352-2000 are unprotected.
Variable | Fixed Price | Method | Source | Measurement Unit | Detection Limit | Low Range | High Range | Comments | Price Quote Year
SAMPLE PREPARATION, ETC.
Filtering | 22 | GF/C filter paper; samplers 2 Liters or smaller | Cooperative Chemical Analytical Laboratory, Oregon State U. - www.ccal.oregonstate.edu (2006) | [5 empty] | 2006
Sample digestion | 16 |  | Hoosier Microbiological Laboratory - www.hml.com (2006) | [5 empty] | 2006
Sample digestion | 7.5 | Digestion for total metal analysis. | Barnstable County, MA - www.barnstablecountyhealth.org (2006) | [5 empty] | 2006
Setup charge | 20 | Additional for each assay of 5-9 samples | Chemical Analysis Laboratory, Univ. GA (2006) | [5 empty] | 2006
Setup charge | 50 | Additional for each assay of 1-4 samples | Chemical Analysis Laboratory, Univ. GA (2006) | [5 empty] | 2006
NUTRIENTS
NO2 | 5 | Dissolved (outside price) | Horn Point Laboratory, U. MD CES (2005) |  | n/a |  |  |  | 2005
NO2 | 8.5 |  | Vermont local lab (Meals, 2006) |  | n/a |  |  |  | 2006
NO2 | 25 | Ion Chromatography ($25 for first anion - nitrite, nitrate, phosphate - and $5 for each additional anion) | Cooperative Chemical Analytical Laboratory, Oregon State U. - www.ccal.oregonstate.edu (2006) |  | n/a |  |  |  | 2006
NO2 | 15 | Auto Analyzer: Diazotization | Cooperative Chemical Analytical Laboratory, Oregon State U. - www.ccal.oregonstate.edu (2006) |  | n/a |  |  |  | 2006
NO2 | 15.5 |  | Johnson County Environmental Dept. Lab, KS - jced.jocogov.org (2006) |  | n/a |  |  |  | 2006
NO2 | 25 | Braun & Luebbe Auto Analyzer II Continuous Flow System (>10 samples standard price) | Chemical Analysis Laboratory, Univ. GA (2006) |  | n/a |  |  |  | 2006
NO2 | 10 | Braun & Luebbe Auto Analyzer II Continuous Flow System (price for Federal Grants and UGA accounts) | Chemical Analysis Laboratory, Univ. GA (2006) |  | n/a |  |  |  | 2006
NO2 | 10 | Ion Chromatography - EPA Method 300.0 | Barnstable County, MA - www.barnstablecountyhealth.org (2006) | mg/L | 0.004 | 0.004 | determined by analyst |  | 2006
NO2 | 17 | EPA Method 354.1 - spectrophotometry | SWAT Laboratory, NM State U. - http://swatlab.nmsu.edu (2004) | mg/L | 0.01 | 0.01 | 1 |  | 2004
NO2 | 12 | EPA Method 300.0 - Ion Chromatography | Upper Guadalupe R.A. | mg/L | 0.004 | 0.004 | determined by analyst |  | 2007
NO2 | 18 | Pre-filtered sample. (included in nutrient and sediment package with filtering for $50) | Heidelberg WQL www.heidelberg.edu (2003) |  | n/a |  |  |  | 2003
NO2 | 24 | Sample requiring filtering. (included in nutrient and sediment package with filtering for $50) | Heidelberg WQL www.heidelberg.edu (2003) |  | n/a |  |  |  | 2003
NO2 | 60 | Ion Chromatography. Sample filtering costs $20. First anion costs $60 and additional anions cost $20 each. | Huffman Laboratories, www.huffmanlabs.com (2003) |  | n/a |  |  |  | 2006
NO2 | 19 | Standard Methods 4500NO2B - Colorimetry | Hoosier Microbiological Laboratory - www.hml.com (2006) | mg/L | 0.005 | 0.005 | 0.5 | or .01 to 1 | 2006
NO2 | 1.05 | Nitrate and nitrite test kit Model NI-12 (#1408100), Color Disc/cadmium reduction/diazotization; cost is $103/100 tests. Kit can be used for nitrate or nitrite. | www.hach.com (2006) | mg/L NO2-N | 0.01 | 0.01 | 0.5 |  | 2006
NO2 | 2 | Hanna Nitrite Meter (HI93707); cost=(meter cost+reagents cost)/100 | Rickly Hydrological Company | mg/L | 0.01 | 0.01 | 30 |  | 2007
NO2 | 25 | Hach DR 2800 Portable Spectrophotometer; cost=(meter+NO2 method 10019 reagents)/100 (Meter can perform many different tests) | www.hach.com (2006) | mg/L NO2-N | 0.003 | 0.003 | 5 |  | 2006
NO2 | 0.3 | WaterWorks Nitrate/Nitrogen Test Strips (#480009); cost=$14.99/50 tests; 0.15, 0.3, 1, 1.5, 3, 10 mg/L | www.sensafe.com (Industrial Test Systems, 2007); this kit is used by Indiana Riverwatch | mg/L | 0.15 | 0.15 | 10 | semi-quantitative | 2007
NO3 | 8.5 |  | Vermont local lab (Meals, 2006) | [5 empty] | 2006
NO3 | 25 | Ion Chromatography ($25 for first anion - nitrite, nitrate, phosphate - and $5 for each additional anion) | Cooperative Chemical Analytical Laboratory, Oregon State U. - www.ccal.oregonstate.edu (2006) | mg/L ( Min. level of quantification) | 0.003 |  |  |  | 2006
NO3 | 10 | EPA Method 300.0 - Ion Chromatography | Barnstable County, MA - www.barnstablecountyhealth.org (2006) | mg/L | 0.004 | 0.004 | determined by analyst |  | 2006
NO3 | 12 | EPA Method 300.0 - Ion Chromatography | Upper Guadalupe R.A. | mg/L | 0.004 | 0.004 | determined by analyst |  | 2007
NO3 | 22 |  | Johnson County Environmental Dept. Lab, KS - jced.jocogov.org (2006) |  | n/a |  |  |  | 2006
NO3 | 25 | Braun & Luebbe Auto Analyzer II Continuous Flow System (>10 samples standard price) | Chemical Analysis Laboratory, Univ. GA (2006) |  | n/a |  |  |  | 2006
NO3 | 10 | Braun & Luebbe Auto Analyzer II Continuous Flow System (price for Federal Grants and UGA accounts) | Chemical Analysis Laboratory, Univ. GA (2006) |  | n/a |  |  |  | 2006
NO3 | 6.65 |  | UC-Davis Ag and Natural Resources Analytical Laboratory, http://danranlab.ucanr.org (2006) | mg/L | 0.05 |  |  |  | 2006
NO3 | 18 | Pre-filtered sample. (included in nutrient and sediment package with filtering for $50) | Heidelberg WQL www.heidelberg.edu (2003) |  | n/a |  |  |  | 2003
NO3 | 24 | Sample requiring filtering. (included in nutrient and sediment package with filtering for $50) |  |  | n/a |  |  |  | 2003
NO3 | 60 | Ion Chromatography. Sample filtering costs $20. First anion costs $60 and additional anions cost $20 each. | Huffman Laboratories, www.huffmanlabs.com (2003) |  | n/a |  |  |  | 2003
NO3 | 18 | Standard Methods 4500NO3D - nitrate electrode method | Hoosier Microbiological Laboratory - www.hml.com (2006); D.L. from [Code of Federal Regulations] [Title 40, Volume 20] [Revised as of July 1, 2003] From the U.S. Government Printing Office via GPO Access [CITE: 40CFR141.23] | mg/L | 1 |  |  |  | 2006
NO3 | 3.55 | Pocket Colorimeter II Test Kit (#5870002); price is $352/100 tests | www.hach.com (2006) | mg/L nitrate | 0.4 | 0.4 | 30 |  | 2006
NO3 | 1.05 | Nitrate and nitrite test kit Model NI-12 (#1408100), Color Disc/cadmium reduction/diazotization; cost is $103/100 tests. Kit can be used for nitrate or nitrite. | www.hach.com (2006) | mg/L NO3-N | 2 | 2 | 50 |  | 2006
NO3 | 3.5 | Nitrate and nitrite test kit Model NI-14 (#1416100), Color Disc/cadmium reduction; cost is $58.30/50 tests. | www.hach.com (2006) | mg/L NO3-N | n/a | 0 | 10 |  | 2006
NO3 | 3.5 | Nitrate AccuVac Kit (#2511050), Color Disc/cadmium reduction; cost is $85.70/25 tests | www.hach.com (2006) | mg/L | 1 | 1 | 50 |  | 2006
NO3 | 2.2 | Hanna Nitrate Meter (HI93728); cost=(meter cost+reagents cost)/100 | Rickly Hydrological Company | mg/L | 0.1 | 0.1 | 30 |  | 2007
NO3 | 24 | Hach DR 2800 Portable Spectrophotometer; cost=(meter+NO3 method 8171 reagents)/100 (Meter can perform many different tests) | www.hach.com (2006) | mg/L NO3-N | 0.1 | 0.1 | 10 |  | 2006
NO3 | 25 | Hach DR 2800 Portable Spectrophotometer; cost=(meter+NO3 method 8192 reagents)/100 (Meter can perform many different tests) | www.hach.com (2006) | mg/L NO3-N | 0.01 | 0.01 | 0.5 |  | 2006
NO3 | 0.3 | WaterWorks Nitrate/Nitrogen Test Strips (#480009); cost=$14.99/50 tests; 0, 0.5, 2, 5, 10, 20, 50 mg/L | www.sensafe.com (Industrial Test Systems, 2007); this kit is used by Indiana Riverwatch | mg/L | 0.5 | 0.5 | 50 | semi-quantitative | 2007
NO2+ NO3 | 5 | dissolved (outside price) | Horn Point Laboratory, U. MD CES (2005) |  | n/a |  |  |  | 2005
NO2+ NO3 | 22 |  | Johnson County Environmental Dept. Lab, KS - jced.jocogov.org (2006) |  | n/a |  |  |  | 2006
NO2+ NO3 | 20 |  | Vermont DEC lab (Meals, 2006) |  | n/a |  |  |  | 2006
NO2+ NO3 | 5 | dissolved NH4 (outside price) | Horn Point Laboratory, U. MD CES (2005) |  | n/a |  |  |  | 2005
NO2+ NO3 | 17 | EPA Method 353.2 - cadmium reduction, colorimetry | SWAT Laboratory, NM State U. - http://swatlab.nmsu.edu (2004) | mg/L | 0.05 | 0.05 | 10 |  | 2004
NO2+ NO3 | 11 | EPA Method 353.2 - cadmium reduction, colorimetry | Cooperative Chemical Analytical Laboratory, Oregon State U. - www.ccal.oregonstate.edu (2006) |  | n/a |  |  |  | 2006
NO2+ NO3 | 0.6 | Nitrate and nitrite test strips; cost is $14/25 tests. Tests can be EITHER 0-50 mg/L (0, 1,2 5, 10, 20, or 50 mg/L) or 0-3 mg/L (0, 0.15, 0.3, 1, 1.5, or 3 mg/L) range. | www.hach.com (2006) | mg/L | 0.15 | 0 | 3 |  | 2006
NO2+ NO3 | 0.6 | Nitrate and nitrite test strips (#2745425); cost is $14/25 tests. Tests can be EITHER 0-50 mg/L (0, 1,2 5, 10, 20, or 50 mg/L) or 0-3 mg/L (0, 0.15, 0.3, 1, 1.5, or 3 mg/L) range. | www.hach.com (2006) | mg/L | 1 | 0 | 50 | semi-quantitative | 2006
NH3 | 20 |  | Vermont DEC lab (Meals, 2006) |  | n/a |  |  |  | 2006
NH3 | 19.25 |  | Johnson County Environmental Dept. Lab, KS - jced.jocogov.org (2006) |  | n/a |  |  |  | 2006
NH3 | 25 | Braun & Luebbe Auto Analyzer II Continuous Flow System (>10 samples standard price) | Chemical Analysis Laboratory, Univ. GA (2006) |  | n/a |  |  |  | 2006
NH3 | 10 | Braun & Luebbe Auto Analyzer II Continuous Flow System (price for Federal Grants and UGA accounts) | Chemical Analysis Laboratory, Univ. GA (2006) |  | n/a |  |  |  | 2006
NH3 | 11 | Phenate | Cooperative Chemical Analytical Laboratory, Oregon State U. - www.ccal.oregonstate.edu (2006) | mg/L ( Min. level of quantification) | 0.032 |  |  |  | 2006
NH3 | 10 | EPA Method 350.1 - ammonia by automated colorimetry (phenate) | Barnstable County, MA - www.barnstablecountyhealth.org (2006) | mg/L | 0.01 | 0.01 | 2 |  | 2006
NH3 | 20 | EPA Method 350.1 - ammonia by automated colorimetry (phenate) | SWAT Laboratory, NM State U. - http://swatlab.nmsu.edu (2004) | mg/L | 0.01 | 0.01 | 2 |  | 2004
NH3 | 30 | EPA Method 350.2 Nesslerization assumed (titrimetry possible) | Upper Guadalupe R.A. | mg/L | 0.05 | 0.05 | 1 |  | 2007
NH3 | 6.65 |  | UC-Davis Ag and Natural Resources Analytical Laboratory, http://danranlab.ucanr.org (2006) | mg/L | 0.05 |  |  |  | 2006
NH3 | 18 | Pre-filtered sample. (included in nutrient and sediment package with filtering for $50) | Heidelberg WQL www.heidelberg.edu (2003) |  | n/a |  |  |  | 2003
NH3 | 24 | Sample requiring filtering. (included in nutrient and sediment package with filtering for $50) | Heidelberg WQL www.heidelberg.edu (2003) |  | n/a |  |  |  | 2003
NH3 | 35 | Sample filtering costs $20. | Huffman Laboratories, www.huffmanlabs.com (2003) |  | n/a |  |  |  | 2003
NH3 | 18 | EPA Method 350.3 - potentiometric determination using ion selective electrode | Hoosier Microbiological Laboratory - www.hml.com (2006) | mg/L NH3 as N | 0.03 | 0.03 | 1400 |  | 2006
NH3 | 0.65 | Ammonia test strips (#2755325), 0-6.0 mg/L; cost = $16/25 tests; strips indicate only the following concentrations: 0, 0.25, 0.5, 1, 3, and 6 mg/L | www.hach.com (2006) | mg/L | 0.25 | 0 | 6 | semi-quantitative | 2006
NH3 | 3.52 | Ammonia Pocket Colorimeter II Test Kit (#5870040); cost = $352/100 tests | www.hach.com (2006) | mg/L | 0.01 | 0.01 | 0.8 |  | 2006
NH3 | 0.65 | Nitrogen Test Kit, Model NI-8 (#224100), Color Disc/Nessler reagent; cost = $61.20/100 tests. | www.hach.com (2006) | mg/L | 0.1 | 0.1 | 3 |  | 2006
NH3 | 26 | Hach DR 2800 Portable Spectrophotometer; cost=(meter+NH3 method 10205 reagents)/100 (Meter can perform many different tests) | www.hach.com (2006) | mg/L NH3-N | 0.015 | 0.015 | 2 |  | 2006
NH3 | 24 | Hach DR 2800 Portable Spectrophotometer; cost=(meter+NH3 method 8038 reagents)/100 (Meter can perform many different tests) | www.hach.com (2006) | mg/L NH3-N | 0.02 | 0.02 | 2.5 |  | 2006
NH3 | 2.2 | Hanna Ammonia Meter (HI 93712); cost=(meter cost plus NH3 reagent refill cost/100 tests) | Rickly Hydrological Company | mg/L | 0.01 | 0.01 | 1 |  | 2007
NO3 + NH4 | 10.1 |  | UC-Davis Ag and Natural Resources Analytical Laboratory, http://danranlab.ucanr.org (2006) | mg/L | 0.05 |  |  |  | 2006
TKN | 18 |  | Johnson County Environmental Dept. Lab, KS - jced.jocogov.org (2006) |  | n/a |  |  |  | 2006
TKN | 32 |  | Vermont DEC lab (Meals, 2006) |  | n/a |  |  |  | 2006
TKN | 22.5 |  | Vermont local lab (Meals, 2006) |  | n/a |  |  |  | 2006
TKN | 18.5 | EPA Method 351.2 - semiautomated block digestion and colorimetry | Barnstable County, MA - www.barnstablecountyhealth.org (2006) | mg/L | 0.1 | 0.1 | 20 |  | 2006
TKN | 33.5 | EPA Method 351.2 - semiautomated block digestion and colorimetry | SWAT Laboratory, NM State U. - http://swatlab.nmsu.edu (2004) | mg/L | 0.1 | 0.1 | 20 |  | 2004
TKN | 50 | Standard Methods 4500-NB - organic N in water by macro-Kjeldahl | Upper Guadalupe R.A. | mg/L | n/a | 0 | 100 |  | 2007
TKN | 13.85 |  | UC-Davis Ag and Natural Resources Analytical Laboratory, http://danranlab.ucanr.org (2006) | mg/L | 0.01 |  |  |  | 2006
TKN | 12 | (included in nutrient and sediment package with filtering for $50) | Heidelberg WQL www.heidelberg.edu (2003) |  | n/a |  |  |  | 2003
TKN | 12 | filtered or unfiltered (outside price) | Horn Point Laboratory, U. MD CES (2005) |  | n/a |  |  |  | 2005
TKN | 35 |  | Huffman Laboratories, www.huffmanlabs.com (2003) |  | n/a |  |  |  | 2003
TKN | 24 | Hach DR 2800 Portable Spectrophotometer; cost=(meter+TKN method 8075 reagents)/100 (Meter can perform many different tests) | www.hach.com (2006) | mg/L | 1 | 1 | 150 |  | 2006
Total N | 20 |  | Vermont DEC lab (Meals, 2006) | [5 empty] | 2006
Total N | 27 | Persulfate Digestion | Cooperative Chemical Analytical Laboratory, Oregon State U. - www.ccal.oregonstate.edu (2006) | mg/L ( Min. level of quantification) | 0.032 |  |  |  | 2006
Total N | 40 | Braun & Luebbe Auto Analyzer II Continuous Flow System (>10 samples standard price) Persulfate digestion | Chemical Analysis Laboratory, Univ. GA (2006) |  | n/a |  |  |  | 2006
Total N | 30 | Braun & Luebbe Auto Analyzer II Continuous Flow System (price for Federal Grants and UGA accounts) Persulfate digestion | Chemical Analysis Laboratory, Univ. GA (2006) |  | n/a |  |  |  | 2006
Total N | 20 |  | Penn State project proposal (2006) |  | n/a |  |  |  | 2006
Total N | 8.8 |  | UC-Davis Ag and Natural Resources Analytical Laboratory, http://danranlab.ucanr.org (2006) |  | n/a |  |  |  | 2006
Total N | 12 | (included in nutrient and sediment package with filtering for $50) | Heidelberg WQL www.heidelberg.edu (2003) |  | n/a |  |  |  | 2003
Total N | 50 | Total P ($20 more for sample filtering) | Huffman Laboratories, www.huffmanlabs.com (2003) |  | n/a |  |  |  | 2003
Total N | 26 | EPA Method 351.4 (Kjeldahl) - Digestion converts TKN to ammonia; EDTA is added and ammonia concentration is measured with ion selective electrode | Hoosier Microbiological Laboratory - www.hml.com (2006) | mg TKN/L | 0.03 | 0.03 | 25 |  | 2006
Soluble Reactive P | 20 |  | Vermont DEC lab (Meals, 2006) |  | n/a |  |  |  | 2006
Soluble Reactive P | 13 |  | Vermont local lab (Meals, 2006) |  | n/a |  |  |  | 2006
Soluble Reactive P | 17 | ortho-phosphorus | Johnson County Environmental Dept. Lab, KS - jced.jocogov.org (2006) |  | n/a |  |  |  | 2006
Soluble Reactive P | 5 | dissolved phosphate (outside price) | Horn Point Laboratory, U. MD CES (2005) |  | n/a |  |  |  | 2005
Soluble Reactive P | 18 | Dissolved Reactive P: Pre-filtered sample. (included in nutrient and sediment package with filtering for $50) | Heidelberg WQL www.heidelberg.edu (2003) |  | n/a |  |  |  | 2003
Soluble Reactive P | 24 | Dissolved Reactive P: Sample requiring filtering. (included in nutrient and sediment package with filtering for $50) | Heidelberg WQL www.heidelberg.edu (2003) |  | n/a |  |  |  | 2003
PO4 | 25 | Ion Chromatography ($25 for first anion - nitrite, nitrate, phosphate - and $5 for each additional anion) | Cooperative Chemical Analytical Laboratory, Oregon State U. - www.ccal.oregonstate.edu (2006) |  | n/a |  |  |  | 2006
PO4 | 16 | Ortho-PO4 by ascorbic acid | Cooperative Chemical Analytical Laboratory, Oregon State U. - www.ccal.oregonstate.edu (2006) | mg/L ( Min. level of quantification) | 0.003 |  |  |  | 2006
PO4 | 24 | EPA Method 365.2 - Phosphorus (all forms) by colorimetry (ascorbic acid) | Hoosier Microbiological Laboratory - www.hml.com (2006) | mg/L P | 0.01 | 0.01 | 0.5 |  | 2006
PO4 | 25 | Braun & Luebbe Auto Analyzer II Continuous Flow System (>10 samples standard price) ortho-phosphates or phosphates | Chemical Analysis Laboratory, Univ. GA (2006) |  | n/a |  |  |  | 2006
PO4 | 10 | Braun & Luebbe Auto Analyzer II Continuous Flow System (price for Federal Grants and UGA accounts) ortho-phosphates or phosphates | Chemical Analysis Laboratory, Univ. GA (2006) |  | n/a |  |  |  | 2006
PO4 | 15 | EPA Method 365.1 - Phosphorus (all forms) by semi-automated colorimetry (ascorbic acid) | SWAT Laboratory, NM State U. - http://swatlab.nmsu.edu (2004) | mg/L | 0.01 | 0.01 | 1 |  | 2004
PO4 | 15 | Total Reactive Ortho Standard Methods 4500 PE (modified) | Upper Guadalupe R.A. | μg/L | 10 |  |  |  | 2007
PO4 | 6.65 | PO4-P (soluble P); ascorbic acid reduction of phosphomolybdate complex and quant. Measurement by flow injection analysis | UC-Davis Ag and Natural Resources Analytical Laboratory, http://danranlab.ucanr.org (2006) | mg/L | 0.05 |  |  |  | 2006
PO4 | 6.65 | Soluble P by ICP | UC-Davis Ag and Natural Resources Analytical Laboratory, http://danranlab.ucanr.org (2006) |  | n/a |  |  |  | 2006
PO4 | 60 | Ion Chromatography. Sample filtering costs $20. First anion costs $60 and additional anions cost $20 each. | Huffman Laboratories, www.huffmanlabs.com (2003) |  | n/a |  |  |  | 2003
PO4 | 25 | Ortho-PO4. Sample filtering costs $20. | Huffman Laboratories, www.huffmanlabs.com (2003) |  | n/a |  |  |  | 2003
PO4 | 0.75 | Orthophosphate (reactive) Test Kit, Model PO-19 (#224800); Color Disc/ascorbic acid; cost = $71.30/100 tests | www.hach.com (2006) | mg/L | 0.02 | 0.02 | 1 | by 0.02 | 2006
PO4 | 0.75 | Orthophosphate (reactive) Test Kit, Model PO-19 (#224800); Color Disc/ascorbic acid; cost = $71.30/100 tests | www.hach.com (2006) | mg/L | 0.1 | 0.1 | 5 | by 0.1 | 2006
PO4 | 0.75 | Orthophosphate (reactive) Test Kit, Model PO-19 (#224800); Color Disc/ascorbic acid; cost = $71.30/100 tests | www.hach.com (2006) | mg/L | 1 | 1 | 50 | by 1 | 2006
PO4 | 0.5 | Orthophosphate (reactive) Test Kit, Model PO-14 (#147500); Color Disc/ascorbic acid; cost = $47.60/100 tests | www.hach.com (2006) | mg/L | n/a | 0 | 4.5 | or 0-45 w/dilution | 2006
PO4 | 0.4 | Orthophosphate (reactive) Test Kit (#1252200), Color Cube/ascorbic acid; cost = $19.30/50 tests | www.hach.com (2006) | mg/L | 1 | 1 | 5 |  | 2006
PO4 | 0.35 | Orthophosphate (reactive) Test Strips (#2757150); cost = $16.50/50 tests | www.hach.com (2006) | mg/L | n/a | 0 | 50 | semi-quantitative | 2006
PO4 | 1.76 | Orthophosphate (reactive) Test Strips (#K-8510); cost=$52.80/30 tests; refills (#R-8510) of 30 tests cost $21.50; 0, 0.1, 0.2, 0.3, 0.4, 0.6, 0.8, 1 mg/L | www.chemetrics.com (2007); this kit is used by Indiana Riverwatch | mg/L | 0.05 | 0.05 | 1 | semi-quantitative | 2007
PO4 | 1.76 | Orthophosphate (reactive) Test Strips (#K-8510); cost=$52.80/30 tests; refills (#R-8510) of 30 tests cost $21.50; 1, 2, 3, 4, 5, 6, 7, 8, 10 mg/L | www.chemetrics.com (2007); this kit is used by Indiana Riverwatch | mg/L | 1 | 1 | 10 | semi-quantitative | 2007
PO4 | 3.55 | Pocket Colorimeter II Test Kit (#5870006); cost=$352/100 tests | www.hach.com (2006) | mg/L | 0.02 | 0.02 | 3 |  | 2006
PO4 | 2 | Hanna Phosphate Meter (HI93713); cost=(meter cost+reagents cost)/100 | Rickly Hydrological Company | mg/L | 0.01 | 0.01 | 2.5 |  | 2007
PO4 | 25 | Hach DR 2800 Portable Spectrophotometer; cost=(meter+PO4 method 8180 reagents)/100 (Meter can perform many different tests) | www.hach.com (2006) | mg/L | 0.06 | 0.06 | 3.5 |  | 2006
PO4 | 24 | Hach DR 2800 Portable Spectrophotometer; cost=(meter+PO4 method 10055 reagents)/100 (Meter can perform many different tests) | www.hach.com (2006) | mg/L | 0.019 | 0.019 | 3 |  | 2006
PO4 | 25 | Hach DR 2800 Portable Spectrophotometer; cost=(meter+PO4 method 8048 reagents)/100 (Meter can perform many different tests) | www.hach.com (2006) | mg/L | 0.02 | 0.02 | 1.6 |  | 2006
PO4 | 25 | Hach DR 2800 Portable Spectrophotometer; cost=(meter+PO4 method 8190 reagents)/100 (Meter can perform many different tests) | www.hach.com (2006) | mg/L | 0.02 | 0.02 | 1.1 |  | 2006
Total P | 20 |  | Vermont DEC lab (Meals, 2006) |  | n/a |  |  |  | 2006
Total P | 9 |  | Vermont local lab (Meals, 2006) |  | n/a |  |  |  | 2006
Total P | 12 | filtered or unfiltered (outside price) | Horn Point Laboratory, U. MD CES (2005) |  | n/a |  |  |  | 2005
Total P | 14.5 | Total Phosphorus | Johnson County Environmental Dept. Lab, KS - jced.jocogov.org (2006) |  | n/a |  |  |  | 2006
Total P | 17 | Persulfate, H2SO4 digestion | Cooperative Chemical Analytical Laboratory, Oregon State U. - www.ccal.oregonstate.edu (2006) | mg/L ( Min. level of quantification) | 0.003 |  |  |  | 2006
Total P | 40 | Braun & Luebbe Auto Analyzer II Continuous Flow System (>10 samples standard price) Persulfate digestion | Chemical Analysis Laboratory, Univ. GA (2006) |  | n/a |  |  |  | 2006
Total P | 30 | Braun & Luebbe Auto Analyzer II Continuous Flow System (price for Federal Grants and UGA accounts) Persulfate digestion | Chemical Analysis Laboratory, Univ. GA (2006) |  | n/a |  |  |  | 2006
Total P | 10 |  | Penn State project proposal (2006) |  | n/a |  |  |  | 2006
Total P | 21 | EPA Method 365.4 - Phosphorus (total) by automated colorimetry (block digestor AA II) | Barnstable County, MA - www.barnstablecountyhealth.org (2006) | mg/L P | 0.01 | 0.01 | 20 |  | 2006
Total P | 22 | EPA Method 365.2 - Phosphorus (all forms) by colorimetry (ascorbic acid) | SWAT Laboratory, NM State U. - http://swatlab.nmsu.edu (2004) | mg/L P | 0.01 | 0.01 | 0.5 |  | 2004
Total P | 15 | Standard Methods 4500-PE ascorbic acid (modified) | Upper Guadalupe R.A. | μg/L | 10 | 10 | 6000 |  | 2007
Total P | 8.8 | Microwave acid digestion/dissolution of sample & quant. Determination by AAS AND ICP-AES | UC-Davis Ag and Natural Resources Analytical Laboratory, http://danranlab.ucanr.org (2006) | mg/Kg | 0.1 |  |  |  | 2006
Total P | 12 | (included in nutrient and sediment package with filtering for $50) | Heidelberg WQL www.heidelberg.edu (2003) |  | n/a |  |  |  | 2003
Total P | 50 | Total P ($20 more for sample filtering) | Huffman Laboratories, www.huffmanlabs.com (2003) |  | n/a |  |  |  | 2003
Total P | 24 | EPA Method 365.2 - Phosphorus (all forms) by colorimetry (ascorbic acid) | Hoosier Microbiological Laboratory - www.hml.com (2006) | mg/L P | 0.01 | 0.01 | 0.5 |  | 2006
Total P | 22 | EPA Method 200.7 - Determination of metals by inductively coupled plasma-atomic emission spectrometry (ICP-AES). | Hoosier Microbiological Laboratory - www.hml.com (2006) | μg/L | 60 |  |  |  | 2006
TURBIDITY AND SOLIDS (DISSOLVED AND TOTAL)
Turbidity | 2 | EPA Method 180.1 - Nephelometric (turbidimeter) | Barnstable County, MA - www.barnstablecountyhealth.org (2006) | NTU | 0 | 0 | 40 |  | 2006
Turbidity | 6 | Standard Methods 2130 B | Upper Guadalupe R.A. |  | n/a |  |  |  | 2007
Turbidity | 8 | EPA Method 180.1 - Nephelometric (turbidimeter) | SWAT Laboratory, NM State U. - http://swatlab.nmsu.edu (2004) | NTU | 0 | 0 | 40 |  | 2004
Turbidity | 6.65 | Nephelometer | UC-Davis Ag and Natural Resources Analytical Laboratory, http://danranlab.ucanr.org (2006) | NTU | 0.1 |  |  |  | 2006
Turbidity | 20 |  | Huffman Laboratories, www.huffmanlabs.com (2003) |  | n/a |  |  |  | 2003
Turbidity | 12 | EPA Method 180.1 - Nephelometric (turbidimeter) | Hoosier Microbiological Laboratory - www.hml.com (2006) | NTU | 0 | 0 | 40 |  | 2006
Total Suspended Solids | 9 | (outside price) | Horn Point Laboratory, U. MD CES (2005) |  | n/a |  |  |  | 2005
Total Suspended Solids | 16 | Total nonfilterable residue | Cooperative Chemical Analytical Laboratory, Oregon State U. - www.ccal.oregonstate.edu (2006) |  | n/a |  |  |  | 2006
Total Suspended Solids | 13.75 |  | Johnson County Environmental Dept. Lab, KS - jced.jocogov.org (2006) |  | n/a |  |  |  | 2006
Total Suspended Solids | 10 | EPA Method 160.2 - Residue, Non-filterable (gravimetric, dried at 103-105 degrees C) | Barnstable County, MA - www.barnstablecountyhealth.org (2006) | mg/L | 4 | 4 | 20000 |  | 2006
Total Suspended Solids | 10 |  | Penn State project proposal (2006) |  | n/a |  |  |  | 2006
Total Suspended Solids | 12 | Standard Methods 2540 D | Upper Guadalupe R.A. |  | n/a |  |  |  | 2007
Total Suspended Solids | 16 | Standard Methods 2540 D | SWAT Laboratory, NM State U. - http://swatlab.nmsu.edu (2004) |  | n/a |  |  |  | 2004
Total Suspended Solids | 8.8 | Oven drying and gravimetric analysis. | UC-Davis Ag and Natural Resources Analytical Laboratory, http://danranlab.ucanr.org (2006) | mg/L | 4 |  |  |  | 2006
Total Suspended Solids | 8 | Suspended Sediment. (included in nutrient and sediment package with filtering for $50) | Heidelberg WQL www.heidelberg.edu (2003) |  | n/a |  |  |  | 2003
Total Suspended Solids | 30 |  | Huffman Laboratories, www.huffmanlabs.com (2003) |  | n/a |  |  |  | 2003
Total Suspended Solids | 14.25 |  | Johnson County Environmental Dept. Lab, KS - jced.jocogov.org (2006) |  | n/a |  |  |  | 2006
Total Suspended Solids | 16 | EPA Method 160.2 - Residue, Non-filterable (gravimetric, dried at 103-105 degrees C) | Hoosier Microbiological Laboratory - www.hml.com (2006) | mg/L | 4 | 4 | 20000 |  | 2006
Total Suspended Solids | 24 | Hach DR 2800 Portable Spectrophotometer; cost=(meter+TSS reagents)/100 (Meter can perform many different tests) | www.hach.com (2006) | mg/L | 5 | 5 | 750 |  | 2006
Total Solids | 10 | EPA Method 160.3 - Residue, Total (Gravimetric, Dried at 103-105 degrees C) | Barnstable County, MA - www.barnstablecountyhealth.org (2006) | mg/L | 10 | 10 | 20000 |  | 2006
Total Solids | 10 | Standard Methods 2540 B | Upper Guadalupe R.A. |  | n/a |  |  |  | 2007
Total Solids | 10 | Standard Methods 2540 B - gravimetric probably | SWAT Laboratory, NM State U. - http://swatlab.nmsu.edu (2004) |  | n/a |  |  |  | 2004
Total Solids | 8.8 | Oven drying and gravimetric analysis. | UC-Davis Ag and Natural Resources Analytical Laboratory, http://danranlab.ucanr.org (2006) | mg/L | 10 |  |  |  | 2006
Total Solids | 25 |  | Huffman Laboratories, www.huffmanlabs.com (2003) | [5 empty] | 2003
Total Solids | 16 | EPA Method 160.3 - Residue, Total (Gravimetric, Dried at 103-105 degrees C) | Hoosier Microbiological Laboratory - www.hml.com (2006) | mg/L | 10 | 10 | 20000 |  | 2006
Total Dissolved Solids | 15 |  | Johnson County Environmental Dept. Lab, KS - jced.jocogov.org (2006) |  | n/a |  |  |  | 2006
Total Dissolved Solids | 15 | Standard Methods 2540 C | SWAT Laboratory, NM State U. - http://swatlab.nmsu.edu (2004) |  | n/a |  |  |  | 2004
Total Dissolved Solids | 30 |  | Huffman Laboratories, www.huffmanlabs.com (2003) |  | n/a |  |  |  | 2003
Total Dissolved Solids | 8.8 | Oven drying and gravimetric analysis. | UC-Davis Ag and Natural Resources Analytical Laboratory, http://danranlab.ucanr.org (2006) | mg/L | 10 |  |  |  | 2006
Total Dissolved Solids | 10 | EPA Method 160.1 - Residue, Filterable (Gravimetric, Dried at 180 degrees C) | Barnstable County, MA - www.barnstablecountyhealth.org (2006) | mg/L | 10 | 10 | 20000 |  | 2006
Total Dissolved Solids | 18.5 | Total filtrable residue | Cooperative Chemical Analytical Laboratory, Oregon State U. - www.ccal.oregonstate.edu (2006) |  | n/a |  |  |  | 2006
Total Dissolved Solids | 16 | EPA Method 160.1 - Residue, Filterable (Gravimetric, Dried at 180 degrees C) | Hoosier Microbiological Laboratory - www.hml.com (2006) | mg/L | 10 | 10 | 20000 |  | 2006
Total and Volatile Solids | 15 |  | Johnson County Environmental Dept. Lab, KS - jced.jocogov.org (2006) |  | n/a |  |  |  | 2006
Volatile Solids | 20 | Requires total solids analysis also. | Huffman Laboratories, www.huffmanlabs.com (2003) |  | n/a |  |  |  | 2003
Volatile Solids | 16 | EPA Method 160.4 - gravimetric, muffle furnace ignition at 550 degrees C | Hoosier Microbiological Laboratory - www.hml.com (2006) |  | n/a | n/a | n/a |  | 2006
Total & Volatile Suspended Solids | 15.5 |  | Johnson County Environmental Dept. Lab, KS - jced.jocogov.org (2006) |  | n/a |  |  |  | 2006
Volatile Suspended Solids | 10 | Standard Methods 2540E | Barnstable County, MA - www.barnstablecountyhealth.org (2006) |  | n/a |  |  |  | 2006
Hardness | 13.75 |  | Johnson County Environmental Dept. Lab, KS - jced.jocogov.org (2006) |  | n/a |  |  |  | 2006
Hardness | 30 | EDTA | Huffman Laboratories, www.huffmanlabs.com (2003) |  | n/a |  |  |  | 2003
Hardness | 10 | Standard Methods 2340B - Hardness in water by EDTA titration | Barnstable County, MA - www.barnstablecountyhealth.org (2006) |  | n/a | all | all |  | 2006
Hardness | 18 | EPA Method 130.2 - Titrimetry using EDTA | Hoosier Microbiological Laboratory - www.hml.com (2006) |  | n/a | n/a | n/a |  | 2006
Hardness | 1.56 | Hach Model CN-39WR Test Kit (#223002) (cost of kit/100 tests, but kit also includes 100 tests each for chlorine and iron, and 300 tests for pH) | www.hach.com (2006) | mg/L as CaCO3 | 17.1 | 17.1 | 342 |  | 2006
Hardness | 0.45 | Hardness Test Kit, Model HA-71A (#145201), Drop Count Titration-Dual Range; cost=$44.60/100 tests | www.hach.com (2006) | mg/L as CaCO3 | 1 | 1 | 20 |  | 2006
[5 empty] | 17.1 | 17.1 | 342 |  | 2006
Hardness | 0.15 | Hardness Test Kit, Model 5-B (#145300), Drop Count Titration, 1-30 gpg; cost=$13.50/100 tests | www.hach.com (2006) | mg/L as CaCO3 | 17.1 | 17.1 | 513 |  | 2006
Hardness | 24 | Hach DR 2800 Portable Spectrophotometer; cost=(meter+Hardness method 8030 reagents)/100 (Meter can perform many different tests) | www.hach.com (2006) | mg/L as CaCO3 | 0.05 | 0.05 | 4 |  | 2006
Conductivity | 8 |  | Johnson County Environmental Dept. Lab, KS - jced.jocogov.org (2006) |  | n/a |  |  |  | 2006
Conductivity | 12 | EPA Method 120.1 - Conductance by conductivity meter | Hoosier Microbiological Laboratory - www.hml.com (2006) |  | n/a | n/a |  |  | 2006
Specific Conductance | 15 |  | Huffman Laboratories, www.huffmanlabs.com (2003) |  | n/a |  |  |  | 2003
Conductance | 5 | EPA Method 120.1 - Conductance by conductivity meter | Barnstable County, MA - www.barnstablecountyhealth.org (2006) |  | n/a | n/a |  |  | 2006
Chloride | 13.75 |  | Johnson County Environmental Dept. Lab, KS - jced.jocogov.org (2006) |  | n/a |  |  |  | 2006
Chloride | 10 |  | Penn State project proposal (2006) |  | n/a |  |  |  | 2006
Chloride | 6.65 | Electrometric Titration Method or Flow Injection Analyzer Method | UC-Davis Ag and Natural Resources Analytical Laboratory, http://danranlab.ucanr.org (2006) | meq/L Cl | 0.1 |  |  |  | 2006
Chloride | 10 | EPA Method 300.0 - Ion Chromatography | Barnstable County, MA - www.barnstablecountyhealth.org (2006) | mg/L | 0.02 | 0.02 | determined by analyst |  | 2006
Chloride | 18 | EPA Method 325.3 - Titrimetry with mercuric nitrate | Hoosier Microbiological Laboratory - www.hml.com (2006) | mg/L | n/a |  | 10 to 20 |  | 2006
Chloride | 0.85 | Model CD-51 (#208601), Drop Count Titration/mercuric nitrate; cost=$80.20/100 tests | www.hach.com (2006) | mg/L | 500 | 500 | 10000 |  | 2006
Chloride | 0.85 | Model CD-51 (#208601), Drop Count Titration/silver nitrate; cost=$80.20/100 tests | www.hach.com (2006) | mg/L | 5000 | 5000 | 100000 |  | 2006
Chloride | 0.4 | Model 8-P (#144001), Drop Count Titration/mercuric nitrate; cost=$38.10/100 tests | www.hach.com (2006) | mg/L | 5 | 5 | 100 |  | 2006
Chloride | 0.4 | Model 8-P (#144001), Drop Count Titration/silver nitrate; cost=$38.10/100 tests | www.hach.com (2006) | mg/L | 20 | 20 | 400 |  | 2006
Chloride | 25 | Hach DR 2800 Portable Spectrophotometer; cost=(meter+Cl method 8113 reagents)/100 (Meter can perform many different tests) | www.hach.com (2006) | mg/L | 0.1 | 0.1 | 25 |  | 2006
BACTERIA ETC.
Fecal Coliform | 20 | Membrane Filter - Standard Method 9222B - Standard Total Coliform Membrane Filter Procedure | SWAT Laboratory, NM State U. - http://swatlab.nmsu.edu (2004) | cfu/100 ml | 1 | 1 | 200 |  | 2004
Fecal Coliform | 20 | Colilert - Total Coliform and E. Coli - Standard Method 9223B - Enzyme substrate assay for measuring total coliforms and E. coli | SWAT Laboratory, NM State U. - http://swatlab.nmsu.edu (2004) | mpn/100 ml (total coliform and E. coli) | 1 | 1 | 200 for 51-well Quanti-Tray or 2419 for 97-well Quanti-Tray |  | 2004
Fecal Coliform | 18 | Standard Method 9222D Membrane Filter | Hoosier Microbiological Laboratory - www.hml.com (2006) | cfu/100 ml | 20 | 20 | 60 |  | 2006
Fecal Coliform | 10 | Membrane Filter | Barnstable County, MA - www.barnstablecountyhealth.org (2006) |  | n/a |  |  |  | 2006
Fecal Coliform | 22 | Heterotrophic Plate Count - Standard Method 9215B, Pour plate method; Cost from SWAT and D.L. from EPA. | SWAT Laboratory, NM State U. - http://swatlab.nmsu.edu (2004) and http://www.epa.gov/etv/pdfs/testplan/02_tp_oxi_2b.pdf (2000) | cfu/100 ml | 100 |  |  |  | 2004
Fecal Coliform | 20 | No dilution FC - Standard Method 9222D - membrane filtration test | SWAT Laboratory, NM State U. - http://swatlab.nmsu.edu (2004) | cfu/100 ml | 20 | 20 | 60 |  | 2004
Fecal Coliform | 24 | 3 dilution FC - Standard Method 9222D - membrane filtration test | SWAT Laboratory, NM State U. - http://swatlab.nmsu.edu (2004) | cfu/100 ml | 20 | 20 | 60 |  | 2004
Fecal Coliform | 32 | 5 dilution FC - Standard Method 9222D - membrane filtration test | SWAT Laboratory, NM State U. - http://swatlab.nmsu.edu (2004) | cfu/100 ml | 20 | 20 | 60 |  | 2004
Fecal Coliform | 20.5 |  | Johnson County Environmental Dept. Lab, KS - jced.jocogov.org (2006) |  | n/a |  |  |  | 2006
Total Coliform Bacteria | 25.75 |  | Johnson County Environmental Dept. Lab, KS - jced.jocogov.org (2006) |  | n/a |  |  |  | 2006
Total Coliform Bacteria | 18 | Colilert - Total Coliform and E. Coli - P/A (presence/absence) Assumed Colilert-18 test kit method for detection limit and range. | Hoosier Microbiological Laboratory - www.hml.com (2006) |  | presence or absence test |  |  |  | 2006
Total Coliform Bacteria | 25 | Colilert - Total Coliform and E. Coli - MPN - Assumed Colilert-18 test kit method for detection limit and range. | Hoosier Microbiological Laboratory - www.hml.com (2006) | mpn/100 ml (total coliform and E. coli) | 1 | 1 | 200 for 51-well Quanti-Tray or 2419 for 97-well Quanti-Tray |  | 2006
Total Coliform Bacteria | 10 | MF or P/A Colilert | Barnstable County, MA - www.barnstablecountyhealth.org (2006) |  | n/a |  |  |  | 2006
Total Coliform Bacteria | 1.85 | Micrology Labs Coliscan Easygel; can do both E. coli and coliforms; cost =$18.50/10 tests, but each test covers both E.coli and total coliform | www.micrologylabs.com (2007); this kit is used by Indiana Riverwatch | #/100 ml | 20 | 20 |  |  | 2007
E. coli | 20 | Standard Method 9213D - E. coli by MF plating on mTEC agar | Hoosier Microbiological Laboratory - www.hml.com (2006) | cfu/100 ml | 1 | 1 | 100 |  | 2006
E. coli |  |  | Hoosier Microbiological Laboratory - www.hml.com (2006) | [5 empty] | 2006
E. coli | 10 | Membrane Filter | Barnstable County, MA - www.barnstablecountyhealth.org (2006) |  | n/a |  |  |  | 2006
E. coli | 1.85 | Micrology Labs Coliscan Easygel; can do both E. coli and coliforms; cost =$18.50/10 tests, but each test covers both E.coli and total coliform | www.micrologylabs.com (2007); this kit is used by Indiana Riverwatch | #/100 ml | 20 | 20 |  |  | 2007
Fecal Streptococci | 18 | Standard Method 9230C | Hoosier Microbiological Laboratory - www.hml.com (2006) |  | n/a |  |  |  | 2006
Fecal Streptococci | 10 | Membrane Filter | Barnstable County, MA - www.barnstablecountyhealth.org (2006) |  | n/a |  |  |  | 2006
FC & FS Ratio | 3 | In addition to cost for testing FC and FS | Hoosier Microbiological Laboratory - www.hml.com (2006) |  | n/a |  |  |  | 2006
| 18 | Heterotrophic Plate Count - Standard Method 9215 | Hoosier Microbiological Laboratory - www.hml.com (2006) |  | n/a |  |  |  | 2006
| 10 | Heterotrophic Plate Count - Pour Plate | Barnstable County, MA - www.barnstablecountyhealth.org (2006) |  | n/a |  |  |  | 2006
Total Bacteria | 1.6 | Media Set, Total Bacteria Count (#2277700); cost=$23.80/15 tests | www.hach.com (2006) | bacteria/100 ml | 0 | 0 | 1000 |  | 2006
pH-RELATED
Alkalinity | 10 | EPA Method 310.1 - Alkalinity by titration (pH 4.5) | Barnstable County, MA - www.barnstablecountyhealth.org (2006) |  | n/a | n/a | n/a |  | 2006
Alkalinity | 15.5 |  | Johnson County Environmental Dept. Lab, KS - jced.jocogov.org (2006) |  | n/a |  |  |  | 2006
Alkalinity | 6.65 | Titration with dilute H2SO4 acid. | UC-Davis Ag and Natural Resources Analytical Laboratory, http://danranlab.ucanr.org (2006) | mg CaCO3/L | 2 |  |  |  | 2006
Alkalinity | 16 |  | Hoosier Microbiological Laboratory - www.hml.com (2006) |  | n/a |  |  |  | 2006
Alkalinity | 0.2 | Total Alkalinity Test Strips, 0-240 mg/L (#2744850); cost=$8/50 tests; reads in steps of 0, 40, 80, 120, 180, and 240 mg CaCO3/L | www.hach.com (2006) | mg CaCO3/L | 40 | 40 | 240 | semi-quantitative | 2006
Alkalinity | 0.35 | Alkalinity Test Kit Model AL-TA (#2314500), Drop Count Titration/sulfuric acid; cost=$34.60/100 tests | www.hach.com (2006) | mg/L | 385 | 385 | 8500 |  | 2006
pH | 0.2 | WaterWorks pH Test Strips (#481104); cost=$9.99/50 tests; 2, 3, 4, 5, 6, 6.5, 7, 7.5, 8, 8.5, 9, 9.5, 10, 11, 12 | www.sensafe.com (Industrial Test Systems, 2007); this kit is used by Indiana Riverwatch | pH units | 2 | 2 | 12 | semi-quantitative; resolution is 1/2 unit. | 2007
OXYGEN DEMAND AND OXYGEN
BOD, 5-day | 17 |  | Johnson County Environmental Dept. Lab, KS - jced.jocogov.org (2006) |  | n/a |  |  |  | 2006
BOD, 5-day | 50 |  | Huffman Laboratories, www.huffmanlabs.com (2003) |  | n/a |  |  |  | 2003
BOD, 5-day | 20 | EPA Method 405.1 - Dark bottle; measure DO before/after incubation. Detection limit and range are for D.O. membrane electrode (method 360.1) | Hoosier Microbiological Laboratory - www.hml.com (2006) | mg/L | 0.05 | 0 | 20 |  | 2006
BOD, 5-day | 15 | EPA Method 405.1 | Barnstable County, MA - www.barnstablecountyhealth.org (2006) | mg/L | 0.05 | 0 | 20 |  | 2006
cBOD, 5-day | 17 |  | Johnson County Environmental Dept. Lab, KS - jced.jocogov.org (2006) |  | n/a |  |  |  | 2006
COD | 15.5 |  | Johnson County Environmental Dept. Lab, KS - jced.jocogov.org (2006) |  | n/a |  |  |  | 2006
COD | 50 |  | Huffman Laboratories, www.huffmanlabs.com (2003) |  | n/a |  |  |  | 2003
COD | 24 | EPA Method 401.4 (assumed typo and automated colorimetry method 410.4 for detection limit and range) | Hoosier Microbiological Laboratory - www.hml.com (2006) | mg/L | 3 | 3 | 900 |  | 2006
COD | 13.1 | EPA Method 410.4 | Barnstable County, MA - www.barnstablecountyhealth.org (2006) | mg/L | 3 | 3 | 900 |  | 2006
COD | 25 | Hach DR 2800 Portable Spectrophotometer; cost=(meter+COD method 8000 reagents)/100 (Meter can perform many different tests) | www.hach.com (2006) | mg/L | 3 | 3 | 150 |  | 2006
Dissolved Oxygen | 7.5 |  | Johnson County Environmental Dept. Lab, KS - jced.jocogov.org (2006) |  | n/a |  |  |  | 2006
Dissolved Oxygen | 30 |  | Huffman Laboratories, www.huffmanlabs.com (2003) |  | n/a |  |  |  | 2003
Dissolved Oxygen | 12 | EPA Method 360.1 - D.O. by membrane electrode | Hoosier Microbiological Laboratory - www.hml.com (2006) | mg/L | 0.05 | 0.05 | 20 |  | 2006
Dissolved Oxygen | 0.55 | D.O. Test Kit Model OX-2P (#146900), Drop Count Titration/modified Winkler; cost=$53.60/100 tests. Range of 0.2-4 mg/L or 1-20 mg/L. | www.hach.com (2006) | mg/L | 0.2 | 0.2 | 4 |  | 2006
|  |  |  | mg/L | 1 | 1 | 20 |  | 2006
Dissolved Oxygen | 4.5 | D.O. Test Kit Model OX-DT (#2063100), Digital Titrator/modified Winkler; cost=$225/50 tests | www.hach.com (2006) | mg/L | 0.02 to 0.2 | 1 | 10 |  | 2006
Dissolved Oxygen | 7.1 | Pocket Colorimeter II Test Kit (#5870003); cost=$352/50 tests | www.hach.com (2006) | mg/L | 0.2 | 0.2 | 10 |  | 2006
Dissolved Oxygen | 1.5 | D.O. Test kit model #K-7512; cost=$45.10/30 tests; refills (#R-7512) of 30 tests cost $22.50 | www.chemetrics.com (2007); this kit is used by Indiana Riverwatch | mg/L | 1 | 1 | 12 |  | 2007
Dissolved Oxygen | 3 | Hanna D.O. Meter (HI 93732); cost=(meter cost+reagent cost)/100 tests | Rickly Hydrological Company | mg/L | 0.1 | 0.1 | 14 |  | 2007
Dissolved Oxygen | 25 | Hach DR 2800 Portable Spectrophotometer; cost=(meter+DO method 8166 reagents)/100 (Meter can perform many different tests) | www.hach.com (2006) | mg/L | 0.3 | 0.3 | 15 |  | 2006
Dissolved Oxygen | n/a | Luminiscent Dissolved Oxygen, Hach Procedure 10360 (this is a sensor) | www.hach.com (2010) | mg/L | 0.1 | 0.1 | 20 | probe | 2010
CHLOROPHYLL
Chlorophyll | 75 | Standard Methods 10200H | Hoosier Microbiological Laboratory - www.hml.com (2006) |  | n/a |  |  |  | 2006
Chlorophyll a | 25 | Standard Methods 10200H | Barnstable County, MA - www.barnstablecountyhealth.org (2006) |  | n/a |  |  |  | 2006
METALS
Cadmium | 20 | EPA Method 200.9 - Graphite Furnace Atomic Absorption | Hoosier Microbiological Laboratory - www.hml.com (2006) | μg/L | 0.05 |  |  |  | 2006
Cadmium | 15 | EPA Method 200.9 - Graphite Furnace Atomic Absorption | Barnstable County, MA - www.barnstablecountyhealth.org (2006); Detection Limit from www.nemi.gov (2006) | μg/L | 0.05 |  |  |  | 2006
Cadmium | 28 | Hach DR 2800 Portable Spectrophotometer; cost=(meter+Cd method 8017 reagents)/100 (Meter can perform many different tests) | www.hach.com (2006) | μg/L | n/a | 0 | 80 |  | 2006
Chromium | 20 | EPA Method 200.9 - Total chromium, graphite furnace | Hoosier Microbiological Laboratory - www.hml.com (2006) | μg/L | 0.1 |  |  |  | 2006
Chromium | 0.5 | Chromium Test Kit Model CH-14 (#222702), Drop Count Titration | www.hach.com (2006) | mg/L | 5 | 5 | 100 |  | 2006
|  | Chromium Test Kit Model CH-14 (#222702), Drop Count Titration/thiosulfate |  | mg/L | 50 | 50 | 1000 |  | 2006
Chromium | 3.6 | Hexavalent Chromium Pocket Colorimeter II Test Kit (#5870017); cost=$352/100 tests | www.hach.com (2006) | mg/L | 0.01 | 0.01 | 0.7 |  | 2006
Chromium | 15 | EPA Method 200.9 - Total chromium, graphite furnace | Barnstable County, MA - www.barnstablecountyhealth.org (2006) | μg/L | 0.1 |  |  |  | 2006
Copper | 10 | n/a | Penn State project proposal (2006) |  | n/a |  |  |  | 2006
Copper | 16 | EPA Method 200.7 - Inductively Coupled Plasma-Atomic Emission Spectrometry | Hoosier Microbiological Laboratory - www.hml.com (2006) | μg/L | 3 |  |  |  | 2006
Copper | 6.3 | EPA Method 200.7 - Inductively Coupled Plasma-Atomic Emission Spectrometry; Detection Limit from www.nemi.gov (2006) | Barnstable County, MA - www.barnstablecountyhealth.org (2006); Detection Limit from www.nemi.gov (2006) | μg/L | 3 |  |  |  | 2006
Iron | 1.56 | Hach Model CN-39WR Test Kit (#223002) (cost of kit/100 tests, but kit also includes 100 tests each for chlorine and hardness, and 300 tests for pH) | www.hach.com (2006) | mg/L | 0.1 | 0.1 | 5 |  | 2006
Iron | 6.3 | EPA Method 200.7 - Inductively Coupled Plasma-Atomic Emission Spectrometry | Barnstable County, MA - www.barnstablecountyhealth.org (2006); Detection Limit from www.nemi.gov (2006) | μg/L | 30 |  |  |  | 2006
Lead | 15 | EPA Method 200.9 - Graphite Furnace Atomic Absorption | Barnstable County, MA - www.barnstablecountyhealth.org (2006); Detection Limit from www.nemi.gov (2006) | μg/L | 0.7 |  |  |  | 2006
Lead | 6.3 | EPA Method 200.7 - Inductively Coupled Plasma-Atomic Emission Spectrometry | Barnstable County, MA - www.barnstablecountyhealth.org (2006); Detection Limit from www.nemi.gov (2006) | μg/L | 10 |  |  |  | 2006
Lead | 10 | n/a | Penn State project proposal (2006) |  | n/a |  |  |  | 2006
Metals (each) | 29.25 | Graphite Furnace AA | Johnson County Environmental Dept. Lab, KS - jced.jocogov.org (2006) |  | n/a |  |  |  | 2006
Metals (each) | 24.75 | ICP | Johnson County Environmental Dept. Lab, KS - jced.jocogov.org (2006) |  | n/a |  |  |  | 2006
Metals (each) | 25 | ICP | Cooperative Chemical Analytical Laboratory, Oregon State U. - www.ccal.oregonstate.edu (2006) |  | n/a |  |  |  | 2006
Metals (each) | 12 | EPA Method 200.7 - Inductively Coupled Plasma-Atomic Emission Spectrometry - per metal; 3 minimum | Hoosier Microbiological Laboratory - www.hml.com (2006) |  | n/a |  |  |  | 2006
Metals | $100-$130 for single element; $10 for each additional element in same sample. | Inductively Coupled Plasma Mass Spectrometry (ICP-MS) First element=$80; each additional element=$10. Sample preparation costs range from $20 to $50. Minimum of 5 samples. | Huffman Laboratories, www.huffmanlabs.com (2003) |  | sub parts per billion for deionized water. Limits vary with matrix |  |  |  | 2003
Metals | $50-$80 for single element; $10 for each additional element in same sample. | Inductively Coupled Plasma Atomic Emission Spectroscopy (ICP-AES) First element=$30; each additional element=$10. Sample preparation costs range from $20 to $50. Minimum of 5 samples. | Huffman Laboratories, www.huffmanlabs.com (2003) |  | n/a |  |  |  | 2003
Metals (each) | 50 | Al, Ba, Cd, Ca, Cr, Cu, Fe, Pb, Mg, Mn, K, Na, Sr, Zn | Heidelberg WQL www.heidelberg.edu (2003) |  | n/a |  |  |  | 2003
Soluble Minerals (each) | 6.65 | Al, Cu, Fe, Mg, Mn, Zn Quantitative determination by AAS and ICP-AES | UC-Davis Ag and Natural Resources Analytical Laboratory, http://danranlab.ucanr.org (2006) | mg/L | 0.2 to 1 |  |  |  | 2006
Total Metals (each) | 8.8 | Al, Cd, Cr, Cu, Fe, Pb, Mg, Mn, Zn by microwave acid digestion/dissolution and quant. Determination by AAS and ICP_AES | UC-Davis Ag and Natural Resources Analytical Laboratory, http://danranlab.ucanr.org (2006) | mg/Kg | 0.1 |  |  |  | 2006
Zinc | 6.3 | EPA Method 200.7 | Barnstable County, MA - www.barnstablecountyhealth.org (2006); Detection Limit from www.nemi.gov (2006) | μg/L | 2 |  |  |  | 2006
Zinc | 16 | EPA Method 200.7 | Hoosier Microbiological Laboratory - www.hml.com (2006); Detection Limit from www.nemi.gov (2006) | μg/L | 2 |  |  |  | 2006
Zinc | 24 | Hach DR 2800 Portable Spectrophotometer; cost=(meter+Zn method 8009 reagents)/100 (Meter can perform many different tests) | www.hach.com (2006) | μg/L | 10 | 10 | 3000 |  | 2006
ORGANICS | [8 empty] | 2006
Petroleum, Oil & Grease | 30 |  | Penn State project proposal (2006) |  | n/a |  |  |  | 2006
Oil & Grease | 33 |  | Johnson County Environmental Dept. Lab, KS - jced.jocogov.org (2006) |  | n/a |  |  |  | 2006
Oil & Grease | 55 | EPA Method 413.1 - oil & grease in water by extraction and gravimetry (separatory funnel extraction) | Barnstable County, MA - www.barnstablecountyhealth.org (2006) | mg/L oil content | 5 | 5 | 1000 |  | 2006
Oil & Grease | 30 | EPA Method 413.1 - oil & grease in water by extraction and gravimetry (separatory funnel extraction) | Hoosier Microbiological Laboratory - www.hml.com (2006) | mg/L oil content | 5 | 5 | 1000 |  | 2006
Total Organic Carbon | 15 |  | Penn State project proposal (2006) |  | n/a |  |  |  | 2006
Phenolics | 20.5 |  | Johnson County Environmental Dept. Lab, KS - jced.jocogov.org (2006) |  | n/a |  |  |  | 2006
Volatiles | 83 | BTEX | Johnson County Environmental Dept. Lab, KS - jced.jocogov.org (2006) |  | n/a |  |  |  | 2006
Volatiles | 110.25 | GC/MS | Johnson County Environmental Dept. Lab, KS - jced.jocogov.org (2006) |  | n/a |  |  |  | 2006
Atrazine | 25 | immunoassay screen | Heidelberg WQL www.heidelberg.edu (2003) |  | n/a |  |  |  | 2003
Atrazine | 33.5 | immunoassay | Johnson County Environmental Dept. Lab, KS - jced.jocogov.org (2006) |  | n/a |  |  |  | 2006
Atrazine | 45 | Pocket Colorimeter II Test Kit (#2763500); cost=$793/18 tests; semi-quantitative results (0.1, 0.5, or 3.0 ppb) | www.hach.com (2006) | μg/L | 0.1 | 0.1 | 3 | 3 steps; semi-quantitative | 2006
Pesticides | 135 | GC/MS Scan of 16 pesticides (atrazine, alachlor, etc.) | Heidelberg WQL www.heidelberg.edu (2003) |  | n/a |  |  |  | 2003
Herbicide/Pesticide Scan | 140 | Method 8270C, gas chromatography/mass spectrometry | Hoosier Microbiological Laboratory - www.hml.com (2006) |  | n/a |  |  |  | 2006
Well Sample Analysis (nitrate, sulfate or chloride) | 20 |  | Corsica River, MD |  | n/a |  |  | each | 2006
SOILS
Nitrate analysis of soil cores (per core) | 4 |  | Corsica River, MD |  | n/a |  |  |  | 2006
Nitrate | 5 | 1:5 Water Extraction Soil Analysis | SWAT Laboratory, NM State U. - http://swatlab.nmsu.edu (2004) |  | n/a |  |  |  | 2004
Nitrate | 8.45 | Equilibrium extraction with KCl and determination by flow-injection analyzer. Grinding is $4.15 per sample. | UC-Davis Ag and Natural Resources Analytical Laboratory, http://danranlab.ucanr.org (2006) | mg/Kg | 0.1 |  |  |  | 2006
Subsoil Nitrate-N | 2 | NO3-N (0.008M Calcium Phosphate) | Oklahoma State University http://www.soiltesting.okstate.edu/pricelist.htm (2010 list) | [5 empty] | 2010 (retrieved 6-21-2012)
Nitrate-N or Ammonium-N | 4 | NO3-N or NH4-N (1M KCl) | Oklahoma State University http://www.soiltesting.okstate.edu/pricelist.htm (2010 list) | [5 empty] | 2010 (retrieved 6-21-2012)
Nitrate-N and Ammonium-N | 5 | NO3-N and NH4-N (1M KCl) | Oklahoma State University http://www.soiltesting.okstate.edu/pricelist.htm (2010 list) | [5 empty] | 2010 (retrieved 6-21-2012)
Total Nitrogen | 13.85 | Combustion gas analyzer method. Grinding is $4.15 per sample. | UC-Davis Ag and Natural Resources Analytical Laboratory, http://danranlab.ucanr.org (2006) | % | 0.04 |  |  |  | 2006
TKN | 13.85 | Wet oxidation of organic matter w/ micro Kjeldahl procedure with sulfuric acid and digestion catalyst. Grinding is $4.15 per sample. | UC-Davis Ag and Natural Resources Analytical Laboratory, http://danranlab.ucanr.org (2006) | %N | 0.001 |  |  |  | 2006
Phosphorus | 5 | NaHCO3 | SWAT Laboratory, NM State U. - http://swatlab.nmsu.edu (2004) |  | n/a |  |  |  | 2004
Phosphate | 8.45 | Bray (acidic soil); grinding is $4.15 per sample. | UC-Davis Ag and Natural Resources Analytical Laboratory, http://danranlab.ucanr.org (2006) | mg/Kg | 0.5 |  |  |  | 2006
Phosphate | 8.45 | Olsen (alkaline soil); grinding is $4.15 per sample. | UC-Davis Ag and Natural Resources Analytical Laboratory, http://danranlab.ucanr.org (2006) | mg/Kg | 1 |  |  |  | 2006
pH (1:1), Lime requirement (Sikora Buffer), NO3-N, Soil test P & K by Mehlich 3 (M3) | 10 | Lime requirement (Sikora Buffer), Soil test P & K by Mehlich 3 (M3) | Oklahoma State University http://www.soiltesting.okstate.edu/pricelist.htm (2010 list) | [5 empty] | 2010 (retrieved 6-21-2012)
Secondary Nutrients | 4 | Mg, Ca (M3) and SO4-S (0.008M Calcium Phosphate) | Oklahoma State University http://www.soiltesting.okstate.edu/pricelist.htm (2010 list) | [5 empty] | 2010 (retrieved 6-21-2012)
Micronutrients | 4 | Fe, Zn, Cu, B (DTPA-Sorbitol) | Oklahoma State University http://www.soiltesting.okstate.edu/pricelist.htm (2010 list) | [5 empty] | 2010 (retrieved 6-21-2012)
Salinity Management (1:1 soil to water extraction) | 15 | Na, Ca, Mg, K, B, EC, TSS (total soluble salts), SAR, ESP, pH | Oklahoma State University http://www.soiltesting.okstate.edu/pricelist.htm (2010 list) | [5 empty] | 2010 (retrieved 6-21-2012)
Comprehensive Salinity (Saturated paste extraction) | 40 | Na, Ca, Mg, K, B, EC, TSS, SAR, ESP, pH, Cl-, CO3=, HCO3-, NO3-N, SO4= | Oklahoma State University http://www.soiltesting.okstate.edu/pricelist.htm (2010 list) | [5 empty] | 2010 (retrieved 6-21-2012)
Textural Class (Hydrometer) | 10 | Sand%, Silt%, Clay%, Textural class | Oklahoma State University http://www.soiltesting.okstate.edu/pricelist.htm (2010 list) | [5 empty] | 2010 (retrieved 6-21-2012)
Soil Organic Matter | 6 | OM% (Combustion or LOI) | Oklahoma State University http://www.soiltesting.okstate.edu/pricelist.htm (2010 list) | [5 empty] | 2010 (retrieved 6-21-2012)
OC or TN or both | 6 | OC% or TN% (Combustion OC% or TN% (Combustion) | Oklahoma State University http://www.soiltesting.okstate.edu/pricelist.htm (2010 list) | [5 empty] | 2010 (retrieved 6-21-2012)
INVERTEBRATES
Unsorted (not removed from sample matrix) composite stream samples taken from 0.3 to 1 square meter area. | $130 to $175 (typically) | Standard taxonomic effort, incl. Chironomid midges to genus. Spreadsheet of abundance & summary statistics. Extensive listing of calculated metrics. Summary and interpretation. Table of scores. | www.aquaticbio.com, Corvallis, OR |  | n/a |  |  |  | 2007
Unsorted (not removed from sample matrix) replicate stream samples taken from 1 sq ft or 0.1 square meter area. | $80 to $100 (typically) | Standard taxonomic effort, incl. Chironomid midges to genus. Spreadsheet of abundance & summary statistics. Extensive listing of calculated metrics. Summary and interpretation. Table of scores. | www.aquaticbio.com, Corvallis, OR |  | n/a |  |  |  | 2007
Sorted samples (removed from matrix and put into a vial) with 500-600 organisms | 65 | Standard taxonomic effort, incl. Chironomid midges to genus. Spreadsheet of abundance & summary statistics. Extensive listing of calculated metrics. Summary and interpretation. Table of scores. | www.aquaticbio.com, Corvallis, OR |  | n/a |  |  |  | 2007
Taxonomic Work | $40/hr | PhD hourly rate | www.aquaticbio.com, Corvallis, OR |  | n/a |  |  |  | 2007

## Preservation and Holding Times
Users can add information to the right of (column F) and below (row 87) the red line. Rows 88-1000 are unprotected.
Variable | Method | Preservation Required | Maximum Holding Time | Source
NUTRIENTS
NO2 | Ion Chromatography - EPA Method 300.0 | Cool to 4 degrees C | 48 hours | National Environmental Methods Index - www.nemi.gov (2006)
NO2 | EPA Method 354.1 - spectrophotometry | Cool to 4 degrees C | Analyze ASAP or hold up to 48 hours if refigerated. | National Environmental Methods Index - www.nemi.gov (2006)
NO2 | WaterWorks Nitrate/Nitrogen Test Strips (#480009) | Ice or refrigerate. | Analyze same day. | www.sensafe.com (Industrial Test Systems, 2007); this kit is used by Indiana Riverwatch
NO2 | Standard Methods 4500NO2B - Colorimetry | Freeze at -20 degrees C or cool to 4 degrees C | Analyze ASAP or hold up to 48 hours if frozen or refigerated. | National Environmental Methods Index - www.nemi.gov (2006)
NO3 | Standard Methods 4500NO3D - nitrate electrode method
NO3 | WaterWorks Nitrate/Nitrogen Test Strips (#480009) | Ice or refrigerate. | Analyze same day. | www.sensafe.com (Industrial Test Systems, 2007); this kit is used by Indiana Riverwatch
NO2+ NO3 | EPA Method 353.2 - colorimetry | Cool to 4 degrees C if analyzed within 24 hours. 2 ml H2SO4 per liter of sample and cool to 4 degrees C if delivered after 24 hours | 24 hours w/out acid. 48 hours for nitrate or nitrite singly. 28 days for nitrate+nitrite. | National Environmental Methods Index - www.nemi.gov (2006)
NH3 | EPA Method 350.1 - ammonia by automated colorimetry (phenate) | H2SO4 to pH<2, cool to 4 degrees C | 28 days | National Environmental Methods Index - www.nemi.gov (2006)
NH3 | EPA Method 350.2 Nesslerization or Titrimetry | H2SO4 to pH<2, cool to 4 degrees C | 28 days | National Environmental Methods Index - www.nemi.gov (2006)
NH3 | EPA Method 350.3 - potentiometric determination using ion selective electrode | H2SO4 to pH<2, cool to 4 degrees C | 28 days | National Environmental Methods Index - www.nemi.gov (2006)
TKN | EPA Method 351.2 - semiautomated block digestion and colorimetry | Add 2 ml H2SO4 per liter of sample and cool to 4 degrees C | 28 days but ASAP preferred because even with H2SO4 organic N can convert to ammonia | National Environmental Methods Index - www.nemi.gov (2006)
TKN | Standard Methods 4500-NB - organic N in water by macro-Kjeldahl | H2SO4 to pH 1.5 or 2, cool to 4 degrees C. After sample size is selected, dilute sample to 300 ml, neutralize to pH 7, and add sodium thiosulfate dechlorinating agent equivalent to the chlorine residual. | ASAP preferred but 7 days if acidified | National Environmental Methods Index - www.nemi.gov (2006)
Total N | EPA Method 351.4 (Kjeldahl) - Digestion converts TKN to ammonia; EDTA is added and ammonia concentration is measured with ion selective electrode | Add 2 ml H2SO4 per liter of sample and cool to 4 degrees C | 28 days but ASAP preferred because even with H2SO4 organic N can convert to ammonia | National Environmental Methods Index - www.nemi.gov (2006)
PO4 | EPA Method 365.1 - Phosphorus (all forms) by semi-automated colorimetry (ascorbic acid) | H2SO4 to pH<2; Cool to 4 degrees C | 24 hours for total dissolved. 48 hours for dissolved orthophosphate. 28 days for hydrolyzable and total. | National Environmental Methods Index - www.nemi.gov (2006)
PO4 | EPA Method 365.2 - Phosphorus (all forms) by colorimetry (ascorbic acid) | H2SO4 to pH<2; Cool to 4 degrees C. If samples are collected near benthic deposits, take care not to include materials from the deposits. | 24 hours for total dissolved. 48 hours for dissolved orthophosphate. 28 days for hydrolyzable and total. | National Environmental Methods Index - www.nemi.gov (2006)
PO4 | Total Reactive Ortho Standard Methods 4500 PE (modified) | If dissolved phosphorus forms are to be differentiated, filter sample immediately after collection. Preserve by freezing at or below -10 degrees C. Add 40 mg HgCl2/L to the samples, especially when they are to be stored for long periods. If total P alone is to be determined, add 1 mL conc HCl/L or freeze without any additions. Do not store samples containing low concentrations of phosphorus in plastic bottles unless kept in a frozen state because phosphates may be adsorbed onto the walls of plastic bottles | 48 hours | National Environmental Methods Index - www.nemi.gov (2006)
PO4 | Orthophosphate (reactive) Test Strips (#K-8510) | Ice or refrigerate. | Same day analysis required. | www.chemetrics.com (2007); this kit is used by Indiana Riverwatch
Total P | EPA Method 365.4 - Phosphorus (total) by automated colorimetry (block digestor AA II) | H2SO4 to pH<2; Cool to 4 degrees C | 24 hours for total dissolved. 48 hours for dissolved orthophosphate. 28 days for hydrolyzable and total. | National Environmental Methods Index - www.nemi.gov (2006)
Total P | EPA Method 200.7 - Determination of metals by inductively coupled plasma-atomic emission spectrometry (ICP-AES). | For dissolved elements, filter aqueous sample through a 0.45-um pore membrane filter. Adjust the pH of the filtrate to < 2 with (1+1) HNO3. For total recoverable elements, adjust the pH of the sample to < 2 with (1+1)HNO3. If acid preservation in the field is not feasabile, preservation may take place at the laboratory if the sample is received by the laboratory within two weeks and is acidified at pH < 2 for 16 hours. | 6 months | National Environmental Methods Index - www.nemi.gov (2006)
TURBIDITY AND SOLIDS (DISSOLVED AND TOTAL)
Turbidity | EPA Method 180.1 - Nephelometric (turbidimeter) | Cool to 4 degrees C | 48 hours but ASAP recommended. | National Environmental Methods Index - www.nemi.gov (2006)
Turbidity | Standard Methods 2130 B | Cool to 4 degrees C | 48 hours but ASAP recommended. | Various
Total Suspended Solids | EPA Method 160.2 - Residue, Non-filterable (gravimetric, dried at 103-105 degrees C) | Cool to 4 degrees C | 7 days but ASAP recommended. | National Environmental Methods Index - www.nemi.gov (2006)
Total Suspended Solids | Standard Methods 2540 D | Cool to 4 degrees C | 7 days but ASAP recommended. | Nebraska Water Environment Association, www.ne-wea.org (2000)
Total Solids | EPA Method 160.3 - Residue, Total (Gravimetric, Dried at 103-105 degrees C) | Cool to 4 degrees C | 7 days but ASAP recommended. | National Environmental Methods Index - www.nemi.gov (2006)
Total Residue | Standard Methods 2540 B | None; immediate analysis required. | ASAP | Texas Dept. of State Health Services - http://www.dshs.state.tx.us/lab/mrs_en_test_dw-inorg.htm
Total Dissolved Solids | Standard Methods 2540 C | Cool to 4 degrees C | 14 days | Texas Dept. of State Health Services - http://www.dshs.state.tx.us/lab/mrs_en_test_dw-inorg.htm
Total Dissolved Solids | EPA Method 160.1 - Residue, Filterable (Gravimetric, Dried at 180 degrees C) | Cool to 4 degrees C | 7 days but ASAP recommended. | National Environmental Methods Index - www.nemi.gov (2006)
Volatile Solids | EPA Method 160.4 - gravimetric, muffle furnace ignition at 550 degrees C | Cool to 4 degrees C | 7 days but ASAP recommended. | National Environmental Methods Index - www.nemi.gov (2006)
Volatile Suspended Solids | Standard Methods 2540E | Cool to 4 degrees C | 7 days but ASAP recommended. | Nebraska Water Environment Association, www.ne-wea.org (2000)
Hardness | Standard Methods 2340B - Hardness in water by EDTA titration | Add HNO3 to pH<2. Cool to 4 degrees C | 6 months | National Environmental Methods Index - www.nemi.gov (2006)
Hardness | EPA Method 130.2 - Titrimetry using EDTA | Add HNO3 to pH<2. Cool to 4 degrees C | 6 months | National Environmental Methods Index - www.nemi.gov (2006)
Hardness | EPA Method 130.1 - Total Hardness by Spectrophotometer (automated colorimetric, EDTA) | Add HNO3 to pH<2. Cool to 4 degrees C | 6 months | National Environmental Methods Index - www.nemi.gov (2006)
Conductance | EPA Method 120.1 - Conductance by conductivity meter | Filter through a 0.45 micron filter and cool to 4 degrees C if analysis not completed within 24 hours. | 24 hours unpreserved; 28 days preserved | National Environmental Methods Index - www.nemi.gov (2006)
Chloride | EPA Method 300.0 - Ion Chromatography | none | 28 days | National Environmental Methods Index - www.nemi.gov (2006)
Chloride | EPA Method 325.3 - Titrimetry with mercuric nitrate | none | 28 days | National Environmental Methods Index - www.nemi.gov (2006)
BACTERIA
Fecal Coliform | Membrane Filter - Standard Method 9222B - Standard Total Coliform Membrane Filter Procedure | Filter through 0.45 micron membrane filter immediately after collection, place filter in transport medium (preservative) and ship/take to laboratory in sealed container. | Sample can be kept on holding/preservative medium for max of 72 hours before culturing and enumeration in lab. | National Environmental Methods Index - www.nemi.gov (2006)
Fecal Coliform | Colilert - Total Coliform and E. Coli - Standard Method 9223B - Enzyme substrate assay for measuring total coliforms and E. coli | Cool to 1 to 4 degrees C | <6 hours for compliance; <24 hours for routine monitoring, but <6 hours recommended. | National Environmental Methods Index - www.nemi.gov (2006)
Fecal Coliform | Standard Method 9222D Membrane Filter | Cool to 1 to 4 degrees C | <6 hours for compliance; <24 hours for routine monitoring, but <6 hours recommended. | National Environmental Methods Index - www.nemi.gov (2006)
Fecal Coliform | Heterotrophic Plate Count - Standard Method 9215B, Pour plate method | Cool to 1 to 4 degrees C; 0.008% NA | 8 hours | http://www.epa.gov/etv/pdfs/testplan/02_tp_oxi_2b.pdf (2000)
Total Coliform Bacteria | Colilert - Total Coliform and E. Coli - P/A (presence/absence) Assumed Colilert-18 test kit method for detection limit and range. | Cool to 1 to 4 degrees C | <6 hours for compliance; <24 hours for routine monitoring, but <6 hours recommended. | National Environmental Methods Index - www.nemi.gov (2006)
Total Coliform Bacteria | Colilert - Total Coliform and E. Coli - MPN - Assumed Colilert-18 test kit method for detection limit and range. | Cool to 1 to 4 degrees C | <6 hours for compliance; <24 hours for routine monitoring, but <6 hours recommended. | National Environmental Methods Index - www.nemi.gov (2006)
Total Coliform Bacteria | Micrology Labs Coliscan Easygel; can do both E. coli and coliforms | Ice or refrigerate. | Cooling/icing is required if sample is not plated within 1 hour, but maxium holding time is not specified. | www.micrologylabs.com (2007); this kit is used by Indiana Riverwatch
E. coli | Standard Method 9213D - E. coli by MF plating on mTEC agar | Cool to 1 to 4 degrees C | <6 hours for compliance; <24 hours for routine monitoring, but <6 hours recommended. | National Environmental Methods Index - www.nemi.gov (2006)
E. coli | Micrology Labs Coliscan Easygel; can do both E. coli and coliforms | Ice or refrigerate. | Cooling/icing is required if sample is not plated within 1 hour, but maxium holding time is not specified. | www.micrologylabs.com (2007); this kit is used by Indiana Riverwatch
Fecal Streptococci | Standard Method 9230C (same as EPA Method 1106.1 for which this information applies) | Cool to 1 to 4 degrees C | <6 hours | http://epa.gov/waterscience/methods/biological/11061enterococcus.pdf
pH-RELATED
Alkalinity | EPA Method 310.1 - Alkalinity by titration (pH 4.5) | Cool to 4 degrees C | 14 days but ASAP preferred. | National Environmental Methods Index - www.nemi.gov (2006)
pH | WaterWorks pH Test Strips (#481104) | None | On-site analysis required | www.sensafe.com (Industrial Test Systems, 2007); this kit is used by Indiana Riverwatch
OXYGEN DEMAND AND OXYGEN
BOD, 5-day | EPA Method 405.1 - Dark bottle; measure DO before/after incubation. Detection limit and range are for D.O. membrane electrode (method 360.1) | Use of 60 ml incubation bottles with oxygen probe methods is often convenient. | 48 hours | National Environmental Methods Index - www.nemi.gov (2006)
COD | EPA Method 401.4, automated colorimetry | H2SO4 to pH<2; Cool to 4 degrees C | 28 days | National Environmental Methods Index - www.nemi.gov (2006)
Dissolved Oxygen | EPA Method 360.1 - D.O. by membrane electrode | Collect samples in BOD bottles according to method recommendations, and record the temperature. If samples have applicable iron demand or ferrous iron concentration, analyze as soon as possible. If not, samples may be preserved (as described in the method) and analysis may occur between 4 and 8 hours after collection. | 8 hours preserved | National Environmental Methods Index - www.nemi.gov (2006)
Dissolved Oxygen | D.O. Test kit model #K-7512 | None | On-site analysis required | www.chemetrics.com (2007); this kit is used by Indiana Riverwatch
CHLOROPHYLL
Chlorophyll | Standard Methods 10200H | Collect in amber jars and store at 4 degrees C in dark environment. Put on ice after sample collected to prevent degradation. | Filter within 48 hours. Filters can be stored frozen for <14 days before analysis. | Texas Water Conservation Association, http://www.twca.org/report/appendix_e.pdf (2004)
METALS
Cadmium | EPA Method 200.9 - Graphite Furnace Atomic Absorption | For dissolved: filter through a 0.45 micron filter at time of collection. Acidify filtrate to pH <2 with 1:1 HNO3. For total: Acidify sample with 1:1 HNO3 to pH <2, hold for 16 hours, verify pH, and add more acid if necessary. | 6 months | National Environmental Methods Index - www.nemi.gov (2006)
Chromium | EPA Method 200.9 - Total chromium | For dissolved: filter through a 0.45 micron filter at time of collection. Acidify filtrate to pH <2 with 1:1 HNO3. For total: Acidify sample with 1:1 HNO3 to pH <2, hold for 16 hours, verify pH, and add more acid if necessary. | 6 months | National Environmental Methods Index - www.nemi.gov (2006)
Copper | EPA Method 200.7 - Inductively Coupled Plasma-Atomic Emission Spectrometry | For dissolved: filter sample through a 0.45-um pore membrane filter. Adjust pH of filtrate to < 2 with (1:1) HNO3. For total recoverable: adjust pH of sample to < 2 with (1:1)HNO3. If acid preservation in field is not feasabile, preservation may take place at laboratory if sample is received by laboratory within two weeks and is acidified at pH < 2 for 16 hours. | 6 months | National Environmental Methods Index - www.nemi.gov (2006)
Metals (each) | EPA Method 200.7 - Inductively Coupled Plasma-Atomic Emission Spectrometry - per metal; 3 minimum | For dissolved: filter sample through a 0.45-um pore membrane filter. Adjust pH of filtrate to < 2 with (1:1) HNO3. For total recoverable: adjust pH of sample to < 2 with (1:1)HNO3. If acid preservation in field is not feasabile, preservation may take place at laboratory if sample is received by laboratory within two weeks and is acidified at pH < 2 for 16 hours. | 6 months | National Environmental Methods Index - www.nemi.gov (2006)
Zinc | EPA Method 200.7 | For dissolved: filter sample through a 0.45-um pore membrane filter. Adjust pH of filtrate to < 2 with (1:1) HNO3. For total recoverable: adjust pH of sample to < 2 with (1:1)HNO3. If acid preservation in field is not feasabile, preservation may take place at laboratory if sample is received by laboratory within two weeks and is acidified at pH < 2 for 16 hours. | 6 months | National Environmental Methods Index - www.nemi.gov (2006)
ORGANICS
Oil & Grease | EPA Method 413.1 - oil & grease in water by extraction and gravimetry (separatory funnel extraction) | H2SO4 to pH<2; Cool to 4 degrees C | 28 days | Barnstable County, MA - www.barnstablecountyhealth.org (2006)
Oil & Grease | EPA Method 413.1 - oil & grease in water by extraction and gravimetry (separatory funnel extraction) | If analysis delayed for several hours, preserve 1 L sample (in glass bottle) by adding 5 ml HCL and cooling to 4 degrees C. | 28 days | National Environmental Methods Index - www.nemi.gov (2006)
Pesticides | GC/MS Scan of 16 pesticides (atrazine, alachlor, etc.) | Generally collected in 1-liter amber glass bottles, sealed, and stored at 4 degrees C. | 4 to 7 days depending on method | National Environmental Methods Index - www.nemi.gov (2006)
Herbicide/Pesticide Scan | Method 8270C, gas chromatography/mass spectrometry | W/out residual chlorine, cool to 4 degrees C. With residual chlorine, add 3 ml 10% sodium thiosulfate per gallon and cool to 4 degrees C. | 7 days from holding to extraction. 40 days from extraction to analysis. | Keika Ventures, http://www.keikaventures.com/analyticalmethod.cfm?m=1315 (2006)
SOILS
Nitrate | 1:5 Water Extraction Soil Analysis | n/a | n/a | SWAT Laboratory, NM State U. - http://swatlab.nmsu.edu (2004)
Phosphorus | NaHCO3 | n/a | n/a | SWAT Laboratory, NM State U. - http://swatlab.nmsu.edu (2004)
Invertebrate Samples
Sorted or unsorted (not removed from sample matrix) composite or replicate stream samples | Standard taxonomic effort, incl. Chironomid midges to genus. Spreadsheet of abundance & summary statistics. Extensive listing of calculated metrics. Summary and interpretation. Table of scores. | Preserve most field samples with 95% or 99% alcohol very soon after collection. | n/a | www.aquaticbio.com, Corvallis, OR

## MonDesign Lookup
Design | No. Sites
Above/Below | 2
Paired-Watershed | 2
Trend | 1
Compliance | Enter Number
Multiple Watershed (Not Available) | Enter Number
Soil Testing (Not Available) | Enter Number
Synoptic Survey | Enter Number

## MonDesign Lookup (2)
Sampling Type
BiologicalHabitat
GrabSamples
Loads
Sondes
Survey

## MonDesign Lookup (3)
Variables Group
Nutrients and Sediment
Bacteria, Nutrients, and Sediment
Metals and Sediment
Nutrients and Turbidity
Nutrients, Turbidity, and Metals
Biological Monitoring Kick Net
Biological Montitoring D-Frame Dip Net
Synoptic Survey Variables

## MonDesign
| Sampling Type | Variable Set | BiologicalHabitat | GrabSamples | Sondes | Loads
A | Sonde | Nutrients and Turbidity | Biological Monitoring Kick Net | Nutrients and Sediment | Nutrients and Turbidity | Nutrients and Sediment
|  |  | Biological Monitoring D-Frame Dip Net | Bacteria, Nutrients, and Sediment | Nutrients, Turbidity, and Metals | Bacteria, Nutrients, and Sediment
|  |  |  | Metals and Sediment |  | Metals and Sediment
Survey
BioHab | Grab |  |  | Synoptic Survey Variables

## Salaries (hidden)
Level | Hourly Rate ($/hr)
PL1 | 34
PL2 | 56
PL3 | 80
PL4 | 130

## Yes No (hidden)
No
Yes

## SalaryAdjust (hidden)
0.5
0.6
0.7
0.8
0.9
1
1.1
1.2
1.3
1.4
1.5

## Inflation
Base Year for Cost Estimations is 2012 (labor is major cost in most cases, and it is based on 2012).
Inflation rate assumption from 2012: |  | 0 | %
2
Year | Dollar Value ($) | 2
2012 | 1 | 0
2013 | 1 | 0
2014 | 1 | 0
2015 | 1 | 0
2016 | 1 | 0
2017 | 1 | 2
2018 | 1 | 2
2019 | 1 | 2
2020 | 1 | 2
2021 | 1 | 2
2022 | 1 | 2
2023 | 1 | 2
2024 | 1 | 2
2025 | 1 | 2
2026 | 1 | 2
2027 | 1 | 2
2028 | 1 | 2
2029 | 1 | 2
2030 | 1 | 2
2031 | 1 | 2
2032 | 1 | 2
2033 | 1 | 2
2034 | 1 | 2
2035 | 1 | 2
2036 | 1 | 2
2037 | 1 | 2
2038 | 1 | 2
2039 | 1 | 2
2040 | 1 | 2
2041 | 1 | 2
2042 | 1 | 2
2043 | 1 | 2
2044 | 1 | 2
2045 | 1 | 2
2046 | 1 | 2
2047 | 1 | 2
2048 | 1 | 2
2049 | 1 | 2
2050 | 1 | 2
2051 | 1 | 2
2052 | 1 | 2
2053 | 1 | 2
2054 | 1 | 2
2055 | 1 | 2
2056 | 1 | 2
2057 | 1 | 2
2
2
2
2
2
2
2
2
2
2
2
2
2
2
2
2
2
2
2
2
2
2
2
2
2
2
2
2
2
2
2
2
2
2
2
2
2
2
2
2
2
2
2
2
2
2
2
2
2
2
2
2
2
2
2
2
2
2
2
2
2
2
2
2
2
2
2
2
2
2
2
2
2
2
2
2
2
2
2
2
2
2
2
2
2
2
2
2
2
2
2
2
2
2
2
2
2
2
2
2
2
2
2
2
2
2
2
2
2
2
2
2
2
2
2
2
2
2
2
2
2
2
2
2
2
2
2
2
2
2
2
2
2
2
2
2
2
2
2
2
2
2
2
2
2
2
2
2
2
2
2
2
2
2
2
2
2
2
2
2
2
2
2
2
2
2
2
2
2
2
2
2
2
2
2
2
2
2
2
2
2
2
2
2
2
2
2
2
2
2
2
2
2
2
2
2
2
2
2
2
2
2
2
2
2
2
2
2
2
2
2
2
2
2
2
2
2
2
2
2
2
2
2
2
2
2
2
2
2
2
2
2
2
2
2
2
2
2
2
2
2
2
2
2
2
2
2
2
2
2
2
2
2
2
2
2
2
2