Dubuque | 1046_G_IC1 | 1046 | G | IC1 |  | Combustion Turbine | IC Engine | MIS_IA | Iowa | 19 | Dubuque | 61 | 19061 | 2.1 | 12774 | 1966 | 2016 |  |  | N | Distillate Fuel Oil | [15 empty] | 2.3355 | 2.3355 | 2.3355 | 2.3355
Dubuque | 1046_G_IC2 | 1046 | G | IC2 |  | Combustion Turbine | IC Engine | MIS_IA | Iowa | 19 | Dubuque | 61 | 19061 | 1.6 | 12774 | 1966 | 2016 |  |  | N | Distillate Fuel Oil | [15 empty] | 2.3355 | 2.3355 | 2.3355 | 2.3355
Jack Watson | 2049_G_1 | 2049 | G | 1 |  | O/G Steam |  | S_SOU | Mississippi | 28 | Harrison | 47 | 28047 | 76 | 12686 | 1957 | 2015 |  |  | N | Natural Gas | [15 empty] | 0.28952 | 0.28952 | 0.28952 | 0.28952
Jack Watson | 2049_G_2 | 2049 | G | 2 |  | O/G Steam |  | S_SOU | Mississippi | 28 | Harrison | 47 | 28047 | 76 | 11396 | 1960 | 2015 |  |  | N | Natural Gas | [15 empty] | 0.28952 | 0.28952 | 0.28952 | 0.28952
Arizona Western College PV | 57765_G_GV1 | 57765 | G | GV1 |  | Solar PV |  | WECC_AZ | Arizona | 4 | Yuma | 27 | 04027 | 0.5 | 0 | 2011 | 2014 |  |  | N | Solar | [15 empty] | 0 | 0 | 0 | 0
Arizona Western College PV | 57765_G_GV2 | 57765 | G | GV2 |  | Solar PV |  | WECC_AZ | Arizona | 4 | Yuma | 27 | 04027 | 0.5 | 0 | 2011 | 2014 |  |  | N | Solar | [15 empty] | 0 | 0 | 0 | 0
Trinity Oaks Energy | 57877_G_UNT1 | 57877 | G | UNT1 |  | Landfill Gas |  | ERC_REST | Texas | 48 | Dallas | 113 | 48113 | 1.5 | 13500 | 2009 | 2014 |  |  | N | Landfill Gas | [15 empty] | 0.09 | 0.09 | 0.09 | 0.09
Trinity Oaks Energy | 57877_G_UNT2 | 57877 | G | UNT2 |  | Landfill Gas |  | ERC_REST | Texas | 48 | Dallas | 113 | 48113 | 1.5 | 13500 | 2009 | 2014 |  |  | N | Landfill Gas | [15 empty] | 0.09 | 0.09 | 0.09 | 0.09
Central Utilities Plant LAX | 10048_G_GEN1 | 10048 | G | GEN1 |  | Combustion Turbine | Combustion Turbine | WEC_LADW | California | 6 | Los Angeles | 37 | 06037 | 3.5 | 8700 | 1985 | 2013 |  |  | Y | Natural Gas | [14 empty] | 0.74 | 0.0267 | 0.0267 | 0.0267 | 0.0267
Central Utilities Plant LAX | 10048_G_GEN2 | 10048 | G | GEN2 |  | Combustion Turbine | Combustion Turbine | WEC_LADW | California | 6 | Los Angeles | 37 | 06037 | 3.5 | 8700 | 1985 | 2013 |  |  | Y | Natural Gas | [14 empty] | 0.74 | 0.0267 | 0.0267 | 0.0267 | 0.0267
Asbury Park Press | 10157_G_ENG1 | 10157 | G | ENG1 |  | Combustion Turbine | IC Engine | PJM_EMAC | New Jersey | 34 | Monmouth | 25 | 34025 | 0.7 | 8700 | 1987 | 2014 |  |  | Y | Natural Gas | [15 empty] | 0.2192 | 0.2192 | 0.2192 | 0.2192
Asbury Park Press | 10157_G_ENG2 | 10157 | G | ENG2 |  | Combustion Turbine | IC Engine | PJM_EMAC | New Jersey | 34 | Monmouth | 25 | 34025 | 0.7 | 8700 | 1987 | 2014 |  |  | Y | Natural Gas | [15 empty] | 0.2232 | 0.2232 | 0.2232 | 0.2232
Cardinal Cogen | 10168_G_GTG1 | 10168 | G | GTG1 |  | Combined Cycle |  | WEC_CALN | California | 6 | Santa Clara | 85 | 06085 | 32 | 9714 | 1987 | 2015 |  |  | Y | Natural Gas | [15 empty] | 0.008 | 0.008 | 0.008 | 0.008
Cardinal Cogen | 10168_G_STG1 | 10168 | G | STG1 |  | Combined Cycle |  | WEC_CALN | California | 6 | Santa Clara | 85 | 06085 | 9.4 | 9714 | 1988 | 2015 |  |  | Y | Natural Gas | [15 empty] | 0.008 | 0.008 | 0.008 | 0.008
IMC Phosphates Company Uncle Sam | 10198_G_GEN1 | 10198 | G | GEN1 |  | Non-Fossil Waste |  | S_D_AMSO | Louisiana | 22 | St. James | 93 | 22093 | 10.2 | 9716 | 1968 | 2011 |  |  | Y | Non-Fossil Waste | [15 empty] | 0 | 0 | 0 | 0
Bayou Cogen Plant | 10298_G_GEN1 | 10298 | G | GEN1 |  | Combustion Turbine | Combustion Turbine | ERC_REST | Texas | 48 | Harris | 201 | 48201 | 65 | 8700 | 1984 | 2014 |  |  | Y | Natural Gas | [14 empty] | 3 | 0.30501 | 0.30501 | 0.30501 | 0.30501
Logansport | 1032_G_6 | 1032 | G | 6 |  | Combustion Turbine | Combustion Turbine | MIS_INKY | Indiana | 18 | Cass | 17 | 18017 | 15 | 10745 | 1969 | 2016 |  |  | N | Natural Gas | [14 empty] | 1.6 | 0.24798 | 0.24798 | 0.24798 | 0.24798
Newby Island I | 10388_G_1 | 10388 | G | 1 |  | Landfill Gas |  | WEC_CALN | California | 6 | Santa Clara | 85 | 06085 | 0.5 | 14430 | 1984 | 2013 |  |  | N | Landfill Gas | [15 empty] | 0.043947 | 0.043947 | 0.043947 | 0.043947
Newby Island I | 10388_G_2 | 10388 | G | 2 |  | Landfill Gas |  | WEC_CALN | California | 6 | Santa Clara | 85 | 06085 | 0.5 | 14431 | 1984 | 2013 |  |  | N | Landfill Gas | [15 empty] | 0.043947 | 0.043947 | 0.043947 | 0.043947
Newby Island I | 10388_G_3 | 10388 | G | 3 |  | Landfill Gas |  | WEC_CALN | California | 6 | Santa Clara | 85 | 06085 | 0.5 | 14431 | 1984 | 2013 |  |  | N | Landfill Gas | [15 empty] | 0.043947 | 0.043947 | 0.043947 | 0.043947
Newby Island I | 10388_G_4 | 10388 | G | 4 |  | Landfill Gas |  | WEC_CALN | California | 6 | Santa Clara | 85 | 06085 | 0.5 | 14431 | 1984 | 2013 |  |  | N | Landfill Gas | [15 empty] | 0.043947 | 0.043947 | 0.043947 | 0.043947
American Canyon Power Plant | 10392_G_1 | 10392 | G | 1 |  | Landfill Gas |  | WEC_CALN | California | 6 | Napa | 55 | 06055 | 0.7 | 15684 | 1985 | 2013 |  |  | N | Landfill Gas | [15 empty] | 0.043947 | 0.043947 | 0.043947 | 0.043947
American Canyon Power Plant | 10392_G_2 | 10392 | G | 2 |  | Landfill Gas |  | WEC_CALN | California | 6 | Napa | 55 | 06055 | 0.7 | 15685 | 1985 | 2013 |  |  | N | Landfill Gas | [15 empty] | 0.043947 | 0.043947 | 0.043947 | 0.043947
Lansing | 1047_G_IC1 | 1047 | G | IC1 |  | Combustion Turbine | IC Engine | MIS_IA | Iowa | 19 | Allamakee | 5 | 19005 | 1.2 | 17059 | 1970 | 2014 |  |  | N | Distillate Fuel Oil | [14 empty] | 2.5 | 0.73033 | 0.73033 | 0.73033 | 0.73033
Lansing | 1047_G_IC2 | 1047 | G | IC2 |  | Combustion Turbine | IC Engine | MIS_IA | Iowa | 19 | Allamakee | 5 | 19005 | 1.1 | 17059 | 1971 | 2014 |  |  | N | Distillate Fuel Oil | [14 empty] | 2.5 | 0.73033 | 0.73033 | 0.73033 | 0.73033
Puente Hills Energy Recovery | 10472_G_GEN2 | 10472 | G | GEN2 |  | Landfill Gas |  | WECC_SCE | California | 6 | Los Angeles | 37 | 06037 | 1.1 | 21140 | 1984 | 2013 |  |  | N | Landfill Gas | [15 empty] | 0.043947 | 0.043947 | 0.043947 | 0.043947
Gilman Mill | 10608_G_GEN5 | 10608 | G | GEN5 |  | Biomass |  | NENGREST | Vermont | 50 | Essex | 9 | 50009 | 3.7 | 17283 | 1982 | 2014 |  |  | Y | Biomass | [15 empty] | 0.22926 | 0.22926 | 0.22926 | 0.22926
AES Deepwater | 10670_G_REDST | 10670 | G | REDST |  | Non-Fossil Waste |  | ERC_REST | Texas | 48 | Harris | 201 | 48201 | 1 | 9758 | 2010 | 2013 |  |  | N | Non-Fossil Waste | [15 empty] | 0 | 0 | 0 | 0
Marina Landfill Gas | 10748_G_U3J98 | 10748 | G | U3J98 |  | Landfill Gas |  | WEC_CALN | California | 6 | Monterey | 53 | 06053 | 1 | 14415 | 1998 | 2016 |  |  | N | Landfill Gas | [15 empty] | 0.043947 | 0.043947 | 0.043947 | 0.043947
Mojave Cogen | 10850_G_GEN1 | 10850 | G | GEN1 |  | Combined Cycle |  | WECC_SCE | California | 6 | Kern | 29 | 06029 | 41 | 7722 | 1990 | 2014 |  |  | Y | Natural Gas | [15 empty] | 0.008 | 0.008 | 0.008 | 0.008
Mojave Cogen | 10850_G_GEN2 | 10850 | G | GEN2 |  | Combined Cycle |  | WECC_SCE | California | 6 | Kern | 29 | 06029 | 15.3 | 7722 | 1990 | 2014 |  |  | Y | Natural Gas | [15 empty] | 0.008 | 0.008 | 0.008 | 0.008
Alta Municipal Utilities | 1121_G_3 | 1121 | G | 3 |  | Combustion Turbine | IC Engine | MIS_MIDA | Iowa | 19 | Buena Vista | 21 | 19021 | 1 | 15398 | 1990 | 2014 |  |  | N | Distillate Fuel Oil | [14 empty] | 2.5 | 2.3355 | 2.3355 | 2.3355 | 2.3355
Bancroft | 1125_G_4 | 1125 | G | 4 |  | Combustion Turbine | IC Engine | MIS_MIDA | Iowa | 19 | Kossuth | 109 | 19109 | 0.3 | 13385 | 1948 | 2014 |  |  | N | Distillate Fuel Oil | [14 empty] | 2.5 | 0.73033 | 0.73033 | 0.73033 | 0.73033
Indianola | 1150_G_1 | 1150 | G | 1 |  | Combustion Turbine | IC Engine | MIS_MIDA | Iowa | 19 | Warren | 181 | 19181 | 0.6 | 12774 | 1946 | 2012 |  |  | N | Distillate Fuel Oil | [14 empty] | 2.5 | 0.73033 | 0.73033 | 0.73033 | 0.73033
Indianola | 1150_G_2 | 1150 | G | 2 |  | Combustion Turbine | IC Engine | MIS_MIDA | Iowa | 19 | Warren | 181 | 19181 | 1.3 | 12774 | 1949 | 2012 |  |  | N | Natural Gas, Distillate Fuel Oil | [14 empty] | 2.5 | 0.73033 | 0.73033 | 0.73033 | 0.73033
Indianola | 1150_G_4 | 1150 | G | 4 |  | Combustion Turbine | IC Engine | MIS_MIDA | Iowa | 19 | Warren | 181 | 19181 | 1.3 | 12774 | 1961 | 2012 |  |  | N | Natural Gas, Distillate Fuel Oil | [14 empty] | 2.5 | 0.73033 | 0.73033 | 0.73033 | 0.73033
La Porte | 1156_G_2 | 1156 | G | 2 |  | Combustion Turbine | IC Engine | MIS_IL | Iowa | 19 | Black Hawk | 13 | 19013 | 1.1 | 18102 | 1963 | 2013 |  |  | N | Distillate Fuel Oil | [14 empty] | 0.0555 | 0.73033 | 0.73033 | 0.73033 | 0.73033
La Porte | 1156_G_5 | 1156 | G | 5 |  | Combustion Turbine | IC Engine | MIS_IL | Iowa | 19 | Black Hawk | 13 | 19013 | 0.8 | 18036 | 1956 | 2013 |  |  | N | Distillate Fuel Oil | [14 empty] | 0.0563 | 0.73033 | 0.73033 | 0.73033 | 0.73033
Whittemore | 1201_G_1 | 1201 | G | 1 |  | Combustion Turbine | IC Engine | MIS_IL | Iowa | 19 | Kossuth | 109 | 19109 | 0.1 | 12774 | 1946 | 1990 |  |  | N | Natural Gas, Distillate Fuel Oil | [14 empty] | 2.5 | 0.73033 | 0.73033 | 0.73033 | 0.73033
Whittemore | 1201_G_2 | 1201 | G | 2 |  | Combustion Turbine | IC Engine | MIS_IL | Iowa | 19 | Kossuth | 109 | 19109 | 0.5 | 12774 | 1956 | 2008 |  |  | N | Natural Gas, Distillate Fuel Oil | [14 empty] | 2.5 | 0.73033 | 0.73033 | 0.73033 | 0.73033
Whittemore | 1201_G_3 | 1201 | G | 3 |  | Combustion Turbine | IC Engine | MIS_IL | Iowa | 19 | Kossuth | 109 | 19109 | 0.2 | 12774 | 1950 | 1991 |  |  | N | Natural Gas, Distillate Fuel Oil | [14 empty] | 2.5 | 0.73033 | 0.73033 | 0.73033 | 0.73033
Ashland | 1259_G_4 | 1259 | G | 4 |  | Combustion Turbine | IC Engine | SPP_N | Kansas | 20 | Clark | 25 | 20025 | 1.1 | 11497 | 1958 | 2014 |  |  | N | Distillate Fuel Oil | [15 empty] | 2.3355 | 2.3355 | 2.3355 | 2.3355
Hoisington | 1286_G_1 | 1286 | G | 1 |  | Combustion Turbine | IC Engine | SPP_N | Kansas | 20 | Barton | 9 | 20009 | 0.2 | 18585 | 1940 | 2004 |  |  | N | Distillate Fuel Oil | [15 empty] | 2.3355 | 2.3355 | 2.3355 | 2.3355
Jetmore | 1292_G_1 | 1292 | G | 1 |  | Combustion Turbine | IC Engine | SPP_N | Kansas | 20 | HODGEMAN | 83 | 20083 | 1 | 10745 | 1960 | 2014 |  |  | N | Natural Gas, Distillate Fuel Oil | [14 empty] | 3 | 2.3355 | 2.3355 | 2.3355 | 2.3355
Jetmore | 1292_G_2 | 1292 | G | 2 |  | Combustion Turbine | IC Engine | SPP_N | Kansas | 20 | HODGEMAN | 83 | 20083 | 0.4 | 10745 | 1951 | 2014 |  |  | N | Natural Gas, Distillate Fuel Oil | [14 empty] | 3 | 2.3355 | 2.3355 | 2.3355 | 2.3355
Jetmore | 1292_G_5 | 1292 | G | 5 |  | Combustion Turbine | IC Engine | SPP_N | Kansas | 20 | HODGEMAN | 83 | 20083 | 1.5 | 14843 | 1966 | 2014 |  |  | N | Natural Gas, Distillate Fuel Oil | [14 empty] | 3 | 2.3355 | 2.3355 | 2.3355 | 2.3355
Jetmore | 1292_G_6 | 1292 | G | 6 |  | Combustion Turbine | IC Engine | SPP_N | Kansas | 20 | HODGEMAN | 83 | 20083 | 1.2 | 10745 | 1966 | 2014 |  |  | N | Distillate Fuel Oil | [14 empty] | 3 | 2.3355 | 2.3355 | 2.3355 | 2.3355
Jetmore | 1292_G_7 | 1292 | G | 7 |  | Combustion Turbine | IC Engine | SPP_N | Kansas | 20 | HODGEMAN | 83 | 20083 | 0.9 | 10745 | 1966 | 2014 |  |  | N | Distillate Fuel Oil | [14 empty] | 3 | 2.3355 | 2.3355 | 2.3355 | 2.3355
Minneapolis City of | 1307_G_1 | 1307 | G | 1 |  | Combustion Turbine | IC Engine | SPP_N | Kansas | 20 | OTTAWA | 143 | 20143 | 0.4 | 12473 | 1936 | 2009 |  |  | N | Distillate Fuel Oil | [14 empty] | 3 | 2.3355 | 2.3355 | 2.3355 | 2.3355
Minneapolis City of | 1307_G_2 | 1307 | G | 2 |  | Combustion Turbine | IC Engine | SPP_N | Kansas | 20 | OTTAWA | 143 | 20143 | 0.5 | 12503 | 1947 | 2009 |  |  | N | Natural Gas, Distillate Fuel Oil | [14 empty] | 3 | 2.0543 | 2.0543 | 2.0543 | 2.0543
Great Bend | 1334_G_1 | 1334 | G | 1 |  | Combustion Turbine | IC Engine | SPP_WEST | Kansas | 20 | Barton | 9 | 20009 | 1 | 18000 | 1947 | 2013 |  |  | N | Natural Gas, Distillate Fuel Oil | [15 empty] | 2.0543 | 2.0543 | 2.0543 | 2.0543
Great Bend | 1334_G_2 | 1334 | G | 2 |  | Combustion Turbine | IC Engine | SPP_WEST | Kansas | 20 | Barton | 9 | 20009 | 1 | 18000 | 1947 | 2013 |  |  | N | Natural Gas, Distillate Fuel Oil | [15 empty] | 2.0543 | 2.0543 | 2.0543 | 2.0543
Great Bend | 1334_G_3 | 1334 | G | 3 |  | Combustion Turbine | IC Engine | SPP_WEST | Kansas | 20 | Barton | 9 | 20009 | 1 | 18000 | 1949 | 2013 |  |  | N | Natural Gas, Distillate Fuel Oil | [15 empty] | 2.0543 | 2.0543 | 2.0543 | 2.0543
Great Bend | 1334_G_4 | 1334 | G | 4 |  | Combustion Turbine | IC Engine | SPP_WEST | Kansas | 20 | Barton | 9 | 20009 | 1 | 18000 | 1949 | 2013 |  |  | N | Natural Gas, Distillate Fuel Oil | [15 empty] | 2.0543 | 2.0543 | 2.0543 | 2.0543
Great Bend | 1334_G_5 | 1334 | G | 5 |  | Combustion Turbine | IC Engine | SPP_WEST | Kansas | 20 | Barton | 9 | 20009 | 3 | 18000 | 1954 | 2013 |  |  | N | Natural Gas, Distillate Fuel Oil | [15 empty] | 2.0543 | 2.0543 | 2.0543 | 2.0543
Haefling | 1358_G_3 | 1358 | G | 3 |  | Combustion Turbine | Combustion Turbine | S_C_KY | Kentucky | 21 | Fayette | 67 | 21067 | 12 | 25000 | 1970 | 2013 |  |  | N | Natural Gas, Distillate Fuel Oil | [14 empty] | 4.8075 | 0.7001 | 0.7001 | 0.7001 | 0.7001
Bar Harbor | 1466_G_1 | 1466 | G | 1 |  | Combustion Turbine | IC Engine | NENG_ME | Maine | 23 | Hancock | 9 | 23009 | 2 | 10745 | 1961 | 2012 |  |  | N | Distillate Fuel Oil | [14 empty] | 2 | 2.3355 | 2.3355 | 2.3355 | 2.3355
Bar Harbor | 1466_G_2 | 1466 | G | 2 |  | Combustion Turbine | IC Engine | NENG_ME | Maine | 23 | Hancock | 9 | 23009 | 2 | 10745 | 1961 | 2014 |  |  | N | Distillate Fuel Oil | [14 empty] | 2 | 2.3355 | 2.3355 | 2.3355 | 2.3355
Bar Harbor | 1466_G_3 | 1466 | G | 3 |  | Combustion Turbine | IC Engine | NENG_ME | Maine | 23 | Hancock | 9 | 23009 | 2 | 10745 | 1961 | 2012 |  |  | N | Distillate Fuel Oil | [14 empty] | 2 | 2.3355 | 2.3355 | 2.3355 | 2.3355
Bar Harbor | 1466_G_4 | 1466 | G | 4 |  | Combustion Turbine | IC Engine | NENG_ME | Maine | 23 | Hancock | 9 | 23009 | 2 | 10745 | 1961 | 2014 |  |  | N | Distillate Fuel Oil | [14 empty] | 2 | 2.3355 | 2.3355 | 2.3355 | 2.3355
Brayton Point | 1619_G_IC1 | 1619 | G | IC1 |  | Combustion Turbine | IC Engine | NENGREST | Massachusetts | 25 | Bristol | 5 | 25005 | 2.5 | 10745 | 1967 | 2013 |  |  | N | Distillate Fuel Oil | [14 empty] | 0.78909 | 2.3355 | 2.3355 | 2.3355 | 2.3355
Brayton Point | 1619_G_IC2 | 1619 | G | IC2 |  | Combustion Turbine | IC Engine | NENGREST | Massachusetts | 25 | Bristol | 5 | 25005 | 2.5 | 10770 | 1967 | 2013 |  |  | N | Distillate Fuel Oil | [15 empty] | 2.3355 | 2.3355 | 2.3355 | 2.3355
Brayton Point | 1619_G_IC3 | 1619 | G | IC3 |  | Combustion Turbine | IC Engine | NENGREST | Massachusetts | 25 | Bristol | 5 | 25005 | 2.5 | 10770 | 1967 | 2013 |  |  | N | Distillate Fuel Oil | [14 empty] | 0.78909 | 2.3355 | 2.3355 | 2.3355 | 2.3355
Brayton Point | 1619_G_IC4 | 1619 | G | IC4 |  | Combustion Turbine | IC Engine | NENGREST | Massachusetts | 25 | Bristol | 5 | 25005 | 2.5 | 10770 | 1967 | 2013 |  |  | N | Distillate Fuel Oil | [14 empty] | 0.78909 | 2.3355 | 2.3355 | 2.3355 | 2.3355
Cecil Lynch | 167_G_4 | 167 | G | 4 |  | Combustion Turbine | IC Engine | S_D_N_AR | Arkansas | 5 | Pulaski | 119 | 05119 | 5 | 14400 | 1967 | 2013 |  |  | N | Distillate Fuel Oil | [15 empty] | 2.3355 | 2.3355 | 2.3355 | 2.3355
High Street Station | 1670_G_4 | 1670 | G | 4 |  | Combustion Turbine | IC Engine | NENGREST | Massachusetts | 25 | ESSEX | 9 | 25009 | 0.6 | 12774 | 1937 | 2006 |  |  | N | Distillate Fuel Oil | [15 empty] | 2.3355 | 2.3355 | 2.3355 | 2.3355
B E Morrow | 1696_G_A | 1696 | G | A |  | Combustion Turbine | Combustion Turbine | MIS_LMI | Michigan | 26 | Kalamazoo | 77 | 26077 | 12.8 | 17827 | 1968 | 2014 |  |  | N | Natural Gas | [14 empty] | 1.67 | 0.59244 | 0.59244 | 0.59244 | 0.59244
B E Morrow | 1696_G_B | 1696 | G | B |  | Combustion Turbine | Combustion Turbine | MIS_LMI | Michigan | 26 | Kalamazoo | 77 | 26077 | 10.6 | 17884 | 1969 | 2014 |  |  | N | Natural Gas | [14 empty] | 1.67 | 0.59244 | 0.59244 | 0.59244 | 0.59244
Gaylord | 1706_G_4 | 1706 | G | 4 |  | Combustion Turbine | Combustion Turbine | MIS_LMI | Michigan | 26 | Otsego | 137 | 26137 | 14 | 16700 | 1966 | 2013 |  |  | N | Natural Gas | [14 empty] | 1.67 | 0.59244 | 0.59244 | 0.59244 | 0.59244
Mabelvale | 171_G_2 | 171 | G | 2 |  | Combustion Turbine | Combustion Turbine | S_D_N_AR | Arkansas | 5 | Pulaski | 119 | 05119 | 14 | 15787 | 1970 | 2013 |  |  | N | Natural Gas, Distillate Fuel Oil | [15 empty] | 0.47776 | 0.47776 | 0.47776 | 0.47776
Mabelvale | 171_G_4 | 171 | G | 4 |  | Combustion Turbine | Combustion Turbine | S_D_N_AR | Arkansas | 5 | Pulaski | 119 | 05119 | 14 | 15787 | 1970 | 2013 |  |  | N | Natural Gas, Distillate Fuel Oil | [15 empty] | 0.47776 | 0.47776 | 0.47776 | 0.47776
Thetford | 1719_G_5 | 1719 | G | 5 |  | Combustion Turbine | Combustion Turbine | MIS_LMI | Michigan | 26 | Genesee | 49 | 26049 | 15 | 17662 | 1971 | 2013 |  |  | N | Natural Gas | [14 empty] | 1.67 | 0.59244 | 0.59244 | 0.59244 | 0.59244
Thetford | 1719_G_6 | 1719 | G | 6 |  | Combustion Turbine | Combustion Turbine | MIS_LMI | Michigan | 26 | Genesee | 49 | 26049 | 15 | 17662 | 1971 | 2013 |  |  | N | Natural Gas | [14 empty] | 1.67 | 0.59244 | 0.59244 | 0.59244 | 0.59244
Thetford | 1719_G_7 | 1719 | G | 7 |  | Combustion Turbine | Combustion Turbine | MIS_LMI | Michigan | 26 | Genesee | 49 | 26049 | 14 | 17662 | 1971 | 2013 |  |  | N | Natural Gas | [14 empty] | 1.67 | 0.59244 | 0.59244 | 0.59244 | 0.59244
Thetford | 1719_G_8 | 1719 | G | 8 |  | Combustion Turbine | Combustion Turbine | MIS_LMI | Michigan | 26 | Genesee | 49 | 26049 | 11.1 | 24266 | 1971 | 2013 |  |  | N | Natural Gas | [14 empty] | 1.67 | 0.59244 | 0.59244 | 0.59244 | 0.59244
Thetford | 1719_G_9 | 1719 | G | 9 |  | Combustion Turbine | Combustion Turbine | MIS_LMI | Michigan | 26 | Genesee | 49 | 26049 | 10.6 | 24298 | 1971 | 2013 |  |  | N | Natural Gas | [14 empty] | 1.67 | 0.59244 | 0.59244 | 0.59244 | 0.59244
J C Weadock | 1720_G_A | 1720 | G | A |  | Combustion Turbine | Combustion Turbine | MIS_LMI | Michigan | 26 | Bay | 17 | 26017 | 13 | 17662 | 1968 | 2016 |  |  | N | Natural Gas | [14 empty] | 1.67 | 0.59244 | 0.59244 | 0.59244 | 0.59244
J R Whiting | 1723_G_A | 1723 | G | A |  | Combustion Turbine | Combustion Turbine | MIS_LMI | Michigan | 26 | Monroe | 115 | 26115 | 13 | 18633 | 1968 | 2016 |  |  | N | Distillate Fuel Oil | [14 empty] | 1.11 | 0.76538 | 0.76538 | 0.76538 | 0.76538
Conners Creek | 1726_G_1 | 1726 | G | 1 |  | Combustion Turbine | IC Engine | MIS_LMI | Michigan | 26 | Wayne | 163 | 26163 | 2.3 | 12774 | 1971 | 2013 |  |  | N | Distillate Fuel Oil | [14 empty] | 1.67 | 2.3355 | 2.3355 | 2.3355 | 2.3355
Conners Creek | 1726_G_2 | 1726 | G | 2 |  | Combustion Turbine | IC Engine | MIS_LMI | Michigan | 26 | Wayne | 163 | 26163 | 2.3 | 12774 | 1971 | 2013 |  |  | N | Distillate Fuel Oil | [14 empty] | 1.67 | 2.3355 | 2.3355 | 2.3355 | 2.3355
Dayton | 1727_G_1 | 1727 | G | 1 |  | Combustion Turbine | IC Engine | MIS_LMI | Michigan | 26 | Wayne | 163 | 26163 | 2 | 12774 | 1966 | 2013 |  |  | N | Distillate Fuel Oil | [14 empty] | 1.67 | 2.3355 | 2.3355 | 2.3355 | 2.3355
Dayton | 1727_G_2 | 1727 | G | 2 |  | Combustion Turbine | IC Engine | MIS_LMI | Michigan | 26 | Wayne | 163 | 26163 | 2 | 12774 | 1966 | 2013 |  |  | N | Distillate Fuel Oil | [14 empty] | 1.67 | 2.3355 | 2.3355 | 2.3355 | 2.3355
Dayton | 1727_G_3 | 1727 | G | 3 |  | Combustion Turbine | IC Engine | MIS_LMI | Michigan | 26 | Wayne | 163 | 26163 | 2 | 12774 | 1966 | 2013 |  |  | N | Distillate Fuel Oil | [14 empty] | 1.67 | 2.3355 | 2.3355 | 2.3355 | 2.3355
Dayton | 1727_G_4 | 1727 | G | 4 |  | Combustion Turbine | IC Engine | MIS_LMI | Michigan | 26 | Wayne | 163 | 26163 | 2 | 12774 | 1966 | 2013 |  |  | N | Distillate Fuel Oil | [14 empty] | 1.67 | 2.3355 | 2.3355 | 2.3355 | 2.3355
Dayton | 1727_G_5 | 1727 | G | 5 |  | Combustion Turbine | IC Engine | MIS_LMI | Michigan | 26 | Wayne | 163 | 26163 | 2 | 12774 | 1966 | 2013 |  |  | N | Distillate Fuel Oil | [14 empty] | 1.67 | 2.3355 | 2.3355 | 2.3355 | 2.3355
Robert E Ritchie | 173_G_GT1 | 173 | G | GT1 |  | Combustion Turbine | Combustion Turbine | S_D_N_AR | Arkansas | 5 | Phillips | 107 | 05107 | 16 | 25000 | 1970 | 2013 |  |  | N | Natural Gas | [15 empty] | 0.47776 | 0.47776 | 0.47776 | 0.47776
Harbor Beach | 1731_G_IC1 | 1731 | G | IC1 |  | Combustion Turbine | IC Engine | MIS_LMI | Michigan | 26 | Huron | 63 | 26063 | 2 | 12774 | 1967 | 2013 |  |  | N | Distillate Fuel Oil | [14 empty] | 1.67 | 2.3355 | 2.3355 | 2.3355 | 2.3355
Harbor Beach | 1731_G_IC2 | 1731 | G | IC2 |  | Combustion Turbine | IC Engine | MIS_LMI | Michigan | 26 | Huron | 63 | 26063 | 2 | 12774 | 1967 | 2013 |  |  | N | Distillate Fuel Oil | [14 empty] | 1.67 | 2.3355 | 2.3355 | 2.3355 | 2.3355
Twin Falls | 1784_G_1 | 1784 | G | 1 |  | Hydro |  | MIS_WUMS | Michigan | 26 | Dickinson | 43 | 26043 | 0.2 | 0 | 1912 | 2016 |  |  | N | Hydro | [15 empty] | 0 | 0 | 0 | 0
Twin Falls | 1784_G_2 | 1784 | G | 2 |  | Hydro |  | MIS_WUMS | Michigan | 26 | Dickinson | 43 | 26043 | 0.2 | 0 | 1912 | 2016 |  |  | N | Hydro | [15 empty] | 0 | 0 | 0 | 0
Twin Falls | 1784_G_3 | 1784 | G | 3 |  | Hydro |  | MIS_WUMS | Michigan | 26 | Dickinson | 43 | 26043 | 0.9 | 0 | 1912 | 2016 |  |  | N | Hydro | [15 empty] | 0 | 0 | 0 | 0
Twin Falls | 1784_G_4 | 1784 | G | 4 |  | Hydro |  | MIS_WUMS | Michigan | 26 | Dickinson | 43 | 26043 | 1 | 0 | 1916 | 2016 |  |  | N | Hydro | [15 empty] | 0 | 0 | 0 | 0
Twin Falls | 1784_G_5 | 1784 | G | 5 |  | Hydro |  | MIS_WUMS | Michigan | 26 | Dickinson | 43 | 26043 | 0.8 | 0 | 1916 | 2016 |  |  | N | Hydro | [15 empty] | 0 | 0 | 0 | 0
Coldwater | 1819_G_IC4 | 1819 | G | IC4 |  | Combustion Turbine | IC Engine | MIS_LMI | Michigan | 26 | Branch | 23 | 26023 | 2.5 | 25000 | 1974 | 2014 |  |  | N | Distillate Fuel Oil | [14 empty] | 1.67 | 2.3355 | 2.3355 | 2.3355 | 2.3355
Coldwater | 1819_G_IC5 | 1819 | G | IC5 |  | Combustion Turbine | IC Engine | MIS_LMI | Michigan | 26 | Branch | 23 | 26023 | 6 | 18000 | 1978 | 2013 |  |  | N | Natural Gas, Distillate Fuel Oil | [14 empty] | 1.67 | 2.0543 | 2.0543 | 2.0543 | 2.0543
Mistersky | 1822_G_6 | 1822 | G | 6 |  | O/G Steam |  | MIS_LMI | Michigan | 26 | Wayne | 163 | 26163 | 50 | 13555 | 1958 | 2014 |  |  | Y | Natural Gas | [14 empty] | 1.4 | 0.22251 | 0.22251 | 0.22251 | 0.22251
Mistersky | 1822_G_GT1 | 1822 | G | GT1 |  | Combustion Turbine | Combustion Turbine | MIS_LMI | Michigan | 26 | Wayne | 163 | 26163 | 25 | 25000 | 1974 | 2014 |  |  | N | Distillate Fuel Oil | [14 empty] | 1.67 | 1.1994 | 1.1994 | 1.1994 | 1.1994
Hillsdale | 1829_G_10 | 1829 | G | 10 |  | Combustion Turbine | IC Engine | MIS_LMI | Michigan | 26 | Hillsdale | 59 | 26059 | 1.8 | 12077 | 2008 | 2013 |  |  | N | Distillate Fuel Oil | [15 empty] | 2.3355 | 2.3355 | 2.3355 | 2.3355
Hillsdale | 1829_G_7 | 1829 | G | 7 |  | Combustion Turbine | IC Engine | MIS_LMI | Michigan | 26 | Hillsdale | 59 | 26059 | 1.5 | 11751 | 2008 | 2013 |  |  | N | Distillate Fuel Oil | [15 empty] | 2.3355 | 2.3355 | 2.3355 | 2.3355
Hillsdale | 1829_G_8 | 1829 | G | 8 |  | Combustion Turbine | IC Engine | MIS_LMI | Michigan | 26 | Hillsdale | 59 | 26059 | 1.5 | 11751 | 2008 | 2013 |  |  | N | Distillate Fuel Oil | [15 empty] | 2.3355 | 2.3355 | 2.3355 | 2.3355
Hillsdale | 1829_G_9 | 1829 | G | 9 |  | Combustion Turbine | IC Engine | MIS_LMI | Michigan | 26 | Hillsdale | 59 | 26059 | 1.8 | 12077 | 2008 | 2013 |  |  | N | Distillate Fuel Oil | [15 empty] | 2.3355 | 2.3355 | 2.3355 | 2.3355
Marshall | 1844_G_IC2 | 1844 | G | IC2 |  | Combustion Turbine | IC Engine | MIS_LMI | Michigan | 26 | Calhoun | 25 | 26025 | 0.9 | 18000 | 1953 | 2015 |  |  | N | Natural Gas, Distillate Fuel Oil | [14 empty] | 1.67 | 2.0543 | 2.0543 | 2.0543 | 2.0543
Marshall | 1844_G_IC4 | 1844 | G | IC4 |  | Combustion Turbine | IC Engine | MIS_LMI | Michigan | 26 | Calhoun | 25 | 26025 | 0.7 | 24939 | 1942 | 2015 |  |  | N | Distillate Fuel Oil | [14 empty] | 1.67 | 2.3355 | 2.3355 | 2.3355 | 2.3355
Marshall | 1844_G_IC5 | 1844 | G | IC5 |  | Combustion Turbine | IC Engine | MIS_LMI | Michigan | 26 | Calhoun | 25 | 26025 | 1.4 | 18000 | 1948 | 2015 |  |  | N | Natural Gas, Distillate Fuel Oil | [14 empty] | 1.67 | 2.0543 | 2.0543 | 2.0543 | 2.0543
Hills | 1889_G_1 | 1889 | G | 1 |  | Combustion Turbine | IC Engine | MIS_IA | Minnesota | 27 | Rock | 133 | 27133 | 2 | 12774 | 1996 | 2015 |  |  | N | Distillate Fuel Oil | [15 empty] | 2.3355 | 2.3355 | 2.3355 | 2.3355
Hills | 1889_G_2 | 1889 | G | 2 |  | Combustion Turbine | IC Engine | MIS_IA | Minnesota | 27 | Rock | 133 | 27133 | 1.9 | 12774 | 1960 | 2015 |  |  | N | Distillate Fuel Oil | [15 empty] | 2.3355 | 2.3355 | 2.3355 | 2.3355
Key City | 1914_G_1 | 1914 | G | 1 |  | Combustion Turbine | Combustion Turbine | MIS_MNWI | Minnesota | 27 | Blue Earth | 13 | 27013 | 13 | 16420 | 1970 | 2015 |  |  | N | Natural Gas, Distillate Fuel Oil | [14 empty] | 0.5 | 0.47776 | 0.47776 | 0.47776 | 0.47776
Key City | 1914_G_3 | 1914 | G | 3 |  | Combustion Turbine | Combustion Turbine | MIS_MNWI | Minnesota | 27 | Blue Earth | 13 | 27013 | 13 | 14520 | 1970 | 2015 |  |  | N | Natural Gas, Distillate Fuel Oil | [14 empty] | 0.5 | 0.47776 | 0.47776 | 0.47776 | 0.47776
Key City | 1914_G_4 | 1914 | G | 4 |  | Combustion Turbine | Combustion Turbine | MIS_MNWI | Minnesota | 27 | Blue Earth | 13 | 27013 | 13 | 14520 | 1970 | 2015 |  |  | N | Natural Gas, Distillate Fuel Oil | [14 empty] | 0.5 | 0.47776 | 0.47776 | 0.47776 | 0.47776
Austin DT | 1960_G_4 | 1960 | G | 4 |  | O/G Steam |  | MIS_MNWI | Minnesota | 27 | Mower | 99 | 27099 | 12.2 | 14500 | 1955 | 2012 |  |  | N | Natural Gas | [14 empty] | 4 | 0.27132 | 0.27132 | 0.27132 | 0.27132
Austin DT | 1960_G_5 | 1960 | G | 5 |  | Combustion Turbine | Combustion Turbine | MIS_MNWI | Minnesota | 27 | Mower | 99 | 27099 | 5.4 | 25000 | 1961 | 2013 |  |  | N | Natural Gas | [15 empty] | 0.47776 | 0.47776 | 0.47776 | 0.47776
Benson City of | 1964_G_5 | 1964 | G | 5 |  | Combustion Turbine | IC Engine | MIS_MNWI | Minnesota | 27 | Swift | 151 | 27151 | 0.8 | 10745 | 1948 | 2013 |  |  | N | Distillate Fuel Oil | [15 empty] | 2.3355 | 2.3355 | 2.3355 | 2.3355
Benson City of | 1964_G_6 | 1964 | G | 6 |  | Combustion Turbine | IC Engine | MIS_MNWI | Minnesota | 27 | Swift | 151 | 27151 | 1.2 | 10745 | 1955 | 2013 |  |  | N | Distillate Fuel Oil | [15 empty] | 2.3355 | 2.3355 | 2.3355 | 2.3355
Glencoe | 1975_G_6 | 1975 | G | 6 |  | Combustion Turbine | IC Engine | MIS_MNWI | Minnesota | 27 | McLeod | 85 | 27085 | 1 | 10745 | 1961 | 2013 |  |  | N | Natural Gas, Distillate Fuel Oil | [15 empty] | 2.3355 | 2.3355 | 2.3355 | 2.3355
Moose Lake | 1996_G_2 | 1996 | G | 2 |  | Combustion Turbine | IC Engine | MIS_MNWI | Minnesota | 27 | Carlton | 17 | 27017 | 1.1 | 10978 | 1952 | 2015 |  |  | N | Natural Gas, Distillate Fuel Oil | [15 empty] | 2.3355 | 2.3355 | 2.3355 | 2.3355
Butler | 2115_G_3 | 2115 | G | 3 |  | Combustion Turbine | IC Engine | SPP_N | Missouri | 29 | Bates | 13 | 29013 | 0.6 | 10925 | 1946 | 2015 |  |  | N | Natural Gas, Distillate Fuel Oil | [14 empty] | 2.3 | 2.3355 | 2.3355 | 2.3355 | 2.3355
Fulton | 2126_G_IC2 | 2126 | G | IC2 |  | Combustion Turbine | IC Engine | MIS_MO | Missouri | 29 | Callaway | 27 | 29027 | 4.1 | 25000 | 1966 | 2012 |  |  | N | Natural Gas, Distillate Fuel Oil | [14 empty] | 2.3 | 2.3355 | 2.3355 | 2.3355 | 2.3355
Blue Valley | 2132_G_GT1 | 2132 | G | GT1 |  | Combustion Turbine | Combustion Turbine | SPP_N | Missouri | 29 | Jackson | 95 | 29095 | 50 | 17662 | 1976 | 2014 |  |  | N | Natural Gas, Distillate Fuel Oil | [14 empty] | 2.3 | 0.69988 | 0.69988 | 0.69988 | 0.69988
Malden | 2142_G_1 | 2142 | G | 1 |  | Combustion Turbine | IC Engine | SPP_WEST | Missouri | 29 | Dunklin | 69 | 29069 | 1.2 | 10745 | 1951 | 2013 |  |  | N | Natural Gas, Distillate Fuel Oil | [14 empty] | 2.3 | 2.3355 | 2.3355 | 2.3355 | 2.3355
Monroe | 2146_G_2 | 2146 | G | 2 |  | Combustion Turbine | IC Engine | MIS_MO | Missouri | 29 | MONROE | 137 | 29137 | 1.3 | 12277 | 1955 | 2013 |  |  | N | Natural Gas, Distillate Fuel Oil | [14 empty] | 2.3 | 2.3355 | 2.3355 | 2.3355 | 2.3355
Monroe | 2146_G_3 | 2146 | G | 3 |  | Combustion Turbine | IC Engine | MIS_MO | Missouri | 29 | MONROE | 137 | 29137 | 1.1 | 12187 | 1964 | 2013 |  |  | N | Natural Gas, Distillate Fuel Oil | [14 empty] | 2.3 | 2.0543 | 2.0543 | 2.0543 | 2.0543
Monroe | 2146_G_4 | 2146 | G | 4 |  | Combustion Turbine | IC Engine | MIS_MO | Missouri | 29 | MONROE | 137 | 29137 | 1.1 | 12187 | 1958 | 2013 |  |  | N | Natural Gas, Distillate Fuel Oil | [14 empty] | 2.3 | 2.0543 | 2.0543 | 2.0543 | 2.0543
Monroe | 2146_G_6 | 2146 | G | 6 |  | Combustion Turbine | IC Engine | MIS_MO | Missouri | 29 | MONROE | 137 | 29137 | 2 | 12072 | 1971 | 2013 |  |  | N | Natural Gas, Distillate Fuel Oil | [14 empty] | 2.3 | 2.0543 | 2.0543 | 2.0543 | 2.0543
Monroe | 2146_G_7 | 2146 | G | 7 |  | Combustion Turbine | IC Engine | MIS_MO | Missouri | 29 | MONROE | 137 | 29137 | 2.2 | 12505 | 1973 | 2013 |  |  | N | Natural Gas, Distillate Fuel Oil | [14 empty] | 2.3 | 2.0543 | 2.0543 | 2.0543 | 2.0543
Odessa | 2148_G_3 | 2148 | G | 3 |  | Combustion Turbine | IC Engine | SPP_N | Missouri | 29 | Lafayette | 107 | 29107 | 1.8 | 10767 | 1965 | 2015 |  |  | N | Natural Gas, Distillate Fuel Oil | [14 empty] | 2.3 | 2.3355 | 2.3355 | 2.3355 | 2.3355
Odessa | 2148_G_6 | 2148 | G | 6 |  | Combustion Turbine | IC Engine | SPP_N | Missouri | 29 | Lafayette | 107 | 29107 | 2.7 | 10766 | 1981 | 2015 |  |  | N | Natural Gas, Distillate Fuel Oil | [14 empty] | 2.3 | 2.3355 | 2.3355 | 2.3355 | 2.3355
Odessa | 2148_G_IC4 | 2148 | G | IC4 |  | Combustion Turbine | IC Engine | SPP_N | Missouri | 29 | Lafayette | 107 | 29107 | 0.8 | 10803 | 1986 | 2015 |  |  | N | Natural Gas, Distillate Fuel Oil | [14 empty] | 2.3 | 2.3355 | 2.3355 | 2.3355 | 2.3355
Trenton Diesel | 2163_G_1 | 2163 | G | 1 |  | Combustion Turbine | IC Engine | MIS_MO | Missouri | 29 | Grundy | 79 | 29079 | 0.3 | 11405 | 1937 | 2013 |  |  | N | Distillate Fuel Oil | [14 empty] | 2.3 | 2.3355 | 2.3355 | 2.3355 | 2.3355
Trenton Diesel | 2163_G_2 | 2163 | G | 2 |  | Combustion Turbine | IC Engine | MIS_MO | Missouri | 29 | Grundy | 79 | 29079 | 0.3 | 11405 | 1937 | 2013 |  |  | N | Distillate Fuel Oil | [14 empty] | 2.3 | 2.3355 | 2.3355 | 2.3355 | 2.3355
Crete | 2231_G_1 | 2231 | G | 1 |  | Combustion Turbine | IC Engine | SPP_NEBR | Nebraska | 31 | Saline | 151 | 31151 | 0.4 | 11783 | 1939 | 2013 |  |  | N | Distillate Fuel Oil | [14 empty] | 2.5 | 2.3355 | 2.3355 | 2.3355 | 2.3355
Crete | 2231_G_2 | 2231 | G | 2 |  | Combustion Turbine | IC Engine | SPP_NEBR | Nebraska | 31 | Saline | 151 | 31151 | 1.3 | 11746 | 1955 | 2013 |  |  | N | Natural Gas, Distillate Fuel Oil | [14 empty] | 2.5 | 2.0543 | 2.0543 | 2.0543 | 2.0543
Crete | 2231_G_3 | 2231 | G | 3 |  | Combustion Turbine | IC Engine | SPP_NEBR | Nebraska | 31 | Saline | 151 | 31151 | 0.8 | 11770 | 1951 | 2013 |  |  | N | Natural Gas, Distillate Fuel Oil | [14 empty] | 2.5 | 2.0543 | 2.0543 | 2.0543 | 2.0543
Crete | 2231_G_4 | 2231 | G | 4 |  | Combustion Turbine | IC Engine | SPP_NEBR | Nebraska | 31 | Saline | 151 | 31151 | 1 | 11798 | 1947 | 2013 |  |  | N | Natural Gas, Distillate Fuel Oil | [14 empty] | 2.5 | 2.0543 | 2.0543 | 2.0543 | 2.0543
Crete | 2231_G_5 | 2231 | G | 5 |  | Combustion Turbine | IC Engine | SPP_NEBR | Nebraska | 31 | Saline | 151 | 31151 | 2.4 | 11774 | 1963 | 2013 |  |  | N | Natural Gas, Distillate Fuel Oil | [14 empty] | 2.5 | 2.0543 | 2.0543 | 2.0543 | 2.0543
Crete | 2231_G_6 | 2231 | G | 6 |  | Combustion Turbine | IC Engine | SPP_NEBR | Nebraska | 31 | Saline | 151 | 31151 | 3.3 | 11762 | 1965 | 2013 |  |  | N | Natural Gas, Distillate Fuel Oil | [14 empty] | 2.5 | 2.0543 | 2.0543 | 2.0543 | 2.0543
Pender | 2296_G_5 | 2296 | G | 5 |  | Combustion Turbine | IC Engine | SPP_NEBR | Nebraska | 31 | Thurston | 173 | 31173 | 0.2 | 18000 | 1939 | 2000 |  |  | N | Natural Gas, Distillate Fuel Oil | [14 empty] | 2.5 | 2.0543 | 2.0543 | 2.0543 | 2.0543
Animas | 2465_G_1 | 2465 | G | 1 |  | Combined Cycle |  | WECC_NM | New Mexico | 35 | San Juan | 45 | 35045 | 3 | 9815 | 1955 | 2015 |  |  | N | Natural Gas | [15 empty] | 0.096404 | 0.096404 | 0.096404 | 0.096404
Animas | 2465_G_2 | 2465 | G | 2 |  | Combined Cycle |  | WECC_NM | New Mexico | 35 | San Juan | 45 | 35045 | 3 | 9815 | 1955 | 2015 |  |  | N | Natural Gas | [15 empty] | 0.096404 | 0.096404 | 0.096404 | 0.096404
Plant No 1 | 2678_G_1 | 2678 | G | 1 |  | Combustion Turbine | IC Engine | NY_Z_K | New York | 36 | Nassau | 59 | 36059 | 1.5 | 11726 | 1941 | 2013 |  |  | N | Distillate Fuel Oil | [14 empty] | 1.053 | 1.9945 | 1.9945 | 1.9945 | 1.9945
FirstEnergy Lake Shore | 2838_G_IC1 | 2838 | G | IC1 |  | Combustion Turbine | IC Engine | PJM_ATSI | Ohio | 39 | Cuyahoga | 35 | 39035 | 2 | 23290 | 1966 | 2015 |  |  | N | Distillate Fuel Oil | [14 empty] | 0.5 | 3.11 | 3.11 | 3.11 | 3.11
FirstEnergy Lake Shore | 2838_G_IC2 | 2838 | G | IC2 |  | Combustion Turbine | IC Engine | PJM_ATSI | Ohio | 39 | Cuyahoga | 35 | 39035 | 2 | 23493 | 1966 | 2015 |  |  | N | Distillate Fuel Oil | [14 empty] | 0.5 | 3.11 | 3.11 | 3.11 | 3.11
FirstEnergy R E Burger | 2864_G_A1 | 2864 | G | A1 |  | Combustion Turbine | IC Engine | PJM_ATSI | Ohio | 39 | Belmont | 13 | 39013 | 2 | 10745 | 1972 | 2015 |  |  | N | Distillate Fuel Oil | [14 empty] | 1.2 | 3.17 | 3.17 | 3.17 | 3.17
FirstEnergy R E Burger | 2864_G_B1 | 2864 | G | B1 |  | Combustion Turbine | IC Engine | PJM_ATSI | Ohio | 39 | Belmont | 13 | 39013 | 2 | 10745 | 1972 | 2015 |  |  | N | Distillate Fuel Oil | [14 empty] | 1.2 | 3.17 | 3.17 | 3.17 | 3.17
FirstEnergy R E Burger | 2864_G_B2 | 2864 | G | B2 |  | Combustion Turbine | IC Engine | PJM_ATSI | Ohio | 39 | Belmont | 13 | 39013 | 3 | 10745 | 1972 | 2015 |  |  | N | Distillate Fuel Oil | [14 empty] | 1.2 | 3.17 | 3.17 | 3.17 | 3.17
Lebanon | 2921_G_1 | 2921 | G | 1 |  | Combustion Turbine | IC Engine | PJM_West | Ohio | 39 | Warren | 165 | 39165 | 0.7 | 12774 | 1940 | 2012 |  |  | N | Distillate Fuel Oil | [14 empty] | 0.5 | 2.3355 | 2.3355 | 2.3355 | 2.3355
Oberlin | 2933_G_5 | 2933 | G | 5 |  | Combustion Turbine | IC Engine | PJM_ATSI | Ohio | 39 | Lorain | 93 | 39093 | 2 | 18000 | 1951 | 2014 |  |  | N | Natural Gas, Distillate Fuel Oil | [14 empty] | 0.5 | 2.0543 | 2.0543 | 2.0543 | 2.0543
Seminole | 2956_G_GT1 | 2956 | G | GT1 |  | Combustion Turbine | Combustion Turbine | SPP_WEST | Oklahoma | 40 | Seminole | 133 | 40133 | 17 | 16730 | 1971 | 2015 |  |  | N | Natural Gas, Distillate Fuel Oil | [14 empty] | 0.8 | 0.47776 | 0.47776 | 0.47776 | 0.47776
Coolwater | 329_G_30 | 329 | G | 30 |  | Combined Cycle |  | WECC_SCE | California | 6 | San Bernardino | 71 | 06071 | 99 | 10923 | 1978 | 2014 |  |  | N | Natural Gas | [14 empty] | 0.82 | 0.10349 | 0.10349 | 0.10349 | 0.10349
Coolwater | 329_G_31 | 329 | G | 31 |  | Combined Cycle |  | WECC_SCE | California | 6 | San Bernardino | 71 | 06071 | 66 | 10923 | 1978 | 2014 |  |  | N | Natural Gas | [14 empty] | 0.82 | 0.10349 | 0.10349 | 0.10349 | 0.10349
Coolwater | 329_G_32 | 329 | G | 32 |  | Combined Cycle |  | WECC_SCE | California | 6 | San Bernardino | 71 | 06071 | 66 | 10923 | 1958 | 2014 |  |  | N | Natural Gas | [14 empty] | 0.82 | 0.10349 | 0.10349 | 0.10349 | 0.10349
Coolwater | 329_G_40 | 329 | G | 40 |  | Combined Cycle |  | WECC_SCE | California | 6 | San Bernardino | 71 | 06071 | 99 | 10923 | 1978 | 2014 |  |  | N | Natural Gas | [14 empty] | 0.82 | 0.10351 | 0.10351 | 0.10351 | 0.10351
Coolwater | 329_G_41 | 329 | G | 41 |  | Combined Cycle |  | WECC_SCE | California | 6 | San Bernardino | 71 | 06071 | 66 | 10923 | 1978 | 2014 |  |  | N | Natural Gas | [14 empty] | 0.82 | 0.10351 | 0.10351 | 0.10351 | 0.10351
Coolwater | 329_G_42 | 329 | G | 42 |  | Combined Cycle |  | WECC_SCE | California | 6 | San Bernardino | 71 | 06071 | 66 | 10923 | 1978 | 2014 |  |  | N | Natural Gas | [14 empty] | 0.82 | 0.10351 | 0.10351 | 0.10351 | 0.10351
Jefferies | 3319_G_1 | 3319 | G | 1 |  | O/G Steam |  | S_VACA | South Carolina | 45 | Berkeley | 15 | 45015 | 42 | 13285 | 1954 | 2015 |  |  | N | Residual Fuel Oil | [14 empty] | 3.5 | 0.17985 | 0.17985 | 0.17985 | 0.17985
Jefferies | 3319_G_2 | 3319 | G | 2 |  | O/G Steam |  | S_VACA | South Carolina | 45 | Berkeley | 15 | 45015 | 42 | 12225 | 1954 | 2015 |  |  | N | Residual Fuel Oil | [14 empty] | 3.5 | 0.26471 | 0.26471 | 0.26471 | 0.26471
Highmore | 3343_G_1 | 3343 | G | 1 |  | Combustion Turbine | IC Engine | MAP_WAUE | South Dakota | 46 | Hyde | 69 | 46069 | 0.6 | 15027 | 1948 | 2014 |  |  | N | Distillate Fuel Oil | [14 empty] | 3 | 2.3355 | 2.3355 | 2.3355 | 2.3355
Highmore | 3343_G_2 | 3343 | G | 2 |  | Combustion Turbine | IC Engine | MAP_WAUE | South Dakota | 46 | Hyde | 69 | 46069 | 1.3 | 15064 | 1960 | 2014 |  |  | N | Distillate Fuel Oil | [14 empty] | 3 | 2.3355 | 2.3355 | 2.3355 | 2.3355
Highmore | 3343_G_3 | 3343 | G | 3 |  | Combustion Turbine | IC Engine | MAP_WAUE | South Dakota | 46 | Hyde | 69 | 46069 | 2.6 | 15047 | 1970 | 2014 |  |  | N | Distillate Fuel Oil | [14 empty] | 3 | 2.3355 | 2.3355 | 2.3355 | 2.3355
Redfield | 3347_G_1 | 3347 | G | 1 |  | Combustion Turbine | IC Engine | MAP_WAUE | South Dakota | 46 | Spink | 115 | 46115 | 1.3 | 12774 | 1962 | 2014 |  |  | N | Natural Gas, Distillate Fuel Oil | [14 empty] | 3 | 2.0543 | 2.0543 | 2.0543 | 2.0543
Redfield | 3347_G_2 | 3347 | G | 2 |  | Combustion Turbine | IC Engine | MAP_WAUE | South Dakota | 46 | Spink | 115 | 46115 | 1.3 | 12774 | 1962 | 2014 |  |  | N | Natural Gas, Distillate Fuel Oil | [14 empty] | 3 | 2.0543 | 2.0543 | 2.0543 | 2.0543
Redfield | 3347_G_3 | 3347 | G | 3 |  | Combustion Turbine | IC Engine | MAP_WAUE | South Dakota | 46 | Spink | 115 | 46115 | 1.3 | 12774 | 1962 | 2014 |  |  | N | Natural Gas, Distillate Fuel Oil | [14 empty] | 3 | 2.0543 | 2.0543 | 2.0543 | 2.0543
Tucumcari station | 58125_G_6 | 58125 | G | 6 |  | Combustion Turbine | Combustion Turbine | SPP_SPS | New Mexico | 35 | Quay | 37 | 35037 | 22 | 17082 | 1974 | 2011 |  |  | N | Distillate Fuel Oil | [14 empty] | 0.002 | 1.3747 | 1.3747 | 1.3747 | 1.3747
Bountiful City | 3665_G_IC8 | 3665 | G | IC8 |  | Combustion Turbine | IC Engine | WECC_UT | Utah | 49 | Davis | 11 | 49011 | 7 | 10745 | 1986 | 2014 |  |  | N | Natural Gas, Distillate Fuel Oil | [14 empty] | 0.85 | 2.0543 | 2.0543 | 2.0543 | 2.0543
Hydro III | 3675_G_HY3 | 3675 | G | HY3 |  | Hydro |  | WECC_UT | Utah | 49 | Cache | 5 | 49005 | 0.1 | 0 | 1992 | 2013 |  |  | N | Hydro | [15 empty] | 0 | 0 | 0 | 0
Transalta Centralia Generation | 3845_G_30 | 3845 | G | 30 |  | Combined Cycle |  | WECC_PNW | Washington | 53 | Lewis | 41 | 53041 | 44 | 7650 | 2002 | 2013 |  |  | N | Natural Gas | [5 empty] | SCR | [9 empty] | 0.020522 | 0.020522 | 0.020522 | 0.020522
Transalta Centralia Generation | 3845_G_40 | 3845 | G | 40 |  | Combined Cycle |  | WECC_PNW | Washington | 53 | Lewis | 41 | 53041 | 44 | 7650 | 2002 | 2013 |  |  | N | Natural Gas | [5 empty] | SCR | [9 empty] | 0.020522 | 0.020522 | 0.020522 | 0.020522
Transalta Centralia Generation | 3845_G_50 | 3845 | G | 50 |  | Combined Cycle |  | WECC_PNW | Washington | 53 | Lewis | 41 | 53041 | 44 | 7650 | 2002 | 2013 |  |  | N | Natural Gas | [5 empty] | SCR | [9 empty] | 0.020522 | 0.020522 | 0.020522 | 0.020522
Transalta Centralia Generation | 3845_G_60 | 3845 | G | 60 |  | Combined Cycle |  | WECC_PNW | Washington | 53 | Lewis | 41 | 53041 | 44 | 7650 | 2002 | 2013 |  |  | N | Natural Gas | [5 empty] | SCR | [9 empty] | 0.020522 | 0.020522 | 0.020522 | 0.020522
Transalta Centralia Generation | 3845_G_70 | 3845 | G | 70 |  | Combined Cycle |  | WECC_PNW | Washington | 53 | Lewis | 41 | 53041 | 80 | 7650 | 2002 | 2013 |  |  | N | Natural Gas | [5 empty] | SCR | [9 empty] | 0.020522 | 0.020522 | 0.020522 | 0.020522
Snoqualmie | 3860_G_5 | 3860 | G | 5 |  | Hydro |  | WECC_PNW | Washington | 53 | King | 33 | 53033 | 6.5 | 0 | 1905 | 2010 |  |  | N | Hydro | [15 empty] | 0 | 0 | 0 | 0
Nine Mile | 3869_G_2 | 3869 | G | 2 |  | Hydro |  | WECC_PNW | Washington | 53 | Spokane | 63 | 53063 | 6.9 | 0 | 1908 | 2012 |  |  | N | Hydro | [15 empty] | 0 | 0 | 0 | 0
Boulder Canyon Hydro | 466_G_1 | 466 | G | 1 |  | Hydro |  | WECC_CO | Colorado | 8 | Boulder | 13 | 08013 | 10 | 0 | 1911 | 2012 |  |  | N | Hydro | [15 empty] | 0 | 0 | 0 | 0
Delta | 496_G_1 | 496 | G | 1 |  | Combustion Turbine | IC Engine | WECC_CO | Colorado | 8 | Delta | 29 | 08029 | 0.8 | 11619 | 1945 | 2014 |  |  | N | Natural Gas, Distillate Fuel Oil | [14 empty] | 1.2 | 2.0543 | 2.0543 | 2.0543 | 2.0543
Delta | 496_G_2 | 496 | G | 2 |  | Combustion Turbine | IC Engine | WECC_CO | Colorado | 8 | Delta | 29 | 08029 | 0.4 | 11633 | 1939 | 2014 |  |  | N | Natural Gas, Distillate Fuel Oil | [14 empty] | 1.2 | 2.0543 | 2.0543 | 2.0543 | 2.0543
Delta | 496_G_3 | 496 | G | 3 |  | Combustion Turbine | IC Engine | WECC_CO | Colorado | 8 | Delta | 29 | 08029 | 0.1 | 11614 | 1938 | 2014 |  |  | N | Distillate Fuel Oil | [14 empty] | 1.2 | 2.3355 | 2.3355 | 2.3355 | 2.3355
Delta | 496_G_4 | 496 | G | 4 |  | Combustion Turbine | IC Engine | WECC_CO | Colorado | 8 | Delta | 29 | 08029 | 0.1 | 11614 | 1937 | 2014 |  |  | N | Distillate Fuel Oil | [14 empty] | 1.2 | 2.3355 | 2.3355 | 2.3355 | 2.3355
Delta | 496_G_5 | 496 | G | 5 |  | Combustion Turbine | IC Engine | WECC_CO | Colorado | 8 | Delta | 29 | 08029 | 0.1 | 11614 | 1937 | 2014 |  |  | N | Distillate Fuel Oil | [14 empty] | 1.2 | 2.3355 | 2.3355 | 2.3355 | 2.3355
Delta | 496_G_6 | 496 | G | 6 |  | Combustion Turbine | IC Engine | WECC_CO | Colorado | 8 | Delta | 29 | 08029 | 1.2 | 11633 | 1949 | 2014 |  |  | N | Natural Gas, Distillate Fuel Oil | [14 empty] | 1.2 | 2.0543 | 2.0543 | 2.0543 | 2.0543
Delta | 496_G_7 | 496 | G | 7 |  | Combustion Turbine | IC Engine | WECC_CO | Colorado | 8 | Delta | 29 | 08029 | 1.8 | 11635 | 1956 | 2014 |  |  | N | Natural Gas, Distillate Fuel Oil | [14 empty] | 1.2 | 2.0543 | 2.0543 | 2.0543 | 2.0543
Sierra Power | 50068_G_WEST | 50068 | G | WEST |  | Biomass |  | WECC_SCE | California | 6 | TULARE | 107 | 06107 | 7 | 14329 | 1985 | 2014 |  |  | Y | Biomass | [15 empty] | 0.22926 | 0.22926 | 0.22926 | 0.22926
Ground Water Pumping Station | 50105_G_GPS1 | 50105 | G | GPS1 |  | Hydro |  | WECC_PNW | Oregon | 41 | Multnomah | 51 | 41051 | 0.9 | 0 | 1985 | 2015 |  |  | N | Hydro | [15 empty] | 0 | 0 | 0 | 0
Ground Water Pumping Station | 50105_G_GPS2 | 50105 | G | GPS2 |  | Hydro |  | WECC_PNW | Oregon | 41 | Multnomah | 51 | 41051 | 0.9 | 0 | 1985 | 2015 |  |  | N | Hydro | [15 empty] | 0 | 0 | 0 | 0
Ground Water Pumping Station | 50105_G_GPS3 | 50105 | G | GPS3 |  | Hydro |  | WECC_PNW | Oregon | 41 | Multnomah | 51 | 41051 | 0.9 | 0 | 1985 | 2015 |  |  | N | Hydro | [15 empty] | 0 | 0 | 0 | 0
Ground Water Pumping Station | 50105_G_GPS4 | 50105 | G | GPS4 |  | Hydro |  | WECC_PNW | Oregon | 41 | Multnomah | 51 | 41051 | 0.9 | 0 | 1985 | 2015 |  |  | N | Hydro | [15 empty] | 0 | 0 | 0 | 0
Ground Water Pumping Station | 50105_G_GPS5 | 50105 | G | GPS5 |  | Hydro |  | WECC_PNW | Oregon | 41 | Multnomah | 51 | 41051 | 0.9 | 0 | 1985 | 2015 |  |  | N | Hydro | [15 empty] | 0 | 0 | 0 | 0
Ground Water Pumping Station | 50105_G_GPS6 | 50105 | G | GPS6 |  | Hydro |  | WECC_PNW | Oregon | 41 | Multnomah | 51 | 41051 | 0.9 | 0 | 1985 | 2015 |  |  | N | Hydro | [15 empty] | 0 | 0 | 0 | 0
Dow St Charles Operations | 50152_G_CTG | 50152 | G | CTG |  | Combined Cycle |  | S_D_REST | Louisiana | 22 | St. Charles | 89 | 22089 | 10 | 9714 | 1987 | 2009 |  |  | Y | Natural Gas | [15 empty] | 0.34839 | 0.34839 | 0.34839 | 0.34839
Dow St Charles Operations | 50152_G_IGT | 50152 | G | IGT |  | Combined Cycle |  | S_D_REST | Louisiana | 22 | St. Charles | 89 | 22089 | 9.6 | 9714 | 1980 | 2009 |  |  | Y | Natural Gas | [15 empty] | 0.34839 | 0.34839 | 0.34839 | 0.34839
Wheelabrator Lassen | 50298_G_GEN1 | 50298 | G | GEN1 |  | Combustion Turbine | Combustion Turbine | WEC_CALN | California | 6 | Shasta | 89 | 06089 | 43 | 10745 | 1983 | 2013 |  |  | N | Natural Gas | [14 empty] | 0.74 | 0.0267 | 0.0267 | 0.0267 | 0.0267
Oceanside Energy | 50348_G_OS3 | 50348 | G | OS3 |  | Landfill Gas |  | NY_Z_K | New York | 36 | Nassau | 59 | 36059 | 0.6 | 14517 | 1990 | 2015 |  |  | N | Landfill Gas | [15 empty] | 0.043947 | 0.043947 | 0.043947 | 0.043947
Ridgewood Providence Power | 50365_G_GEN1 | 50365 | G | GEN1 |  | Landfill Gas |  | NENGREST | Rhode Island | 44 | Providence | 7 | 44007 | 1.7 | 13500 | 1990 | 2013 |  |  | N | Landfill Gas | [15 empty] | 0.043947 | 0.043947 | 0.043947 | 0.043947
Ridgewood Providence Power | 50365_G_GEN2 | 50365 | G | GEN2 |  | Landfill Gas |  | NENGREST | Rhode Island | 44 | Providence | 7 | 44007 | 1.7 | 13500 | 1990 | 2013 |  |  | N | Landfill Gas | [15 empty] | 0.043947 | 0.043947 | 0.043947 | 0.043947
Ridgewood Providence Power | 50365_G_GEN3 | 50365 | G | GEN3 |  | Landfill Gas |  | NENGREST | Rhode Island | 44 | Providence | 7 | 44007 | 1.7 | 13500 | 1990 | 2013 |  |  | N | Landfill Gas | [15 empty] | 0.043947 | 0.043947 | 0.043947 | 0.043947
Ridgewood Providence Power | 50365_G_GEN4 | 50365 | G | GEN4 |  | Landfill Gas |  | NENGREST | Rhode Island | 44 | Providence | 7 | 44007 | 1.7 | 13500 | 1990 | 2013 |  |  | N | Landfill Gas | [15 empty] | 0.043947 | 0.043947 | 0.043947 | 0.043947
Ridgewood Providence Power | 50365_G_GEN5 | 50365 | G | GEN5 |  | Landfill Gas |  | NENGREST | Rhode Island | 44 | Providence | 7 | 44007 | 1.7 | 13500 | 1990 | 2013 |  |  | N | Landfill Gas | [15 empty] | 0.043947 | 0.043947 | 0.043947 | 0.043947
Ridgewood Providence Power | 50365_G_GEN6 | 50365 | G | GEN6 |  | Landfill Gas |  | NENGREST | Rhode Island | 44 | Providence | 7 | 44007 | 1.7 | 13500 | 1990 | 2013 |  |  | N | Landfill Gas | [15 empty] | 0.043947 | 0.043947 | 0.043947 | 0.043947
Ridgewood Providence Power | 50365_G_GEN7 | 50365 | G | GEN7 |  | Landfill Gas |  | NENGREST | Rhode Island | 44 | Providence | 7 | 44007 | 1.7 | 13500 | 1990 | 2013 |  |  | N | Landfill Gas | [15 empty] | 0.043947 | 0.043947 | 0.043947 | 0.043947
Ridgewood Providence Power | 50365_G_GEN8 | 50365 | G | GEN8 |  | Landfill Gas |  | NENGREST | Rhode Island | 44 | Providence | 7 | 44007 | 1.7 | 13500 | 1990 | 2013 |  |  | N | Landfill Gas | [15 empty] | 0.043947 | 0.043947 | 0.043947 | 0.043947
Ridgewood Providence Power | 50365_G_GEN9 | 50365 | G | GEN9 |  | Landfill Gas |  | NENGREST | Rhode Island | 44 | Providence | 7 | 44007 | 1.7 | 13500 | 1997 | 2013 |  |  | N | Landfill Gas | [15 empty] | 0.043947 | 0.043947 | 0.043947 | 0.043947
Ridgewood Providence Power | 50365_G_PHI1 | 50365 | G | PHI1 |  | Landfill Gas |  | NENGREST | Rhode Island | 44 | Providence | 7 | 44007 | 1.2 | 13500 | 2004 | 2013 |  |  | N | Landfill Gas | [15 empty] | 0.043947 | 0.043947 | 0.043947 | 0.043947
Ridgewood Providence Power | 50365_G_PHI2 | 50365 | G | PHI2 |  | Landfill Gas |  | NENGREST | Rhode Island | 44 | Providence | 7 | 44007 | 1.2 | 13500 | 2004 | 2013 |  |  | N | Landfill Gas | [15 empty] | 0.043947 | 0.043947 | 0.043947 | 0.043947
Julesburg | 504_G_2 | 504 | G | 2 |  | Combustion Turbine | IC Engine | WECC_CO | Colorado | 8 | Sedgwick | 115 | 08115 | 0.7 | 17885 | 1949 | 2002 |  |  | N | Distillate Fuel Oil | [14 empty] | 1.2 | 2.3355 | 2.3355 | 2.3355 | 2.3355
Thermo Power & Electric | 50676_G_GEN1 | 50676 | G | GEN1 |  | Combined Cycle |  | WECC_CO | Colorado | 8 | Weld | 123 | 08123 | 30 | 6251 | 1988 | 2013 |  |  | Y | Natural Gas | [15 empty] | 0.25593 | 0.25593 | 0.25593 | 0.25593
Thermo Power & Electric | 50676_G_GEN2 | 50676 | G | GEN2 |  | Combined Cycle |  | WECC_CO | Colorado | 8 | Weld | 123 | 08123 | 30 | 6251 | 1988 | 2013 |  |  | Y | Natural Gas | [15 empty] | 0.25593 | 0.25593 | 0.25593 | 0.25593
Thermo Power & Electric | 50676_G_GEN3 | 50676 | G | GEN3 |  | Combined Cycle |  | WECC_CO | Colorado | 8 | Weld | 123 | 08123 | 8 | 6251 | 1988 | 2013 |  |  | Y | Natural Gas | [15 empty] | 0.25593 | 0.25593 | 0.25593 | 0.25593
Ormesa IH | 50762_G_OE13 | 50762 | G | OE13 |  | Geothermal |  | WECC_IID | California | 6 | Imperial | 25 | 06025 | 1 | 9760 | 1989 | 2008 |  |  | N | Geothermal | [15 empty] | 0 | 0 | 0 | 0 | 0.4625 | 0.4625 | 0.4625
Ormesa IH | 50762_G_OE16 | 50762 | G | OE16 |  | Geothermal |  | WECC_IID | California | 6 | Imperial | 25 | 06025 | 1 | 9760 | 1989 | 2012 |  |  | N | Geothermal | [15 empty] | 0 | 0 | 0 | 0 | 0.4625 | 0.4625 | 0.4625
Ormesa IH | 50762_G_OE23 | 50762 | G | OE23 |  | Geothermal |  | WECC_IID | California | 6 | Imperial | 25 | 06025 | 0.6 | 9760 | 1989 | 2008 |  |  | N | Geothermal | [15 empty] | 0 | 0 | 0 | 0 | 0.4625 | 0.4625 | 0.4625
Ormesa IH | 50762_G_OE26 | 50762 | G | OE26 |  | Geothermal |  | WECC_IID | California | 6 | Imperial | 25 | 06025 | 0.6 | 9760 | 1989 | 2012 |  |  | N | Geothermal | [15 empty] | 0 | 0 | 0 | 0 | 0.4625 | 0.4625 | 0.4625
Ormesa I | 50766_G_OE11 | 50766 | G | OE11 |  | Geothermal |  | WECC_IID | California | 6 | Imperial | 25 | 06025 | 0.7 | 9760 | 1986 | 2003 |  |  | N | Geothermal | [15 empty] | 0 | 0 | 0 | 0 | 0.4625 | 0.4625 | 0.4625
Ormesa I | 50766_G_OE12 | 50766 | G | OE12 |  | Geothermal |  | WECC_IID | California | 6 | Imperial | 25 | 06025 | 0.7 | 9760 | 1986 | 2003 |  |  | N | Geothermal | [15 empty] | 0 | 0 | 0 | 0 | 0.4625 | 0.4625 | 0.4625
Ormesa I | 50766_G_OE14 | 50766 | G | OE14 |  | Geothermal |  | WECC_IID | California | 6 | Imperial | 25 | 06025 | 0.7 | 9760 | 1986 | 2003 |  |  | N | Geothermal | [15 empty] | 0 | 0 | 0 | 0 | 0.4625 | 0.4625 | 0.4625
Ormesa I | 50766_G_OE15 | 50766 | G | OE15 |  | Geothermal |  | WECC_IID | California | 6 | Imperial | 25 | 06025 | 0.7 | 9760 | 1986 | 2003 |  |  | N | Geothermal | [15 empty] | 0 | 0 | 0 | 0 | 0.4625 | 0.4625 | 0.4625
Ormesa I | 50766_G_OE21 | 50766 | G | OE21 |  | Geothermal |  | WECC_IID | California | 6 | Imperial | 25 | 06025 | 0.9 | 9760 | 1986 | 2003 |  |  | N | Geothermal | [15 empty] | 0 | 0 | 0 | 0 | 0.4625 | 0.4625 | 0.4625
Ormesa I | 50766_G_OE22 | 50766 | G | OE22 |  | Geothermal |  | WECC_IID | California | 6 | Imperial | 25 | 06025 | 0.9 | 9760 | 1986 | 2003 |  |  | N | Geothermal | [15 empty] | 0 | 0 | 0 | 0 | 0.4625 | 0.4625 | 0.4625
Ormesa I | 50766_G_OE24 | 50766 | G | OE24 |  | Geothermal |  | WECC_IID | California | 6 | Imperial | 25 | 06025 | 0.9 | 9760 | 1986 | 2003 |  |  | N | Geothermal | [15 empty] | 0 | 0 | 0 | 0 | 0.4625 | 0.4625 | 0.4625
Ormesa I | 50766_G_OE25 | 50766 | G | OE25 |  | Geothermal |  | WECC_IID | California | 6 | Imperial | 25 | 06025 | 0.9 | 9760 | 1986 | 2003 |  |  | N | Geothermal | [15 empty] | 0 | 0 | 0 | 0 | 0.4625 | 0.4625 | 0.4625
Solar | 529_G_1 | 529 | G | 1 |  | Solar PV |  | WEC_CALN | California | 6 | Sacramento | 67 | 06067 | 1 | 0 | 1984 | 2013 |  |  | N | Solar | [15 empty] | 0 | 0 | 0 | 0
Solar | 529_G_2 | 529 | G | 2 |  | Solar PV |  | WEC_CALN | California | 6 | Sacramento | 67 | 06067 | 1 | 0 | 1986 | 2013 |  |  | N | Solar | [15 empty] | 0 | 0 | 0 | 0
Port Edwards Mill | 54103_G_GEN4 | 54103 | G | GEN4 |  | O/G Steam |  | MIS_WUMS | Wisconsin | 55 | Wood | 141 | 55141 | 1.8 | 8300 | 1930 | 2013 |  |  | Y | Natural Gas, Residual Fuel Oil | [14 empty] | 1.7036 | 0.20493 | 0.20493 | 0.20493 | 0.20493
Port Edwards Mill | 54103_G_GEN7 | 54103 | G | GEN7 |  | O/G Steam |  | MIS_WUMS | Wisconsin | 55 | Wood | 141 | 55141 | 4.7 | 8300 | 1962 | 2013 |  |  | Y | Residual Fuel Oil | [14 empty] | 1.7036 | 0.20493 | 0.20493 | 0.20493 | 0.20493
Southbridge Energy Center LLC | 54373_G_ENG1 | 54373 | G | ENG1 |  | Combustion Turbine | IC Engine | NENGREST | Massachusetts | 25 | Worcester | 27 | 25027 | 1.3 | 9106 | 2001 | 2011 |  |  | Y | Natural Gas | [14 empty] | 0.78909 | 2.0543 | 2.0543 | 2.0543 | 2.0543
Southbridge Energy Center LLC | 54373_G_ENG2 | 54373 | G | ENG2 |  | Combustion Turbine | IC Engine | NENGREST | Massachusetts | 25 | Worcester | 27 | 25027 | 1.3 | 9106 | 2001 | 2008 |  |  | Y | Natural Gas | [14 empty] | 0.78909 | 2.0543 | 2.0543 | 2.0543 | 2.0543
Southbridge Energy Center LLC | 54373_G_ENG3 | 54373 | G | ENG3 |  | Combustion Turbine | IC Engine | NENGREST | Massachusetts | 25 | Worcester | 27 | 25027 | 1.3 | 9106 | 2001 | 2009 |  |  | Y | Natural Gas | [14 empty] | 0.78909 | 2.0543 | 2.0543 | 2.0543 | 2.0543
Southbridge Energy Center LLC | 54373_G_ENG4 | 54373 | G | ENG4 |  | Combustion Turbine | IC Engine | NENGREST | Massachusetts | 25 | Worcester | 27 | 25027 | 1.3 | 9106 | 2001 | 2010 |  |  | Y | Natural Gas | [14 empty] | 0.78909 | 2.0543 | 2.0543 | 2.0543 | 2.0543
Southbridge Energy Center LLC | 54373_G_ENG5 | 54373 | G | ENG5 |  | Combustion Turbine | IC Engine | NENGREST | Massachusetts | 25 | Worcester | 27 | 25027 | 1.3 | 9106 | 2001 | 2011 |  |  | Y | Natural Gas | [14 empty] | 0.78909 | 2.0543 | 2.0543 | 2.0543 | 2.0543
Capitol Heat and Power | 54406_G_P31 | 54406 | G | P31 |  | Combustion Turbine | IC Engine | MIS_WUMS | Wisconsin | 55 | Dane | 25 | 55025 | 1 | 13216 | 2011 | 2011 |  |  | N | Distillate Fuel Oil | [15 empty] | 2.3355 | 2.3355 | 2.3355 | 2.3355
Capitol Heat and Power | 54406_G_P32 | 54406 | G | P32 |  | Combustion Turbine | IC Engine | MIS_WUMS | Wisconsin | 55 | Dane | 25 | 55025 | 1 | 13216 | 2011 | 2011 |  |  | N | Distillate Fuel Oil | [15 empty] | 2.3355 | 2.3355 | 2.3355 | 2.3355
Entenmanns Energy Center | 54541_G_1 | 54541 | G | 1 |  | Combustion Turbine | IC Engine | NY_Z_K | New York | 36 | Suffolk | 103 | 36103 | 1.3 | 8700 | 1994 | 2014 |  |  | Y | Natural Gas, Distillate Fuel Oil | [14 empty] | 1.053 | 1.9945 | 1.9945 | 1.9945 | 1.9945
Entenmanns Energy Center | 54541_G_2 | 54541 | G | 2 |  | Combustion Turbine | IC Engine | NY_Z_K | New York | 36 | Suffolk | 103 | 36103 | 1.3 | 8700 | 1994 | 2014 |  |  | Y | Natural Gas, Distillate Fuel Oil | [14 empty] | 1.053 | 1.9945 | 1.9945 | 1.9945 | 1.9945
Entenmanns Energy Center | 54541_G_3 | 54541 | G | 3 |  | Combustion Turbine | IC Engine | NY_Z_K | New York | 36 | Suffolk | 103 | 36103 | 1.3 | 8700 | 1994 | 2014 |  |  | Y | Natural Gas, Distillate Fuel Oil | [14 empty] | 1.053 | 1.9945 | 1.9945 | 1.9945 | 1.9945
Entenmanns Energy Center | 54541_G_4 | 54541 | G | 4 |  | Combustion Turbine | IC Engine | NY_Z_K | New York | 36 | Suffolk | 103 | 36103 | 1.3 | 8700 | 1994 | 2014 |  |  | Y | Distillate Fuel Oil | [14 empty] | 1.053 | 1.9945 | 1.9945 | 1.9945 | 1.9945
West Texas Windplant | 54966_G_WIND | 54966 | G | WIND |  | Wind |  | ERC_WEST | Texas | 48 | Culberson | 109 | 48109 | 30 | 0 | 1995 | 2014 |  |  | N | Wind | [15 empty] | 0 | 0 | 0 | 0
Four Hills Nashua Landfill | 55006_G_UNT1 | 55006 | G | UNT1 |  | Landfill Gas |  | NENGREST | New Hampshire | 33 | Hillsborough | 11 | 33011 | 2 | 20558 | 1996 | 2014 |  |  | N | Landfill Gas | [14 empty] | 0.27 | 0.043947 | 0.043947 | 0.043947 | 0.043947
Escondido Power Plant | 55538_G_GEN1 | 55538 | G | GEN1 |  | Combustion Turbine | Combustion Turbine | WEC_SDGE | California | 6 | San Diego | 73 | 06073 | 34 | 12724 | 2001 | 2013 |  |  | N | Natural Gas | [5 empty] | SCR | [9 empty] | 0.040763 | 0.040763 | 0.040763 | 0.040763
Richmond Electric | 55587_G_1 | 55587 | G | 1 |  | Landfill Gas |  | PJM_Dom | Virginia | 51 | Henrico | 87 | 51087 | 0.9 | 17400 | 1993 | 2013 |  |  | N | Landfill Gas | [15 empty] | 0.6 | 0.6 | 0.6 | 0.6
Richmond Electric | 55587_G_2 | 55587 | G | 2 |  | Landfill Gas |  | PJM_Dom | Virginia | 51 | Henrico | 87 | 51087 | 0.9 | 13500 | 1993 | 2013 |  |  | N | Landfill Gas | [15 empty] | 0.6 | 0.6 | 0.6 | 0.6
Richmond Electric | 55587_G_3 | 55587 | G | 3 |  | Landfill Gas |  | PJM_Dom | Virginia | 51 | Henrico | 87 | 51087 | 0.9 | 16903 | 1993 | 2013 |  |  | N | Landfill Gas | [15 empty] | 0.6 | 0.6 | 0.6 | 0.6
Fall River Electric | 55589_G_1 | 55589 | G | 1 |  | Landfill Gas |  | NENGREST | Massachusetts | 25 | Bristol | 5 | 25005 | 0.9 | 15878 | 2000 | 2012 |  |  | N | Landfill Gas | [15 empty] | 0.043947 | 0.043947 | 0.043947 | 0.043947
Fall River Electric | 55589_G_2 | 55589 | G | 2 |  | Landfill Gas |  | NENGREST | Massachusetts | 25 | Bristol | 5 | 25005 | 0.9 | 15881 | 2000 | 2012 |  |  | N | Landfill Gas | [15 empty] | 0.043947 | 0.043947 | 0.043947 | 0.043947
Roxana Resource Recovery | 55759_G_RX1 | 55759 | G | RX1 |  | Landfill Gas |  | MIS_IL | Illinois | 17 | Madison | 119 | 17119 | 0.9 | 13500 | 1999 | 2015 |  |  | N | Landfill Gas | [15 empty] | 0.043947 | 0.043947 | 0.043947 | 0.043947
Roxana Resource Recovery | 55759_G_RX2 | 55759 | G | RX2 |  | Landfill Gas |  | MIS_IL | Illinois | 17 | Madison | 119 | 17119 | 0.9 | 13500 | 1999 | 2015 |  |  | N | Landfill Gas | [15 empty] | 0.043947 | 0.043947 | 0.043947 | 0.043947
Roxana Resource Recovery | 55759_G_RX3 | 55759 | G | RX3 |  | Landfill Gas |  | MIS_IL | Illinois | 17 | Madison | 119 | 17119 | 0.9 | 13500 | 1999 | 2015 |  |  | N | Landfill Gas | [15 empty] | 0.043947 | 0.043947 | 0.043947 | 0.043947
Roxana Resource Recovery | 55759_G_RX4 | 55759 | G | RX4 |  | Landfill Gas |  | MIS_IL | Illinois | 17 | Madison | 119 | 17119 | 0.9 | 13500 | 1999 | 2015 |  |  | N | Landfill Gas | [15 empty] | 0.043947 | 0.043947 | 0.043947 | 0.043947
Brickyard Energy Partners LLC | 55762_G_BR1 | 55762 | G | BR1 |  | Landfill Gas |  | MIS_IL | Illinois | 17 | Vermilion | 183 | 17183 | 0.9 | 13500 | 1999 | 2015 |  |  | N | Landfill Gas | [15 empty] | 0.043947 | 0.043947 | 0.043947 | 0.043947
Brickyard Energy Partners LLC | 55762_G_BR2 | 55762 | G | BR2 |  | Landfill Gas |  | MIS_IL | Illinois | 17 | Vermilion | 183 | 17183 | 0.9 | 13500 | 1999 | 2015 |  |  | N | Landfill Gas | [15 empty] | 0.043947 | 0.043947 | 0.043947 | 0.043947
Brickyard Energy Partners LLC | 55762_G_BR3 | 55762 | G | BR3 |  | Landfill Gas |  | MIS_IL | Illinois | 17 | Vermilion | 183 | 17183 | 0.9 | 13500 | 1999 | 2015 |  |  | N | Landfill Gas | [15 empty] | 0.043947 | 0.043947 | 0.043947 | 0.043947
Upper Rock Energy Partners LLC | 55764_G_UR1 | 55764 | G | UR1 |  | Landfill Gas |  | MIS_MIDA | Illinois | 17 | Rock Island | 161 | 17161 | 0.9 | 13500 | 2000 | 2015 |  |  | N | Landfill Gas | [15 empty] | 0.043947 | 0.043947 | 0.043947 | 0.043947
Upper Rock Energy Partners LLC | 55764_G_UR2 | 55764 | G | UR2 |  | Landfill Gas |  | MIS_MIDA | Illinois | 17 | Rock Island | 161 | 17161 | 0.9 | 13500 | 2000 | 2015 |  |  | N | Landfill Gas | [15 empty] | 0.043947 | 0.043947 | 0.043947 | 0.043947
Upper Rock Energy Partners LLC | 55764_G_UR3 | 55764 | G | UR3 |  | Landfill Gas |  | MIS_MIDA | Illinois | 17 | Rock Island | 161 | 17161 | 0.9 | 13500 | 2000 | 2015 |  |  | N | Landfill Gas | [15 empty] | 0.043947 | 0.043947 | 0.043947 | 0.043947
Upper Rock Energy Partners LLC | 55764_G_UR4 | 55764 | G | UR4 |  | Landfill Gas |  | MIS_MIDA | Illinois | 17 | Rock Island | 161 | 17161 | 0.9 | 13500 | 2003 | 2015 |  |  | N | Landfill Gas | [15 empty] | 0.043947 | 0.043947 | 0.043947 | 0.043947
Gates Peaker | 55875_G_GEN1 | 55875 | G | GEN1 |  | Combustion Turbine | Combustion Turbine | WEC_CALN | California | 6 | Fresno | 19 | 06019 | 33 | 10745 | 2001 | 2013 |  |  | N | Natural Gas | [5 empty] | SCR | [8 empty] | 0.74 | 0.019493 | 0.019493 | 0.019493 | 0.019493
Harrisonburg Power Plant | 56006_G_ST-1 | 56006 | G | ST-1 |  | O/G Steam |  | PJM_Dom | Virginia | 51 | HARRISONBURG | 660 | 51660 | 2.7 | 14500 | 1997 | 2015 |  |  | N | Natural Gas, Distillate Fuel Oil | [14 empty] | 2.64 | 0.26812 | 0.26812 | 0.26812 | 0.26812
BNWRD | 56176_G_1 | 56176 | G | 1 |  | Combustion Turbine | IC Engine | PJM_COMD | Illinois | 17 | McLean | 113 | 17113 | 1.8 | 15552 | 2000 | 2014 |  |  | N | Distillate Fuel Oil | [14 empty] | 1 | 2.3355 | 2.3355 | 2.3355 | 2.3355
Patterson Pass | 56213_G_WND1 | 56213 | G | WND1 |  | Wind |  | WEC_CALN | California | 6 | Alameda | 1 | 06001 | 8.1 | 0 | 1985 | 2014 |  |  | N | Wind | [15 empty] | 0 | 0 | 0 | 0
Patterson Pass | 56213_G_WND2 | 56213 | G | WND2 |  | Wind |  | WEC_CALN | California | 6 | Alameda | 1 | 06001 | 13.8 | 0 | 1987 | 2014 |  |  | N | Wind | [15 empty] | 0 | 0 | 0 | 0
Danville New Design Plant | 56363_G_GEN 1 | 56363 | G | GEN 1 |  | Combustion Turbine | IC Engine | PJM_Dom | Virginia | 51 | Danville | 590 | 51590 | 1.2 | 20000 | 2005 | 2013 |  |  | N | Distillate Fuel Oil | [14 empty] | 2.64 | 2.3355 | 2.3355 | 2.3355 | 2.3355
Danville Kentuck Road Plant | 56364_G_GEN 1 | 56364 | G | GEN 1 |  | Combustion Turbine | IC Engine | PJM_Dom | Virginia | 51 | PITTSYLVANIA | 143 | 51143 | 1.2 | 13153 | 2005 | 2013 |  |  | N | Distillate Fuel Oil | [14 empty] | 2.64 | 2.3355 | 2.3355 | 2.3355 | 2.3355
Danville Westover Plant | 56365_G_GEN1 | 56365 | G | GEN1 |  | Combustion Turbine | IC Engine | PJM_Dom | Virginia | 51 | DANVILLE | 590 | 51590 | 1.2 | 19868 | 2005 | 2013 |  |  | N | Distillate Fuel Oil | [14 empty] | 2.64 | 2.3355 | 2.3355 | 2.3355 | 2.3355
Domain Integrated Energy System | 56373_G_DOMG1 | 56373 | G | DOMG1 |  | Combustion Turbine | Combustion Turbine | ERC_REST | Texas | 48 | TRAVIS | 453 | 48453 | 5 | 13515 | 2004 | 2013 |  |  | Y | Natural Gas | [14 empty] | 3 | 0.18367 | 0.18367 | 0.18367 | 0.18367
Pennsauken Landfill | 56511_G_GEN3 | 56511 | G | GEN3 |  | Landfill Gas |  | PJM_EMAC | New Jersey | 34 | Camden | 7 | 34007 | 0.9 | 13500 | 2004 | 2012 |  |  | N | Landfill Gas | [15 empty] | 0.043947 | 0.043947 | 0.043947 | 0.043947
Bradley Gas Recovery | 56533_G_GEN1 | 56533 | G | GEN1 |  | Landfill Gas |  | WEC_LADW | California | 6 | Los Angeles | 37 | 06037 | 1.3 | 14644 | 2004 | 2013 |  |  | N | Landfill Gas | [15 empty] | 0.043947 | 0.043947 | 0.043947 | 0.043947
Bradley Gas Recovery | 56533_G_GEN2 | 56533 | G | GEN2 |  | Landfill Gas |  | WEC_LADW | California | 6 | Los Angeles | 37 | 06037 | 1.3 | 14645 | 2004 | 2013 |  |  | N | Landfill Gas | [15 empty] | 0.043947 | 0.043947 | 0.043947 | 0.043947
Bradley Gas Recovery | 56533_G_GEN3 | 56533 | G | GEN3 |  | Landfill Gas |  | WEC_LADW | California | 6 | Los Angeles | 37 | 06037 | 1.3 | 14645 | 2004 | 2013 |  |  | N | Landfill Gas | [15 empty] | 0.043947 | 0.043947 | 0.043947 | 0.043947
Bradley Gas Recovery | 56533_G_GEN4 | 56533 | G | GEN4 |  | Landfill Gas |  | WEC_LADW | California | 6 | Los Angeles | 37 | 06037 | 1.3 | 14645 | 2004 | 2013 |  |  | N | Landfill Gas | [15 empty] | 0.043947 | 0.043947 | 0.043947 | 0.043947
Bradley Gas Recovery | 56533_G_GEN5 | 56533 | G | GEN5 |  | Landfill Gas |  | WEC_LADW | California | 6 | Los Angeles | 37 | 06037 | 1.3 | 14645 | 2004 | 2013 |  |  | N | Landfill Gas | [15 empty] | 0.043947 | 0.043947 | 0.043947 | 0.043947
Turlock Irrigation District Fuel Cell | 56631_G_TFC | 56631 | G | TFC |  | Fuel Cell |  | WEC_CALN | California | 6 | Stanislaus | 99 | 06099 | 1.1 | 13500 | 2009 | 2012 |  |  | Y | Non-Fossil Waste | [15 empty] | 0 | 0 | 0 | 0
Winnebago Energy Center LLC | 56780_G_1 | 56780 | G | 1 |  | Landfill Gas |  | PJM_COMD | Illinois | 17 | WINNEBAGO | 201 | 17201 | 1.6 | 13500 | 2007 | 2014 |  |  | N | Landfill Gas | [15 empty] | 0.043947 | 0.043947 | 0.043947 | 0.043947
Winnebago Energy Center LLC | 56780_G_2 | 56780 | G | 2 |  | Landfill Gas |  | PJM_COMD | Illinois | 17 | WINNEBAGO | 201 | 17201 | 1.6 | 13500 | 2007 | 2014 |  |  | N | Landfill Gas | [15 empty] | 0.043947 | 0.043947 | 0.043947 | 0.043947
Winnebago Energy Center LLC | 56780_G_3 | 56780 | G | 3 |  | Landfill Gas |  | PJM_COMD | Illinois | 17 | WINNEBAGO | 201 | 17201 | 1.6 | 13500 | 2007 | 2014 |  |  | N | Landfill Gas | [15 empty] | 0.043947 | 0.043947 | 0.043947 | 0.043947
Winnebago Energy Center LLC | 56780_G_4 | 56780 | G | 4 |  | Landfill Gas |  | PJM_COMD | Illinois | 17 | WINNEBAGO | 201 | 17201 | 1.6 | 13500 | 2007 | 2014 |  |  | N | Landfill Gas | [15 empty] | 0.043947 | 0.043947 | 0.043947 | 0.043947
Roberts Road Power Plant | 56867_G_1 | 56867 | G | 1 |  | Landfill Gas |  | S_SOU | Georgia | 13 | FAYETTE | 113 | 13113 | 1.4 | 40000 | 2003 | 2012 |  |  | N | Landfill Gas | [15 empty] | 0.043947 | 0.043947 | 0.043947 | 0.043947
Ausra Kimberlina Solar Generation | 56943_G_1 | 56943 | G | 1 |  | Solar Thermal |  | WEC_CALN | California | 6 | Kern | 29 | 06029 | 3.5 | 9760 | 2009 | 2014 |  |  | N | Solar | [15 empty] | 0 | 0 | 0 | 0
Pacific Cruise Ship Terminals Berth 93 | 57309_G_1 | 57309 | G | 1 |  | Solar PV |  | WEC_LADW | California | 6 | Los Angeles | 37 | 06037 | 1.1 | 0 | 2010 | 2014 |  |  | N | Solar | [15 empty] | 0 | 0 | 0 | 0
GE 1 6 100 Prototype | 57566_G_1.6PR | 57566 | G | 1.6PR |  | Wind |  | WECC_SCE | California | 6 | Kern | 29 | 06029 | 1.6 | 0 | 2011 | 2013 |  |  | N | Wind | [15 empty] | 0 | 0 | 0 | 0
Sheraton SD East Tower | 57592_G_45 | 57592 | G | 45 |  | Fuel Cell |  | WEC_SDGE | California | 6 | San Diego | 73 | 06073 | 0.3 | 9500 | 2005 | 2014 |  |  | N | Natural Gas | [15 empty] | 0 | 0 | 0 | 0
Sheraton SD East Tower | 57592_G_47 | 57592 | G | 47 |  | Fuel Cell |  | WEC_SDGE | California | 6 | San Diego | 73 | 06073 | 0.3 | 9500 | 2005 | 2014 |  |  | N | Natural Gas | [15 empty] | 0 | 0 | 0 | 0
Sheraton SD East Tower | 57592_G_50 | 57592 | G | 50 |  | Fuel Cell |  | WEC_SDGE | California | 6 | San Diego | 73 | 06073 | 0.3 | 9500 | 2005 | 2014 |  |  | N | Natural Gas | [15 empty] | 0 | 0 | 0 | 0
Sheraton SD East Tower | 57592_G_51 | 57592 | G | 51 |  | Fuel Cell |  | WEC_SDGE | California | 6 | San Diego | 73 | 06073 | 0.3 | 9500 | 2005 | 2014 |  |  | N | Natural Gas | [15 empty] | 0 | 0 | 0 | 0
Auburn LFG Energy Facility | 57636_G_2 | 57636 | G | 2 |  | Landfill Gas |  | NY_Z_C&E | New York | 36 | Cayuga | 11 | 36011 | 1.1 | 13500 | 2010 | 2014 |  |  | N | Landfill Gas | [15 empty] | 0.043947 | 0.043947 | 0.043947 | 0.043947
Turkey Point | 621_G_IC1 | 621 | G | IC1 |  | Combustion Turbine | IC Engine | FRCC | Florida | 12 | Miami-Dade | 86 | 12086 | 2.4 | 12774 | 1968 | 2009 |  |  | N | Distillate Fuel Oil | [14 empty] | 0.5 | 2.3355 | 2.3355 | 2.3355 | 2.3355
Turkey Point | 621_G_IC2 | 621 | G | IC2 |  | Combustion Turbine | IC Engine | FRCC | Florida | 12 | Miami-Dade | 86 | 12086 | 2.4 | 12774 | 1968 | 2009 |  |  | N | Distillate Fuel Oil | [14 empty] | 0.5 | 2.3355 | 2.3355 | 2.3355 | 2.3355
Turkey Point | 621_G_IC3 | 621 | G | IC3 |  | Combustion Turbine | IC Engine | FRCC | Florida | 12 | Miami-Dade | 86 | 12086 | 2.4 | 12774 | 1968 | 2009 |  |  | N | Distillate Fuel Oil | [14 empty] | 0.5 | 2.3355 | 2.3355 | 2.3355 | 2.3355
Turkey Point | 621_G_IC4 | 621 | G | IC4 |  | Combustion Turbine | IC Engine | FRCC | Florida | 12 | Miami-Dade | 86 | 12086 | 2.4 | 12774 | 1968 | 2009 |  |  | N | Distillate Fuel Oil | [14 empty] | 0.5 | 2.3355 | 2.3355 | 2.3355 | 2.3355
Turkey Point | 621_G_IC5 | 621 | G | IC5 |  | Combustion Turbine | IC Engine | FRCC | Florida | 12 | Miami-Dade | 86 | 12086 | 2.4 | 12774 | 1968 | 2009 |  |  | N | Distillate Fuel Oil | [14 empty] | 0.5 | 2.3355 | 2.3355 | 2.3355 | 2.3355
Putnam | 6246_G_1GT1 | 6246 | G | 1GT1 |  | Combined Cycle |  | FRCC | Florida | 12 | Putnam | 107 | 12107 | 73 | 9092 | 1978 | 2014 |  |  | N | Natural Gas, Distillate Fuel Oil | [14 empty] | 0.8 | 0.31933 | 0.31933 | 0.31933 | 0.31933
Putnam | 6246_G_1GT2 | 6246 | G | 1GT2 |  | Combined Cycle |  | FRCC | Florida | 12 | Putnam | 107 | 12107 | 73 | 9092 | 1978 | 2014 |  |  | N | Natural Gas, Distillate Fuel Oil | [14 empty] | 0.8 | 0.31933 | 0.31933 | 0.31933 | 0.31933
Putnam | 6246_G_1ST | 6246 | G | 1ST |  | Combined Cycle |  | FRCC | Florida | 12 | Putnam | 107 | 12107 | 103 | 9092 | 1978 | 2014 |  |  | N | Natural Gas, Distillate Fuel Oil | [14 empty] | 0.8 | 0.31933 | 0.31933 | 0.31933 | 0.31933
Putnam | 6246_G_2GT1 | 6246 | G | 2GT1 |  | Combined Cycle |  | FRCC | Florida | 12 | Putnam | 107 | 12107 | 73 | 9092 | 1977 | 2014 |  |  | N | Natural Gas, Distillate Fuel Oil | [14 empty] | 0.8 | 0.347 | 0.347 | 0.347 | 0.347
Putnam | 6246_G_2GT2 | 6246 | G | 2GT2 |  | Combined Cycle |  | FRCC | Florida | 12 | Putnam | 107 | 12107 | 73 | 9092 | 1977 | 2014 |  |  | N | Natural Gas, Distillate Fuel Oil | [14 empty] | 0.8 | 0.347 | 0.347 | 0.347 | 0.347
Putnam | 6246_G_2ST | 6246 | G | 2ST |  | Combined Cycle |  | FRCC | Florida | 12 | Putnam | 107 | 12107 | 103 | 9092 | 1977 | 2014 |  |  | N | Natural Gas, Distillate Fuel Oil | [14 empty] | 0.8 | 0.347 | 0.347 | 0.347 | 0.347
Cline Falls | 6482_G_1 | 6482 | G | 1 |  | Hydro |  | WECC_PNW | Oregon | 41 | Deschutes | 17 | 41017 | 1.1 | 0 | 1943 | 2010 |  |  | N | Hydro | [15 empty] | 0 | 0 | 0 | 0
Gabbs | 6514_G_1 | 6514 | G | 1 |  | Combustion Turbine | IC Engine | WECC_NNV | Nevada | 32 | Nye | 23 | 32023 | 2.7 | 12774 | 1969 | 2013 |  |  | N | Distillate Fuel Oil | [14 empty] | 1.4 | 2.3355 | 2.3355 | 2.3355 | 2.3355
Gabbs | 6514_G_2 | 6514 | G | 2 |  | Combustion Turbine | IC Engine | WECC_NNV | Nevada | 32 | Nye | 23 | 32023 | 2.7 | 12774 | 1969 | 2013 |  |  | N | Distillate Fuel Oil | [14 empty] | 1.4 | 2.3355 | 2.3355 | 2.3355 | 2.3355
Waverly Municipal Electric North Plant | 6554_G_5 | 6554 | G | 5 |  | Combustion Turbine | IC Engine | MIS_MIDA | Iowa | 19 | Bremer | 17 | 19017 | 1.2 | 10745 | 1948 | 2013 |  |  | N | Natural Gas, Distillate Fuel Oil | [14 empty] | 2.5 | 2.0543 | 2.0543 | 2.0543 | 2.0543
Waverly Municipal Electric North Plant | 6554_G_6 | 6554 | G | 6 |  | Combustion Turbine | IC Engine | MIS_MIDA | Iowa | 19 | Bremer | 17 | 19017 | 1.3 | 10745 | 1952 | 2013 |  |  | N | Natural Gas, Distillate Fuel Oil | [14 empty] | 2.5 | 2.0543 | 2.0543 | 2.0543 | 2.0543
South Norwalk Electric | 6598_G_6 | 6598 | G | 6 |  | Combustion Turbine | IC Engine | NENG_CT | Connecticut | 9 | FAIRFIELD | 1 | 09001 | 1.1 | 12774 | 1990 | 2014 |  |  | N | Distillate Fuel Oil | [15 empty] | 2.3355 | 2.3355 | 2.3355 | 2.3355
John R Kelly | 664_G_GT1 | 664 | G | GT1 |  | Combustion Turbine | Combustion Turbine | FRCC | Florida | 12 | Alachua | 1 | 12001 | 14 | 25000 | 1968 | 2013 |  |  | N | Natural Gas, Distillate Fuel Oil | [15 empty] | 0.47155 | 0.47155 | 0.47155 | 0.47155
John R Kelly | 664_G_GT2 | 664 | G | GT2 |  | Combustion Turbine | Combustion Turbine | FRCC | Florida | 12 | Alachua | 1 | 12001 | 14 | 25000 | 1968 | 2013 |  |  | N | Natural Gas, Distillate Fuel Oil | [15 empty] | 0.47155 | 0.47155 | 0.47155 | 0.47155
John R Kelly | 664_G_GT3 | 664 | G | GT3 |  | Combustion Turbine | Combustion Turbine | FRCC | Florida | 12 | Alachua | 1 | 12001 | 14 | 25000 | 1969 | 2013 |  |  | N | Natural Gas, Distillate Fuel Oil | [15 empty] | 0.47155 | 0.47155 | 0.47155 | 0.47155
Smith Street | 679_G_10 | 679 | G | 10 |  | Combustion Turbine | IC Engine | FRCC | Florida | 12 | Volusia | 127 | 12127 | 2 | 12774 | 1967 | 2013 |  |  | N | Distillate Fuel Oil | [15 empty] | 2.3355 | 2.3355 | 2.3355 | 2.3355
Smith Street | 679_G_11 | 679 | G | 11 |  | Combustion Turbine | IC Engine | FRCC | Florida | 12 | Volusia | 127 | 12127 | 2 | 12774 | 1967 | 2013 |  |  | N | Distillate Fuel Oil | [15 empty] | 2.3355 | 2.3355 | 2.3355 | 2.3355
Smith Street | 679_G_3 | 679 | G | 3 |  | Combustion Turbine | IC Engine | FRCC | Florida | 12 | Volusia | 127 | 12127 | 0.8 | 12774 | 1946 | 2013 |  |  | N | Distillate Fuel Oil | [15 empty] | 2.3355 | 2.3355 | 2.3355 | 2.3355
Smith Street | 679_G_4 | 679 | G | 4 |  | Combustion Turbine | IC Engine | FRCC | Florida | 12 | Volusia | 127 | 12127 | 1 | 12774 | 1950 | 2013 |  |  | N | Distillate Fuel Oil | [15 empty] | 2.3355 | 2.3355 | 2.3355 | 2.3355
Smith Street | 679_G_6 | 679 | G | 6 |  | Combustion Turbine | IC Engine | FRCC | Florida | 12 | Volusia | 127 | 12127 | 1.8 | 12774 | 1955 | 2013 |  |  | N | Distillate Fuel Oil | [15 empty] | 2.3355 | 2.3355 | 2.3355 | 2.3355
Smith Street | 679_G_7 | 679 | G | 7 |  | Combustion Turbine | IC Engine | FRCC | Florida | 12 | Volusia | 127 | 12127 | 1.8 | 12774 | 1956 | 2013 |  |  | N | Distillate Fuel Oil | [15 empty] | 2.3355 | 2.3355 | 2.3355 | 2.3355
Smith Street | 679_G_8 | 679 | G | 8 |  | Combustion Turbine | IC Engine | FRCC | Florida | 12 | Volusia | 127 | 12127 | 1.1 | 12774 | 1960 | 2013 |  |  | N | Distillate Fuel Oil | [15 empty] | 2.3355 | 2.3355 | 2.3355 | 2.3355
Smith Street | 679_G_9 | 679 | G | 9 |  | Combustion Turbine | IC Engine | FRCC | Florida | 12 | Volusia | 127 | 12127 | 2 | 12774 | 1967 | 2013 |  |  | N | Distillate Fuel Oil | [15 empty] | 2.3355 | 2.3355 | 2.3355 | 2.3355
W E Swoope | 681_G_2 | 681 | G | 2 |  | Combustion Turbine | IC Engine | FRCC | Florida | 12 | Volusia | 127 | 12127 | 0.9 | 12774 | 1981 | 2013 |  |  | N | Distillate Fuel Oil | [14 empty] | 0.8 | 2.3355 | 2.3355 | 2.3355 | 2.3355
W E Swoope | 681_G_3 | 681 | G | 3 |  | Combustion Turbine | IC Engine | FRCC | Florida | 12 | Volusia | 127 | 12127 | 2 | 12774 | 1982 | 2013 |  |  | N | Distillate Fuel Oil | [14 empty] | 0.8 | 2.3355 | 2.3355 | 2.3355 | 2.3355
W E Swoope | 681_G_4 | 681 | G | 4 |  | Combustion Turbine | IC Engine | FRCC | Florida | 12 | Volusia | 127 | 12127 | 2.2 | 12774 | 1982 | 2013 |  |  | N | Distillate Fuel Oil | [14 empty] | 0.8 | 2.3355 | 2.3355 | 2.3355 | 2.3355
St Cloud | 685_G_1 | 685 | G | 1 |  | Combustion Turbine | IC Engine | FRCC | Florida | 12 | Osceola | 97 | 12097 | 2 | 13970 | 1982 | 2008 |  |  | N | Natural Gas, Distillate Fuel Oil | [15 empty] | 2.0543 | 2.0543 | 2.0543 | 2.0543
St Cloud | 685_G_2 | 685 | G | 2 |  | Combustion Turbine | IC Engine | FRCC | Florida | 12 | Osceola | 97 | 12097 | 5 | 13970 | 1974 | 2008 |  |  | N | Natural Gas, Distillate Fuel Oil | [15 empty] | 2.0543 | 2.0543 | 2.0543 | 2.0543
St Cloud | 685_G_3 | 685 | G | 3 |  | Combustion Turbine | IC Engine | FRCC | Florida | 12 | Osceola | 97 | 12097 | 2 | 13970 | 1982 | 2008 |  |  | N | Natural Gas, Distillate Fuel Oil | [15 empty] | 2.0543 | 2.0543 | 2.0543 | 2.0543
St Cloud | 685_G_4 | 685 | G | 4 |  | Combustion Turbine | IC Engine | FRCC | Florida | 12 | Osceola | 97 | 12097 | 3 | 13970 | 1961 | 2008 |  |  | N | Natural Gas, Distillate Fuel Oil | [15 empty] | 2.0543 | 2.0543 | 2.0543 | 2.0543
St Cloud | 685_G_6 | 685 | G | 6 |  | Combustion Turbine | IC Engine | FRCC | Florida | 12 | Osceola | 97 | 12097 | 3 | 13970 | 1967 | 2008 |  |  | N | Natural Gas, Distillate Fuel Oil | [15 empty] | 2.0543 | 2.0543 | 2.0543 | 2.0543
St Cloud | 685_G_7 | 685 | G | 7 |  | Combustion Turbine | IC Engine | FRCC | Florida | 12 | Osceola | 97 | 12097 | 6 | 13970 | 1982 | 2008 |  |  | N | Natural Gas, Distillate Fuel Oil | [15 empty] | 2.0543 | 2.0543 | 2.0543 | 2.0543
St Cloud | 685_G_8 | 685 | G | 8 |  | Combustion Turbine | IC Engine | FRCC | Florida | 12 | Osceola | 97 | 12097 | 6 | 13970 | 1977 | 2008 |  |  | N | Natural Gas, Distillate Fuel Oil | [15 empty] | 2.0543 | 2.0543 | 2.0543 | 2.0543
San Gorgonio 1 | 7148_G_1 | 7148 | G | 1 |  | Hydro |  | WECC_SCE | California | 6 | Riverside | 65 | 06065 | 1.5 | 0 | 1923 | 2001 |  |  | N | Hydro | [15 empty] | 0 | 0 | 0 | 0
Girvin Landfill | 7705_G_1 | 7705 | G | 1 |  | Landfill Gas |  | FRCC | Florida | 12 | Duval | 31 | 12031 | 3 | 16963 | 1997 | 2014 |  |  | N | Landfill Gas | [15 empty] | 0.043947 | 0.043947 | 0.043947 | 0.043947
SECC | 7730_G_1 | 7730 | G | 1 |  | Combustion Turbine | IC Engine | WECC_CO | Colorado | 8 | El Paso | 41 | 08041 | 1.1 | 12774 | 1998 | 2014 |  |  | N | Distillate Fuel Oil | [14 empty] | 1.2 | 2.3355 | 2.3355 | 2.3355 | 2.3355
Snoqualmie 2 | 7867_G_6 | 7867 | G | 6 |  | Hydro |  | WECC_PNW | Washington | 53 | King | 33 | 53033 | 13.9 | 0 | 1910 | 2010 |  |  | N | Hydro | [15 empty] | 0 | 0 | 0 | 0
Glenmore Turbines | 7882_G_1 | 7882 | G | 1 |  | Wind |  | MIS_WUMS | Wisconsin | 55 | Brown | 9 | 55009 | 0.1 | 0 | 1998 | 2012 |  |  | N | Wind | [15 empty] | 0 | 0 | 0 | 0
Parkside | 7888_G_2 | 7888 | G | 2 |  | Combustion Turbine | IC Engine | PJM_COMD | Illinois | 17 | McLean | 113 | 17113 | 1.8 | 12774 | 2000 | 2014 |  |  | N | Distillate Fuel Oil | [14 empty] | 1 | 2.3355 | 2.3355 | 2.3355 | 2.3355
Parkside | 7888_G_3 | 7888 | G | 3 |  | Combustion Turbine | IC Engine | PJM_COMD | Illinois | 17 | McLean | 113 | 17113 | 1.8 | 12774 | 2000 | 2014 |  |  | N | Distillate Fuel Oil | [14 empty] | 1 | 2.3355 | 2.3355 | 2.3355 | 2.3355
Parkside | 7888_G_4 | 7888 | G | 4 |  | Combustion Turbine | IC Engine | PJM_COMD | Illinois | 17 | McLean | 113 | 17113 | 1.8 | 12774 | 2002 | 2014 |  |  | N | Distillate Fuel Oil | [14 empty] | 1 | 2.3355 | 2.3355 | 2.3355 | 2.3355
Gillum | 7891_G_1 | 7891 | G | 1 |  | Combustion Turbine | IC Engine | PJM_COMD | Illinois | 17 | McLean | 113 | 17113 | 1.8 | 12774 | 2000 | 2014 |  |  | N | Distillate Fuel Oil | [14 empty] | 1 | 2.3355 | 2.3355 | 2.3355 | 2.3355
Gillum | 7891_G_2 | 7891 | G | 2 |  | Combustion Turbine | IC Engine | PJM_COMD | Illinois | 17 | McLean | 113 | 17113 | 1.8 | 12774 | 2000 | 2014 |  |  | N | Distillate Fuel Oil | [14 empty] | 1 | 2.3355 | 2.3355 | 2.3355 | 2.3355
Ponnequin | 7937_G_30 | 7937 | G | 30 |  | Wind |  | WECC_CO | Colorado | 8 | Weld | 123 | 08123 | 9.8 | 0 | 2001 | 2015 |  |  | N | Wind | [15 empty] | 0 | 0 | 0 | 0
Ponnequin | 7937_G_8 | 7937 | G | 8 |  | Wind |  | WECC_CO | Colorado | 8 | Weld | 123 | 08123 | 15.5 | 0 | 1999 | 2015 |  |  | N | Wind | [15 empty] | 0 | 0 | 0 | 0
Carmi | 937_G_5 | 937 | G | 5 |  | Combustion Turbine | IC Engine | MIS_IL | Illinois | 17 | White | 193 | 17193 | 0.5 | 12774 | 1945 | 2013 |  |  | N | Natural Gas, Distillate Fuel Oil | [14 empty] | 1 | 2.0543 | 2.0543 | 2.0543 | 2.0543
Rantoul | 958_G_1 | 958 | G | 1 |  | Combustion Turbine | IC Engine | MIS_IL | Illinois | 17 | Champaign | 19 | 17019 | 0.7 | 10745 | 1951 | 2013 |  |  | N | Distillate Fuel Oil | [15 empty] | 2.3355 | 2.3355 | 2.3355 | 2.3355
Harding Street | 990_G_3 | 990 | G | 3 |  | O/G Steam |  | MIS_INKY | Indiana | 18 | Marion | 97 | 18097 | 35 | 10295 | 1941 | 2013 |  |  | N | Distillate Fuel Oil | [15 empty] | 0.1998 | 0.1998 | 0.1998 | 0.1998
Harding Street | 990_G_GT3 | 990 | G | GT3 |  | Combustion Turbine | Combustion Turbine | MIS_INKY | Indiana | 18 | Marion | 97 | 18097 | 20 | 14710 | 1973 | 2013 |  |  | N | Distillate Fuel Oil | [14 empty] | 0.35 | 0.38083 | 0.38083 | 0.38083 | 0.38083
Eagle Valley | 991_G_2 | 991 | G | 2 |  | O/G Steam |  | MIS_INKY | Indiana | 18 | Morgan | 109 | 18109 | 39 | 14500 | 1950 | 2013 |  |  | N | Distillate Fuel Oil | [14 empty] | 0.37 | 0.14887 | 0.14887 | 0.14887 | 0.14887
Eagle Valley | 991_G_IC1 | 991 | G | IC1 |  | Combustion Turbine | IC Engine | MIS_INKY | Indiana | 18 | Morgan | 109 | 18109 | 3 | 10745 | 1967 | 2016 |  |  | N | Distillate Fuel Oil | [14 empty] | 1.6 | 2.3355 | 2.3355 | 2.3355 | 2.3355
Eagle Valley | 991_G_ST1 | 991 | G | ST1 |  | O/G Steam |  | MIS_INKY | Indiana | 18 | Morgan | 109 | 18109 | 39 | 11550 | 1949 | 2013 |  |  | N | Distillate Fuel Oil | [15 empty] | 0.11053 | 0.11053 | 0.11053 | 0.11053
NRG Energy Center Dover | 10030_B_COGEN1 | 10030 | B | COGEN1 |  | Combined Cycle |  | PJM_EMAC | Delaware | 10 | Kent | 1 | 10001 | 16 | 14500 | 1985 | 2013 |  |  | Y | Natural Gas, Distillate Fuel Oil | [14 empty] | 2 | 0.44149 | 0.44149 | 0.44149 | 0.44149
Murray Gill | 1242_B_1 | 1242 | B | 1 |  | O/G Steam |  | SPP_N | Kansas | 20 | Sedgwick | 173 | 20173 | 40 | 14301 | 1952 | 2014 |  |  | N | Natural Gas | [14 empty] | 3 | 0.2281 | 0.2281 | 0.2281 | 0.2281
Murray Gill | 1242_B_2 | 1242 | B | 2 |  | O/G Steam |  | SPP_N | Kansas | 20 | Sedgwick | 173 | 20173 | 56 | 13875 | 1954 | 2014 |  |  | N | Natural Gas | [14 empty] | 3 | 0.2682 | 0.2682 | 0.2682 | 0.2682
Lieberman | 1417_B_1 | 1417 | B | 1 |  | O/G Steam |  | SPP_WEST | Louisiana | 22 | Caddo | 17 | 22017 | 25 | 14500 | 1947 | 2014 |  |  | N | Natural Gas | [15 empty] | 0.08235 | 0.08235 | 0.08235 | 0.08235
Morgan City | 1449_B_4 | 1449 | B | 4 |  | O/G Steam |  | S_D_REST | Louisiana | 22 | st. Mary | 101 | 22101 | 36 | 14500 | 1970 | 2015 |  |  | N | Natural Gas | [14 empty] | 5.2606 | 0.11224 | 0.11224 | 0.11224 | 0.11224
Cecil Lynch | 167_B_2 | 167 | B | 2 |  | O/G Steam |  | S_D_N_AR | Arkansas | 5 | Pulaski | 119 | 05119 | 60 | 14500 | 1949 | 2013 |  |  | N | Natural Gas | [15 empty] | 0.28498 | 0.28498 | 0.28498 | 0.28498
Cecil Lynch | 167_B_3 | 167 | B | 3 |  | O/G Steam |  | S_D_N_AR | Arkansas | 5 | Pulaski | 119 | 05119 | 110 | 14500 | 1954 | 2013 |  |  | N | Natural Gas | [15 empty] | 0.28558 | 0.28558 | 0.28558 | 0.28558
Harvey Couch | 169_B_2 | 169 | B | 2 |  | O/G Steam |  | S_D_REST | Arkansas | 5 | Lafayette | 73 | 05073 | 123 | 14500 | 1954 | 2013 |  |  | N | Natural Gas | [15 empty] | 0.1497 | 0.1497 | 0.1497 | 0.1497
Lake Catherine | 170_B_1 | 170 | B | 1 |  | O/G Steam |  | S_D_REST | Arkansas | 5 | Hot Spring | 59 | 05059 | 47 | 8300 | 1950 | 2013 |  |  | N | Natural Gas | [15 empty] | 0.44614 | 0.44614 | 0.44614 | 0.44614
Lake Catherine | 170_B_2 | 170 | B | 2 |  | O/G Steam |  | S_D_REST | Arkansas | 5 | Hot Spring | 59 | 05059 | 45 | 8300 | 1950 | 2013 |  |  | N | Natural Gas | [15 empty] | 1.0762 | 1.0762 | 1.0762 | 1.0762
Lake Catherine | 170_B_3 | 170 | B | 3 |  | O/G Steam |  | S_D_REST | Arkansas | 5 | Hot Spring | 59 | 05059 | 96 | 14500 | 1953 | 2013 |  |  | N | Natural Gas | [15 empty] | 0.48205 | 0.48205 | 0.48205 | 0.48205
Robert E Ritchie | 173_B_2 | 173 | B | 2 |  | O/G Steam |  | S_D_N_AR | Arkansas | 5 | Phillips | 107 | 05107 | 544 | 14500 | 1968 | 2013 |  |  | N | Natural Gas | [15 empty] | 0.28498 | 0.28498 | 0.28498 | 0.28498
Mistersky | 1822_B_7 | 1822 | B | 7 |  | O/G Steam |  | MIS_LMI | Michigan | 26 | Wayne | 163 | 26163 | 60 | 13240 | 1979 | 2014 |  |  | Y | Natural Gas | [14 empty] | 1.4 | 0.13762 | 0.13762 | 0.13762 | 0.13762
Austin DT | 1960_B_3 | 1960 | B | 3 |  | O/G Steam |  | MIS_MNWI | Minnesota | 27 | Mower | 99 | 27099 | 5.9 | 14500 | 1935 | 2012 |  |  | N | Natural Gas | [14 empty] | 4 | 0.27132 | 0.27132 | 0.27132 | 0.27132
Rex Brown | 2053_B_1B | 2053 | B | 1B |  | O/G Steam |  | S_D_REST | Mississippi | 28 | Hinds | 49 | 28049 | 7.5 | 14500 | 1977 | 2011 |  |  | N | Natural Gas | [14 empty] | 4.8 | 0.18503 | 0.18503 | 0.18503 | 0.18503
Wright | 2063_B_W1 | 2063 | B | W1 |  | O/G Steam |  | S_D_REST | Mississippi | 28 | Leflore | 83 | 28083 | 9.4 | 14500 | 1948 | 2014 |  |  | N | Natural Gas, Distillate Fuel Oil, Residual Fuel Oil | [14 empty] | 2.4 | 0.18503 | 0.18503 | 0.18503 | 0.18503
Wright | 2063_B_W3 | 2063 | B | W3 |  | O/G Steam |  | S_D_REST | Mississippi | 28 | Leflore | 83 | 28083 | 9.4 | 14500 | 1948 | 2014 |  |  | N | Natural Gas, Distillate Fuel Oil, Residual Fuel Oil | [14 empty] | 2.4 | 0.18503 | 0.18503 | 0.18503 | 0.18503
Boomer Lake Station | 3000_B_1 | 3000 | B | 1 |  | O/G Steam |  | SPP_WEST | Oklahoma | 40 | Payne | 119 | 40119 | 11.9 | 14500 | 1956 | 2016 |  |  | N | Natural Gas | [15 empty] | 0.2607 | 0.2607 | 0.2607 | 0.2607
Boomer Lake Station | 3000_B_2 | 3000 | B | 2 |  | O/G Steam |  | SPP_WEST | Oklahoma | 40 | Payne | 119 | 40119 | 11.9 | 14500 | 1956 | 2016 |  |  | N | Natural Gas | [15 empty] | 0.2607 | 0.2607 | 0.2607 | 0.2607
Coolwater | 329_B_1 | 329 | B | 1 |  | O/G Steam |  | WECC_SCE | California | 6 | San Bernardino | 71 | 06071 | 65 | 13812 | 1961 | 2014 |  |  | N | Natural Gas | [14 empty] | 0.82 | 0.087433 | 0.087433 | 0.087433 | 0.087433
Coolwater | 329_B_2 | 329 | B | 2 |  | O/G Steam |  | WECC_SCE | California | 6 | San Bernardino | 71 | 06071 | 81 | 13742 | 1964 | 2014 |  |  | N | Natural Gas | [14 empty] | 0.82 | 0.0789 | 0.0789 | 0.0789 | 0.0789
El Segundo Power | 330_B_4 | 330 | B | 4 |  | O/G Steam |  | WECC_SCE | California | 6 | Los Angeles | 37 | 06037 | 325 | 11576 | 1965 | 2015 |  |  | N | Natural Gas | [5 empty] | SCR | [8 empty] | 1.3151 | 0.0075159 | 0.0075159 | 0.0075159 | 0.0075159
Moore County | 3483_B_3 | 3483 | B | 3 |  | O/G Steam |  | SPP_SPS | Texas | 48 | Moore | 341 | 48341 | 46 | 13409 | 1954 | 2013 |  |  | N | Natural Gas | [14 empty] | 1.1573 | 0.1243 | 0.1243 | 0.1243 | 0.1243
Leon Creek | 3609_B_3 | 3609 | B | 3 |  | O/G Steam |  | ERC_REST | Texas | 48 | Bexar | 29 | 48029 | 60 | 14070 | 1953 | 2013 |  |  | N | Natural Gas | [14 empty] | 1.1573 | 0.1605 | 0.1605 | 0.1605 | 0.1605
Leon Creek | 3609_B_4 | 3609 | B | 4 |  | O/G Steam |  | ERC_REST | Texas | 48 | Bexar | 29 | 48029 | 95 | 13313 | 1959 | 2013 |  |  | N | Natural Gas | [14 empty] | 1.1573 | 0.26048 | 0.26048 | 0.26048 | 0.26048
North Texas | 3627_B_1 | 3627 | B | 1 |  | O/G Steam |  | ERC_REST | Texas | 48 | Parker | 367 | 48367 | 16.5 | 14500 | 1958 | 2014 |  |  | N | Natural Gas, Distillate Fuel Oil | [14 empty] | 3 | 0.2166 | 0.2166 | 0.2166 | 0.2166
North Texas | 3627_B_2 | 3627 | B | 2 |  | O/G Steam |  | ERC_REST | Texas | 48 | Parker | 367 | 48367 | 16.5 | 14500 | 1958 | 2014 |  |  | N | Natural Gas, Distillate Fuel Oil | [14 empty] | 3 | 0.2166 | 0.2166 | 0.2166 | 0.2166
Sam Rayburn | 3631_B_3 | 3631 | B | 3 |  | O/G Steam |  | ERC_REST | Texas | 48 | Victoria | 469 | 48469 | 22 | 14500 | 1965 | 2012 |  |  | N | Natural Gas, Distillate Fuel Oil | [14 empty] | 1.1573 | 0.2166 | 0.2166 | 0.2166 | 0.2166
Broadway | 420_B_B3 | 420 | B | B3 |  | O/G Steam |  | WECC_SCE | California | 6 | Los Angeles | 37 | 06037 | 71 | 11686 | 1965 | 2016 |  |  | N | Natural Gas | [5 empty] | SCR | [9 empty] | 0.022158 | 0.022158 | 0.022158 | 0.022158
Covanta Wallingford Energy | 50664_B_B101 | 50664 | B | B101 |  | Municipal Solid Waste |  | NENG_CT | Connecticut | 9 | New Haven | 9 | 09009 | 2.8 | 27718 | 1988 | 2015 |  |  | N | MSW | Dry Scrubber |  | 70 | 70 | [10 empty] | 0.07 | 0.2 | 0.2 | 0.2 | 0.2 | 0.08 | 0.08 | 0.08
Covanta Wallingford Energy | 50664_B_B102 | 50664 | B | B102 |  | Municipal Solid Waste |  | NENG_CT | Connecticut | 9 | New Haven | 9 | 09009 | 2.8 | 27718 | 1988 | 2015 |  |  | N | MSW | Dry Scrubber |  | 70 | 70 | [10 empty] | 0.07 | 0.25 | 0.25 | 0.25 | 0.25 | 0.08 | 0.08 | 0.08
Covanta Wallingford Energy | 50664_B_B103 | 50664 | B | B103 |  | Municipal Solid Waste |  | NENG_CT | Connecticut | 9 | New Haven | 9 | 09009 | 2.8 | 27718 | 1988 | 2015 |  |  | N | MSW | Dry Scrubber |  | 70 | 70 | [10 empty] | 0.07 | 0.25 | 0.25 | 0.25 | 0.25 | 0.08 | 0.08 | 0.08
Vero Beach Municipal Power Plant | 693_B_3 | 693 | B | 3 |  | O/G Steam |  | FRCC | Florida | 12 | Indian River | 61 | 12061 | 33 | 14500 | 1971 | 2014 |  |  | N | Natural Gas, Residual Fuel Oil | [14 empty] | 2.75 | 0.1272 | 0.1272 | 0.1272 | 0.1272
Vero Beach Municipal Power Plant | 693_B_4 | 693 | B | 4 |  | O/G Steam |  | FRCC | Florida | 12 | Indian River | 61 | 12061 | 56 | 14500 | 1976 | 2015 |  |  | N | Natural Gas, Residual Fuel Oil | [14 empty] | 0.8 | 0.13285 | 0.13285 | 0.13285 | 0.13285
Howard Down | 2434_B_9 | 2434 | B | 10 |  | O/G Steam |  | PJM_EMAC | New Jersey | 34 | Cumberland | 11 | 34011 | 23 | 14427 | 1970 | 2010 |  |  | N | Residual Fuel Oil | [14 empty] | 1.5 | 0.2233 | 0.2233 | 0.2233 | 0.2233
Lake Creek | 3502_B_ST1 | 3502 | B | ST1 | 2426 | O/G Steam |  | ERC_REST | Texas | 48 | McLennan | 309 | 48309 | 87 | 13240 | 1953 | 2010 |  |  | Y | Natural Gas, Distillate Fuel Oil | [14 empty] | 1.16 | 0.181 | 0.181 | 0.181 | 0.181
Lake Creek | 3502_B_ST2 | 3502 | B | ST2 | 2427 | O/G Steam |  | ERC_REST | Texas | 48 | McLennan | 309 | 48309 | 230 | 10896 | 1959 | 2010 |  |  | Y | Natural Gas, Distillate Fuel Oil | [14 empty] | 1.16 | 0.236 | 0.236 | 0.236 | 0.236
Mount Tom | 1606_G_1 | 1606 | G | 1 | 1108 | Coal Steam |  | NENGREST | Massachusetts | 25 | Hampden | 13 | 25013 | 144 | 10623 | 1960 | 2014 | wall | dry | N | Bituminous | Dry Scrubber | 2015 | 92.51 | 92.51 | LNB + OFA | SCR | 2006 |  | ESPC | ESPC | No | ACI | 2015 | 90 | 1.2 | 0.10415 | 0.07 | 0.10415 | 0.07 | 0.1 | 0.1 | 0.1 | 99 | 99
Shelby Municipal Light Plant | 2943_G_3 | 2943 | G | 3 |  | Coal Steam |  | PJM_West | Ohio | 39 | Richland | 139 | 39139 | 5 | 14500 | 1948 | 2012 |  |  | N | Bituminous | [10 empty] | NA |  |  |  | 7.7667 | 0.44513 | 0.44513 | 0.44513 | 0.44513 | 1 | 1 | 1
Yates | 728_G_4 | 728 | G | 4 | 554 | Coal Steam |  | S_SOU | Georgia | 13 | Coweta | 77 | 13077 | 133 | 10863 | 1957 | 2015 | tangential | dry | N | Bituminous |  |  |  |  | LNC1 |  |  |  | ESPC | ESPC | No |  |  |  | 4.72 | 0.36441 | 0.36441 | 0.25219 | 0.25219 | 0.64 | 0.97 | 1
Yates | 728_G_5 | 728 | G | 5 | 555 | Coal Steam |  | S_SOU | Georgia | 13 | Coweta | 77 | 13077 | 135 | 10900 | 1958 | 2015 | tangential | dry | N | Bituminous |  |  |  |  | LNC1 |  |  |  | ESPC | ESPC | No |  |  |  | 4.72 | 0.34378 | 0.34378 | 0.24024 | 0.24024 | 0.64 | 0.97 | 1
Fair Station | 1218_B_1 | 1218 | B | 1 |  | Coal Steam |  | MIS_IA | Iowa | 19 | MUSCATINE | 139 | 19139 | 23 | 12968 | 1960 | 2013 | wall | dry | N | Bituminous | [8 empty] | ESPC | ESPC | No |  |  |  | 6 | 0.47467 | 0.47467 | 0.32 | 0.32 | 0.64 | 0.97 | 1
Fair Station | 1218_B_2 | 1218 | B | 2 | 807 | Coal Steam |  | MIS_IA | Iowa | 19 | MUSCATINE | 139 | 19139 | 41 | 12565 | 1967 | 2013 | wall | dry | N | Bituminous |  |  |  |  | LNB |  |  |  | ESPC | ESPC | Yes |  |  |  | 6 | 0.41139 | 0.41139 | 0.32 | 0.32 | 0.64 | 0.97 | 1 |  |  |  | Yes
Dale | 1385_B_1 | 1385 | B | 1 | 9393 | Coal Steam |  | S_C_KY | Kentucky | 21 | Clark | 49 | 21049 | 23 | 11485 | 1954 | 2015 | wall | dry | N | Bituminous |  |  |  |  | LNBO |  |  |  | ESPH | ESPH + B | No |  |  |  | 1.8 | 0.391 | 0.391 | 0.391 | 0.391 | 0.11 | 0.27 | 1
Dale | 1385_B_2 | 1385 | B | 2 | 9394 | Coal Steam |  | S_C_KY | Kentucky | 21 | Clark | 49 | 21049 | 23 | 11478 | 1954 | 2015 | wall | dry | N | Bituminous |  |  |  |  | LNBO |  |  |  | ESPH | ESPH + B | No |  |  |  | 1.8 | 0.391 | 0.391 | 0.391 | 0.391 | 0.11 | 0.27 | 1
Dale | 1385_B_3 | 1385 | B | 3 | 934 | Coal Steam |  | S_C_KY | Kentucky | 21 | Clark | 49 | 21049 | 74 | 11698 | 1957 | 2016 | wall | dry | N | Bituminous |  |  | 53 | 53 | LNB |  |  |  | ESPC | ESPC + B | No |  |  |  | 1.8 | 0.347 | 0.347 | 0.32 | 0.32 | 0.2 | 0.75 | 1 | 63 | 63 | Yes |  | 2015
Dale | 1385_B_4 | 1385 | B | 4 | 935 | Coal Steam |  | S_C_KY | Kentucky | 21 | Clark | 49 | 21049 | 75 | 11767 | 1960 | 2016 | wall | dry | N | Bituminous |  |  | 53 | 53 | LNB |  |  |  | ESPC | ESPC + B | No |  |  |  | 1.8 | 0.347 | 0.347 | 0.32 | 0.32 | 0.2 | 0.75 | 1 | 63 | 63 | Yes |  | 2015
James De Young | 1830_B_5 | 1830 | B | 5 | 1214 | Coal Steam |  | MIS_LMI | Michigan | 26 | Ottawa | 139 | 26139 | 27 | 13634 | 1969 | 2016 | wall | dry | N | Bituminous |  |  |  |  | LNB |  |  |  | ESPC | ESPC | No |  |  |  | 1.67 | 0.40217 | 0.40217 | 0.32 | 0.32 | 0.64 | 0.97 | 1 |  |  |  | Yes
Eckert Station | 1831_B_1 | 1831 | B | 1 | 1215 | Coal Steam |  | MIS_LMI | Michigan | 26 | Ingham | 65 | 26065 | 35 | 12697 | 1954 | 2016 | wall | dry | N | Bituminous, Subbituminous |  |  |  |  | LNB + SOFA |  |  |  | ESPC | ESPC + B | No |  |  |  | 1.67 | 0.24639 | 0.24639 | 0.24639 | 0.24639 | 0.2 | 0.75 | 1
Eckert Station | 1831_B_2 | 1831 | B | 2 | 1216 | Coal Steam |  | MIS_LMI | Michigan | 26 | Ingham | 65 | 26065 | 36 | 12825 | 1958 | 2016 | tangential | dry | N | Bituminous, Subbituminous | [8 empty] | ESPC | ESPC | No |  |  |  | 1.67 | 0.26756 | 0.26756 | 0.12259 | 0.12259 | 0.64 | 0.97 | 1
Eckert Station | 1831_B_3 | 1831 | B | 3 | 1217 | Coal Steam |  | MIS_LMI | Michigan | 26 | Ingham | 65 | 26065 | 34 | 12578 | 1961 | 2016 | tangential | dry | N | Bituminous, Subbituminous |  |  |  |  | LNB + SOFA |  |  |  | ESPC | ESPC + B | No |  |  |  | 1.67 | 0.16717 | 0.16717 | 0.16717 | 0.16717 | 0.2 | 0.75 | 1
Austin Northeast | 1961_B_NEPP | 1961 | B | NEPP | 1258 | Coal Steam |  | MIS_MNWI | Minnesota | 27 | MOWER | 99 | 27099 | 29 | 13843 | 1971 | 2015 | wall | dry | N | Bituminous |  |  |  |  | LNB |  |  |  | ESPC | ESPC | No |  |  |  | 4 | 0.75091 | 0.75091 | 0.49018 | 0.49018 | 0.64 | 0.97 | 1 |  |  |  | Yes
Silver Lake | 2008_B_1 | 2008 | B | 1 |  | Coal Steam |  | MIS_MNWI | Minnesota | 27 | Olmsted | 109 | 27109 | 9.6 | 14500 | 1948 | 2015 |  |  | N | Bituminous, Subbituminous | [5 empty] | SNCR |  | 2015 | ESPC + C | ESPC + C | No |  |  |  | 4 | 0.098399 | 0.098399 | 0.098399 | 0.098399 | 0.64 | 0.97 | 1
Silver Lake | 2008_B_2 | 2008 | B | 2 |  | Coal Steam |  | MIS_MNWI | Minnesota | 27 | Olmsted | 109 | 27109 | 14.3 | 14500 | 1953 | 2015 |  |  | N | Bituminous, Subbituminous | [8 empty] | ESPC + C | ESPC + C | No |  |  |  | 4 | 0.44513 | 0.44513 | 0.44513 | 0.44513 | 0.64 | 0.97 | 1
Silver Lake | 2008_B_3 | 2008 | B | 3 |  | Coal Steam |  | MIS_MNWI | Minnesota | 27 | Olmsted | 109 | 27109 | 23.5 | 14500 | 1962 | 2015 |  |  | N | Bituminous, Subbituminous | [8 empty] | ESPC + C | ESPC + C | No |  |  |  | 4 | 0.44513 | 0.44513 | 0.44513 | 0.44513 | 0.64 | 0.97 | 1 |  |  |  | Yes
Silver Lake | 2008_B_4 | 2008 | B | 4 | 1278 | Coal Steam |  | MIS_MNWI | Minnesota | 27 | Olmsted | 109 | 27109 | 57 | 14500 | 1969 | 2015 | wall | dry | N | Bituminous, Subbituminous | Dry Scrubber | 2010 | 85 | 90 | LNB + OFA | SNCR |  | 2005 | B | B | NA |  |  |  | 4 | 0.3323 | 0.2219 | 0.3323 | 0.2219 | 0.05 | 0.75 | 1 | 90 | 99 |  | Yes
Montrose | 2080_B_1 | 2080 | B | 1 | 1320 | Coal Steam |  | SPP_N | Missouri | 29 | Henry | 83 | 29083 | 169 | 10978 | 1958 | 2016 | tangential | dry | N | Subbituminous |  |  |  |  | other |  |  |  | ESPC | ESPC + B | Yes |  |  |  | 1.3 | 0.33613 | 0.33613 | 0.33613 | 0.33613 | 0.2 | 0.75 | 1
Four Corners | 2442_B_1 | 2442 | B | 1 | 1581 | Coal Steam |  | WECC_NM | New Mexico | 35 | San Juan | 45 | 35045 | 170 | 10358 | 1963 | 2013 | wall | dry | N | Subbituminous | Wet Scrubber | 1972 | 94 | 94 | LNB |  |  |  | WS | B + WS | NA |  |  |  | 0.87833 | 0.7858 | 0.7858 | 0.51295 | 0.51295 | 0.1 | 0.27 | 0.56 | 99 | 99 |  | Yes
Four Corners | 2442_B_2 | 2442 | B | 2 | 1582 | Coal Steam |  | WECC_NM | New Mexico | 35 | San Juan | 45 | 35045 | 170 | 10456 | 1963 | 2013 | wall | dry | N | Subbituminous | Wet Scrubber | 1972 | 94 | 94 | LNB |  |  |  | WS | B + WS | NA |  |  |  | 0.87833 | 0.6632 | 0.6632 | 0.43292 | 0.43292 | 0.1 | 0.27 | 0.56 | 99 | 99 |  | Yes
Four Corners | 2442_B_3 | 2442 | B | 3 | 1583 | Coal Steam |  | WECC_NM | New Mexico | 35 | San Juan | 45 | 35045 | 220 | 10231 | 1964 | 2013 | wall | dry | N | Subbituminous | Wet Scrubber | 1972 | 92 | 92 | LNB |  |  |  | WS | B + WS | NA |  |  |  | 0.87833 | 0.61674 | 0.61674 | 0.43335 | 0.43335 | 0.1 | 0.27 | 0.56 | 97 | 99 |  | Yes
Sunbury Generation LP | 3152_B_1A | 3152 | B | 1A | 2128 | Coal Steam |  | PJM_WMAC | Pennsylvania | 42 | Snyder | 109 | 42109 | 41 | 12526 | 1949 | 2014 | vertical | dry | N | Bituminous | Reagent Injection |  | 95 | 95 | LNBO |  |  |  | B + C | B + C | NA |  |  |  | 3.7 | 0.25638 | 0.25638 | 0.25638 | 0.25638 | 0.11 | 0.27 | 1 | 95 | 95
Sunbury Generation LP | 3152_B_1B | 3152 | B | 1B | 2129 | Coal Steam |  | PJM_WMAC | Pennsylvania | 42 | Snyder | 109 | 42109 | 41 | 12526 | 1949 | 2014 | vertical | dry | N | Bituminous | Reagent Injection |  | 95 | 95 | LNBO |  |  |  | B + C | B + C | NA |  |  |  | 3.7 | 0.25447 | 0.25447 | 0.25447 | 0.25447 | 0.11 | 0.27 | 1 | 95 | 95
Sunbury Generation LP | 3152_B_2A | 3152 | B | 2A | 2130 | Coal Steam |  | PJM_WMAC | Pennsylvania | 42 | Snyder | 109 | 42109 | 41 | 12526 | 1949 | 2014 | vertical | wet | N | Bituminous |  |  |  |  | LNBO |  |  |  | B + C | B + C | NA |  |  |  | 3.7 | 0.29692 | 0.29692 | 0.29692 | 0.29692 | 0.11 | 0.27 | 1
Sunbury Generation LP | 3152_B_2B | 3152 | B | 2B | 2131 | Coal Steam |  | PJM_WMAC | Pennsylvania | 42 | Snyder | 109 | 42109 | 41 | 12526 | 1949 | 2014 | vertical | wet | N | Bituminous |  |  |  |  | LNBO |  |  |  | B + C | B + C | NA |  |  |  | 3.7 | 0.0556 | 0.0556 | 0.0556 | 0.0556 | 0.11 | 0.27 | 1
Sunbury Generation LP | 3152_B_3 | 3152 | B | 3 | 2132 | Coal Steam |  | PJM_WMAC | Pennsylvania | 42 | Snyder | 109 | 42109 | 90 | 12526 | 1951 | 2014 | wall | dry | N | Bituminous |  |  |  |  | LNBO |  |  |  | ESPC | ESPC | Yes |  |  |  | 3.7 | 0.27841 | 0.27841 | 0.27841 | 0.27841 | 0.64 | 0.97 | 1
Sunbury Generation LP | 3152_B_4 | 3152 | B | 4 | 2133 | Coal Steam |  | PJM_WMAC | Pennsylvania | 42 | Snyder | 109 | 42109 | 128 | 12364 | 1953 | 2014 | wall | dry | N | Bituminous |  |  |  |  | LNBO |  |  |  | ESPC | ESPC + B | Yes |  |  |  | 3.7 | 0.26559 | 0.26559 | 0.26559 | 0.26559 | 0.2 | 0.75 | 1
Colbert | 47_B_1 | 47 | B | 1 | 35 | Coal Steam |  | S_C_TVA | Alabama | 1 | Colbert | 33 | 01033 | 178 | 10553 | 1955 | 2016 | wall | dry | N | Bituminous, Subbituminous |  |  |  |  | LNB |  |  |  | ESPC | ESPC | No |  |  |  | 2.2 | 0.43287 | 0.43287 | 0.3342 | 0.3342 | 0.64 | 0.97 | 1
Colbert | 47_B_2 | 47 | B | 2 | 36 | Coal Steam |  | S_C_TVA | Alabama | 1 | Colbert | 33 | 01033 | 178 | 10466 | 1955 | 2016 | wall | dry | N | Bituminous, Subbituminous |  |  |  |  | LNB |  |  |  | ESPC | ESPC + B | No |  |  |  | 2.2 | 0.43221 | 0.43221 | 0.33375 | 0.33375 | 0.2 | 0.75 | 1
Colbert | 47_B_3 | 47 | B | 3 | 37 | Coal Steam |  | S_C_TVA | Alabama | 1 | Colbert | 33 | 01033 | 178 | 10455 | 1955 | 2016 | wall | dry | N | Bituminous, Subbituminous |  |  |  |  | LNB |  |  |  | ESPC | ESPC | No |  |  |  | 2.2 | 0.42642 | 0.42642 | 0.32976 | 0.32976 | 0.64 | 0.97 | 1
Colbert | 47_B_4 | 47 | B | 4 | 38 | Coal Steam |  | S_C_TVA | Alabama | 1 | Colbert | 33 | 01033 | 178 | 10497 | 1955 | 2016 | wall | dry | N | Bituminous, Subbituminous |  |  |  |  | LNB |  |  |  | ESPC | ESPC | No |  |  |  | 2.2 | 0.43455 | 0.43455 | 0.33536 | 0.33536 | 0.64 | 0.97 | 1
Colbert | 47_B_5 | 47 | B | 5 | 39 | Coal Steam |  | S_C_TVA | Alabama | 1 | Colbert | 33 | 01033 | 472 | 10492 | 1965 | 2016 | wall | dry | N | Bituminous, Subbituminous |  |  |  |  | LNB | SCR | 2003 |  | ESPC | ESPC | No |  |  |  | 4 | 0.065293 | 0.065293 | 0.065293 | 0.065293 | 0.64 | 0.97 | 1 |  |  |  | Yes
Lamar Plant | 508_B_4 | 508 | B | 4 | 89621 | Coal Steam |  | WECC_CO | Colorado | 8 | Prowers | 99 | 08099 | 40 | 14500 | 1972 | 1989 | FBC | dry | N | Subbituminous | Reagent Injection |  | 91.6 | 91.6 | CF + LA + OFA |  |  |  | B | B | NA |  |  |  | 0.86038 | 0.21208 | 0.21208 | 0.21208 | 0.21208 | 0.05 | 0.43 | 0.43 | 95 | 95
Piney Creek Project | 54144_B_BRBR1 | 54144 | B | BRBR1 | 3756 | Coal Steam |  | PJM_PENE | Pennsylvania | 42 | CLARION | 31 | 42031 | 32 | 13354 | 1992 | 2014 | FBC | dry | N | Waste Coal | Dry Scrubber | 1992 | 97.2 | 97.2 | OFA | SNCR |  | 2003 | B | B | NA |  |  |  | 1 | 0.1537 | 0.122 | 0.1537 | 0.08 | 0.01 | 0.01 | 0.01 | 99 | 99
Scholz | 642_B_1 | 642 | B | 1 | 463 | Coal Steam |  | S_SOU | Florida | 12 | Jackson | 63 | 12063 | 46 | 12377 | 1953 | 2015 | wall | dry | N | Bituminous | [8 empty] | ESPC | ESPC | No |  |  |  | 6.17 | 0.53937 | 0.53937 | 0.32 | 0.32 | 0.64 | 0.97 | 1
Scholz | 642_B_2 | 642 | B | 2 | 464 | Coal Steam |  | S_SOU | Florida | 12 | Jackson | 63 | 12063 | 46 | 12563 | 1953 | 2015 | wall | dry | N | Bituminous | [8 empty] | ESPC | ESPC | No |  |  |  | 6.17 | 0.55155 | 0.55155 | 0.32 | 0.32 | 0.64 | 0.97 | 1
Mitchell | 727_B_3 | 727 | B | 3 | 550 | Coal Steam |  | S_SOU | Georgia | 13 | Dougherty | 95 | 13095 | 155 | 10729 | 1964 | 2015 | tangential | dry | N | Bituminous | [8 empty] | ESPC | ESPC | No |  |  |  | 4.72 | 0.57982 | 0.57982 | 0.25696 | 0.25696 | 0.64 | 0.97 | 1
Yates | 728_B_Y1BR | 728 | B | Y1BR | 551 | Coal Steam |  | S_SOU | Georgia | 13 | Coweta | 77 | 13077 | 97 | 11192 | 1950 | 2015 | tangential | dry | N | Bituminous | Wet Scrubber | 1992 | 90 | 90 | FU + LNB |  |  |  | ESPC + WS | ESPC + B + WS | Yes |  |  |  | 4.72 | 0.3538 | 0.3538 | 0.24611 | 0.24611 | 0.3 | 0.3 | 0.56 | 95 | 99
Yates | 728_B_Y2BR | 728 | B | Y2BR | 552 | Coal Steam |  | S_SOU | Georgia | 13 | Coweta | 77 | 13077 | 103 | 10829 | 1950 | 2015 | tangential | dry | N | Bituminous |  |  |  |  | FU |  |  |  | ESPC | ESPC + B | No |  |  |  | 4.72 | 0.34575 | 0.34575 | 0.24 | 0.24 | 0.2 | 0.75 | 1
Yates | 728_B_Y3BR | 728 | B | Y3BR | 553 | Coal Steam |  | S_SOU | Georgia | 13 | Coweta | 77 | 13077 | 111 | 10875 | 1952 | 2015 | tangential | dry | N | Bituminous |  |  |  |  | FU |  |  |  | ESPC | ESPC + B | No |  |  |  | 4.72 | 0.36679 | 0.36679 | 0.24 | 0.24 | 0.2 | 0.75 | 1
Kraft | 733_B_1 | 733 | B | 1 | 558 | Coal Steam |  | S_SOU | Georgia | 13 | Chatham | 51 | 13051 | 48 | 11346 | 1953 | 2016 | tangential | dry | N | Bituminous | [8 empty] | ESPC | ESPC | No |  |  |  | 4.72 | 0.44024 | 0.44024 | 0.24 | 0.24 | 0.64 | 0.97 | 1
Kraft | 733_B_2 | 733 | B | 2 | 559 | Coal Steam |  | S_SOU | Georgia | 13 | Chatham | 51 | 13051 | 52 | 11245 | 1961 | 2016 | tangential | dry | N | Bituminous | [8 empty] | ESPC | ESPC | No |  |  |  | 4.72 | 0.4512 | 0.4512 | 0.24 | 0.24 | 0.64 | 0.97 | 1
Eagle Valley | 991_B_6 | 991 | B | 6 | 690 | Coal Steam |  | MIS_INKY | Indiana | 18 | Morgan | 109 | 18109 | 99 | 11623 | 1956 | 2016 | tangential | dry | N | Bituminous |  |  |  |  | LNC2 |  |  |  | ESPC | ESPC + B | No |  |  |  | 2.57 | 0.28265 | 0.28265 | 0.24 | 0.24 | 0.2 | 0.75 | 1
B C Cobb | 1695_B_4 | 1695 | B | 4 | 1147 | Coal Steam |  | MIS_LMI | Michigan | 26 | Muskegon | 121 | 26121 | 156 | 10788 | 1956 | 2016 | tangential | dry | N | Bituminous, Subbituminous | [8 empty] | ESPC | ESPC + B | Yes |  |  |  | 1.67 | 0.35985 | 0.35985 | 0.14106 | 0.14106 | 0.2 | 0.75 | 1
B C Cobb | 1695_B_5 | 1695 | B | 5 | 1148 | Coal Steam |  | MIS_LMI | Michigan | 26 | Muskegon | 121 | 26121 | 156 | 10846 | 2000 | 2016 | tangential | dry | N | Bituminous, Subbituminous |  |  |  |  | LNC3 |  |  |  | ESPC | ESPC + B | Yes |  |  |  | 1.67 | 0.17882 | 0.17882 | 0.17882 | 0.17882 | 0.2 | 0.75 | 1
J C Weadock | 1720_B_7 | 1720 | B | 7 | 1160 | Coal Steam |  | MIS_LMI | Michigan | 26 | Bay | 17 | 26017 | 155 | 9814 | 1955 | 2016 | tangential | dry | N | Bituminous, Subbituminous |  |  |  |  | LNC1 |  |  |  | ESPC | ESPC + B | Yes |  |  |  | 1.67 | 0.28462 | 0.28462 | 0.18692 | 0.18692 | 0.2 | 0.75 | 1
J C Weadock | 1720_B_8 | 1720 | B | 8 | 1161 | Coal Steam |  | MIS_LMI | Michigan | 26 | Bay | 17 | 26017 | 151 | 9812 | 1958 | 2016 | tangential | dry | N | Bituminous, Subbituminous |  |  |  |  | LNC1 |  |  |  | ESPC | ESPC | Yes |  |  |  | 1.67 | 0.30541 | 0.30541 | 0.20058 | 0.20058 | 0.64 | 0.97 | 1
J R Whiting | 1723_B_1 | 1723 | B | 1 | 1162 | Coal Steam |  | MIS_LMI | Michigan | 26 | Monroe | 115 | 26115 | 97 | 11165 | 1952 | 2016 | wall | dry | N | Bituminous, Subbituminous | [8 empty] | ESPC | ESPC + B | Yes |  |  |  | 1.67 | 0.25278 | 0.25278 | 0.25278 | 0.25278 | 0.2 | 0.75 | 1
J R Whiting | 1723_B_2 | 1723 | B | 2 | 1163 | Coal Steam |  | MIS_LMI | Michigan | 26 | Monroe | 115 | 26115 | 101 | 11115 | 1953 | 2016 | wall | dry | N | Bituminous, Subbituminous | [8 empty] | ESPC | ESPC + B | Yes |  |  |  | 1.67 | 0.2529 | 0.2529 | 0.2529 | 0.2529 | 0.2 | 0.75 | 1
J R Whiting | 1723_B_3 | 1723 | B | 3 | 1164 | Coal Steam |  | MIS_LMI | Michigan | 26 | Monroe | 115 | 26115 | 124 | 11146 | 1953 | 2016 | wall | dry | N | Bituminous, Subbituminous | [8 empty] | ESPC | ESPC + B | Yes |  |  |  | 1.67 | 0.25426 | 0.25426 | 0.25426 | 0.25426 | 0.2 | 0.75 | 1
Alma | 4140_B_B4 | 4140 | B | B4 | 2628 | Coal Steam |  | MIS_MNWI | Wisconsin | 55 | Buffalo | 11 | 55011 | 48 | 11930 | 1957 | 2014 | wall | dry | N | Bituminous, Subbituminous |  |  | 53 | 53 | LNB + OFA | SNCR |  | 2009 | B | B | NA | ACI | 2015 | 90 | 1 | 0.35 | 0.35 | 0.35 | 0.35 | 0.1 | 0.1 | 0.1 | 63 | 63 | Yes |  | 2015
Alma | 4140_B_B5 | 4140 | B | B5 | 2629 | Coal Steam |  | MIS_MNWI | Wisconsin | 55 | Buffalo | 11 | 55011 | 72 | 11800 | 1960 | 2014 | wall | dry | N | Bituminous, Subbituminous |  |  | 53 | 53 | LNB + OFA | SNCR |  | 2008 | B | B | NA | ACI | 2015 | 90 | 1 | 0.35 | 0.35 | 0.35 | 0.35 | 0.1 | 0.1 | 0.1 | 63 | 63 | Yes |  | 2015
Two Elk Generating Station | 55360_B_GEN1 | 55360 | B | GEN1 |  | Coal Steam |  | WECC_WY | Wyoming | 56 | Campbell | 5 | 56005 | 275 | 10386 | 2012 | 2016 | wall | dry | N | Waste Coal | Dry Scrubber | 2012 | 85 | 94 | LNB + OFA | SCR | 2012 |  | B | B | NA |  |  |  | 0.132 | 0.037803 | 0.037803 | 0.037803 | 0.037803 | 0.01 | 0.01 | 0.01 | 90 | 99
Greene Energy Resource Recovery Project | 56664_B_1 | 56664 | B | 1 |  | Coal Steam |  | PJM_AP | Pennsylvania | 42 | Greene | 59 | 42059 | 525 | 11429 | 2015 | 2016 | FBC | dry | N | Waste Coal | Dry Scrubber | 2015 | 97.8 | 97.8 |  | SNCR |  | 2015 | B | B | NA |  |  |  | 0.13 | 0.044983 | 0.044983 | 0.044983 | 0.044983 | 0.01 | 0.01 | 0.01 | 99 | 99
Harbor Beach | 1731_B_1 | 1731 | B | 1 | 1177 | Coal Steam |  | MIS_LMI | Michigan | 26 | Huron | 63 | 26063 | 95 | 12659 | 1968 | 2013 | wall | dry | N | Bituminous |  |  |  |  | LNCB |  |  |  | ESPC | ESPC + B | Yes |  |  |  | 1.67 | 0.61478 | 0.61478 | 0.61478 | 0.61478 | 0.2 | 0.75 | 1 |  |  |  | Yes
AES Westover | 2526_B_13 | 2526 | B | 13 | 1756 | Coal Steam |  | NY_Z_C&E | New York | 36 | Broome | 7 | 36007 | 84 | 10840 | 1951 | 2012 | tangential | dry | Y | Bituminous | Dry Scrubber | 2010 | 95 | 95 | OFA | SCR | 2010 |  | B | B | NA |  |  |  | 3.4 | 0.207 | 0.07 | 0.207 | 0.07 | 0.05 | 0.75 | 1 | 99 | 99
Harllee Branch | 709_B_3 | 709 | B | 3 | 544 | Coal Steam |  | S_SOU | Georgia | 13 | Putnam | 237 | 13237 | 509 | 9931 | 1968 | 2015 | cell | dry | N | Bituminous | Wet Scrubber | 2014 | 97.28 | 97.28 | LNCB | SCR | 2014 |  | ESPC | ESPC + B | No |  |  |  | 4.72 | 0.40438 | 0.07 | 0.40438 | 0.07 | 0.1 | 0.3 | 0.56 | 99 | 99 |  | Yes
Harllee Branch | 709_B_4 | 709 | B | 4 | 545 | Coal Steam |  | S_SOU | Georgia | 13 | Putnam | 237 | 13237 | 507 | 9951 | 1969 | 2015 | cell | dry | N | Bituminous | Wet Scrubber | 2014 | 97.28 | 97.28 | LNCB | SCR | 2014 |  | ESPC | ESPC + B | No |  |  |  | 4.72 | 0.40688 | 0.07 | 0.40688 | 0.07 | 0.1 | 0.3 | 0.56 | 99 | 99 |  | Yes
Kraft | 733_B_3 | 733 | B | 3 | 560 | Coal Steam |  | S_SOU | Georgia | 13 | Chatham | 51 | 13051 | 101 | 11399 | 1965 | 2016 | tangential | dry | N | Bituminous | [8 empty] | ESPC | ESPC | No |  |  |  | 4.72 | 0.45095 | 0.45095 | 0.24 | 0.24 | 0.64 | 0.97 | 1 |  |  |  | Yes
Edgewater | 4050_B_3 | 4050 | B | 3 | 2598 | Coal Steam |  | MIS_WUMS | Wisconsin | 55 | Sheboygan | 117 | 55117 | 70 | 10469 | 1951 | 2015 | cyclone | wet | N | Subbituminous |  |  |  |  | OFA | SNCR |  | 2009 | ESPC | ESPC | Yes |  |  |  | 3.2 | 0.20038 | 0.20038 | 0.20038 | 0.20038 | 0.64 | 0.97 | 1
Welsh | 6139_B_2 | 6139 | B | 2 | 2802 | Coal Steam |  | SPP_WEST | Texas | 48 | Titus | 449 | 48449 | 528 | 10411 | 1980 | 2016 | wall | dry | N | Subbituminous |  |  |  |  | LNB + OFA |  |  |  | ESPH | ESPH | No |  |  |  | 1.1 | 0.17643 | 0.17643 | 0.17643 | 0.17643 | 0.9 | 0.94 | 1 |  |  |  | Yes
Dolphus M Grainger | 3317_G_1 | 3317 | G | 1 | 2235 | Coal Steam |  | S_VACA | South Carolina | 45 | Horry | 51 | 45051 | 83 | 10715 | 1966 | 2012 | wall | dry | N | Bituminous |  |  |  |  | LNB |  |  |  | ESPC | ESPC | No |  |  |  | 7 | 0.45678 | 0.45678 | 0.35041 | 0.35041 | 0.64 | 0.97 | 1
Dolphus M Grainger | 3317_G_2 | 3317 | G | 2 | 2236 | Coal Steam |  | S_VACA | South Carolina | 45 | Horry | 51 | 45051 | 83 | 10709 | 1966 | 2012 | wall | dry | N | Bituminous |  |  |  |  | LNB |  |  |  | ESPC | ESPC | No |  |  |  | 7 | 0.44551 | 0.44551 | 0.34283 | 0.34283 | 0.64 | 0.97 | 1
Taconite Harbor Energy Center | 10075_B_3 | 10075 | B | 3 | 9005 | Coal Steam |  | MIS_MNWI | Minnesota | 27 | Cook | 31 | 27031 | 76 | 11412 | 1967 | 2015 | tangential | dry | N | Subbituminous |  |  | 0 | 0 | ROFA | SNCR |  | 2009 | ESPH | ESPH | No | ACI | 2008 | 90 | 0.78 | 0.38442 | 0.38442 | 0.21271 | 0.21271 | 0.1 | 0.1 | 0.1 | 0 | 0 |  | Yes
AES Thames | 10675_B_A | 10675 | B | A | 3569 | Coal Steam |  | NENG_CT | Connecticut | 9 | New London | 11 | 09011 | 90 | 9962 | 1990 | 2011 | FBC | dry | Y | Bituminous | Dry Scrubber | 1990 | 97 | 97 | CF |  |  |  | B | B | NA |  |  |  | 0.32 | 0.0912 | 0.0912 | 0.0912 | 0.0912 | 0.05 | 0.43 | 0.43 | 99 | 99
AES Thames | 10675_B_B | 10675 | B | B | 3570 | Coal Steam |  | NENG_CT | Connecticut | 9 | New London | 11 | 09011 | 90 | 9962 | 1990 | 2011 | FBC | dry | Y | Bituminous | Dry Scrubber | 1990 | 97 | 97 | CF |  |  |  | B | B | NA |  |  |  | 0.32 | 0.0863 | 0.0863 | 0.0863 | 0.0863 | 0.05 | 0.43 | 0.43 | 99 | 99
Prairie Creek | 1073_B_2 | 1073 | B | 2 |  | Coal Steam |  | MIS_IA | Iowa | 19 | Linn | 113 | 19113 | 2.1 | 12109 | 1950 | 2010 | stoker/SPR | dry | Y | Bituminous, Subbituminous | [8 empty] | ESPC | ESPC | No |  |  |  | 5 | 0.5146 | 0.5146 | 0.43741 | 0.43741 | 0.64 | 0.97 | 1
Chamois | 2169_B_1 | 2169 | B | 1 |  | Coal Steam |  | S_D_N_AR | Missouri | 29 | Osage | 151 | 29151 | 16 | 12501 | 1953 | 2013 | cyclone | wet | N | Bituminous, Subbituminous | [8 empty] | ESPC | ESPC | No |  |  |  | 6.7 | 0.76254 | 0.76254 | 0.64816 | 0.64816 | 0.64 | 0.97 | 1
Chamois | 2169_B_2 | 2169 | B | 2 | 1362 | Coal Steam |  | S_D_N_AR | Missouri | 29 | Osage | 151 | 29151 | 47 | 11745 | 1960 | 2013 | cyclone | wet | N | Bituminous, Subbituminous | [8 empty] | ESPC | ESPC + B | No |  |  |  | 6.7 | 0.89327 | 0.89327 | 0.75928 | 0.75928 | 0.2 | 0.75 | 1
Reid Gardner | 2324_B_1 | 2324 | B | 1 | 1401 | Coal Steam |  | WECC_SNV | Nevada | 32 | Clark | 3 | 32003 | 100 | 11132 | 1965 | 2014 | wall | dry | N | Bituminous | Wet Scrubber | 1976 | 90.5 | 90.5 | LNB + OFA |  |  |  | B | B | NA |  |  |  | 0.055 | 0.24884 | 0.24884 | 0.24884 | 0.24884 | 0.1 | 0.27 | 0.56 | 95.5 | 99 |  | Yes
Reid Gardner | 2324_B_2 | 2324 | B | 2 | 1402 | Coal Steam |  | WECC_SNV | Nevada | 32 | Clark | 3 | 32003 | 100 | 11106 | 1968 | 2014 | wall | dry | N | Bituminous | Wet Scrubber | 1976 | 90.5 | 90.5 | LNB + OFA |  |  |  | B | B | NA |  |  |  | 0.55 | 0.25316 | 0.25316 | 0.25316 | 0.25316 | 0.1 | 0.27 | 0.56 | 95.5 | 99 |  | Yes
Reid Gardner | 2324_B_3 | 2324 | B | 3 | 1403 | Coal Steam |  | WECC_SNV | Nevada | 32 | Clark | 3 | 32003 | 98 | 11640 | 1976 | 2014 | wall | dry | N | Bituminous | Wet Scrubber | 1976 | 90.5 | 90.5 | LNB + OFA |  |  |  | B | B | NA |  |  |  | 0.55 | 0.20491 | 0.20491 | 0.20491 | 0.20491 | 0.1 | 0.27 | 0.56 | 95.5 | 99 |  | Yes
B L England | 2378_B_1 | 2378 | B | 1 | 1426 | Coal Steam |  | PJM_EMAC | New Jersey | 34 | Cape May | 9 | 34009 | 113 | 11089 | 1962 | 2014 | cyclone | wet | N | Bituminous, Subbituminous | Wet Scrubber | 2011 | 93 | 93 | OFA | SNCR |  | 2000 | ESPC | ESPC | No |  |  |  | 3.8 | 0.34808 | 0.26106 | 0.34808 | 0.26106 | 0.34 | 0.84 | 0.56 | 98 | 98
Hatfields Ferry Power Station | 3179_B_1 | 3179 | B | 1 | 2180 | Coal Steam |  | PJM_AP | Pennsylvania | 42 | Greene | 59 | 42059 | 506 | 10394 | 1969 | 2013 | cell | dry | N | Bituminous, Subbituminous | Wet Scrubber | 2009 | 95 | 95 | LNB + OFA |  |  |  | ESPC + WS | ESPC + WS | No |  |  |  | 0.0325 | 0.48757 | 0.48757 | 0.48757 | 0.48757 | 0.34 | 0.84 | 0.56 | 99 | 99 |  | Yes
Hatfields Ferry Power Station | 3179_B_2 | 3179 | B | 2 | 2181 | Coal Steam |  | PJM_AP | Pennsylvania | 42 | Greene | 59 | 42059 | 506 | 10254 | 1970 | 2013 | cell | dry | N | Bituminous, Subbituminous | Wet Scrubber | 2009 | 95 | 95 | LNCB + OFA |  |  |  | ESPC + WS | ESPC + WS | No |  |  |  | 0.325 | 0.46897 | 0.46897 | 0.46897 | 0.46897 | 0.34 | 0.84 | 0.56 | 99 | 99 |  | Yes
Hatfields Ferry Power Station | 3179_B_3 | 3179 | B | 3 | 2182 | Coal Steam |  | PJM_AP | Pennsylvania | 42 | Greene | 59 | 42059 | 506 | 10349 | 1971 | 2013 | cell | dry | N | Bituminous, Subbituminous | Wet Scrubber | 2009 | 95 | 95 | LNCB + OFA | SNCR |  | 2004 | ESPC + WS | ESPC + WS | No |  |  |  | 0.0325 | 0.46362 | 0.46362 | 0.46362 | 0.46362 | 0.34 | 0.84 | 0.56 | 99 | 99 |  | Yes
FirstEnergy Mitchell Power Station | 3181_B_33 | 3181 | B | 33 | 2186 | Coal Steam |  | PJM_AP | Pennsylvania | 42 | Washington | 125 | 42125 | 278 | 10577 | 1963 | 2013 | tangential | dry | N | Bituminous | Wet Scrubber | 1980 | 95 | 95 | LNC3 |  |  |  | ESPC | ESPC + B | No |  |  |  | 0.5 | 0.32472 | 0.32472 | 0.32472 | 0.32472 | 0.3 | 0.3 | 0.56 | 99 | 99 |  | Yes
Canadys Steam | 3280_B_CAN2 | 3280 | B | CAN2 | 2220 | Coal Steam |  | S_VACA | South Carolina | 45 | Colleton | 29 | 45029 | 115 | 10377 | 1964 | 2013 | tangential | wet | N | Bituminous |  |  |  |  | LNC1 |  |  |  | ESPC | ESPC | Yes |  |  |  | 3.5 | 0.36872 | 0.36872 | 0.25462 | 0.25462 | 0.64 | 0.97 | 1 |  |  |  | Yes
Canadys Steam | 3280_B_CAN3 | 3280 | B | CAN3 | 2221 | Coal Steam |  | S_VACA | South Carolina | 45 | Colleton | 29 | 45029 | 180 | 10262 | 1967 | 2013 | wall | dry | N | Bituminous |  |  |  |  | LNBO |  |  |  | B | B | NA |  |  |  | 3.5 | 0.35026 | 0.35026 | 0.35026 | 0.35026 | 0.11 | 0.27 | 1 |  |  |  | Yes
Pulliam | 4072_B_5 | 4072 | B | 5 | 2607 | Coal Steam |  | MIS_WUMS | Wisconsin | 55 | Brown | 9 | 55009 | 52 | 11665 | 1949 | 2015 | wall | dry | N | Subbituminous |  |  |  |  | LNBO |  |  |  | ESPC | ESPC + B | Yes |  |  |  | 0.75 | 0.30805 | 0.30805 | 0.30805 | 0.30805 | 0.2 | 0.75 | 1
Pulliam | 4072_B_6 | 4072 | B | 6 | 2608 | Coal Steam |  | MIS_WUMS | Wisconsin | 55 | Brown | 9 | 55009 | 71 | 11491 | 1951 | 2015 | wall | dry | N | Subbituminous |  |  |  |  | LNBO |  |  |  | ESPC | ESPC + B | Yes |  |  |  | 0.75 | 0.29542 | 0.29542 | 0.29542 | 0.29542 | 0.2 | 0.75 | 1
Weston | 4078_B_1 | 4078 | B | 1 | 2613 | Coal Steam |  | MIS_WUMS | Wisconsin | 55 | Marathon | 73 | 55073 | 58 | 9501 | 1954 | 2015 | wall | dry | N | Subbituminous |  |  |  |  | LNB + OFA |  |  |  | ESPC | ESPC | Yes |  |  |  | 1.2 | 0.22603 | 0.22603 | 0.22603 | 0.22603 | 0.64 | 0.97 | 1
Alma | 4140_B_B1 | 4140 | B | B1 | 2625 | Coal Steam |  | MIS_MNWI | Wisconsin | 55 | Buffalo | 11 | 55011 | 17.4 | 12478 | 1947 | 2012 | wall | dry | N | Bituminous, Subbituminous | [8 empty] | ESPC | ESPC | No |  |  |  | 3.2 | 0.68886 | 0.68886 | 0.34417 | 0.34417 | 0.64 | 0.97 | 1
Alma | 4140_B_B2 | 4140 | B | B2 | 2626 | Coal Steam |  | MIS_MNWI | Wisconsin | 55 | Buffalo | 11 | 55011 | 17.4 | 12478 | 1947 | 2013 | wall | dry | N | Bituminous, Subbituminous | [8 empty] | ESPC | ESPC | No |  |  |  | 3.2 | 0.71627 | 0.71627 | 0.35253 | 0.35253 | 0.64 | 0.97 | 1
Alma | 4140_B_B3 | 4140 | B | B3 | 2627 | Coal Steam |  | MIS_MNWI | Wisconsin | 55 | Buffalo | 11 | 55011 | 20.9 | 12478 | 1951 | 2013 | wall | dry | N | Bituminous, Subbituminous | [8 empty] | ESPC | ESPC | No |  |  |  | 3.2 | 0.74528 | 0.74528 | 0.36093 | 0.36093 | 0.64 | 0.97 | 1
Smart Papers LLC | 50247_B_B010 | 50247 | B | B010 | 10083 | Coal Steam |  | PJM_West | Ohio | 39 | Butler | 17 | 39017 | 26 | 8300 | 1924 | 2012 | wall | dry | Y | Bituminous |  |  |  |  | AA + LNB |  |  |  | ESPH | ESPH | No |  |  |  | 1.325 | 0.24645 | 0.24645 | 0.24645 | 0.24645 | 0.9 | 0.94 | 1
Smart Papers LLC | 50247_B_B020 | 50247 | B | B020 | 10083 | Coal Steam |  | PJM_West | Ohio | 39 | Butler | 17 | 39017 | 15.1 | 8300 | 1924 | 2012 | wall | dry | Y | Bituminous |  |  |  |  | LNB + OFA |  |  |  | ESPH | ESPH | No |  |  |  | 1.325 | 0.24645 | 0.24645 | 0.24645 | 0.24645 | 0.9 | 0.94 | 1
Smart Papers LLC | 50247_B_B022 | 50247 | B | B022 | 10083 | Coal Steam |  | PJM_West | Ohio | 39 | Butler | 17 | 39017 | 4.5 | 8300 | 1924 | 2012 | wall | dry | Y | Bituminous |  |  |  |  | LNB + OFA |  |  |  | ESPC | ESPC | No |  |  |  | 1.325 | 0.24645 | 0.24645 | 0.24645 | 0.24645 | 0.64 | 0.97 | 1
Trigen Syracuse Energy | 50651_B_2 | 50651 | B | 2 | 3687 | Coal Steam |  | NY_Z_C&E | New York | 36 | Onondaga | 67 | 36067 | 24.6 | 8300 | 1960 | 2013 | wall | dry | Y | Bituminous | Dry Scrubber | 2006 | 65 | 65 | LNBO |  |  |  | B | B | NA |  |  |  | 1.1 | 0.33146 | 0.33146 | 0.33146 | 0.33146 | 0.05 | 0.75 | 1 | 70 | 70
Trigen Syracuse Energy | 50651_B_3 | 50651 | B | 3 | 3688 | Coal Steam |  | NY_Z_C&E | New York | 36 | Onondaga | 67 | 36067 | 24.6 | 8300 | 1947 | 2013 | wall | dry | Y | Bituminous | Dry Scrubber | 2006 | 65 | 65 | LNBO |  |  |  | B | B | NA |  |  |  | 1.1 | 0.33303 | 0.33303 | 0.33303 | 0.33303 | 0.05 | 0.75 | 1 | 70 | 70
Trigen Syracuse Energy | 50651_B_4 | 50651 | B | 4 | 3689 | Coal Steam |  | NY_Z_C&E | New York | 36 | Onondaga | 67 | 36067 | 12.3 | 8300 | 1947 | 2013 | wall | dry | Y | Bituminous | Dry Scrubber | 2006 | 65 | 65 | LNBO |  |  |  | B | B | NA |  |  |  | 1.1 | 0.32587 | 0.32587 | 0.32587 | 0.32587 | 0.05 | 0.75 | 1 | 70 | 70
Trigen Syracuse Energy | 50651_B_5 | 50651 | B | 5 | 3690 | Coal Steam |  | NY_Z_C&E | New York | 36 | Onondaga | 67 | 36067 | 12.3 | 8300 | 1948 | 2013 | wall | dry | Y | Bituminous | Dry Scrubber | 2006 | 65 | 65 | LNBO |  |  |  | B | B | NA |  |  |  | 1.1 | 0.33986 | 0.33986 | 0.33986 | 0.33986 | 0.05 | 0.75 | 1 | 70 | 70
Somerset Station | 1613_G_6 | 1613 | G | 6 | 1118 | Coal Steam |  | NENGREST | Massachusetts | 25 | Bristol | 5 | 25005 | 109 | 11241 | 1959 | 2012 | tangential |  | N | Bituminous, Subbituminous |  |  |  |  | CM | SNCR |  | 2009 | ESPC | ESPC | No |  |  |  | 2.46 | 0.14259 | 0.14259 | 0.14259 | 0.14259 | 0.64 | 0.97 | 1
Elrama Power Plant | 3098_G_1 | 3098 | G | 1 | 2035 | Coal Steam |  | PJM_West | Pennsylvania | 42 | Washington | 125 | 42125 | 93 | 12430 | 1952 | 2014 | vertical | dry | N | Bituminous | Wet Scrubber | 1975 | 83 | 90 | CM + LNB + OFA | SNCR |  | 2001 | ESPC + C + WS | ESPC + C + WS | No |  |  |  | 0.6 | 0.51305 | 0.51305 | 0.51305 | 0.51305 | 0.34 | 0.84 | 0.56 | 93 | 99
Elrama Power Plant | 3098_G_2 | 3098 | G | 2 | 2036 | Coal Steam |  | PJM_West | Pennsylvania | 42 | Washington | 125 | 42125 | 93 | 12755 | 1953 | 2014 | vertical | dry | N | Bituminous | Wet Scrubber | 1975 | 83 | 90 | CM + LNB + OFA | SNCR |  | 2001 | ESPC + C + WS | ESPC + C + WS | No |  |  |  | 0.6 | 0.50561 | 0.50561 | 0.50561 | 0.50561 | 0.34 | 0.84 | 0.56 | 93 | 99
Elrama Power Plant | 3098_G_3 | 3098 | G | 3 | 2037 | Coal Steam |  | PJM_West | Pennsylvania | 42 | Washington | 125 | 42125 | 103 | 12366 | 1954 | 2014 | vertical | dry | N | Bituminous | Wet Scrubber | 1975 | 83 | 90 | CM + LNB + OFA | SNCR |  | 2001 | ESPC + C + WS | ESPC + C + WS | No |  |  |  | 0.6 | 0.51275 | 0.51275 | 0.51275 | 0.51275 | 0.34 | 0.84 | 0.56 | 93 | 99
Elrama Power Plant | 3098_G_4 | 3098 | G | 4 | 2038 | Coal Steam |  | PJM_West | Pennsylvania | 42 | Washington | 125 | 42125 | 171 | 12108 | 1960 | 2014 | wall | dry | N | Bituminous | Wet Scrubber | 1975 | 83 | 90 | LNB | SNCR |  | 2001 | ESPC + C + WS | ESPC + C + WS | No |  |  |  | 0.6 | 0.46835 | 0.46835 | 0.35807 | 0.35807 | 0.34 | 0.84 | 0.56 | 93 | 99
ACE Cogeneration Facility | 10002_B_CFB | 10002 | B | CFB |  | Coal Steam |  | WECC_SCE | California | 6 | San Bernardino | 71 | 06071 | 101 | 10581 | 1990 | 2014 | FBC | dry | Y | Bituminous | Reagent Injection |  | 91.6 | 91.6 | CF + NH3 | SNCR |  | 2000 | B | B | NA |  |  |  | 0.52648 | 0.26586 | 0.26586 | 0.26586 | 0.26586 | 0.05 | 0.43 | 0.43 | 95 | 95
R Gallagher | 1008_B_1 | 1008 | B | 1 | 716 | Coal Steam |  | MIS_INKY | Indiana | 18 | Floyd | 43 | 18043 | 140 | 11164 | 1959 | 2012 | wall | dry | N | Bituminous |  |  |  |  | LNBO |  |  |  | B | B | NA |  |  |  | 4.7 | 0.36282 | 0.36282 | 0.36282 | 0.36282 | 0.11 | 0.27 | 1
R Gallagher | 1008_B_3 | 1008 | B | 3 | 718 | Coal Steam |  | MIS_INKY | Indiana | 18 | Floyd | 43 | 18043 | 140 | 11108 | 1960 | 2012 | wall | dry | N | Bituminous |  |  |  |  | LNBO |  |  |  | B | B | NA |  |  |  | 4.7 | 0.35033 | 0.35033 | 0.35033 | 0.35033 | 0.11 | 0.27 | 1
East Third Street Power Plant | 10367_B_CB1302 | 10367 | B | CB1302 |  | Coal Steam |  | WEC_CALN | California | 6 | Contra Costa | 13 | 06013 | 18.7 | 11573 | 1990 | 2012 | FBC | dry | N | Petroleum Coke | Reagent Injection |  | 99 | 99 | CF |  |  |  | B | B | NA |  |  |  | 0.79 | 0.2332 | 0.2332 | 0.2332 | 0.2332 | 0.05 | 0.43 | 0.43 | 95 | 95
Loveridge Road Power Plant | 10368_B_CB1302 | 10368 | B | CB1302 |  | Coal Steam |  | WEC_CALN | California | 6 | Contra Costa | 13 | 06013 | 18 | 11523 | 1989 | 2012 | FBC | dry | N | Petroleum Coke | Reagent Injection |  | 99 | 99 | CF |  |  |  | B | B | NA |  |  |  | 0.79 | 0.2332 | 0.2332 | 0.2332 | 0.2332 | 0.05 | 0.43 | 0.43 | 95 | 95
Wilbur West Power Plant | 10369_B_CB1302 | 10369 | B | CB1302 |  | Coal Steam |  | WEC_CALN | California | 6 | Contra Costa | 13 | 06013 | 18.2 | 11603 | 1990 | 2012 | FBC | dry | N | Petroleum Coke | Reagent Injection |  | 99 | 99 | CF |  |  |  | B | B | NA |  |  |  | 0.79 | 0.2332 | 0.2332 | 0.2332 | 0.2332 | 0.05 | 0.43 | 0.43 | 95 | 95
Wilbur East Power Plant | 10370_B_CB1302 | 10370 | B | CB1302 |  | Coal Steam |  | WEC_CALN | California | 6 | Contra Costa | 13 | 06013 | 18.1 | 11653 | 1989 | 2012 | FBC | dry | N | Petroleum Coke | Reagent Injection |  | 99 | 99 | CF |  |  |  | B | B | NA |  |  |  | 0.79 | 0.2332 | 0.2332 | 0.2332 | 0.2332 | 0.05 | 0.43 | 0.43 | 95 | 95
Nichols Road Power Plant | 10371_B_CB1302 | 10371 | B | CB1302 |  | Coal Steam |  | WEC_CALN | California | 6 | Contra Costa | 13 | 06013 | 17.8 | 11589 | 1990 | 2012 | FBC | dry | N | Petroleum Coke | Reagent Injection |  | 99 | 99 | CF | SNCR |  | 1990 | B | B | NA |  |  |  | 0.79 | 0.14034 | 0.14034 | 0.14034 | 0.14034 | 0.05 | 0.43 | 0.43 | 95 | 95
Hanford | 10373_B_CB1302 | 10373 | B | CB1302 |  | Coal Steam |  | WEC_CALN | California | 6 | Kings | 31 | 06031 | 25 | 11992 | 1990 | 2012 | FBC | dry | N | Petroleum Coke | Reagent Injection |  | 99 | 99 | CF |  |  |  | B | B | NA |  |  |  | 5.26 | 0.2332 | 0.2332 | 0.2332 | 0.2332 | 0.05 | 0.43 | 0.43 | 95 | 95
Lansing | 1047_B_2 | 1047 | B | 2 |  | Coal Steam |  | MIS_IA | Iowa | 19 | Allamakee | 5 | 19005 | 8.4 | 12404 | 1949 | 2010 | wall | dry | N | Bituminous, Subbituminous | [10 empty] | NA |  |  |  | 5 | 0.47467 | 0.47467 | 0.32 | 0.32 | 1 | 1 | 1
Lansing | 1047_B_3 | 1047 | B | 3 | 738 | Coal Steam |  | MIS_IA | Iowa | 19 | Allamakee | 5 | 19005 | 21 | 12103 | 1957 | 2013 | wall | dry | N | Bituminous, Subbituminous | [8 empty] | ESPC | ESPC | No |  |  |  | 5 | 0.1116 | 0.1116 | 0.1116 | 0.1116 | 0.64 | 0.97 | 1
Pella | 1175_B_6 | 1175 | B | 6 | 794 | Coal Steam |  | MIS_MIDA | Iowa | 19 | Marion | 125 | 19125 | 11.5 | 14500 | 1964 | 2012 | stoker/SPR | dry | N | Subbituminous |  |  |  |  | OFA |  |  |  | ESPC + C | ESPC + C | No |  |  |  | 5 | 0.43404 | 0.43404 | 0.43404 | 0.43404 | 0.64 | 0.97 | 1 |  |  |  | Yes
Pella | 1175_B_7 | 1175 | B | 7 | 795 | Coal Steam |  | MIS_MIDA | Iowa | 19 | Marion | 125 | 19125 | 11.5 | 14500 | 1964 | 2012 | stoker/SPR | dry | N | Subbituminous |  |  |  |  | OFA |  |  |  | ESPC + C | ESPC + C | No |  |  |  | 5 | 0.42936 | 0.42936 | 0.42936 | 0.42936 | 0.64 | 0.97 | 1 |  |  |  | Yes
Pella | 1175_B_8 | 1175 | B | 8 | 796 | Coal Steam |  | MIS_MIDA | Iowa | 19 | Marion | 125 | 19125 | 11.5 | 14500 | 1964 | 2012 | other | dry | N | Subbituminous | [10 empty] | NA |  |  |  | 2.5 | 0.11931 | 0.11931 | 0.11931 | 0.11931 | 1 | 1 | 1
Big Sandy | 1353_B_BSU2 | 1353 | B | BSU2 | 873 | Coal Steam |  | PJM_West | Kentucky | 21 | Lawrence | 127 | 21127 | 800 | 9690 | 1969 | 2015 | wall | dry | N | Bituminous |  |  |  |  | LNB | SCR | 2003 |  | ESPC | ESPC | Yes |  |  |  | 6 | 0.205 | 0.1886 | 0.205 | 0.1886 | 0.64 | 0.97 | 1 |  |  |  | Yes
Green River | 1357_B_4 | 1357 | B | 4 | 891 | Coal Steam |  | S_C_KY | Kentucky | 21 | Muhlenberg | 177 | 21177 | 68 | 11429 | 1954 | 2016 | wall | dry | N | Bituminous |  |  |  |  | LNB |  |  |  | ESPH | ESPH + B | No |  |  |  | 4.57 | 0.42674 | 0.42674 | 0.32998 | 0.32998 | 0.11 | 0.27 | 1
Green River | 1357_B_5 | 1357 | B | 5 | 892 | Coal Steam |  | S_C_KY | Kentucky | 21 | Muhlenberg | 177 | 21177 | 95 | 11376 | 1959 | 2016 | wall | dry | N | Bituminous |  |  |  |  | LNB |  |  |  | ESPH | ESPH + B | No |  |  |  | 4.57 | 0.40201 | 0.40201 | 0.32 | 0.32 | 0.11 | 0.27 | 1
Tyrone | 1361_B_5 | 1361 | B | 5 | 898 | Coal Steam |  | S_C_KY | Kentucky | 21 | Woodford | 239 | 21239 | 71 | 12834 | 1953 | 2013 | wall | dry | N | Bituminous |  |  |  |  | LNB |  |  |  | ESPC | ESPC | No |  |  |  | 1.8 | 0.42784 | 0.42784 | 0.33074 | 0.33074 | 0.64 | 0.97 | 1
Cane Run | 1363_B_4 | 1363 | B | 4 | 902 | Coal Steam |  | S_C_KY | Kentucky | 21 | Jefferson | 111 | 21111 | 155 | 10705 | 1962 | 2015 | wall | dry | N | Bituminous | Wet Scrubber | 1976 | 85 | 90 | LNB + LNBO |  |  |  | ESPC | ESPC | No |  |  |  | 1.2 | 0.33256 | 0.33256 | 0.33256 | 0.33256 | 0.34 | 0.84 | 0.56 | 95 | 99 |  | Yes
Cane Run | 1363_B_5 | 1363 | B | 5 | 903 | Coal Steam |  | S_C_KY | Kentucky | 21 | Jefferson | 111 | 21111 | 168 | 10672 | 1966 | 2015 | wall | dry | N | Bituminous | Wet Scrubber | 1977 | 85 | 90 | LNB |  |  |  | ESPC | ESPC | No |  |  |  | 1.2 | 0.3992 | 0.3992 | 0.32 | 0.32 | 0.34 | 0.84 | 0.56 | 95 | 99 |  | Yes
Cane Run | 1363_B_6 | 1363 | B | 6 | 904 | Coal Steam |  | S_C_KY | Kentucky | 21 | Jefferson | 111 | 21111 | 240 | 10780 | 1969 | 2015 | tangential | dry | N | Bituminous | Wet Scrubber | 1979 | 90 | 90 | LNC3 |  |  |  | ESPC | ESPC + B | No |  |  |  | 1.2 | 0.26989 | 0.26989 | 0.26989 | 0.26989 | 0.3 | 0.3 | 0.56 | 95 | 99 |  | Yes
FirstEnergy R Paul Smith Power Station | 1570_B_11 | 1570 | B | 11 | 1044 | Coal Steam |  | PJM_AP | Maryland | 24 | WASHINGTON | 43 | 24043 | 87 | 11444 | 1958 | 2012 | tangential | dry | N | Bituminous |  |  |  |  | LNC3 |  |  |  | ESPC + B | ESPC + B | No |  |  |  | 1.8 | 0.2982 | 0.2982 | 0.2982 | 0.2982 | 0.2 | 0.75 | 1
FirstEnergy R Paul Smith Power Station | 1570_B_9 | 1570 | B | 9 | 1045 | Coal Steam |  | PJM_AP | Maryland | 24 | WASHINGTON | 43 | 24043 | 28 | 12324 | 1947 | 2012 | wall | dry | N | Bituminous |  |  |  |  | LNB |  |  |  | ESPC | ESPC + B | No |  |  |  | 1.8 | 0.38723 | 0.38723 | 0.32 | 0.32 | 0.2 | 0.75 | 1
Marysville | 1732_B_10 | 1732 | B | 10 | 1178 | Coal Steam |  | MIS_LMI | Michigan | 26 | St. Clair | 147 | 26147 | 42 | 13240 | 1943 | 2011 | tangential | dry | N | Bituminous | [8 empty] | ESPC | ESPC | Yes |  |  |  | 1.67 | 0.45753 | 0.45753 | 0.24 | 0.24 | 0.64 | 0.97 | 1
Marysville | 1732_B_11 | 1732 | B | 11 | 1179 | Coal Steam |  | MIS_LMI | Michigan | 26 | St. Clair | 147 | 26147 | 42 | 13240 | 1947 | 2011 | tangential | dry | N | Bituminous | [8 empty] | ESPC | ESPC | Yes |  |  |  | 1.67 | 0.45753 | 0.45753 | 0.24 | 0.24 | 0.64 | 0.97 | 1
Marysville | 1732_B_12 | 1732 | B | 12 | 1180 | Coal Steam |  | MIS_LMI | Michigan | 26 | St. Clair | 147 | 26147 | 42 | 13240 | 1943 | 2011 | tangential | dry | N | Bituminous | [8 empty] | ESPC | ESPC | Yes |  |  |  | 1.67 | 0.45753 | 0.45753 | 0.24 | 0.24 | 0.64 | 0.97 | 1
Marysville | 1732_B_9 | 1732 | B | 9 | 1181 | Coal Steam |  | MIS_LMI | Michigan | 26 | St. Clair | 147 | 26147 | 42 | 13240 | 1942 | 2011 | tangential | dry | N | Bituminous | [8 empty] | ESPC | ESPC | Yes |  |  |  | 1.67 | 0.45753 | 0.45753 | 0.24 | 0.24 | 0.64 | 0.97 | 1
Deepwater | 2384_B_8 | 2384 | B | 8 | 1449 | Coal Steam |  | PJM_EMAC | New Jersey | 34 | Salem | 33 | 34033 | 81 | 11105 | 1954 | 2014 | wall | dry | N | Bituminous |  |  | 53 | 53 | LNBO | SNCR |  | 1995 | B | B | NA |  |  |  | 2 | 0.4208 | 0.2288 | 0.4208 | 0.2288 | 0.11 | 0.27 | 1 | 63 | 63 | Yes
Cape Fear | 2708_B_5 | 2708 | B | 5 | 1822 | Coal Steam |  | S_VACA | North Carolina | 37 | Chatham | 37 | 37037 | 144 | 10419 | 1956 | 2012 | tangential | dry | N | Bituminous |  | 2011 | 0 | 0 | ROFA | SNCR |  | 2006 | ESPC | ESPC | No |  |  |  | 2.3 | 0.39401 | 0.39401 | 0.26001 | 0.26001 | 0.64 | 0.97 | 1 | 0 | 0
Cape Fear | 2708_B_6 | 2708 | B | 6 | 1823 | Coal Steam |  | S_VACA | North Carolina | 37 | Chatham | 37 | 37037 | 172 | 10555 | 1958 | 2012 | tangential | dry | N | Bituminous |  |  |  |  | ROFA | SNCR |  | 2006 | ESPC | ESPC + B | No |  |  |  | 2.3 | 0.4621 | 0.2779 | 0.2931 | 0.21982 | 0.2 | 0.75 | 1
L V Sutton | 2713_B_1 | 2713 | B | 1 | 1837 | Coal Steam |  | S_VACA | North Carolina | 37 | New Hanover | 129 | 37129 | 97 | 11173 | 1954 | 2013 | tangential | dry | N | Bituminous |  |  |  |  | LA + LNB |  |  |  | ESPH | ESPH | No |  |  |  | 2.3 | 0.40448 | 0.40448 | 0.27361 | 0.27361 | 0.9 | 0.94 | 1
L V Sutton | 2713_B_2 | 2713 | B | 2 | 1838 | Coal Steam |  | S_VACA | North Carolina | 37 | New Hanover | 129 | 37129 | 104 | 11045 | 1955 | 2013 | wall | dry | N | Bituminous |  |  |  |  | LNB |  |  |  | ESPH | ESPH | No |  |  |  | 2.3 | 0.39714 | 0.39714 | 0.32 | 0.32 | 0.9 | 0.94 | 1
L V Sutton | 2713_B_3 | 2713 | B | 3 | 1839 | Coal Steam |  | S_VACA | North Carolina | 37 | New Hanover | 129 | 37129 | 389 | 10661 | 1972 | 2013 | wall | dry | N | Bituminous |  |  |  |  | LNBO | SNCR |  | 2005 | ESPC | ESPC | Yes |  |  |  | 2.3 | 0.46753 | 0.46753 | 0.46753 | 0.46753 | 0.64 | 0.97 | 1 |  |  |  | Yes
Walter C Beckjord | 2830_B_1 | 2830 | B | 1 | 1886 | Coal Steam |  | PJM_West | Ohio | 39 | Clermont | 25 | 39025 | 94 | 11255 | 1952 | 2012 | tangential | dry | N | Bituminous | [8 empty] | ESPC | ESPC + B | Yes |  |  |  | 1.84 | 0.63276 | 0.63276 | 0.26917 | 0.26917 | 0.2 | 0.75 | 1
Walter C Beckjord | 2830_B_2 | 2830 | B | 2 | 1887 | Coal Steam |  | PJM_West | Ohio | 39 | Clermont | 25 | 39025 | 94 | 10841 | 1953 | 2013 | tangential | dry | N | Bituminous | [8 empty] | ESPC | ESPC + B | Yes |  |  |  | 1.84 | 0.5544 | 0.5544 | 0.25043 | 0.25043 | 0.2 | 0.75 | 1
Walter C Beckjord | 2830_B_3 | 2830 | B | 3 | 1888 | Coal Steam |  | PJM_West | Ohio | 39 | Clermont | 25 | 39025 | 128 | 10808 | 1954 | 2013 | wall | dry | N | Bituminous |  |  |  |  | LNB + OFA |  |  |  | ESPC | ESPC + B | Yes |  |  |  | 1.84 | 0.5477 | 0.5477 | 0.5477 | 0.5477 | 0.2 | 0.75 | 1
Walter C Beckjord | 2830_B_4 | 2830 | B | 4 | 1889 | Coal Steam |  | PJM_West | Ohio | 39 | Clermont | 25 | 39025 | 150 | 10896 | 1958 | 2014 | tangential | dry | N | Bituminous |  |  |  |  | LNB + OFA |  |  |  | ESPC | ESPC + B | Yes |  |  |  | 1.84 | 0.43452 | 0.43452 | 0.28746 | 0.28746 | 0.2 | 0.75 | 1
Walter C Beckjord | 2830_B_5 | 2830 | B | 5 | 1890 | Coal Steam |  | PJM_West | Ohio | 39 | Clermont | 25 | 39025 | 238 | 10944 | 1962 | 2014 | tangential | dry | N | Bituminous |  |  |  |  | LNC3 |  |  |  | ESPC | ESPC | Yes |  |  |  | 7.19 | 0.40137 | 0.40137 | 0.40137 | 0.40137 | 0.64 | 0.97 | 1 |  |  |  | Yes
Walter C Beckjord | 2830_B_6 | 2830 | B | 6 | 1891 | Coal Steam |  | PJM_West | Ohio | 39 | Clermont | 25 | 39025 | 414 | 10569 | 1969 | 2014 | tangential | dry | N | Bituminous |  |  |  |  | LNC3 |  |  |  | ESPC | ESPC | Yes |  |  |  | 7.19 | 0.37119 | 0.37119 | 0.37119 | 0.37119 | 0.64 | 0.97 | 1 |  |  |  | Yes
Miami Fort | 2832_B_6 | 2832 | B | 6 | 1894 | Coal Steam |  | PJM_West | Ohio | 39 | Hamilton | 61 | 39061 | 163 | 10087 | 1960 | 2015 | tangential | dry | N | Bituminous |  |  |  |  | LNB + OFA |  |  |  | ESPC | ESPC | No |  |  |  | 5 | 0.29436 | 0.29436 | 0.24 | 0.24 | 0.64 | 0.97 | 1
FirstEnergy Ashtabula | 2835_B_7 | 2835 | B | 7 | 1901 | Coal Steam |  | PJM_ATSI | Ohio | 39 | Ashtabula | 7 | 39007 | 244 | 10616 | 1958 | 2015 | tangential | dry | N | Bituminous, Subbituminous |  |  |  |  | LNC2 |  |  |  | ESPC | ESPC | No |  |  |  | 9.1 | 0.19124 | 0.19124 | 0.1472 | 0.1472 | 0.64 | 0.97 | 1
FirstEnergy Eastlake | 2837_B_1 | 2837 | B | 1 | 1908 | Coal Steam |  | PJM_ATSI | Ohio | 39 | Lake | 85 | 39085 | 132 | 10387 | 1953 | 2015 | tangential | dry | N | Bituminous, Subbituminous |  |  |  |  | LNC2 |  |  |  | ESPC | ESPC | No |  |  |  | 5.64 | 0.23157 | 0.23157 | 0.17173 | 0.17173 | 0.64 | 0.97 | 1
FirstEnergy Eastlake | 2837_B_2 | 2837 | B | 2 | 1909 | Coal Steam |  | PJM_ATSI | Ohio | 39 | Lake | 85 | 39085 | 132 | 10291 | 1972 | 2015 | tangential | dry | N | Bituminous, Subbituminous |  |  |  |  | LNC2 |  |  |  | ESPC | ESPC | No |  |  |  | 5.64 | 0.23472 | 0.23472 | 0.17407 | 0.17407 | 0.64 | 0.97 | 1
FirstEnergy Eastlake | 2837_B_3 | 2837 | B | 3 | 1910 | Coal Steam |  | PJM_ATSI | Ohio | 39 | Lake | 85 | 39085 | 132 | 10369 | 1953 | 2015 | tangential | dry | N | Bituminous, Subbituminous |  |  |  |  | LNC2 | SNCR |  | 1999 | ESPC | ESPC | No |  |  |  | 5.64 | 0.23854 | 0.23854 | 0.1769 | 0.1769 | 0.64 | 0.97 | 1
FirstEnergy Eastlake | 2837_B_4 | 2837 | B | 4 | 1911 | Coal Steam |  | PJM_ATSI | Ohio | 39 | Lake | 85 | 39085 | 240 | 10335 | 1954 | 2012 | tangential | dry | N | Bituminous, Subbituminous |  |  |  |  | LNC2 |  |  |  | ESPC | ESPC | No |  |  |  | 5.64 | 0.307 | 0.307 | 0.307 | 0.307 | 0.64 | 0.97 | 1
FirstEnergy Eastlake | 2837_B_5 | 2837 | B | 5 | 1912 | Coal Steam |  | PJM_ATSI | Ohio | 39 | Lake | 85 | 39085 | 597 | 9922 | 1956 | 2012 | cell | dry | N | Bituminous, Subbituminous |  |  |  |  | LNBO | SNCR |  | 2007 | ESPC | ESPC | Yes |  |  |  | 5.64 | 0.26681 | 0.26681 | 0.26681 | 0.26681 | 0.64 | 0.97 | 1 |  |  |  | Yes
FirstEnergy Lake Shore | 2838_B_18 | 2838 | B | 18 | 1913 | Coal Steam |  | PJM_ATSI | Ohio | 39 | Cuyahoga | 35 | 39035 | 245 | 11488 | 1962 | 2015 | tangential | dry | N | Bituminous, Subbituminous | [8 empty] | ESPC | ESPC + B | Yes |  |  |  | 1.3 | 0.29885 | 0.29885 | 0.13022 | 0.13022 | 0.2 | 0.75 | 1 |  |  |  | Yes
Conesville | 2840_B_3 | 2840 | B | 3 | 1920 | Coal Steam |  | PJM_West | Ohio | 39 | Coshocton | 31 | 39031 | 165 | 10623 | 1962 | 2012 | wall | dry | N | Bituminous |  |  |  |  | LNB |  |  |  | ESPC | ESPC + B | No |  |  |  | 5.5 | 0.39921 | 0.39921 | 0.32 | 0.32 | 0.2 | 0.75 | 1 |  |  |  | Yes
Picway | 2843_B_9 | 2843 | B | 9 | 1924 | Coal Steam |  | PJM_West | Ohio | 39 | Pickaway | 129 | 39129 | 95 | 12035 | 1955 | 2015 | wall | dry | N | Bituminous |  |  |  |  | LNB |  |  |  | ESPC | ESPC | No |  |  |  | 5.6 | 0.40244 | 0.40244 | 0.32 | 0.32 | 0.64 | 0.97 | 1
O H Hutchings | 2848_B_H-1 | 2848 | B | H-1 | 1931 | Coal Steam |  | PJM_West | Ohio | 39 | Montgomery | 113 | 39113 | 58 | 14500 | 1948 | 2015 | tangential | dry | N | Bituminous | [8 empty] | ESPH | ESPH | No |  |  |  | 1.6 | 0.4209 | 0.4209 | 0.24 | 0.24 | 0.9 | 0.94 | 1
O H Hutchings | 2848_B_H-2 | 2848 | B | H-2 | 1932 | Coal Steam |  | PJM_West | Ohio | 39 | Montgomery | 113 | 39113 | 55 | 14500 | 1949 | 2015 | tangential | dry | N | Bituminous | [8 empty] | ESPH | ESPH + B | No |  |  |  | 1.6 | 0.55292 | 0.55292 | 0.25004 | 0.25004 | 0.11 | 0.27 | 1
O H Hutchings | 2848_B_H-3 | 2848 | B | H-3 | 1933 | Coal Steam |  | PJM_West | Ohio | 39 | Montgomery | 113 | 39113 | 63 | 13290 | 1950 | 2015 | tangential | dry | N | Bituminous |  |  |  |  | LNB + OFA |  |  |  | ESPH | ESPH | No |  |  |  | 1.6 | 0.40797 | 0.40797 | 0.27534 | 0.27534 | 0.9 | 0.94 | 1
O H Hutchings | 2848_B_H-4 | 2848 | B | H-4 | 1934 | Coal Steam |  | PJM_West | Ohio | 39 | Montgomery | 113 | 39113 | 63 | 12735 | 1951 | 2013 | tangential | dry | N | Bituminous |  |  |  |  | LNB + OFA |  |  |  | ESPH | ESPH | No |  |  |  | 1.6 | 0.36829 | 0.36829 | 0.25438 | 0.25438 | 0.9 | 0.94 | 1
O H Hutchings | 2848_B_H-5 | 2848 | B | H-5 | 1935 | Coal Steam |  | PJM_West | Ohio | 39 | Montgomery | 113 | 39113 | 63 | 13240 | 1952 | 2015 | tangential | dry | N | Bituminous |  |  |  |  | LNB + OFA |  |  |  | ESPH | ESPH | No |  |  |  | 1.6 | 0.34819 | 0.34819 | 0.24284 | 0.24284 | 0.9 | 0.94 | 1
O H Hutchings | 2848_B_H-6 | 2848 | B | H-6 | 1936 | Coal Steam |  | PJM_West | Ohio | 39 | Montgomery | 113 | 39113 | 63 | 13247 | 1953 | 2015 | tangential | dry | N | Bituminous |  |  |  |  | LNB + OFA |  |  |  | ESPH | ESPH | No |  |  |  | 1.6 | 0.39626 | 0.39626 | 0.26945 | 0.26945 | 0.9 | 0.94 | 1
Niles | 2861_B_1 | 2861 | B | 1 | 1946 | Coal Steam |  | PJM_ATSI | Ohio | 39 | Trumbull | 155 | 39155 | 108 | 11466 | 1954 | 2012 | cyclone | wet | N | Bituminous | Wet Scrubber | 1995 | 90 | 90 | OFA | SNCR |  | 2005 | ESPC | ESPC | No |  |  |  | 5.7 | 0.805 | 0.805 | 0.805 | 0.805 | 0.34 | 0.84 | 0.56 | 95 | 99
Niles | 2861_B_2 | 2861 | B | 2 | 1947 | Coal Steam |  | PJM_ATSI | Ohio | 39 | Trumbull | 155 | 39155 | 108 | 11473 | 1954 | 2012 | cyclone | wet | N | Bituminous | Wet Scrubber | 1995 | 90 | 90 | OFA | SNCR |  | 2005 | ESPC | ESPC | No |  |  |  | 5.7 | 0.79755 | 0.79755 | 0.79755 | 0.79755 | 0.34 | 0.84 | 0.56 | 95 | 99
FirstEnergy R E Burger | 2864_B_5 | 2864 | B | 5 | 1954 | Coal Steam |  | PJM_ATSI | Ohio | 39 | Belmont | 13 | 39013 | 47 | 13981 | 1950 | 2012 | vertical | wet | N | Bituminous, Subbituminous | [8 empty] | ESPC | ESPC + B | No |  |  |  | 9.02 | 0.77761 | 0.77761 | 0.49 | 0.49 | 0.2 | 0.75 | 1
Muskingum River | 2872_B_1 | 2872 | B | 1 | 1966 | Coal Steam |  | PJM_West | Ohio | 39 | Washington | 167 | 39167 | 190 | 10238 | 1953 | 2015 | wall | wet | N | Bituminous |  |  |  |  | OFA |  |  |  | ESPC | ESPC | No |  |  |  | 7.6 | 0.5494 | 0.5494 | 0.5494 | 0.5494 | 0.64 | 0.97 | 1
Muskingum River | 2872_B_2 | 2872 | B | 2 | 1967 | Coal Steam |  | PJM_West | Ohio | 39 | Washington | 167 | 39167 | 190 | 10205 | 1954 | 2015 | wall | wet | N | Bituminous |  |  |  |  | OFA |  |  |  | ESPC | ESPC | No |  |  |  | 7.6 | 0.54766 | 0.54766 | 0.54766 | 0.54766 | 0.64 | 0.97 | 1
Muskingum River | 2872_B_3 | 2872 | B | 3 | 1968 | Coal Steam |  | PJM_West | Ohio | 39 | Washington | 167 | 39167 | 205 | 9832 | 1957 | 2015 | cyclone | wet | N | Bituminous |  |  |  |  | LNB + OFA |  |  |  | ESPC | ESPC | No |  |  |  | 7.6 | 0.53667 | 0.53667 | 0.53667 | 0.53667 | 0.64 | 0.97 | 1
Muskingum River | 2872_B_4 | 2872 | B | 4 | 1969 | Coal Steam |  | PJM_West | Ohio | 39 | Washington | 167 | 39167 | 205 | 9870 | 1968 | 2015 | cyclone | wet | N | Bituminous |  |  |  |  | LNB + OFA |  |  |  | ESPC | ESPC | No |  |  |  | 7.6 | 0.52756 | 0.52756 | 0.52756 | 0.52756 | 0.64 | 0.97 | 1
FirstEnergy Bay Shore | 2878_B_2 | 2878 | B | 2 | 1985 | Coal Steam |  | PJM_ATSI | Ohio | 39 | Lucas | 95 | 39095 | 138 | 10277 | 1959 | 2012 | vertical | dry | N | Bituminous, Subbituminous |  |  |  |  | OFA |  |  |  | ESPC | ESPC + B | No |  |  |  | 1.94 | 0.4725 | 0.4725 | 0.4725 | 0.4725 | 0.2 | 0.75 | 1
FirstEnergy Bay Shore | 2878_B_3 | 2878 | B | 3 | 1986 | Coal Steam |  | PJM_ATSI | Ohio | 39 | Lucas | 95 | 39095 | 142 | 10215 | 1963 | 2012 | wall | dry | N | Bituminous, Subbituminous |  |  |  |  | LNBO |  |  |  | ESPC | ESPC + B | No |  |  |  | 1.94 | 0.45479 | 0.45479 | 0.45479 | 0.45479 | 0.2 | 0.75 | 1 |  |  |  | Yes
FirstEnergy Bay Shore | 2878_B_4 | 2878 | B | 4 | 1987 | Coal Steam |  | PJM_ATSI | Ohio | 39 | Lucas | 95 | 39095 | 215 | 10309 | 1968 | 2012 | wall | dry | N | Bituminous, Subbituminous |  |  |  |  | LNBO |  |  |  | ESPC | ESPC + B | No |  |  |  | 1.94 | 0.44865 | 0.44865 | 0.44865 | 0.44865 | 0.2 | 0.75 | 1 |  |  |  | Yes
Shelby Municipal Light Plant | 2943_B_1 | 2943 | B | 1 |  | Coal Steam |  | PJM_West | Ohio | 39 | Richland | 139 | 39139 | 12 | 14500 | 1968 | 2013 |  |  | N | Bituminous | [8 empty] | ESPH + C | ESPH + C | No |  |  |  | 8.1 | 0.44513 | 0.44513 | 0.44513 | 0.44513 | 0.9 | 0.94 | 1 |  |  |  | Yes
Shelby Municipal Light Plant | 2943_B_2 | 2943 | B | 2 |  | Coal Steam |  | PJM_West | Ohio | 39 | Richland | 139 | 39139 | 12 | 14500 | 1968 | 2013 |  |  | N | Bituminous | [8 empty] | ESPH | ESPH | No |  |  |  | 8.1 | 0.44513 | 0.44513 | 0.44513 | 0.44513 | 0.9 | 0.94 | 1 |  |  |  | Yes
Titus | 3115_B_1 | 3115 | B | 1 | 2060 | Coal Steam |  | PJM_WMAC | Pennsylvania | 42 | Berks | 11 | 42011 | 81 | 11172 | 1951 | 2013 | tangential | dry | N | Bituminous |  |  |  |  | LNC3 |  |  |  | ESPC | ESPC | No |  |  |  | 2.7 | 0.34595 | 0.34595 | 0.34595 | 0.34595 | 0.64 | 0.97 | 1
Titus | 3115_B_2 | 3115 | B | 2 | 2061 | Coal Steam |  | PJM_WMAC | Pennsylvania | 42 | Berks | 11 | 42011 | 81 | 11179 | 1951 | 2013 | tangential | dry | N | Bituminous |  |  |  |  | LNC3 |  |  |  | ESPC | ESPC | No |  |  |  | 2.7 | 0.34874 | 0.34874 | 0.34874 | 0.34874 | 0.64 | 0.97 | 1
Titus | 3115_B_3 | 3115 | B | 3 | 2062 | Coal Steam |  | PJM_WMAC | Pennsylvania | 42 | Berks | 11 | 42011 | 81 | 11264 | 1953 | 2013 | tangential | dry | N | Bituminous |  |  |  |  | LNC3 |  |  |  | ESPC | ESPC | No |  |  |  | 2.7 | 0.34463 | 0.34463 | 0.34463 | 0.34463 | 0.64 | 0.97 | 1
FirstEnergy Armstrong Power Station | 3178_B_1 | 3178 | B | 1 | 2178 | Coal Steam |  | PJM_AP | Pennsylvania | 42 | Armstrong | 5 | 42005 | 172 | 10384 | 1958 | 2012 | wall | dry | N | Bituminous |  |  |  |  | LNB + OFA |  |  |  | ESPC | ESPC | No |  |  |  | 3.7 | 0.35978 | 0.35978 | 0.35978 | 0.35978 | 0.64 | 0.97 | 1
FirstEnergy Armstrong Power Station | 3178_B_2 | 3178 | B | 2 | 2179 | Coal Steam |  | PJM_AP | Pennsylvania | 42 | Armstrong | 5 | 42005 | 172 | 10410 | 1959 | 2012 | wall | dry | N | Bituminous |  |  |  |  | LNB + OFA |  |  |  | ESPC | ESPC | No |  |  |  | 3.7 | 0.37274 | 0.37274 | 0.37274 | 0.37274 | 0.64 | 0.97 | 1
H B Robinson | 3251_B_1 | 3251 | B | 1 | 2201 | Coal Steam |  | S_VACA | South Carolina | 45 | Darlington | 31 | 45031 | 177 | 10247 | 1960 | 2012 | tangential | dry | N | Bituminous |  |  |  |  | OFA |  |  |  | ESPC | ESPC + B | No |  |  |  | 3.5 | 0.55701 | 0.55701 | 0.2738 | 0.2738 | 0.2 | 0.75 | 1
Canadys Steam | 3280_B_CAN1 | 3280 | B | CAN1 | 2219 | Coal Steam |  | S_VACA | South Carolina | 45 | Colleton | 29 | 45029 | 105 | 10487 | 1962 | 2012 | tangential | wet | N | Bituminous |  |  |  |  | LNC1 |  |  |  | ESPC | ESPC + B | Yes |  |  |  | 3.5 | 0.35461 | 0.35461 | 0.24658 | 0.24658 | 0.2 | 0.75 | 1 |  |  |  | Yes
Ben French | 3325_B_1 | 3325 | B | 1 |  | Coal Steam |  | WECC_WY | South Dakota | 46 | Pennington | 103 | 46103 | 21.6 | 14500 | 1961 | 2014 |  |  | N | Subbituminous | [8 empty] | ESPC | ESPC | No |  |  |  | 3 | 0.44513 | 0.44513 | 0.44513 | 0.44513 | 0.64 | 0.97 | 1
John Sevier | 3405_B_3 | 3405 | B | 3 | 2264 | Coal Steam |  | S_C_TVA | Tennessee | 47 | Hawkins | 73 | 47073 | 176 | 10398 | 1956 | 2012 | tangential | dry | N | Bituminous |  |  |  |  | LNC2 | SNCR |  | 2009 | ESPC + C | ESPC + C | No |  |  |  | 4 | 0.3061 | 0.25689 | 0.24 | 0.24 | 0.64 | 0.97 | 1
John Sevier | 3405_B_4 | 3405 | B | 4 | 2265 | Coal Steam |  | S_C_TVA | Tennessee | 47 | Hawkins | 73 | 47073 | 176 | 10396 | 1957 | 2012 | tangential | dry | N | Bituminous |  |  |  |  | LNC2 | SNCR |  | 2009 | ESPC + C | ESPC + C | No |  |  |  | 4 | 0.3152 | 0.25749 | 0.24 | 0.24 | 0.64 | 0.97 | 1
Watts Bar Fossil | 3419_B_A | 3419 | B | A |  | Coal Steam |  | S_C_TVA | Tennessee | 47 | Rhea | 143 | 47143 | 56 | 13240 | 1942 | 2011 | vertical | dry | N | Bituminous | [8 empty] | ESPC | ESPC | No |  |  |  | 4 | 0.77761 | 0.77761 | 0.49 | 0.49 | 0.64 | 0.97 | 1
Watts Bar Fossil | 3419_B_B | 3419 | B | B |  | Coal Steam |  | S_C_TVA | Tennessee | 47 | Rhea | 143 | 47143 | 56 | 13240 | 1942 | 2011 | vertical | dry | N | Bituminous | [8 empty] | ESPC | ESPC | No |  |  |  | 4 | 0.77761 | 0.77761 | 0.49 | 0.49 | 0.64 | 0.97 | 1
Watts Bar Fossil | 3419_B_C | 3419 | B | C |  | Coal Steam |  | S_C_TVA | Tennessee | 47 | Rhea | 143 | 47143 | 56 | 13240 | 1943 | 2011 | vertical | dry | N | Bituminous | [8 empty] | ESPC | ESPC | No |  |  |  | 4 | 0.77761 | 0.77761 | 0.49 | 0.49 | 0.64 | 0.97 | 1
Watts Bar Fossil | 3419_B_D | 3419 | B | D |  | Coal Steam |  | S_C_TVA | Tennessee | 47 | Rhea | 143 | 47143 | 56 | 13240 | 1945 | 2011 | vertical | dry | N | Bituminous | [8 empty] | ESPC | ESPC | No |  |  |  | 4 | 0.77761 | 0.77761 | 0.49 | 0.49 | 0.64 | 0.97 | 1
Carbon | 3644_B_1 | 3644 | B | 1 | 2496 | Coal Steam |  | WECC_UT | Utah | 49 | Carbon | 7 | 49007 | 67 | 11349 | 1954 | 2015 | tangential | dry | N | Bituminous | [8 empty] | ESPC + C | ESPC + C | No |  |  |  | 2 | 0.50374 | 0.50374 | 0.24 | 0.24 | 0.64 | 0.97 | 1
Carbon | 3644_B_2 | 3644 | B | 2 | 2497 | Coal Steam |  | WECC_UT | Utah | 49 | Carbon | 7 | 49007 | 105 | 11202 | 1957 | 2015 | tangential | dry | N | Bituminous | [8 empty] | ESPC | ESPC + B | No |  |  |  | 2 | 0.48744 | 0.48744 | 0.24 | 0.24 | 0.2 | 0.75 | 1
Glen Lyn | 3776_B_51 | 3776 | B | 51 | 2505 | Coal Steam |  | PJM_West | Virginia | 51 | Giles | 71 | 51071 | 45 | 10893 | 1944 | 2015 | tangential | dry | N | Bituminous |  |  |  |  | LNB + STC |  |  |  | ESPC | ESPC | No |  |  |  | 1.75 | 0.42477 | 0.42477 | 0.28323 | 0.28323 | 0.64 | 0.97 | 1
Glen Lyn | 3776_B_52 | 3776 | B | 52 | 2506 | Coal Steam |  | PJM_West | Virginia | 51 | Giles | 71 | 51071 | 45 | 10893 | 1944 | 2015 | tangential | dry | N | Bituminous |  |  |  |  | LNB + STC |  |  |  | ESPC | ESPC | No |  |  |  | 1.75 | 0.41598 | 0.41598 | 0.27918 | 0.27918 | 0.64 | 0.97 | 1
Glen Lyn | 3776_B_6 | 3776 | B | 6 | 2507 | Coal Steam |  | PJM_West | Virginia | 51 | Giles | 71 | 51071 | 235 | 10341 | 1957 | 2015 | wall | dry | N | Bituminous |  |  |  |  | LNB + STC |  |  |  | ESPC | ESPC | No |  |  |  | 1.75 | 0.41435 | 0.41435 | 0.41435 | 0.41435 | 0.64 | 0.97 | 1
Chesapeake | 3803_B_1 | 3803 | B | 1 | 2521 | Coal Steam |  | PJM_Dom | Virginia | 51 | Chesapeake | 550 | 51550 | 111 | 10432 | 1953 | 2015 | tangential | dry | N | Bituminous |  |  |  |  | OFA | SNCR |  | 2003 | ESPC | ESPC | No |  |  |  | 0.891 | 0.65963 | 0.65963 | 0.29489 | 0.29489 | 0.64 | 0.97 | 1
Chesapeake | 3803_B_2 | 3803 | B | 2 | 2522 | Coal Steam |  | PJM_Dom | Virginia | 51 | Chesapeake | 550 | 51550 | 111 | 10416 | 1954 | 2015 | tangential | dry | N | Bituminous |  |  |  |  | OFA | SNCR |  | 2004 | ESPC | ESPC | No |  |  |  | 0.885 | 0.64029 | 0.64029 | 0.28994 | 0.28994 | 0.64 | 0.97 | 1
Kanawha River | 3936_B_1 | 3936 | B | 1 | 2541 | Coal Steam |  | PJM_West | West Virginia | 54 | Kanawha | 39 | 54039 | 200 | 10140 | 1953 | 2015 | vertical | dry | N | Bituminous |  |  |  |  | LNB + OFA |  |  |  | ESPC | ESPC | Yes |  |  |  | 1.75 | 0.33015 | 0.33015 | 0.33015 | 0.33015 | 0.64 | 0.97 | 1
Kanawha River | 3936_B_2 | 3936 | B | 2 | 2542 | Coal Steam |  | PJM_West | West Virginia | 54 | Kanawha | 39 | 54039 | 200 | 10141 | 1953 | 2015 | vertical | dry | N | Bituminous |  |  |  |  | LNB + OFA |  |  |  | ESPC | ESPC | Yes |  |  |  | 1.75 | 0.30762 | 0.30762 | 0.30762 | 0.30762 | 0.64 | 0.97 | 1
Philip Sporn | 3938_B_11 | 3938 | B | 11 | 2543 | Coal Steam |  | PJM_West | West Virginia | 54 | Mason | 53 | 54053 | 145 | 10536 | 1950 | 2015 | vertical | dry | N | Bituminous |  |  |  |  | LNB |  |  |  | ESPC | ESPC | No |  |  |  | 3.2 | 0.2809 | 0.2809 | 0.2809 | 0.2809 | 0.64 | 0.97 | 1
Philip Sporn | 3938_B_21 | 3938 | B | 21 | 2544 | Coal Steam |  | PJM_West | West Virginia | 54 | Mason | 53 | 54053 | 145 | 10379 | 1950 | 2015 | vertical | dry | N | Bituminous |  |  |  |  | LNB |  |  |  | ESPC | ESPC | No |  |  |  | 3.2 | 0.26271 | 0.26271 | 0.26271 | 0.26271 | 0.64 | 0.97 | 1
Philip Sporn | 3938_B_31 | 3938 | B | 31 | 2545 | Coal Steam |  | PJM_West | West Virginia | 54 | Mason | 53 | 54053 | 145 | 10410 | 1951 | 2015 | vertical | dry | N | Bituminous |  |  |  |  | LNB | SNCR |  | 2009 | ESPC | ESPC | No |  |  |  | 3.2 | 0.3094 | 0.27812 | 0.3094 | 0.27812 | 0.64 | 0.97 | 1
Philip Sporn | 3938_B_41 | 3938 | B | 41 | 2546 | Coal Steam |  | PJM_West | West Virginia | 54 | Mason | 53 | 54053 | 145 | 10382 | 1952 | 2015 | vertical | dry | N | Bituminous |  |  |  |  | LNB | SNCR |  | 2009 | ESPC | ESPC | No |  |  |  | 3.2 | 0.365 | 0.28652 | 0.365 | 0.28652 | 0.64 | 0.97 | 1
Philip Sporn | 3938_B_51 | 3938 | B | 51 | 2547 | Coal Steam |  | PJM_West | West Virginia | 54 | Mason | 53 | 54053 | 440 | 10025 | 1960 | 2012 | wall | dry | N | Bituminous |  |  |  |  | LNB |  |  |  | ESPC | ESPC | No |  |  |  | 3.2 | 0.37951 | 0.37951 | 0.32 | 0.32 | 0.64 | 0.97 | 1
FirstEnergy Albright | 3942_B_1 | 3942 | B | 1 | 2548 | Coal Steam |  | PJM_AP | West Virginia | 54 | Preston | 77 | 54077 | 73 | 12335 | 1952 | 2012 | wall | dry | N | Bituminous |  |  |  |  | LNB |  |  |  | ESPC | ESPC + B | No |  |  |  | 3.2 | 0.73337 | 0.73337 | 0.47873 | 0.47873 | 0.2 | 0.75 | 1
FirstEnergy Albright | 3942_B_2 | 3942 | B | 2 | 2549 | Coal Steam |  | PJM_AP | West Virginia | 54 | Preston | 77 | 54077 | 73 | 12289 | 1952 | 2012 | wall | dry | N | Bituminous |  |  |  |  | LNB + OFA |  |  |  | ESPC | ESPC | No |  |  |  | 3.2 | 0.43282 | 0.43282 | 0.43282 | 0.43282 | 0.64 | 0.97 | 1
FirstEnergy Albright | 3942_B_3 | 3942 | B | 3 | 2550 | Coal Steam |  | PJM_AP | West Virginia | 54 | Preston | 77 | 54077 | 137 | 11776 | 1954 | 2012 | tangential | dry | N | Bituminous |  |  |  |  | LNC3 |  |  |  | ESPC | ESPC + B | Yes |  |  |  | 3.2 | 0.295 | 0.295 | 0.295 | 0.295 | 0.2 | 0.75 | 1
FirstEnergy Rivesville | 3945_B_7 | 3945 | B | 7 | 2556 | Coal Steam |  | PJM_AP | West Virginia | 54 | MARION | 49 | 54049 | 37 | 14500 | 1943 | 2012 | vertical | dry | N | Bituminous | [8 empty] | ESPC | ESPC | No |  |  |  | 1.85 | 0.83461 | 0.83461 | 0.50077 | 0.50077 | 0.64 | 0.97 | 1
FirstEnergy Rivesville | 3945_B_8 | 3945 | B | 8 | 2557 | Coal Steam |  | PJM_AP | West Virginia | 54 | MARION | 49 | 54049 | 88 | 13859 | 1951 | 2012 | vertical | dry | N | Bituminous | [8 empty] | ESPC | ESPC | No |  |  |  | 1.85 | 0.75364 | 0.75364 | 0.49 | 0.49 | 0.64 | 0.97 | 1
FirstEnergy Willow Island | 3946_B_1 | 3946 | B | 1 | 2558 | Coal Steam |  | PJM_AP | West Virginia | 54 | Pleasants | 73 | 54073 | 54 | 13981 | 1949 | 2012 | vertical | dry | N | Subbituminous |  |  |  |  | OFA |  |  |  | ESPC | ESPC | No |  |  |  | 2.7 | 0.40589 | 0.40589 | 0.40589 | 0.40589 | 0.64 | 0.97 | 1
FirstEnergy Willow Island | 3946_B_2 | 3946 | B | 2 | 2559 | Coal Steam |  | PJM_AP | West Virginia | 54 | Pleasants | 73 | 54073 | 181 | 13199 | 1960 | 2012 | cyclone | wet | N | Subbituminous |  |  |  |  | OFA |  |  |  | ESPH | ESPH | No |  |  |  | 2.7 | 0.75629 | 0.75629 | 0.75629 | 0.75629 | 0.9 | 0.94 | 1
Kammer | 3947_B_1 | 3947 | B | 1 | 2560 | Coal Steam |  | PJM_West | West Virginia | 54 | Marshall | 51 | 54051 | 200 | 10826 | 1958 | 2015 | cyclone | wet | N | Bituminous |  |  |  |  | OFA |  |  |  | ESPC | ESPC | No |  |  |  | 2.7 | 0.45301 | 0.45301 | 0.45301 | 0.45301 | 0.64 | 0.97 | 1
Kammer | 3947_B_2 | 3947 | B | 2 | 2561 | Coal Steam |  | PJM_West | West Virginia | 54 | Marshall | 51 | 54051 | 200 | 10746 | 1958 | 2015 | cyclone | wet | N | Bituminous |  |  |  |  | OFA |  |  |  | ESPC | ESPC | No |  |  |  | 2.7 | 0.43049 | 0.43049 | 0.43049 | 0.43049 | 0.64 | 0.97 | 1
Kammer | 3947_B_3 | 3947 | B | 3 | 2562 | Coal Steam |  | PJM_West | West Virginia | 54 | Marshall | 51 | 54051 | 200 | 10807 | 1958 | 2015 | cyclone | wet | N | Bituminous |  |  |  |  | OFA |  |  |  | ESPC | ESPC | No |  |  |  | 2.7 | 0.42897 | 0.42897 | 0.42897 | 0.42897 | 0.64 | 0.97 | 1
Nelson Dewey | 4054_B_1 | 4054 | B | 1 | 2601 | Coal Steam |  | MIS_WUMS | Wisconsin | 55 | Grant | 43 | 55043 | 115 | 11169 | 1959 | 2015 | cyclone | wet | N | Subbituminous |  |  |  |  | OFA | SNCR |  | 2009 | ESPC | ESPC + B | No |  |  |  | 3.2 | 0.46799 | 0.46799 | 0.46799 | 0.46799 | 0.2 | 0.75 | 1
Nelson Dewey | 4054_B_2 | 4054 | B | 2 | 2602 | Coal Steam |  | MIS_WUMS | Wisconsin | 55 | Grant | 43 | 55043 | 111 | 11136 | 1962 | 2015 | cyclone | wet | N | Subbituminous |  |  |  |  | OFA | SNCR |  | 2009 | ESPC | ESPC + B | No |  |  |  | 3.2 | 0.46571 | 0.46571 | 0.46571 | 0.46571 | 0.2 | 0.75 | 1 |  |  |  | Yes
Neil Simpson | 4150_B_5 | 4150 | B | 5 |  | Coal Steam |  | WECC_WY | Wyoming | 56 | Campbell | 5 | 56005 | 14.6 | 13983 | 1969 | 2014 |  |  | N | Subbituminous |  |  |  |  | LNB |  |  |  | ESPC | ESPC | Yes |  |  |  | 1.2 | 0.37613 | 0.37613 | 0.37613 | 0.37613 | 0.64 | 0.97 | 1 |  |  |  | Yes
Osage | 4151_B_1 | 4151 | B | 1 |  | Coal Steam |  | WECC_WY | Wyoming | 56 | Weston | 45 | 56045 | 10.1 | 14500 | 1948 | 2014 |  |  | N | Subbituminous | [8 empty] | ESPC | ESPC | No |  |  |  | 1.2 | 0.44513 | 0.44513 | 0.44513 | 0.44513 | 0.64 | 0.97 | 1
Osage | 4151_B_2 | 4151 | B | 2 |  | Coal Steam |  | WECC_WY | Wyoming | 56 | Weston | 45 | 56045 | 10.1 | 14500 | 1949 | 2014 |  |  | N | Subbituminous | [8 empty] | ESPC | ESPC | No |  |  |  | 1.2 | 0.44513 | 0.44513 | 0.44513 | 0.44513 | 0.64 | 0.97 | 1
Osage | 4151_B_3 | 4151 | B | 3 |  | Coal Steam |  | WECC_WY | Wyoming | 56 | Weston | 45 | 56045 | 10.1 | 14500 | 1952 | 2014 |  |  | N | Subbituminous | [8 empty] | ESPC | ESPC | No |  |  |  | 1.2 | 0.44513 | 0.44513 | 0.44513 | 0.44513 | 0.64 | 0.97 | 1
W N Clark | 462_B_55 | 462 | B | 55 |  | Coal Steam |  | WECC_CO | Colorado | 8 | Fremont | 43 | 08043 | 17.6 | 13247 | 1955 | 2013 |  |  | N | Bituminous | [8 empty] | B | B | NA |  |  |  | 1.8 | 0.44513 | 0.44513 | 0.44513 | 0.44513 | 0.11 | 0.27 | 1
W N Clark | 462_B_59 | 462 | B | 59 |  | Coal Steam |  | WECC_CO | Colorado | 8 | Fremont | 43 | 08043 | 24.9 | 13136 | 1959 | 2013 |  |  | N | Bituminous | [8 empty] | B | B | NA |  |  |  | 1.2 | 0.44513 | 0.44513 | 0.44513 | 0.44513 | 0.11 | 0.27 | 1
Cherokee | 469_B_3 | 469 | B | 3 | 297 | Coal Steam |  | WECC_CO | Colorado | 8 | Adams | 1 | 08001 | 152 | 10444 | 1962 | 2015 | wall | dry | N | Bituminous, Subbituminous | Dry Scrubber | 2002 | 85 | 90 | LNBO |  |  |  | B | B | NA |  |  |  | 0.88 | 0.35817 | 0.35817 | 0.35817 | 0.35817 | 0.05 | 0.75 | 1 | 95 | 99 |  | Yes
Alloy Steam Station | 50012_B_BLR4 | 50012 | B | BLR4 |  | Coal Steam |  | PJM_West | West Virginia | 54 | Fayette | 19 | 54019 | 38 | 12518 | 1950 | 2007 | wall | dry | N | Bituminous | [8 empty] | ESPC | ESPC | Yes |  |  |  | 3.2 | 0.53534 | 0.53534 | 0.32 | 0.32 | 0.64 | 0.97 | 1
Indian River Generating Station | 594_B_1 | 594 | B | 1 | 385 | Coal Steam |  | PJM_EMAC | Delaware | 10 | Sussex | 5 | 10005 | 89 | 11545 | 1957 | 2013 | wall | dry | N | Bituminous, Subbituminous |  |  |  |  | LNBO | SNCR |  | 2008 | ESPC | ESPC | No | ACI | 2011 | 90 | 0.26 | 0.3 | 0.3 | 0.3 | 0.3 | 0.1 | 0.1 | 0.1
Indian River Generating Station | 594_B_2 | 594 | B | 2 | 385 | Coal Steam |  | PJM_EMAC | Delaware | 10 | Sussex | 5 | 10005 | 89 | 11512 | 1959 | 2013 | wall | dry | N | Bituminous, Subbituminous |  |  |  |  | LNBO | SNCR |  | 2008 | ESPC | ESPC | No | ACI | 2009 | 90 | 0.26 | 0.3 | 0.3 | 0.3 | 0.3 | 0.1 | 0.1 | 0.1
Pearl Station | 6238_B_1A | 6238 | B | 1A |  | Coal Steam |  | MIS_IL | Illinois | 17 | Pike | 149 | 17149 | 22.2 | 13039 | 1967 | 2013 |  |  | N | Bituminous |  |  | 11.8 | 11.8 |  |  |  |  | B + WS | B + WS | NA |  |  |  | 6.8 | 0.44513 | 0.44513 | 0.44513 | 0.44513 | 0.11 | 0.27 | 1 | 16.8 | 16.8 |  | Yes
North Branch | 7537_B_A | 7537 | B | A | 3127 | Coal Steam |  | PJM_Dom | West Virginia | 54 | Grant | 23 | 54023 | 37 | 13240 | 1992 | 2012 | FBC | dry | N | Waste Coal | Reagent Injection |  | 91.6 | 91.6 | CF |  |  |  | B | B | NA |  |  |  | 0.678 | 0.35355 | 0.35355 | 0.35355 | 0.35355 | 0.01 | 0.01 | 0.01 | 95 | 95
North Branch | 7537_B_B | 7537 | B | B | 3128 | Coal Steam |  | PJM_Dom | West Virginia | 54 | Grant | 23 | 54023 | 37 | 13240 | 1992 | 2014 | FBC | dry | N | Waste Coal | Reagent Injection |  | 91.6 | 91.6 | CF |  |  |  | B | B | NA |  |  |  | 0.678 | 0.35676 | 0.35676 | 0.35676 | 0.35676 | 0.01 | 0.01 | 0.01 | 95 | 95
Hutsonville | 863_B_05 | 863 | B | 05 | 580 | Coal Steam |  | MIS_IL | Illinois | 17 | Crawford | 33 | 17033 | 75 | 11520 | 1953 | 2011 | tangential | dry | N | Bituminous, Subbituminous |  |  | 53 | 53 |  |  |  |  | ESPC | ESPC | No | ACI | 2009 | 90 | 0.5 | 0.25247 | 0.25247 | 0.12 | 0.12 | 0.1 | 0.1 | 0.1 | 63 | 63 | Yes
Hutsonville | 863_B_06 | 863 | B | 06 | 581 | Coal Steam |  | MIS_IL | Illinois | 17 | Crawford | 33 | 17033 | 76 | 11408 | 1954 | 2011 | tangential | dry | N | Bituminous, Subbituminous | [8 empty] | ESPC | ESPC | No | ACI | 2009 | 90 | 0.5 | 0.26887 | 0.26887 | 0.12293 | 0.12293 | 0.1 | 0.1 | 0.1
Meredosia | 864_B_01 | 864 | B | 01 | 582 | Coal Steam |  | MIS_IL | Illinois | 17 | Morgan | 137 | 17137 | 26 | 12560 | 1948 | 2010 | tangential | dry | N | Bituminous | [8 empty] | ESPC | ESPC | No |  |  |  | 0.5 | 0.52189 | 0.52189 | 0.24145 | 0.24145 | 0.64 | 0.97 | 1
Meredosia | 864_B_02 | 864 | B | 02 | 583 | Coal Steam |  | MIS_IL | Illinois | 17 | Morgan | 137 | 17137 | 26 | 12560 | 1948 | 2010 | tangential | dry | N | Bituminous | [8 empty] | ESPC | ESPC | No |  |  |  | 0.5 | 0.54401 | 0.54401 | 0.24764 | 0.24764 | 0.64 | 0.97 | 1
Meredosia | 864_B_03 | 864 | B | 03 | 584 | Coal Steam |  | MIS_IL | Illinois | 17 | Morgan | 137 | 17137 | 26 | 12560 | 1949 | 2010 | tangential | dry | N | Bituminous | [8 empty] | ESPC | ESPC | No |  |  |  | 0.5 | 0.54263 | 0.54263 | 0.24726 | 0.24726 | 0.64 | 0.97 | 1
Meredosia | 864_B_04 | 864 | B | 04 | 585 | Coal Steam |  | MIS_IL | Illinois | 17 | Morgan | 137 | 17137 | 26 | 12560 | 1949 | 2010 | tangential | dry | N | Bituminous | [8 empty] | ESPC | ESPC | No |  |  |  | 0.5 | 0.51654 | 0.51654 | 0.24 | 0.24 | 0.64 | 0.97 | 1
Meredosia | 864_B_05 | 864 | B | 05 | 586 | Coal Steam |  | MIS_IL | Illinois | 17 | Morgan | 137 | 17137 | 203 | 11051 | 1960 | 2010 | tangential | dry | N | Bituminous, Subbituminous |  |  |  |  | LNC1 |  |  |  | ESPC | ESPC | No | ACI | 2009 | 90 | 0.5 | 0.22339 | 0.22339 | 0.14671 | 0.14671 | 0.1 | 0.1 | 0.1
Crawford | 867_B_7 | 867 | B | 7 | 588 | Coal Steam |  | PJM_COMD | Illinois | 17 | Cook | 31 | 17031 | 213 | 10061 | 1958 | 2012 | tangential | dry | N | Bituminous, Subbituminous |  |  |  |  | LNC3 |  |  |  | ESPC | ESPC + B | No | ACI | 2009 | 90 | 1.8 | 0.11329 | 0.11329 | 0.11329 | 0.11329 | 0.1 | 0.1 | 0.1
Crawford | 867_B_8 | 867 | B | 8 | 589 | Coal Steam |  | PJM_COMD | Illinois | 17 | Cook | 31 | 17031 | 319 | 10093 | 1961 | 2012 | tangential | dry | N | Bituminous, Subbituminous |  |  |  |  | LNC3 |  |  |  | ESPC | ESPC + B | No | ACI | 2009 | 90 | 1.8 | 0.14667 | 0.14667 | 0.14667 | 0.14667 | 0.1 | 0.1 | 0.1
Fisk Street | 886_B_19 | 886 | B | 19 | 604 | Coal Steam |  | PJM_COMD | Illinois | 17 | Cook | 31 | 17031 | 326 | 10446 | 1959 | 2012 | tangential | dry | N | Bituminous, Subbituminous |  |  |  |  | LNC3 |  |  |  | ESPC | ESPC + B | No | ACI | 2009 | 90 | 1.8 | 0.12984 | 0.12984 | 0.12984 | 0.12984 | 0.1 | 0.1 | 0.1
Vermilion | 897_B_1 | 897 | B | 1 | 625 | Coal Steam |  | MIS_IL | Illinois | 17 | Vermilion | 183 | 17183 | 62 | 12123 | 1955 | 2011 | tangential | dry | N | Subbituminous |  |  |  |  | LNC2 | SNCR |  | 2004 | ESPC + B | ESPC + B | No | ACI | 2007 | 90 | 1.2 | 0.2297 | 0.2297 | 0.17035 | 0.17035 | 0.1 | 0.1 | 0.1
Vermilion | 897_B_2 | 897 | B | 2 | 626 | Coal Steam |  | MIS_IL | Illinois | 17 | Vermilion | 183 | 17183 | 99 | 11890 | 1956 | 2011 | tangential | dry | N | Subbituminous |  |  |  |  | LNC2 |  |  |  | ESPC + B | ESPC + B | No | ACI | 2007 | 90 | 1.2 | 0.2651 | 0.2651 | 0.1966 | 0.1966 | 0.1 | 0.1 | 0.1
Tanners Creek | 988_B_U1 | 988 | B | U1 | 665 | Coal Steam |  | PJM_West | Indiana | 18 | Dearborn | 29 | 18029 | 145 | 10687 | 1951 | 2015 | vertical | dry | N | Bituminous |  |  |  |  | LNB + OFA | SNCR |  | 2009 | ESPC | ESPC | No |  |  |  | 1.2 | 0.3003 | 0.28793 | 0.3003 | 0.28793 | 0.64 | 0.97 | 1
Tanners Creek | 988_B_U2 | 988 | B | U2 | 666 | Coal Steam |  | PJM_West | Indiana | 18 | Dearborn | 29 | 18029 | 145 | 10718 | 1952 | 2015 | vertical | dry | N | Bituminous |  |  |  |  | LNB + OFA | SNCR |  | 2009 | ESPC | ESPC | No |  |  |  | 1.2 | 0.28627 | 0.28627 | 0.28627 | 0.28627 | 0.64 | 0.97 | 1
Tanners Creek | 988_B_U3 | 988 | B | U3 | 667 | Coal Steam |  | PJM_West | Indiana | 18 | Dearborn | 29 | 18029 | 200 | 10744 | 1954 | 2015 | vertical | dry | N | Bituminous |  |  |  |  | LNB + OFA | SNCR |  | 2009 | ESPC | ESPC | No |  |  |  | 1.2 | 0.3045 | 0.29694 | 0.3045 | 0.29694 | 0.64 | 0.97 | 1
Jefferies | 3319_G_3 | 3319 | G | 3 | 2239 | Coal Steam |  | S_VACA | South Carolina | 45 | Berkeley | 15 | 45015 | 152 | 10675 | 1970 | 2015 | wall | dry | N | Bituminous |  |  |  |  | LNB |  |  |  | ESPC | ESPC | No |  |  |  | 7 | 0.52217 | 0.52217 | 0.39173 | 0.39173 | 0.64 | 0.97 | 1
Jefferies | 3319_G_4 | 3319 | G | 4 | 2240 | Coal Steam |  | S_VACA | South Carolina | 45 | Berkeley | 15 | 45015 | 150 | 10632 | 1970 | 2015 | wall | dry | N | Bituminous |  |  |  |  | LNB |  |  |  | ESPC | ESPC | No |  |  |  | 7 | 0.46533 | 0.46533 | 0.35608 | 0.35608 | 0.64 | 0.97 | 1
Nine Mile Point | 1403_G_6 | 1403 | G | 6 |  | Combined Cycle |  | S_D_AMSO | Louisiana | 22 | Jefferson | 51 | 22051 | 0 | 7050 | 2015 | 2015 |  |  | Y | Natural Gas, Distillate Fuel Oil | [5 empty] | SCR | [9 empty] | 0.05 | 0.05 | 0.05 | 0.05
Kinsleys Landfill | 10045_G_0011 | 10045 | G | 0011 |  | Landfill Gas |  | PJM_EMAC | New Jersey | 34 | GLOUCESTER | 15 | 34015 | 0.5 | 13500 | 1985 | 2014 |  |  | N | Landfill Gas | [15 empty] | 0.043947 | 0.043947 | 0.043947 | 0.043947
Kinsleys Landfill | 10045_G_0012 | 10045 | G | 0012 |  | Landfill Gas |  | PJM_EMAC | New Jersey | 34 | GLOUCESTER | 15 | 34015 | 0.5 | 13500 | 1985 | 2014 |  |  | N | Landfill Gas | [15 empty] | 0.043947 | 0.043947 | 0.043947 | 0.043947
Kinsleys Landfill | 10045_G_0013 | 10045 | G | 0013 |  | Landfill Gas |  | PJM_EMAC | New Jersey | 34 | GLOUCESTER | 15 | 34015 | 0.5 | 13500 | 1985 | 2014 |  |  | N | Landfill Gas | [15 empty] | 0.043947 | 0.043947 | 0.043947 | 0.043947
Kinsleys Landfill | 10045_G_0014 | 10045 | G | 0014 |  | Landfill Gas |  | PJM_EMAC | New Jersey | 34 | GLOUCESTER | 15 | 34015 | 0.5 | 13500 | 1985 | 2014 |  |  | N | Landfill Gas | [15 empty] | 0.043947 | 0.043947 | 0.043947 | 0.043947
Miami Wabash | 1006_G_4 | 1006 | G | 4 |  | Combustion Turbine | Combustion Turbine | MIS_INKY | Indiana | 18 | Wabash | 169 | 18169 | 16 | 25000 | 1968 | 2011 |  |  | N | Distillate Fuel Oil | [14 empty] | 1.6 | 0.38083 | 0.38083 | 0.38083 | 0.38083
TMC LLC | 10347_G_GEN1 | 10347 | G | GEN1 |  | Biomass |  | FRCC | Florida | 12 | Jefferson | 65 | 12065 | 7.5 | 38971 | 1990 | 2012 |  |  | N | Biomass | [15 empty] | 0.22926 | 0.22926 | 0.22926 | 0.22926
Newby Island II | 10389_G_1 | 10389 | G | 1 |  | Landfill Gas |  | WEC_CALN | California | 6 | Santa Clara | 85 | 06085 | 1 | 15960 | 1989 | 2012 |  |  | N | Landfill Gas | [15 empty] | 0.043947 | 0.043947 | 0.043947 | 0.043947
Newby Island II | 10389_G_2 | 10389 | G | 2 |  | Landfill Gas |  | WEC_CALN | California | 6 | Santa Clara | 85 | 06085 | 1 | 15961 | 1989 | 2012 |  |  | N | Landfill Gas | [15 empty] | 0.043947 | 0.043947 | 0.043947 | 0.043947
Newby Island II | 10389_G_3 | 10389 | G | 3 |  | Landfill Gas |  | WEC_CALN | California | 6 | Santa Clara | 85 | 06085 | 1 | 15961 | 1989 | 2012 |  |  | N | Landfill Gas | [15 empty] | 0.043947 | 0.043947 | 0.043947 | 0.043947
Little Company of Mary Hospital | 10400_G_GEN1 | 10400 | G | GEN1 |  | Combustion Turbine | Combustion Turbine | PJM_COMD | Illinois | 17 | Cook | 31 | 17031 | 3.2 | 8700 | 1989 | 2012 |  |  | Y | Natural Gas | [14 empty] | 1 | 0.47776 | 0.47776 | 0.47776 | 0.47776
Northwind Energy | 10738_G_GEN1 | 10738 | G | GEN1 |  | Wind |  | WEC_CALN | California | 6 | Contra Costa | 13 | 06013 | 12.1 | 0 | 1986 | 2012 |  |  | N | Wind | [15 empty] | 0 | 0 | 0 | 0
Seaford Delaware Plant | 10793_G_GEN1 | 10793 | G | GEN1 |  | O/G Steam |  | PJM_EMAC | Delaware | 10 | Sussex | 5 | 10005 | 9 | 8300 | 1939 | 2010 |  |  | Y | Natural Gas, Distillate Fuel Oil | [15 empty] | 0.27132 | 0.27132 | 0.27132 | 0.27132
Lowell Cogen Plant | 10802_G_GEN1 | 10802 | G | GEN1 |  | Combined Cycle |  | NENGREST | Massachusetts | 25 | Middlesex | 17 | 25017 | 20 | 10307 | 1988 | 2013 |  |  | N | Natural Gas, Distillate Fuel Oil |  |  |  |  | H2O | [10 empty] | 0.50048 | 0.50048 | 0.50048 | 0.50048
Lowell Cogen Plant | 10802_G_GEN2 | 10802 | G | GEN2 |  | Combined Cycle |  | NENGREST | Massachusetts | 25 | Middlesex | 17 | 25017 | 8.5 | 10307 | 1988 | 2013 |  |  | N | Natural Gas, Distillate Fuel Oil | [15 empty] | 0.50048 | 0.50048 | 0.50048 | 0.50048
Winsor Dam Power Station | 10826_G_WINS | 10826 | G | WINS |  | Hydro |  | NENGREST | Massachusetts | 25 | Hampshire | 15 | 25015 | 0.6 | 0 | 1950 | 1991 |  |  | N | Hydro | [15 empty] | 0 | 0 | 0 | 0
Estherville | 1137_G_6 | 1137 | G | 6 |  | Combustion Turbine | IC Engine | MIS_IA | Iowa | 19 | Emmet | 63 | 19063 | 1.7 | 12832 | 1950 | 2013 |  |  | N | Distillate Fuel Oil | [14 empty] | 2.5 | 0.73033 | 0.73033 | 0.73033 | 0.73033
Saguaro | 118_G_PV1 | 118 | G | PV1 |  | Solar Thermal |  | WECC_AZ | Arizona | 4 | Pinal | 21 | 04021 | 1 | 9760 | 2005 | 2013 |  |  | N | Solar | [15 empty] | 0 | 0 | 0 | 0
West Liberty | 1200_G_1 | 1200 | G | 1 |  | Combustion Turbine | IC Engine | MIS_IL | Iowa | 19 | Muscatine | 139 | 19139 | 0.7 | 19050 | 1948 | 2011 |  |  | N | Distillate Fuel Oil | [14 empty] | 2.5 | 0.73033 | 0.73033 | 0.73033 | 0.73033
Riverton | 1239_G_9 | 1239 | G | 9 |  | Combustion Turbine | Combustion Turbine | SPP_N | Kansas | 20 | Cherokee | 21 | 20021 | 12 | 10745 | 1964 | 2016 |  |  | N | Natural Gas, Distillate Fuel Oil | [15 empty] | 0.47776 | 0.47776 | 0.47776 | 0.47776
Iola | 1291_G_11 | 1291 | G | 11 |  | Combustion Turbine | IC Engine | SPP_N | Kansas | 20 | Allen | 1 | 20001 | 2.1 | 11358 | 1988 | 2013 |  |  | N | Distillate Fuel Oil | [15 empty] | 2.3355 | 2.3355 | 2.3355 | 2.3355
Iola | 1291_G_12 | 1291 | G | 12 |  | Combustion Turbine | IC Engine | SPP_N | Kansas | 20 | Allen | 1 | 20001 | 2 | 11386 | 1988 | 2013 |  |  | N | Distillate Fuel Oil | [15 empty] | 2.3355 | 2.3355 | 2.3355 | 2.3355
Iola | 1291_G_13 | 1291 | G | 13 |  | Combustion Turbine | IC Engine | SPP_N | Kansas | 20 | Allen | 1 | 20001 | 2 | 11386 | 1988 | 2013 |  |  | N | Distillate Fuel Oil | [15 empty] | 2.3355 | 2.3355 | 2.3355 | 2.3355
Stafford | 1325_G_1 | 1325 | G | 1 |  | Combustion Turbine | IC Engine | SPP_WEST | Kansas | 20 | Stafford | 185 | 20185 | 0.9 | 16316 | 1960 | 2011 |  |  | N | Natural Gas, Distillate Fuel Oil | [14 empty] | 3 | 2.3355 | 2.3355 | 2.3355 | 2.3355
Great Bend | 1334_G_6 | 1334 | G | 6 |  | Combustion Turbine | IC Engine | SPP_WEST | Kansas | 20 | Barton | 9 | 20009 | 3 | 18000 | 1954 | 2012 |  |  | N | Natural Gas, Distillate Fuel Oil | [15 empty] | 2.0543 | 2.0543 | 2.0543 | 2.0543
Eastport | 1468_G_1 | 1468 | G | 1 |  | Combustion Turbine | IC Engine | NENG_ME | Maine | 23 | Washington | 29 | 23029 | 0.7 | 10745 | 1948 | 2012 |  |  | N | Distillate Fuel Oil | [14 empty] | 2 | 2.3355 | 2.3355 | 2.3355 | 2.3355
Eastport | 1468_G_2 | 1468 | G | 2 |  | Combustion Turbine | IC Engine | NENG_ME | Maine | 23 | Washington | 29 | 23029 | 0.7 | 10745 | 1949 | 2012 |  |  | N | Distillate Fuel Oil | [14 empty] | 2 | 2.3355 | 2.3355 | 2.3355 | 2.3355
Medway | 1474_G_IC1 | 1474 | G | IC1 |  | Combustion Turbine | IC Engine | NENG_ME | Maine | 23 | Penobscot | 19 | 23019 | 2 | 10745 | 1960 | 2015 |  |  | N | Distillate Fuel Oil | [14 empty] | 2 | 2.3355 | 2.3355 | 2.3355 | 2.3355
Medway | 1474_G_IC2 | 1474 | G | IC2 |  | Combustion Turbine | IC Engine | NENG_ME | Maine | 23 | Penobscot | 19 | 23019 | 2 | 10745 | 1960 | 2015 |  |  | N | Distillate Fuel Oil | [14 empty] | 2 | 2.3355 | 2.3355 | 2.3355 | 2.3355
Medway | 1474_G_IC3 | 1474 | G | IC3 |  | Combustion Turbine | IC Engine | NENG_ME | Maine | 23 | Penobscot | 19 | 23019 | 2 | 10745 | 1960 | 2015 |  |  | N | Distillate Fuel Oil | [14 empty] | 2 | 2.3355 | 2.3355 | 2.3355 | 2.3355
Medway | 1474_G_IC4 | 1474 | G | IC4 |  | Combustion Turbine | IC Engine | NENG_ME | Maine | 23 | Penobscot | 19 | 23019 | 2 | 10745 | 1960 | 2015 |  |  | N | Distillate Fuel Oil | [14 empty] | 2 | 2.3355 | 2.3355 | 2.3355 | 2.3355
PPL Veazie Hydro Station | 1479_G_VZ01 | 1479 | G | VZ01 |  | Hydro |  | NENG_ME | Maine | 23 | Penobscot | 19 | 23019 | 0.7 | 0 | 1933 | 2013 |  |  | N | Hydro | [15 empty] | 0 | 0 | 0 | 0
PPL Veazie Hydro Station | 1479_G_VZ02 | 1479 | G | VZ02 |  | Hydro |  | NENG_ME | Maine | 23 | Penobscot | 19 | 23019 | 0.3 | 0 | 1920 | 2013 |  |  | N | Hydro | [15 empty] | 0 | 0 | 0 | 0
PPL Veazie Hydro Station | 1479_G_VZ03 | 1479 | G | VZ03 |  | Hydro |  | NENG_ME | Maine | 23 | Penobscot | 19 | 23019 | 0.3 | 0 | 1920 | 2013 |  |  | N | Hydro | [15 empty] | 0 | 0 | 0 | 0
PPL Veazie Hydro Station | 1479_G_VZ04 | 1479 | G | VZ04 |  | Hydro |  | NENG_ME | Maine | 23 | Penobscot | 19 | 23019 | 0.3 | 0 | 1920 | 2013 |  |  | N | Hydro | [15 empty] | 0 | 0 | 0 | 0
PPL Veazie Hydro Station | 1479_G_VZ05 | 1479 | G | VZ05 |  | Hydro |  | NENG_ME | Maine | 23 | Penobscot | 19 | 23019 | 0.3 | 0 | 1920 | 2013 |  |  | N | Hydro | [15 empty] | 0 | 0 | 0 | 0
PPL Veazie Hydro Station | 1479_G_VZ06 | 1479 | G | VZ06 |  | Hydro |  | NENG_ME | Maine | 23 | Penobscot | 19 | 23019 | 0.3 | 0 | 1920 | 2013 |  |  | N | Hydro | [15 empty] | 0 | 0 | 0 | 0
PPL Veazie Hydro Station | 1479_G_VZ07 | 1479 | G | VZ07 |  | Hydro |  | NENG_ME | Maine | 23 | Penobscot | 19 | 23019 | 0.3 | 0 | 1920 | 2013 |  |  | N | Hydro | [15 empty] | 0 | 0 | 0 | 0
PPL Veazie Hydro Station | 1479_G_VZ08 | 1479 | G | VZ08 |  | Hydro |  | NENG_ME | Maine | 23 | Penobscot | 19 | 23019 | 0.3 | 0 | 1920 | 2013 |  |  | N | Hydro | [15 empty] | 0 | 0 | 0 | 0
PPL Veazie Hydro Station | 1479_G_VZ09 | 1479 | G | VZ09 |  | Hydro |  | NENG_ME | Maine | 23 | Penobscot | 19 | 23019 | 0.3 | 0 | 1920 | 2013 |  |  | N | Hydro | [15 empty] | 0 | 0 | 0 | 0
PPL Veazie Hydro Station | 1479_G_VZ10 | 1479 | G | VZ10 |  | Hydro |  | NENG_ME | Maine | 23 | Penobscot | 19 | 23019 | 0.3 | 0 | 1920 | 2013 |  |  | N | Hydro | [15 empty] | 0 | 0 | 0 | 0
PPL Veazie Hydro Station | 1479_G_VZ11 | 1479 | G | VZ11 |  | Hydro |  | NENG_ME | Maine | 23 | Penobscot | 19 | 23019 | 0.3 | 0 | 1920 | 2013 |  |  | N | Hydro | [15 empty] | 0 | 0 | 0 | 0
PPL Veazie Hydro Station | 1479_G_VZ12 | 1479 | G | VZ12 |  | Hydro |  | NENG_ME | Maine | 23 | Penobscot | 19 | 23019 | 0.3 | 0 | 1920 | 2013 |  |  | N | Hydro | [15 empty] | 0 | 0 | 0 | 0
PPL Veazie Hydro Station | 1479_G_VZ13 | 1479 | G | VZ13 |  | Hydro |  | NENG_ME | Maine | 23 | Penobscot | 19 | 23019 | 0.3 | 0 | 1920 | 2013 |  |  | N | Hydro | [15 empty] | 0 | 0 | 0 | 0
PPL Veazie Hydro Station | 1479_G_VZ14 | 1479 | G | VZ14 |  | Hydro |  | NENG_ME | Maine | 23 | Penobscot | 19 | 23019 | 0.3 | 0 | 1920 | 2013 |  |  | N | Hydro | [15 empty] | 0 | 0 | 0 | 0
PPL Veazie Hydro Station | 1479_G_VZ15 | 1479 | G | VZ15 |  | Hydro |  | NENG_ME | Maine | 23 | Penobscot | 19 | 23019 | 0.5 | 0 | 1914 | 2013 |  |  | N | Hydro | [15 empty] | 0 | 0 | 0 | 0
PPL Veazie Hydro Station | 1479_G_VZ16 | 1479 | G | VZ16 |  | Hydro |  | NENG_ME | Maine | 23 | Penobscot | 19 | 23019 | 1.4 | 0 | 1938 | 2013 |  |  | N | Hydro | [15 empty] | 0 | 0 | 0 | 0
PPL Veazie Hydro Station | 1479_G_VZ17 | 1479 | G | VZ17 |  | Hydro |  | NENG_ME | Maine | 23 | Penobscot | 19 | 23019 | 1.4 | 0 | 1938 | 2013 |  |  | N | Hydro | [15 empty] | 0 | 0 | 0 | 0
Osceola | 172_G_10 | 172 | G | 10 |  | Combustion Turbine | IC Engine | S_D_N_AR | Arkansas | 5 | Mississippi | 93 | 05093 | 1.6 | 10745 | 1992 | 2012 |  |  | N | Distillate Fuel Oil | [15 empty] | 2.3355 | 2.3355 | 2.3355 | 2.3355
Osceola | 172_G_11 | 172 | G | 11 |  | Combustion Turbine | IC Engine | S_D_N_AR | Arkansas | 5 | Mississippi | 93 | 05093 | 1.6 | 10745 | 1993 | 2012 |  |  | N | Distillate Fuel Oil | [15 empty] | 2.3355 | 2.3355 | 2.3355 | 2.3355
Osceola | 172_G_12 | 172 | G | 12 |  | Combustion Turbine | IC Engine | S_D_N_AR | Arkansas | 5 | Mississippi | 93 | 05093 | 1.6 | 10745 | 1999 | 2012 |  |  | N | Distillate Fuel Oil | [15 empty] | 2.3355 | 2.3355 | 2.3355 | 2.3355
Coldwater | 1819_G_3 | 1819 | G | 3 |  | Combustion Turbine | IC Engine | MIS_LMI | Michigan | 26 | Branch | 23 | 26023 | 3.5 | 18000 | 1969 | 2012 |  |  | N | Natural Gas, Distillate Fuel Oil | [14 empty] | 1.67 | 2.0543 | 2.0543 | 2.0543 | 2.0543
Moorhead | 1995_G_6 | 1995 | G | 6 |  | Combustion Turbine | Combustion Turbine | MAP_WAUE | Minnesota | 27 | Clay | 27 | 27027 | 5.9 | 21038 | 1961 | 2011 |  |  | N | Distillate Fuel Oil | [15 empty] | 0.76538 | 0.76538 | 0.76538 | 0.76538
Two Harbors | 2016_G_3 | 2016 | G | 3 |  | Combustion Turbine | IC Engine | MIS_MNWI | Minnesota | 27 | Lake | 75 | 27075 | 1.9 | 25000 | 1972 | 2012 |  |  | N | Natural Gas, Distillate Fuel Oil | [15 empty] | 2.3355 | 2.3355 | 2.3355 | 2.3355
Jack Watson | 2049_G_A | 2049 | G | A |  | Combustion Turbine | Combustion Turbine | S_SOU | Mississippi | 28 | Harrison | 47 | 28047 | 33 | 25000 | 1970 | 2016 |  |  | N | Natural Gas | [14 empty] | 4.8 | 0.26902 | 0.26902 | 0.26902 | 0.26902
Viaduct | 2096_G_1 | 2096 | G | 1 |  | Combustion Turbine | Combustion Turbine | MIS_MO | Missouri | 29 | Cape Girardeau | 31 | 29031 | 26 | 25000 | 1967 | 2011 |  |  | N | Natural Gas | [14 empty] | 2.3 | 0.7006 | 0.7006 | 0.7006 | 0.7006
La Plata | 2140_G_8 | 2140 | G | 8 |  | Combustion Turbine | IC Engine | MIS_MO | Missouri | 29 | Macon | 121 | 29121 | 0.9 | 19764 | 1998 | 2012 |  |  | N | Distillate Fuel Oil | [14 empty] | 2.3 | 2.3355 | 2.3355 | 2.3355 | 2.3355
La Plata | 2140_G_9 | 2140 | G | 9 |  | Combustion Turbine | IC Engine | MIS_MO | Missouri | 29 | Macon | 121 | 29121 | 0.9 | 16754 | 1998 | 2012 |  |  | N | Distillate Fuel Oil | [14 empty] | 2.3 | 2.3355 | 2.3355 | 2.3355 | 2.3355
Macon | 2141_G_1 | 2141 | G | 1 |  | Combustion Turbine | IC Engine | MIS_MO | Missouri | 29 | Macon | 121 | 29121 | 4.8 | 10745 | 1968 | 2012 |  |  | N | Natural Gas, Distillate Fuel Oil | [14 empty] | 2.3 | 2.3355 | 2.3355 | 2.3355 | 2.3355
Odessa | 2148_G_2 | 2148 | G | 2 |  | Combustion Turbine | IC Engine | SPP_N | Missouri | 29 | Lafayette | 107 | 29107 | 0.2 | 10834 | 1939 | 2011 |  |  | N | Distillate Fuel Oil | [14 empty] | 2.3 | 2.3355 | 2.3355 | 2.3355 | 2.3355
Odessa | 2148_G_5 | 2148 | G | 5 |  | Combustion Turbine | IC Engine | SPP_N | Missouri | 29 | Lafayette | 107 | 29107 | 1 | 10797 | 1957 | 2008 |  |  | N | Natural Gas, Distillate Fuel Oil | [14 empty] | 2.3 | 2.3355 | 2.3355 | 2.3355 | 2.3355
Owensville | 2149_G_3A | 2149 | G | 3A |  | Combustion Turbine | IC Engine | MIS_MO | Missouri | 29 | Gasconade | 73 | 29073 | 1.8 | 10745 | 1998 | 2011 |  |  | N | Distillate Fuel Oil | [14 empty] | 2.3 | 2.3355 | 2.3355 | 2.3355 | 2.3355
Owensville | 2149_G_4A | 2149 | G | 4A |  | Combustion Turbine | IC Engine | MIS_MO | Missouri | 29 | Gasconade | 73 | 29073 | 1.3 | 10745 | 1989 | 2011 |  |  | N | Distillate Fuel Oil | [14 empty] | 2.3 | 2.3355 | 2.3355 | 2.3355 | 2.3355
Owensville | 2149_G_4B | 2149 | G | 4B |  | Combustion Turbine | IC Engine | MIS_MO | Missouri | 29 | Gasconade | 73 | 29073 | 1.8 | 10745 | 1998 | 2011 |  |  | N | Distillate Fuel Oil | [14 empty] | 2.3 | 2.3355 | 2.3355 | 2.3355 | 2.3355
Owensville | 2149_G_5 | 2149 | G | 5 |  | Combustion Turbine | IC Engine | MIS_MO | Missouri | 29 | Gasconade | 73 | 29073 | 1.3 | 10745 | 1966 | 2011 |  |  | N | Distillate Fuel Oil | [14 empty] | 2.3 | 2.3355 | 2.3355 | 2.3355 | 2.3355
Owensville | 2149_G_6 | 2149 | G | 6 |  | Combustion Turbine | IC Engine | MIS_MO | Missouri | 29 | Gasconade | 73 | 29073 | 1.8 | 10745 | 1999 | 2011 |  |  | N | Distillate Fuel Oil | [14 empty] | 2.3 | 2.3355 | 2.3355 | 2.3355 | 2.3355
Owensville | 2149_G_6A | 2149 | G | 6A |  | Combustion Turbine | IC Engine | MIS_MO | Missouri | 29 | Gasconade | 73 | 29073 | 1.8 | 10745 | 1999 | 2011 |  |  | N | Distillate Fuel Oil | [14 empty] | 2.3 | 2.3355 | 2.3355 | 2.3355 | 2.3355
Coleman | 2158_G_IC1 | 2158 | G | IC1 |  | Combustion Turbine | IC Engine | SPP_WEST | Missouri | 29 | SCOTT | 201 | 29201 | 2 | 11107 | 1965 | 2011 |  |  | N | Distillate Fuel Oil | [14 empty] | 2.3 | 2.3355 | 2.3355 | 2.3355 | 2.3355
Coleman | 2158_G_IC2 | 2158 | G | IC2 |  | Combustion Turbine | IC Engine | SPP_WEST | Missouri | 29 | SCOTT | 201 | 29201 | 2.3 | 10907 | 1967 | 2011 |  |  | N | Distillate Fuel Oil | [14 empty] | 2.3 | 2.3355 | 2.3355 | 2.3355 | 2.3355
Main Street | 2162_G_1 | 2162 | G | 1 |  | Combustion Turbine | Combustion Turbine | SPP_N | Missouri | 29 | Greene | 77 | 29077 | 12 | 19438 | 1968 | 2010 |  |  | N | Distillate Fuel Oil | [14 empty] | 8 | 1.1999 | 1.1999 | 1.1999 | 1.1999
Trenton Diesel | 2163_G_4 | 2163 | G | 4 |  | Combustion Turbine | IC Engine | MIS_MO | Missouri | 29 | Grundy | 79 | 29079 | 0.9 | 11223 | 1948 | 2011 |  |  | N | Distillate Fuel Oil | [14 empty] | 2.3 | 2.3355 | 2.3355 | 2.3355 | 2.3355
Trenton Diesel | 2163_G_5 | 2163 | G | 5 |  | Combustion Turbine | IC Engine | MIS_MO | Missouri | 29 | Grundy | 79 | 29079 | 1 | 10920 | 1952 | 2011 |  |  | N | Distillate Fuel Oil | [14 empty] | 2.3 | 2.3355 | 2.3355 | 2.3355 | 2.3355
Mullen | 2280_G_3 | 2280 | G | 3 |  | Combustion Turbine | IC Engine | SPP_NEBR | Nebraska | 31 | Hooker | 91 | 31091 | 0.3 | 25000 | 1958 | 2011 |  |  | N | Distillate Fuel Oil | [14 empty] | 2.5 | 2.3355 | 2.3355 | 2.3355 | 2.3355
Mullen | 2280_G_4 | 2280 | G | 4 |  | Combustion Turbine | IC Engine | SPP_NEBR | Nebraska | 31 | Hooker | 91 | 31091 | 0.6 | 25000 | 1966 | 2012 |  |  | N | Distillate Fuel Oil | [14 empty] | 2.5 | 2.3355 | 2.3355 | 2.3355 | 2.3355
Sutherland | 2306_G_2 | 2306 | G | 2 |  | Combustion Turbine | IC Engine | SPP_NEBR | Nebraska | 31 | Lincoln | 111 | 31111 | 0.9 | 12167 | 1959 | 2009 |  |  | N | Distillate Fuel Oil | [14 empty] | 2.5 | 2.3355 | 2.3355 | 2.3355 | 2.3355
Sunrise | 2326_G_2 | 2326 | G | 2 |  | Combustion Turbine | Combustion Turbine | WECC_SNV | Nevada | 32 | Clark | 3 | 32003 | 69 | 15804 | 1974 | 2011 |  |  | N | Natural Gas | [14 empty] | 1.4 | 0.41232 | 0.41232 | 0.41232 | 0.41232
Tracy | 2336_G_GT1 | 2336 | G | GT1 |  | Combustion Turbine | Combustion Turbine | WECC_NNV | Nevada | 32 | Storey | 29 | 32029 | 10 | 12466 | 1961 | 2010 |  |  | N | Distillate Fuel Oil | [14 empty] | 1.4 | 0.032585 | 0.032585 | 0.032585 | 0.032585
Tracy | 2336_G_GT2 | 2336 | G | GT2 |  | Combustion Turbine | Combustion Turbine | WECC_NNV | Nevada | 32 | Storey | 29 | 32029 | 10 | 12466 | 1962 | 2010 |  |  | N | Distillate Fuel Oil | [14 empty] | 1.4 | 0.032585 | 0.032585 | 0.032585 | 0.032585
Kerckhoff | 250_G_H2 | 250 | G | H2 |  | Hydro |  | WEC_CALN | California | 6 | Fresno | 19 | 06019 | 8.6 | 0 | 1920 | 2013 |  |  | N | Hydro | [15 empty] | 0 | 0 | 0 | 0
Montauk | 2515_G_2 | 2515 | G | 2 |  | Combustion Turbine | IC Engine | NY_Z_K | New York | 36 | Suffolk | 103 | 36103 | 2 | 10885 | 1962 | 2013 |  |  | N | Distillate Fuel Oil | [14 empty] | 1.053 | 1.9945 | 1.9945 | 1.9945 | 1.9945
Montauk | 2515_G_3 | 2515 | G | 3 |  | Combustion Turbine | IC Engine | NY_Z_K | New York | 36 | Suffolk | 103 | 36103 | 2 | 10885 | 1965 | 2013 |  |  | N | Distillate Fuel Oil | [14 empty] | 1.053 | 1.9945 | 1.9945 | 1.9945 | 1.9945
Montauk | 2515_G_4 | 2515 | G | 4 |  | Combustion Turbine | IC Engine | NY_Z_K | New York | 36 | Suffolk | 103 | 36103 | 1.9 | 10885 | 1965 | 2013 |  |  | N | Distillate Fuel Oil | [14 empty] | 1.053 | 1.9945 | 1.9945 | 1.9945 | 1.9945
Rochester 3 | 2640_G_13 | 2640 | G | 13 |  | Combustion Turbine | Combustion Turbine | NY_Z_A&B | New York | 36 | Monroe | 55 | 36055 | 14.4 | 18256 | 1969 | 2011 |  |  | N | Distillate Fuel Oil | [14 empty] | 2.1059 | 0.4307 | 0.4307 | 0.4307 | 0.4307
Rochester 9 | 2644_G_2 | 2644 | G | 2 |  | Combustion Turbine | Combustion Turbine | NY_Z_A&B | New York | 36 | Monroe | 55 | 36055 | 14 | 16197 | 1969 | 2014 |  |  | N | Natural Gas | [14 empty] | 1.053 | 0.22245 | 0.22245 | 0.22245 | 0.22245
Cape Fear | 2708_G_1 | 2708 | G | 1 |  | Combined Cycle |  | S_VACA | North Carolina | 37 | Chatham | 37 | 37037 | 11 | 15000 | 1923 | 2013 |  |  | N | Distillate Fuel Oil | [14 empty] | 2.3 | 1.1998 | 1.1998 | 1.1998 | 1.1998
Cape Fear | 2708_G_1A | 2708 | G | 1A |  | Combined Cycle |  | S_VACA | North Carolina | 37 | Chatham | 37 | 37037 | 11 | 15000 | 1969 | 2013 |  |  | N | Distillate Fuel Oil | [14 empty] | 2.3 | 1.1998 | 1.1998 | 1.1998 | 1.1998
Cape Fear | 2708_G_2 | 2708 | G | 2 |  | Combined Cycle |  | S_VACA | North Carolina | 37 | Chatham | 37 | 37037 | 7 | 15000 | 1924 | 2013 |  |  | N | Distillate Fuel Oil | [14 empty] | 2.3 | 1.1997 | 1.1997 | 1.1997 | 1.1997
Cape Fear | 2708_G_2A | 2708 | G | 2A |  | Combined Cycle |  | S_VACA | North Carolina | 37 | Chatham | 37 | 37037 | 11 | 15000 | 1969 | 2013 |  |  | N | Distillate Fuel Oil | [14 empty] | 2.3 | 1.1997 | 1.1997 | 1.1997 | 1.1997
Cape Fear | 2708_G_2B | 2708 | G | 2B |  | Combined Cycle |  | S_VACA | North Carolina | 37 | Chatham | 37 | 37037 | 11 | 15000 | 1969 | 2012 |  |  | N | Distillate Fuel Oil | [14 empty] | 2.3 | 1.1997 | 1.1997 | 1.1997 | 1.1997
Morehead | 2711_G_GT1 | 2711 | G | GT1 |  | Combustion Turbine | Combustion Turbine | S_VACA | North Carolina | 37 | Carteret | 31 | 37031 | 12 | 17662 | 1968 | 2012 |  |  | N | Distillate Fuel Oil | [14 empty] | 2.3 | 1.2002 | 1.2002 | 1.2002 | 1.2002
Buck | 2720_G_CT10 | 2720 | G | CT10 |  | Combined Cycle |  | S_VACA | North Carolina | 37 | Rowan | 159 | 37159 | 0 | 7050 | 2011 | 2015 |  |  | N | Natural Gas, Distillate Fuel Oil | [15 empty] | 0.01 | 0.01 | 0.01 | 0.01
Buck | 2720_G_ST12 | 2720 | G | ST12 |  | Combined Cycle |  | S_VACA | North Carolina | 37 | Rowan | 159 | 37159 | 0 | 7050 | 2011 | 2015 |  |  | N | Natural Gas, Distillate Fuel Oil | [14 empty] | 0.0003 | 0.01 | 0.01 | 0.01 | 0.01
Dan River | 2723_G_CT1 | 2723 | G | CT1 |  | Combined Cycle |  | S_VACA | North Carolina | 37 | Rockingham | 157 | 37157 | 0 | 7050 | 2012 | 2015 |  |  | N | Natural Gas | [14 empty] | 0.0003 | 0.0105 | 0.0105 | 0.0105 | 0.0105
Dan River | 2723_G_CT2 | 2723 | G | CT2 |  | Combined Cycle |  | S_VACA | North Carolina | 37 | Rockingham | 157 | 37157 | 0 | 7050 | 2012 | 2015 |  |  | N | Natural Gas | [14 empty] | 0.0003 | 0.0105 | 0.0105 | 0.0105 | 0.0105
Dan River | 2723_G_ST | 2723 | G | ST |  | Combined Cycle |  | S_VACA | North Carolina | 37 | Rockingham | 157 | 37157 | 0 | 7050 | 2012 | 2015 |  |  | N | Natural Gas | [15 empty] | 0.0105 | 0.0105 | 0.0105 | 0.0105
Williston | 2791_G_3 | 2791 | G | 3 |  | Combustion Turbine | Combustion Turbine | MIS_MAPP | North Dakota | 38 | Williams | 105 | 38105 | 4.9 | 19311 | 1953 | 2012 |  |  | N | Natural Gas | [14 empty] | 3 | 0.47776 | 0.47776 | 0.47776 | 0.47776
Grand Forks | 2821_G_1 | 2821 | G | 1 |  | Combustion Turbine | IC Engine | MIS_MAPP | North Dakota | 38 | Grand Forks | 35 | 38035 | 0.7 | 10745 | 1941 | 2012 |  |  | N | Distillate Fuel Oil | [14 empty] | 3 | 2.3355 | 2.3355 | 2.3355 | 2.3355
Grand Forks | 2821_G_10 | 2821 | G | 10 |  | Combustion Turbine | IC Engine | MIS_MAPP | North Dakota | 38 | Grand Forks | 35 | 38035 | 1.1 | 10745 | 1949 | 2012 |  |  | N | Distillate Fuel Oil | [14 empty] | 3 | 2.3355 | 2.3355 | 2.3355 | 2.3355
Grand Forks | 2821_G_11 | 2821 | G | 11 |  | Combustion Turbine | IC Engine | MIS_MAPP | North Dakota | 38 | Grand Forks | 35 | 38035 | 1.1 | 10745 | 1949 | 2012 |  |  | N | Distillate Fuel Oil | [14 empty] | 3 | 2.3355 | 2.3355 | 2.3355 | 2.3355
Grand Forks | 2821_G_2 | 2821 | G | 2 |  | Combustion Turbine | IC Engine | MIS_MAPP | North Dakota | 38 | Grand Forks | 35 | 38035 | 0.7 | 10745 | 1941 | 2012 |  |  | N | Distillate Fuel Oil | [14 empty] | 3 | 2.3355 | 2.3355 | 2.3355 | 2.3355
Grand Forks | 2821_G_3 | 2821 | G | 3 |  | Combustion Turbine | IC Engine | MIS_MAPP | North Dakota | 38 | Grand Forks | 35 | 38035 | 0.7 | 10745 | 1941 | 2012 |  |  | N | Distillate Fuel Oil | [14 empty] | 3 | 2.3355 | 2.3355 | 2.3355 | 2.3355
Grand Forks | 2821_G_4 | 2821 | G | 4 |  | Combustion Turbine | IC Engine | MIS_MAPP | North Dakota | 38 | Grand Forks | 35 | 38035 | 1 | 10745 | 1946 | 2012 |  |  | N | Distillate Fuel Oil | [14 empty] | 3 | 2.3355 | 2.3355 | 2.3355 | 2.3355
Grand Forks | 2821_G_5 | 2821 | G | 5 |  | Combustion Turbine | IC Engine | MIS_MAPP | North Dakota | 38 | Grand Forks | 35 | 38035 | 1 | 10745 | 1946 | 2012 |  |  | N | Distillate Fuel Oil | [14 empty] | 3 | 2.3355 | 2.3355 | 2.3355 | 2.3355
Grand Forks | 2821_G_6 | 2821 | G | 6 |  | Combustion Turbine | IC Engine | MIS_MAPP | North Dakota | 38 | Grand Forks | 35 | 38035 | 1 | 10745 | 1946 | 2012 |  |  | N | Distillate Fuel Oil | [14 empty] | 3 | 2.3355 | 2.3355 | 2.3355 | 2.3355
Grand Forks | 2821_G_7 | 2821 | G | 7 |  | Combustion Turbine | IC Engine | MIS_MAPP | North Dakota | 38 | Grand Forks | 35 | 38035 | 1.1 | 10745 | 1949 | 2012 |  |  | N | Distillate Fuel Oil | [14 empty] | 3 | 2.3355 | 2.3355 | 2.3355 | 2.3355
Grand Forks | 2821_G_8 | 2821 | G | 8 |  | Combustion Turbine | IC Engine | MIS_MAPP | North Dakota | 38 | Grand Forks | 35 | 38035 | 1.1 | 10745 | 1949 | 2012 |  |  | N | Distillate Fuel Oil | [14 empty] | 3 | 2.3355 | 2.3355 | 2.3355 | 2.3355
Grand Forks | 2821_G_9 | 2821 | G | 9 |  | Combustion Turbine | IC Engine | MIS_MAPP | North Dakota | 38 | Grand Forks | 35 | 38035 | 1.1 | 10745 | 1949 | 2012 |  |  | N | Distillate Fuel Oil | [14 empty] | 3 | 2.3355 | 2.3355 | 2.3355 | 2.3355
Harwood | 2822_G_2 | 2822 | G | 2 |  | Combustion Turbine | IC Engine | MIS_MAPP | North Dakota | 38 | Cass | 17 | 38017 | 1.6 | 12234 | 1947 | 2012 |  |  | N | Distillate Fuel Oil | [14 empty] | 3 | 2.3355 | 2.3355 | 2.3355 | 2.3355
Harwood | 2822_G_3 | 2822 | G | 3 |  | Combustion Turbine | IC Engine | MIS_MAPP | North Dakota | 38 | Cass | 17 | 38017 | 1.6 | 12402 | 1947 | 2012 |  |  | N | Distillate Fuel Oil | [14 empty] | 3 | 2.3355 | 2.3355 | 2.3355 | 2.3355
Walter C Beckjord | 2830_G_GT1 | 2830 | G | GT1 |  | Combustion Turbine | Combustion Turbine | PJM_West | Ohio | 39 | Clermont | 25 | 39025 | 47 | 25000 | 1972 | 2014 |  |  | N | Distillate Fuel Oil | [14 empty] | 1.2 | 0.46669 | 0.46669 | 0.46669 | 0.46669
Walter C Beckjord | 2830_G_GT2 | 2830 | G | GT2 |  | Combustion Turbine | Combustion Turbine | PJM_West | Ohio | 39 | Clermont | 25 | 39025 | 47 | 25000 | 1972 | 2014 |  |  | N | Distillate Fuel Oil | [14 empty] | 1.2 | 0.47312 | 0.47312 | 0.47312 | 0.47312
Walter C Beckjord | 2830_G_GT3 | 2830 | G | GT3 |  | Combustion Turbine | Combustion Turbine | PJM_West | Ohio | 39 | Clermont | 25 | 39025 | 47 | 25000 | 1972 | 2014 |  |  | N | Distillate Fuel Oil | [14 empty] | 1.2 | 0.3158 | 0.3158 | 0.3158 | 0.3158
Walter C Beckjord | 2830_G_GT4 | 2830 | G | GT4 |  | Combustion Turbine | Combustion Turbine | PJM_West | Ohio | 39 | Clermont | 25 | 39025 | 47 | 25000 | 1972 | 2014 |  |  | N | Distillate Fuel Oil | [14 empty] | 1.2 | 0.458 | 0.458 | 0.458 | 0.458
FirstEnergy Mad River | 2860_G_CTA | 2860 | G | CTA |  | Combustion Turbine | Combustion Turbine | PJM_ATSI | Ohio | 39 | CLARK | 23 | 39023 | 25 | 17662 | 1972 | 2013 |  |  | N | Distillate Fuel Oil | [14 empty] | 1 | 0.64636 | 0.64636 | 0.64636 | 0.64636
FirstEnergy Mad River | 2860_G_CTB | 2860 | G | CTB |  | Combustion Turbine | Combustion Turbine | PJM_ATSI | Ohio | 39 | CLARK | 23 | 39023 | 25 | 17662 | 1972 | 2013 |  |  | N | Distillate Fuel Oil | [14 empty] | 1 | 0.64636 | 0.64636 | 0.64636 | 0.64636
Hamilton | 2917_G_GT1 | 2917 | G | GT1 |  | Combustion Turbine | Combustion Turbine | PJM_West | Ohio | 39 | Butler | 17 | 39017 | 8 | 19311 | 1964 | 2011 |  |  | N | Natural Gas | [14 empty] | 0.5 | 0.47776 | 0.47776 | 0.47776 | 0.47776
Enid | 2950_G_1 | 2950 | G | 1 |  | Combustion Turbine | Combustion Turbine | SPP_WEST | Oklahoma | 40 | Garfield | 47 | 40047 | 11.1 | 21295 | 1965 | 2012 |  |  | N | Natural Gas | [15 empty] | 0.47776 | 0.47776 | 0.47776 | 0.47776
Enid | 2950_G_2 | 2950 | G | 2 |  | Combustion Turbine | Combustion Turbine | SPP_WEST | Oklahoma | 40 | Garfield | 47 | 40047 | 10.5 | 21365 | 1965 | 2012 |  |  | N | Natural Gas | [15 empty] | 0.47776 | 0.47776 | 0.47776 | 0.47776
Enid | 2950_G_3 | 2950 | G | 3 |  | Combustion Turbine | Combustion Turbine | SPP_WEST | Oklahoma | 40 | Garfield | 47 | 40047 | 11.5 | 20116 | 1965 | 2012 |  |  | N | Natural Gas | [15 empty] | 0.47776 | 0.47776 | 0.47776 | 0.47776
Enid | 2950_G_4 | 2950 | G | 4 |  | Combustion Turbine | Combustion Turbine | SPP_WEST | Oklahoma | 40 | Garfield | 47 | 40047 | 10.5 | 21365 | 1965 | 2012 |  |  | N | Natural Gas | [15 empty] | 0.47776 | 0.47776 | 0.47776 | 0.47776
Woodward | 2958_G_GT1 | 2958 | G | GT1 |  | Combustion Turbine | Combustion Turbine | SPP_WEST | Oklahoma | 40 | Woodward | 153 | 40153 | 9.5 | 19084 | 1963 | 2012 |  |  | N | Natural Gas | [14 empty] | 0.8 | 0.47776 | 0.47776 | 0.47776 | 0.47776
Fairview | 2978_G_4 | 2978 | G | 4 |  | Combustion Turbine | IC Engine | SPP_WEST | Oklahoma | 40 | Major | 93 | 40093 | 0.8 | 13652 | 1948 | 2012 |  |  | N | Distillate Fuel Oil | [14 empty] | 0.8 | 2.3355 | 2.3355 | 2.3355 | 2.3355
Fairview | 2978_G_5 | 2978 | G | 5 |  | Combustion Turbine | IC Engine | SPP_WEST | Oklahoma | 40 | Major | 93 | 40093 | 1 | 13652 | 1954 | 2012 |  |  | N | Distillate Fuel Oil | [14 empty] | 0.8 | 2.3355 | 2.3355 | 2.3355 | 2.3355
El Cajon | 301_G_ENCI | 301 | G | ENCI |  | Combustion Turbine | Combustion Turbine | WEC_SDGE | California | 6 | San Diego | 73 | 06073 | 15 | 19099 | 1968 | 2016 |  |  | N | Natural Gas | [14 empty] | 0.74 | 0.0267 | 0.0267 | 0.0267 | 0.0267
Kearny | 303_G_KEA1 | 303 | G | KEA1 |  | Combustion Turbine | Combustion Turbine | WEC_SDGE | California | 6 | San Diego | 73 | 06073 | 16 | 16635 | 1972 | 2014 |  |  | N | Natural Gas | [14 empty] | 0.74 | 0.0267 | 0.0267 | 0.0267 | 0.0267
Kearny | 303_G_KEA2 | 303 | G | KEA2 |  | Combustion Turbine | Combustion Turbine | WEC_SDGE | California | 6 | San Diego | 73 | 06073 | 59 | 16636 | 1969 | 2016 |  |  | N | Natural Gas | [14 empty] | 0.74 | 0.0267 | 0.0267 | 0.0267 | 0.0267
Kearny | 303_G_KEA3 | 303 | G | KEA3 |  | Combustion Turbine | Combustion Turbine | WEC_SDGE | California | 6 | San Diego | 73 | 06073 | 61 | 16636 | 1969 | 2016 |  |  | N | Natural Gas | [14 empty] | 0.74 | 0.0267 | 0.0267 | 0.0267 | 0.0267
Miramar | 305_G_MRGT | 305 | G | MRGT |  | Combustion Turbine | Combustion Turbine | WEC_SDGE | California | 6 | San Diego | 73 | 06073 | 36 | 17138 | 1972 | 2016 |  |  | N | Natural Gas | [14 empty] | 0.74 | 0.0267 | 0.0267 | 0.0267 | 0.0267
H B Robinson | 3251_G_GT1 | 3251 | G | GT1 |  | Combustion Turbine | Combustion Turbine | S_VACA | South Carolina | 45 | Darlington | 31 | 45031 | 11 | 23549 | 1968 | 2013 |  |  | N | Natural Gas, Distillate Fuel Oil | [14 empty] | 3.5 | 0.47776 | 0.47776 | 0.47776 | 0.47776
Rocky River | 3305_G_IC1 | 3305 | G | IC1 |  | Combustion Turbine | IC Engine | S_VACA | South Carolina | 45 | Anderson | 7 | 45007 | 1.1 | 13387 | 1946 | 2013 |  |  | N | Distillate Fuel Oil | [14 empty] | 3.5 | 2.3355 | 2.3355 | 2.3355 | 2.3355
Lake Creek | 3502_G_D1 | 3502 | G | D1 |  | Combustion Turbine | IC Engine | ERC_REST | Texas | 48 | McLennan | 309 | 48309 | 2 | 12774 | 1966 | 2014 |  |  | N | Distillate Fuel Oil | [14 empty] | 0.2 | 2.3355 | 2.3355 | 2.3355 | 2.3355
Lake Creek | 3502_G_D2 | 3502 | G | D2 |  | Combustion Turbine | IC Engine | ERC_REST | Texas | 48 | McLennan | 309 | 48309 | 2 | 12774 | 1966 | 2014 |  |  | N | Distillate Fuel Oil | [14 empty] | 0.2 | 2.3355 | 2.3355 | 2.3355 | 2.3355
Tradinghouse | 3506_G_1 | 3506 | G | 1 |  | O/G Steam |  | ERC_REST | Texas | 48 | McLennan | 309 | 48309 | 565 | 13025 | 1970 | 2010 |  |  | N | Natural Gas, Distillate Fuel Oil |  |  |  |  | FR + LNBO | [9 empty] | 1.16 | 0.14399 | 0.14399 | 0.14399 | 0.14399
Ty Cooke | 3602_G_GT1 | 3602 | G | GT1 |  | Combustion Turbine | Combustion Turbine | SPP_SPS | Texas | 48 | Lubbock | 303 | 48303 | 11 | 14693 | 1964 | 2012 |  |  | N | Natural Gas | [14 empty] | 3 | 0.47776 | 0.47776 | 0.47776 | 0.47776
Bountiful City | 3665_G_3 | 3665 | G | 3 |  | Combustion Turbine | IC Engine | WECC_UT | Utah | 49 | Davis | 11 | 49011 | 1.2 | 10745 | 1959 | 2011 |  |  | N | Natural Gas, Distillate Fuel Oil | [14 empty] | 0.85 | 2.0543 | 2.0543 | 2.0543 | 2.0543
Bountiful City | 3665_G_4 | 3665 | G | 4 |  | Combustion Turbine | IC Engine | WECC_UT | Utah | 49 | Davis | 11 | 49011 | 1 | 10745 | 1955 | 2011 |  |  | N | Natural Gas, Distillate Fuel Oil | [14 empty] | 0.85 | 2.0543 | 2.0543 | 2.0543 | 2.0543
Bountiful City | 3665_G_5 | 3665 | G | 5 |  | Combustion Turbine | IC Engine | WECC_UT | Utah | 49 | Davis | 11 | 49011 | 1 | 10745 | 1957 | 2011 |  |  | N | Natural Gas, Distillate Fuel Oil | [14 empty] | 0.85 | 2.0543 | 2.0543 | 2.0543 | 2.0543
Bountiful City | 3665_G_7 | 3665 | G | 7 |  | Combustion Turbine | IC Engine | WECC_UT | Utah | 49 | Davis | 11 | 49011 | 0.1 | 12774 | 1936 | 2011 |  |  | N | Distillate Fuel Oil | [15 empty] | 2.3355 | 2.3355 | 2.3355 | 2.3355
Vermont Yankee | 3751_G_1 | 3751 | G | 1 |  | Nuclear |  | NENGREST | Vermont | 50 | Windham | 25 | 50025 | 620.3 | 10460 | 1972 | 2014 |  |  | N | Nuclear Fuel | [15 empty] | 0 | 0 | 0 | 0
Chesapeake | 3803_G_7 | 3803 | G | 7 |  | Combustion Turbine | Combustion Turbine | PJM_Dom | Virginia | 51 | Chesapeake | 550 | 51550 | 16 | 20937 | 1969 | 2011 |  |  | N | Distillate Fuel Oil | [14 empty] | 2.64 | 0.76538 | 0.76538 | 0.76538 | 0.76538
Chesapeake | 3803_G_8 | 3803 | G | 8 |  | Combustion Turbine | Combustion Turbine | PJM_Dom | Virginia | 51 | Chesapeake | 550 | 51550 | 16 | 20937 | 1969 | 2011 |  |  | N | Distillate Fuel Oil | [14 empty] | 2.64 | 0.76538 | 0.76538 | 0.76538 | 0.76538
Chesapeake | 3803_G_9 | 3803 | G | 9 |  | Combustion Turbine | Combustion Turbine | PJM_Dom | Virginia | 51 | Chesapeake | 550 | 51550 | 16 | 20937 | 1970 | 2011 |  |  | N | Distillate Fuel Oil | [14 empty] | 2.64 | 0.76538 | 0.76538 | 0.76538 | 0.76538
Condit | 3846_G_1 | 3846 | G | 1 |  | Hydro |  | WECC_PNW | Washington | 53 | Klickitat | 39 | 53039 | 7.7 | 0 | 1913 | 2011 |  |  | N | Hydro | [15 empty] | 0 | 0 | 0 | 0
Condit | 3846_G_2 | 3846 | G | 2 |  | Hydro |  | WECC_PNW | Washington | 53 | Klickitat | 39 | 53039 | 7.4 | 0 | 1913 | 2011 |  |  | N | Hydro | [15 empty] | 0 | 0 | 0 | 0
Wanapum | 3888_G_1 | 3888 | G | 1 |  | Hydro |  | WECC_PNW | Washington | 53 | Grant | 25 | 53025 | 97 | 0 | 1963 | 2012 |  |  | N | Hydro | [15 empty] | 0 | 0 | 0 | 0
Wanapum | 3888_G_10 | 3888 | G | 10 |  | Hydro |  | WECC_PNW | Washington | 53 | Grant | 25 | 53025 | 112 | 0 | 1963 | 2013 |  |  | N | Hydro | [15 empty] | 0 | 0 | 0 | 0
Wanapum | 3888_G_5 | 3888 | G | 5 |  | Hydro |  | WECC_PNW | Washington | 53 | Grant | 25 | 53025 | 97 | 0 | 1963 | 2011 |  |  | N | Hydro | [15 empty] | 0 | 0 | 0 | 0
Wanapum | 3888_G_7 | 3888 | G | 7 |  | Hydro |  | WECC_PNW | Washington | 53 | Grant | 25 | 53025 | 115 | 0 | 1963 | 2010 |  |  | N | Hydro | [15 empty] | 0 | 0 | 0 | 0
Wanapum | 3888_G_8 | 3888 | G | 8 |  | Hydro |  | WECC_PNW | Washington | 53 | Grant | 25 | 53025 | 112 | 0 | 1963 | 2015 |  |  | N | Hydro | [15 empty] | 0 | 0 | 0 | 0
Eagle River | 4062_G_1 | 4062 | G | 1 |  | Combustion Turbine | IC Engine | MIS_WUMS | Wisconsin | 55 | Vilas | 125 | 55125 | 2.1 | 11503 | 1964 | 2011 |  |  | N | Distillate Fuel Oil | [14 empty] | 3 | 2.3355 | 2.3355 | 2.3355 | 2.3355
Eagle River | 4062_G_2 | 4062 | G | 2 |  | Combustion Turbine | IC Engine | MIS_WUMS | Wisconsin | 55 | Vilas | 125 | 55125 | 2.1 | 12372 | 1964 | 2011 |  |  | N | Distillate Fuel Oil | [14 empty] | 3 | 2.3355 | 2.3355 | 2.3355 | 2.3355
New Badger | 4120_G_1 | 4120 | G | 1 |  | Hydro |  | MIS_WUMS | Wisconsin | 55 | Outagamie | 87 | 55087 | 1.8 | 0 | 1928 | 2012 |  |  | N | Hydro | [15 empty] | 0 | 0 | 0 | 0
New Badger | 4120_G_2 | 4120 | G | 2 |  | Hydro |  | MIS_WUMS | Wisconsin | 55 | Outagamie | 87 | 55087 | 1.8 | 0 | 1928 | 2012 |  |  | N | Hydro | [15 empty] | 0 | 0 | 0 | 0
Old Badger | 4121_G_3 | 4121 | G | 3 |  | Hydro |  | MIS_WUMS | Wisconsin | 55 | Outagamie | 87 | 55087 | 1 | 0 | 1907 | 2012 |  |  | N | Hydro | [15 empty] | 0 | 0 | 0 | 0
Old Badger | 4121_G_4 | 4121 | G | 4 |  | Hydro |  | MIS_WUMS | Wisconsin | 55 | Outagamie | 87 | 55087 | 1 | 0 | 1907 | 2012 |  |  | N | Hydro | [15 empty] | 0 | 0 | 0 | 0
Endicott Station | 4259_G_2 | 4259 | G | 2 |  | Combustion Turbine | IC Engine | MIS_LMI | Michigan | 26 | HILLSDALE | 59 | 26059 | 1.6 | 13336 | 2006 | 2012 |  |  | N | Distillate Fuel Oil | [15 empty] | 2.3355 | 2.3355 | 2.3355 | 2.3355
Endicott Station | 4259_G_3 | 4259 | G | 3 |  | Combustion Turbine | IC Engine | MIS_LMI | Michigan | 26 | HILLSDALE | 59 | 26059 | 1.6 | 14233 | 2006 | 2012 |  |  | N | Distillate Fuel Oil | [15 empty] | 2.3355 | 2.3355 | 2.3355 | 2.3355
Chalk Cliff Cogen | 50003_G_GEN1 | 50003 | G | GEN1 |  | Combustion Turbine | Combustion Turbine | WEC_CALN | California | 6 | Kern | 29 | 06029 | 46 | 8700 | 1990 | 2015 |  |  | Y | Natural Gas | [14 empty] | 0.74 | 0.0267 | 0.0267 | 0.0267 | 0.0267
Tillotson Rubber | 50095_G_HG1 | 50095 | G | HG1 |  | Hydro |  | NENGREST | New Hampshire | 33 | Coos | 7 | 33007 | 0.1 | 0 | 1980 | 2011 |  |  | N | Hydro | [15 empty] | 0 | 0 | 0 | 0
United Cogen | 50104_G_G-1 | 50104 | G | G-1 |  | Combined Cycle |  | WECC_SF | California | 6 | San Mateo | 81 | 06081 | 22 | 9714 | 1985 | 2012 |  |  | Y | Natural Gas, Distillate Fuel Oil | [15 empty] | 0.012 | 0.012 | 0.012 | 0.012
United Cogen | 50104_G_G-2 | 50104 | G | G-2 |  | Combined Cycle |  | WECC_SF | California | 6 | San Mateo | 81 | 06081 | 7 | 9714 | 1985 | 2012 |  |  | Y | Natural Gas | [15 empty] | 0.008 | 0.008 | 0.008 | 0.008
Onondaga Energy Partners LP | 50346_G_ON1 | 50346 | G | ON1 |  | Landfill Gas |  | NY_Z_C&E | New York | 36 | Onondaga | 67 | 36067 | 0.6 | 13500 | 1987 | 2010 |  |  | N | Landfill Gas | [15 empty] | 0.043947 | 0.043947 | 0.043947 | 0.043947
Ware Energy | 50419_G_GEN1 | 50419 | G | GEN1 |  | Biomass |  | NENGREST | Massachusetts | 25 | Hampshire | 15 | 25015 | 8.7 | 24604 | 1986 | 2012 |  |  | N | Biomass | [15 empty] | 0.22926 | 0.22926 | 0.22926 | 0.22926
Lake Gas Recovery | 50575_G_GEN3 | 50575 | G | GEN3 |  | Landfill Gas |  | PJM_COMD | Illinois | 17 | Cook | 31 | 17031 | 2.9 | 19987 | 1993 | 2016 |  |  | N | Landfill Gas | [15 empty] | 0.043947 | 0.043947 | 0.043947 | 0.043947
KMS Crossroads | 50693_G_DG-1 | 50693 | G | DG-1 |  | Combustion Turbine | IC Engine | PJM_EMAC | New Jersey | 34 | Bergen | 3 | 34003 | 0.1 | 12774 | 1988 | 2011 |  |  | Y | Natural Gas | [14 empty] | 0.000452 | 0.3337 | 0.3337 | 0.3337 | 0.3337
KMS Crossroads | 50693_G_DG-3 | 50693 | G | DG-3 |  | Combustion Turbine | IC Engine | PJM_EMAC | New Jersey | 34 | Bergen | 3 | 34003 | 0.1 | 12774 | 1988 | 2011 |  |  | Y | Natural Gas | [15 empty] | 0.3337 | 0.3337 | 0.3337 | 0.3337
KMS Crossroads | 50693_G_TG-4 | 50693 | G | TG-4 |  | Combustion Turbine | Combustion Turbine | PJM_EMAC | New Jersey | 34 | Bergen | 3 | 34003 | 0.1 | 19311 | 1996 | 2011 |  |  | Y | Natural Gas | [15 empty] | 0.18367 | 0.18367 | 0.18367 | 0.18367
Ormesa IH | 50762_G_OE11 | 50762 | G | OE11 |  | Geothermal |  | WECC_IID | California | 6 | Imperial | 25 | 06025 | 1 | 9760 | 1989 | 2016 |  |  | N | Geothermal | [15 empty] | 0 | 0 | 0 | 0 | 0.4625 | 0.4625 | 0.4625
Ormesa IE | 50764_G_OE10 | 50764 | G | OE10 |  | Geothermal |  | WECC_IID | California | 6 | Imperial | 25 | 06025 | 0.6 | 9760 | 1988 | 2009 |  |  | N | Geothermal | [15 empty] | 0 | 0 | 0 | 0 | 0.4625 | 0.4625 | 0.4625
Ormesa IE | 50764_G_OE11 | 50764 | G | OE11 |  | Geothermal |  | WECC_IID | California | 6 | Imperial | 25 | 06025 | 1 | 9760 | 1988 | 2009 |  |  | N | Geothermal | [15 empty] | 0 | 0 | 0 | 0 | 0.4625 | 0.4625 | 0.4625
Ormesa IE | 50764_G_OE12 | 50764 | G | OE12 |  | Geothermal |  | WECC_IID | California | 6 | Imperial | 25 | 06025 | 0.6 | 9760 | 1988 | 2009 |  |  | N | Geothermal | [15 empty] | 0 | 0 | 0 | 0 | 0.4625 | 0.4625 | 0.4625
Ormesa IE | 50764_G_OEC1 | 50764 | G | OEC1 |  | Geothermal |  | WECC_IID | California | 6 | Imperial | 25 | 06025 | 1 | 9760 | 1988 | 2009 |  |  | N | Geothermal | [15 empty] | 0 | 0 | 0 | 0 | 0.4625 | 0.4625 | 0.4625
Ormesa IE | 50764_G_OEC2 | 50764 | G | OEC2 |  | Geothermal |  | WECC_IID | California | 6 | Imperial | 25 | 06025 | 0.6 | 9760 | 1988 | 2009 |  |  | N | Geothermal | [15 empty] | 0 | 0 | 0 | 0 | 0.4625 | 0.4625 | 0.4625
Ormesa IE | 50764_G_OEC3 | 50764 | G | OEC3 |  | Geothermal |  | WECC_IID | California | 6 | Imperial | 25 | 06025 | 1 | 9760 | 1988 | 2009 |  |  | N | Geothermal | [15 empty] | 0 | 0 | 0 | 0 | 0.4625 | 0.4625 | 0.4625
Ormesa IE | 50764_G_OEC4 | 50764 | G | OEC4 |  | Geothermal |  | WECC_IID | California | 6 | Imperial | 25 | 06025 | 0.6 | 9760 | 1988 | 2009 |  |  | N | Geothermal | [15 empty] | 0 | 0 | 0 | 0 | 0.4625 | 0.4625 | 0.4625
Ormesa IE | 50764_G_OEC5 | 50764 | G | OEC5 |  | Geothermal |  | WECC_IID | California | 6 | Imperial | 25 | 06025 | 1 | 9760 | 1988 | 2009 |  |  | N | Geothermal | [15 empty] | 0 | 0 | 0 | 0 | 0.4625 | 0.4625 | 0.4625
Ormesa IE | 50764_G_OEC6 | 50764 | G | OEC6 |  | Geothermal |  | WECC_IID | California | 6 | Imperial | 25 | 06025 | 0.6 | 9760 | 1988 | 2009 |  |  | N | Geothermal | [15 empty] | 0 | 0 | 0 | 0 | 0.4625 | 0.4625 | 0.4625
Ormesa IE | 50764_G_OEC7 | 50764 | G | OEC7 |  | Geothermal |  | WECC_IID | California | 6 | Imperial | 25 | 06025 | 1 | 9760 | 1988 | 2009 |  |  | N | Geothermal | [15 empty] | 0 | 0 | 0 | 0 | 0.4625 | 0.4625 | 0.4625
Ormesa IE | 50764_G_OEC8 | 50764 | G | OEC8 |  | Geothermal |  | WECC_IID | California | 6 | Imperial | 25 | 06025 | 0.6 | 9760 | 1988 | 2009 |  |  | N | Geothermal | [15 empty] | 0 | 0 | 0 | 0 | 0.4625 | 0.4625 | 0.4625
Ormesa IE | 50764_G_OEC9 | 50764 | G | OEC9 |  | Geothermal |  | WECC_IID | California | 6 | Imperial | 25 | 06025 | 1 | 9760 | 1988 | 2009 |  |  | N | Geothermal | [15 empty] | 0 | 0 | 0 | 0 | 0.4625 | 0.4625 | 0.4625
Ormesa I | 50766_G_OE1 | 50766 | G | OE1 |  | Geothermal |  | WECC_IID | California | 6 | Imperial | 25 | 06025 | 0.7 | 9760 | 1986 | 2003 |  |  | N | Geothermal | [15 empty] | 0 | 0 | 0 | 0 | 0.4625 | 0.4625 | 0.4625
Ormesa I | 50766_G_OE10 | 50766 | G | OE10 |  | Geothermal |  | WECC_IID | California | 6 | Imperial | 25 | 06025 | 0.7 | 9760 | 1986 | 2003 |  |  | N | Geothermal | [15 empty] | 0 | 0 | 0 | 0 | 0.4625 | 0.4625 | 0.4625
Ormesa I | 50766_G_OE13 | 50766 | G | OE13 |  | Geothermal |  | WECC_IID | California | 6 | Imperial | 25 | 06025 | 0.7 | 9760 | 1986 | 2003 |  |  | N | Geothermal | [15 empty] | 0 | 0 | 0 | 0 | 0.4625 | 0.4625 | 0.4625
Ormesa I | 50766_G_OE16 | 50766 | G | OE16 |  | Geothermal |  | WECC_IID | California | 6 | Imperial | 25 | 06025 | 0.7 | 9760 | 1986 | 2003 |  |  | N | Geothermal | [15 empty] | 0 | 0 | 0 | 0 | 0.4625 | 0.4625 | 0.4625
Ormesa I | 50766_G_OE2 | 50766 | G | OE2 |  | Geothermal |  | WECC_IID | California | 6 | Imperial | 25 | 06025 | 0.7 | 9760 | 1986 | 2003 |  |  | N | Geothermal | [15 empty] | 0 | 0 | 0 | 0 | 0.4625 | 0.4625 | 0.4625
Ormesa I | 50766_G_OE23 | 50766 | G | OE23 |  | Geothermal |  | WECC_IID | California | 6 | Imperial | 25 | 06025 | 0.9 | 9760 | 1986 | 2008 |  |  | N | Geothermal | [15 empty] | 0 | 0 | 0 | 0 | 0.4625 | 0.4625 | 0.4625
Ormesa I | 50766_G_OE26 | 50766 | G | OE26 |  | Geothermal |  | WECC_IID | California | 6 | Imperial | 25 | 06025 | 0.9 | 9760 | 1986 | 2012 |  |  | N | Geothermal | [15 empty] | 0 | 0 | 0 | 0 | 0.4625 | 0.4625 | 0.4625
Ormesa I | 50766_G_OE27 | 50766 | G | OE27 |  | Geothermal |  | WECC_IID | California | 6 | Imperial | 25 | 06025 | 0.9 | 9760 | 1986 | 2003 |  |  | N | Geothermal | [15 empty] | 0 | 0 | 0 | 0 | 0.4625 | 0.4625 | 0.4625
Ormesa I | 50766_G_OE28 | 50766 | G | OE28 |  | Geothermal |  | WECC_IID | California | 6 | Imperial | 25 | 06025 | 0.9 | 9760 | 1986 | 2003 |  |  | N | Geothermal | [15 empty] | 0 | 0 | 0 | 0 | 0.4625 | 0.4625 | 0.4625
Ormesa I | 50766_G_OE3 | 50766 | G | OE3 |  | Geothermal |  | WECC_IID | California | 6 | Imperial | 25 | 06025 | 0.9 | 9760 | 1986 | 2003 |  |  | N | Geothermal | [15 empty] | 0 | 0 | 0 | 0 | 0.4625 | 0.4625 | 0.4625
Ormesa I | 50766_G_OE4 | 50766 | G | OE4 |  | Geothermal |  | WECC_IID | California | 6 | Imperial | 25 | 06025 | 0.7 | 9760 | 1986 | 2003 |  |  | N | Geothermal | [15 empty] | 0 | 0 | 0 | 0 | 0.4625 | 0.4625 | 0.4625
Ormesa I | 50766_G_OE5 | 50766 | G | OE5 |  | Geothermal |  | WECC_IID | California | 6 | Imperial | 25 | 06025 | 1.1 | 9760 | 1986 | 2003 |  |  | N | Geothermal | [15 empty] | 0 | 0 | 0 | 0 | 0.4625 | 0.4625 | 0.4625
Ormesa I | 50766_G_OE6 | 50766 | G | OE6 |  | Geothermal |  | WECC_IID | California | 6 | Imperial | 25 | 06025 | 1.1 | 9760 | 1986 | 2003 |  |  | N | Geothermal | [15 empty] | 0 | 0 | 0 | 0 | 0.4625 | 0.4625 | 0.4625
Ormesa I | 50766_G_OE7 | 50766 | G | OE7 |  | Geothermal |  | WECC_IID | California | 6 | Imperial | 25 | 06025 | 0.7 | 9760 | 1986 | 2003 |  |  | N | Geothermal | [15 empty] | 0 | 0 | 0 | 0 | 0.4625 | 0.4625 | 0.4625
Ormesa I | 50766_G_OE8 | 50766 | G | OE8 |  | Geothermal |  | WECC_IID | California | 6 | Imperial | 25 | 06025 | 0.7 | 9760 | 1986 | 2003 |  |  | N | Geothermal | [15 empty] | 0 | 0 | 0 | 0 | 0.4625 | 0.4625 | 0.4625
Ormesa I | 50766_G_OE9 | 50766 | G | OE9 |  | Geothermal |  | WECC_IID | California | 6 | Imperial | 25 | 06025 | 0.7 | 9760 | 1986 | 2003 |  |  | N | Geothermal | [15 empty] | 0 | 0 | 0 | 0 | 0.4625 | 0.4625 | 0.4625
McKittrick Cogen | 52076_G_GEN1 | 52076 | G | GEN1 |  | Combustion Turbine | Combustion Turbine | WEC_CALN | California | 6 | KERN | 29 | 06029 | 3 | 8700 | 1984 | 2012 |  |  | Y | Natural Gas | [14 empty] | 0.74 | 0.0267 | 0.0267 | 0.0267 | 0.0267
McKittrick Cogen | 52076_G_GEN2 | 52076 | G | GEN2 |  | Combustion Turbine | Combustion Turbine | WEC_CALN | California | 6 | KERN | 29 | 06029 | 3 | 8700 | 1984 | 2012 |  |  | Y | Natural Gas | [14 empty] | 0.74 | 0.0267 | 0.0267 | 0.0267 | 0.0267
McKittrick Cogen | 52076_G_GEN3 | 52076 | G | GEN3 |  | Combustion Turbine | Combustion Turbine | WEC_CALN | California | 6 | KERN | 29 | 06029 | 3 | 8700 | 1984 | 2012 |  |  | Y | Natural Gas | [14 empty] | 0.74 | 0.0267 | 0.0267 | 0.0267 | 0.0267
Kern River Fee B Cogen | 52092_G_GEN1 | 52092 | G | GEN1 |  | Combustion Turbine | Combustion Turbine | WEC_CALN | California | 6 | Kern | 29 | 06029 | 3.2 | 16091 | 1987 | 2011 |  |  | Y | Natural Gas | [15 empty] | 0.0267 | 0.0267 | 0.0267 | 0.0267
Kern River Fee A Cogen | 52094_G_GEN1 | 52094 | G | GEN1 |  | Combustion Turbine | Combustion Turbine | WEC_CALN | California | 6 | Kern | 29 | 06029 | 3.2 | 8700 | 1986 | 2011 |  |  | Y | Natural Gas | [14 empty] | 0.74 | 0.0267 | 0.0267 | 0.0267 | 0.0267
Kern River Fee A Cogen | 52094_G_GEN2 | 52094 | G | GEN2 |  | Combustion Turbine | Combustion Turbine | WEC_CALN | California | 6 | Kern | 29 | 06029 | 3.2 | 8700 | 1986 | 2011 |  |  | Y | Natural Gas | [14 empty] | 0.74 | 0.0267 | 0.0267 | 0.0267 | 0.0267
Kern River Fee C Cogen | 52095_G_GEN1 | 52095 | G | GEN1 |  | Combustion Turbine | Combustion Turbine | WEC_CALN | California | 6 | Kern | 29 | 06029 | 3.2 | 8700 | 1987 | 2011 |  |  | Y | Natural Gas | [14 empty] | 0.74 | 0.0267 | 0.0267 | 0.0267 | 0.0267
Kern River Fee C Cogen | 52095_G_GEN2 | 52095 | G | GEN2 |  | Combustion Turbine | Combustion Turbine | WEC_CALN | California | 6 | Kern | 29 | 06029 | 3.2 | 8700 | 1987 | 2011 |  |  | Y | Natural Gas | [14 empty] | 0.74 | 0.0267 | 0.0267 | 0.0267 | 0.0267
Gantt | 53_G_3 | 53 | G | 3 |  | Hydro |  | S_SOU | Alabama | 1 | Covington | 39 | 01039 | 1 | 0 | 1926 | 2015 |  |  | N | Hydro | [15 empty] | 0 | 0 | 0 | 0
Blanco Compressor Station | 54221_G_1 | 54221 | G | 1 |  | O/G Steam |  | WECC_NM | New Mexico | 35 | San Juan | 45 | 35045 | 1 | 11887 | 1956 | 2011 |  |  | N | Natural Gas | [14 empty] | 0.78909 | 0.1886 | 0.1886 | 0.1886 | 0.1886
Blanco Compressor Station | 54221_G_2 | 54221 | G | 2 |  | O/G Steam |  | WECC_NM | New Mexico | 35 | San Juan | 45 | 35045 | 1 | 11887 | 1956 | 2011 |  |  | N | Natural Gas | [14 empty] | 0.78909 | 0.1886 | 0.1886 | 0.1886 | 0.1886
Nelson Plant Generators | 54245_G_EXI1 | 54245 | G | EXI1 |  | Combustion Turbine | IC Engine | WECC_AZ | Arizona | 4 | Yavapai | 25 | 04025 | 1.1 | 13652 | 1990 | 2011 |  |  | N | Distillate Fuel Oil | [15 empty] | 2.3355 | 2.3355 | 2.3355 | 2.3355
Nelson Plant Generators | 54245_G_EXI2 | 54245 | G | EXI2 |  | Combustion Turbine | IC Engine | WECC_AZ | Arizona | 4 | Yavapai | 25 | 04025 | 1.1 | 13652 | 1990 | 2010 |  |  | N | Distillate Fuel Oil | [15 empty] | 2.3355 | 2.3355 | 2.3355 | 2.3355
BJ Gas Recovery | 54392_G_GEN1 | 54392 | G | GEN1 |  | Landfill Gas |  | S_SOU | Georgia | 13 | Gwinnett | 135 | 13135 | 0.8 | 13500 | 1993 | 2016 |  |  | N | Landfill Gas | [15 empty] | 0.043947 | 0.043947 | 0.043947 | 0.043947
San Gorgonio Windplant WPP1993 | 54454_G_GEN3 | 54454 | G | GEN3 |  | Wind |  | WECC_SCE | California | 6 | Riverside | 65 | 06065 | 34 | 0 | 1994 | 2011 |  |  | N | Wind | [15 empty] | 0 | 0 | 0 | 0
Ormesa II | 54724_G_OE11 | 54724 | G | OE11 |  | Geothermal |  | WECC_IID | California | 6 | Imperial | 25 | 06025 | 0.9 | 9760 | 1987 | 2007 |  |  | N | Geothermal | [15 empty] | 0 | 0 | 0 | 0 | 0.4625 | 0.4625 | 0.4625
Ormesa II | 54724_G_OE12 | 54724 | G | OE12 |  | Geothermal |  | WECC_IID | California | 6 | Imperial | 25 | 06025 | 0.9 | 9760 | 1987 | 2007 |  |  | N | Geothermal | [15 empty] | 0 | 0 | 0 | 0 | 0.4625 | 0.4625 | 0.4625
Ormesa II | 54724_G_OE13 | 54724 | G | OE13 |  | Geothermal |  | WECC_IID | California | 6 | Imperial | 25 | 06025 | 0.9 | 9760 | 1987 | 2007 |  |  | N | Geothermal | [15 empty] | 0 | 0 | 0 | 0 | 0.4625 | 0.4625 | 0.4625
Ormesa II | 54724_G_OE21 | 54724 | G | OE21 |  | Geothermal |  | WECC_IID | California | 6 | Imperial | 25 | 06025 | 0.9 | 9760 | 1987 | 2007 |  |  | N | Geothermal | [15 empty] | 0 | 0 | 0 | 0 | 0.4625 | 0.4625 | 0.4625
Ormesa II | 54724_G_OE22 | 54724 | G | OE22 |  | Geothermal |  | WECC_IID | California | 6 | Imperial | 25 | 06025 | 0.9 | 9760 | 1987 | 2007 |  |  | N | Geothermal | [15 empty] | 0 | 0 | 0 | 0 | 0.4625 | 0.4625 | 0.4625
Ormesa II | 54724_G_OE23 | 54724 | G | OE23 |  | Geothermal |  | WECC_IID | California | 6 | Imperial | 25 | 06025 | 0.9 | 9760 | 1987 | 2007 |  |  | N | Geothermal | [15 empty] | 0 | 0 | 0 | 0 | 0.4625 | 0.4625 | 0.4625
Ormesa II | 54724_G_OE24 | 54724 | G | OE24 |  | Geothermal |  | WECC_IID | California | 6 | Imperial | 25 | 06025 | 0.9 | 9760 | 1987 | 2007 |  |  | N | Geothermal | [15 empty] | 0 | 0 | 0 | 0 | 0.4625 | 0.4625 | 0.4625
Ormesa II | 54724_G_OE25 | 54724 | G | OE25 |  | Geothermal |  | WECC_IID | California | 6 | Imperial | 25 | 06025 | 0.9 | 9760 | 1987 | 2007 |  |  | N | Geothermal | [15 empty] | 0 | 0 | 0 | 0 | 0.4625 | 0.4625 | 0.4625
Ormesa II | 54724_G_OE26 | 54724 | G | OE26 |  | Geothermal |  | WECC_IID | California | 6 | Imperial | 25 | 06025 | 0.9 | 9760 | 1987 | 2007 |  |  | N | Geothermal | [15 empty] | 0 | 0 | 0 | 0 | 0.4625 | 0.4625 | 0.4625
Ormesa II | 54724_G_OE27 | 54724 | G | OE27 |  | Geothermal |  | WECC_IID | California | 6 | Imperial | 25 | 06025 | 0.9 | 9760 | 1987 | 2007 |  |  | N | Geothermal | [15 empty] | 0 | 0 | 0 | 0 | 0.4625 | 0.4625 | 0.4625
Ormesa II | 54724_G_OEC1 | 54724 | G | OEC1 |  | Geothermal |  | WECC_IID | California | 6 | Imperial | 25 | 06025 | 0.9 | 9760 | 1987 | 2007 |  |  | N | Geothermal | [15 empty] | 0 | 0 | 0 | 0 | 0.4625 | 0.4625 | 0.4625
Ormesa II | 54724_G_OEC2 | 54724 | G | OEC2 |  | Geothermal |  | WECC_IID | California | 6 | Imperial | 25 | 06025 | 0.9 | 9760 | 1987 | 2007 |  |  | N | Geothermal | [15 empty] | 0 | 0 | 0 | 0 | 0.4625 | 0.4625 | 0.4625
Ormesa II | 54724_G_OEC3 | 54724 | G | OEC3 |  | Geothermal |  | WECC_IID | California | 6 | Imperial | 25 | 06025 | 0.9 | 9760 | 1987 | 2007 |  |  | N | Geothermal | [15 empty] | 0 | 0 | 0 | 0 | 0.4625 | 0.4625 | 0.4625
Ormesa II | 54724_G_OEC4 | 54724 | G | OEC4 |  | Geothermal |  | WECC_IID | California | 6 | Imperial | 25 | 06025 | 0.9 | 9760 | 1987 | 2007 |  |  | N | Geothermal | [15 empty] | 0 | 0 | 0 | 0 | 0.4625 | 0.4625 | 0.4625
Ormesa II | 54724_G_OEC5 | 54724 | G | OEC5 |  | Geothermal |  | WECC_IID | California | 6 | Imperial | 25 | 06025 | 0.9 | 9760 | 1987 | 2007 |  |  | N | Geothermal | [15 empty] | 0 | 0 | 0 | 0 | 0.4625 | 0.4625 | 0.4625
Ormesa II | 54724_G_OEC6 | 54724 | G | OEC6 |  | Geothermal |  | WECC_IID | California | 6 | Imperial | 25 | 06025 | 0.9 | 9760 | 1987 | 2007 |  |  | N | Geothermal | [15 empty] | 0 | 0 | 0 | 0 | 0.4625 | 0.4625 | 0.4625
Ormesa II | 54724_G_OEC7 | 54724 | G | OEC7 |  | Geothermal |  | WECC_IID | California | 6 | Imperial | 25 | 06025 | 0.9 | 9760 | 1987 | 2007 |  |  | N | Geothermal | [15 empty] | 0 | 0 | 0 | 0 | 0.4625 | 0.4625 | 0.4625
Ormesa II | 54724_G_OEC8 | 54724 | G | OEC8 |  | Geothermal |  | WECC_IID | California | 6 | Imperial | 25 | 06025 | 0.9 | 9760 | 1987 | 2007 |  |  | N | Geothermal | [15 empty] | 0 | 0 | 0 | 0 | 0.4625 | 0.4625 | 0.4625
Ormesa II | 54724_G_OEC9 | 54724 | G | OEC9 |  | Geothermal |  | WECC_IID | California | 6 | Imperial | 25 | 06025 | 0.9 | 9760 | 1987 | 2007 |  |  | N | Geothermal | [15 empty] | 0 | 0 | 0 | 0 | 0.4625 | 0.4625 | 0.4625
NRG Norwalk Harbor | 548_G_10 | 548 | G | 10 |  | Combustion Turbine | Combustion Turbine | NENG_CT | Connecticut | 9 | Fairfield | 1 | 09001 | 11.9 | 10745 | 1966 | 2013 |  |  | N | Distillate Fuel Oil | [14 empty] | 0.55 | 1.0526 | 1.0526 | 1.0526 | 1.0526
Modern Landfill Production Plant | 55142_G_GEN2 | 55142 | G | GEN2 |  | Landfill Gas |  | PJM_EMAC | Pennsylvania | 42 | York | 133 | 42133 | 3 | 13500 | 1998 | 2013 |  |  | N | Landfill Gas | [15 empty] | 0.043947 | 0.043947 | 0.043947 | 0.043947
Modern Landfill Production Plant | 55142_G_GEN3 | 55142 | G | GEN3 |  | Landfill Gas |  | PJM_EMAC | Pennsylvania | 42 | York | 133 | 42133 | 3 | 13500 | 1998 | 2013 |  |  | N | Landfill Gas | [15 empty] | 0.043947 | 0.043947 | 0.043947 | 0.043947
Modern Landfill Production Plant | 55142_G_GEN4 | 55142 | G | GEN4 |  | Landfill Gas |  | PJM_EMAC | Pennsylvania | 42 | York | 133 | 42133 | 3 | 13500 | 1998 | 2013 |  |  | N | Landfill Gas | [15 empty] | 0.043947 | 0.043947 | 0.043947 | 0.043947
Ina Road Water Pollution Control Fac | 55257_G_1 | 55257 | G | 1 |  | Combustion Turbine | IC Engine | WECC_AZ | Arizona | 4 | PIMA | 19 | 04019 | 0.6 | 8700 | 1977 | 2013 |  |  | Y | Natural Gas | [14 empty] | 0.8 | 2.0543 | 2.0543 | 2.0543 | 2.0543
Ina Road Water Pollution Control Fac | 55257_G_2 | 55257 | G | 2 |  | Combustion Turbine | IC Engine | WECC_AZ | Arizona | 4 | PIMA | 19 | 04019 | 0.6 | 8700 | 1977 | 2013 |  |  | Y | Natural Gas | [14 empty] | 0.8 | 2.0543 | 2.0543 | 2.0543 | 2.0543
Ina Road Water Pollution Control Fac | 55257_G_3 | 55257 | G | 3 |  | Combustion Turbine | IC Engine | WECC_AZ | Arizona | 4 | PIMA | 19 | 04019 | 0.6 | 8700 | 1977 | 2013 |  |  | Y | Natural Gas | [14 empty] | 0.8 | 2.0543 | 2.0543 | 2.0543 | 2.0543
Ina Road Water Pollution Control Fac | 55257_G_4 | 55257 | G | 4 |  | Combustion Turbine | IC Engine | WECC_AZ | Arizona | 4 | PIMA | 19 | 04019 | 0.6 | 8700 | 1977 | 2013 |  |  | Y | Natural Gas | [14 empty] | 0.8 | 2.0543 | 2.0543 | 2.0543 | 2.0543
Ina Road Water Pollution Control Fac | 55257_G_5 | 55257 | G | 5 |  | Combustion Turbine | IC Engine | WECC_AZ | Arizona | 4 | PIMA | 19 | 04019 | 0.6 | 8700 | 1977 | 2013 |  |  | Y | Natural Gas | [14 empty] | 0.8 | 2.0543 | 2.0543 | 2.0543 | 2.0543
Ina Road Water Pollution Control Fac | 55257_G_6 | 55257 | G | 6 |  | Combustion Turbine | IC Engine | WECC_AZ | Arizona | 4 | PIMA | 19 | 04019 | 0.6 | 8700 | 1977 | 2013 |  |  | Y | Natural Gas | [14 empty] | 0.8 | 2.0543 | 2.0543 | 2.0543 | 2.0543
Ina Road Water Pollution Control Fac | 55257_G_7 | 55257 | G | 7 |  | Combustion Turbine | IC Engine | WECC_AZ | Arizona | 4 | PIMA | 19 | 04019 | 0.6 | 8700 | 1977 | 2013 |  |  | Y | Natural Gas | [14 empty] | 0.8 | 2.0543 | 2.0543 | 2.0543 | 2.0543
Air Products Port Arthur | 55309_G_GEN2 | 55309 | G | GEN2 |  | Combined Cycle |  | S_D_WOTA | Texas | 48 | Jefferson | 245 | 48245 | 3 | 9559 | 2000 | 2012 |  |  | Y | Natural Gas | [14 empty] | 1.09 | 0.046648 | 0.046648 | 0.046648 | 0.046648
Water Filter Plant #2 | 55534_G_3516 | 55534 | G | 3516 |  | Combustion Turbine | IC Engine | S_VACA | North Carolina | 37 | Burke | 23 | 37023 | 1.3 | 10745 | 1992 | 2013 |  |  | N | Distillate Fuel Oil | [14 empty] | 2.3 | 2.3355 | 2.3355 | 2.3355 | 2.3355
Conroe | 55555_G_UNT1 | 55555 | G | UNT1 |  | Landfill Gas |  | S_D_WOTA | Texas | 48 | Montgomery | 339 | 48339 | 1 | 13500 | 2003 | 2012 |  |  | N | Landfill Gas | [15 empty] | 0.043947 | 0.043947 | 0.043947 | 0.043947
Conroe | 55555_G_UNT2 | 55555 | G | UNT2 |  | Landfill Gas |  | S_D_WOTA | Texas | 48 | Montgomery | 339 | 48339 | 1 | 13500 | 2003 | 2012 |  |  | N | Landfill Gas | [15 empty] | 0.043947 | 0.043947 | 0.043947 | 0.043947
Conroe | 55555_G_UNT3 | 55555 | G | UNT3 |  | Landfill Gas |  | S_D_WOTA | Texas | 48 | Montgomery | 339 | 48339 | 1 | 24535 | 2003 | 2012 |  |  | N | Landfill Gas | [15 empty] | 0.043947 | 0.043947 | 0.043947 | 0.043947
Chicopee Electric | 55590_G_1 | 55590 | G | 1 |  | Landfill Gas |  | NENGREST | Massachusetts | 25 | Hampden | 13 | 25013 | 0.9 | 13500 | 1993 | 2012 |  |  | N | Landfill Gas | [15 empty] | 0.043947 | 0.043947 | 0.043947 | 0.043947
Chicopee Electric | 55590_G_2 | 55590 | G | 2 |  | Landfill Gas |  | NENGREST | Massachusetts | 25 | Hampden | 13 | 25013 | 0.9 | 13500 | 1993 | 2012 |  |  | N | Landfill Gas | [15 empty] | 0.043947 | 0.043947 | 0.043947 | 0.043947
South Barrington Electric | 55594_G_1 | 55594 | G | 1 |  | Landfill Gas |  | PJM_COMD | Illinois | 17 | DuPage | 43 | 17043 | 0.8 | 13500 | 1997 | 2012 |  |  | N | Landfill Gas | [15 empty] | 0.043947 | 0.043947 | 0.043947 | 0.043947
South Barrington Electric | 55594_G_2 | 55594 | G | 2 |  | Landfill Gas |  | PJM_COMD | Illinois | 17 | DuPage | 43 | 17043 | 0.8 | 13500 | 1997 | 2012 |  |  | N | Landfill Gas | [15 empty] | 0.043947 | 0.043947 | 0.043947 | 0.043947
Devonshire Power Partners LLC | 55761_G_DO3 | 55761 | G | DO3 |  | Landfill Gas |  | PJM_COMD | Illinois | 17 | Cook | 31 | 17031 | 1 | 13500 | 1997 | 2014 |  |  | N | Landfill Gas | [15 empty] | 0.043947 | 0.043947 | 0.043947 | 0.043947
Devonshire Power Partners LLC | 55761_G_DO4 | 55761 | G | DO4 |  | Landfill Gas |  | PJM_COMD | Illinois | 17 | Cook | 31 | 17031 | 1 | 13500 | 1997 | 2014 |  |  | N | Landfill Gas | [15 empty] | 0.043947 | 0.043947 | 0.043947 | 0.043947
Devonshire Power Partners LLC | 55761_G_DO5 | 55761 | G | DO5 |  | Landfill Gas |  | PJM_COMD | Illinois | 17 | Cook | 31 | 17031 | 1 | 13500 | 1997 | 2014 |  |  | N | Landfill Gas | [15 empty] | 0.043947 | 0.043947 | 0.043947 | 0.043947
Riveside Resource Recovery LLC | 55767_G_RO1 | 55767 | G | RO1 |  | Landfill Gas |  | PJM_COMD | Illinois | 17 | Will | 197 | 17197 | 0.9 | 14619 | 1997 | 2012 |  |  | N | Landfill Gas | [15 empty] | 0.043947 | 0.043947 | 0.043947 | 0.043947
Avon Energy Partners LLC | 55768_G_CH2 | 55768 | G | CH2 |  | Landfill Gas |  | PJM_COMD | Illinois | 17 | Cook | 31 | 17031 | 0.9 | 13500 | 1997 | 2014 |  |  | N | Landfill Gas | [15 empty] | 0.043947 | 0.043947 | 0.043947 | 0.043947
Countyside Genco LLC | 55773_G_CS1 | 55773 | G | CS1 |  | Landfill Gas |  | PJM_COMD | Illinois | 17 | Lake | 97 | 17097 | 1.3 | 15335 | 2000 | 2012 |  |  | N | Landfill Gas | [15 empty] | 0.043947 | 0.043947 | 0.043947 | 0.043947
Countyside Genco LLC | 55773_G_CS2 | 55773 | G | CS2 |  | Landfill Gas |  | PJM_COMD | Illinois | 17 | Lake | 97 | 17097 | 1.3 | 15335 | 2000 | 2012 |  |  | N | Landfill Gas | [15 empty] | 0.043947 | 0.043947 | 0.043947 | 0.043947
Countyside Genco LLC | 55773_G_CS3 | 55773 | G | CS3 |  | Landfill Gas |  | PJM_COMD | Illinois | 17 | Lake | 97 | 17097 | 1.3 | 15335 | 2000 | 2012 |  |  | N | Landfill Gas | [15 empty] | 0.043947 | 0.043947 | 0.043947 | 0.043947
Countyside Genco LLC | 55773_G_CS4 | 55773 | G | CS4 |  | Landfill Gas |  | PJM_COMD | Illinois | 17 | Lake | 97 | 17097 | 1.3 | 15335 | 2000 | 2012 |  |  | N | Landfill Gas | [15 empty] | 0.043947 | 0.043947 | 0.043947 | 0.043947
Countyside Genco LLC | 55773_G_CS5 | 55773 | G | CS5 |  | Landfill Gas |  | PJM_COMD | Illinois | 17 | Lake | 97 | 17097 | 1.3 | 15335 | 2000 | 2012 |  |  | N | Landfill Gas | [15 empty] | 0.043947 | 0.043947 | 0.043947 | 0.043947
Countyside Genco LLC | 55773_G_CS6 | 55773 | G | CS6 |  | Landfill Gas |  | PJM_COMD | Illinois | 17 | Lake | 97 | 17097 | 1.3 | 15335 | 2000 | 2012 |  |  | N | Landfill Gas | [15 empty] | 0.043947 | 0.043947 | 0.043947 | 0.043947
Morris Genco LLC | 55774_G_MO1 | 55774 | G | MO1 |  | Landfill Gas |  | PJM_COMD | Illinois | 17 | Grundy | 63 | 17063 | 1.3 | 14420 | 2001 | 2011 |  |  | N | Landfill Gas | [15 empty] | 0.043947 | 0.043947 | 0.043947 | 0.043947
Morris Genco LLC | 55774_G_MO2 | 55774 | G | MO2 |  | Landfill Gas |  | PJM_COMD | Illinois | 17 | Grundy | 63 | 17063 | 1.3 | 13500 | 2001 | 2011 |  |  | N | Landfill Gas | [15 empty] | 0.043947 | 0.043947 | 0.043947 | 0.043947
Morris Genco LLC | 55774_G_MO3 | 55774 | G | MO3 |  | Landfill Gas |  | PJM_COMD | Illinois | 17 | Grundy | 63 | 17063 | 1.3 | 13500 | 2001 | 2011 |  |  | N | Landfill Gas | [15 empty] | 0.043947 | 0.043947 | 0.043947 | 0.043947
Brookhaven Facility | 55778_G_BH2 | 55778 | G | BH2 |  | Landfill Gas |  | NY_Z_K | New York | 36 | Suffolk | 103 | 36103 | 1.2 | 14000 | 1995 | 2012 |  |  | N | Landfill Gas | [15 empty] | 0.043947 | 0.043947 | 0.043947 | 0.043947
Brookhaven Facility | 55778_G_BH3 | 55778 | G | BH3 |  | Landfill Gas |  | NY_Z_K | New York | 36 | Suffolk | 103 | 36103 | 1.2 | 13500 | 1995 | 2012 |  |  | N | Landfill Gas | [15 empty] | 0.043947 | 0.043947 | 0.043947 | 0.043947
Brookhaven Facility | 55778_G_BH4 | 55778 | G | BH4 |  | Landfill Gas |  | NY_Z_K | New York | 36 | Suffolk | 103 | 36103 | 1.2 | 13500 | 1995 | 2012 |  |  | N | Landfill Gas | [15 empty] | 0.043947 | 0.043947 | 0.043947 | 0.043947
Dominoin-Warren County | 55939_G_ST02 | 55939 | G | ST02 |  | Combined Cycle |  | PJM_AP | Virginia | 51 | Warren | 187 | 51187 | 0 | 7050 | 2015 | 2015 |  |  | N | Natural Gas | [15 empty] | 0.05 | 0.05 | 0.05 | 0.05
Fox Valley Energy Center | 56037_G_1 | 56037 | G | 1 |  | Non-Fossil Waste |  | MIS_WUMS | Wisconsin | 55 | Winnebago | 139 | 55139 | 6.5 | 4808 | 1999 | 2013 |  |  | Y | Non-Fossil Waste | [14 empty] | 3.2 | 0 | 0 | 0 | 0
Gastonia Rankin Lake | 56060_G_1 | 56060 | G | 1 |  | Combustion Turbine | IC Engine | S_VACA | North Carolina | 37 | Gaston | 71 | 37071 | 1.8 | 25000 | 2002 | 2012 |  |  | N | Distillate Fuel Oil | [14 empty] | 2.3 | 2.3355 | 2.3355 | 2.3355 | 2.3355
Gastonia Duke Street | 56061_G_1 | 56061 | G | 1 |  | Combustion Turbine | IC Engine | S_VACA | North Carolina | 37 | Gaston | 71 | 37071 | 1.8 | 25000 | 2002 | 2012 |  |  | N | Distillate Fuel Oil | [14 empty] | 2.3 | 2.3355 | 2.3355 | 2.3355 | 2.3355
Maiden Finger Street | 56065_G_1 | 56065 | G | 1 |  | Combustion Turbine | IC Engine | S_VACA | North Carolina | 37 | Catawba | 35 | 37035 | 1.8 | 25000 | 2002 | 2012 |  |  | N | Distillate Fuel Oil | [14 empty] | 2.3 | 2.3355 | 2.3355 | 2.3355 | 2.3355
Lexington Hickory Street | 56066_G_1 | 56066 | G | 1 |  | Combustion Turbine | IC Engine | S_VACA | North Carolina | 37 | Davidson | 57 | 37057 | 1.8 | 25000 | 2002 | 2012 |  |  | N | Distillate Fuel Oil | [14 empty] | 2.3 | 2.3355 | 2.3355 | 2.3355 | 2.3355
John Street 1, 3, 4 & 5 | 56256_G_JS 1 | 56256 | G | JS 1 |  | Combustion Turbine | IC Engine | NENG_CT | Connecticut | 9 | New Haven | 9 | 09009 | 2 | 10745 | 2005 | 2011 |  |  | N | Distillate Fuel Oil | [5 empty] | SCR | [9 empty] | 2.3355 | 0.46709 | 2.3355 | 0.46709
Geneva Generation Facility | 56462_G_GEN6 | 56462 | G | GEN6 |  | Combustion Turbine | IC Engine | PJM_COMD | Illinois | 17 | Kane | 89 | 17089 | 1.4 | 10745 | 2005 | 2011 |  |  | N | Distillate Fuel Oil | [15 empty] | 2.3355 | 2.3355 | 2.3355 | 2.3355
Galena 3 Geothermal Power Plant | 56541_G_GEN2 | 56541 | G | GEN2 |  | Geothermal |  | WECC_NNV | Nevada | 32 | Washoe | 31 | 32031 | 7.9 | 9760 | 2008 | 2015 |  |  | N | Geothermal | [15 empty] | 0 | 0 | 0 | 0 | 0.4563 | 0.4563 | 0.4563
Middle Point Landfill Gas Recovery | 56866_G_1 | 56866 | G | 1 |  | Landfill Gas |  | S_C_TVA | Tennessee | 47 | RUTHERFORD | 149 | 47149 | 1.4 | 13500 | 2000 | 2011 |  |  | N | Landfill Gas | [15 empty] | 0.043947 | 0.043947 | 0.043947 | 0.043947
Middle Point Landfill Gas Recovery | 56866_G_2 | 56866 | G | 2 |  | Landfill Gas |  | S_C_TVA | Tennessee | 47 | RUTHERFORD | 149 | 47149 | 1.4 | 13500 | 2000 | 2011 |  |  | N | Landfill Gas | [15 empty] | 0.043947 | 0.043947 | 0.043947 | 0.043947
Solar Photovoltaic Project #01 | 56976_G_S1A | 56976 | G | S1A |  | Solar PV |  | WECC_SCE | California | 6 | SAN BERNARDINO | 71 | 06071 | 0.5 | 0 | 2008 | 2011 |  |  | N | Solar | [15 empty] | 0 | 0 | 0 | 0
Solar Photovoltaic Project #01 | 56976_G_S1B | 56976 | G | S1B |  | Solar PV |  | WECC_SCE | California | 6 | SAN BERNARDINO | 71 | 06071 | 0.5 | 0 | 2008 | 2011 |  |  | N | Solar | [15 empty] | 0 | 0 | 0 | 0
Solar Photovoltaic Project #01 | 56976_G_S1C | 56976 | G | S1C |  | Solar PV |  | WECC_SCE | California | 6 | SAN BERNARDINO | 71 | 06071 | 0.5 | 0 | 2008 | 2011 |  |  | N | Solar | [15 empty] | 0 | 0 | 0 | 0
Solar Photovoltaic Project #01 | 56976_G_S1D | 56976 | G | S1D |  | Solar PV |  | WECC_SCE | California | 6 | SAN BERNARDINO | 71 | 06071 | 0.5 | 0 | 2008 | 2011 |  |  | N | Solar | [15 empty] | 0 | 0 | 0 | 0
Thermo No 1 | 57353_G_1 | 57353 | G | 1 |  | Geothermal |  | WECC_UT | Utah | 49 | BEAVER | 1 | 49001 | 7.6 | 9760 | 2009 | 2013 |  |  | N | Geothermal | [15 empty] | 0 | 0 | 0 | 0 | 0.4563 | 0.4563 | 0.4563
Central Ohio BioEnergy Plant #1 | 57513_G_COBE1 | 57513 | G | COBE1 |  | Non-Fossil Waste |  | PJM_West | Ohio | 39 | Franklin | 49 | 39049 | 0.9 | 14731 | 2010 | 2011 |  |  | Y | Non-Fossil Waste | [15 empty] | 0 | 0 | 0 | 0
Algonquin Power Sanger LLC | 57564_G_STG | 57564 | G | STG |  | Combined Cycle |  | WEC_CALN | California | 6 | Fresno | 19 | 06019 | 12.5 | 7384 | 1990 | 2012 |  |  | N | Natural Gas | [15 empty] | 0.008 | 0.008 | 0.008 | 0.008
Seaford | 601_G_1 | 601 | G | 1 |  | Combustion Turbine | IC Engine | PJM_EMAC | Delaware | 10 | SUSSEX | 5 | 10005 | 1.3 | 12774 | 1958 | 2011 |  |  | N | Distillate Fuel Oil | [15 empty] | 0.392 | 0.392 | 0.392 | 0.392
Seaford | 601_G_2 | 601 | G | 2 |  | Combustion Turbine | IC Engine | PJM_EMAC | Delaware | 10 | SUSSEX | 5 | 10005 | 1.3 | 12774 | 1954 | 2011 |  |  | N | Distillate Fuel Oil | [15 empty] | 0.392 | 0.392 | 0.392 | 0.392
Seaford | 601_G_3 | 601 | G | 3 |  | Combustion Turbine | IC Engine | PJM_EMAC | Delaware | 10 | SUSSEX | 5 | 10005 | 1.1 | 12774 | 1950 | 2011 |  |  | N | Distillate Fuel Oil | [15 empty] | 0.392 | 0.392 | 0.392 | 0.392
Seaford | 601_G_6 | 601 | G | 6 |  | Combustion Turbine | IC Engine | PJM_EMAC | Delaware | 10 | SUSSEX | 5 | 10005 | 2 | 12774 | 1962 | 2011 |  |  | N | Distillate Fuel Oil | [15 empty] | 0.392 | 0.392 | 0.392 | 0.392
Seaford | 601_G_7 | 601 | G | 7 |  | Combustion Turbine | IC Engine | PJM_EMAC | Delaware | 10 | SUSSEX | 5 | 10005 | 1.1 | 12774 | 1989 | 2011 |  |  | N | Distillate Fuel Oil | [15 empty] | 0.392 | 0.392 | 0.392 | 0.392
Pittsfield | 6237_G_1 | 6237 | G | 1 |  | Combustion Turbine | IC Engine | MIS_IL | Illinois | 17 | Pike | 149 | 17149 | 1 | 13914 | 1949 | 2011 |  |  | N | Distillate Fuel Oil | [14 empty] | 1 | 2.3355 | 2.3355 | 2.3355 | 2.3355
Pittsfield | 6237_G_2 | 6237 | G | 2 |  | Combustion Turbine | IC Engine | MIS_IL | Illinois | 17 | Pike | 149 | 17149 | 1 | 13914 | 1949 | 2011 |  |  | N | Distillate Fuel Oil | [14 empty] | 1 | 2.3355 | 2.3355 | 2.3355 | 2.3355
Pittsfield | 6237_G_3 | 6237 | G | 3 |  | Combustion Turbine | IC Engine | MIS_IL | Illinois | 17 | Pike | 149 | 17149 | 1 | 13914 | 1949 | 2011 |  |  | N | Distillate Fuel Oil | [14 empty] | 1 | 2.3355 | 2.3355 | 2.3355 | 2.3355
Pittsfield | 6237_G_4 | 6237 | G | 4 |  | Combustion Turbine | IC Engine | MIS_IL | Illinois | 17 | Pike | 149 | 17149 | 2.7 | 14483 | 1955 | 2011 |  |  | N | Distillate Fuel Oil | [14 empty] | 1 | 2.3355 | 2.3355 | 2.3355 | 2.3355
Pittsfield | 6237_G_5 | 6237 | G | 5 |  | Combustion Turbine | IC Engine | MIS_IL | Illinois | 17 | Pike | 149 | 17149 | 2.7 | 13807 | 1955 | 2011 |  |  | N | Distillate Fuel Oil | [14 empty] | 1 | 2.3355 | 2.3355 | 2.3355 | 2.3355
Avon Park | 624_G_P1 | 624 | G | P1 |  | Combustion Turbine | Combustion Turbine | FRCC | Florida | 12 | Highlands | 55 | 12055 | 24 | 16963 | 1968 | 2016 |  |  | N | Natural Gas, Distillate Fuel Oil | [14 empty] | 1.0022 | 0.2736 | 0.2736 | 0.2736 | 0.2736
Avon Park | 624_G_P2 | 624 | G | P2 |  | Combustion Turbine | Combustion Turbine | FRCC | Florida | 12 | Highlands | 55 | 12055 | 24 | 16964 | 1968 | 2016 |  |  | N | Distillate Fuel Oil | [14 empty] | 1.0022 | 0.46287 | 0.46287 | 0.46287 | 0.46287
G E Turner | 629_G_P1 | 629 | G | P1 |  | Combustion Turbine | Combustion Turbine | FRCC | Florida | 12 | Volusia | 127 | 12127 | 10 | 14954 | 1970 | 2016 |  |  | N | Distillate Fuel Oil | [14 empty] | 0.50112 | 0.62552 | 0.62552 | 0.62552 | 0.62552
G E Turner | 629_G_P2 | 629 | G | P2 |  | Combustion Turbine | Combustion Turbine | FRCC | Florida | 12 | Volusia | 127 | 12127 | 10 | 14954 | 1970 | 2016 |  |  | N | Distillate Fuel Oil | [14 empty] | 0.50112 | 0.62552 | 0.62552 | 0.62552 | 0.62552
Higgins | 630_G_P1 | 630 | G | P1 |  | Combustion Turbine | Combustion Turbine | FRCC | Florida | 12 | Pinellas | 103 | 12103 | 25 | 16794 | 1969 | 2016 |  |  | N | Natural Gas, Distillate Fuel Oil | [14 empty] | 0.50112 | 0.22734 | 0.22734 | 0.22734 | 0.22734
Higgins | 630_G_P2 | 630 | G | P2 |  | Combustion Turbine | Combustion Turbine | FRCC | Florida | 12 | Pinellas | 103 | 12103 | 25 | 16791 | 1969 | 2016 |  |  | N | Natural Gas, Distillate Fuel Oil | [14 empty] | 0.50112 | 0.28854 | 0.28854 | 0.28854 | 0.28854
Higgins | 630_G_P3 | 630 | G | P3 |  | Combustion Turbine | Combustion Turbine | FRCC | Florida | 12 | Pinellas | 103 | 12103 | 33 | 16780 | 1970 | 2016 |  |  | N | Natural Gas, Distillate Fuel Oil | [14 empty] | 0.50112 | 0.48285 | 0.48285 | 0.48285 | 0.48285
Higgins | 630_G_P4 | 630 | G | P4 |  | Combustion Turbine | Combustion Turbine | FRCC | Florida | 12 | Pinellas | 103 | 12103 | 30 | 16799 | 1971 | 2016 |  |  | N | Natural Gas, Distillate Fuel Oil | [14 empty] | 0.50112 | 0.35492 | 0.35492 | 0.35492 | 0.35492
Rio Pinar | 637_G_P1 | 637 | G | P1 |  | Combustion Turbine | Combustion Turbine | FRCC | Florida | 12 | Orange | 95 | 12095 | 12 | 16406 | 1970 | 2016 |  |  | N | Distillate Fuel Oil | [14 empty] | 0.50112 | 0.62552 | 0.62552 | 0.62552 | 0.62552
Kensico | 650_G_1 | 650 | G | 1 |  | Hydro |  | NY_Z_G-I | New York | 36 | Westchester | 119 | 36119 | 0.8 | 0 | 1983 | 2012 |  |  | N | Hydro | [15 empty] | 0 | 0 | 0 | 0
Kensico | 650_G_2 | 650 | G | 2 |  | Hydro |  | NY_Z_G-I | New York | 36 | Westchester | 119 | 36119 | 0.8 | 0 | 1983 | 2012 |  |  | N | Hydro | [15 empty] | 0 | 0 | 0 | 0
Kensico | 650_G_3 | 650 | G | 3 |  | Hydro |  | NY_Z_G-I | New York | 36 | Westchester | 119 | 36119 | 0.8 | 0 | 1983 | 2012 |  |  | N | Hydro | [15 empty] | 0 | 0 | 0 | 0
Battle Mountain | 6509_G_1 | 6509 | G | 1 |  | Combustion Turbine | IC Engine | WECC_NNV | Nevada | 32 | Lander | 15 | 32015 | 1.8 | 12774 | 1967 | 2011 |  |  | N | Distillate Fuel Oil | [14 empty] | 1.4 | 2.3355 | 2.3355 | 2.3355 | 2.3355
Battle Mountain | 6509_G_2 | 6509 | G | 2 |  | Combustion Turbine | IC Engine | WECC_NNV | Nevada | 32 | Lander | 15 | 32015 | 1.8 | 12774 | 1967 | 2011 |  |  | N | Distillate Fuel Oil | [14 empty] | 1.4 | 2.3355 | 2.3355 | 2.3355 | 2.3355
Battle Mountain | 6509_G_3 | 6509 | G | 3 |  | Combustion Turbine | IC Engine | WECC_NNV | Nevada | 32 | Lander | 15 | 32015 | 1.8 | 12774 | 1967 | 2011 |  |  | N | Distillate Fuel Oil | [14 empty] | 1.4 | 2.3355 | 2.3355 | 2.3355 | 2.3355
Battle Mountain | 6509_G_4 | 6509 | G | 4 |  | Combustion Turbine | IC Engine | WECC_NNV | Nevada | 32 | Lander | 15 | 32015 | 1.8 | 12774 | 1967 | 2011 |  |  | N | Distillate Fuel Oil | [14 empty] | 1.4 | 2.3355 | 2.3355 | 2.3355 | 2.3355
Valley Road | 6530_G_1 | 6530 | G | 1 |  | Combustion Turbine | IC Engine | WECC_NNV | Nevada | 32 | Washoe | 31 | 32031 | 2 | 12774 | 1960 | 2011 |  |  | N | Distillate Fuel Oil | [14 empty] | 1.4 | 2.3355 | 2.3355 | 2.3355 | 2.3355
Valley Road | 6530_G_2 | 6530 | G | 2 |  | Combustion Turbine | IC Engine | WECC_NNV | Nevada | 32 | Washoe | 31 | 32031 | 2 | 12774 | 1960 | 2011 |  |  | N | Distillate Fuel Oil | [14 empty] | 1.4 | 2.3355 | 2.3355 | 2.3355 | 2.3355
Valley Road | 6530_G_3 | 6530 | G | 3 |  | Combustion Turbine | IC Engine | WECC_NNV | Nevada | 32 | Washoe | 31 | 32031 | 2 | 12774 | 1960 | 2011 |  |  | N | Distillate Fuel Oil | [14 empty] | 1.4 | 2.3355 | 2.3355 | 2.3355 | 2.3355
Winnemucca | 6533_G_1 | 6533 | G | 1 |  | Combustion Turbine | Combustion Turbine | WECC_NNV | Nevada | 32 | Humboldt | 13 | 32013 | 15 | 17662 | 1970 | 2011 |  |  | N | Natural Gas | [14 empty] | 1.4 | 0.47776 | 0.47776 | 0.47776 | 0.47776
Little Mountain | 6553_G_1 | 6553 | G | 1 |  | Combustion Turbine | Combustion Turbine | WECC_UT | Utah | 49 | Weber | 57 | 49057 | 14 | 19101 | 1971 | 2011 |  |  | N | Natural Gas, Distillate Fuel Oil | [14 empty] | 0.85 | 0.47776 | 0.47776 | 0.47776 | 0.47776
Block Island | 6567_G_19 | 6567 | G | 19 |  | Combustion Turbine | IC Engine | NENGREST | Rhode Island | 44 | Washington | 9 | 44009 | 1 | 11443 | 1993 | 2012 |  |  | N | Distillate Fuel Oil | [5 empty] | SCR | [8 empty] | 1.121 | 2.3355 | 0.46709 | 2.3355 | 0.46709
G W Ivey | 665_G_10 | 665 | G | 10 |  | Combustion Turbine | IC Engine | FRCC | Florida | 12 | Miami-Dade | 86 | 12086 | 2 | 12567 | 1958 | 2013 |  |  | N | Natural Gas, Distillate Fuel Oil | [15 empty] | 2.0543 | 2.0543 | 2.0543 | 2.0543
G W Ivey | 665_G_11 | 665 | G | 11 |  | Combustion Turbine | IC Engine | FRCC | Florida | 12 | Miami-Dade | 86 | 12086 | 3 | 12567 | 1965 | 2013 |  |  | N | Natural Gas, Distillate Fuel Oil | [15 empty] | 2.0543 | 2.0543 | 2.0543 | 2.0543
G W Ivey | 665_G_12 | 665 | G | 12 |  | Combustion Turbine | IC Engine | FRCC | Florida | 12 | Miami-Dade | 86 | 12086 | 3 | 12774 | 1965 | 2013 |  |  | N | Natural Gas, Distillate Fuel Oil | [15 empty] | 2.0543 | 2.0543 | 2.0543 | 2.0543
G W Ivey | 665_G_8 | 665 | G | 8 |  | Combustion Turbine | IC Engine | FRCC | Florida | 12 | Miami-Dade | 86 | 12086 | 2 | 12567 | 1954 | 2013 |  |  | N | Natural Gas, Distillate Fuel Oil | [15 empty] | 2.0543 | 2.0543 | 2.0543 | 2.0543
G W Ivey | 665_G_9 | 665 | G | 9 |  | Combustion Turbine | IC Engine | FRCC | Florida | 12 | Miami-Dade | 86 | 12086 | 2 | 12567 | 1958 | 2013 |  |  | N | Natural Gas, Distillate Fuel Oil | [15 empty] | 2.0543 | 2.0543 | 2.0543 | 2.0543
Medicine Bow | 692_G_CLIP | 692 | G | CLIP |  | Wind |  | WECC_WY | Wyoming | 56 | Carbon | 7 | 56007 | 2.5 | 0 | 2005 | 2011 |  |  | N | Wind | [15 empty] | 0 | 0 | 0 | 0
Barnett Shoals | 701_G_1 | 701 | G | 1 |  | Hydro |  | S_SOU | Georgia | 13 | Oconee | 219 | 13219 | 0.2 | 0 | 1910 | 2010 |  |  | N | Hydro | [15 empty] | 0 | 0 | 0 | 0
Barnett Shoals | 701_G_2 | 701 | G | 2 |  | Hydro |  | S_SOU | Georgia | 13 | Oconee | 219 | 13219 | 0.2 | 0 | 1910 | 2010 |  |  | N | Hydro | [15 empty] | 0 | 0 | 0 | 0
Barnett Shoals | 701_G_3 | 701 | G | 3 |  | Hydro |  | S_SOU | Georgia | 13 | Oconee | 219 | 13219 | 0.2 | 0 | 1910 | 2010 |  |  | N | Hydro | [15 empty] | 0 | 0 | 0 | 0
Barnett Shoals | 701_G_4 | 701 | G | 4 |  | Hydro |  | S_SOU | Georgia | 13 | Oconee | 219 | 13219 | 0.2 | 0 | 1910 | 2010 |  |  | N | Hydro | [15 empty] | 0 | 0 | 0 | 0
Bowen | 703_G_6 | 703 | G | 6 |  | Combustion Turbine | Combustion Turbine | S_SOU | Georgia | 13 | Bartow | 15 | 13015 | 32 | 16552 | 1971 | 2013 |  |  | N | Distillate Fuel Oil | [14 empty] | 3.09 | 0.70462 | 0.70462 | 0.70462 | 0.70462
Heber City | 7111_G_NA3 | 7111 | G | NA3 |  | Combustion Turbine | IC Engine | WECC_UT | Utah | 49 | Wasatch | 51 | 49051 | 0.6 | 10745 | 1987 | 2012 |  |  | N | Natural Gas | [14 empty] | 0.85 | 2.0543 | 2.0543 | 2.0543 | 2.0543
Boulevard | 732_G_2 | 732 | G | 2 |  | Combustion Turbine | Combustion Turbine | S_SOU | Georgia | 13 | Chatham | 51 | 13051 | 14 | 21878 | 1970 | 2013 |  |  | N | Natural Gas, Distillate Fuel Oil | [15 empty] | 0.66462 | 0.66462 | 0.66462 | 0.66462
Boulevard | 732_G_3 | 732 | G | 3 |  | Combustion Turbine | Combustion Turbine | S_SOU | Georgia | 13 | Chatham | 51 | 13051 | 14 | 22033 | 1970 | 2013 |  |  | N | Natural Gas, Distillate Fuel Oil | [15 empty] | 0.66462 | 0.66462 | 0.66462 | 0.66462
Alliant Techsystems | 7376_G_1 | 7376 | G | 1 |  | Combustion Turbine | IC Engine | MIS_MNWI | Minnesota | 27 | Hennepin | 53 | 27053 | 1.6 | 12774 | 1994 | 2015 |  |  | N | Distillate Fuel Oil | [15 empty] | 2.3355 | 2.3355 | 2.3355 | 2.3355
Oneida Casino | 7602_G_1 | 7602 | G | 1 |  | Combustion Turbine | IC Engine | MIS_WUMS | Wisconsin | 55 | Brown | 9 | 55009 | 1.8 | 10745 | 1996 | 2011 |  |  | N | Distillate Fuel Oil | [14 empty] | 3 | 2.3355 | 2.3355 | 2.3355 | 2.3355
Oneida Casino | 7602_G_2 | 7602 | G | 2 |  | Combustion Turbine | IC Engine | MIS_WUMS | Wisconsin | 55 | Brown | 9 | 55009 | 1.8 | 10745 | 1996 | 2011 |  |  | N | Distillate Fuel Oil | [14 empty] | 3 | 2.3355 | 2.3355 | 2.3355 | 2.3355
Lawrence County Station | 7948_G_2 | 7948 | G | 2 |  | Combustion Turbine | Combustion Turbine | MIS_INKY | Indiana | 18 | Lawrence | 93 | 18093 | 44 | 10745 | 2005 | 2015 |  |  | N | Natural Gas | [14 empty] | 0.006 | 0.088324 | 0.088324 | 0.088324 | 0.088324
State St Generating | 7970_G_1 | 7970 | G | 1 |  | Combustion Turbine | IC Engine | MIS_LMI | Michigan | 26 | BRANCH | 23 | 26023 | 1.8 | 10745 | 2001 | 2012 |  |  | N | Distillate Fuel Oil | [14 empty] | 1.67 | 2.3355 | 2.3355 | 2.3355 | 2.3355
State St Generating | 7970_G_2 | 7970 | G | 2 |  | Combustion Turbine | IC Engine | MIS_LMI | Michigan | 26 | BRANCH | 23 | 26023 | 1.8 | 10745 | 2001 | 2012 |  |  | N | Distillate Fuel Oil | [14 empty] | 1.67 | 2.3355 | 2.3355 | 2.3355 | 2.3355
State St Generating | 7970_G_3 | 7970 | G | 3 |  | Combustion Turbine | IC Engine | MIS_LMI | Michigan | 26 | BRANCH | 23 | 26023 | 1.8 | 10745 | 2001 | 2012 |  |  | N | Distillate Fuel Oil | [14 empty] | 1.67 | 2.3355 | 2.3355 | 2.3355 | 2.3355
State St Generating | 7970_G_4 | 7970 | G | 4 |  | Combustion Turbine | IC Engine | MIS_LMI | Michigan | 26 | BRANCH | 23 | 26023 | 1.8 | 10745 | 2001 | 2012 |  |  | N | Distillate Fuel Oil | [14 empty] | 1.67 | 2.3355 | 2.3355 | 2.3355 | 2.3355
State St Generating | 7970_G_5 | 7970 | G | 5 |  | Combustion Turbine | IC Engine | MIS_LMI | Michigan | 26 | BRANCH | 23 | 26023 | 1.8 | 10745 | 2001 | 2012 |  |  | N | Distillate Fuel Oil | [14 empty] | 1.67 | 2.3355 | 2.3355 | 2.3355 | 2.3355
State St Generating | 7970_G_6 | 7970 | G | 6 |  | Combustion Turbine | IC Engine | MIS_LMI | Michigan | 26 | BRANCH | 23 | 26023 | 1.8 | 10745 | 2001 | 2012 |  |  | N | Distillate Fuel Oil | [14 empty] | 1.67 | 2.3355 | 2.3355 | 2.3355 | 2.3355
State St Generating | 7970_G_7 | 7970 | G | 7 |  | Combustion Turbine | IC Engine | MIS_LMI | Michigan | 26 | BRANCH | 23 | 26023 | 1.8 | 10745 | 2001 | 2012 |  |  | N | Distillate Fuel Oil | [14 empty] | 1.67 | 2.3355 | 2.3355 | 2.3355 | 2.3355
State St Generating | 7970_G_8 | 7970 | G | 8 |  | Combustion Turbine | IC Engine | MIS_LMI | Michigan | 26 | BRANCH | 23 | 26023 | 1.8 | 10745 | 2001 | 2012 |  |  | N | Distillate Fuel Oil | [14 empty] | 1.67 | 2.3355 | 2.3355 | 2.3355 | 2.3355
State St Generating | 7970_G_9 | 7970 | G | 9 |  | Combustion Turbine | IC Engine | MIS_LMI | Michigan | 26 | BRANCH | 23 | 26023 | 1.8 | 10745 | 2001 | 2012 |  |  | N | Distillate Fuel Oil | [14 empty] | 1.67 | 2.3355 | 2.3355 | 2.3355 | 2.3355
Hutsonville | 863_G_D1 | 863 | G | D1 |  | Combustion Turbine | IC Engine | MIS_IL | Illinois | 17 | Crawford | 33 | 17033 | 3 | 12774 | 1968 | 2011 |  |  | N | Distillate Fuel Oil | [14 empty] | 1 | 2.3355 | 2.3355 | 2.3355 | 2.3355
Oglesby | 894_G_1 | 894 | G | 1 |  | Combustion Turbine | Combustion Turbine | MIS_IL | Illinois | 17 | La Salle | 99 | 17099 | 13.5 | 16538 | 1970 | 2013 |  |  | N | Natural Gas, Distillate Fuel Oil | [14 empty] | 1 | 0.47776 | 0.47776 | 0.47776 | 0.47776
Oglesby | 894_G_2 | 894 | G | 2 |  | Combustion Turbine | Combustion Turbine | MIS_IL | Illinois | 17 | La Salle | 99 | 17099 | 13.5 | 16313 | 1970 | 2013 |  |  | N | Natural Gas, Distillate Fuel Oil | [14 empty] | 1 | 0.47776 | 0.47776 | 0.47776 | 0.47776
Oglesby | 894_G_3 | 894 | G | 3 |  | Combustion Turbine | Combustion Turbine | MIS_IL | Illinois | 17 | La Salle | 99 | 17099 | 13.5 | 16313 | 1970 | 2013 |  |  | N | Natural Gas, Distillate Fuel Oil | [14 empty] | 1 | 0.47776 | 0.47776 | 0.47776 | 0.47776
Oglesby | 894_G_4 | 894 | G | 4 |  | Combustion Turbine | Combustion Turbine | MIS_IL | Illinois | 17 | La Salle | 99 | 17099 | 13.5 | 16313 | 1970 | 2013 |  |  | N | Natural Gas, Distillate Fuel Oil | [14 empty] | 1 | 0.47776 | 0.47776 | 0.47776 | 0.47776
Stallings | 895_G_1 | 895 | G | 1 |  | Combustion Turbine | Combustion Turbine | MIS_IL | Illinois | 17 | Madison | 119 | 17119 | 20.5 | 24990 | 1970 | 2013 |  |  | N | Natural Gas | [14 empty] | 1 | 0.47776 | 0.47776 | 0.47776 | 0.47776
Stallings | 895_G_2 | 895 | G | 2 |  | Combustion Turbine | Combustion Turbine | MIS_IL | Illinois | 17 | Madison | 119 | 17119 | 20.5 | 25000 | 1970 | 2013 |  |  | N | Natural Gas | [14 empty] | 1 | 0.47776 | 0.47776 | 0.47776 | 0.47776
Stallings | 895_G_3 | 895 | G | 3 |  | Combustion Turbine | Combustion Turbine | MIS_IL | Illinois | 17 | Madison | 119 | 17119 | 20.5 | 25000 | 1970 | 2013 |  |  | N | Natural Gas | [14 empty] | 1 | 0.47776 | 0.47776 | 0.47776 | 0.47776
Stallings | 895_G_4 | 895 | G | 4 |  | Combustion Turbine | Combustion Turbine | MIS_IL | Illinois | 17 | Madison | 119 | 17119 | 20.5 | 25000 | 1970 | 2013 |  |  | N | Natural Gas | [14 empty] | 1 | 0.47776 | 0.47776 | 0.47776 | 0.47776
Peru | 955_G_10 | 955 | G | 10 |  | Combustion Turbine | IC Engine | MIS_IL | Illinois | 17 | La Salle | 99 | 17099 | 2 | 12774 | 2003 | 2011 |  |  | N | Distillate Fuel Oil | [14 empty] | 1 | 2.3355 | 2.3355 | 2.3355 | 2.3355
Peru | 955_G_3 | 955 | G | 3 |  | Combustion Turbine | IC Engine | MIS_IL | Illinois | 17 | La Salle | 99 | 17099 | 1.8 | 12774 | 2002 | 2010 |  |  | N | Distillate Fuel Oil | [14 empty] | 1 | 2.3355 | 2.3355 | 2.3355 | 2.3355
Peru | 955_G_7 | 955 | G | 7 |  | Combustion Turbine | IC Engine | MIS_IL | Illinois | 17 | La Salle | 99 | 17099 | 1.8 | 12774 | 2002 | 2010 |  |  | N | Distillate Fuel Oil | [14 empty] | 1 | 2.3355 | 2.3355 | 2.3355 | 2.3355
Peru | 955_G_8 | 955 | G | 8 |  | Combustion Turbine | IC Engine | MIS_IL | Illinois | 17 | La Salle | 99 | 17099 | 2 | 12774 | 2003 | 2010 |  |  | N | Distillate Fuel Oil | [14 empty] | 1 | 2.3355 | 2.3355 | 2.3355 | 2.3355
Peru | 955_G_9 | 955 | G | 9 |  | Combustion Turbine | IC Engine | MIS_IL | Illinois | 17 | La Salle | 99 | 17099 | 2 | 12774 | 2003 | 2010 |  |  | N | Distillate Fuel Oil | [14 empty] | 1 | 2.3355 | 2.3355 | 2.3355 | 2.3355
Peru | 955_G_IC1 | 955 | G | IC1 |  | Combustion Turbine | IC Engine | MIS_IL | Illinois | 17 | La Salle | 99 | 17099 | 6 | 12774 | 1973 | 2011 |  |  | N | Distillate Fuel Oil | [14 empty] | 1 | 2.3355 | 2.3355 | 2.3355 | 2.3355
Peru | 955_G_IC2 | 955 | G | IC2 |  | Combustion Turbine | IC Engine | MIS_IL | Illinois | 17 | La Salle | 99 | 17099 | 1.8 | 12774 | 2000 | 2010 |  |  | N | Distillate Fuel Oil | [14 empty] | 1 | 2.3355 | 2.3355 | 2.3355 | 2.3355
Peru | 955_G_IC3 | 955 | G | IC3 |  | Combustion Turbine | IC Engine | MIS_IL | Illinois | 17 | La Salle | 99 | 17099 | 1.8 | 12774 | 2000 | 2011 |  |  | N | Distillate Fuel Oil | [14 empty] | 1 | 2.3355 | 2.3355 | 2.3355 | 2.3355
Rantoul | 958_G_5 | 958 | G | 5 |  | Combustion Turbine | IC Engine | MIS_IL | Illinois | 17 | Champaign | 19 | 17019 | 0.7 | 10745 | 1964 | 2012 |  |  | N | Distillate Fuel Oil | [15 empty] | 2.3355 | 2.3355 | 2.3355 | 2.3355
Palos Verdes Gas to Energy | 10473_B_B501 | 10473 | B | B501 |  | Landfill Gas |  | WECC_SCE | California | 6 | Los Angeles | 37 | 06037 | 1.2 | 19906 | 1988 | 2011 |  |  | N | Landfill Gas | [15 empty] | 0.043947 | 0.043947 | 0.043947 | 0.043947
Koppers Susquehanna Plant | 10731_B_1 | 10731 | B | 1 |  | Biomass |  | PJM_WMAC | Pennsylvania | 42 | LYCOMING | 81 | 42081 | 12 | 19992 | 1988 | 2013 |  |  | Y | Biomass | [15 empty] | 0.22926 | 0.22926 | 0.22926 | 0.22926
Seaford Delaware Plant | 10793_B_BLR5 | 10793 | B | BLR5 |  | O/G Steam |  | PJM_EMAC | Delaware | 10 | Sussex | 5 | 10005 | 9 | 8300 | 1939 | 2010 |  |  | Y | Natural Gas | [5 empty] | SCR | [9 empty] | 0.0169 | 0.0169 | 0.0169 | 0.0169
Saguaro | 118_B_1 | 118 | B | 1 |  | O/G Steam |  | WECC_AZ | Arizona | 4 | Pinal | 21 | 04021 | 110 | 13196 | 1954 | 2013 |  |  | N | Natural Gas, Residual Fuel Oil | [14 empty] | 1 | 0.1548 | 0.1548 | 0.1548 | 0.1548
Saguaro | 118_B_2 | 118 | B | 2 |  | O/G Steam |  | WECC_AZ | Arizona | 4 | Pinal | 21 | 04021 | 100 | 13154 | 1955 | 2013 |  |  | N | Natural Gas, Residual Fuel Oil | [14 empty] | 1 | 0.0818 | 0.0818 | 0.0818 | 0.0818
Pratt | 1317_B_4 | 1317 | B | 4 |  | O/G Steam |  | SPP_N | Kansas | 20 | Pratt | 151 | 20151 | 5.8 | 14500 | 1953 | 2012 |  |  | N | Natural Gas | [15 empty] | 0.23465 | 0.23465 | 0.23465 | 0.23465
Garden City | 1336_B_GC3 | 1336 | B | GC3 |  | O/G Steam |  | SPP_N | Kansas | 20 | Finney | 55 | 20055 | 8.7 | 12410 | 1962 | 2013 |  |  | N | Natural Gas | [14 empty] | 3 | 0.27544 | 0.27544 | 0.27544 | 0.27544
Nine Mile Point | 1403_B_1 | 1403 | B | 1 |  | O/G Steam |  | S_D_AMSO | Louisiana | 22 | Jefferson | 51 | 22051 | 50 | 12176 | 1951 | 2011 |  |  | N | Natural Gas | [14 empty] | 5.2606 | 0.0567 | 0.0567 | 0.0567 | 0.0567
Nine Mile Point | 1403_B_2 | 1403 | B | 2 |  | O/G Steam |  | S_D_AMSO | Louisiana | 22 | Jefferson | 51 | 22051 | 107 | 10896 | 1953 | 2011 |  |  | N | Natural Gas, Distillate Fuel Oil | [14 empty] | 5.2606 | 0.26025 | 0.26025 | 0.26025 | 0.26025
Sterlington | 1404_B_10 | 1404 | B | 10 |  | O/G Steam |  | S_D_REST | Louisiana | 22 | Ouachita | 73 | 22073 | 212 | 10896 | 1958 | 2012 |  |  | N | Natural Gas | [14 empty] | 5.2606 | 0.26025 | 0.26025 | 0.26025 | 0.26025
Michoud | 1409_B_1 | 1409 | B | 1 |  | O/G Steam |  | S_D_AMSO | Louisiana | 22 | Orleans | 71 | 22071 | 65 | 13240 | 1957 | 2016 |  |  | N | Natural Gas | [14 empty] | 5.2606 | 0.1024 | 0.1024 | 0.1024 | 0.1024
Monroe | 1448_B_10 | 1448 | B | 10 |  | O/G Steam |  | S_D_REST | Louisiana | 22 | Ouachita | 73 | 22073 | 22 | 14500 | 1961 | 2011 |  |  | N | Natural Gas | [14 empty] | 5.2606 | 0.28311 | 0.28311 | 0.28311 | 0.28311
Monroe | 1448_B_11 | 1448 | B | 11 |  | O/G Steam |  | S_D_REST | Louisiana | 22 | Ouachita | 73 | 22073 | 33 | 14500 | 1965 | 2011 |  |  | N | Natural Gas | [14 empty] | 5.2606 | 0.1968 | 0.1968 | 0.1968 | 0.1968
Monroe | 1448_B_12 | 1448 | B | 12 |  | O/G Steam |  | S_D_REST | Louisiana | 22 | Ouachita | 73 | 22073 | 71 | 13240 | 1969 | 2011 |  |  | N | Natural Gas | [14 empty] | 5.2606 | 0.26025 | 0.26025 | 0.26025 | 0.26025
Riverside | 1559_B_4 | 1559 | B | 4 |  | O/G Steam |  | PJM_SMAC | Maryland | 24 | Baltimore | 5 | 24005 | 74 | 14500 | 1951 | 2016 |  |  | N | Natural Gas | [14 empty] | 0.0006 | 0.2289 | 0.2289 | 0.2289 | 0.2289
Hamilton Moses | 168_B_1 | 168 | B | 1 |  | O/G Steam |  | S_D_N_AR | Arkansas | 5 | St. Francis | 123 | 05123 | 67 | 14500 | 1951 | 2013 |  |  | N | Natural Gas, Residual Fuel Oil | [14 empty] | 3.6824 | 0.611 | 0.611 | 0.611 | 0.611
Hamilton Moses | 168_B_2 | 168 | B | 2 |  | O/G Steam |  | S_D_N_AR | Arkansas | 5 | St. Francis | 123 | 05123 | 67 | 14500 | 1951 | 2013 |  |  | N | Natural Gas, Residual Fuel Oil | [14 empty] | 3.6824 | 0.62 | 0.62 | 0.62 | 0.62
Robert E Ritchie | 173_B_1 | 173 | B | 1 |  | O/G Steam |  | S_D_N_AR | Arkansas | 5 | Phillips | 107 | 05107 | 300 | 10896 | 1961 | 2013 |  |  | N | Natural Gas | [15 empty] | 0.28498 | 0.28498 | 0.28498 | 0.28498
Owatonna | 2003_B_6 | 2003 | B | 6 |  | O/G Steam |  | MIS_MNWI | Minnesota | 27 | Steele | 147 | 27147 | 20.6 | 14500 | 1969 | 2011 |  |  | N | Natural Gas | [14 empty] | 4 | 0.27132 | 0.27132 | 0.27132 | 0.27132
Delta | 2051_B_1 | 2051 | B | 1 |  | O/G Steam |  | S_D_REST | Mississippi | 28 | Bolivar | 11 | 28011 | 90 | 14500 | 1953 | 2012 |  |  | N | Natural Gas, Residual Fuel Oil | [14 empty] | 4.8 | 0.27197 | 0.27197 | 0.27197 | 0.27197
Delta | 2051_B_2 | 2051 | B | 2 |  | O/G Steam |  | S_D_REST | Mississippi | 28 | Bolivar | 11 | 28011 | 87 | 14500 | 1953 | 2012 |  |  | N | Natural Gas, Residual Fuel Oil | [14 empty] | 4.8 | 0.27197 | 0.27197 | 0.27197 | 0.27197
Natchez | 2052_B_1 | 2052 | B | 1 |  | O/G Steam |  | S_D_REST | Mississippi | 28 | Adams | 1 | 28001 | 73 | 13240 | 1951 | 2011 |  |  | N | Natural Gas | [14 empty] | 2.4 | 0.27197 | 0.27197 | 0.27197 | 0.27197
Rex Brown | 2053_B_1A | 2053 | B | 1A |  | O/G Steam |  | S_D_REST | Mississippi | 28 | Hinds | 49 | 28049 | 7.5 | 14500 | 1977 | 2011 |  |  | N | Natural Gas, Residual Fuel Oil | [14 empty] | 4.8 | 0.18503 | 0.18503 | 0.18503 | 0.18503
Sunrise | 2326_B_1 | 2326 | B | 1 |  | O/G Steam |  | WECC_SNV | Nevada | 32 | Clark | 3 | 32003 | 80 | 11806 | 1964 | 2011 |  |  | N | Natural Gas, Residual Fuel Oil | [14 empty] | 1.4 | 0.29806 | 0.29806 | 0.29806 | 0.29806
Tracy | 2336_B_1 | 2336 | B | 1 |  | O/G Steam |  | WECC_NNV | Nevada | 32 | Storey | 29 | 32029 | 53 | 12315 | 1963 | 2014 |  |  | N | Natural Gas, Distillate Fuel Oil | [14 empty] | 1.4 | 0.29806 | 0.29806 | 0.29806 | 0.29806
Tracy | 2336_B_2 | 2336 | B | 2 |  | O/G Steam |  | WECC_NNV | Nevada | 32 | Storey | 29 | 32029 | 83 | 12339 | 1965 | 2014 |  |  | N | Natural Gas, Residual Fuel Oil | [14 empty] | 0.8 | 0.253 | 0.253 | 0.253 | 0.253
Animas | 2465_B_3 | 2465 | B | 3 |  | O/G Steam |  | WECC_NM | New Mexico | 35 | San Juan | 45 | 35045 | 9 | 14500 | 1958 | 2012 |  |  | N | Natural Gas | [15 empty] | 0.1886 | 0.1886 | 0.1886 | 0.1886
Algodones | 2475_B_1 | 2475 | B | 1 |  | O/G Steam |  | WECC_NM | New Mexico | 35 | Sandoval | 43 | 35043 | 15 | 14500 | 1954 | 1987 |  |  | N | Natural Gas | [15 empty] | 0.1886 | 0.1886 | 0.1886 | 0.1886
Algodones | 2475_B_2 | 2475 | B | 2 |  | O/G Steam |  | WECC_NM | New Mexico | 35 | Sandoval | 43 | 35043 | 15 | 14500 | 1954 | 1987 |  |  | N | Natural Gas | [15 empty] | 0.1886 | 0.1886 | 0.1886 | 0.1886
Algodones | 2475_B_3 | 2475 | B | 3 |  | O/G Steam |  | WECC_NM | New Mexico | 35 | Sandoval | 43 | 35043 | 15 | 14500 | 1959 | 1987 |  |  | N | Natural Gas | [15 empty] | 0.1886 | 0.1886 | 0.1886 | 0.1886
Far Rockaway | 2513_B_40 | 2513 | B | 40 |  | O/G Steam |  | NY_Z_K | New York | 36 | Queens | 81 | 36081 | 105 | 11772 | 1953 | 2012 |  |  | N | Natural Gas | [14 empty] | 0.6 | 0.08 | 0.08 | 0.08 | 0.08
National Grid Glenwood Energy Center | 2514_B_40 | 2514 | B | 40 |  | O/G Steam |  | NY_Z_K | New York | 36 | Nassau | 59 | 36059 | 116 | 12865 | 1952 | 2012 |  |  | N | Natural Gas | [14 empty] | 0.74 | 0.06028 | 0.06028 | 0.06028 | 0.06028
National Grid Glenwood Energy Center | 2514_B_50 | 2514 | B | 50 |  | O/G Steam |  | NY_Z_K | New York | 36 | Nassau | 59 | 36059 | 113 | 12872 | 1954 | 2012 |  |  | N | Natural Gas | [14 empty] | 0.74 | 0.064071 | 0.064071 | 0.064071 | 0.064071
Dynegy Morro Bay LLC | 259_B_1 | 259 | B | 1 |  | O/G Steam |  | WEC_CALN | California | 6 | San Luis Obispo | 79 | 06079 | 163 | 10896 | 1956 | 2014 |  |  | N | Natural Gas | [14 empty] | 5.2606 | 0.0208 | 0.0208 | 0.0208 | 0.0208
Dynegy Morro Bay LLC | 259_B_2 | 259 | B | 2 |  | O/G Steam |  | WEC_CALN | California | 6 | San Luis Obispo | 79 | 06079 | 163 | 10896 | 1955 | 2014 |  |  | N | Natural Gas | [14 empty] | 5.2606 | 0.0208 | 0.0208 | 0.0208 | 0.0208
Dynegy Morro Bay LLC | 259_B_3 | 259 | B | 3 |  | O/G Steam |  | WEC_CALN | California | 6 | San Luis Obispo | 79 | 06079 | 337 | 9937 | 1962 | 2014 |  |  | N | Natural Gas | [14 empty] | 5.2606 | 0.028859 | 0.028859 | 0.028859 | 0.028859
Dynegy Morro Bay LLC | 259_B_4 | 259 | B | 4 |  | O/G Steam |  | WEC_CALN | California | 6 | San Luis Obispo | 79 | 06079 | 336 | 10019 | 1963 | 2014 |  |  | N | Natural Gas | [14 empty] | 5.2606 | 0.028857 | 0.028857 | 0.028857 | 0.028857
AES Huntington Beach LLC | 335_B_3A | 335 | B | 3A |  | O/G Steam |  | WECC_SCE | California | 6 | Orange | 59 | 06059 | 225 | 10839 | 2003 | 2012 |  |  | N | Natural Gas | [5 empty] | SCR | [8 empty] | 0.2 | 0.0049546 | 0.0049546 | 0.0049546 | 0.0049546
AES Huntington Beach LLC | 335_B_4A | 335 | B | 4A |  | O/G Steam |  | WECC_SCE | California | 6 | Orange | 59 | 06059 | 227 | 10832 | 2003 | 2012 |  |  | N | Natural Gas | [5 empty] | SCR | [8 empty] | 0.2 | 0.0060395 | 0.0060395 | 0.0060395 | 0.0060395
E S Joslin | 3436_B_1 | 3436 | B | 1 |  | O/G Steam |  | ERC_REST | Texas | 48 | CALHOUN | 57 | 48057 | 254 | 10896 | 1971 | 2005 |  |  | N | Natural Gas | [15 empty] | 0.20162 | 0.20162 | 0.20162 | 0.20162
El Centro | 389_B_3 | 389 | B | 3 |  | O/G Steam |  | WECC_IID | California | 6 | Imperial | 25 | 06025 | 42 | 13105 | 1993 | 2010 |  |  | N | Natural Gas, Residual Fuel Oil | [14 empty] | 0.74 | 0.0085 | 0.0085 | 0.0085 | 0.0085
Haynes | 400_B_5 | 400 | B | 5 |  | O/G Steam |  | WEC_LADW | California | 6 | Los Angeles | 37 | 06037 | 292 | 9867 | 1966 | 2013 |  |  | N | Natural Gas, Residual Fuel Oil | [5 empty] | SCR | [8 empty] | 0.74 | 0.0041353 | 0.0041353 | 0.0041353 | 0.0041353
Haynes | 400_B_6 | 400 | B | 6 |  | O/G Steam |  | WEC_LADW | California | 6 | Los Angeles | 37 | 06037 | 238 | 10303 | 1967 | 2013 |  |  | N | Natural Gas, Residual Fuel Oil | [5 empty] | SCR | [8 empty] | 0.74 | 0.0041601 | 0.0041601 | 0.0041601 | 0.0041601
Scattergood | 404_B_3 | 404 | B | 3 |  | O/G Steam |  | WEC_LADW | California | 6 | Los Angeles | 37 | 06037 | 445 | 11371 | 1974 | 2015 |  |  | N | Natural Gas | [5 empty] | SCR | [8 empty] | 0.74 | 0.0036 | 0.0036 | 0.0036 | 0.0036
Pueblo | 460_B_41 | 460 | B | 41 |  | O/G Steam |  | WECC_CO | Colorado | 8 | Pueblo | 101 | 08101 | 9 | 8431 | 2001 | 2013 |  |  | N | Natural Gas | [14 empty] | 0.8 | 0.073021 | 0.073021 | 0.073021 | 0.073021
Pueblo | 460_B_49 | 460 | B | 49 |  | O/G Steam |  | WECC_CO | Colorado | 8 | Pueblo | 101 | 08101 | 18.8 | 14500 | 1949 | 2013 |  |  | N | Natural Gas | [14 empty] | 1.5 | 0.27132 | 0.27132 | 0.27132 | 0.27132
Thomas C Ferguson | 4937_B_1 | 4937 | B | 1 |  | O/G Steam |  | ERC_REST | Texas | 48 | Llano | 299 | 48299 | 420 | 11277 | 1974 | 2013 |  |  | N | Natural Gas | [14 empty] | 1.1573 | 0.099084 | 0.099084 | 0.099084 | 0.099084
Sierra Pacific Loyalton Facility | 50111_B_BLR1 | 50111 | B | BLR1 |  | Biomass |  | WECC_NNV | California | 6 | Sierra | 91 | 06091 | 11.8 | 22706 | 1989 | 2010 |  |  | N | Biomass | [5 empty] | SNCR | [9 empty] | 0.22926 | 0.22926 | 0.22926 | 0.22926
Rabun Gap Cogen Facility | 50201_B_WB1 | 50201 | B | WB1 |  | Biomass |  | S_SOU | Georgia | 13 | RABUN | 241 | 13241 | 17 | 29448 | 2010 | 2010 |  |  | N | Biomass | [15 empty] | 0.22926 | 0.22926 | 0.22926 | 0.22926
New Hanover County WASTEC | 50271_B_1A | 50271 | B | 1A |  | Municipal Solid Waste |  | S_VACA | North Carolina | 37 | New Hanover | 129 | 37129 | 1.2 | 19686 | 1991 | 2001 |  |  | N | MSW | Dry Scrubber |  | 71 | 71 |  | SNCR | [9 empty] | 0.16169 | 0.16169 | 0.16169 | 0.16169 | 0.08 | 0.08 | 0.08
Clewiston Sugar House | 50482_B_B1 | 50482 | B | B1 |  | Biomass |  | FRCC | Florida | 12 | Hendry | 51 | 12051 | 11.1 | 5379 | 1997 | 2004 |  |  | Y | Biomass | [15 empty] | 0.22926 | 0.22926 | 0.22926 | 0.22926
Boralex Sherman LLC | 50874_B_19425 | 50874 | B | 19425 |  | Biomass |  | NENG_ME | Maine | 23 | Penobscot | 19 | 23019 | 21 | 16943 | 1986 | 2009 |  |  | Y | Biomass | [15 empty] | 0.22926 | 0.22926 | 0.22926 | 0.22926
NRG Norwalk Harbor | 548_B_1 | 548 | B | 1 |  | O/G Steam |  | NENG_CT | Connecticut | 9 | Fairfield | 1 | 09001 | 162 | 11685 | 1960 | 2013 |  |  | N | Residual Fuel Oil |  |  | 73.2 | 73.2 |  | SNCR | [8 empty] | 0.3 | 0.2317 | 0.2317 | 0.2317 | 0.2317
NRG Norwalk Harbor | 548_B_2 | 548 | B | 2 |  | O/G Steam |  | NENG_CT | Connecticut | 9 | Fairfield | 1 | 09001 | 168 | 11801 | 1963 | 2013 |  |  | N | Residual Fuel Oil |  |  | 73.2 | 73.2 |  | SNCR | [8 empty] | 0.3 | 0.1907 | 0.1907 | 0.1907 | 0.1907
Sanford | 620_B_PSN3 | 620 | B | PSN3 |  | O/G Steam |  | FRCC | Florida | 12 | Volusia | 127 | 12127 | 138 | 13372 | 1959 | 2012 |  |  | N | Natural Gas, Residual Fuel Oil | [14 empty] | 2.5 | 0.12851 | 0.12851 | 0.12851 | 0.12851
Turkey Point | 621_B_PTP2 | 621 | B | PTP2 |  | O/G Steam |  | FRCC | Florida | 12 | Miami-Dade | 86 | 12086 | 392 | 11766 | 1968 | 2013 |  |  | N | Natural Gas, Residual Fuel Oil | [14 empty] | 1 | 0.0325 | 0.0325 | 0.0325 | 0.0325
John R Kelly | 664_B_JRK7 | 664 | B | JRK7 |  | O/G Steam |  | FRCC | Florida | 12 | Alachua | 1 | 12001 | 23.2 | 14500 | 1961 | 2013 |  |  | N | Natural Gas, Residual Fuel Oil | [14 empty] | 2.75 | 0.18034 | 0.18034 | 0.18034 | 0.18034
McManus | 715_B_1 | 715 | B | 1 |  | O/G Steam |  | S_SOU | Georgia | 13 | Glynn | 127 | 13127 | 43 | 14500 | 1952 | 2015 |  |  | N | Distillate Fuel Oil, Residual Fuel Oil | [14 empty] | 3.15 | 0.4093 | 0.4093 | 0.4093 | 0.4093
McManus | 715_B_2 | 715 | B | 2 |  | O/G Steam |  | S_SOU | Georgia | 13 | Glynn | 127 | 13127 | 79 | 14500 | 1959 | 2015 |  |  | N | Distillate Fuel Oil, Residual Fuel Oil | [14 empty] | 3.15 | 0.34187 | 0.34187 | 0.34187 | 0.34187
Kraft | 733_B_4 | 733 | B | 4 |  | O/G Steam |  | S_SOU | Georgia | 13 | Chatham | 51 | 13051 | 115 | 12066 | 1972 | 2015 |  |  | N | Natural Gas, Residual Fuel Oil | [14 empty] | 1.2 | 0.21087 | 0.21087 | 0.21087 | 0.21087
Indian Trails Cogen 1 | 7384_B_1 | 7384 | B | 1 |  | O/G Steam |  | MIS_IL | Illinois | 17 | Tazewell | 179 | 17179 | 3.3 | 14500 | 1995 | 2010 |  |  | Y | Natural Gas | [14 empty] | 0.0006 | 0.26812 | 0.26812 | 0.26812 | 0.26812
Everett Cogen | 7627_B_14 | 7627 | B | 14 |  | Biomass |  | WECC_PNW | Washington | 53 | Snohomish | 61 | 53061 | 36 | 11844 | 1996 | 2011 |  |  | Y | Biomass | [15 empty] | 0.22926 | 0.22926 | 0.22926 | 0.22926
Havana | 891_B_1 | 891 | B | 1 |  | O/G Steam |  | MIS_IL | Illinois | 17 | Mason | 125 | 17125 | 28 | 13403 | 1947 | 2012 |  |  | N | Residual Fuel Oil | [14 empty] | 1 | 0.20493 | 0.20493 | 0.20493 | 0.20493
Havana | 891_B_2 | 891 | B | 2 |  | O/G Steam |  | MIS_IL | Illinois | 17 | Mason | 125 | 17125 | 28 | 13403 | 1947 | 2012 |  |  | N | Residual Fuel Oil | [14 empty] | 1 | 0.20493 | 0.20493 | 0.20493 | 0.20493
Havana | 891_B_3 | 891 | B | 3 |  | O/G Steam |  | MIS_IL | Illinois | 17 | Mason | 125 | 17125 | 28 | 13403 | 1947 | 2012 |  |  | N | Residual Fuel Oil | [14 empty] | 1 | 0.20493 | 0.20493 | 0.20493 | 0.20493
Havana | 891_B_4 | 891 | B | 4 |  | O/G Steam |  | MIS_IL | Illinois | 17 | Mason | 125 | 17125 | 28 | 13403 | 1948 | 2012 |  |  | N | Residual Fuel Oil | [14 empty] | 1 | 0.20493 | 0.20493 | 0.20493 | 0.20493
Havana | 891_B_5 | 891 | B | 5 |  | O/G Steam |  | MIS_IL | Illinois | 17 | Mason | 125 | 17125 | 28 | 13403 | 1949 | 2012 |  |  | N | Residual Fuel Oil | [14 empty] | 1 | 0.20493 | 0.20493 | 0.20493 | 0.20493
Havana | 891_B_6 | 891 | B | 6 |  | O/G Steam |  | MIS_IL | Illinois | 17 | Mason | 125 | 17125 | 28 | 11684 | 1950 | 2013 |  |  | N | Residual Fuel Oil | [14 empty] | 1 | 0.20493 | 0.20493 | 0.20493 | 0.20493
Havana | 891_B_7 | 891 | B | 7 |  | O/G Steam |  | MIS_IL | Illinois | 17 | Mason | 125 | 17125 | 28 | 13403 | 1950 | 2013 |  |  | N | Residual Fuel Oil | [14 empty] | 1 | 0.2667 | 0.2667 | 0.2667 | 0.2667
Havana | 891_B_8 | 891 | B | 8 |  | O/G Steam |  | MIS_IL | Illinois | 17 | Mason | 125 | 17125 | 28 | 13403 | 1950 | 2013 |  |  | N | Residual Fuel Oil | [14 empty] | 1 | 0.20493 | 0.20493 | 0.20493 | 0.20493
Wood River | 898_B_1 | 898 | B | 1 |  | O/G Steam |  | MIS_IL | Illinois | 17 | Madison | 119 | 17119 | 39 | 14500 | 1949 | 2011 |  |  | N | Natural Gas | [14 empty] | 1 | 0.27132 | 0.27132 | 0.27132 | 0.27132
Wood River | 898_B_2 | 898 | B | 2 |  | O/G Steam |  | MIS_IL | Illinois | 17 | Madison | 119 | 17119 | 39 | 14500 | 1949 | 2011 |  |  | N | Natural Gas | [14 empty] | 1 | 0.27132 | 0.27132 | 0.27132 | 0.27132
Wood River | 898_B_3 | 898 | B | 3 |  | O/G Steam |  | MIS_IL | Illinois | 17 | Madison | 119 | 17119 | 39 | 14500 | 1950 | 2011 |  |  | N | Natural Gas | [14 empty] | 1 | 0.27132 | 0.27132 | 0.27132 | 0.27132
Harding Street | 990_B_10 | 990 | B | 10 |  | O/G Steam |  | MIS_INKY | Indiana | 18 | Marion | 97 | 18097 | 35 | 10270 | 1947 | 2013 |  |  | N | Distillate Fuel Oil | [14 empty] | 0.35 | 0.1364 | 0.1364 | 0.1364 | 0.1364
Abilene Energy Center Combustion Turbine | 1251_G_GT1 | 1251 | G | GT1 |  | Combustion Turbine | Combustion Turbine | SPP_N | Kansas | 20 | Dickinson | 41 | 20041 | 64 | 17867 | 1973 | 2012 |  |  | N | Natural Gas | [15 empty] | 0.41232 | 0.41232 | 0.41232 | 0.41232
Herington | 1283_G_1 | 1283 | G | 1 |  | Combustion Turbine | IC Engine | SPP_N | Kansas | 20 | Dickinson | 41 | 20041 | 1.6 | 10745 | 1968 | 2013 |  |  | N | Natural Gas, Distillate Fuel Oil | [15 empty] | 2.3355 | 2.3355 | 2.3355 | 2.3355
Herington | 1283_G_2 | 1283 | G | 2 |  | Combustion Turbine | IC Engine | SPP_N | Kansas | 20 | Dickinson | 41 | 20041 | 1 | 10745 | 1962 | 2013 |  |  | N | Natural Gas, Distillate Fuel Oil | [15 empty] | 2.3355 | 2.3355 | 2.3355 | 2.3355
Herington | 1283_G_3 | 1283 | G | 3 |  | Combustion Turbine | IC Engine | SPP_N | Kansas | 20 | Dickinson | 41 | 20041 | 3.1 | 10745 | 1973 | 2013 |  |  | N | Natural Gas, Distillate Fuel Oil | [15 empty] | 2.3355 | 2.3355 | 2.3355 | 2.3355
Herington | 1283_G_5 | 1283 | G | 5 |  | Combustion Turbine | IC Engine | SPP_N | Kansas | 20 | Dickinson | 41 | 20041 | 0.9 | 10745 | 1951 | 2013 |  |  | N | Natural Gas, Distillate Fuel Oil | [15 empty] | 2.3355 | 2.3355 | 2.3355 | 2.3355
Kaw | 1294_G_1 | 1294 | G | 1 |  | O/G Steam |  | SPP_N | Kansas | 20 | Wyandotte | 209 | 20209 | 42 | 14500 | 1955 | 2013 |  |  | N | Natural Gas | [15 empty] | 0.23465 | 0.23465 | 0.23465 | 0.23465
Kaw | 1294_G_2 | 1294 | G | 2 |  | O/G Steam |  | SPP_N | Kansas | 20 | Wyandotte | 209 | 20209 | 42 | 14500 | 1957 | 2013 |  |  | N | Natural Gas | [15 empty] | 0.23465 | 0.23465 | 0.23465 | 0.23465
Norton | 1310_G_1 | 1310 | G | 1 |  | Combustion Turbine | IC Engine | SPP_N | Kansas | 20 | NORTON | 137 | 20137 | 0.9 | 12774 | 1955 | 2011 |  |  | N | Natural Gas | [14 empty] | 3 | 2.0543 | 2.0543 | 2.0543 | 2.0543
Norton | 1310_G_2 | 1310 | G | 2 |  | Combustion Turbine | IC Engine | SPP_N | Kansas | 20 | NORTON | 137 | 20137 | 1.3 | 12774 | 1960 | 2011 |  |  | N | Natural Gas | [14 empty] | 3 | 2.0543 | 2.0543 | 2.0543 | 2.0543
Norton | 1310_G_3 | 1310 | G | 3 |  | Combustion Turbine | IC Engine | SPP_N | Kansas | 20 | NORTON | 137 | 20137 | 2.4 | 12774 | 1963 | 2011 |  |  | N | Natural Gas | [14 empty] | 3 | 2.0543 | 2.0543 | 2.0543 | 2.0543
Norton | 1310_G_4 | 1310 | G | 4 |  | Combustion Turbine | IC Engine | SPP_N | Kansas | 20 | NORTON | 137 | 20137 | 3.1 | 12774 | 1968 | 2011 |  |  | N | Natural Gas | [14 empty] | 3 | 2.0543 | 2.0543 | 2.0543 | 2.0543
Norton | 1310_G_5 | 1310 | G | 5 |  | Combustion Turbine | IC Engine | SPP_N | Kansas | 20 | NORTON | 137 | 20137 | 2.2 | 12774 | 1977 | 2011 |  |  | N | Distillate Fuel Oil | [14 empty] | 3 | 2.3355 | 2.3355 | 2.3355 | 2.3355
Oakely | 1311_G_1 | 1311 | G | 1 |  | Combustion Turbine | IC Engine | SPP_WEST | Kansas | 20 | LOGAN | 109 | 20109 | 1.2 | 18000 | 1961 | 2012 |  |  | N | Natural Gas, Distillate Fuel Oil | [14 empty] | 3 | 2.0543 | 2.0543 | 2.0543 | 2.0543
Oakely | 1311_G_2 | 1311 | G | 2 |  | Combustion Turbine | IC Engine | SPP_WEST | Kansas | 20 | LOGAN | 109 | 20109 | 0.3 | 19458 | 1948 | 2012 |  |  | N | Distillate Fuel Oil | [14 empty] | 3 | 2.3355 | 2.3355 | 2.3355 | 2.3355
Oakely | 1311_G_4 | 1311 | G | 4 |  | Combustion Turbine | IC Engine | SPP_WEST | Kansas | 20 | LOGAN | 109 | 20109 | 0.8 | 18000 | 1956 | 2012 |  |  | N | Natural Gas, Distillate Fuel Oil | [14 empty] | 3 | 2.0543 | 2.0543 | 2.0543 | 2.0543
Oakely | 1311_G_6 | 1311 | G | 6 |  | Combustion Turbine | IC Engine | SPP_WEST | Kansas | 20 | LOGAN | 109 | 20109 | 3.2 | 18000 | 1973 | 2012 |  |  | N | Natural Gas, Distillate Fuel Oil | [14 empty] | 3 | 2.0543 | 2.0543 | 2.0543 | 2.0543
San Onofre Nuclear Generating Station | 360_G_2 | 360 | G | 2 |  | Nuclear |  | WECC_SCE | California | 6 | San Diego | 73 | 06073 | 1094 | 10460 | 1983 | 2013 |  |  | N | Nuclear Fuel | [15 empty] | 0 | 0 | 0 | 0
San Onofre Nuclear Generating Station | 360_G_3 | 360 | G | 3 |  | Nuclear |  | WECC_SCE | California | 6 | San Diego | 73 | 06073 | 1080 | 10460 | 1984 | 2013 |  |  | N | Nuclear Fuel | [15 empty] | 0 | 0 | 0 | 0
Tillotson Rubber | 50095_G_IC1 | 50095 | G | IC1 |  | Combustion Turbine | IC Engine | NENGREST | New Hampshire | 33 | Coos | 7 | 33007 | 0.4 | 13652 | 1960 | 2012 |  |  | N | Distillate Fuel Oil | [15 empty] | 2.3355 | 2.3355 | 2.3355 | 2.3355
Tillotson Rubber | 50095_G_IC2 | 50095 | G | IC2 |  | Combustion Turbine | IC Engine | NENGREST | New Hampshire | 33 | Coos | 7 | 33007 | 0.6 | 13652 | 1985 | 2012 |  |  | N | Distillate Fuel Oil | [15 empty] | 2.3355 | 2.3355 | 2.3355 | 2.3355
Tillotson Rubber | 50095_G_TG2 | 50095 | G | TG2 |  | Biomass |  | NENGREST | New Hampshire | 33 | Coos | 7 | 33007 | 0.6 | 4539 | 1996 | 2012 |  |  | Y | Biomass | [15 empty] | 0.22926 | 0.22926 | 0.22926 | 0.22926
Tillotson Rubber | 50095_G_TGI | 50095 | G | TGI |  | Biomass |  | NENGREST | New Hampshire | 33 | Coos | 7 | 33007 | 0.7 | 4539 | 1988 | 2012 |  |  | Y | Biomass | [15 empty] | 0.22926 | 0.22926 | 0.22926 | 0.22926
Cytec 1, 2 & 3 | 56257_G_CY 1 | 56257 | G | CY 1 |  | Combustion Turbine | IC Engine | NENG_CT | Connecticut | 9 | New Haven | 9 | 09009 | 2 | 10745 | 2005 | 2011 |  |  | N | Distillate Fuel Oil | [5 empty] | SCR | [9 empty] | 2.3355 | 0.46709 | 2.3355 | 0.46709
Cytec 1, 2 & 3 | 56257_G_CY 2 | 56257 | G | CY 2 |  | Combustion Turbine | IC Engine | NENG_CT | Connecticut | 9 | New Haven | 9 | 09009 | 2 | 10745 | 2005 | 2011 |  |  | N | Distillate Fuel Oil | [5 empty] | SCR | [9 empty] | 2.3355 | 0.46709 | 2.3355 | 0.46709
Cytec 1, 2 & 3 | 56257_G_CY 3 | 56257 | G | CY 3 |  | Combustion Turbine | IC Engine | NENG_CT | Connecticut | 9 | New Haven | 9 | 09009 | 2 | 10745 | 2006 | 2011 |  |  | N | Distillate Fuel Oil | [5 empty] | SCR | [9 empty] | 2.3355 | 0.46709 | 2.3355 | 0.46709
Hansel | 672_G_21 | 672 | G | 21 |  | Combined Cycle |  | FRCC | Florida | 12 | Osceola | 97 | 12097 | 30 | 15000 | 1983 | 2012 |  |  | N | Natural Gas, Distillate Fuel Oil | [15 empty] | 0.19916 | 0.19916 | 0.19916 | 0.19916
Hansel | 672_G_22 | 672 | G | 22 |  | Combined Cycle |  | FRCC | Florida | 12 | Osceola | 97 | 12097 | 8 | 15000 | 1983 | 2012 |  |  | N | Natural Gas | [15 empty] | 0.19916 | 0.19916 | 0.19916 | 0.19916
Hansel | 672_G_23 | 672 | G | 23 |  | Combined Cycle |  | FRCC | Florida | 12 | Osceola | 97 | 12097 | 8 | 15000 | 1983 | 2012 |  |  | N | Natural Gas | [15 empty] | 0.19916 | 0.19916 | 0.19916 | 0.19916
Neosho | 1243_B_7 | 1243 | B | 7 |  | O/G Steam |  | SPP_N | Kansas | 20 | Labette | 99 | 20099 | 67 | 14500 | 1954 | 2012 |  |  | N | Natural Gas | [14 empty] | 3 | 0.65698 | 0.65698 | 0.65698 | 0.65698
Kaw | 1294_B_3 | 1294 | B | 3 |  | O/G Steam |  | SPP_N | Kansas | 20 | Wyandotte | 209 | 20209 | 56 | 13240 | 1962 | 2013 |  |  | N | Natural Gas | [15 empty] | 0.27008 | 0.27008 | 0.27008 | 0.27008
FirstEnergy Mitchell Power Station | 3181_B_1 | 3181 | B | 1 |  | O/G Steam |  | PJM_AP | Pennsylvania | 42 | Washington | 125 | 42125 | 27 | 14500 | 1948 | 2013 |  |  | N | Distillate Fuel Oil | [14 empty] | 0.5 | 0.1351 | 0.1351 | 0.1351 | 0.1351
FirstEnergy Mitchell Power Station | 3181_B_2 | 3181 | B | 2 |  | O/G Steam |  | PJM_AP | Pennsylvania | 42 | Washington | 125 | 42125 | 27 | 14500 | 1949 | 2013 |  |  | N | Distillate Fuel Oil | [14 empty] | 0.5 | 0.12915 | 0.12915 | 0.12915 | 0.12915
FirstEnergy Mitchell Power Station | 3181_B_3 | 3181 | B | 3 |  | O/G Steam |  | PJM_AP | Pennsylvania | 42 | Washington | 125 | 42125 | 27 | 10928 | 1949 | 2013 |  |  | N | Distillate Fuel Oil | [14 empty] | 0.6 | 0.1232 | 0.1232 | 0.1232 | 0.1232
Cape Canaveral | 609_B_PCC1 | 609 | B | PCC1 |  | O/G Steam |  | FRCC | Florida | 12 | Brevard | 9 | 12009 | 396 | 10863 | 1965 | 2010 |  |  | N | Residual Fuel Oil | [14 empty] | 2.75 | 0.12851 | 0.12851 | 0.12851 | 0.12851
Cape Canaveral | 609_B_PCC2 | 609 | B | PCC2 |  | O/G Steam |  | FRCC | Florida | 12 | Brevard | 9 | 12009 | 396 | 10934 | 1969 | 2010 |  |  | N | Residual Fuel Oil | [14 empty] | 2.75 | 0.12851 | 0.12851 | 0.12851 | 0.12851
Cutler | 610_B_PCU5 | 610 | B | PCU5 |  | O/G Steam |  | FRCC | Florida | 12 | Miami-Dade | 86 | 12086 | 68 | 13240 | 1954 | 2012 |  |  | N | Natural Gas | [14 empty] | 0.0006 | 0.24639 | 0.24639 | 0.24639 | 0.24639
Cutler | 610_B_PCU6 | 610 | B | PCU6 |  | O/G Steam |  | FRCC | Florida | 12 | Miami-Dade | 86 | 12086 | 137 | 10896 | 1955 | 2012 |  |  | N | Natural Gas | [14 empty] | 0.0006 | 0.24639 | 0.24639 | 0.24639 | 0.24639
Port Everglades | 617_B_PPE1 | 617 | B | PPE1 |  | O/G Steam |  | FRCC | Florida | 12 | Broward | 11 | 12011 | 213 | 12008 | 1960 | 2012 |  |  | N | Natural Gas, Residual Fuel Oil | [14 empty] | 1 | 0.19819 | 0.19819 | 0.19819 | 0.19819
Port Everglades | 617_B_PPE2 | 617 | B | PPE2 |  | O/G Steam |  | FRCC | Florida | 12 | Broward | 11 | 12011 | 213 | 11903 | 1961 | 2012 |  |  | N | Natural Gas, Residual Fuel Oil | [14 empty] | 1 | 0.17198 | 0.17198 | 0.17198 | 0.17198
Port Everglades | 617_B_PPE3 | 617 | B | PPE3 |  | O/G Steam |  | FRCC | Florida | 12 | Broward | 11 | 12011 | 387 | 11425 | 1964 | 2013 |  |  | N | Natural Gas, Residual Fuel Oil | [14 empty] | 1 | 0.25665 | 0.25665 | 0.25665 | 0.25665
Port Everglades | 617_B_PPE4 | 617 | B | PPE4 |  | O/G Steam |  | FRCC | Florida | 12 | Broward | 11 | 12011 | 392 | 11420 | 1965 | 2013 |  |  | N | Natural Gas, Residual Fuel Oil | [14 empty] | 1 | 0.232 | 0.232 | 0.232 | 0.232
Riviera | 619_B_PRV3 | 619 | B | PRV3 |  | O/G Steam |  | FRCC | Florida | 12 | Palm Beach | 99 | 12099 | 277 | 10896 | 1962 | 2011 |  |  | N | Residual Fuel Oil | [14 empty] | 2.75 | 0.30966 | 0.30966 | 0.30966 | 0.30966
Riviera | 619_B_PRV4 | 619 | B | PRV4 |  | O/G Steam |  | FRCC | Florida | 12 | Palm Beach | 99 | 12099 | 288 | 10896 | 1963 | 2011 |  |  | N | Residual Fuel Oil | [14 empty] | 2.75 | 0.34081 | 0.34081 | 0.34081 | 0.34081
5 in 1 Dam Hydroelectric | 10171_G_GEN1 | 10171 | G | GEN1 |  | Hydro |  | MIS_IA | Iowa | 19 | Linn | 113 | 19113 | 0.7 | 0 | 1986 | 2015 |  |  | N | Hydro | [15 empty] | 0 | 0 | 0 | 0
5 in 1 Dam Hydroelectric | 10171_G_GEN2 | 10171 | G | GEN2 |  | Hydro |  | MIS_IA | Iowa | 19 | Linn | 113 | 19113 | 0.7 | 0 | 1986 | 2015 |  |  | N | Hydro | [15 empty] | 0 | 0 | 0 | 0
5 in 1 Dam Hydroelectric | 10171_G_GEN3 | 10171 | G | GEN3 |  | Hydro |  | MIS_IA | Iowa | 19 | Linn | 113 | 19113 | 0.7 | 0 | 1986 | 2015 |  |  | N | Hydro | [15 empty] | 0 | 0 | 0 | 0
Oakland Dam Hydroelectric | 10433_G_1 | 10433 | G | 1 |  | Hydro |  | PJM_PENE | Pennsylvania | 42 | Susquehanna | 115 | 42115 | 0.5 | 0 | 1985 | 2015 |  |  | N | Hydro | [15 empty] | 0 | 0 | 0 | 0
Oakland Dam Hydroelectric | 10433_G_2 | 10433 | G | 2 |  | Hydro |  | PJM_PENE | Pennsylvania | 42 | Susquehanna | 115 | 42115 | 0.5 | 0 | 1985 | 2015 |  |  | N | Hydro | [15 empty] | 0 | 0 | 0 | 0
CES Placerita Power Plant | 10677_G_UNT2 | 10677 | G | UNT2 |  | Combined Cycle |  | WECC_SCE | California | 6 | Los Angeles | 37 | 06037 | 46 | 10502 | 1988 | 2015 |  |  | N | Natural Gas | [15 empty] | 0.008 | 0.008 | 0.008 | 0.008
CES Placerita Power Plant | 10677_G_UNT3 | 10677 | G | UNT3 |  | Combined Cycle |  | WECC_SCE | California | 6 | Los Angeles | 37 | 06037 | 23 | 10502 | 1988 | 2015 |  |  | N | Natural Gas | [15 empty] | 0.008 | 0.008 | 0.008 | 0.008
Tecumseh Energy Center | 1252_G_1 | 1252 | G | 1 |  | Combustion Turbine | Combustion Turbine | SPP_N | Kansas | 20 | Shawnee | 177 | 20177 | 18 | 22574 | 1972 | 2012 |  |  | N | Natural Gas, Distillate Fuel Oil | [14 empty] | 3 | 0.47776 | 0.47776 | 0.47776 | 0.47776
Tecumseh Energy Center | 1252_G_2 | 1252 | G | 2 |  | Combustion Turbine | Combustion Turbine | SPP_N | Kansas | 20 | Shawnee | 177 | 20177 | 19 | 22812 | 1972 | 2012 |  |  | N | Natural Gas, Distillate Fuel Oil | [14 empty] | 3 | 0.47776 | 0.47776 | 0.47776 | 0.47776
Riverside | 1559_G_GT6 | 1559 | G | GT6 |  | Combustion Turbine | Combustion Turbine | PJM_SMAC | Maryland | 24 | Baltimore | 5 | 24005 | 115 | 18700 | 1970 | 2014 |  |  | N | Natural Gas, Distillate Fuel Oil | [14 empty] | 0.0006 | 0.216 | 0.216 | 0.216 | 0.216
High Street Station | 1670_G_3 | 1670 | G | 3 |  | Combustion Turbine | IC Engine | NENGREST | Massachusetts | 25 | ESSEX | 9 | 25009 | 0.7 | 12774 | 1941 | 2006 |  |  | N | Distillate Fuel Oil | [14 empty] | 0.78909 | 2.3355 | 2.3355 | 2.3355 | 2.3355
Gaylord | 1706_G_5 | 1706 | G | 5 |  | Combustion Turbine | Combustion Turbine | MIS_LMI | Michigan | 26 | Otsego | 137 | 26137 | 14 | 17662 | 1968 | 2010 |  |  | N | Natural Gas | [14 empty] | 1.67 | 0.59244 | 0.59244 | 0.59244 | 0.59244
Albany | 2113_G_3 | 2113 | G | 3 |  | Combustion Turbine | IC Engine | MIS_MO | Missouri | 29 | GENTRY | 75 | 29075 | 0.6 | 12774 | 1954 | 2015 |  |  | N | Distillate Fuel Oil | [14 empty] | 2.3 | 2.3355 | 2.3355 | 2.3355 | 2.3355
Coal Canyon | 226_G_1 | 226 | G | 1 |  | Hydro |  | WEC_CALN | California | 6 | Butte | 7 | 06007 | 0.9 | 0 | 1907 | 2013 |  |  | N | Hydro | [15 empty] | 0 | 0 | 0 | 0
B L England | 2378_G_IC1 | 2378 | G | IC1 |  | Combustion Turbine | IC Engine | PJM_EMAC | New Jersey | 34 | Cape May | 9 | 34009 | 2 | 11651 | 1961 | 2016 |  |  | N | Distillate Fuel Oil | [14 empty] | 0.32 | 0.2574 | 0.2574 | 0.2574 | 0.2574
B L England | 2378_G_IC2 | 2378 | G | IC2 |  | Combustion Turbine | IC Engine | PJM_EMAC | New Jersey | 34 | Cape May | 9 | 34009 | 2 | 11671 | 1961 | 2016 |  |  | N | Distillate Fuel Oil | [14 empty] | 0.32 | 0.257 | 0.257 | 0.257 | 0.257
B L England | 2378_G_IC3 | 2378 | G | IC3 |  | Combustion Turbine | IC Engine | PJM_EMAC | New Jersey | 34 | Cape May | 9 | 34009 | 2 | 11671 | 1961 | 2016 |  |  | N | Distillate Fuel Oil | [14 empty] | 0.32 | 0.257 | 0.257 | 0.257 | 0.257
B L England | 2378_G_IC4 | 2378 | G | IC4 |  | Combustion Turbine | IC Engine | PJM_EMAC | New Jersey | 34 | Cape May | 9 | 34009 | 2 | 11671 | 1961 | 2016 |  |  | N | Distillate Fuel Oil | [14 empty] | 0.32 | 0.257 | 0.257 | 0.257 | 0.257
Cedar Station | 2380_G_CED1 | 2380 | G | CED1 |  | Combustion Turbine | Combustion Turbine | PJM_EMAC | New Jersey | 34 | Ocean | 29 | 34029 | 44 | 16004 | 1972 | 2015 |  |  | N | Distillate Fuel Oil | [14 empty] | 2.1 | 0.1874 | 0.1874 | 0.1874 | 0.1874
Cedar Station | 2380_G_CED2 | 2380 | G | CED2 |  | Combustion Turbine | Combustion Turbine | PJM_EMAC | New Jersey | 34 | Ocean | 29 | 34029 | 22.3 | 15967 | 1972 | 2015 |  |  | N | Distillate Fuel Oil | [14 empty] | 2.1 | 0.1878 | 0.1878 | 0.1878 | 0.1878
Middle Station | 2382_G_MID1 | 2382 | G | MID1 |  | Combustion Turbine | Combustion Turbine | PJM_EMAC | New Jersey | 34 | Cape May | 9 | 34009 | 19.1 | 15495 | 1970 | 2015 |  |  | N | Distillate Fuel Oil | [14 empty] | 2.1 | 0.1936 | 0.1936 | 0.1936 | 0.1936
Middle Station | 2382_G_MID2 | 2382 | G | MID2 |  | Combustion Turbine | Combustion Turbine | PJM_EMAC | New Jersey | 34 | Cape May | 9 | 34009 | 19.5 | 15486 | 1970 | 2015 |  |  | N | Distillate Fuel Oil | [14 empty] | 2.1 | 0.1937 | 0.1937 | 0.1937 | 0.1937
Middle Station | 2382_G_MID3 | 2382 | G | MID3 |  | Combustion Turbine | Combustion Turbine | PJM_EMAC | New Jersey | 34 | Cape May | 9 | 34009 | 36 | 15489 | 1971 | 2015 |  |  | N | Distillate Fuel Oil | [14 empty] | 2.1 | 0.1936 | 0.1936 | 0.1936 | 0.1936
Missouri Avenue | 2383_G_MISB | 2383 | G | MISB |  | Combustion Turbine | Combustion Turbine | PJM_EMAC | New Jersey | 34 | Atlantic | 1 | 34001 | 20.5 | 18736 | 1969 | 2015 |  |  | N | Distillate Fuel Oil | [14 empty] | 2.1 | 0.1601 | 0.1601 | 0.1601 | 0.1601
Missouri Avenue | 2383_G_MISC | 2383 | G | MISC |  | Combustion Turbine | Combustion Turbine | PJM_EMAC | New Jersey | 34 | Atlantic | 1 | 34001 | 20.5 | 18738 | 1969 | 2015 |  |  | N | Distillate Fuel Oil | [14 empty] | 2.1 | 0.1601 | 0.1601 | 0.1601 | 0.1601
Missouri Avenue | 2383_G_MISD | 2383 | G | MISD |  | Combustion Turbine | Combustion Turbine | PJM_EMAC | New Jersey | 34 | Atlantic | 1 | 34001 | 20.6 | 18734 | 1969 | 2015 |  |  | N | Distillate Fuel Oil | [14 empty] | 2.1 | 0.1601 | 0.1601 | 0.1601 | 0.1601
Werner | 2385_G_GT1 | 2385 | G | GT1 |  | Combustion Turbine | Combustion Turbine | PJM_EMAC | New Jersey | 34 | Middlesex | 23 | 34023 | 53 | 25000 | 1972 | 2015 |  |  | N | Distillate Fuel Oil | [14 empty] | 0.20399 | 0.12 | 0.12 | 0.12 | 0.12
Werner | 2385_G_GT2 | 2385 | G | GT2 |  | Combustion Turbine | Combustion Turbine | PJM_EMAC | New Jersey | 34 | Middlesex | 23 | 34023 | 53 | 25000 | 1972 | 2015 |  |  | N | Distillate Fuel Oil | [14 empty] | 0.20194 | 0.12 | 0.12 | 0.12 | 0.12
Werner | 2385_G_GT3 | 2385 | G | GT3 |  | Combustion Turbine | Combustion Turbine | PJM_EMAC | New Jersey | 34 | Middlesex | 23 | 34023 | 53 | 25000 | 1972 | 2015 |  |  | N | Distillate Fuel Oil | [14 empty] | 0.19404 | 0.12 | 0.12 | 0.12 | 0.12
Werner | 2385_G_GT4 | 2385 | G | GT4 |  | Combustion Turbine | Combustion Turbine | PJM_EMAC | New Jersey | 34 | Middlesex | 23 | 34023 | 53 | 25000 | 1972 | 2015 |  |  | N | Distillate Fuel Oil | [14 empty] | 0.18981 | 0.12 | 0.12 | 0.12 | 0.12
Gilbert | 2393_G_C1 | 2393 | G | C1 |  | Combustion Turbine | Combustion Turbine | PJM_EMAC | New Jersey | 34 | Hunterdon | 19 | 34019 | 23 | 19594 | 1970 | 2015 |  |  | N | Natural Gas, Distillate Fuel Oil | [14 empty] | 0.26 | 0.10906 | 0.10906 | 0.10906 | 0.10906
Gilbert | 2393_G_C2 | 2393 | G | C2 |  | Combustion Turbine | Combustion Turbine | PJM_EMAC | New Jersey | 34 | Hunterdon | 19 | 34019 | 25 | 19595 | 1970 | 2015 |  |  | N | Natural Gas, Distillate Fuel Oil | [14 empty] | 0.26 | 0.10906 | 0.10906 | 0.10906 | 0.10906
Gilbert | 2393_G_C3 | 2393 | G | C3 |  | Combustion Turbine | Combustion Turbine | PJM_EMAC | New Jersey | 34 | Hunterdon | 19 | 34019 | 25 | 19595 | 1970 | 2015 |  |  | N | Natural Gas, Distillate Fuel Oil | [14 empty] | 0.26 | 0.10906 | 0.10906 | 0.10906 | 0.10906
Gilbert | 2393_G_C4 | 2393 | G | C4 |  | Combustion Turbine | Combustion Turbine | PJM_EMAC | New Jersey | 34 | Hunterdon | 19 | 34019 | 25 | 19595 | 1970 | 2015 |  |  | N | Natural Gas, Distillate Fuel Oil | [14 empty] | 0.26 | 0.10906 | 0.10906 | 0.10906 | 0.10906
PSEG Burlington Generating Station | 2399_G_111 | 2399 | G | 111 |  | Combustion Turbine | Combustion Turbine | PJM_EMAC | New Jersey | 34 | Burlington | 5 | 34005 | 46.3 | 10745 | 1972 | 2015 |  |  | N | Distillate Fuel Oil | [14 empty] | 0.32 | 0.2791 | 0.2791 | 0.2791 | 0.2791
PSEG Burlington Generating Station | 2399_G_112 | 2399 | G | 112 |  | Combustion Turbine | Combustion Turbine | PJM_EMAC | New Jersey | 34 | Burlington | 5 | 34005 | 46 | 10745 | 1972 | 2015 |  |  | N | Distillate Fuel Oil | [14 empty] | 0.32 | 0.2791 | 0.2791 | 0.2791 | 0.2791
PSEG Burlington Generating Station | 2399_G_113 | 2399 | G | 113 |  | Combustion Turbine | Combustion Turbine | PJM_EMAC | New Jersey | 34 | Burlington | 5 | 34005 | 46.2 | 10745 | 1972 | 2015 |  |  | N | Distillate Fuel Oil | [14 empty] | 0.32 | 0.2791 | 0.2791 | 0.2791 | 0.2791
PSEG Burlington Generating Station | 2399_G_114 | 2399 | G | 114 |  | Combustion Turbine | Combustion Turbine | PJM_EMAC | New Jersey | 34 | Burlington | 5 | 34005 | 46 | 10745 | 1972 | 2015 |  |  | N | Distillate Fuel Oil | [14 empty] | 0.32 | 0.2791 | 0.2791 | 0.2791 | 0.2791
PSEG Burlington Generating Station | 2399_G_91 | 2399 | G | 91 |  | Combustion Turbine | Combustion Turbine | PJM_EMAC | New Jersey | 34 | Burlington | 5 | 34005 | 48.8 | 10745 | 1972 | 2014 |  |  | N | Distillate Fuel Oil | [14 empty] | 0.32 | 0.2791 | 0.2791 | 0.2791 | 0.2791
PSEG Burlington Generating Station | 2399_G_92 | 2399 | G | 92 |  | Combustion Turbine | Combustion Turbine | PJM_EMAC | New Jersey | 34 | Burlington | 5 | 34005 | 47 | 10745 | 1972 | 2014 |  |  | N | Distillate Fuel Oil | [14 empty] | 0.32 | 0.2791 | 0.2791 | 0.2791 | 0.2791
PSEG Burlington Generating Station | 2399_G_93 | 2399 | G | 93 |  | Combustion Turbine | Combustion Turbine | PJM_EMAC | New Jersey | 34 | Burlington | 5 | 34005 | 48 | 10745 | 1972 | 2014 |  |  | N | Distillate Fuel Oil | [14 empty] | 0.32 | 0.2791 | 0.2791 | 0.2791 | 0.2791
PSEG Burlington Generating Station | 2399_G_94 | 2399 | G | 94 |  | Combustion Turbine | Combustion Turbine | PJM_EMAC | New Jersey | 34 | Burlington | 5 | 34005 | 47 | 10745 | 1972 | 2014 |  |  | N | Distillate Fuel Oil | [14 empty] | 0.32 | 0.2791 | 0.2791 | 0.2791 | 0.2791
PSEG Edison Generating Station | 2400_G_11 | 2400 | G | 11 |  | Combustion Turbine | Combustion Turbine | PJM_EMAC | New Jersey | 34 | Middlesex | 23 | 34023 | 44.1 | 15361 | 1971 | 2015 |  |  | N | Natural Gas, Distillate Fuel Oil | [14 empty] | 0.21 | 0.1432 | 0.1432 | 0.1432 | 0.1432
PSEG Edison Generating Station | 2400_G_12 | 2400 | G | 12 |  | Combustion Turbine | Combustion Turbine | PJM_EMAC | New Jersey | 34 | Middlesex | 23 | 34023 | 42.8 | 15361 | 1971 | 2015 |  |  | N | Natural Gas, Distillate Fuel Oil | [14 empty] | 0.21 | 0.1432 | 0.1432 | 0.1432 | 0.1432
PSEG Edison Generating Station | 2400_G_13 | 2400 | G | 13 |  | Combustion Turbine | Combustion Turbine | PJM_EMAC | New Jersey | 34 | Middlesex | 23 | 34023 | 43.6 | 15361 | 1971 | 2015 |  |  | N | Natural Gas, Distillate Fuel Oil | [14 empty] | 0.21 | 0.1432 | 0.1432 | 0.1432 | 0.1432
PSEG Edison Generating Station | 2400_G_14 | 2400 | G | 14 |  | Combustion Turbine | Combustion Turbine | PJM_EMAC | New Jersey | 34 | Middlesex | 23 | 34023 | 43.1 | 15361 | 1971 | 2015 |  |  | N | Natural Gas, Distillate Fuel Oil | [14 empty] | 0.21 | 0.1432 | 0.1432 | 0.1432 | 0.1432
PSEG Edison Generating Station | 2400_G_21 | 2400 | G | 21 |  | Combustion Turbine | Combustion Turbine | PJM_EMAC | New Jersey | 34 | Middlesex | 23 | 34023 | 43 | 15361 | 1971 | 2015 |  |  | N | Natural Gas, Distillate Fuel Oil | [14 empty] | 0.21 | 0.1432 | 0.1432 | 0.1432 | 0.1432
PSEG Edison Generating Station | 2400_G_22 | 2400 | G | 22 |  | Combustion Turbine | Combustion Turbine | PJM_EMAC | New Jersey | 34 | Middlesex | 23 | 34023 | 44 | 15361 | 1971 | 2015 |  |  | N | Natural Gas, Distillate Fuel Oil | [14 empty] | 0.21 | 0.1432 | 0.1432 | 0.1432 | 0.1432
PSEG Edison Generating Station | 2400_G_23 | 2400 | G | 23 |  | Combustion Turbine | Combustion Turbine | PJM_EMAC | New Jersey | 34 | Middlesex | 23 | 34023 | 42.8 | 15361 | 1971 | 2015 |  |  | N | Natural Gas, Distillate Fuel Oil | [14 empty] | 0.21 | 0.1432 | 0.1432 | 0.1432 | 0.1432
PSEG Edison Generating Station | 2400_G_24 | 2400 | G | 24 |  | Combustion Turbine | Combustion Turbine | PJM_EMAC | New Jersey | 34 | Middlesex | 23 | 34023 | 43.9 | 15361 | 1971 | 2015 |  |  | N | Natural Gas, Distillate Fuel Oil | [14 empty] | 0.21 | 0.1432 | 0.1432 | 0.1432 | 0.1432
PSEG Edison Generating Station | 2400_G_31 | 2400 | G | 31 |  | Combustion Turbine | Combustion Turbine | PJM_EMAC | New Jersey | 34 | Middlesex | 23 | 34023 | 42.6 | 15361 | 1971 | 2015 |  |  | N | Natural Gas, Distillate Fuel Oil | [14 empty] | 0.21 | 0.1432 | 0.1432 | 0.1432 | 0.1432
PSEG Edison Generating Station | 2400_G_32 | 2400 | G | 32 |  | Combustion Turbine | Combustion Turbine | PJM_EMAC | New Jersey | 34 | Middlesex | 23 | 34023 | 43.7 | 15361 | 1971 | 2015 |  |  | N | Natural Gas, Distillate Fuel Oil | [14 empty] | 0.21 | 0.1432 | 0.1432 | 0.1432 | 0.1432
PSEG Edison Generating Station | 2400_G_33 | 2400 | G | 33 |  | Combustion Turbine | Combustion Turbine | PJM_EMAC | New Jersey | 34 | Middlesex | 23 | 34023 | 43.1 | 15361 | 1971 | 2015 |  |  | N | Natural Gas, Distillate Fuel Oil | [14 empty] | 0.21 | 0.1432 | 0.1432 | 0.1432 | 0.1432
PSEG Edison Generating Station | 2400_G_34 | 2400 | G | 34 |  | Combustion Turbine | Combustion Turbine | PJM_EMAC | New Jersey | 34 | Middlesex | 23 | 34023 | 43.1 | 15361 | 1971 | 2015 |  |  | N | Natural Gas, Distillate Fuel Oil | [14 empty] | 0.21 | 0.1432 | 0.1432 | 0.1432 | 0.1432
PSEG Essex Generating Station | 2401_G_101 | 2401 | G | 101 |  | Combustion Turbine | Combustion Turbine | PJM_EMAC | New Jersey | 34 | Essex | 13 | 34013 | 44 | 14898 | 1971 | 2015 |  |  | N | Natural Gas, Distillate Fuel Oil | [14 empty] | 0.21 | 0.1476 | 0.1476 | 0.1476 | 0.1476
PSEG Essex Generating Station | 2401_G_102 | 2401 | G | 102 |  | Combustion Turbine | Combustion Turbine | PJM_EMAC | New Jersey | 34 | Essex | 13 | 34013 | 43.6 | 14898 | 1971 | 2015 |  |  | N | Natural Gas, Distillate Fuel Oil | [14 empty] | 0.21 | 0.1476 | 0.1476 | 0.1476 | 0.1476
PSEG Essex Generating Station | 2401_G_103 | 2401 | G | 103 |  | Combustion Turbine | Combustion Turbine | PJM_EMAC | New Jersey | 34 | Essex | 13 | 34013 | 43.6 | 14898 | 1971 | 2015 |  |  | N | Natural Gas, Distillate Fuel Oil | [14 empty] | 0.21 | 0.1476 | 0.1476 | 0.1476 | 0.1476
PSEG Essex Generating Station | 2401_G_104 | 2401 | G | 104 |  | Combustion Turbine | Combustion Turbine | PJM_EMAC | New Jersey | 34 | Essex | 13 | 34013 | 44.6 | 14898 | 1971 | 2015 |  |  | N | Natural Gas, Distillate Fuel Oil | [14 empty] | 0.21 | 0.1476 | 0.1476 | 0.1476 | 0.1476
PSEG Essex Generating Station | 2401_G_111 | 2401 | G | 111 |  | Combustion Turbine | Combustion Turbine | PJM_EMAC | New Jersey | 34 | Essex | 13 | 34013 | 46.1 | 14898 | 1971 | 2015 |  |  | N | Natural Gas, Distillate Fuel Oil | [14 empty] | 0.21 | 0.1476 | 0.1476 | 0.1476 | 0.1476
PSEG Essex Generating Station | 2401_G_112 | 2401 | G | 112 |  | Combustion Turbine | Combustion Turbine | PJM_EMAC | New Jersey | 34 | Essex | 13 | 34013 | 47.6 | 14898 | 1971 | 2015 |  |  | N | Natural Gas, Distillate Fuel Oil | [14 empty] | 0.21 | 0.1476 | 0.1476 | 0.1476 | 0.1476
PSEG Essex Generating Station | 2401_G_113 | 2401 | G | 113 |  | Combustion Turbine | Combustion Turbine | PJM_EMAC | New Jersey | 34 | Essex | 13 | 34013 | 46.1 | 14898 | 1971 | 2015 |  |  | N | Natural Gas, Distillate Fuel Oil | [14 empty] | 0.21 | 0.1476 | 0.1476 | 0.1476 | 0.1476
PSEG Essex Generating Station | 2401_G_114 | 2401 | G | 114 |  | Combustion Turbine | Combustion Turbine | PJM_EMAC | New Jersey | 34 | Essex | 13 | 34013 | 46.1 | 14898 | 1971 | 2015 |  |  | N | Natural Gas, Distillate Fuel Oil | [14 empty] | 0.21 | 0.1476 | 0.1476 | 0.1476 | 0.1476
PSEG Essex Generating Station | 2401_G_121 | 2401 | G | 121 |  | Combustion Turbine | Combustion Turbine | PJM_EMAC | New Jersey | 34 | Essex | 13 | 34013 | 46.6 | 14898 | 1971 | 2015 |  |  | N | Natural Gas, Distillate Fuel Oil | [14 empty] | 0.21 | 0.1476 | 0.1476 | 0.1476 | 0.1476
PSEG Essex Generating Station | 2401_G_122 | 2401 | G | 122 |  | Combustion Turbine | Combustion Turbine | PJM_EMAC | New Jersey | 34 | Essex | 13 | 34013 | 46.8 | 14898 | 1971 | 2015 |  |  | N | Natural Gas, Distillate Fuel Oil | [14 empty] | 0.21 | 0.1476 | 0.1476 | 0.1476 | 0.1476
PSEG Essex Generating Station | 2401_G_123 | 2401 | G | 123 |  | Combustion Turbine | Combustion Turbine | PJM_EMAC | New Jersey | 34 | Essex | 13 | 34013 | 47.6 | 14898 | 1971 | 2015 |  |  | N | Natural Gas, Distillate Fuel Oil | [14 empty] | 0.21 | 0.1476 | 0.1476 | 0.1476 | 0.1476
PSEG Essex Generating Station | 2401_G_124 | 2401 | G | 124 |  | Combustion Turbine | Combustion Turbine | PJM_EMAC | New Jersey | 34 | Essex | 13 | 34013 | 46.6 | 14898 | 1971 | 2015 |  |  | N | Natural Gas, Distillate Fuel Oil | [14 empty] | 0.21 | 0.069253 | 0.069253 | 0.069253 | 0.069253
Ravenswood | 2500_G_GT8 | 2500 | G | GT8 |  | Combustion Turbine | Combustion Turbine | NY_Z_J | New York | 36 | Queens | 81 | 36081 | 20 | 17662 | 1969 | 2008 |  |  | N | Natural Gas, Distillate Fuel Oil | [14 empty] | 0.31589 | 0.4307 | 0.4307 | 0.4307 | 0.4307
E F Barrett | 2511_G_7 | 2511 | G | 7 |  | Combustion Turbine | Combustion Turbine | NY_Z_K | New York | 36 | Nassau | 59 | 36059 | 16.6 | 17613 | 1970 | 2011 |  |  | N | Natural Gas, Distillate Fuel Oil | [14 empty] | 1.053 | 0.35406 | 0.35406 | 0.35406 | 0.35406
Wiscoy 170 | 2646_G_1 | 2646 | G | 1 |  | Hydro |  | NY_Z_A&B | New York | 36 | Allegany | 3 | 36003 | 0.6 | 0 | 1922 | 2015 |  |  | N | Hydro | [15 empty] | 0 | 0 | 0 | 0
Wiscoy 170 | 2646_G_2 | 2646 | G | 2 |  | Hydro |  | NY_Z_A&B | New York | 36 | Allegany | 3 | 36003 | 0.4 | 0 | 1922 | 2015 |  |  | N | Hydro | [15 empty] | 0 | 0 | 0 | 0
Greenport | 2681_G_2 | 2681 | G | 2 |  | Combustion Turbine | IC Engine | NY_Z_K | New York | 36 | Suffolk | 103 | 36103 | 1.5 | 12774 | 1997 | 2015 |  |  | N | Natural Gas, Distillate Fuel Oil | [14 empty] | 1.053 | 1.9945 | 1.9945 | 1.9945 | 1.9945
Greenport | 2681_G_7 | 2681 | G | 7 |  | Combustion Turbine | IC Engine | NY_Z_K | New York | 36 | Suffolk | 103 | 36103 | 1.6 | 12774 | 1997 | 2015 |  |  | N | Natural Gas, Distillate Fuel Oil | [14 empty] | 1.053 | 1.9945 | 1.9945 | 1.9945 | 1.9945
Cape Fear | 2708_G_1B | 2708 | G | 1B |  | Combined Cycle |  | S_VACA | North Carolina | 37 | Chatham | 37 | 37037 | 11 | 15000 | 1969 | 2013 |  |  | N | Distillate Fuel Oil | [14 empty] | 2.3 | 1.1998 | 1.1998 | 1.1998 | 1.1998
Lee | 2709_G_GT1 | 2709 | G | GT1 |  | Combustion Turbine | Combustion Turbine | S_VACA | North Carolina | 37 | Wayne | 191 | 37191 | 12 | 25000 | 1968 | 2012 |  |  | N | Distillate Fuel Oil | [14 empty] | 2.3 | 1.2002 | 1.2002 | 1.2002 | 1.2002
Lee | 2709_G_GT2 | 2709 | G | GT2 |  | Combustion Turbine | Combustion Turbine | S_VACA | North Carolina | 37 | Wayne | 191 | 37191 | 21 | 25000 | 1971 | 2012 |  |  | N | Distillate Fuel Oil | [14 empty] | 2.3 | 1.2001 | 1.2001 | 1.2001 | 1.2001
Lee | 2709_G_GT3 | 2709 | G | GT3 |  | Combustion Turbine | Combustion Turbine | S_VACA | North Carolina | 37 | Wayne | 191 | 37191 | 21 | 25000 | 1971 | 2012 |  |  | N | Distillate Fuel Oil | [14 empty] | 2.3 | 1.2 | 1.2 | 1.2 | 1.2
Lee | 2709_G_GT4 | 2709 | G | GT4 |  | Combustion Turbine | Combustion Turbine | S_VACA | North Carolina | 37 | Wayne | 191 | 37191 | 21 | 25000 | 1971 | 2012 |  |  | N | Distillate Fuel Oil | [14 empty] | 2.3 | 1.2015 | 1.2015 | 1.2015 | 1.2015
Kitty Hawk | 2757_G_GT1 | 2757 | G | GT1 |  | Combustion Turbine | Combustion Turbine | PJM_Dom | North Carolina | 37 | Dare | 55 | 37055 | 16 | 25000 | 1971 | 2011 |  |  | N | Distillate Fuel Oil | [14 empty] | 2.3 | 1.2002 | 1.2002 | 1.2002 | 1.2002
Kitty Hawk | 2757_G_GT2 | 2757 | G | GT2 |  | Combustion Turbine | Combustion Turbine | PJM_Dom | North Carolina | 37 | Dare | 55 | 37055 | 15 | 25000 | 1971 | 2011 |  |  | N | Distillate Fuel Oil | [14 empty] | 2.3 | 1.2002 | 1.2002 | 1.2002 | 1.2002
Williston | 2791_G_2 | 2791 | G | 2 |  | Combustion Turbine | Combustion Turbine | MIS_MAPP | North Dakota | 38 | Williams | 105 | 38105 | 4.7 | 19311 | 1953 | 2012 |  |  | N | Natural Gas | [14 empty] | 3 | 0.47776 | 0.47776 | 0.47776 | 0.47776
Geysers Unit 5-20 | 286_G_U10 | 286 | G | U10 |  | Geothermal |  | WEC_CALN | California | 6 | Sonoma | 97 | 06097 | 30 | 9760 | 1973 | 2015 |  |  | N | Geothermal | [15 empty] | 0 | 0 | 0 | 0 | 0.3713 | 0.3713 | 0.3713
Geysers Unit 5-20 | 286_G_U9 | 286 | G | U9 |  | Geothermal |  | WEC_CALN | California | 6 | Sonoma | 97 | 06097 | 30 | 9760 | 1973 | 2015 |  |  | N | Geothermal | [15 empty] | 0 | 0 | 0 | 0 | 0.3713 | 0.3713 | 0.3713
Powerdale | 3031_G_1 | 3031 | G | 1 |  | Hydro |  | WECC_PNW | Oregon | 41 | Hood River | 27 | 41027 | 6 | 0 | 1923 | 2007 |  |  | N | Hydro | [15 empty] | 0 | 0 | 0 | 0
Brunot Island | 3096_G_1B | 3096 | G | 1B |  | Combustion Turbine | Combustion Turbine | PJM_West | Pennsylvania | 42 | Allegheny | 3 | 42003 | 15 | 19053 | 1972 | 2014 |  |  | N | Distillate Fuel Oil | [14 empty] | 0.5 | 0.60555 | 0.60555 | 0.60555 | 0.60555
Brunot Island | 3096_G_1C | 3096 | G | 1C |  | Combustion Turbine | Combustion Turbine | PJM_West | Pennsylvania | 42 | Allegheny | 3 | 42003 | 15 | 19053 | 1972 | 2014 |  |  | N | Distillate Fuel Oil | [14 empty] | 0.5 | 0.60555 | 0.60555 | 0.60555 | 0.60555
Schuylkill Generating Station | 3169_G_IC1 | 3169 | G | IC1 |  | Combustion Turbine | IC Engine | PJM_EMAC | Pennsylvania | 42 | Philadelphia | 101 | 42101 | 2.7 | 12774 | 1967 | 2012 |  |  | N | Distillate Fuel Oil | [14 empty] | 0.6 | 2.3355 | 2.3355 | 2.3355 | 2.3355
Eagle Mountain | 3489_G_1 | 3489 | G | 1 | 2405 | O/G Steam |  | ERC_REST | Texas | 48 | Tarrant | 439 | 48439 | 115 | 10896 | 1954 | 2012 |  |  | N | Natural Gas, Residual Fuel Oil |  |  |  |  | BOOS | [9 empty] | 1.16 | 0.20162 | 0.20162 | 0.20162 | 0.20162
Eagle Mountain | 3489_G_2 | 3489 | G | 2 | 2406 | O/G Steam |  | ERC_REST | Texas | 48 | Tarrant | 439 | 48439 | 175 | 10896 | 1956 | 2012 |  |  | N | Natural Gas, Residual Fuel Oil |  |  |  |  | BOOS + LNB | [9 empty] | 1.16 | 0.20162 | 0.20162 | 0.20162 | 0.20162
Eagle Mountain | 3489_G_3 | 3489 | G | 3 | 2407 | O/G Steam |  | ERC_REST | Texas | 48 | Tarrant | 439 | 48439 | 375 | 10896 | 1971 | 2012 |  |  | N | Natural Gas |  |  |  |  | LNB | [9 empty] | 1.16 | 0.20162 | 0.20162 | 0.20162 | 0.20162
Morgan Creek | 3492_G_5 | 3492 | G | 5 |  | O/G Steam |  | ERC_WEST | Texas | 48 | Mitchell | 335 | 48335 | 175 | 10896 | 1959 | 2012 |  |  | N | Natural Gas, Residual Fuel Oil |  |  |  |  | CM | [9 empty] | 1.16 | 0.20162 | 0.20162 | 0.20162 | 0.20162
Morgan Creek | 3492_G_6 | 3492 | G | 6 |  | O/G Steam |  | ERC_WEST | Texas | 48 | Mitchell | 335 | 48335 | 511 | 10896 | 1966 | 2012 |  |  | N | Natural Gas, Residual Fuel Oil |  |  |  |  | BOOS + FR | [9 empty] | 1.16 | 0.14399 | 0.14399 | 0.14399 | 0.14399
Morris Sheppard | 3557_G_1 | 3557 | G | 1 |  | Hydro |  | ERC_REST | Texas | 48 | Palo Pinto | 363 | 48363 | 12 | 0 | 1942 | 2014 |  |  | N | Hydro | [15 empty] | 0 | 0 | 0 | 0
Morris Sheppard | 3557_G_2 | 3557 | G | 2 |  | Hydro |  | ERC_REST | Texas | 48 | Palo Pinto | 363 | 48363 | 12 | 0 | 1942 | 2014 |  |  | N | Hydro | [15 empty] | 0 | 0 | 0 | 0
Bountiful City | 3665_G_2 | 3665 | G | 2 |  | Combustion Turbine | IC Engine | WECC_UT | Utah | 49 | Davis | 11 | 49011 | 1.2 | 12774 | 1959 | 2011 |  |  | N | Natural Gas, Distillate Fuel Oil | [14 empty] | 0.85 | 2.0543 | 2.0543 | 2.0543 | 2.0543
Bountiful City | 3665_G_6 | 3665 | G | 6 |  | Combustion Turbine | IC Engine | WECC_UT | Utah | 49 | Davis | 11 | 49011 | 2.5 | 12774 | 1962 | 2011 |  |  | N | Natural Gas, Distillate Fuel Oil | [14 empty] | 0.85 | 2.0543 | 2.0543 | 2.0543 | 2.0543
Chesapeake | 3803_G_10 | 3803 | G | 10 |  | Combustion Turbine | Combustion Turbine | PJM_Dom | Virginia | 51 | Chesapeake | 550 | 51550 | 16 | 20917 | 1970 | 2011 |  |  | N | Distillate Fuel Oil | [14 empty] | 2.64 | 0.76538 | 0.76538 | 0.76538 | 0.76538
Nine Mile | 3869_G_1 | 3869 | G | 1 |  | Hydro |  | WECC_PNW | Washington | 53 | Spokane | 63 | 53063 | 8.9 | 0 | 1910 | 2005 |  |  | N | Hydro | [15 empty] | 0 | 0 | 0 | 0
Wanapum | 3888_G_2 | 3888 | G | 2 |  | Hydro |  | WECC_PNW | Washington | 53 | Grant | 25 | 53025 | 97 | 0 | 1963 | 2012 |  |  | N | Hydro | [15 empty] | 0 | 0 | 0 | 0
Union Carbide Seadrift Cogen | 50150_G_IGT | 50150 | G | IGT |  | Combined Cycle |  | ERC_REST | Texas | 48 | Calhoun | 57 | 48057 | 12 | 9714 | 1969 | 2015 |  |  | N | Natural Gas | [15 empty] | 0.25593 | 0.25593 | 0.25593 | 0.25593
Porterdale Hydro | 50242_G_TB-2 | 50242 | G | TB-2 |  | Hydro |  | S_SOU | Georgia | 13 | Newton | 217 | 13217 | 0.7 | 0 | 1982 | 2015 |  |  | N | Hydro | [15 empty] | 0 | 0 | 0 | 0
TXU Sweetwater Generating Plant | 50615_G_GT01 | 50615 | G | GT01 |  | Combined Cycle |  | ERC_WEST | Texas | 48 | Nolan | 353 | 48353 | 41 | 10320 | 1989 | 2012 |  |  | Y | Natural Gas | [15 empty] | 0.14055 | 0.14055 | 0.14055 | 0.14055
TXU Sweetwater Generating Plant | 50615_G_GT02 | 50615 | G | GT02 |  | Combined Cycle |  | ERC_WEST | Texas | 48 | Nolan | 353 | 48353 | 86 | 10320 | 1989 | 2012 |  |  | N | Natural Gas | [15 empty] | 0.14055 | 0.14055 | 0.14055 | 0.14055
TXU Sweetwater Generating Plant | 50615_G_GT03 | 50615 | G | GT03 |  | Combined Cycle |  | ERC_WEST | Texas | 48 | Nolan | 353 | 48353 | 86 | 10320 | 1989 | 2012 |  |  | N | Natural Gas | [15 empty] | 0.14055 | 0.14055 | 0.14055 | 0.14055
Steamboat 1 | 50763_G_OE11 | 50763 | G | OE11 |  | Geothermal |  | WECC_NNV | Nevada | 32 | Washoe | 31 | 32031 | 0.9 | 9760 | 1986 | 2015 |  |  | N | Geothermal | [15 empty] | 0 | 0 | 0 | 0 | 0.4563 | 0.4563 | 0.4563
Steamboat 1 | 50763_G_OE12 | 50763 | G | OE12 |  | Geothermal |  | WECC_NNV | Nevada | 32 | Washoe | 31 | 32031 | 0.9 | 9760 | 1986 | 2015 |  |  | N | Geothermal | [15 empty] | 0 | 0 | 0 | 0 | 0.4563 | 0.4563 | 0.4563
Steamboat 1 | 50763_G_OE13 | 50763 | G | OE13 |  | Geothermal |  | WECC_NNV | Nevada | 32 | Washoe | 31 | 32031 | 0.9 | 9760 | 1986 | 2015 |  |  | N | Geothermal | [15 empty] | 0 | 0 | 0 | 0 | 0.4563 | 0.4563 | 0.4563
Steamboat 1 | 50763_G_OE14 | 50763 | G | OE14 |  | Geothermal |  | WECC_NNV | Nevada | 32 | Washoe | 31 | 32031 | 0.9 | 9760 | 1986 | 2015 |  |  | N | Geothermal | [15 empty] | 0 | 0 | 0 | 0 | 0.4563 | 0.4563 | 0.4563
Steamboat 1 | 50763_G_OE21 | 50763 | G | OE21 |  | Geothermal |  | WECC_NNV | Nevada | 32 | Washoe | 31 | 32031 | 0.9 | 9760 | 1986 | 2015 |  |  | N | Geothermal | [15 empty] | 0 | 0 | 0 | 0 | 0.4563 | 0.4563 | 0.4563
Steamboat 1 | 50763_G_OE22 | 50763 | G | OE22 |  | Geothermal |  | WECC_NNV | Nevada | 32 | Washoe | 31 | 32031 | 0.9 | 9760 | 1986 | 2015 |  |  | N | Geothermal | [15 empty] | 0 | 0 | 0 | 0 | 0.4563 | 0.4563 | 0.4563
Steamboat 1 | 50763_G_OE23 | 50763 | G | OE23 |  | Geothermal |  | WECC_NNV | Nevada | 32 | Washoe | 31 | 32031 | 0.9 | 9760 | 1986 | 2015 |  |  | N | Geothermal | [15 empty] | 0 | 0 | 0 | 0 | 0.4563 | 0.4563 | 0.4563
Ivy River Hydro | 50890_G_GEN1 | 50890 | G | GEN1 |  | Hydro |  | S_VACA | North Carolina | 37 | Madison | 115 | 37115 | 0.2 | 0 | 1985 | 2015 |  |  | N | Hydro | [15 empty] | 0 | 0 | 0 | 0
Ivy River Hydro | 50890_G_GEN2 | 50890 | G | GEN2 |  | Hydro |  | S_VACA | North Carolina | 37 | Madison | 115 | 37115 | 0.2 | 0 | 1985 | 2015 |  |  | N | Hydro | [15 empty] | 0 | 0 | 0 | 0
Ivy River Hydro | 50890_G_GEN3 | 50890 | G | GEN3 |  | Hydro |  | S_VACA | North Carolina | 37 | Madison | 115 | 37115 | 0.2 | 0 | 1985 | 2015 |  |  | N | Hydro | [15 empty] | 0 | 0 | 0 | 0
Ivy River Hydro | 50890_G_GEN4 | 50890 | G | GEN4 |  | Hydro |  | S_VACA | North Carolina | 37 | Madison | 115 | 37115 | 0.2 | 0 | 1985 | 2015 |  |  | N | Hydro | [15 empty] | 0 | 0 | 0 | 0
Ivy River Hydro | 50890_G_GEN5 | 50890 | G | GEN5 |  | Hydro |  | S_VACA | North Carolina | 37 | Madison | 115 | 37115 | 0.2 | 0 | 1985 | 2015 |  |  | N | Hydro | [15 empty] | 0 | 0 | 0 | 0
Ivy River Hydro | 50890_G_GEN6 | 50890 | G | GEN6 |  | Hydro |  | S_VACA | North Carolina | 37 | Madison | 115 | 37115 | 0.2 | 0 | 1985 | 2015 |  |  | N | Hydro | [15 empty] | 0 | 0 | 0 | 0
Herkimer | 52057_G_01 | 52057 | G | 01 |  | Hydro |  | NY_Z_C&E | New York | 36 | Herkimer | 43 | 36043 | 0.1 | 0 | 1987 | 2015 |  |  | N | Hydro | [15 empty] | 0 | 0 | 0 | 0
Herkimer | 52057_G_02 | 52057 | G | 02 |  | Hydro |  | NY_Z_C&E | New York | 36 | Herkimer | 43 | 36043 | 0.1 | 0 | 1987 | 2015 |  |  | N | Hydro | [15 empty] | 0 | 0 | 0 | 0
Herkimer | 52057_G_03 | 52057 | G | 03 |  | Hydro |  | NY_Z_C&E | New York | 36 | Herkimer | 43 | 36043 | 0.1 | 0 | 1987 | 2015 |  |  | N | Hydro | [15 empty] | 0 | 0 | 0 | 0
Herkimer | 52057_G_04 | 52057 | G | 04 |  | Hydro |  | NY_Z_C&E | New York | 36 | Herkimer | 43 | 36043 | 0.1 | 0 | 1987 | 2015 |  |  | N | Hydro | [15 empty] | 0 | 0 | 0 | 0
Steamboat 1A Power Plant | 52138_G_DE32 | 52138 | G | DE32 |  | Geothermal |  | WECC_NNV | Nevada | 32 | Washoe | 31 | 32031 | 0.9 | 9760 | 1988 | 2015 |  |  | N | Geothermal | [15 empty] | 0 | 0 | 0 | 0 | 0.4563 | 0.4563 | 0.4563
Yuma | 524_G_3 | 524 | G | 3 |  | Combustion Turbine | IC Engine | WECC_CO | Colorado | 8 | Yuma | 125 | 08125 | 0.2 | 12774 | 1938 | 2015 |  |  | N | Distillate Fuel Oil | [14 empty] | 1.2 | 2.3355 | 2.3355 | 2.3355 | 2.3355
Wythe Park Power Petersburg Plant | 54045_G_1 | 54045 | G | 1 |  | Fossil Waste |  | PJM_Dom | Virginia | 51 | Petersburg | 730 | 51730 | 3 | 10745 | 1989 | 2013 |  |  | N | Fossil Waste | [14 empty] | 2.64 | 0.085602 | 0.085602 | 0.085602 | 0.085602
Upper Androscoggin | 54202_G_2 | 54202 | G | 2 |  | Hydro |  | NENG_ME | Maine | 23 | Androscoggin | 1 | 23001 | 0.5 | 0 | 1920 | 2015 |  |  | N | Hydro | [15 empty] | 0 | 0 | 0 | 0
Alvarado Hydro Facility | 54242_G_AHF | 54242 | G | AHF |  | Hydro |  | WEC_SDGE | California | 6 | San Diego | 73 | 06073 | 1.4 | 0 | 1985 | 2011 |  |  | N | Hydro | [15 empty] | 0 | 0 | 0 | 0
CTV Power Purchase Contract Trust | 54300_G_SX1S | 54300 | G | SX1S |  | Wind |  | WECC_SCE | California | 6 | Kern | 29 | 06029 | 0.1 | 0 | 1985 | 2015 |  |  | N | Wind | [15 empty] | 0 | 0 | 0 | 0
Small Hydro of Texas | 55000_G_01 | 55000 | G | 01 |  | Hydro |  | ERC_REST | Texas | 48 | DeWitt | 123 | 48123 | 0.4 | 0 | 1992 | 2015 |  |  | N | Hydro | [15 empty] | 0 | 0 | 0 | 0
Small Hydro of Texas | 55000_G_02 | 55000 | G | 02 |  | Hydro |  | ERC_REST | Texas | 48 | DeWitt | 123 | 48123 | 0.4 | 0 | 1993 | 2015 |  |  | N | Hydro | [15 empty] | 0 | 0 | 0 | 0
Small Hydro of Texas | 55000_G_03 | 55000 | G | 03 |  | Hydro |  | ERC_REST | Texas | 48 | DeWitt | 123 | 48123 | 0.4 | 0 | 1993 | 2015 |  |  | N | Hydro | [15 empty] | 0 | 0 | 0 | 0
Biodyne Pontiac | 55054_G_1 | 55054 | G | 1 |  | Landfill Gas |  | MIS_IL | Illinois | 17 | Livingston | 105 | 17105 | 4.2 | 19311 | 1999 | 2015 |  |  | N | Landfill Gas | [15 empty] | 0.043947 | 0.043947 | 0.043947 | 0.043947
Biodyne Pontiac | 55054_G_3 | 55054 | G | 3 |  | Landfill Gas |  | MIS_IL | Illinois | 17 | Livingston | 105 | 17105 | 4.2 | 19311 | 1999 | 2015 |  |  | N | Landfill Gas | [15 empty] | 0.043947 | 0.043947 | 0.043947 | 0.043947
Biodyne Pontiac | 55054_G_GEN2 | 55054 | G | GEN2 |  | Landfill Gas |  | MIS_IL | Illinois | 17 | Livingston | 105 | 17105 | 4.2 | 19311 | 2000 | 2015 |  |  | N | Landfill Gas | [15 empty] | 0.043947 | 0.043947 | 0.043947 | 0.043947
Biodyne Peoria | 55057_G_001 | 55057 | G | 001 |  | Landfill Gas |  | MIS_IL | Illinois | 17 | Peoria | 143 | 17143 | 0.8 | 13500 | 1997 | 2015 |  |  | N | Landfill Gas | [15 empty] | 0.043947 | 0.043947 | 0.043947 | 0.043947
Biodyne Peoria | 55057_G_002 | 55057 | G | 002 |  | Landfill Gas |  | MIS_IL | Illinois | 17 | Peoria | 143 | 17143 | 0.8 | 13500 | 1997 | 2015 |  |  | N | Landfill Gas | [15 empty] | 0.043947 | 0.043947 | 0.043947 | 0.043947
Biodyne Peoria | 55057_G_004 | 55057 | G | 004 |  | Landfill Gas |  | MIS_IL | Illinois | 17 | Peoria | 143 | 17143 | 0.8 | 13500 | 1997 | 2015 |  |  | N | Landfill Gas | [15 empty] | 0.043947 | 0.043947 | 0.043947 | 0.043947
Biodyne Peoria | 55057_G_005 | 55057 | G | 005 |  | Landfill Gas |  | MIS_IL | Illinois | 17 | Peoria | 143 | 17143 | 0.8 | 13500 | 1997 | 2015 |  |  | N | Landfill Gas | [15 empty] | 0.043947 | 0.043947 | 0.043947 | 0.043947
Biodyne Lyons | 55060_G_001 | 55060 | G | 001 |  | Landfill Gas |  | PJM_COMD | Illinois | 17 | Cook | 31 | 17031 | 0.9 | 13500 | 1997 | 2015 |  |  | N | Landfill Gas | [15 empty] | 0.043947 | 0.043947 | 0.043947 | 0.043947
Biodyne Lyons | 55060_G_002 | 55060 | G | 002 |  | Landfill Gas |  | PJM_COMD | Illinois | 17 | Cook | 31 | 17031 | 0.9 | 13500 | 1997 | 2015 |  |  | N | Landfill Gas | [15 empty] | 0.043947 | 0.043947 | 0.043947 | 0.043947
Biodyne Lyons | 55060_G_004 | 55060 | G | 004 |  | Landfill Gas |  | PJM_COMD | Illinois | 17 | Cook | 31 | 17031 | 0.9 | 13500 | 1997 | 2015 |  |  | N | Landfill Gas | [15 empty] | 0.043947 | 0.043947 | 0.043947 | 0.043947
New Albany Energy Facility | 55080_G_1 | 55080 | G | 1 |  | Combustion Turbine | Combustion Turbine | S_C_TVA | Mississippi | 28 | Union | 145 | 28145 | 60 | 14384 | 1999 | 2015 |  |  | N | Natural Gas | [14 empty] | 4.8 | 0.059467 | 0.059467 | 0.059467 | 0.059467
New Albany Energy Facility | 55080_G_2 | 55080 | G | 2 |  | Combustion Turbine | Combustion Turbine | S_C_TVA | Mississippi | 28 | Union | 145 | 28145 | 60 | 14384 | 1999 | 2015 |  |  | N | Natural Gas | [14 empty] | 4.8 | 0.059467 | 0.059467 | 0.059467 | 0.059467
New Albany Energy Facility | 55080_G_3 | 55080 | G | 3 |  | Combustion Turbine | Combustion Turbine | S_C_TVA | Mississippi | 28 | Union | 145 | 28145 | 60 | 14384 | 1999 | 2015 |  |  | N | Natural Gas | [14 empty] | 4.8 | 0.059467 | 0.059467 | 0.059467 | 0.059467
New Albany Energy Facility | 55080_G_4 | 55080 | G | 4 |  | Combustion Turbine | Combustion Turbine | S_C_TVA | Mississippi | 28 | Union | 145 | 28145 | 60 | 14384 | 1999 | 2015 |  |  | N | Natural Gas | [14 empty] | 4.8 | 0.059467 | 0.059467 | 0.059467 | 0.059467
New Albany Energy Facility | 55080_G_5 | 55080 | G | 5 |  | Combustion Turbine | Combustion Turbine | S_C_TVA | Mississippi | 28 | Union | 145 | 28145 | 60 | 14384 | 1999 | 2015 |  |  | N | Natural Gas | [14 empty] | 4.8 | 0.059467 | 0.059467 | 0.059467 | 0.059467
New Albany Energy Facility | 55080_G_6 | 55080 | G | 6 |  | Combustion Turbine | Combustion Turbine | S_C_TVA | Mississippi | 28 | Union | 145 | 28145 | 60 | 14384 | 1999 | 2015 |  |  | N | Natural Gas | [14 empty] | 4.8 | 0.059467 | 0.059467 | 0.059467 | 0.059467
Balefill LFG Project | 55159_G_UNT1 | 55159 | G | UNT1 |  | Landfill Gas |  | PJM_EMAC | New Jersey | 34 | BERGEN | 3 | 34003 | 0.1 | 13500 | 1998 | 2010 |  |  | N | Landfill Gas | [15 empty] | 0.043947 | 0.043947 | 0.043947 | 0.043947
Balefill LFG Project | 55159_G_UNT2 | 55159 | G | UNT2 |  | Landfill Gas |  | PJM_EMAC | New Jersey | 34 | BERGEN | 3 | 34003 | 0.1 | 13500 | 1998 | 2010 |  |  | N | Landfill Gas | [15 empty] | 0.043947 | 0.043947 | 0.043947 | 0.043947
Washington Parish Energy Center | 55486_G_CTG1 | 55486 | G | CTG1 |  | Combined Cycle |  | S_D_AMSO | Louisiana | 22 | Washington | 117 | 22117 | 172 | 7050 | 2015 | 2016 |  |  | N | Natural Gas | [15 empty] | 0.05 | 0.05 | 0.05 | 0.05
Washington Parish Energy Center | 55486_G_CTG2 | 55486 | G | CTG2 |  | Combined Cycle |  | S_D_AMSO | Louisiana | 22 | Washington | 117 | 22117 | 172 | 7050 | 2015 | 2016 |  |  | N | Natural Gas | [15 empty] | 0.05 | 0.05 | 0.05 | 0.05
Washington Parish Energy Center | 55486_G_ST1 | 55486 | G | ST1 |  | Combined Cycle |  | S_D_AMSO | Louisiana | 22 | Washington | 117 | 22117 | 215 | 7050 | 2015 | 2016 |  |  | N | Natural Gas | [15 empty] | 0.05 | 0.05 | 0.05 | 0.05
Bluebonnet | 55552_G_UNT2 | 55552 | G | UNT2 |  | Landfill Gas |  | ERC_REST | Texas | 48 | Harris | 201 | 48201 | 1 | 13500 | 2003 | 2015 |  |  | N | Landfill Gas | [15 empty] | 0.043947 | 0.043947 | 0.043947 | 0.043947
HMDC Kingsland Landfill | 55604_G_UNT1 | 55604 | G | UNT1 |  | Landfill Gas |  | PJM_EMAC | New Jersey | 34 | BERGEN | 3 | 34003 | 0.1 | 13500 | 1999 | 2010 |  |  | N | Landfill Gas | [15 empty] | 0.043947 | 0.043947 | 0.043947 | 0.043947
HMDC Kingsland Landfill | 55604_G_UNT2 | 55604 | G | UNT2 |  | Landfill Gas |  | PJM_EMAC | New Jersey | 34 | BERGEN | 3 | 34003 | 0.1 | 13500 | 1999 | 2010 |  |  | N | Landfill Gas | [15 empty] | 0.043947 | 0.043947 | 0.043947 | 0.043947
HMDC Kingsland Landfill | 55604_G_UNT3 | 55604 | G | UNT3 |  | Landfill Gas |  | PJM_EMAC | New Jersey | 34 | BERGEN | 3 | 34003 | 0.1 | 13500 | 2002 | 2010 |  |  | N | Landfill Gas | [15 empty] | 0.043947 | 0.043947 | 0.043947 | 0.043947
Dunbarton Energy Partners LP | 55779_G_MA1 | 55779 | G | MA1 |  | Landfill Gas |  | NENGREST | New Hampshire | 33 | Hillsborough | 11 | 33011 | 0.6 | 13500 | 1988 | 2012 |  |  | N | Landfill Gas | [14 empty] | 0.069 | 0.043947 | 0.043947 | 0.043947 | 0.043947
Dunbarton Energy Partners LP | 55779_G_MA2 | 55779 | G | MA2 |  | Landfill Gas |  | NENGREST | New Hampshire | 33 | Hillsborough | 11 | 33011 | 0.6 | 25829 | 1988 | 2012 |  |  | N | Landfill Gas | [14 empty] | 0.069 | 0.043947 | 0.043947 | 0.043947 | 0.043947
SBD 9801 Aegon Martha's Way | 56072_G_01 | 56072 | G | 01 |  | Combustion Turbine | IC Engine | MIS_IA | Iowa | 19 | Linn | 113 | 19113 | 1 | 11067 | 1998 | 2012 |  |  | N | Distillate Fuel Oil | [14 empty] | 2.5 | 2.3355 | 2.3355 | 2.3355 | 2.3355
Groveton Paper Board | 56140_G_TUR1 | 56140 | G | TUR1 |  | Combustion Turbine | Combustion Turbine | NENGREST | New Hampshire | 33 | Coos | 7 | 33007 | 4 | 12724 | 2001 | 2012 |  |  | Y | Natural Gas, Distillate Fuel Oil | [14 empty] | 1.053 | 0.18367 | 0.18367 | 0.18367 | 0.18367
Groveton Paper Board | 56140_G_TUR2 | 56140 | G | TUR2 |  | Combustion Turbine | Combustion Turbine | NENGREST | New Hampshire | 33 | Coos | 7 | 33007 | 4 | 12724 | 2001 | 2012 |  |  | Y | Natural Gas, Distillate Fuel Oil | [14 empty] | 1.053 | 0.18367 | 0.18367 | 0.18367 | 0.18367
Western Renewable Energy | 56358_G_1 | 56358 | G | 1 |  | Biomass |  | WECC_AZ | Arizona | 4 | APACHE | 1 | 04001 | 2.5 | 24604 | 2004 | 2015 |  |  | N | Biomass | [15 empty] | 0.22926 | 0.22926 | 0.22926 | 0.22926
Swift 2 | 6265_G_21 | 6265 | G | 21 |  | Hydro |  | WECC_PNW | Washington | 53 | Cowlitz | 15 | 53015 | 34 | 0 | 1959 | 2015 |  |  | N | Hydro | [15 empty] | 0 | 0 | 0 | 0
Crystal River | 628_G_3 | 628 | G | 3 |  | Nuclear |  | FRCC | Florida | 12 | Citrus | 17 | 12017 | 1028 | 10460 | 1977 | 2013 |  |  | N | Nuclear Fuel | [15 empty] | 0 | 0 | 0 | 0
Tangier | 6390_G_3 | 6390 | G | 3 |  | Combustion Turbine | IC Engine | PJM_EMAC | Virginia | 51 | Accomack | 1 | 51001 | 0.6 | 12774 | 1974 | 2015 |  |  | N | Distillate Fuel Oil | [14 empty] | 2.64 | 2.3355 | 2.3355 | 2.3355 | 2.3355
Tangier | 6390_G_4 | 6390 | G | 4 |  | Combustion Turbine | IC Engine | PJM_EMAC | Virginia | 51 | Accomack | 1 | 51001 | 0.8 | 12774 | 1974 | 2015 |  |  | N | Distillate Fuel Oil | [14 empty] | 2.64 | 2.3355 | 2.3355 | 2.3355 | 2.3355
San Francisquito 2 | 6480_G_1 | 6480 | G | 1 |  | Hydro |  | WEC_LADW | California | 6 | Los Angeles | 37 | 06037 | 14.5 | 0 | 1920 | 2015 |  |  | N | Hydro | [15 empty] | 0 | 0 | 0 | 0
Berlin | 6565_G_3A | 6565 | G | 3A |  | Combustion Turbine | IC Engine | PJM_EMAC | Maryland | 24 | Worcester | 47 | 24047 | 1.8 | 12774 | 1999 | 2015 |  |  | N | Distillate Fuel Oil | [14 empty] | 0.3 | 2.3355 | 2.3355 | 2.3355 | 2.3355
G W Ivey | 665_G_18 | 665 | G | 18 |  | Combustion Turbine | IC Engine | FRCC | Florida | 12 | Miami-Dade | 86 | 12086 | 8 | 12774 | 1975 | 2013 |  |  | N | Natural Gas, Distillate Fuel Oil | [14 empty] | 0.8 | 2.0543 | 2.0543 | 2.0543 | 2.0543
Kewaunee | 8024_G_1 | 8024 | G | 1 |  | Nuclear |  | MIS_WUMS | Wisconsin | 55 | Kewaunee | 61 | 55061 | 566 | 10460 | 1974 | 2013 |  |  | N | Nuclear Fuel | [15 empty] | 0 | 0 | 0 | 0
Montgomery | 8025_G_1 | 8025 | G | 1 |  | Combustion Turbine | Combustion Turbine | MIS_IA | Minnesota | 27 | Le Sueur | 79 | 27079 | 20.6 | 25000 | 1974 | 2012 |  |  | N | Distillate Fuel Oil | [15 empty] | 0.76538 | 0.76538 | 0.76538 | 0.76538
Glen Gardner | 8227_G_1 | 8227 | G | 1 |  | Combustion Turbine | Combustion Turbine | PJM_EMAC | New Jersey | 34 | Hunterdon | 19 | 34019 | 20 | 25000 | 1971 | 2015 |  |  | N | Natural Gas, Distillate Fuel Oil | [14 empty] | 0.25 | 0.088 | 0.088 | 0.088 | 0.088
Glen Gardner | 8227_G_2 | 8227 | G | 2 |  | Combustion Turbine | Combustion Turbine | PJM_EMAC | New Jersey | 34 | Hunterdon | 19 | 34019 | 20 | 25000 | 1971 | 2015 |  |  | N | Natural Gas, Distillate Fuel Oil | [14 empty] | 0.25 | 0.088 | 0.088 | 0.088 | 0.088
Glen Gardner | 8227_G_3 | 8227 | G | 3 |  | Combustion Turbine | Combustion Turbine | PJM_EMAC | New Jersey | 34 | Hunterdon | 19 | 34019 | 20 | 25000 | 1971 | 2015 |  |  | N | Natural Gas, Distillate Fuel Oil | [14 empty] | 0.25 | 0.088 | 0.088 | 0.088 | 0.088
Glen Gardner | 8227_G_4 | 8227 | G | 4 |  | Combustion Turbine | Combustion Turbine | PJM_EMAC | New Jersey | 34 | Hunterdon | 19 | 34019 | 20 | 25000 | 1971 | 2015 |  |  | N | Natural Gas, Distillate Fuel Oil | [14 empty] | 0.25 | 0.088 | 0.088 | 0.088 | 0.088
Glen Gardner | 8227_G_5 | 8227 | G | 5 |  | Combustion Turbine | Combustion Turbine | PJM_EMAC | New Jersey | 34 | Hunterdon | 19 | 34019 | 20 | 25000 | 1971 | 2015 |  |  | N | Natural Gas, Distillate Fuel Oil | [14 empty] | 0.25 | 0.088 | 0.088 | 0.088 | 0.088
Glen Gardner | 8227_G_6 | 8227 | G | 6 |  | Combustion Turbine | Combustion Turbine | PJM_EMAC | New Jersey | 34 | Hunterdon | 19 | 34019 | 20 | 25000 | 1971 | 2015 |  |  | N | Natural Gas, Distillate Fuel Oil | [14 empty] | 0.25 | 0.088 | 0.088 | 0.088 | 0.088
Glen Gardner | 8227_G_7 | 8227 | G | 7 |  | Combustion Turbine | Combustion Turbine | PJM_EMAC | New Jersey | 34 | Hunterdon | 19 | 34019 | 20 | 25000 | 1971 | 2015 |  |  | N | Natural Gas, Distillate Fuel Oil | [14 empty] | 0.25 | 0.088 | 0.088 | 0.088 | 0.088
Glen Gardner | 8227_G_8 | 8227 | G | 8 |  | Combustion Turbine | Combustion Turbine | PJM_EMAC | New Jersey | 34 | Hunterdon | 19 | 34019 | 20 | 25000 | 1971 | 2015 |  |  | N | Natural Gas, Distillate Fuel Oil | [14 empty] | 0.25 | 0.088 | 0.088 | 0.088 | 0.088
Vermilion | 897_G_3 | 897 | G | 3 |  | Combustion Turbine | Combustion Turbine | MIS_IL | Illinois | 17 | Vermilion | 183 | 17183 | 10 | 17662 | 1967 | 2011 |  |  | N | Distillate Fuel Oil | [14 empty] | 1 | 1.1999 | 1.1999 | 1.1999 | 1.1999
Venice | 913_G_GT1 | 913 | G | GT1 |  | Combustion Turbine | Combustion Turbine | MIS_MO | Illinois | 17 | Madison | 119 | 17119 | 26 | 17662 | 1967 | 2011 |  |  | N | Distillate Fuel Oil | [14 empty] | 0.28 | 1.1999 | 1.1999 | 1.1999 | 1.1999
Worcester Energy | 10165_B_1 | 10165 | B | 1 |  | Biomass |  | NENG_ME | Maine | 23 | Washington | 29 | 23029 | 5.7 | 18746 | 1989 | 2013 |  |  | N | Biomass | [15 empty] | 0.22926 | 0.22926 | 0.22926 | 0.22926
Worcester Energy | 10165_B_2 | 10165 | B | 2 |  | Biomass |  | NENG_ME | Maine | 23 | Washington | 29 | 23029 | 5.7 | 18746 | 1989 | 2015 |  |  | N | Biomass | [15 empty] | 0.22926 | 0.22926 | 0.22926 | 0.22926
Worcester Energy | 10165_B_3 | 10165 | B | 3 |  | Biomass |  | NENG_ME | Maine | 23 | Washington | 29 | 23029 | 5.7 | 18746 | 1989 | 2015 |  |  | N | Biomass | [15 empty] | 0.22926 | 0.22926 | 0.22926 | 0.22926
Teche | 1400_B_2 | 1400 | B | 2 |  | O/G Steam |  | SPP_SE | Louisiana | 22 | st. Mary | 101 | 22101 | 33 | 11007 | 1956 | 2011 |  |  | N | Natural Gas | [15 empty] | 0.12195 | 0.12195 | 0.12195 | 0.12195
Crosscut | 143_B_1 | 143 | B | 1 |  | O/G Steam |  | WECC_AZ | Arizona | 4 | Maricopa | 13 | 04013 | 7.5 | 14500 | 1942 | 2015 |  |  | N | Natural Gas | [15 empty] | 0.27132 | 0.27132 | 0.27132 | 0.27132
Crosscut | 143_B_2 | 143 | B | 2 |  | O/G Steam |  | WECC_AZ | Arizona | 4 | Maricopa | 13 | 04013 | 7.5 | 14500 | 1942 | 2015 |  |  | N | Natural Gas | [15 empty] | 0.27132 | 0.27132 | 0.27132 | 0.27132
Crosscut | 143_B_3 | 143 | B | 3 |  | O/G Steam |  | WECC_AZ | Arizona | 4 | Maricopa | 13 | 04013 | 7.5 | 14500 | 1942 | 2015 |  |  | N | Natural Gas | [15 empty] | 0.27132 | 0.27132 | 0.27132 | 0.27132
Crosscut | 143_B_4 | 143 | B | 4 |  | O/G Steam |  | WECC_AZ | Arizona | 4 | Maricopa | 13 | 04013 | 2.5 | 14500 | 1949 | 2015 |  |  | N | Natural Gas | [15 empty] | 0.27132 | 0.27132 | 0.27132 | 0.27132
Crosscut | 143_B_5 | 143 | B | 5 |  | O/G Steam |  | WECC_AZ | Arizona | 4 | Maricopa | 13 | 04013 | 2.5 | 14500 | 1949 | 2015 |  |  | N | Natural Gas | [15 empty] | 0.27132 | 0.27132 | 0.27132 | 0.27132
Crosscut | 143_B_6 | 143 | B | 6 |  | O/G Steam |  | WECC_AZ | Arizona | 4 | Maricopa | 13 | 04013 | 2.5 | 14500 | 1949 | 2015 |  |  | N | Natural Gas | [15 empty] | 0.27132 | 0.27132 | 0.27132 | 0.27132
Morgan City | 1449_B_1 | 1449 | B | 1 |  | O/G Steam |  | S_D_REST | Louisiana | 22 | St. Mary | 101 | 22101 | 5.8 | 14500 | 1963 | 2012 |  |  | N | Natural Gas | [15 empty] | 0.11224 | 0.11224 | 0.11224 | 0.11224
Morgan City | 1449_B_2 | 1449 | B | 2 |  | O/G Steam |  | S_D_REST | Louisiana | 22 | St. Mary | 101 | 22101 | 5.8 | 14500 | 1963 | 2012 |  |  | N | Natural Gas | [15 empty] | 0.11224 | 0.11224 | 0.11224 | 0.11224
Harvey Couch | 169_B_1 | 169 | B | 1 |  | O/G Steam |  | S_D_REST | Arkansas | 5 | Lafayette | 73 | 05073 | 12 | 14500 | 1943 | 2011 |  |  | N | Natural Gas, Residual Fuel Oil | [14 empty] | 3.6824 | 0.75432 | 0.75432 | 0.75432 | 0.75432
B C Cobb | 1695_B_1 | 1695 | B | 1 |  | O/G Steam |  | MIS_LMI | Michigan | 26 | Muskegon | 121 | 26121 | 62 | 13240 | 2000 | 2016 |  |  | N | Natural Gas | [14 empty] | 0.2 | 0.1446 | 0.1446 | 0.1446 | 0.1446
B C Cobb | 1695_B_2 | 1695 | B | 2 |  | O/G Steam |  | MIS_LMI | Michigan | 26 | Muskegon | 121 | 26121 | 62 | 13240 | 1999 | 2016 |  |  | N | Natural Gas | [14 empty] | 0.2 | 0.1446 | 0.1446 | 0.1446 | 0.1446
B C Cobb | 1695_B_3 | 1695 | B | 3 |  | O/G Steam |  | MIS_LMI | Michigan | 26 | Muskegon | 121 | 26121 | 62 | 13240 | 2000 | 2016 |  |  | N | Natural Gas | [14 empty] | 0.2 | 0.1446 | 0.1446 | 0.1446 | 0.1446
Conners Creek | 1726_B_15 | 1726 | B | 15 |  | O/G Steam |  | MIS_LMI | Michigan | 26 | Wayne | 163 | 26163 | 58 | 11915 | 1951 | 2013 |  |  | N | Natural Gas | [14 empty] | 0.2 | 0.13762 | 0.13762 | 0.13762 | 0.13762
Conners Creek | 1726_B_16 | 1726 | B | 16 |  | O/G Steam |  | MIS_LMI | Michigan | 26 | Wayne | 163 | 26163 | 58 | 11915 | 1951 | 2013 |  |  | N | Natural Gas | [14 empty] | 0.2 | 0.13762 | 0.13762 | 0.13762 | 0.13762
Conners Creek | 1726_B_17 | 1726 | B | 17 |  | O/G Steam |  | MIS_LMI | Michigan | 26 | Wayne | 163 | 26163 | 58 | 11915 | 1951 | 2012 |  |  | N | Natural Gas | [14 empty] | 0.2 | 0.13762 | 0.13762 | 0.13762 | 0.13762
Conners Creek | 1726_B_18 | 1726 | B | 18 |  | O/G Steam |  | MIS_LMI | Michigan | 26 | Wayne | 163 | 26163 | 58 | 11915 | 1951 | 2012 |  |  | N | Natural Gas | [14 empty] | 0.2 | 0.13762 | 0.13762 | 0.13762 | 0.13762
Deepwater | 2384_B_1 | 2384 | B | 1 |  | O/G Steam |  | PJM_EMAC | New Jersey | 34 | Salem | 33 | 34033 | 78 | 11416 | 1958 | 2014 |  |  | N | Natural Gas | [5 empty] | SNCR | [8 empty] | 2 | 1 | 0.2891 | 1 | 0.2891
Animas | 2465_B_4 | 2465 | B | 4 |  | O/G Steam |  | WECC_NM | New Mexico | 35 | San Juan | 45 | 35045 | 16 | 14500 | 1960 | 2012 |  |  | N | Natural Gas | [15 empty] | 0.1886 | 0.1886 | 0.1886 | 0.1886
Tulsa | 2965_B_1403 | 2965 | B | 1403 |  | O/G Steam |  | SPP_WEST | Oklahoma | 40 | Tulsa | 143 | 40143 | 65 | 13240 | 1958 | 2012 |  |  | N | Natural Gas, Distillate Fuel Oil | [15 empty] | 0.24202 | 0.24202 | 0.24202 | 0.24202
Schuylkill Generating Station | 3169_B_1 | 3169 | B | 1 |  | O/G Steam |  | PJM_EMAC | Pennsylvania | 42 | Philadelphia | 101 | 42101 | 166 | 12570 | 1958 | 2012 |  |  | N | Residual Fuel Oil | [14 empty] | 0.53 | 0.37354 | 0.37354 | 0.37354 | 0.37354
El Segundo Power | 330_B_3 | 330 | B | 3 |  | O/G Steam |  | WECC_SCE | California | 6 | Los Angeles | 37 | 06037 | 325 | 12139 | 1964 | 2013 |  |  | N | Natural Gas | [5 empty] | SCR | [8 empty] | 1.3151 | 0.0072438 | 0.0072438 | 0.0072438 | 0.0072438
Permian Basin | 3494_B_5 | 3494 | B | 5 |  | O/G Steam |  | ERC_WEST | Texas | 48 | Ward | 475 | 48475 | 115 | 14500 | 1959 | 2011 |  |  | N | Natural Gas | [14 empty] | 1.16 | 0.153 | 0.153 | 0.153 | 0.153
Tradinghouse | 3506_B_2 | 3506 | B | 2 |  | O/G Steam |  | ERC_REST | Texas | 48 | McLennan | 309 | 48309 | 818 | 12669 | 1972 | 2008 |  |  | N | Natural Gas | [14 empty] | 1.16 | 0.15564 | 0.15564 | 0.15564 | 0.15564
Bryan | 3561_B_3 | 3561 | B | 3 |  | O/G Steam |  | ERC_REST | Texas | 48 | Brazos | 41 | 48041 | 12 | 14500 | 1955 | 2014 |  |  | N | Natural Gas, Distillate Fuel Oil | [14 empty] | 0.0006 | 0.2166 | 0.2166 | 0.2166 | 0.2166
Bryan | 3561_B_4 | 3561 | B | 4 |  | O/G Steam |  | ERC_REST | Texas | 48 | Brazos | 41 | 48041 | 22 | 14500 | 1958 | 2014 |  |  | N | Natural Gas, Distillate Fuel Oil | [14 empty] | 0.0006 | 0.2166 | 0.2166 | 0.2166 | 0.2166
Bryan | 3561_B_5 | 3561 | B | 5 |  | O/G Steam |  | ERC_REST | Texas | 48 | Brazos | 41 | 48041 | 25 | 14500 | 1966 | 2014 |  |  | N | Natural Gas, Distillate Fuel Oil | [14 empty] | 0.0006 | 0.2166 | 0.2166 | 0.2166 | 0.2166
Bryan | 3561_B_6 | 3561 | B | 6 |  | O/G Steam |  | ERC_REST | Texas | 48 | Brazos | 41 | 48041 | 50 | 14500 | 1969 | 2014 |  |  | N | Natural Gas, Distillate Fuel Oil | [14 empty] | 0.0006 | 0.2166 | 0.2166 | 0.2166 | 0.2166
Viking Energy of Northumberland | 50771_B_B1 | 50771 | B | B1 |  | Biomass |  | PJM_WMAC | Pennsylvania | 42 | Northumberland | 97 | 42097 | 16.2 | 16171 | 1988 | 2012 |  |  | Y | Biomass | [15 empty] | 0.22926 | 0.22926 | 0.22926 | 0.22926
DeCordova | 8063_B_1 | 8063 | B | 1 |  | O/G Steam |  | ERC_REST | Texas | 48 | Hood | 221 | 48221 | 818 | 10896 | 1975 | 2013 |  |  | N | Natural Gas | [14 empty] | 1.16 | 0.15318 | 0.15318 | 0.15318 | 0.15318
Meredosia | 864_B_06 | 864 | B | 06 |  | O/G Steam |  | MIS_IL | Illinois | 17 | Morgan | 137 | 17137 | 166 | 14500 | 1975 | 2010 |  |  | N | Distillate Fuel Oil, Residual Fuel Oil | [14 empty] | 0.8 | 0.1991 | 0.1991 | 0.1991 | 0.1991
Lake Creek | 3502_G_D3 | 3502 | G | D3 |  | Combustion Turbine | IC Engine | ERC_REST | Texas | 48 | McLennan | 309 | 48309 | 2 | 12774 | 1966 | 2014 |  |  | N | Distillate Fuel Oil | [14 empty] | 0.2 | 2.3355 | 2.3355 | 2.3355 | 2.3355
G F Weaton Power Station | 50130_B_BLR1 | 50130 | B | BLR1 | 3638 | Coal Steam |  | PJM_West | Pennsylvania | 42 | Beaver | 7 | 42007 | 56 | 10386 | 1958 | 2011 | tangential | dry | N | Bituminous, Subbituminous |  |  | 22.2 | 22.2 | BF + LA + LNB |  |  |  | ESPC + C | ESPC + C | Yes |  |  |  | 0.7 | 0.25551 | 0.25551 | 0.16781 | 0.16781 | 0.64 | 0.97 | 1 | 27.2 | 27.2
G F Weaton Power Station | 50130_B_BLR2 | 50130 | B | BLR2 | 3639 | Coal Steam |  | PJM_West | Pennsylvania | 42 | Beaver | 7 | 42007 | 56 | 10386 | 1958 | 2011 | tangential | dry | N | Bituminous, Subbituminous |  |  | 22.2 | 22.2 | BF + LA + LNB |  |  |  | ESPC + C | ESPC + C | Yes |  |  |  | 0.7 | 0.22819 | 0.22819 | 0.14986 | 0.14986 | 0.64 | 0.97 | 1 | 27.2 | 27.2
Lake Side 2 | 58393_G_CT21 | 58393 | G | CT21 |  | Combined Cycle |  | WECC_UT | Utah | 49 | Utah | 49 | 49049 | 0 | 7050 | 2014 | 2014 |  |  | N | Natural Gas | [5 empty] | SCR | [9 empty] | 0.05 | 0.05 | 0.05 | 0.05
Lake Side 2 | 58393_G_CT22 | 58393 | G | CT22 |  | Combined Cycle |  | WECC_UT | Utah | 49 | Utah | 49 | 49049 | 0 | 7050 | 2014 | 2014 |  |  | N | Natural Gas | [5 empty] | SCR | [9 empty] | 0.05 | 0.05 | 0.05 | 0.05
Lake Side 2 | 58393_G_ST2 | 58393 | G | ST2 |  | Combined Cycle |  | WECC_UT | Utah | 49 | Utah | 49 | 49049 | 0 | 7050 | 2014 | 2014 |  |  | N | Natural Gas | [5 empty] | SCR | [9 empty] | 0.05 | 0.05 | 0.05 | 0.05

## Key to Emission Control
Key to Emission Controls in NEEDS v.5.15_TR_TrackC
NOx Comb Control | Definition | NOx Post-Comb Control | Definition | PM Control | Definition | Mercury_Controls | Definition | HCL_Controls | Definition
AA | Advanced Overfire Air | SCR | Selective Catalytic Reduction | B | Baghouse | ACI | Activated Carbon Injection | DSI | Dry Sobent Injection
AA + CF + NH3 | Advanced Overfire Air + Fluidized Bed Combustor + Ammonia Injection | SNCR | Selective Non-catalytic Reduction | ESPC | Electrostatic precipitator, cold side
AA + FU | Advanced Overfire Air + Fuel Reburning |  |  | ESPH + B + WS | Electrostatic precipitator, hot side + Baghouse + Wet Scrubber
AA + FU + LNB | Advanced Overfire Air + Fuel Reburning + Low NOx Burner Technology |  |  | ESPC + ESPH | Electrostatic precipitator, cold side + Electrostatic precipitator, hot side
AA + H2O | Advanced Overfire Air + Water Injection |  |  | ESPH | Electrostatic precipitator, hot side
AA + LA | Advanced Overfire Air + Low excess air |  |  | ESPH + WESP | Electrostatic precipitator, hot side + Electrostatic precipitator, wet side
AA + LNB | Advanced Overfire Air + Low NOx Burner Technology |  |  | WS | Wet Scrubber
AA + LNB + OFA | Advanced Overfire Air + Low NOx Burner Technology + Overfire Air |  |  | C | Cyclone
AA + OFA | Advanced Overfire Air + Overfire Air |  |  | ESPC + C | Electrostatic precipitator, cold side + Cyclone
BF | Biased Firing (alternative burners) |  |  | ESPC + B | Electrostatic precipitator, cold side + Baghouse
BF + BOOS | Biased Firing (alternative burners) + Burners-Out-Of-Service |  |  | ESPC + B + C | Electrostatic precipitator, cold side + Baghouse + Cyclone
BF + FR | Biased Firing (alternative burners) + Flue Gas Recirculation |  |  | ESPC + B + WS | Electrostatic precipitator, cold side + Baghouse + Wet Scrubber
BF + FR + LNB | Biased Firing (alternative burners) + Flue Gas Recirculation + Low NOx Burner Technology |  |  | B + C | Baghouse + Cyclone
BF + FR + OFA | Biased Firing (alternative burners) + Flue Gas Recirculation + Overfire Air |  |  | ESPH + B | Electrostatic precipitator, hot side + Baghouse
BF + LA | Biased Firing (alternative burners) + Low excess air |  |  | ESPC + WESP | Electrostatic precipitator, cold side + Electrostatic precipitator, wet side
BF + LA + LNB | Biased Firing (alternative burners) + Low excess air + Low NOx Burner Technology |  |  | ESPC + WS | Electrostatic precipitator, cold side + Wet Scrubber
BF + LNB | Biased Firing (alternative burners) + Low NOx Burner Technology |  |  | B + WS | Baghouse + Wet Scrubber
BF + LNB + OFA | Biased Firing (alternative burners) + Low NOx Burner Technology + Overfire Air |  |  | ESPH + C | Electrostatic precipitator, hot side + Cyclone
BF + OFA | Biased Firing (alternative burners) + Overfire Air
BOOS | Burners-Out-Of-Service
BOOS + FR | Burners-Out-Of-Service + Flue Gas Recirculation
BOOS + LN | Burners-Out-Of-Service + Low NOx Burner
BOOS + LNB | Burners-Out-Of-Service + Low NOx Burner Technology
CF | Fluidized Bed Combustor
CF + FR | Fluidized Bed Combustor + Flue Gas Recirculation
CF + FR + OFA | Fluidized Bed Combustor + Flue Gas Recirculation + Overfire Air
CF + LA + OFA | Fluidized Bed Combustor + Low excess air + Overfire Air
CF + LNB | Fluidized Bed Combustor + Low NOx Burner Technology
CF + NH3 | Fluidized Bed Combustor + Ammonia Injection
CF + NH3 + OFA | Fluidized Bed Combustor + Ammonia Injection + Overfire Air
CF + OFA | Fluidized Bed Combustor + Overfire Air
CM | Combustion Modification
CM + LNB + OFA | Combustion Modification + Low NOx Burner Technology + Overfire Air
CM + LNB + STM | Combustion Modification + Low NOx Burner Technology + Steam Injection
CM + LNBO | Combustion Modification + Low NOx Burner Technology w/ Overfire Air
CM + OFA | Combustion Modification + Overfire Air
CO | Combustion Optimization
CO + LNB | Combustion Optimization + Low NOx Burner Technology
DLNB | Dry Low NOx Burners
DLNB + H2O | Dry Low NOx Burners + Water Injection
DLNB + H2O + NH3 | Dry Low NOx Burners + Water Injection + Ammonia Injection
DLNB + NH3 | Dry Low NOx Burners + Ammonia Injection
DLNB + NH3 + STM | Dry Low NOx Burners + Ammonia Injection + Steam Injection
DLNB + STM | Dry Low NOx Burners + Steam Injection
FGR + OFA | Flue Gas Recirculation + Overfire Air
FR | Flue Gas Recirculation
FR + BOOS | Flue Gas Recirculation + Burners-Out-Of-Service
FR + H2O + LNB | Flue Gas Recirculation + Water Injection + Low NOx Burner Technology
FR + H2O + LNB + OFA | Flue Gas Recirculation + Water Injection + Low NOx Burner Technology + Overfire Air
FR + LA | Flue Gas Recirculation + Low excess air
FR + LA + LNB | Flue Gas Recirculation + Low excess air + Low NOx Burner Technology
FR + LNB | Flue Gas Recirculation + Low NOx Burner Technology
FR + LNB + BOOS | Flue Gas Recirculation + Low NOx Burner Technology + Burners-Out-Of-Service
FR + LNB + OFA | Flue Gas Recirculation + Low NOx Burner Technology + Overfire Air
FR + LNBO | Flue Gas Recirculation + Low NOx Burner Technology w/ Overfire Air
FR + LNCB | Flue Gas Recirculation + Low NOx Cell Burner
FR + OFA | Flue Gas Recirculation + Overfire Air
FR + OFA + BOOS | Flue Gas Recirculation + Overfire Air + Burners-Out-Of-Service
FR + OFA + CM | Flue Gas Recirculation + Overfire Air + Combustion Modification
FR + OFA + MR | Flue Gas Recirculation + Overfire Air + Combustion Modification/Fuel Reburning
FR + SC | Flue Gas Recirculation + Slagging
FU | Fuel Reburning
FU + LNB | Fuel Reburning + Low NOx Burner Technology
FU + LNB + OFA | Fuel Reburning + Low NOx Burner Technology + Overfire Air
FU + OFA | Fuel Reburning + Overfire Air
H2O | Water Injection
H2O + NH3 | Water Injection + Ammonia Injection
H2O + OFA | Water Injection + Overfire Air
H2O + STM | Water Injection + Steam Injection
LA | Low excess air
LA + LNB | Low excess air + Low NOx Burner Technology
LA + LNB + OFA | Low excess air + Low NOx Burner Technology + Overfire Air
LA + OFA | Low excess air + Overfire Air
LNB | Low NOx Burner Technology
LNB + BOOS | Low NOx Burner Technology + Burners-Out-Of-Service
LNB + BOOS + OFA | Low NOx Burner Technology + Burners-Out-Of-Service + Overfire Air
LNB + LNBO | Low NOx Burner Technology + Low NOx Burner Technology w/ Overfire Air
LNB + LNBO + NH3 | Low NOx Burner Technology + Low NOx Burner Technology w/ Overfire Air + Ammonia Injection
LNB + NH3 | Low NOx Burner Technology + Ammonia Injection
LNB + OFA | Low NOx Burner Technology + Overfire Air
LNB + Other | Low NOx Burner Technology + Other
LNB + SOFA | Low NOx Burner Technology + Separated Overfire Air
LNB + SOFA + STC | Low NOx Burner Technology + Separated Overfire Air + Staged Combustion
LNB + STC | Low NOx Burner Technology + Staged Combustion
LNBO | Low NOx Burner Technology w/ Overfire Air
LNBO + OFA | Low NOx Burner Technology w/ Overfire Air + Overfire Air
LNC1 | Low NOx Burner Technology w/ Closed-coupled OFA
LNC2 | Low NOx Burner Technology w/ Separated OFA
LNC2 + NH3 | Low NOx Burner Technology w/ Separated OFA + Ammonia Injection
LNC2 + OFA | Low NOx Burner Technology w/ Separated OFA + Overfire Air
LNC3 | Low NOx Burner Technology w/ Closed-coupled/Separated OFA
LNC3 + OFA | Low NOx Burner Technology w/ Closed-coupled/Separated OFA + Overfire Air
LNCB | Low NOx Cell Burner
LNCB + OFA | Low NOx Cell Burner + Overfire Air
N2 + STM | Nitrogen Injection + Steam Injection
NDI | Nitrogen Diluent Injection
NH3 | Ammonia Injection
NH3 + STM | Ammonia Injection + Steam Injection
OFA | Overfire Air
OFA + LNB + H2O + SC | Overfire Air + Low NOx Burner Technology + Water Injection + Slagging
OFA + NH3 | Overfire Air + Ammonia Injection
OFA + SC | Overfire Air + Slagging
other | Other
ROFA | Rotating Overfire Air
RRI + OFA | Rich Reagent Injection + Overfire Air
SC | Slagging
STC | Staged Combustion
STM | Steam Injection