{"text_format":"1","workbook":"xlsx","n_sheets":20,"sheets":["Overview","Picklists","Memory","Graphics","Current Default Formulas","Current Default Formulas NoAD","1. Current Parameters","2. Future Parameters","3. Comparison","Comparison Default Formulas","4. Biogas Use","Process Default Formulas","Biogas Default Formulas","5. Digester & Ancillary Equip.","Input Variables","Input Copy","Data Sheet","Glossary","EQ Surface Area and Temp","Model Assumptions"],"not_rendered":{"charts":0,"images":4,"macros":1,"external_links":2,"defined_names":29,"comments":5,"pivot_tables":0},"unopened":[],"bounds":{"document_bytes":16777216,"sheet_cells":100000,"rows_first":2000,"rows_last":500,"rows_between":2000,"halvings":0,"cell_chars":16384,"cell_head_chars":4096},"cells_cut":0,"cells_raw":0,"read":"whole","date_system":"1900"}

{"sheet":"Overview","index":0,"n_rows":108,"n_cols":22,"rows_kept":108,"cut":false,"hidden":false,"merged":[[107,2,107,21],[64,2,64,21],[1,1,1,16],[8,2,9,21],[12,2,16,21],[10,2,11,21],[54,2,54,21],[55,2,55,21],[56,2,56,21],[57,2,57,21],[95,2,95,21],[105,2,106,21],[41,1,46,21],[103,2,103,20],[35,1,39,21],[75,11,78,21],[49,2,49,21],[94,2,94,21],[53,2,53,21],[62,2,62,21],[84,2,85,10],[75,2,76,10],[58,2,58,21],[59,2,59,21],[60,2,60,21],[61,2,61,21],[63,2,63,21]]}
[]
[null,"Co-EAT: Co-digestion Economic Analysis Tool                                                                                                                                                                    An analysis tool to assess the economic feasibility of co-digestion at a Water Resource Recovery Facility",null,null,null,null,null,null,null,null,null,null,null,null,null,null,null,null,null,null,null,{"$f":"TODAY()","v":"2017-09-26"}]
[null,"U.S. EPA"]
[]
[null,"Overview"]
[]
[]
[null,"Objectives:  "]
[null,"1)","Provide an initial economic feasibility assessment for co-digestion of organic wastes at a Water Resource Recovery Facility (WRRF) using anaerobic digestion to manage wastewater solids. The analysis can also be conducted to assess the feasibility of co-digestion at facilities that do not yet use, but are considering, anaerobic digestion, including dairies and stand-alone digesters.                                                                                                                                          "]
[]
[null,"2)","Compare the relative merits of three uses of biogas: heating, electrical generation, and compressed natural gas for vehicle fuel."]
[]
[null,"3)","Provide a clear comparison of the economic implications of co-digestion, given multiple performance assumptions, and unique physical and cost parameters provided by the tool-user. Tool-users can alter physical parameters (e.g. anaerobic digester size, facility flow rates, etc.), the quantity and type of feedstock, and the biogas utilization method. The relatively simple analysis uses measured, calculated and theoretical in-puts to compare economic performance. Co-EAT helps users evaluate whether to conduct a more in-depth analysis."]
[]
[]
[]
[]
[null,"Information Needed for the Model"]
[null,"-","Feedstock Information",null,null,null,null,null,null,null,null,"-","Heating Information"]
[null,null,null,"Quantity per day",null,null,null,null,null,null,null,null,null,"Tank Materials"]
[null,null,null,"Percent solids"]
[null,null,null,"Tipping fee (If unknown, value can be chosen from a range)",null,null,null,null,null,null,null,"-","Biosolids Information"]
[null,null,null,null,null,null,null,null,null,null,null,null,null,"Cost of disposal per short ton"]
[null,"-","Digestion Information",null,null,null,null,null,null,null,null,null,null,"% solids of disposed biosolids"]
[null,null,null,"Digester dimensions"]
[null,null,null,"Estimated O&M costs",null,null,null,null,null,null,null,"-","Utility Information"]
[null,null,null,"% Volatile solids reduction",null,null,null,null,null,null,null,null,null,"Average cost of natural gas"]
[null,null,null,"Average dry weather flow",null,null,null,null,null,null,null,null,null,"Average cost of electricity per kWh"]
[]
[null,"Intended Audience:  "]
[null,"Decision-makers with technical and/or finance background"]
[null,"-","Water Resource Recovery Facility Managers and Operators"]
[null,"-","Engineers"]
[null,"-","Elected Officials and Finance Managers"]
[null,"-","Contractors, service and system providers"]
[null,"This model focuses on the emerging practice of co-digestion at Water Resource Recovery Facilities (WRRF).  Co-EAT is a screening tool for initial evaluation and does not provide a rigorous feasibility study. The model identifies the various logistical and equipment considerations within a simple spreadsheet calculator. The model compares current operating parameters to theoretical operating parameters (selected by user) in order to help the user evaluate which options should be further researched. The model is flexible. Users can adjust assumptions and costs to fit their circumstances.  There is a Manual to help explain the functions and flexibility of the model (link here)"]
[]
[]
[]
[]
[]
[null,"The model is designed to be completed in the grahical user interface (GUI). First the user inputs all values in the GUI. EPA recommends using current facility data, but some calculations, assumptions, and estimates are provided. In the \"Comparison\" worksheet, the user can use the inputs from their facility to compare the cost of various co-digestion scenarios, i.e. the costs associated with co-digesting with different feedstocks, avoided costs associated with different biogas end-uses, etc.. The comparison considers potential income from tipping fees, biogas incentives, and biosolids disposal."]
[]
[]
[]
[]
[]
[null,"U.S. EPA Contact:  "]
[null,null,"Steve Rock, rock.steven@epa.gov, 513-569-7149"]
[null,"     ","The Co-EAT model was initiated by USEPA Region 9. In 2016 it was updated by Jon Ricketts of the US EPA Office of Research and Development."]
[null,"Quick Facts:"]
[null,"EPA 10 Key Facts About Wasted Food"]
[null,"EPA Overview of Greenhouse Gases"]
[null,"●","In 2012, Americans sent about 35 million tons of wasted food to landfills. That’s 21% of the food that we grew, harvested, and bought that year, at a cost of $1.3 billion."]
[null,"●","The food Americans waste each day can fill the Rose Bowl Stadium."]
[null,"●","We throw out more wasted food and food scraps than any other kind of waste."]
[null,"●","A family of four loses $1,600 every year from the wasted food they toss out."]
[null,"●","Grocery stores, universities, stadiums and other similar businesses lose close to $165 billion on wasted food every year."]
[null,"●","13% of our country’s greenhouse gas emissions are created by growing and distributing food."]
[null,"●","More than 95% of food waste that could be composted goes to landfills instead."]
[null,"●","When wasted food goes to landfills, it generates methane as it decomposes. Methane is a greenhouse gas that’s 25 times more potent than carbon dioxide."]
[]
[null,"●","Methane is generated in landfills as waste decomposes and in the treatment of wastewater. Landfills are the third largest source of CH4 emissions in the United States."]
[]
[null,"●","25% of our country’s freshwater supplies go to producing food that gets wasted."]
[null,"Model Components:  "]
[null,"-","Current Parameters"]
[null,"-","Future Parameters"]
[null,"-","Comparison"]
[null,"-","Biogas Use"]
[null,"-","Digester and Ancillary Equip."]
[null,"-","Input Variables"]
[null,"-","Data Sheet"]
[null,"-","Glossary"]
[null,"Model Outputs:  ",null,null,null,null,null,null,null,null,null,"Model Results:  "]
[null,"-","Preliminary Cost/Benefit Analysis Comparing Current Operating Parameters to Theoretical Future Operating Parameters                                 ",null,null,null,null,null,null,null,null,"The model will help the user better understand how co-digestion and various biogas utilization methods may impact their facility both physically and economically. Specifically, the model will estimate the following:"]
[]
[null,"-","Fixed and Recurring Costs/Revenues"]
[null,"-","Capital Investments"]
[null,"-","Available or Required anaerobic digester Capacity",null,null,null,null,null,null,null,null,null,"- Capital Investments"]
[null,"-","Biogas Production and Associated Energy Value",null,null,null,null,null,null,null,null,null,"- Operational and Maintenance Costs"]
[null,"-","Biosolids Production and Associated Disposal Cost or Revenue",null,null,null,null,null,null,null,null,null,"- Biogas Generation"]
[null,null,null,null,null,null,null,null,null,null,null,null,"- Biosolids Generation"]
[null,"Model Design:  ",null,null,null,null,null,null,null,null,null,"Types of Organic Wastes Considered: "]
[null,"1)","Brings together available empirical data from current operations, vendor quotes, and studies",null,null,null,null,null,null,null,null,"- Residential food waste "]
[null,null,null,null,null,null,null,null,null,null,null,"- Commercial food waste"]
[null,"2)","User can select inputs from:",null,null,null,null,null,null,null,null,"- Fats, oils and grease (FOG)"]
[null,null,"- Default values/ranges",null,null,null,null,null,null,null,null,"- Food processing waste - fruit, vegetables, breads, rendering byproducts"]
[null,null,"- User data",null,null,null,null,null,null,null,null,"- Dairy waste - milk solids"]
[null,"3)","Provides a flexible interface:",null,null,null,null,null,null,null,null,"- Agricultural – fruit/vegetable trimmings, manure"]
[null,null,"- Accommodates varying plant size"]
[null,null,"- Incorporates existing equipment and operations"]
[]
[null,"Secondary Outputs:"]
[null,"1)","Determine the required digester volume needed to treat a given quantity of feedstock. Use this volume to determine the capital needed to construct an appropriately-sized digester/s."]
[null,"2)","Users can model feedstocks other than those considered by the tool IF the user is familiar with that feedstock’s unique parameters (i.e. percent volatile solids)"]
[]
[]
[]
[]
[]
[]
[null,"Procedure:"]
[null,"1)","Input current operating parameters using the graphical user interface (GUI). When available, users should input measured data. "]
[null,"2)","Peruse the worksheets to gain an understanding of the calculations being perfomred."]
[null,"3)","Compare the results of the theoretical scenarios to current conditions to determine if co-digestion is viable. If determined to be viable, a more in-depth economic feasibility study should be conducted."]
[]
[null,"4)","Print input data using the \"Input Variables\" worksheet."]

{"sheet":"Picklists","index":1,"n_rows":33142,"n_cols":21,"rows_kept":33142,"cut":false,"hidden":true,"merged":[[6,0,6,4],[7,6,7,8],[7,10,7,13],[7,14,7,16]]}
["Yes/No","TruckTons","Options",null,"WWTP","Dispose","Feedstock","Natural Gas"]
["No",20,"A",1,0,"Landfilled","Current","(Select Unit)"]
["Yes",10,"B",2,1,"Land Applied","Future","$/CCF"]
[null,5,"C",3,null,null,"Both","$/BTU"]
[null,null,null,4,null,null,null,"$/Therm"]
[]
["Feedstock Selection",null,null,null,null,null,"University of Southhampton; Dr. Yue Zhang; PowerPoint Presentation - Anaerobic digestion system energy balance"]
["Feedstock","Specific Gravity","Total Solids","VS/TS Ratio","Units",null,"Tank Wall Structure Selection",null,null,null,"Tank Roof Structure",null,null,null,"Tank Floor Structure"]
["Municipal Wastewater",1.01,0.01,0.7,"Gal.",null,"Structure","U (btu/hr ft^2 F)","U (W/m^2 C)",null,"Structure","U (btu/hr ft^2 F)","U (W/m^2 C)",null,"Structure","U (btu/hr ft^2 F)","U (W/m^2 C)"]
["Primary Sludge",1.02,0.05,0.8,"CF",null,"Concrete wall 300mm thick, not insulated (above ground)",{"$f":"I10*3.41/10.76*(5/9)","v":0.86271168938455201},4.9000000000000004,null,"Fixed concrete cover 100mm thick and covered, 25 insulation",{"$f":"M10*3.41/10.76*(5/9)","v":0.24648905410987199},1.4,null,"Concrete floor 300mm thick (in contact with dry eart)",{"$f":"Q10*3.41/10.76*(5/9)","v":0.24648905410987199},1.4]
["Waste Activated Sludge (WAS)",1.02,0.01,0.75,"Lbs.",null,"Concrete wall 300 mm thick, insulated (above ground)",{"$f":"I11*3.41/10.76*(5/9)","v":0.12324452705493599},0.7,null,"Floating cover with 25mm insulation",{"$f":"M11*3.41/10.76*(5/9)","v":0.16726042957455597},0.95,null,"Other"]
["Food Waste",1.1000000000000001,0.3,0.85,"Tons",null,"6mm steel plate ‘sandwich’ with 100mm insulation",{"$f":"I12*3.41/10.76*(5/9)","v":6.1622263527467996E-2},0.35,null,"Other"]
["Fats, Oil, Grease (FOG)",0.92,0.28999999999999998,0.96,"MGD",null,"Other"]
["Water",1,0,0]
["Other"]
[]
[]
[]
[]
[]
[]
[]
["Zip Code","98 Degree Temp Difference"]
[601,22.474239073603901]
[602,21.164369392394999]
[603,21.1251943251665]
[606,21.733420840176599]
[610,21.183334350585898]
[612,22.828491780949701]
[616,22.731988722278199]
[617,22.8996698479903]
[622,21.183334350585898]
[623,21.183334350585898]
[624,22.468620781425901]
[627,21.945736597454701,null,null,null,"TVol"]
[631,22.449245799671498,null,null,null,"Dimen"]
[637,21.9021563583545,null,null,null,"txtTVol"]
[638,23.270980513239401,null,null,null,"txtH"]
[641,22.907649118392101,null,null,null,"txtD"]
[646,21.9136337280273,null,null,null,"txtQ"]
[647,22.296546563869502,null,null,null,"txtEfCap"]
[650,22.9641847156343,null,null,null,"txtCapPer"]
[652,22.431018405490398,null,null,null,"txtCost"]
[653,22.337501525878899,null,null,null,"txtActualVol"]
[656,22.333335876464801,null,null,null,"val_PercVSReducCur"]
[659,22.796959992881099,null,null,null,"valTS1"]
[660,21.183334350585898,null,null,null,"valRat1"]
[662,21.491594037439,null,null,null,"Feed1"]
[664,23.370970589773901,null,null,null,"cb_U1"]
[667,21.4741293671843,null,null,null,"valSP1"]
[669,22.0568076187039,null,null,null,"Feed2"]
[670,21.223577372232999,null,null,null,"valTS2"]
[674,23.017356744333402,null,null,null,"valRat2"]
[676,21.197266280651,null,null,null,"cb_U2"]
[677,21.183315678646601,null,null,null,"valSP2"]
[678,21.5166702270507,null,null,null,"Feed3"]
[680,20.900650717995301,null,null,null,"valTS3"]
[682,21.183334350585898,null,null,null,"valRat3"]
[683,21.208702419115099,null,null,null,"cb_U3"]
[685,21.4438104248046,null,null,null,"valSP3"]
[687,22.7779389923694,null,null,null,"Feed5"]
[688,22.756325709966902,null,null,null,"valTS5"]
[690,21.287498474121001,null,null,null,"valRat5"]
[692,22.093248501629802,null,null,null,"cb_U5"]
[693,22.397373733520499,null,null,null,"valSP5"]
[694,21.995834350585898,null,null,null,"Feed4"]
[698,22.354692636291801,null,null,null,"valTS4"]
[703,20.9013883463541,null,null,null,"valRat4"]
[704,21.523409063165801,null,null,null,"cb_U4"]
[705,21.648701923649401,null,null,null,"valSP4"]
[707,20.879165649413999,null,null,null,"Feed6"]
[714,21.189585033215899,null,null,null,"valTS6"]
[715,23.3048891813858,null,null,null,"valRat6"]
[716,23.244507876309399,null,null,null,"cb_U6"]
[717,23.0779756818498,null,null,null,"valSP6"]
[718,20.8791971535518,null,null,null,"Feed7"]
[719,21.206595632765001,null,null,null,"valTS7"]
[720,22.6810470088835,null,null,null,"valRat7"]
[723,21.035932491987101,null,null,null,"cb_U7"]
[725,21.373486952348099,null,null,null,"valSP7"]
[727,21.4291687011718,null,null,null,"Feed8"]
[728,23.054379781087199,null,null,null,"valTS8"]
[729,21.030476516552099,null,null,null,"valRat8",null,null,null,null,null,null,null,null,null,null,null,null,null,null,{"$f":"SUM(U19:U21)","v":0}]
[730,23.183821285472099,null,null,null,"cb_U8"]
[731,23.1202737402728,null,null,null,"valSP8"]
[735,20.879185485839798,null,null,null,"valTSf1"]
[736,20.995137707940401,null,null,null,"valRatf1"]
[738,20.922052830825599,null,null,null,"valSGf1"]
[739,20.674847114376899,null,null,null,"valQf1"]
[740,20.8833312988281,null,null,null,"cb_Uf1"]
[741,20.879165649413999,null,null,null,"valQ1"]
[745,21.061026551669698,null,null,null,"valQ3"]
[751,21.618010844080899,null,null,null,"valQ2"]
[754,20.919942025919902,null,null,null,"valQ5"]
[757,22.579798734640701,null,null,null,"valQ4"]
[765,19.865333404541001,null,null,null,"valQ6"]
[766,23.0972975271719,null,null,null,"valQ7"]
[767,20.879165649413999,null,null,null,"valQ8"]
[769,22.206354180160801,null,null,null,"val_PercSolid"]
[771,20.879165649413999,null,null,null,"cb_TU8"]
[772,21.291855378584401,null,null,null,"cb_TU7"]
[773,21.060518108430401,null,null,null,"cb_TU6"]
[775,19.6974990844726,null,null,null,"cb_TU5"]
[777,20.8791607842929,null,null,null,"cb_TU2"]
[778,21.059384599516601,null,null,null,"cb_TU4"]
[780,23.179643924419601,null,null,null,"cb_TU1"]
[782,20.7252961294991,null,null,null,"cb_TU3"]
[783,21.967440667553401,null,null,null,"valQf2"]
[784,21.275727512074099,null,null,null,"valTSf2"]
[786,0,null,null,null,"valRatf2"]
[791,20.879165649413999,null,null,null,"valSGf2"]
[794,21.7331562448055,null,null,null,"cb_Uf2"]
[795,22.9885557777861,null,null,null,"val_PercSolidPro"]
[901,21.608333587646399,null,null,null,"val_GasCost"]
[906,0,null,null,null,"val_ElecCost"]
[907,21.654167175292901,null,null,null,"val_FoodTip"]
[909,21.654167175292901,null,null,null,"val_CapCost"]
[911,21.654167175292901,null,null,null,"val_FOGTip"]
[912,0,null,null,null,"val_SludgPerCur"]
[913,21.654167175292901,null,null,null,"val_TransCur"]
[915,21.654167175292901,null,null,null,"val_TipBioCur"]
[917,21.654167175292901,null,null,null,"val_SludgeCostCur"]
[918,21.654167175292901,null,null,null,"val_SludgeRevCur"]
[920,21.5739583969116,null,null,null,"val_ProCur"]
[921,21.5625,null,null,null,"val_SludgPerPro"]
[923,21.499168395996001,null,null,null,"val_TransPro"]
[924,21.407196738503099,null,null,null,"val_TipBioPro"]
[925,21.524997711181602,null,null,null,"val_SludgeCostPro"]
[926,21.441317603701599,null,null,null,"val_SludgeRevPro"]
[927,21.551737104143399,null,null,null,"val_ProPro"]
[934,21.5625,null,null,null,"val_ElecBuy"]
[936,21.5625,null,null,null,"val_GasBuy"]
[949,21.776683563881701,null,null,null,"val_HDTCur"]
[950,21.908332824706999,null,null,null,"val_HDTPro"]
[951,21.908332824706999,null,null,null,"val_PercVSReducPro"]
[952,21.598609924316399,null,null,null,"val_WCostCur"]
[953,21.639458488015499,null,null,null,"val_WRevCur"]
[956,20.421555007713401,null,null,null,"val_TotRevCur"]
[957,20.387496948242099,null,null,null,"Yes4"]
[959,21.170832316080698,null,null,null,"No4"]
[960,21.5625,null,null,null,"Yes5"]
[961,21.398396418644801,null,null,null,"No5"]
[962,21.5625,null,null,null,"Yes6"]
[965,21.5625,null,null,null,"No6"]
[966,21.5625,null,null,null,"val_DisposePer"]
[968,21.5625,null,null,null,"cb_State"]
[969,21.5625,null,null,null,"val_h"]
[971,21.189328821693898,null,null,null,"val_d"]
[976,21.270346901633499,null,null,null,"val_Q"]
[979,21.490277608235601,null,null,null,"cb_Wall"]
[982,21.408332824706999,null,null,null,"txtCapGal"]
[983,21.408332824706999,null,null,null,"val_UWall"]
[985,21.408332824706999,null,null,null,"cb_Roof"]
[987,21.142591688368,null,null,null,"val_URoof"]
[1001,47.727230732257503,null,null,null,"cb_Floor"]
[1002,50.811113961135298,null,null,null,"val_UFloor"]
[1003,49.583999347686699,null,null,null,"val_DigTemp"]
[1005,51.556582390606998,null,null,null,"val_ELoss"]
[1007,50.163665159147698,null,null,null,"val_SAWall"]
[1008,52.482951525969597,null,null,null,"val_SARoof"]
[1009,49.543500137329097,null,null,null,"val_SAFloor"]
[1010,50.378057180132203,null,null,null,"val_UnHeat"]
[1011,52.427318195863201,null,null,null,"val_Cp"]
[1012,52.715333302815701,null,null,null,"val_CurW"]
[1013,48.087120002746502,null,null,null,"val_FutW"]
[1020,48.458639991760201,null,null,null,"val_EFeedCur"]
[1022,48.690545264157301,null,null,null,"val_ETotCur"]
[1026,53.425741934007199,null,null,null,"val_EFeedFut"]
[1027,50.767987972282498,null,null,null,"val_ETotFut"]
[1028,48.441183646844301]
[1029,53.1732499837875]
[1030,48.349276518314397]
[1031,50.8328822640811]
[1032,53.209411811828502]
[1033,49.368981722051402]
[1034,52.170848488085198]
[1035,49.228633689880297]
[1036,49.394658250446497]
[1037,51.0534285409109]
[1038,49.260818208347601]
[1039,51.265269244634098]
[1040,49.268715826335701]
[1050,51.6111374652385]
[1053,50.366100168228101]
[1054,51.379787352744501]
[1056,49.1083304562775]
[1057,50.2280211187663]
[1060,48.947020433386903]
[1062,49.682415679832502]
[1063,0]
[1066,50.6039995193481]
[1068,51.258878007749203]
[1069,49.886281051320402]
[1070,53.7655226956714]
[1071,50.975815398876399]
[1072,52.722072284192897]
[1073,49.706949146723296]
[1074,0]
[1075,49.012499999999903]
[1077,48.9478124946355]
[1079,49.561499691009502]
[1080,49.1940001487731]
[1081,50.471999905326101]
[1082,50.335521133852602]
[1083,50.474181747436504]
[1084,52.523499965667703]
[1085,49.497903594051401]
[1086,0]
[1088,49.891714341299803]
[1089,48.394750118255601]
[1092,50.345538535484899]
[1093,50.7411429405212]
[1094,51.037499570846499]
[1095,49.162921348314597]
[1096,52.487548864694404]
[1097,49.904999828338603]
[1098,53.187789463100501]
[1103,47.766000652313203]
[1104,48.345272905176301]
[1105,48.071999502182003]
[1106,47.824500060081398]
[1107,47.979428100585899]
[1108,48.123882159064699]
[1109,48.397499871253899]
[1118,48.363857010432604]
[1119,48.487125098705199]
[1128,48.4890000343322]
[1129,48.508153856717598]
[1151,48.449999843944099]
[1199,0]
[1201,52.859920703787097]
[1220,53.699159989357]
[1222,50.675571359906797]
[1223,53.387794520430297]
[1224,52.356000137329097]
[1225,53.5386666615804]
[1226,53.660422002284797]
[1229,51.492000102996798]
[1230,51.787809519540602]
[1235,53.906952381133998]
[1236,51.735999822616499]
[1237,53.720015810412299]
[1238,52.869906050406797]
[1240,52.955793058461097]
[1242,52.121999931335402]
[1243,53.269378427557001]
[1244,51.8754002094268]
[1245,52.977074396905799]
[1247,53.767407072961902]
[1253,53.292923157031701]
[1254,53.121157912204097]
[1255,52.519749995072601]
[1256,54.286909109395701]
[1257,50.933999919891299]
[1258,51.982194064427297]
[1259,51.917076893036104]
[1260,52.170857334136898]
[1262,51.976500005722002]
[1264,52.745739138644602]
[1266,52.5218918671479]
[1267,53.118053115574597]
[1270,54.1152923121819]
[1301,50.998899080993901]
[1330,53.354408768145703]
[1331,52.228869977018697]
[1337,52.230729737152799]
[1338,53.028428465979403]
[1339,53.349405414993598]
[1340,52.960118923187203]
[1341,52.238391906506202]
[1342,50.734632878363797]
[1343,53.651181949268597]
[1344,51.985199947357103]
[1346,53.923618003759401]
[1347,50.564999485015797]
[1349,51.443225900588502]
[1350,54.873081091287901]
[1351,50.984637369428299]
[1354,50.919245952856301]
[1355,51.614574902260301]
[1360,51.505256739822499]
[1364,51.901251546590601]
[1366,51.912574881136699]
[1367,53.951946866195797]
[1368,52.392402207784798]
[1370,52.437576401527302]
[1373,50.245959205043498]
[1375,50.442203381101898]
[1376,50.4269999027252]
[1378,52.264565196244597]
[1379,52.400129002909402]
[1420,50.932476836718003]
[1430,52.757746982574403]
[1431,51.817636307802999]
[1432,49.379000139236403]
[1434,49.3852503061294]
[1436,52.5197143282209]
[1438,52.895999622344902]
[1440,52.712914270673402]
[1450,49.610608552849797]
[1451,49.182531593419299]
[1452,52.1853641394246]
[1453,49.961846160888598]
[1460,49.326499915122902]
[1462,50.061079681869103]
[1463,49.984168516460201]
[1464,49.666622852888203]
[1467,49.334250068664502]
[1468,52.614954513853199]
[1469,50.159999955218701]
[1473,51.7845599956512]
[1474,50.362263197647898]
[1475,52.702631528753997]
[1501,49.962000120931499]
[1503,49.2881885924429]
[1504,48.4699149111484]
[1505,49.5889500403404]
[1506,50.615815332852797]
[1507,50.195797698417401]
[1510,49.332599887847898]
[1515,50.563953488372]
[1516,49.479506392293104]
[1518,50.480142811366399]
[1519,49.354124808311397]
[1520,50.180103946041697]
[1521,50.380680141448899]
[1522,50.491098573174199]
[1523,49.3873457828414]
[1524,50.230925295246202]
[1525,48.936000823974602]
[1527,49.6946865907355]
[1529,48.7541998386383]
[1531,50.9831460481279]
[1532,49.245891875189599]
[1534,49.073647044686702]
[1535,50.7619121279035]
[1536,49.370646925533499]
[1537,50.1386664708455]
[1540,49.871571534020497]
[1541,51.096503526514198]
[1542,50.138210316708197]
[1543,51.508680021285997]
[1545,49.505799961089998]
[1550,50.026349902153001]
[1560,49.297999858856201]
[1561,49.187999725341697]
[1562,50.580604313088799]
[1564,49.9002047471174]
[1566,50.3102479650954]
[1568,49.144022674993998]
[1569,48.8284615149865]
[1570,49.748249915242098]
[1571,49.867448398984699]
[1581,49.202318176356201]
[1583,49.727345508228602]
[1585,50.616923007598203]
[1588,49.038789578487901]
[1590,49.523368349290401]
[1602,49.947999890645299]
[1603,49.841000175475997]
[1604,49.693499851226797]
[1605,49.743999926249103]
[1606,49.840320304870602]
[1607,49.757571315765297]
[1608,49.629000377654997]
[1609,49.946769156822697]
[1610,49.712249493598897]
[1611,50.057999954223597]
[1612,50.741538435129002]
[1701,48.914960957811999]
[1702,48.813705977271503]
[1718,0]
[1719,49.200521601801299]
[1720,49.269219358955901]
[1721,48.879882363711999]
[1730,48.988392949104302]
[1731,48.881999588012597]
[1740,49.250357028416197]
[1741,49.316769262460497]
[1742,49.078132071585003]
[1745,49.007999897003103]
[1746,48.762299873828802]
[1747,48.858857427324502]
[1748,49.031785818508602]
[1749,49.1979573635344]
[1752,49.198483462909998]
[1754,49.188856969560902]
[1756,48.848925011157903]
[1757,48.887099990844703]
[1760,48.634363642605798]
[1770,48.585000072825999]
[1772,49.0902000617981]
[1773,48.947684217754102]
[1775,49.2389997959136]
[1776,48.928514756306498]
[1778,48.802687337994499]
[1801,48.5020713329315]
[1803,48.8697446092646]
[1810,49.179627826601902]
[1821,49.029391305342898]
[1824,49.455081120052803]
[1826,49.555534957176]
[1827,49.793675739700703]
[1830,49.381142888750297]
[1832,49.558079956054598]
[1833,49.184943407886401]
[1834,49.192263116334601]
[1835,49.199454689025799]
[1840,49.110000228881802]
[1841,49.269818063215702]
[1843,49.064400100707999]
[1844,49.453360819079201]
[1845,49.172482750333501]
[1850,49.365000057220399]
[1851,49.429500246047901]
[1852,49.318090881000799]
[1854,49.411200113296502]
[1860,49.676842177541602]
[1862,49.193210461265103]
[1863,49.441894762139498]
[1864,48.860142833845899]
[1867,48.636000119722702]
[1876,49.134847082250197]
[1879,49.642114276885899]
[1880,48.316451601828199]
[1886,49.578558207667101]
[1887,48.814173914038598]
[1890,48.430499839782698]
[1901,47.792999553680403]
[1902,47.845199890136698]
[1904,48.093600082397401]
[1905,47.875200119018501]
[1906,47.948160083770702]
[1907,47.919000005721998]
[1908,47.706000137328999]
[1913,49.608750006130698]
[1915,48.490576356144203]
[1921,49.081069287215101]
[1922,49.413428510938303]
[1923,48.571500052724502]
[1929,48.640500097274703]
[1930,48.767717030363201]
[1937,0]
[1938,49.303308195816797]
[1940,48.4957824250926]
[1944,48.285096654584301]
[1945,48.112000083923299]
[1949,48.8240999794006]
[1950,49.5840001106261]
[1951,49.717672216696798]
[1952,50.025652263475401]
[1960,48.428507457562297]
[1966,49.058999805450398]
[1969,49.322756689948001]
[1970,48.280421011071397]
[1982,48.931655423394503]
[1983,48.8934233225309]
[1984,48.736105080654703]
[1985,49.340099830627402]
[2019,48.508931538829998]
[2021,48.137307907984798]
[2025,47.857674434573099]
[2026,48.253199958801197]
[2030,48.479630787189201]
[2032,48.381599979400598]
[2035,48.4034116879631]
[2038,48.542250210898203]
[2043,47.483662926748799]
[2045,47.987999916076603]
[2047,48.269999313354397]
[2048,48.276072258547103]
[2050,47.865520704285103]
[2052,48.4770000852387]
[2053,48.588638293489403]
[2054,48.456000030040698]
[2056,48.516285950796899]
[2061,47.600600109100299]
[2062,48.323181802576201]
[2066,48.007352135886599]
[2067,48.345789292988002]
[2071,48.449999999999903]
[2072,48.216000002080698]
[2081,48.479454550805002]
[2090,48.426682025736]
[2093,48.465488447144899]
[2108,47.396999931335401]
[2109,0]
[2110,0]
[2111,47.496000480651801]
[2113,47.441999244689903]
[2114,47.514000034332199]
[2115,47.5919998168945]
[2116,47.562000274658203]
[2118,47.513999748229899]
[2119,47.462571389334499]
[2120,47.559000205993598]
[2121,47.504999828338597]
[2122,47.316000080108601]
[2124,47.368615458561798]
[2125,47.321399917602498]
[2126,47.549999999999898]
[2127,47.384999799728298]
[2128,47.375249934196397]
[2129,47.417999839782702]
[2130,47.748000117710603]
[2131,47.9059999465942]
[2132,48.205578773900001]
[2134,47.85]
[2135,48.023143018995]
[2136,47.966842159472002]
[2138,47.826000137328997]
[2139,47.679000091552702]
[2140,47.892000102996803]
[2141,47.586000823974601]
[2142,47.543999862670802]
[2143,47.5320000784737]
[2144,47.726400260925203]
[2145,47.492399711608797]
[2148,47.8372172480044]
[2149,47.521714251382001]
[2150,47.423999691009499]
[2151,47.5646666208902]
[2152,47.436857005527997]
[2155,47.888399947030202]
[2163,47.747999382019003]
[2169,47.380000066757098]
[2170,47.311499905586203]
[2171,47.292000102996802]
[2176,48.026000022888098]
[2180,48.306642641339899]
[2184,47.536965426083199]
[2186,47.729999955495202]
[2188,47.416285596575001]
[2189,47.390399894714299]
[2190,47.713588293860902]
[2191,47.3290908466685]
[2199,0]
[2203,0]
[2210,47.459999656677198]
[2215,47.6616004943847]
[2301,48.087000024318598]
[2302,48.039500188827503]
[2322,48.122210703397997]
[2324,47.968965458047698]
[2330,48.166360356348598]
[2332,47.748545507951199]
[2333,47.970844983382896]
[2338,47.995235235550801]
[2339,47.756571415492402]
[2341,47.89678119421]
[2343,47.972709661914401]
[2346,47.9299240967323]
[2347,47.711520011901797]
[2351,47.966195143722899]
[2356,48.158142890248897]
[2357,48.119999885558997]
[2359,47.837812471389697]
[2360,47.941577361666901]
[2364,47.960307664137602]
[2366,48.3599999999999]
[2367,48.113700141906698]
[2368,48.0075999069213]
[2370,47.806714235033297]
[2375,48.108610385959402]
[2379,48.091909217834399]
[2382,47.932965344396102]
[2420,48.895333290099998]
[2421,48.878651073367003]
[2445,47.970000171661297]
[2446,47.812800178527802]
[2451,48.773999877597902]
[2452,48.658800086975099]
[2453,48.567000007629296]
[2457,48.4139991760253]
[2458,48.226000213623003]
[2459,48.375000095367398]
[2460,48.296999931335399]
[2461,48.384750223159699]
[2462,48.4439998626709]
[2464,48.389999771118099]
[2465,48.416250300407398]
[2466,48.477999877929598]
[2467,48.3173682764956]
[2468,48.426000022888097]
[2472,48.178941031063196]
[2474,48.264000205993597]
[2476,48.430200233459402]
[2478,48.368526438662798]
[2481,48.509478204146603]
[2482,48.484799537658603]
[2492,48.401076771662702]
[2493,48.793013884315997]
[2494,48.368999691009499]
[2532,47.582399969100898]
[2534,47.244000205993601]
[2535,47.526715567352497]
[2536,47.2902645189899]
[2537,47.528117550120598]
[2538,47.671999931335399]
[2539,47.2037560718815]
[2540,47.029285689762602]
[2542,47.956887065210601]
[2543,46.825846349275999]
[2553,47.262000274658199]
[2554,47.708165765796203]
[2556,47.171999931335399]
[2557,47.266064496194097]
[2558,47.4347997665405]
[2559,47.369999835802098]
[2561,47.729999828338599]
[2562,47.334000062942501]
[2563,47.679413736277603]
[2564,47.741077136993397]
[2568,47.235333315531399]
[2571,47.619954508001101]
[2575,47.476183450331298]
[2576,47.789538486187197]
[2584,47.819999313354401]
[2601,47.710971434456901]
[2630,47.642117735918802]
[2631,47.737841583478499]
[2632,47.689000034332203]
[2633,47.649771554129401]
[2635,47.353499794006296]
[2637,47.472000503540002]
[2638,47.532000017166098]
[2639,47.483400020599298]
[2641,47.369999957084602]
[2642,47.203354823204698]
[2643,47.544857025146399]
[2644,47.834142862047401]
[2645,47.7431143651689]
[2646,47.617500114440901]
[2647,47.468999862670799]
[2648,47.644736932453299]
[2649,47.384914218357601]
[2650,47.622000217437702]
[2651,0]
[2652,46.906114311218197]
[2653,47.571240108490002]
[2655,47.492666753133101]
[2657,47.246999849591901]
[2659,47.718000221252403]
[2660,47.673000049591003]
[2663,47.038285773140998]
[2664,47.633172423264]
[2666,46.75733350118]
[2667,46.917810746785698]
[2668,47.540470521590201]
[2669,47.573999977111797]
[2670,47.479999923706004]
[2671,47.5119997024536]
[2672,47.4870002746582]
[2673,47.599813896001699]
[2675,47.660307840200502]
[2702,47.191726010466198]
[2703,47.735837838456398]
[2713,47.267399797439502]
[2715,47.139673536650903]
[2717,47.507000017166099]
[2718,47.803317009530403]
[2719,47.042693862136503]
[2720,46.6017445990379]
[2721,46.380000164197803]
[2723,46.341428620474602]
[2724,46.462800006866402]
[2725,46.707600116729701]
[2726,46.946099996566701]
[2738,47.309593187752398]
[2739,47.074249887466401]
[2740,47.061749839782699]
[2743,47.448692343785197]
[2744,47.168400192260698]
[2745,47.398536342527798]
[2746,47.231143161228701]
[2747,46.940138566611999]
[2748,46.948762893676701]
[2760,48.0958377812359]
[2762,48.364304252292698]
[2763,48.023999977111799]
[2764,47.414999975476903]
[2766,48.019384765624999]
[2767,47.9742061968931]
[2769,47.204381381359298]
[2770,47.6377985329936]
[2771,47.038849373386299]
[2777,46.783851114232398]
[2779,47.562441183539001]
[2780,47.776647852508098]
[2790,46.756474540193203]
[2791,47.000999879837003]
[2802,47.928000068664502]
[2804,47.638243912487397]
[2806,46.519235078026199]
[2807,46.873363872007801]
[2808,47.763677437074698]
[2809,46.495714310237297]
[2812,47.974384557283798]
[2813,47.634147174811702]
[2814,49.339276578578499]
[2815,48.548999977111798]
[2816,48.184555572933597]
[2817,48.394885703495497]
[2818,47.452046485279801]
[2822,48.240267884731203]
[2825,49.100000031789101]
[2826,48.677454757690398]
[2827,48.783296748570002]
[2828,48.282000064849797]
[2830,48.799333360459997]
[2831,48.056571427170098]
[2832,47.7288131294669]
[2833,47.994375139474798]
[2835,47.193857206616997]
[2836,0]
[2837,47.088340856812202]
[2838,47.984999942779503]
[2839,48.831272870844003]
[2840,47.062758537818603]
[2841,47.009999656677202]
[2842,47.355807671180102]
[2852,47.218442694103402]
[2857,48.706064534956298]
[2858,48.531000137329102]
[2859,49.420958641934902]
[2860,47.1216000823974]
[2861,47.231538567176202]
[2863,47.229599876403803]
[2864,48.156098359529999]
[2865,47.923750019073402]
[2871,47.272394516098601]
[2872,46.848000042255002]
[2873,48.264461517333899]
[2874,47.752354791087399]
[2875,48.031499862670799]
[2876,48.234000205993603]
[2878,46.602585369203098]
[2879,47.504094710716799]
[2881,47.937600173950102]
[2882,47.305200090408299]
[2885,46.663846140641397]
[2886,46.854827568448798]
[2888,46.568666521708103]
[2889,46.543421052631501]
[2891,47.494407037718098]
[2892,48.076165273366797]
[2893,47.372400054931603]
[2894,47.604857172284802]
[2895,48.164727193658997]
[2896,48.472687536477999]
[2898,48.012489731457698]
[2903,46.625250291824301]
[2904,47.289473684210499]
[2905,46.576615289541401]
[2906,46.981499862670802]
[2907,46.703999987515502]
[2908,47.069538160470799]
[2909,46.991999781131703]
[2910,46.6432500600814]
[2911,47.440363935990703]
[2912,0]
[2914,46.787368674027199]
[2915,46.620480010986299]
[2916,46.9975383611825]
[2917,48.351978256391398]
[2919,47.880363655090299]
[2920,46.882105290262302]
[2921,47.8517454320734]
[3031,50.513454489274402]
[3032,50.507538458017201]
[3033,50.376214333942897]
[3034,50.819956187088003]
[3036,50.501666641235303]
[3037,50.837590194329898]
[3038,50.476539475039402]
[3042,50.5926988564648]
[3043,52.185609022298202]
[3044,50.340537438463798]
[3045,51.234442944494603]
[3046,51.703328276772503]
[3047,52.342054050033099]
[3048,51.2474879791259]
[3049,50.063816765064502]
[3051,49.951411797018601]
[3052,49.985428401401997]
[3053,50.292413777318501]
[3054,50.140941129011203]
[3055,50.561365430171598]
[3057,51.593500030040701]
[3060,49.746642739432197]
[3062,49.897043572301399]
[3063,50.041199929373597]
[3064,49.871100254058803]
[3070,51.4354431802576]
[3071,52.742863642085602]
[3076,49.823842123935101]
[3077,50.456063951110799]
[3079,49.6584230221235]
[3082,52.0487692612868]
[3084,52.6379347676816]
[3086,51.5271890923783]
[3087,50.082424756277902]
[3101,50.069999742507903]
[3102,50.451789484525897]
[3103,50.253951184342498]
[3104,50.678594615008301]
[3106,51.089006351057797]
[3109,50.400187504291502]
[3110,50.6565334129333]
[3215,58.330289990901903]
[3216,53.101682949647603]
[3217,54.463499987125303]
[3218,52.2079655071784]
[3220,52.763382347892303]
[3221,52.699193882455603]
[3222,54.701126921804303]
[3223,55.458713793524602]
[3224,52.419054565429597]
[3225,52.203285721370101]
[3226,53.6270958208057]
[3227,55.574387308409499]
[3229,51.849797850974099]
[3230,53.887578969252701]
[3231,53.349600048065099]
[3233,53.604000091552699]
[3234,52.024394336216801]
[3235,52.503488392053598]
[3237,52.6571226052315]
[3238,55.426499962806602]
[3240,53.722887624247598]
[3241,55.3438994359703]
[3242,52.2157173778699]
[3243,53.036432392532703]
[3244,52.297734096008902]
[3245,54.654563762997597]
[3246,52.6801651508436]
[3249,53.215520341795497]
[3251,58.496800010885501]
[3253,53.345091722645897]
[3254,54.041095091084898]
[3255,52.815503129899803]
[3256,54.010800002704897]
[3257,52.949142853872999]
[3258,52.214967045417097]
[3259,55.459422618826601]
[3260,52.930235321381502]
[3261,51.114576026916502]
[3262,56.809777763154699]
[3263,52.457294074226802]
[3264,54.594823539958199]
[3266,55.509062073148499]
[3268,52.667860461390298]
[3269,53.909735285534502]
[3273,52.856999874114898]
[3275,51.488339002253603]
[3276,52.798482353547001]
[3278,52.773544375960803]
[3279,55.8959690964099]
[3280,52.832584630526]
[3281,51.730299602925498]
[3282,55.342868582316697]
[3284,52.8945903548275]
[3285,55.220691585094997]
[3287,53.096477078079097]
[3290,50.691502552710197]
[3291,50.727000617980899]
[3293,54.359142739432102]
[3301,51.502073405204499]
[3303,52.2520139464933]
[3304,51.427322002184503]
[3307,52.3125217645064]
[3431,52.350898785147002]
[3440,52.358470546497998]
[3441,51.778105228825602]
[3442,52.221209348634197]
[3443,52.179272740537399]
[3444,52.9152000117301]
[3445,52.657999949984998]
[3446,52.1830219855675]
[3447,52.588800069808897]
[3448,52.570424991845996]
[3449,52.441015368241501]
[3450,52.828853937213303]
[3451,51.425553170670803]
[3452,52.919400013089103]
[3455,52.644937500357599]
[3456,53.287909076863997]
[3457,53.088780017852699]
[3458,52.471540507754703]
[3461,52.845772454267397]
[3462,52.223586233730899]
[3464,53.149550243998199]
[3465,52.778873251525397]
[3466,52.135569248199403]
[3467,52.197176473280898]
[3470,52.059176466645297]
[3561,55.763275853929798]
[3570,57.418787239155797]
[3574,57.326497367414397]
[3575,58.122201706782]
[3576,59.185423892921698]
[3579,59.516697570945901]
[3580,57.847693080617297]
[3581,57.659540661157003]
[3582,57.259365854030698]
[3583,56.914373837230301]
[3584,56.316286880561499]
[3585,55.6346763919463]
[3586,55.817178075607501]
[3588,57.4037015018178]
[3590,58.893079990386902]
[3592,59.704836179410997]
[3593,60.137895004000399]
[3595,57.038922054736602]
[3597,59.986071416309898]
[3598,56.107200009327997]
[3601,52.942756120170003]
[3602,52.606289266554697]
[3603,52.551600022315903]
[3604,52.5900003433227]
[3605,53.221374045801497]
[3607,53.119142859322601]
[3608,52.315315132924901]
[3609,52.128000068664498]
[3740,55.089183665295003]
[3741,54.840163141578998]
[3743,52.995600000269199]
[3745,53.007452058792097]
[3746,53.015172425631803]
[3748,53.518231570093199]
[3750,54.400528319376797]
[3751,53.376461659944901]
[3752,52.9972040935438]
[3753,53.393089296136502]
[3754,0]
[3755,54.450000011219601]
[3765,54.421999979019098]
[3766,53.274537298572497]
[3768,54.981212375860203]
[3770,53.358315784052799]
[3771,55.443367364455199]
[3773,53.500167944959003]
[3774,54.803373910655097]
[3777,55.085446142049904]
[3779,55.129392865725897]
[3780,55.128264603895197]
[3781,53.160268652616999]
[3782,53.387119270464702]
[3784,53.291526272422303]
[3785,57.048888002300203]
[3801,50.427352944542299]
[3809,52.453928589820798]
[3810,52.402840894460603]
[3811,50.033560920343099]
[3812,56.513999994869799]
[3813,55.159621637986298]
[3814,54.166679964065501]
[3816,54.0315000236034]
[3817,54.442085089582001]
[3818,56.0237556801601]
[3819,50.096249949932002]
[3820,50.819638005618302]
[3823,50.894936285627601]
[3824,50.701161298444198]
[3825,50.972741076667901]
[3826,50.159999968788803]
[3827,49.986591468058798]
[3830,53.008354789979997]
[3832,54.3329434376842]
[3833,50.295776704120101]
[3835,51.652941047444003]
[3836,53.963742354457302]
[3837,52.4908043426015]
[3838,55.776183710779399]
[3839,50.996499824523902]
[3840,50.167199859619103]
[3841,50.177265217839398]
[3842,50.451272683577102]
[3844,50.1528000068664]
[3845,55.706249954019199]
[3846,57.340671576960901]
[3847,54.390000057220398]
[3848,50.040387079792602]
[3849,54.336174751948299]
[3850,52.687579039523399]
[3851,51.840371683846499]
[3852,51.847655158207303]
[3853,52.495304314986498]
[3854,51.0689998626708]
[3855,52.451380460158603]
[3856,50.629687339067402]
[3857,50.589319026216501]
[3858,49.822285611288798]
[3860,54.3905684430975]
[3861,50.806551716245401]
[3862,50.357689633862698]
[3864,53.2802500009536]
[3865,49.659913009145903]
[3867,51.152000059400201]
[3868,51.084967637831099]
[3869,50.899090836264797]
[3870,50.906999931335399]
[3871,50.987999725341702]
[3872,52.511799009222699]
[3873,50.210700044631899]
[3874,50.2402702795492]
[3875,54.174830809373098]
[3878,50.991512084588699]
[3882,53.592252976061303]
[3883,55.7810526797645]
[3884,51.3956571088518]
[3885,50.291261505713798]
[3886,54.711735874751803]
[3887,52.245200004577597]
[3890,54.221999979019103]
[3894,52.877195112879598]
[3901,51.118443021894997]
[3902,50.798550002574899]
[3903,50.412216836860303]
[3904,50.657142816271097]
[3905,51.012206820783902]
[3906,51.418075464356598]
[3907,51.143250006437299]
[3908,50.819014895140199]
[3909,50.7160671592558]
[3910,51.518999862670803]
[3911,51.2280000686645]
[4001,52.203899987339902]
[4002,51.994855086794999]
[4003,52.374000120162897]
[4005,51.327237622572603]
[4006,0]
[4008,52.972090913103699]
[4009,53.895985838549599]
[4010,54.074387451990702]
[4011,52.561255111499598]
[4015,53.429788737229799]
[4017,51.498428453717899]
[4019,52.022999811172397]
[4020,53.7495305810655]
[4021,52.041931066841897]
[4022,54.224839029079497]
[4024,53.624205889421297]
[4027,51.522258569043203]
[4029,54.043468530027901]
[4030,52.900499963760304]
[4032,52.185664412479198]
[4037,53.734781024198099]
[4038,52.361525577722603]
[4039,52.765371469770102]
[4040,54.009818162701301]
[4041,54.284700025319999]
[4042,52.756000003814599]
[4043,51.354797304593603]
[4046,51.1266773885296]
[4047,53.5023120140076]
[4048,53.349299983978199]
[4049,53.450566520029298]
[4050,51.525000143051102]
[4051,54.002955698849497]
[4055,53.486900673165202]
[4056,53.209714181082497]
[4057,53.148000240325899]
[4061,53.051172411030699]
[4062,52.745163481510502]
[4063,51.3975000858306]
[4064,51.055800132751401]
[4066,51.816000008583003]
[4068,54.188978067105602]
[4069,52.489741912964803]
[4071,53.182813214731702]
[4072,51.176222207811101]
[4073,51.590477428436202]
[4074,51.384646136943999]
[4076,52.491209280767997]
[4079,51.965586139415798]
[4083,51.710250120162897]
[4084,53.126136593237099]
[4085,53.152075513803702]
[4086,52.873855983953597]
[4087,52.5932926619925]
[4088,54.636916629473298]
[4090,51.137122012347703]
[4091,53.8791428497859]
[4092,51.9296571963174]
[4093,52.486011407579703]
[4095,53.061685013958702]
[4096,51.737250030040698]
[4097,52.381483153010997]
[4101,51.152250051498399]
[4102,51.319920043945302]
[4103,51.430227288332802]
[4105,51.876000050136]
[4106,51.223764744926903]
[4107,51.338030754969601]
[4108,51.3524999141693]
[4109,51.333600082397403]
[4110,51.310000038146903]
[4210,52.829333314895599]
[4216,58.316801313532899]
[4217,55.682861528029697]
[4219,56.387861534632101]
[4220,54.452843008484898]
[4221,54.671661943784798]
[4222,52.763502920590902]
[4224,55.490716983237299]
[4226,55.781200046539198]
[4227,54.611999988555901]
[4228,53.706000137328999]
[4231,55.2737379139867]
[4234,54.714000034332201]
[4236,52.970374995470003]
[4237,55.752193672426202]
[4238,54.007304384397401]
[4239,54.719330090920799]
[4240,52.744657921163601]
[4250,52.8059999392582]
[4252,52.866278950003597]
[4253,54.201333326763503]
[4254,53.7635581271592]
[4255,55.567024385638298]
[4256,53.119500052928899]
[4257,55.127465368969602]
[4258,53.585244090162803]
[4259,53.029469355758302]
[4260,52.809690041541998]
[4261,58.005246333866701]
[4263,53.195516141768401]
[4265,53.278500008583002]
[4267,54.385999870300203]
[4268,54.337323571653897]
[4270,53.639213125822899]
[4271,55.0560001373291]
[4274,53.158577324188798]
[4275,57.538063560196598]
[4276,55.925430509114697]
[4280,52.800659346318497]
[4281,54.760842122529603]
[4282,53.285207527088602]
[4284,53.576709679634298]
[4285,56.947389495247201]
[4286,54.75]
[4287,52.7630322287159]
[4289,55.078019475473901]
[4290,55.555591869840796]
[4292,55.2431229764764]
[4294,56.087684192734699]
[4330,53.210156837521701]
[4342,52.808165426182498]
[4343,53.067000102996801]
[4344,52.876560018539401]
[4345,52.8318819842723]
[4346,53.164200096130301]
[4347,53.026846163089402]
[4348,52.939054707354003]
[4349,54.141260837471997]
[4350,52.823892145670797]
[4351,53.286263736263699]
[4352,54.088146083810301]
[4353,52.897350060939701]
[4354,53.693901640469903]
[4355,53.796135318727401]
[4357,52.744285697506697]
[4358,53.555899562197197]
[4359,53.202000045776302]
[4360,54.935449533724999]
[4363,53.128540579048398]
[4364,53.355935098598501]
[4401,54.188734537732202]
[4406,57.258105544588702]
[4408,55.365503589085101]
[4410,55.132909071987299]
[4411,54.4528064881601]
[4412,53.999294202467901]
[4413,56.387350188437701]
[4414,57.274208219671799]
[4415,56.027999973297099]
[4416,53.728534831557099]
[4417,55.483836252748702]
[4418,55.163712474103903]
[4419,54.419923589184002]
[4421,52.923000052571297]
[4422,55.554558165683197]
[4424,56.839471411614298]
[4426,56.1885558915343]
[4427,54.948832371331299]
[4428,54.422839708546597]
[4429,53.906705529265601]
[4430,56.146883756060902]
[4431,53.804999828338602]
[4434,54.763075487568599]
[4435,55.397890240971599]
[4438,53.882773646768499]
[4441,59.404589425642499]
[4442,58.877591708002697]
[4443,56.5458328345197]
[4444,54.1189765732423]
[4448,55.722148487444997]
[4449,54.725892816270999]
[4450,54.585971848393797]
[4451,56.385412846136497]
[4453,55.343503456444502]
[4454,56.183842153298201]
[4455,55.7809355066668]
[4456,54.672472437160202]
[4457,55.916065583854397]
[4459,56.234595555669699]
[4460,56.230179214671701]
[4461,54.590106375673997]
[4462,58.495514130144997]
[4463,55.690166180919199]
[4464,57.967896174308102]
[4468,54.750870411169998]
[4469,54.354000377654998]
[4471,57.136143181120197]
[4472,53.602855770199803]
[4473,54.3813176401923]
[4474,53.844052201975899]
[4475,55.2681553581385]
[4476,53.429028876530602]
[4478,59.574414919105699]
[4479,56.298105259945501]
[4481,56.041467657020597]
[4485,57.976731971858698]
[4487,55.993854015827097]
[4488,54.887032287966797]
[4489,54.407999897003101]
[4490,56.269242249430398]
[4491,56.260173959317399]
[4492,55.750090924176298]
[4493,55.482565989584302]
[4495,55.957148880654202]
[4496,53.932000059240004]
[4497,56.859637564544997]
[4530,52.651289285707001]
[4535,52.736863634803001]
[4537,52.5598235354704]
[4538,52.410782507191499]
[4539,52.472499954700403]
[4541,52.410000085830603]
[4543,52.594965545062301]
[4544,52.314857258115403]
[4547,52.53393434462]
[4548,52.167243247418703]
[4551,52.474216194410502]
[4553,52.8450461416978]
[4554,52.437000060081402]
[4555,52.726020606522603]
[4556,52.790307668539199]
[4558,52.374999952316202]
[4562,52.062585388741802]
[4563,52.536455639706297]
[4564,52.439189142794199]
[4568,52.5639000463485]
[4570,52.8060001373291]
[4571,52.718250060081402]
[4572,52.656907900383601]
[4573,52.588363604111997]
[4574,53.129341444155003]
[4575,52.748999977111801]
[4576,52.485600099563499]
[4578,52.808848931977998]
[4579,52.9039867590594]
[4605,54.094027012747603]
[4606,54.109589206076897]
[4607,53.230008984467297]
[4609,52.817038670429099]
[4611,54.541826098898099]
[4612,52.845599979400603]
[4613,53.748000097274698]
[4614,53.363113630901701]
[4616,52.7917403159203]
[4617,52.944550459975503]
[4619,55.064316468299097]
[4622,54.774634097439701]
[4623,54.534895372963199]
[4624,53.739923033347402]
[4625,53.555999946594198]
[4626,54.607349996566697]
[4627,52.710705908606997]
[4628,54.883842564379997]
[4629,53.349999904632497]
[4630,54.826510487355002]
[4631,54.249857037407999]
[4634,54.015504087385501]
[4635,53.576869545812102]
[4637,55.606868610927101]
[4640,53.4690769048837]
[4642,52.612153937266399]
[4643,54.005472539545401]
[4644,0]
[4645,52.775142855303599]
[4646,53.431500077247598]
[4648,54.248219162797199]
[4649,54.296806440814798]
[4650,52.627999973297101]
[4652,54.542543481743799]
[4653,53.173499965667702]
[4654,54.698383575596097]
[4655,54.476399984359702]
[4657,55.069042350478]
[4658,53.832534602136803]
[4660,52.733587851779099]
[4662,52.593000125884998]
[4664,53.617255821338802]
[4666,54.879765966090702]
[4667,54.682984619874198]
[4668,55.234812421110497]
[4669,53.569200010299603]
[4671,54.981551998901303]
[4673,52.846908994154397]
[4674,52.740299963951102]
[4675,52.4348571232387]
[4676,53.183653821394898]
[4677,53.119000005722]
[4679,52.802163913601703]
[4680,53.646758254019701]
[4681,52.625526388067897]
[4683,52.563428510938301]
[4684,53.582760711974103]
[4685,53.094553827139002]
[4686,55.1446588224523]
[4691,54.720082188958997]
[4693,52.967723099635101]
[4694,55.117478662192497]
[4730,57.239449207484597]
[4732,59.182065973814403]
[4733,56.655808788797003]
[4734,58.161487655216803]
[4735,57.718323549102301]
[4736,58.811249961282897]
[4739,59.189785267997699]
[4740,58.348159117048397]
[4741,60.457200136184603]
[4742,58.337267042967397]
[4743,59.781826083556403]
[4745,59.841622623857397]
[4746,59.452641497018099]
[4747,57.033743800801503]
[4750,59.161517417707998]
[4756,60.015224972963303]
[4757,58.480833884683904]
[4758,58.121704210361898]
[4760,58.040951928503098]
[4761,57.119475106000799]
[4762,59.042386329986797]
[4763,57.118574951291102]
[4764,58.303355480586902]
[4765,57.6678231452753]
[4766,58.917709017666901]
[4768,59.390797885593599]
[4769,58.283321749231]
[4772,59.546948003768797]
[4773,59.543662906496699]
[4774,60.361132088966997]
[4776,56.738523844310201]
[4777,56.608592795096598]
[4779,59.440198774224001]
[4780,57.433693790613802]
[4781,59.689583311478302]
[4783,59.2486259620608]
[4785,59.424291723727102]
[4786,58.548660511926698]
[4787,58.215546966257598]
[4841,52.831199980648996]
[4843,53.154289178963097]
[4847,53.444910873753003]
[4848,52.527969237107499]
[4849,53.0925333213806]
[4851,52.912363633242499]
[4852,52.427999782562203]
[4853,52.484879945754997]
[4854,52.476461505889802]
[4855,52.6603636394847]
[4856,53.016505267494502]
[4858,52.493999969959198]
[4859,52.643999926249101]
[4860,52.589538464179398]
[4861,52.706000022888098]
[4862,53.152989433690102]
[4863,52.450978660583502]
[4864,52.783281562397697]
[4901,53.655433493266798]
[4910,53.8106181491504]
[4911,54.974540151122703]
[4912,56.313236221553701]
[4915,53.427891354058097]
[4917,53.755112057718698]
[4918,53.710799961089997]
[4920,57.641020409914901]
[4921,53.626852933098199]
[4922,53.9783793926239]
[4923,55.768148873714601]
[4924,54.633707874812401]
[4925,58.7385176316429]
[4926,0]
[4927,53.928761881873697]
[4928,55.199678584507502]
[4929,54.2158553674996]
[4930,56.048221274842597]
[4932,53.912307693408003]
[4933,54.606000137329097]
[4936,59.936962492614903]
[4937,53.9137600021362]
[4938,54.9969248056411]
[4939,56.091607354169902]
[4940,54.336000394821099]
[4941,53.387133570784698]
[4942,56.623424060737001]
[4943,55.114064524250601]
[4944,53.777999700818697]
[4945,59.765898062580497]
[4947,58.742205229757502]
[4949,53.484252096224203]
[4950,54.957038958660902]
[4951,53.909618532037399]
[4952,53.3359849363341]
[4953,54.782884597778299]
[4955,54.764684194263602]
[4956,56.234888892703601]
[4957,54.341965706144101]
[4958,55.458635299907002]
[4961,58.070500350273498]
[4962,0]
[4963,54.0912874781651]
[4964,59.362263158927199]
[4965,54.799577134813497]
[4966,58.293760550777698]
[4967,54.496956514275603]
[4969,54.392727307839799]
[4970,59.972707654038103]
[4971,55.3806268321933]
[4973,53.339493888832003]
[4974,53.3441428252628]
[4975,0]
[4976,54.672791671752798]
[4978,54.000269775176299]
[4979,55.744900520684197]
[4981,53.472111103269697]
[4982,59.4213130564275]
[4983,58.630917567265001]
[4984,56.577267304977497]
[4985,58.336439176024498]
[4986,53.380068666433502]
[4987,53.989589387375702]
[4988,53.805366527333]
[4989,53.350188117452099]
[4992,0]
[5001,54.125380426386101]
[5031,56.0349545587192]
[5032,55.863857135967301]
[5033,54.997322865733899]
[5034,54.370499968528698]
[5035,54.602507456025002]
[5036,56.1449370410892]
[5037,53.4565116239148]
[5038,56.207245476088801]
[5039,56.132380443552201]
[5040,55.711285706928798]
[5041,55.516080024719201]
[5042,55.639379980087199]
[5043,53.879189184549602]
[5045,55.109351352743097]
[5046,56.7300000160932]
[5048,53.563076914273701]
[5050,54.1199997425079]
[5051,55.473118821229001]
[5052,53.344500088691703]
[5053,55.283189191044897]
[5055,54.823491125276099]
[5056,54.383300004005399]
[5058,55.201894780209102]
[5059,54.111000051498401]
[5060,55.875734726749997]
[5061,55.552934579760098]
[5062,53.8439325900559]
[5065,55.500510601287097]
[5067,55.571454581347297]
[5068,55.294833326339699]
[5069,55.660588292514497]
[5070,55.926750004291499]
[5071,54.251999982198001]
[5072,56.4355000098546]
[5075,55.047333359718301]
[5076,56.740327870259499]
[5077,55.808624973080299]
[5079,56.621529416476903]
[5081,55.1163000583648]
[5083,55.177499914169303]
[5084,54.285600099563602]
[5086,56.590846164409903]
[5089,53.175266242732597]
[5091,55.107758015669901]
[5101,52.764965025361498]
[5141,53.120999908447203]
[5142,53.718473662828103]
[5143,54.090710351929502]
[5146,54.253770474918497]
[5148,55.520072773153103]
[5149,54.936000003814598]
[5150,53.005500054359402]
[5151,53.230220308142101]
[5152,56.371636367927898]
[5153,54.031358463359297]
[5154,52.9140001123601]
[5155,56.704164700227601]
[5156,53.071851857503198]
[5158,52.391653858698298]
[5161,56.569356154742302]
[5201,54.471887985992403]
[5250,54.119335088000099]
[5251,54.874686122114603]
[5252,56.3827500190053]
[5253,53.939653900953402]
[5254,52.749999999999901]
[5255,54.490451530948697]
[5257,52.251056622559098]
[5260,52.391571419579599]
[5261,53.3976641014332]
[5262,55.608280380195502]
[5301,53.563028579439397]
[5340,56.333901664858899]
[5341,56.4136666774749]
[5342,54.624299969673103]
[5343,55.040043256605003]
[5345,53.786197205664401]
[5346,52.792435703618096]
[5350,55.851020138375702]
[5352,55.320074547595802]
[5353,53.9675921484043]
[5354,51.471721472921203]
[5355,56.263815096045697]
[5356,57.789600019454902]
[5358,53.779469384952399]
[5359,55.796571459089002]
[5360,58.279103788564697]
[5361,55.419391287928001]
[5362,53.379999923706002]
[5363,56.750299246641802]
[5401,52.340076927038297]
[5403,52.736117611211803]
[5404,52.410000024523001]
[5405,52.878000068664498]
[5408,52.206375038623797]
[5439,0]
[5440,53.292431982421803]
[5441,55.815782584314697]
[5442,57.0287999979655]
[5443,55.842592424605002]
[5444,54.531340927427401]
[5445,52.672988364308303]
[5446,52.407412548065103]
[5447,54.200999879836999]
[5448,54.893058145323401]
[5450,54.950352461786501]
[5452,53.601337086752501]
[5454,53.939563073463802]
[5455,54.394909078424597]
[5456,52.271046726725899]
[5457,54.284910204310599]
[5458,52.382999968528701]
[5459,53.827135106679499]
[5461,54.026113629341097]
[5462,56.059018863821898]
[5463,52.754117631912202]
[5464,55.647456511725501]
[5465,54.778021636653598]
[5468,52.992725994408701]
[5471,57.008796383352802]
[5472,52.773107135295803]
[5473,53.015620255771999]
[5474,52.576034476839197]
[5476,55.974067412065601]
[5477,55.102469399753801]
[5478,53.485447476160601]
[5481,52.247999811172399]
[5482,52.561166659990903]
[5483,53.966307675707398]
[5485,53.598000240325902]
[5486,52.344000012533897]
[5487,56.152768402350503]
[5488,53.081105440313102]
[5489,55.856800016403099]
[5491,52.060790440637703]
[5492,55.638617638980598]
[5494,54.551000028848598]
[5495,53.614625000953602]
[5602,55.266620685314301]
[5640,55.399200038909903]
[5641,55.645887933106302]
[5647,57.069532257510701]
[5648,55.8244615261371]
[5649,57.5135624662041]
[5650,55.486776746361002]
[5651,54.923314292090197]
[5652,56.726104450581602]
[5653,57.118100724117298]
[5654,56.042399969100899]
[5655,55.987079990386903]
[5656,55.651181788877899]
[5657,55.9200001716613]
[5658,56.018555535210503]
[5660,55.499785694054097]
[5661,55.938192144916499]
[5663,55.845026068894697]
[5664,0]
[5667,56.0203917554973]
[5669,56.894426968124399]
[5672,56.236436477779101]
[5673,56.528974150583601]
[5674,57.104982033461098]
[5675,56.7171123809363]
[5676,55.888240197404102]
[5677,55.184382336279903]
[5678,56.172000360488802]
[5679,56.163964278357298]
[5680,56.253922248139403]
[5681,56.491421014384201]
[5682,56.367323070672803]
[5701,54.754874972105]
[5730,55.316357154505504]
[5732,52.861058824202502]
[5733,53.858037023191102]
[5734,51.705442088277699]
[5735,52.968890047073302]
[5736,52.932000033060703]
[5737,57.305205880017802]
[5738,54.886056339237001]
[5739,55.214227092526301]
[5740,0]
[5742,54.813679253380201]
[5743,51.768883600257602]
[5744,53.514199972152703]
[5747,57.558608697808303]
[5748,57.860924066169297]
[5751,56.386363642865902]
[5753,52.669852681200403]
[5757,53.710411750569001]
[5758,55.193338595788198]
[5759,52.7747848305521]
[5760,52.154678591660002]
[5761,53.530670861956402]
[5762,56.958361485492702]
[5763,54.128389845055999]
[5764,52.619806438876701]
[5765,52.783764788683698]
[5766,57.709545430270097]
[5767,56.9424149339129]
[5769,53.1151764582185]
[5770,51.834822846548803]
[5772,56.150571405319901]
[5773,54.588244095495099]
[5774,52.792124980688001]
[5775,52.423090896606404]
[5776,54.294666680835498]
[5777,53.650530644825501]
[5778,52.058999979271]
[5819,55.9421712805703]
[5820,57.0120000306297]
[5821,55.946400003433197]
[5822,57.249052640011399]
[5824,56.503473212676298]
[5825,56.301272652365903]
[5826,56.837862619006899]
[5827,57.087272761084797]
[5828,56.850845817322202]
[5829,57.428369721644998]
[5830,58.138218764215701]
[5832,57.587560952582002]
[5833,58.165344774311897]
[5836,57.453193528036898]
[5837,58.340487011232497]
[5839,57.431485682896202]
[5841,57.105801504440798]
[5842,57.900692279522197]
[5843,56.6444399700164]
[5845,56.808428605572203]
[5846,58.289752068598403]
[5847,57.238331933041302]
[5850,55.728000354766799]
[5851,57.162688255590503]
[5853,58.373954880506403]
[5855,56.212938622705302]
[5857,56.277700014114302]
[5858,57.2062409442591]
[5859,56.790129312564503]
[5860,57.383669710596699]
[5862,57.0180000264765]
[5866,57.426342812265602]
[5867,57.520480538652997]
[5868,56.466101665819998]
[5871,57.728911755365502]
[5872,57.600107122319002]
[5873,57.894096015930103]
[5874,57.278769209751701]
[5875,57.331680038452099]
[5901,59.816662490665898]
[5902,57.364499974250698]
[5903,58.6765714161902]
[5904,55.866000223159702]
[5905,57.466281513251502]
[5906,56.409248791206103]
[5907,58.751287515163398]
[6001,48.381789448386698]
[6002,47.826545510725502]
[6010,48.536036713626402]
[6013,49.629365800066601]
[6016,47.778688412025303]
[6018,50.747647089116597]
[6019,49.720687580108603]
[6020,0]
[6021,52.147200036048801]
[6022,50.368285969325399]
[6023,47.3304001235961]
[6024,51.1599309362214]
[6026,48.117529299679902]
[6027,51.5062388121192]
[6029,49.106799914042099]
[6031,50.707780646047198]
[6032,48.003306145570697]
[6033,48.4215205662871]
[6035,48.325180285094198]
[6037,47.637203962826]
[6039,50.659862057916001]
[6040,48.424208928577897]
[6042,48.024400138854901]
[6043,49.610237250893803]
[6051,47.515000057220398]
[6052,47.8363636363636]
[6053,47.973290486489503]
[6057,50.213070964197897]
[6058,51.995004603390299]
[6059,50.646000194549501]
[6060,49.840040821931801]
[6061,48.756000137329004]
[6062,47.749028614589101]
[6063,50.708790692617697]
[6065,50.869649956226297]
[6066,49.027749943733198]
[6067,47.497963849847899]
[6068,51.135954594612102]
[6069,50.287999974126301]
[6070,48.275869498045502]
[6071,48.8342926583638]
[6073,48.394676491793398]
[6074,47.561699995994502]
[6076,50.3409391170999]
[6078,47.644909125241298]
[6081,48.350999450683503]
[6082,47.761235231511698]
[6084,50.006333308749703]
[6085,48.112736892700099]
[6088,47.3261738652768]
[6089,47.937999916076599]
[6090,50.390464251381999]
[6091,51.628565162161102]
[6092,49.030628520420599]
[6093,48.289880493505599]
[6095,47.466479997253401]
[6096,47.583804856276998]
[6098,51.523021278787098]
[6103,47.190000343322701]
[6105,47.3646000480651]
[6106,47.450999879836999]
[6107,47.805461641458301]
[6108,47.222294139862001]
[6109,47.545153834269499]
[6110,47.519142763955202]
[6111,47.5366666793823]
[6112,47.357400054931603]
[6114,47.3486251115798]
[6117,48.104210517280897]
[6118,47.422153869041999]
[6119,47.515799903869599]
[6120,47.137124884128497]
[6160,47.352000617980899]
[6226,48.4679999689901]
[6231,48.812382417566603]
[6232,49.353656253218603]
[6234,48.727714225223998]
[6235,49.173740171457197]
[6237,49.219146081302902]
[6238,49.544748381337698]
[6239,48.793125075101798]
[6241,49.222448286516901]
[6242,49.901500018437602]
[6243,0]
[6247,49.273467615525497]
[6248,49.371512143204797]
[6249,48.690760184413101]
[6250,48.836630168026403]
[6254,48.080076885223299]
[6255,49.6468042373657]
[6256,48.550909215753698]
[6259,49.5675272265347]
[6260,49.282973708604402]
[6262,49.812000274658203]
[6263,0]
[6264,48.3023997116088]
[6266,48.198000068664498]
[6268,49.398385357637999]
[6269,49.573199958801197]
[6277,49.567371335710703]
[6278,49.899054544622203]
[6279,49.952156205475298]
[6280,48.186600093841498]
[6281,49.835080894307801]
[6282,49.971000018486599]
[6320,47.3760000228881]
[6330,47.9771539394672]
[6331,48.301416106845998]
[6332,47.928000068664502]
[6333,47.5477499306201]
[6334,47.983536648168702]
[6335,47.485043521549301]
[6336,47.712000274658202]
[6339,47.638448228507201]
[6340,47.3786170431908]
[6350,47.909999656677201]
[6351,47.659439956664997]
[6353,47.909999656677201]
[6354,48.554860469906799]
[6355,47.408945440812502]
[6357,47.114799995422302]
[6359,47.917574646030602]
[6360,47.495675654024701]
[6365,47.357225782640498]
[6370,48.229731925492402]
[6371,47.344177248507997]
[6373,48.515571212768499]
[6374,48.073885672433001]
[6375,47.4385000228881]
[6376,0]
[6377,48.991074610468097]
[6378,47.537357160023198]
[6379,47.4416398200988]
[6380,47.219999885558998]
[6382,47.617384551121603]
[6384,48.385132091450203]
[6385,47.373564329241702]
[6387,0]
[6389,47.190000343322701]
[6390,46.768588324154102]
[6401,47.115999857584598]
[6403,47.865899934768599]
[6405,46.148799858093199]
[6409,47.172000217437699]
[6410,47.652136308496601]
[6412,48.137181940945702]
[6413,46.651909030567502]
[6414,0]
[6415,48.687228740811797]
[6416,47.4020869669706]
[6417,47.556107068061799]
[6418,46.826727182214903]
[6419,47.747748300245597]
[6420,48.405900034904498]
[6422,47.886884115118697]
[6423,48.393681040570698]
[6424,48.485162827026002]
[6426,47.095499958310803]
[6437,46.873274616379803]
[6438,48.140538476063597]
[6441,48.215174339014403]
[6442,47.140153840871903]
[6443,47.088244932525001]
[6444,48.319500017166099]
[6447,48.746233992880903]
[6450,47.818736819217001]
[6451,47.786700096130303]
[6455,47.922000122070301]
[6456,47.8529997825622]
[6457,47.780127964463297]
[6460,45.800760097503598]
[6461,45.759627967657003]
[6467,47.531999588012603]
[6468,48.074377425211701]
[6469,48.331285858154303]
[6470,48.264623358342497]
[6471,46.492363669655496]
[6472,47.395013051218697]
[6473,46.673929373797201]
[6475,46.641620645851901]
[6477,46.159304336879501]
[6478,48.467450387969201]
[6479,47.724214410781798]
[6480,47.955272657221002]
[6481,47.611714226858901]
[6482,48.081209244838902]
[6483,47.691600008010802]
[6484,47.422428485325398]
[6488,48.2490365179573]
[6489,47.961808627584603]
[6492,47.559381814436399]
[6498,46.761656230688097]
[6510,45.858000755310002]
[6511,45.897000074386497]
[6512,45.952615576524003]
[6513,45.982258175265301]
[6514,46.925200119018498]
[6515,46.245000171661303]
[6516,46.017652291836903]
[6517,46.150695792488399]
[6518,47.629428482055602]
[6519,45.896250128745997]
[6524,48.4450908552516]
[6525,47.372160003662103]
[6604,45.823500394821103]
[6605,45.8062502145767]
[6606,46.1524798736572]
[6607,45.831000137328999]
[6608,45.814800109863199]
[6610,45.849000205993597]
[6611,47.0844375014305]
[6612,47.390732022694102]
[6614,46.022680846680899]
[6615,45.7917274475097]
[6702,47.874000549316399]
[6704,48.728727358037702]
[6705,48.525428417750703]
[6706,48.256800155639603]
[6708,48.403463521817798]
[6710,48.184499931335402]
[6712,48.9968275826552]
[6716,49.292611804288903]
[6750,50.258689617288503]
[6751,49.788230763948803]
[6752,48.604285714285702]
[6754,50.190626800594003]
[6755,48.795375072955999]
[6756,51.215265340221102]
[6757,49.682086969458503]
[6758,50.236499834060602]
[6759,50.489391335197098]
[6762,48.978164385442803]
[6763,50.193428557259601]
[6770,48.351415320176301]
[6776,48.911544285544799]
[6777,49.854529473360799]
[6778,49.909199867248503]
[6779,48.669000005721998]
[6782,49.297741957633697]
[6783,48.9271730881471]
[6784,49.102824659445801]
[6785,49.538068978539798]
[6786,49.340542330984299]
[6787,49.210588174707702]
[6790,50.841190743308502]
[6791,50.1001463169004]
[6793,49.593163677562302]
[6794,49.500218093178397]
[6795,49.304490609438901]
[6796,50.613898108415498]
[6798,48.759283799094099]
[6801,48.175565230327997]
[6804,48.035774960517799]
[6807,45.253500080108601]
[6810,48.002634143829297]
[6811,48.466064570027001]
[6812,48.831742592613203]
[6820,45.504839916229201]
[6824,46.104073131375102]
[6825,46.083642830167399]
[6830,45.3770000139872]
[6831,45.968504408131402]
[6840,46.331086822178001]
[6850,45.834666633605899]
[6851,45.874258084450901]
[6853,45.411600151061997]
[6854,45.5511429650442]
[6855,45.569999885559]
[6856,0]
[6870,45.076285988943901]
[6877,48.120676098407102]
[6878,44.979272877086203]
[6880,45.817976531982403]
[6883,46.808963895131299]
[6890,45.697499799728298]
[6896,48.060468739271101]
[6897,46.8484909733859]
[6901,45.101999759674001]
[6902,45.311414644194798]
[6903,46.075799977438699]
[6905,45.533999948501503]
[6906,45.426000022888097]
[6907,45.659999871253902]
[7001,43.561411655650403]
[7002,43.038000011443998]
[7003,44.584090909090897]
[7004,45.4954285894121]
[7005,47.583397610216203]
[7006,46.094999933242804]
[7008,43.451293911653302]
[7009,46.258737011959603]
[7010,43.560000228881798]
[7011,44.4215999221801]
[7012,44.625]
[7013,45.114705882352901]
[7014,43.997999668121302]
[7016,43.941899986267003]
[7017,44.3760000228881]
[7018,44.415428188868901]
[7020,43.090500068664497]
[7021,46.696800041198699]
[7022,43.364999485015801]
[7023,44.663999748229898]
[7024,43.678499794006299]
[7026,44.034000015258698]
[7027,43.986000823974599]
[7028,44.881500291824302]
[7029,43.316399917602503]
[7030,42.771000051498397]
[7031,43.477090852910798]
[7032,43.184000062942403]
[7033,44.039999771118097]
[7034,45.977999496459901]
[7035,45.789214263643501]
[7036,43.506399955749501]
[7039,45.767666625976503]
[7040,44.912400054931602]
[7041,44.858999919891303]
[7042,45.508124935626903]
[7043,45.5539999008178]
[7044,46.527272571216898]
[7045,46.509000034332203]
[7046,47.072181805697298]
[7047,43.196842032984598]
[7050,44.687999916076599]
[7052,46.4244488969141]
[7054,45.900101668147698]
[7055,44.110615363487803]
[7057,43.873499536514203]
[7058,45.6447691990778]
[7059,46.541769174429]
[7060,44.631000041961599]
[7062,44.658749914169299]
[7063,44.564250111579803]
[7064,43.474285370962903]
[7065,43.627125120162901]
[7066,43.887473698666199]
[7067,43.923599967956498]
[7068,45.860250055789898]
[7069,45.936923195765502]
[7070,43.604727328907302]
[7071,43.434631799396698]
[7072,43.411000061035097]
[7073,43.440705938900201]
[7074,43.384799766540503]
[7075,44.111999702453602]
[7076,44.543999913159503]
[7077,43.535999965667699]
[7078,45.4854000091552]
[7079,45.255000114440897]
[7080,44.569548391526702]
[7081,44.724818203665897]
[7082,46.343249845504701]
[7083,44.045837943618302]
[7086,43.062000274658203]
[7087,43.35]
[7088,44.346000480651803]
[7090,44.2913078454824]
[7092,45.217199935913001]
[7093,43.273200302124003]
[7094,43.072846148564203]
[7095,43.689000034332203]
[7102,43.518000125885003]
[7103,44.135399951934801]
[7104,43.774909296902699]
[7105,43.180999946594198]
[7106,44.583600082397403]
[7107,44.109000205993603]
[7108,44.004000091552697]
[7109,44.064428738185299]
[7110,44.1396922918466]
[7111,44.394600048065101]
[7112,43.945499897003103]
[7114,43.2741290676978]
[7201,43.267999903360902]
[7202,43.4617497682571]
[7203,43.715999794006301]
[7204,43.831199684143002]
[7205,43.834799938201897]
[7206,43.312285586765803]
[7208,43.6054290226527]
[7302,42.812400398254297]
[7304,42.957749819755499]
[7305,42.996749997138899]
[7306,42.962768950829101]
[7307,43.009999847412097]
[7310,42.743999862670798]
[7311,0]
[7401,46.272000063382599]
[7403,47.213142871856597]
[7405,48.259518973435]
[7407,44.248800144195499]
[7410,44.572285652160602]
[7416,48.490153840871898]
[7417,47.090780527998703]
[7418,48.3645001029968]
[7419,48.678626948683998]
[7420,46.450499868392903]
[7421,48.924054503007298]
[7422,49.610836341164301]
[7423,45.235199890136698]
[7424,45.703615247286201]
[7430,47.400396203094999]
[7432,46.140000057220398]
[7435,49.001117638980602]
[7436,47.068235273922099]
[7438,49.294448291844297]
[7439,48.599399814605697]
[7440,45.747750163078301]
[7442,46.111499977111798]
[7444,46.120800075530902]
[7446,46.653130431797202]
[7450,45.125249934196397]
[7452,44.886000061035098]
[7456,47.595557577420102]
[7457,46.574000167846599]
[7458,46.066349816322301]
[7460,49.431124949455203]
[7461,48.645571818309698]
[7462,48.7011818192221]
[7463,45.8507999038696]
[7465,47.392363721674101]
[7470,46.267680038452099]
[7480,48.995179885754403]
[7481,46.430538522280102]
[7495,0]
[7501,44.9139999389648]
[7502,45.360000228881802]
[7503,44.679000091552702]
[7504,44.468399848937899]
[7505,44.886000823974598]
[7506,45.483600082397402]
[7508,46.341300058364801]
[7512,45.580799903869597]
[7513,44.597999382018997]
[7514,44.616000366210898]
[7522,45.2040000915527]
[7524,44.796000480651799]
[7601,43.714874982833798]
[7603,43.630499982833797]
[7604,43.823999977111797]
[7605,43.3739998136247]
[7606,43.490999794006299]
[7607,43.957200508117602]
[7608,43.488000011444001]
[7620,45.377250337600699]
[7621,43.936909103393504]
[7624,44.203384736868003]
[7626,44.278500008583002]
[7627,44.1180000305175]
[7628,44.063142749241401]
[7630,44.445999908447199]
[7631,43.760526315789399]
[7632,44.194285665239597]
[7640,44.294571222577702]
[7641,44.115272920781898]
[7642,44.981538303081798]
[7643,43.369499802589402]
[7644,43.912200164794903]
[7645,45.992470483218902]
[7646,43.9540000915527]
[7647,44.520000076293897]
[7648,44.424545548178898]
[7649,44.279399814605704]
[7650,43.338000411987203]
[7652,44.405142974853497]
[7656,45.601091090115602]
[7657,43.260461733891397]
[7660,43.394571467808298]
[7661,43.999500060081402]
[7662,44.0625]
[7663,44.139000177383402]
[7666,43.6986921677222]
[7670,44.251263186806]
[7675,44.658857018607002]
[7676,44.944909078424601]
[7677,45.725571237291597]
[7701,43.886052523161197]
[7702,43.934249854087803]
[7703,44.0340002059936]
[7704,43.893428012302898]
[7711,44.220000457763597]
[7712,44.388893545434797]
[7716,43.478210569682801]
[7717,44.2289995193481]
[7718,43.694399986267001]
[7719,44.455999978383304]
[7720,44.231999588012599]
[7721,43.787999725341699]
[7722,44.483039989471401]
[7723,44.232857240949301]
[7724,44.153760028839102]
[7726,44.4545625686645]
[7727,44.620600013732798]
[7728,44.449570763672803]
[7730,43.724526304947602]
[7731,44.653455877304097]
[7732,43.6811251759529]
[7733,44.246742782592698]
[7734,43.684499716758701]
[7735,43.690285900660903]
[7737,43.642199993133502]
[7738,44.052272961356401]
[7739,43.986000043695597]
[7740,44.1291430337088]
[7746,44.5595769111926]
[7747,44.035680038452099]
[7748,43.896339528065802]
[7750,44.025600013732898]
[7751,44.421600071833602]
[7753,44.482647893126597]
[7755,44.2847999382019]
[7756,44.2289995193481]
[7757,44.100000143051098]
[7758,43.715999794006301]
[7760,43.861028594970598]
[7762,44.253230579082697]
[7764,44.215499782562198]
[7801,48.424536588715299]
[7803,48.688153883127001]
[7820,48.701999993757703]
[7821,48.754209936784697]
[7822,48.415928588594703]
[7823,47.2842771964498]
[7825,48.394971422467897]
[7826,48.874066407985602]
[7827,49.376502506697001]
[7828,49.621384488619199]
[7830,48.593062448501499]
[7832,48.5130471164643]
[7833,46.75800075531]
[7834,47.6882263723409]
[7836,49.381573705204097]
[7838,48.446437489986401]
[7840,49.184124982356998]
[7842,48.443250060081397]
[7843,49.478699941635099]
[7846,48.252000617980897]
[7847,48.411749768257103]
[7848,48.469161285892497]
[7849,49.4854999065399]
[7850,49.420615284259497]
[7851,48.965400123596098]
[7852,49.109999942779503]
[7853,49.470045098326203]
[7856,49.327764701843201]
[7857,49.478571428571399]
[7860,48.610595747764997]
[7863,48.080147341678]
[7865,48.671666653951]
[7866,48.570694698534503]
[7869,48.846449975967303]
[7870,50.412000274658197]
[7871,49.108075505382502]
[7874,49.042961410375703]
[7876,48.489599739074599]
[7878,47.334000205993597]
[7880,47.963999176025297]
[7881,48.976268105654299]
[7882,47.343067618061703]
[7885,48.749812442064197]
[7901,45.792479942321698]
[7920,46.4796135794032]
[7921,46.021367128589397]
[7922,45.954545376517501]
[7924,47.593058832953901]
[7926,47.6039995193481]
[7927,46.117714364187997]
[7928,45.642000029427599]
[7930,48.7198234782499]
[7931,46.904666773478098]
[7932,45.373285736356401]
[7933,45.753599910736]
[7934,46.947000176565901]
[7935,45.728727097944699]
[7936,45.4068000411987]
[7939,46.2]
[7940,45.705000019073402]
[7945,47.855289526989502]
[7946,45.985000228881802]
[7950,47.315052765294098]
[7960,46.726266657511303]
[7961,0]
[7970,48.216000652313198]
[7974,45.739875197410498]
[7976,45.929419474447897]
[7977,46.654000091552703]
[7979,46.950000190734798]
[7980,45.853090615706002]
[7981,45.686068982091399]
[8001,42.776000213623]
[8002,41.864250004291499]
[8003,42.281571374620697]
[8004,43.015799903869599]
[8005,43.831999924069301]
[8006,43.925999450683499]
[8007,41.991599807739199]
[8008,43.749230663592897]
[8009,42.883846147243702]
[8010,42.782999897003101]
[8011,0]
[8012,42.400838802706801]
[8014,41.852181868119601]
[8015,43.887142780848897]
[8016,43.402231473420699]
[8019,43.734903776895003]
[8020,42.007058783138397]
[8021,42.525000063578197]
[8022,43.738965521187602]
[8023,42.5387999725341]
[8026,42.463199958801198]
[8027,41.784214435304897]
[8028,42.641311633000498]
[8029,42.019500017166102]
[8030,41.740154104966301]
[8031,41.8350000858306]
[8033,41.872799949645902]
[8034,42.013713945661202]
[8035,41.9760003089904]
[8036,43.005391328231099]
[8037,43.425696272446501]
[8038,42.558162016481901]
[8039,42.627000188827502]
[8041,43.797818092866301]
[8042,43.823999977111797]
[8043,42.470799980163498]
[8045,42.010499811172402]
[8046,42.928799972534101]
[8048,43.156961477719797]
[8049,42.0869998455047]
[8050,43.7344463411441]
[8051,42.120749866962399]
[8052,41.9643749356269]
[8053,42.778779665090198]
[8054,42.567600025850098]
[8055,43.161423293505699]
[8056,42.073500013351399]
[8057,42.3912580213239]
[8059,41.786400260925198]
[8060,43.469441939509203]
[8061,41.913000297546297]
[8062,42.469685876073903]
[8063,41.699999999999903]
[8064,43.914000034332197]
[8065,41.901600151061999]
[8066,41.782499957084603]
[8067,42.468479873657202]
[8068,43.7997473084299]
[8069,42.508387730726497]
[8070,42.555199909210103]
[8071,42.4320001602172]
[8072,0]
[8073,43.0680004119872]
[8074,42.509999656677202]
[8075,42.415999946594198]
[8077,42.131485682896198]
[8078,41.936250042915297]
[8079,42.5744111931416]
[8080,42.373646017091403]
[8081,42.8582307210335]
[8083,42.1876362887295]
[8084,42.340799560546799]
[8085,42.320761943998697]
[8086,41.776846196101197]
[8087,43.581952016170099]
[8088,43.497799266689803]
[8089,43.230473658912999]
[8090,42.112363867326202]
[8091,42.7758464813232]
[8092,43.6571612696494]
[8093,41.806105342664203]
[8094,43.040535188057]
[8095,43.313249802589397]
[8096,41.965714318411599]
[8097,42.005999851226797]
[8098,42.648729770248003]
[8102,41.653200302123999]
[8103,41.677090696854997]
[8104,41.708308014502798]
[8105,41.716500091552703]
[8106,41.867999839782698]
[8107,41.724000167846597]
[8108,41.742000246047901]
[8109,41.860941224939602]
[8110,41.831400089263902]
[8201,43.391181902451898]
[8202,42.775655286065401]
[8203,43.413600013732903]
[8204,42.330236833973899]
[8205,43.471325573810198]
[8210,42.823522392671499]
[8212,42.240000343322698]
[8215,43.607190675347503]
[8217,43.536000823974597]
[8221,43.370624828338599]
[8223,43.259547075235602]
[8224,43.599900312423699]
[8225,43.373999931335398]
[8226,43.333500051498397]
[8230,43.0753470634927]
[8232,43.350521601801297]
[8234,43.469069338428703]
[8240,43.5108002471923]
[8241,43.5180001437664]
[8242,42.508105237860399]
[8243,42.9127498626708]
[8244,43.348499894142101]
[8246,42.924000549316403]
[8247,42.763500165939298]
[8248,43.241999816894499]
[8251,42.495599670410101]
[8260,42.5793529734892]
[8270,43.297846137560299]
[8302,42.860110856424697]
[8310,43.300800018310497]
[8311,42.749368572235099]
[8312,42.816000008583003]
[8314,42.909599945068301]
[8316,42.990705635968297]
[8317,43.534714405877203]
[8318,42.954577620133001]
[8319,43.509491001475901]
[8320,42.996000480651801]
[8321,42.646227277408897]
[8322,42.994088294442697]
[8323,42.568499970436001]
[8324,42.862687557935701]
[8326,43.184307729280903]
[8327,42.912750077247601]
[8328,43.023999786376898]
[8329,42.9833998489379]
[8330,43.562981198868599]
[8332,43.304349629862301]
[8340,43.467395998396903]
[8341,43.130999965667698]
[8343,42.751228428637802]
[8344,43.117212770340302]
[8345,42.737379396372802]
[8346,43.411199913024902]
[8348,43.185000085830602]
[8349,42.823963633450497]
[8350,43.354999923706004]
[8352,0]
[8353,42.8924998283386]
[8360,43.225745482011199]
[8361,43.319249982833803]
[8401,43.391599884033198]
[8402,43.436999845504701]
[8403,43.420285606384198]
[8406,43.429999923705999]
[8501,44.070735843226501]
[8502,45.092830272890403]
[8505,43.656134971875801]
[8510,44.093270301818798]
[8511,43.978800144195503]
[8512,44.698965434370301]
[8514,44.059885842459501]
[8515,43.9195555157131]
[8518,43.496399917602503]
[8520,44.376089619878499]
[8525,45.491739059531099]
[8527,44.242658812018]
[8528,44.928000068664502]
[8530,44.995425688866298]
[8533,44.038540711274003]
[8534,44.592976729814403]
[8535,44.239894731421202]
[8536,44.842799949645901]
[8540,44.8911805427365]
[8542,44.8859999656677]
[8550,44.349119888305601]
[8551,45.340418201793298]
[8553,44.957999897003099]
[8554,43.5450001716613]
[8555,44.230285508291999]
[8558,45.147415510324301]
[8559,45.505312542915298]
[8560,44.2833103673211]
[8561,44.237999725341702]
[8562,43.891043422533102]
[8608,43.752000617980897]
[8609,43.816800041198697]
[8610,43.889399986267001]
[8611,43.865142754146]
[8618,43.886689685953002]
[8619,43.962461559589002]
[8620,43.994571590423497]
[8628,43.992479873657203]
[8629,43.8240001201629]
[8638,43.920545404607502]
[8640,43.886089813575303]
[8641,43.8848567962646]
[8648,44.107090941342399]
[8690,44.055600299835199]
[8691,44.146019989013602]
[8701,44.489632707712502]
[8720,44.67]
[8721,43.949689707262699]
[8722,44.088000011444002]
[8723,44.258347681294303]
[8724,44.503965529079998]
[8730,44.2979996681213]
[8731,44.072845332155502]
[8732,43.922999382019]
[8733,44.324142837524299]
[8734,43.980750131607003]
[8735,44.100750231742801]
[8736,44.408100013732899]
[8738,44.206499862670903]
[8740,43.95]
[8741,43.980000114440898]
[8742,44.327999919393697]
[8750,44.266000175476002]
[8751,44.014800109863202]
[8752,43.986899986266998]
[8753,44.124375039339]
[8755,44.360163810604902]
[8757,44.268779932022099]
[8758,43.853879962921098]
[8759,44.198053905046798]
[8801,46.661428642272902]
[8802,47.004126343978001]
[8804,46.554807692307598]
[8805,45.2770910089666]
[8807,45.978115340379503]
[8808,0]
[8809,46.495411760666698]
[8810,44.778000013289898]
[8812,45.403908738222903]
[8816,44.736888800726902]
[8817,44.6072093342625]
[8820,44.438863628560803]
[8821,45.5340002059936]
[8822,45.9885354184729]
[8823,44.961857250758499]
[8824,44.979375171661303]
[8825,46.1761034932629]
[8826,48.046500042506601]
[8827,46.955040000915503]
[8828,44.825999450683497]
[8829,46.9167274475097]
[8830,43.923692365793002]
[8831,44.580180012702897]
[8832,43.902000331878597]
[8833,47.203530232218199]
[8835,45.251400260925202]
[8836,46.643368540312103]
[8837,44.122799963951103]
[8840,44.4720000743866]
[8844,45.537287662453799]
[8846,44.7647998809814]
[8848,46.282323469835099]
[8850,44.741999959945602]
[8852,44.8686923393836]
[8853,45.452372067473597]
[8854,44.696159957885698]
[8857,44.429319568516]
[8858,46.4585455981167]
[8859,44.046857070922798]
[8861,43.685143089294399]
[8863,43.993200130462597]
[8865,46.490435256958001]
[8867,46.749964366640299]
[8869,45.723000025749201]
[8872,44.188114242553702]
[8873,44.980707712906998]
[8876,45.790271118939899]
[8879,43.799333381652801]
[8880,44.849999427795403]
[8882,44.563636519692103]
[8884,44.672769267742403]
[8886,46.585627158213399]
[8887,45.425999450683499]
[8889,46.121405926317202]
[8890,44.975999450683503]
[8901,44.701999982197997]
[8902,44.889724218434303]
[8904,44.636571202959303]
[10001,42.725999450683503]
[10002,42.792000389099101]
[10003,42.810000228881798]
[10004,42.834000205993597]
[10005,0]
[10006,0]
[10007,0]
[10009,42.743999862670798]
[10010,42.770999622344902]
[10011,42.717000102996799]
[10012,42.762000274658199]
[10013,42.744000434875403]
[10014,42.719999885558998]
[10016,42.809999656677199]
[10017,42.798000240325898]
[10018,42.690000343322701]
[10019,42.8429995536804]
[10020,0]
[10021,42.9780000686645]
[10022,42.878999519348099]
[10023,42.9780000686645]
[10024,43.0139998626709]
[10025,43.184999656677199]
[10026,42.959999656677198]
[10027,43.049999999999898]
[10028,43.013999176025301]
[10029,42.959999656677198]
[10030,42.9780000686645]
[10031,43.0680004119872]
[10032,43.310999965667698]
[10033,43.415999794006296]
[10034,43.265999794006298]
[10035,42.952285439627502]
[10036,42.807000446319499]
[10037,0]
[10038,42.762000274658199]
[10039,43.265999794006298]
[10040,43.518000411987302]
[10044,0]
[10065,42.9780000686645]
[10069,42.743999862670798]
[10075,43.049999999999898]
[10103,0]
[10110,0]
[10111,0]
[10112,0]
[10115,0]
[10119,42.780000686645501]
[10128,43.121999931335402]
[10152,0]
[10153,0]
[10154,0]
[10162,0]
[10165,0]
[10167,0]
[10168,0]
[10169,0]
[10170,0]
[10171,0]
[10172,0]
[10173,0]
[10174,0]
[10177,0]
[10199,0]
[10271,0]
[10278,0]
[10279,0]
[10280,42.797999382019]
[10282,42.762000274658199]
[10301,43.2914998054504]
[10302,43.1820001602172]
[10303,43.2133846576397]
[10304,43.273874759674001]
[10305,43.3616248369216]
[10306,43.414199810028002]
[10307,43.5135000944137]
[10308,43.355999892098502]
[10309,43.374749922752301]
[10310,43.2457501888275]
[10311,0]
[10312,43.358117630902399]
[10314,43.337345477017401]
[10451,43.013999748229899]
[10452,43.130999708175601]
[10453,43.35]
[10454,43.003199958801197]
[10455,43.026000022888098]
[10456,43.144500446319498]
[10457,43.257000017166099]
[10458,43.292999982833798]
[10459,43.110000228881802]
[10460,43.165200576782198]
[10461,43.182750034332201]
[10462,43.176000137328998]
[10463,43.379999828338597]
[10464,43.4515384087195]
[10465,43.221000158786701]
[10466,43.512000083923297]
[10467,43.438799972534099]
[10468,43.3524000549316]
[10469,43.337999725341703]
[10470,43.564800109863199]
[10471,43.4784001922607]
[10472,43.077000188827498]
[10473,43.048199787139801]
[10474,42.998999977111801]
[10475,43.348000144958398]
[10501,47.048999977111798]
[10502,45.308999991416897]
[10503,0]
[10504,46.447690152450299]
[10505,47.595000171661297]
[10506,46.605940263662703]
[10507,46.355612976320302]
[10509,48.052141954975703]
[10510,45.764400029182397]
[10511,45.015600357055597]
[10512,48.355862825147497]
[10514,46.323882428337498]
[10516,48.065671809017601]
[10517,46.793999862670901]
[10518,47.065500068664498]
[10519,46.842000389099098]
[10520,45.665999965667702]
[10522,45.231999969482402]
[10523,45.523875081539103]
[10524,47.057011810751497]
[10526,46.367625188827503]
[10527,47.320500040054299]
[10528,44.425714261191203]
[10530,45.508124828338602]
[10532,45.749999656677197]
[10533,45.365249991416903]
[10535,47.090999794006301]
[10536,46.598410774980202]
[10537,46.5312000274658]
[10538,44.053200187683103]
[10541,48.120980831292897]
[10543,44.099684293646497]
[10545,0]
[10546,46.163999748229898]
[10547,46.8472173524939]
[10548,45.048000144958401]
[10549,46.368000009324803]
[10550,43.681999969482398]
[10552,43.967999982833803]
[10553,43.817999839782701]
[10560,47.5735862731933]
[10562,45.944458880189899]
[10566,45.766199855804402]
[10567,46.172322556280299]
[10570,46.037307797945402]
[10573,45.051750040054301]
[10576,47.132968416715897]
[10577,45.5851200027465]
[10578,46.506000137329004]
[10579,47.644133338928199]
[10580,44.5027058096492]
[10583,45.016040657977598]
[10588,47.232750034332199]
[10589,46.747999858856197]
[10590,47.725000000000001]
[10591,45.479560940440102]
[10594,46.140000057220398]
[10595,45.979846066694897]
[10596,44.868000411987303]
[10597,47.486999952793099]
[10598,46.742571401596003]
[10601,45.155999279022197]
[10603,45.5021538514357]
[10604,45.795562416315001]
[10605,45.045545404607601]
[10606,45.321600151062]
[10607,45.441999816894501]
[10701,44.358000068664502]
[10703,44.832000078473698]
[10704,43.863272458856699]
[10705,43.686000251769997]
[10706,44.895000028610198]
[10707,44.399999999999899]
[10708,44.185384721022302]
[10709,44.464800109863198]
[10710,44.784631709048597]
[10801,43.944461543743401]
[10803,43.662000083923303]
[10804,44.4470001220703]
[10805,43.738499879837001]
[10901,47.113561625023401]
[10910,47.679999732971098]
[10911,47.838000297546301]
[10913,45.297750055789898]
[10914,47.6939998626708]
[10915,47.963999176025297]
[10916,47.837774956226298]
[10917,47.592428684234598]
[10918,47.864863625439703]
[10919,47.966400032043403]
[10920,45.514105375189502]
[10921,48.052411702099903]
[10922,46.496999931335402]
[10923,45.894000077247597]
[10924,47.982692318696202]
[10925,48.453789470070198]
[10926,47.866956611301497]
[10927,45.510000038146899]
[10928,46.918434881127297]
[10930,47.5313683258859]
[10931,47.530560035705498]
[10932,47.946000480651797]
[10933,48.389999771118099]
[10940,48.218727285211699]
[10941,47.973409054496003]
[10950,48.092192305051299]
[10952,46.7897646735696]
[10953,47.103600425720202]
[10954,45.983999969219298]
[10956,45.882985043881497]
[10958,48.141652206752603]
[10960,45.485999870300198]
[10962,45.141913007653201]
[10963,48.979500067234]
[10964,44.930181780728397]
[10965,45.5950434394504]
[10968,44.658000183105401]
[10969,48.2352000427246]
[10970,47.662034531297301]
[10973,48.049885482788]
[10974,47.5989231843214]
[10975,47.735759925842203]
[10976,44.855999565124499]
[10977,46.515408936413799]
[10979,48.197999382018999]
[10980,47.002871256535499]
[10983,44.8060001373291]
[10984,46.133999919891302]
[10985,48.162000274658098]
[10986,46.672091024572197]
[10987,48.324584454375398]
[10988,48.5010000228881]
[10989,45.634173799597598]
[10990,48.351145155198999]
[10992,47.635304471720801]
[10993,45.078000068664501]
[10994,45.325615508739702]
[10996,46.939636282487299]
[10998,48.478708931162302]
[11001,44.060000228881798]
[11003,44.037750184535902]
[11004,44.057999610900801]
[11005,44.165999794006296]
[11010,44.144399986266997]
[11020,44.109429032461897]
[11021,43.881999778747499]
[11023,43.833000183105398]
[11024,43.757999839782698]
[11030,44.229333368937098]
[11040,44.141700181960999]
[11042,44.192999982833797]
[11050,44.100585462988803]
[11096,44.1120002746582]
[11101,42.865999794006299]
[11102,42.9780000686645]
[11103,43.062000274658203]
[11104,43.040999794006296]
[11105,42.9899997711181]
[11106,42.960000228881803]
[11109,0]
[11201,42.947999954223597]
[11203,43.266000008582999]
[11204,43.412571144104]
[11205,43.140000343322697]
[11206,42.933000183105399]
[11207,43.243091115084503]
[11208,43.438124871253898]
[11209,43.237714413234102]
[11210,43.402800178527798]
[11211,42.845454701510299]
[11212,43.203000068664501]
[11213,43.233600082397402]
[11214,43.505400123596097]
[11215,43.142250180244403]
[11216,43.135500240325896]
[11217,43.128000068664498]
[11218,43.319999885559]
[11219,43.258799972534099]
[11220,43.150000381469702]
[11221,43.049999999999898]
[11222,42.800571605137399]
[11223,43.524000167846602]
[11224,43.561200027465802]
[11225,43.234499931335399]
[11226,43.2731999588012]
[11228,43.310999965667698]
[11229,43.5450001716613]
[11230,43.3817145211355]
[11231,42.962999725341703]
[11232,43.064399986266999]
[11233,43.128000068664498]
[11234,43.561799869537303]
[11235,43.5883636301214]
[11236,43.441500163078302]
[11237,42.995999622344897]
[11238,43.315500068664498]
[11239,43.391999244689899]
[11351,0]
[11354,43.1706001853942]
[11355,43.230000196184399]
[11356,43.044000148773101]
[11357,43.2605998420715]
[11358,43.430999851226801]
[11359,43.409999656677201]
[11360,43.413000297546297]
[11361,43.525714383806402]
[11362,43.911999893188401]
[11363,43.720499897003101]
[11364,43.624000167846603]
[11365,43.471200027465798]
[11366,43.567500257492]
[11367,43.290545342185197]
[11368,43.072909303144897]
[11369,43.040999794006296]
[11370,42.968999862670799]
[11371,42.935999679565398]
[11372,43.049999999999898]
[11373,43.036499691009503]
[11374,43.179599876403799]
[11375,43.2917141778128]
[11377,43.028727410056298]
[11378,43.0124998569488]
[11379,43.223250102996801]
[11385,43.209428787231403]
[11411,43.959000205993597]
[11412,43.916999816894503]
[11413,43.973538604149397]
[11414,43.6584001922607]
[11415,43.409999656677201]
[11416,43.463999748229902]
[11417,43.5]
[11418,43.463999911717003]
[11419,43.539600219726502]
[11420,43.648500180244397]
[11421,43.377599945068297]
[11422,43.998000240325901]
[11423,43.791600151061999]
[11424,0]
[11425,43.374000549316399]
[11426,43.989600219726498]
[11427,43.898571722847997]
[11428,43.895999622344902]
[11429,43.904999828338603]
[11430,43.969285787854801]
[11432,43.673999977111798]
[11433,43.835999965667703]
[11434,43.975714383806498]
[11435,43.649142837524401]
[11436,43.8510003089904]
[11451,0]
[11501,44.443199787139797]
[11507,44.281199684142997]
[11509,44.256000137329004]
[11510,44.522625231742801]
[11514,44.606999588012599]
[11516,44.117999839782698]
[11518,44.300999736785798]
[11520,44.630399951934798]
[11530,44.403857292447697]
[11542,44.537333297729397]
[11545,44.5992273070595]
[11547,44.1930004119872]
[11548,44.597999725341801]
[11549,44.543999862670901]
[11550,44.438400192260701]
[11552,44.285647066901703]
[11553,44.588399848937897]
[11554,44.7131998901367]
[11556,0]
[11557,44.217749905586203]
[11558,44.394857270377003]
[11559,44.2098749399185]
[11560,44.684399986267003]
[11561,44.390526369998298]
[11563,44.193000068664503]
[11565,44.1570004463195]
[11566,44.710695523801]
[11568,44.6442856652396]
[11569,44.652000617980903]
[11570,44.331599693298301]
[11572,44.4412942549761]
[11575,44.591250085830602]
[11576,44.425411740471297]
[11577,44.475272889570697]
[11579,44.338799629211401]
[11580,44.043000221252399]
[11581,44.073000097274701]
[11590,44.677333386739001]
[11596,44.367600288391102]
[11598,44.117142759050601]
[11691,44.150999736785799]
[11692,44.090400123596098]
[11693,44.004000377654997]
[11694,44.013000297546299]
[11697,43.8289089723066]
[11701,45.273900003433198]
[11702,45.281162718839397]
[11703,45.707999753952002]
[11704,45.562058813431598]
[11705,45.596307739844598]
[11706,45.4972058520597]
[11709,44.6699998038155]
[11710,44.801999855041501]
[11713,45.771789611013297]
[11714,44.837624824046998]
[11715,45.6859998703003]
[11716,45.566181720386801]
[11717,45.286714185987201]
[11718,45.533999633789001]
[11719,45.8377502918243]
[11720,45.441517165611501]
[11721,45.017399883270201]
[11722,45.554812377691199]
[11724,44.713714476993999]
[11725,44.771368383106399]
[11726,45.263999748229899]
[11727,45.448114487784203]
[11729,45.342750048637299]
[11730,45.289941097708301]
[11731,44.370685828072602]
[11732,44.767714364188002]
[11733,45.042139541271098]
[11735,45.120439017691197]
[11738,45.275739097595199]
[11739,45.3419998168945]
[11740,43.975200004577601]
[11741,45.549333318074503]
[11742,45.526285825456803]
[11743,44.6203268491304]
[11746,44.309999975224102]
[11747,44.5699201126098]
[11749,45.449999809265101]
[11751,45.499285616193497]
[11752,45.589199867248503]
[11753,44.647764621061398]
[11754,44.905800132751402]
[11755,45.420000314712503]
[11756,44.840639923095701]
[11757,45.373999977111801]
[11758,45.093000044141498]
[11762,45.187846227792498]
[11763,45.541199965043397]
[11764,45.089210354654398]
[11765,44.793749785423202]
[11766,45.062869586115298]
[11767,45.4111763898064]
[11768,44.866169541569001]
[11769,45.380470814424299]
[11770,0]
[11771,44.851565290533898]
[11772,45.742285701206697]
[11776,45.183333333333302]
[11777,44.733529472351002]
[11778,45.075749874114898]
[11779,45.423923107293902]
[11780,45.322040655175002]
[11782,45.476999974250703]
[11783,45.006375038623801]
[11784,45.420750260353003]
[11786,45.1807498455047]
[11787,45.472622990217303]
[11788,45.225999975204402]
[11789,44.814000034332203]
[11790,45.223499965667699]
[11791,44.717423145587603]
[11792,45.1811999416351]
[11793,44.889500093460001]
[11794,0]
[11795,45.525818200544798]
[11796,45.408000411987302]
[11797,44.6559999465942]
[11798,45.215399951934799]
[11801,44.729039909362797]
[11803,44.6879997913653]
[11804,44.815799903869603]
[11901,46.080304137023298]
[11930,46.1172971673913]
[11931,46.6680004119873]
[11932,46.338857084001802]
[11933,45.563309730259697]
[11934,46.279000091552703]
[11935,46.141500065543397]
[11937,46.358420510725502]
[11939,46.030285753522598]
[11940,46.406571415492401]
[11941,46.555499982833801]
[11942,46.3770810049933]
[11944,46.103368196989301]
[11946,46.459333483378003]
[11947,46.164000034332197]
[11948,46.216363698785898]
[11949,45.802585838862797]
[11950,45.995647127487999]
[11951,46.169538622635997]
[11952,46.0157368710166]
[11953,45.595024443835698]
[11954,46.194169025689703]
[11955,46.167599945068297]
[11956,46.467000102996799]
[11957,46.131333223978601]
[11958,46.136999845504697]
[11959,46.5839998626709]
[11960,46.5824999570846]
[11961,45.686117564930598]
[11962,46.477043326004598]
[11963,46.369333235422701]
[11964,46.313210542578403]
[11965,46.195090952786501]
[11967,45.9049565605495]
[11968,46.381155951963599]
[11970,46.613999176025303]
[11971,46.136808525247702]
[11972,46.483499836921602]
[11973,45.749999904632503]
[11975,46.547538493229702]
[11976,46.226999862670802]
[11977,46.408173751831001]
[11978,46.435124981403298]
[11980,45.666576961370602]
[12007,51.542400226593003]
[12008,49.7145001888275]
[12009,51.108525337711399]
[12010,51.694524977079297]
[12015,48.0131185660928]
[12017,53.545777723524203]
[12018,52.014278316006198]
[12019,50.3236744614534]
[12020,50.442633580569101]
[12022,53.303907684913]
[12023,52.802309579330398]
[12024,51.4020001888275]
[12025,52.8449605389645]
[12027,50.377800178527799]
[12028,51.233868127340699]
[12029,52.626857144492]
[12031,52.388399906158398]
[12032,56.507314267344199]
[12033,49.489894656131099]
[12035,51.621000051498399]
[12036,53.232937511801701]
[12037,51.156439018249401]
[12040,53.256000137329103]
[12041,51.613999938964803]
[12042,50.853473673368697]
[12043,52.362795180585003]
[12045,48.553499794006299]
[12046,51.696000027656503]
[12047,49.593856920514703]
[12051,48.918857104437599]
[12052,52.469162750244102]
[12053,52.225482625482599]
[12054,49.694100036621002]
[12056,51.494958910223502]
[12057,51.829135084796597]
[12058,50.205350630623897]
[12059,52.9791892154796]
[12060,52.226297895959]
[12061,50.427857065200797]
[12062,51.580967248854002]
[12063,50.4780000686645]
[12064,53.081478266094003]
[12065,49.906054115295298]
[12066,51.9168000044141]
[12067,51.010758679488603]
[12068,51.337199999491297]
[12069,50.129999542236298]
[12070,51.673038433148299]
[12071,52.106194963687699]
[12072,51.508994923509299]
[12074,52.791695356053197]
[12075,49.979333347744401]
[12076,53.6684372996977]
[12077,49.0902856554303]
[12078,54.325308865450403]
[12083,51.710983452348998]
[12084,49.6488000869751]
[12085,49.997999382019003]
[12086,52.365000046216501]
[12087,51.225176484724997]
[12089,51.339000034332201]
[12090,51.859603393077798]
[12092,51.777187612652703]
[12093,53.430659335000101]
[12094,50.954015922546297]
[12095,52.789714292117502]
[12106,49.052069012872003]
[12108,57.051378641082202]
[12110,49.887559231257001]
[12115,50.311714226858903]
[12116,52.671666696336501]
[12117,54.056119608879001]
[12118,49.6989333343505]
[12120,52.261690077983097]
[12121,50.211157945331699]
[12122,53.061787317888701]
[12123,50.541789479363203]
[12124,48.725999641418397]
[12125,52.144309865924598]
[12130,49.421999931335399]
[12131,52.283454530889301]
[12132,49.797428267342703]
[12134,54.993856598037098]
[12136,50.941246668084801]
[12137,51.959818198464099]
[12138,52.695866259832798]
[12139,57.292343024320303]
[12140,51.0681819482283]
[12143,50.089384625508202]
[12144,49.437397584570398]
[12147,53.7139746991894]
[12148,49.917671516760002]
[12149,53.115468724071903]
[12150,49.889999656677197]
[12151,49.402363430369903]
[12153,52.726945967287598]
[12154,49.979691431318003]
[12155,52.9673738927426]
[12156,49.0134284428187]
[12157,51.975876419731698]
[12158,49.228359333425701]
[12159,49.645016980575299]
[12160,52.035417735425703]
[12161,49.2419992446899]
[12164,56.655629257574297]
[12165,52.966874957084599]
[12166,51.988213476973897]
[12167,54.0955082111671]
[12168,52.867640310740299]
[12169,52.783170786136502]
[12170,50.1180471975972]
[12172,48.207000446319498]
[12173,48.606600102015797]
[12174,48.728999948501503]
[12175,54.090674159232101]
[12176,50.905412023207703]
[12177,50.393999862670803]
[12180,50.5329694398105]
[12182,50.0135171857373]
[12183,48.696000480651797]
[12184,49.503276043289198]
[12185,50.905199963705897]
[12186,51.4968959472656]
[12187,53.301574443249002]
[12188,49.375932215027802]
[12189,49.174500029427598]
[12190,56.016307278784701]
[12192,49.385999978478203]
[12193,52.912222221162502]
[12194,53.349300041198703]
[12195,50.988000154495197]
[12196,50.878971454075398]
[12197,53.014916959824497]
[12198,50.535333315531403]
[12202,48.945000171661299]
[12203,49.604333368937098]
[12204,49.043999862670901]
[12205,49.913181807778102]
[12206,49.507499742507903]
[12207,48.917999839782702]
[12208,49.338000068664499]
[12209,49.314000034332203]
[12210,49.259999656677202]
[12211,49.830545529452202]
[12222,49.629000377654997]
[12302,50.631477269801202]
[12303,50.044917982132702]
[12304,50.186999988555897]
[12305,49.591200027465803]
[12306,50.968239117186897]
[12307,49.956000709533598]
[12308,49.9784999370574]
[12309,50.093250083923301]
[12401,48.319790297938901]
[12404,48.515202801044097]
[12405,51.865500068664502]
[12406,55.5095593226158]
[12407,54.122399997711099]
[12409,51.0397896013761]
[12410,54.8553658944804]
[12411,47.590500068664497]
[12412,50.9944801826476]
[12413,49.702249956130899]
[12414,48.705820370888198]
[12416,51.815217391304301]
[12417,47.441999244689903]
[12418,52.519000005721999]
[12419,48.125999641418403]
[12420,51.070125049352598]
[12421,54.791923988921702]
[12422,52.5377560615539]
[12423,50.702769162104602]
[12424,55.191652181874097]
[12427,54.8224235158808]
[12428,49.958675680933702]
[12429,48.295999717712299]
[12430,55.042666657765601]
[12431,50.423399934768597]
[12432,47.4375]
[12433,49.704857172284797]
[12434,53.424206873466197]
[12435,50.480684340627498]
[12436,54.660264722038697]
[12438,52.925999736785798]
[12439,54.631090918454198]
[12440,48.533806450136197]
[12441,55.451307733242302]
[12442,54.9060451220749]
[12443,48.529605642506702]
[12444,54.406874978542199]
[12446,49.808263286916301]
[12448,51.948000038371298]
[12449,47.874000058855302]
[12450,54.059076910752502]
[12451,49.756723436396101]
[12452,54.080294062109502]
[12453,47.549999999999898]
[12454,54.919363650408599]
[12455,54.597880104738799]
[12456,47.882999897003103]
[12457,51.182526247124898]
[12458,50.179636326703097]
[12459,54.551437488198196]
[12460,51.074400157928402]
[12461,50.869354912542498]
[12463,51.275571543829699]
[12464,53.805404495925004]
[12465,54.5235001087188]
[12466,47.860500240325898]
[12468,53.980704528093199]
[12469,53.058913017355799]
[12470,52.542857204164697]
[12471,47.843999862670799]
[12472,47.834999799728301]
[12473,52.102819713217301]
[12474,54.5918212480384]
[12475,48.633000183105402]
[12477,48.7847205624861]
[12480,53.536028564316801]
[12481,50.1799636563387]
[12482,48.7659999847412]
[12483,48.372857216426297]
[12484,48.582494763246501]
[12485,54.7441764635198]
[12486,47.834624755382499]
[12487,48.210461469796897]
[12489,48.800181913375802]
[12490,47.765999794006298]
[12491,49.481999984154299]
[12492,55.106216578878403]
[12493,48.135333379109603]
[12494,51.253973590700198]
[12495,52.224705816717702]
[12496,54.469957913348502]
[12498,50.190741508998201]
[12501,50.079496080293403]
[12502,50.283372312392601]
[12503,50.2970118309469]
[12504,47.720181811939497]
[12507,47.909999999999897]
[12508,47.565599985122603]
[12512,46.721999931335397]
[12513,48.428999805450403]
[12514,49.592999881397603]
[12515,48.221399917602497]
[12516,50.274406756384799]
[12517,51.040325666028302]
[12518,47.648307741605301]
[12520,47.330400009155198]
[12521,50.624181818962001]
[12522,49.335933782564801]
[12523,49.628898837057399]
[12524,47.521363787217503]
[12525,48.018187469243898]
[12526,48.2721984790481]
[12527,0]
[12528,48.139023591209799]
[12529,51.621481717241899]
[12530,49.686000251769997]
[12531,48.824210485659101]
[12533,47.853195975413797]
[12534,48.646164273270102]
[12538,48.2768725724654]
[12540,48.911571448189797]
[12542,47.585084705029502]
[12543,47.793750000000003]
[12545,49.506615992954799]
[12546,50.706797890967501]
[12547,47.926325491971703]
[12548,48.311039772033602]
[12549,47.884754605563202]
[12550,47.452573453463003]
[12553,47.377471652120903]
[12561,48.168814835725001]
[12563,48.623437500000001]
[12564,49.015509202875201]
[12565,50.149200096130301]
[12566,48.3337296666325]
[12567,50.044780779139799]
[12569,48.648521755052599]
[12570,48.799534819846897]
[12571,49.3705925906145]
[12572,48.985240412675402]
[12574,48.189000034332203]
[12575,47.720571449824703]
[12577,47.636086911740499]
[12578,48.938065544503601]
[12580,48.929454517364398]
[12581,49.857402371197203]
[12582,48.297346192139798]
[12583,48.482603677713598]
[12585,49.2685715266636]
[12586,47.848285622499297]
[12589,48.100663803805801]
[12590,47.348704199723798]
[12592,49.673250102996803]
[12594,49.135620174407897]
[12601,47.6076923297001]
[12603,47.817328168451702]
[12604,0]
[12701,51.582151255888]
[12719,50.7786857495989]
[12720,51.693666680653799]
[12721,48.546176500881302]
[12722,48.197999382018999]
[12723,51.703181071544201]
[12724,53.483612961922901]
[12725,55.4056499954632]
[12726,51.490512408894901]
[12729,49.296000056320302]
[12732,51.379235323737603]
[12733,51.279600219726497]
[12734,51.812603716580298]
[12736,53.022750055789899]
[12737,50.844823511908999]
[12738,50.925870987676703]
[12740,52.999618413260102]
[12741,52.189090919494603]
[12742,51.404000091552703]
[12743,51.336545406688302]
[12745,51.219428443908598]
[12746,49.6206428289413]
[12747,51.8860715082713]
[12748,51.963400020599302]
[12749,51.779999971389699]
[12750,51.357000017166101]
[12751,51.793500030040697]
[12752,51.650399866104102]
[12754,52.689891900242898]
[12758,54.915958270750998]
[12759,52.091250085830602]
[12760,53.285352262583601]
[12762,51.3345000846045]
[12763,50.358315829226797]
[12764,51.347495943832399]
[12765,52.615560035705499]
[12766,52.177058904311203]
[12767,53.164363627000199]
[12768,54.182746460739899]
[12769,49.214999828338598]
[12770,50.091428538731101]
[12771,49.130657161985098]
[12775,51.012799911499002]
[12776,54.001623072275301]
[12777,50.924551959922397]
[12778,51.381428514208103]
[12779,51.348000031548501]
[12780,49.889314286368197]
[12781,49.201199684142999]
[12783,51.888652144307599]
[12784,51.181499755382497]
[12785,49.6222191065958]
[12786,51.613885786873901]
[12787,52.436400032043402]
[12788,51.5803299776057]
[12789,51.011268341250499]
[12790,49.756190517970403]
[12791,52.5819310747343]
[12792,51.138000183105397]
[12801,51.477176486744497]
[12803,51.443538511716397]
[12804,51.970153801257702]
[12808,54.217272715135003]
[12809,51.849295734351699]
[12810,55.939225809035698]
[12811,56.115750038623801]
[12812,57.719605836032898]
[12814,53.569755310200598]
[12815,54.375857142039699]
[12816,52.2618677009404]
[12817,54.112340436488999]
[12819,53.250540918600301]
[12821,50.855738963251497]
[12822,53.733032275784304]
[12823,51.993749892711598]
[12824,53.050327871666497]
[12827,52.2701835840939]
[12828,51.232909050854701]
[12831,51.097971778033902]
[12832,52.290070972499002]
[12833,52.0574482510007]
[12834,51.4558016485419]
[12835,54.808412618775897]
[12836,54.6783870958512]
[12837,51.954937429726101]
[12838,51.821142850603302]
[12839,51.415733248392698]
[12841,53.617774651755703]
[12842,57.503048072239402]
[12843,56.168634157645997]
[12844,52.567499971389701]
[12845,53.1076956510543]
[12846,53.349313793022702]
[12847,57.049044379070097]
[12849,51.828599910736003]
[12850,53.420797869825599]
[12851,56.681099369561103]
[12852,57.035018786989603]
[12853,56.223317083498301]
[12855,56.694509657745598]
[12856,57.375514919544301]
[12857,55.743217862518101]
[12858,54.304186062480099]
[12859,53.414673950361099]
[12860,54.116608715057303]
[12861,52.134042309371502]
[12862,54.306000041961603]
[12863,51.246000022888097]
[12864,56.936999845504701]
[12865,52.279530201342197]
[12866,50.297024222641198]
[12870,54.875293401942699]
[12871,50.3977969318628]
[12872,53.562000274658203]
[12873,52.533428572560297]
[12874,53.896399984359697]
[12878,55.862631277531797]
[12883,53.964222874505097]
[12884,50.069999313354401]
[12885,54.0035463357504]
[12886,54.6161612864463]
[12887,51.35730681311]
[12901,52.772579279178501]
[12903,52.508999776840199]
[12910,54.077258174202598]
[12911,0]
[12912,54.8739545507865]
[12913,56.402806425863702]
[12914,53.790970417331103]
[12916,53.882482757239501]
[12917,54.361728260309697]
[12918,54.327216869951698]
[12919,53.4675541705396]
[12920,55.042240593845698]
[12921,52.981597098343599]
[12922,56.2799047651745]
[12923,54.6040800170898]
[12924,53.346000012484403]
[12926,53.760412773954698]
[12927,56.377448262839401]
[12928,54.0106773111386]
[12929,54.264000034332199]
[12930,54.993894051558101]
[12932,55.450066644350599]
[12933,54.876000308990399]
[12934,55.080403176032398]
[12935,54.776349633223496]
[12936,52.919908383056402]
[12937,53.762706756591797]
[12939,56.8316470426671]
[12941,55.190635871887203]
[12942,56.625228704785997]
[12943,58.540190255558997]
[12944,53.736418590989203]
[12945,56.686071452072603]
[12946,57.673842849816602]
[12950,55.076776125893602]
[12952,56.813041996755501]
[12953,55.695681666385703]
[12955,55.529520006179801]
[12956,54.603631549132501]
[12957,53.779942324521699]
[12958,53.807307716516299]
[12959,54.2627065709965]
[12960,54.898569277249798]
[12961,54.523875027894903]
[12962,53.721554351371203]
[12964,55.329000028610203]
[12965,54.033149964809397]
[12966,55.013934251184303]
[12967,53.722853446766003]
[12969,56.436625019709098]
[12970,56.6209137624707]
[12972,53.349932764357803]
[12973,56.514343936579998]
[12974,52.934181768243903]
[12975,52.539272845875097]
[12976,56.834555498758903]
[12977,56.752736829456502]
[12978,55.232727241516102]
[12979,53.566500002145702]
[12980,56.226978251726699]
[12981,55.455568267910401]
[12983,57.001730063648999]
[12985,54.748153836910497]
[12986,56.6705708813599]
[12987,54.709500023296897]
[12989,56.538561019051002]
[12992,53.325143898896997]
[12993,53.3895789516599]
[12996,53.155797250369702]
[12997,56.650630433662997]
[12998,55.539622657703902]
[13020,52.769999885559002]
[13021,50.440380332221203]
[13024,0]
[13026,49.992103435253199]
[13027,50.618366226679797]
[13028,51.633831282696001]
[13029,50.661287725788199]
[13030,50.401000086466397]
[13031,50.580923107954099]
[13032,51.195688195509]
[13033,50.4996521614285]
[13034,49.397207494051898]
[13035,52.781612900456999]
[13036,51.058049194448699]
[13037,50.9326153456106]
[13039,50.368577396746701]
[13040,52.627339930096497]
[13041,50.5054175702831]
[13042,51.506762592397997]
[13044,51.337874993256101]
[13045,52.658457003243903]
[13051,51.707999897003099]
[13052,53.2405713988055]
[13053,52.477309901949297]
[13054,50.732170236871603]
[13057,50.201624950340701]
[13060,50.418272833390603]
[13061,53.376272738196597]
[13062,51.7260003089904]
[13063,53.2681200084686]
[13064,50.25]
[13066,50.455147159800802]
[13068,52.251272718073601]
[13069,50.8838793162641]
[13071,51.487900948288399]
[13072,53.572743504209598]
[13073,52.494720005035298]
[13074,50.623525496660598]
[13076,51.1729354827634]
[13077,53.079390424244899]
[13078,51.848354394526403]
[13080,50.265890613198202]
[13081,50.786067234968897]
[13082,50.3228911428168]
[13083,53.959561976519403]
[13084,52.373296090344397]
[13087,0]
[13088,50.171454516324097]
[13090,50.349737736436097]
[13092,52.470693503911697]
[13101,52.814423027405297]
[13102,52.049999999999898]
[13103,51.131999588012597]
[13104,51.882251280140402]
[13108,51.418184903088701]
[13110,52.014882415883598]
[13111,50.465684238233003]
[13112,50.4222273718227]
[13113,50.403000068664497]
[13114,50.844692291846599]
[13115,50.520000171661302]
[13116,50.1599999427795]
[13117,49.926000022888097]
[13118,52.806849035227003]
[13120,50.762159969329801]
[13122,53.102289514792602]
[13123,51.072600116729703]
[13124,52.832999992370503]
[13126,50.434716360844]
[13131,51.496376086156197]
[13132,50.852460004806503]
[13134,52.5]
[13135,50.784690721086399]
[13136,52.530623364138798]
[13138,0]
[13140,50.159836414510501]
[13141,52.6165262423063]
[13142,51.193826096831302]
[13143,50.178799972534101]
[13144,53.260837522745099]
[13145,51.276794104015103]
[13146,50.031495756066199]
[13147,51.786734682199899]
[13148,49.368879711896803]
[13152,51.7743582444404]
[13153,50.4780000686645]
[13155,52.948159097541399]
[13156,50.179439978027297]
[13157,50.628000068664498]
[13158,53.336753408549498]
[13159,52.963527956068098]
[13160,49.795146110620401]
[13162,50.691000080108601]
[13163,50.502000045776299]
[13164,50.4146808948922]
[13165,49.403743737787501]
[13166,50.239302788870702]
[13167,51.2823309852336]
[13202,50.087999725341703]
[13203,50.262000274658099]
[13204,50.122940994711399]
[13205,50.143384552001898]
[13206,50.206587948518603]
[13207,50.1599999427795]
[13208,50.183684138247799]
[13209,50.218666648864698]
[13210,50.325599927902203]
[13211,50.163599853515599]
[13212,50.232000052928903]
[13214,50.310000114440903]
[13215,51.397029829736901]
[13219,50.237999807085302]
[13224,50.442000102996801]
[13290,50.106000137329097]
[13301,54.614181830666197]
[13302,52.358450261959803]
[13303,54.142183131231398]
[13304,52.569718309859098]
[13305,54.184800109863197]
[13308,51.011377984721499]
[13309,54.974092559656803]
[13310,52.274727188457099]
[13312,55.790600013732899]
[13313,53.237999939918502]
[13314,52.6504286425454]
[13315,52.911209987640298]
[13316,53.421163943528697]
[13317,51.766125020384699]
[13318,53.585828590393]
[13319,51.685499811172399]
[13320,53.460721515402]
[13321,50.933999633789]
[13322,54.222750055789902]
[13323,51.9948461349193]
[13324,55.404754343530797]
[13325,56.757138483194097]
[13326,52.952409085360401]
[13327,55.244327385824299]
[13328,52.287818215110001]
[13329,53.839900469887802]
[13331,57.305344520696998]
[13332,52.561727276715303]
[13333,53.0782500386238]
[13334,52.792721313726702]
[13335,52.542750002145702]
[13337,53.139120025634703]
[13338,56.938445966408501]
[13339,51.744565032736503]
[13340,52.331899569523301]
[13341,51.186000823974602]
[13342,52.709454475749602]
[13343,54.8585293930117]
[13345,54.450999927520698]
[13346,52.300674870847899]
[13348,52.724532462404902]
[13350,51.907107689930797]
[13352,0]
[13353,57.600086013219602]
[13354,52.878000019618398]
[13355,52.602252104302401]
[13357,53.410465136239601]
[13360,57.333697402785099]
[13361,53.8479173147974]
[13362,53.040000343322703]
[13363,53.0094783254291]
[13364,52.379999899864103]
[13365,53.735190046151097]
[13367,56.247358418819999]
[13368,54.7441874697804]
[13402,52.775938151054703]
[13403,51.567982221282698]
[13404,55.051499962806702]
[13406,54.1041950993421]
[13407,52.952618155912901]
[13408,52.690730766149599]
[13409,52.006267553651803]
[13410,0]
[13411,52.5917018103166]
[13413,51.967291234414702]
[13415,52.1849998712539]
[13416,54.1722739650778]
[13417,50.583000183105398]
[13418,52.730400080680802]
[13420,57.265322253709002]
[13421,51.071578894163402]
[13424,51.286499959230397]
[13425,52.651166653633098]
[13428,51.493142904553999]
[13431,53.328812890821801]
[13433,54.757276579674198]
[13435,54.462000274658202]
[13436,57.0863283783642]
[13437,55.311231914719997]
[13438,54.6680383473226]
[13439,53.789528092105698]
[13440,51.291559283410002]
[13441,51.0973844674917]
[13450,52.5834544268521]
[13452,53.054830193969401]
[13454,55.604900012016202]
[13456,53.7852605226661]
[13459,52.619323934635503]
[13460,52.500915251909603]
[13461,50.755636544661002]
[13464,52.945888890160397]
[13468,53.254649934768601]
[13469,51.1235294117647]
[13470,55.609404284903299]
[13471,54.284618195372701]
[13472,57.242852501790999]
[13473,56.290670113711002]
[13475,0]
[13476,51.3577241272761]
[13477,52.215469871658797]
[13478,50.946960044860802]
[13480,53.015891400073897]
[13483,52.307333310445102]
[13484,52.762000083923297]
[13485,52.684716550551599]
[13486,53.4338142994471]
[13488,52.990000057220399]
[13489,55.830298319969302]
[13490,51.327882519890203]
[13491,53.2807946991446]
[13492,50.838983663965401]
[13493,52.6589268111601]
[13494,55.847513441137302]
[13495,50.430000114440901]
[13501,50.909842119718803]
[13502,52.434538119363097]
[13601,53.1389549151883]
[13602,53.1337674562321]
[13603,52.962959953308101]
[13605,52.833184762714097]
[13606,52.822054025289098]
[13607,52.265280017852703]
[13608,53.044265959855402]
[13612,53.703211268572701]
[13613,53.851253539273898]
[13614,52.888420998422703]
[13615,52.498875081539097]
[13616,52.7932499885559]
[13617,53.875146993819399]
[13618,52.5879623219652]
[13619,53.939729044514202]
[13620,54.201859293031902]
[13621,53.785321950104198]
[13622,52.499925302370897]
[13623,52.409999656677201]
[13624,52.4737443859416]
[13625,54.802735517044702]
[13626,55.345076551163601]
[13628,53.381999588012597]
[13630,53.608285716484197]
[13633,53.340558066478899]
[13634,52.365574441057497]
[13635,54.093599992990399]
[13636,51.621374899148897]
[13637,52.825725934276797]
[13638,53.198999977111797]
[13639,54.913125021457603]
[13640,52.223000049591001]
[13641,52.257000017166099]
[13642,53.477033504136998]
[13643,0]
[13646,52.8030545477434]
[13647,0]
[13648,54.323510213409101]
[13650,51.746379276801697]
[13651,51.751499962806598]
[13652,54.001957897387001]
[13654,53.363520006179698]
[13655,53.8993412859299]
[13656,52.561743056174798]
[13658,53.7875388802168]
[13659,55.278579823710302]
[13660,53.820959907531702]
[13661,51.982571411132803]
[13662,53.976590954173602]
[13664,52.8869999885559]
[13665,54.1646170088585]
[13666,56.060379281537301]
[13667,53.763013930653401]
[13668,53.672963371509397]
[13669,53.346372401796501]
[13670,55.544990422245803]
[13672,55.939793239858702]
[13673,52.920122378213001]
[13674,52.607999897003097]
[13675,52.557599945068297]
[13676,54.017062475425803]
[13677,53.921999931335399]
[13678,53.696999931335398]
[13679,52.613759975780098]
[13680,53.5930800247192]
[13681,53.522693877317401]
[13682,54.080765622854202]
[13684,55.028582973651297]
[13685,52.139590911431704]
[13687,55.852648035632903]
[13690,56.192045458446799]
[13691,52.776093145631101]
[13692,52.176000308990403]
[13693,52.374878084368802]
[13694,53.895720033645603]
[13695,56.493810812202597]
[13696,53.5289999485015]
[13697,53.5680424366738]
[13730,51.924000048637303]
[13731,54.5151752040071]
[13732,51.649183039598]
[13733,51.993145179748502]
[13734,51.465000011443998]
[13736,52.129155755433899]
[13739,53.671426845178303]
[13740,54.784546574894598]
[13743,51.935420138495303]
[13744,51.906705817054302]
[13746,51.708453739390599]
[13748,51.447321443898304]
[13750,52.785589293071197]
[13751,52.358250081539097]
[13752,54.430932705677399]
[13753,54.235601027641898]
[13754,52.281535728488599]
[13755,53.676444435119599]
[13756,53.303129011584801]
[13757,53.185184240341101]
[13760,51.6403235183042]
[13774,52.542923267070996]
[13775,53.159833363691902]
[13776,52.331999996730197]
[13777,51.828000005086203]
[13778,51.827429952621401]
[13780,52.270645153906997]
[13782,54.330122431930199]
[13783,52.834269719301801]
[13784,52.421999931335399]
[13786,53.284327866601103]
[13787,52.073484429716999]
[13788,54.276839990615798]
[13790,51.751949908733302]
[13794,51.702000045776302]
[13795,51.710819300685998]
[13796,52.528483470455598]
[13797,52.039969485042597]
[13801,52.487323952728602]
[13802,51.880714273452703]
[13803,52.362504213797898]
[13804,52.105142824990402]
[13806,53.686714288166598]
[13807,52.552396006631298]
[13808,52.466040000915498]
[13809,52.482599987983697]
[13810,52.682927725113998]
[13811,51.874902686998503]
[13812,51.208335760910103]
[13813,51.908360657144698]
[13815,52.601435776587898]
[13820,52.514823548286699]
[13825,52.673688326253497]
[13826,51.088799972534098]
[13827,51.694142870676004]
[13830,52.052394691433399]
[13832,53.017773919312802]
[13833,51.9296643783996]
[13834,52.157999897003101]
[13835,52.353966085789502]
[13838,51.977121916049803]
[13839,53.267263772297497]
[13841,52.009680021286002]
[13842,53.451622738028398]
[13843,52.661528382030603]
[13844,52.845306143468697]
[13845,50.690999794006302]
[13846,53.295818216150401]
[13847,52.8175712789808]
[13849,52.606320907820503]
[13850,51.703833274046502]
[13856,53.8406269441614]
[13859,51.766500163078298]
[13860,52.2254999399185]
[13861,52.447125130891799]
[13862,51.8642761086818]
[13863,52.055516158380797]
[13864,52.115166711807198]
[13865,52.148649304872897]
[13901,51.540937480330399]
[13902,51.252000045776299]
[13903,51.896201162507502]
[13904,51.857553114789503]
[13905,51.7628489782225]
[14001,49.998065197986001]
[14004,50.828080443760797]
[14005,50.988415370354197]
[14006,49.592826984478798]
[14008,49.144310738276403]
[14009,53.499939441680901]
[14011,52.318549422379299]
[14012,49.163347857931299]
[14013,49.909077699170098]
[14020,50.484724841661901]
[14024,54.1489477467181]
[14025,52.089913080049499]
[14026,50.069999313354401]
[14028,49.175142839976701]
[14030,52.911111068725603]
[14031,50.010552549362103]
[14032,49.661305124383198]
[14033,52.188085723604402]
[14034,51.027461556287903]
[14035,51.113999176025303]
[14036,50.579973064302798]
[14037,52.134575314717701]
[14039,52.175999987125401]
[14040,51.488806488437]
[14041,51.624000048637299]
[14042,53.466870975494302]
[14043,49.957500076293897]
[14047,49.646999899546302]
[14048,49.349812567233997]
[14051,49.613454567302298]
[14052,51.424928600447501]
[14054,51.374470584532801]
[14055,52.980697724985397]
[14057,50.764984588623001]
[14058,49.867904121718702]
[14059,50.584216210648798]
[14060,53.620026258418399]
[14061,49.4715002059936]
[14062,50.944087209957502]
[14063,50.032173915531303]
[14065,53.849763129886803]
[14066,53.5973121078151]
[14067,49.450285726462603]
[14068,49.6020004160263]
[14069,52.719176438275497]
[14070,50.864769213933101]
[14072,49.594551757286297]
[14075,50.584481052205497]
[14080,52.646513518771499]
[14081,49.443673453038997]
[14082,53.258863624659398]
[14085,49.955032262494399]
[14086,50.2440431896731]
[14091,51.021370735597003]
[14092,49.074461570152799]
[14094,49.504678457124001]
[14098,49.125871015364098]
[14101,54.011296089001803]
[14102,50.843052653262397]
[14103,49.464545397324898]
[14105,49.521275489184298]
[14108,49.034196496009798]
[14109,0]
[14111,50.884378382321898]
[14112,0]
[14113,53.538089523030699]
[14120,49.542970448381702]
[14125,49.853873178992401]
[14126,49.232999897003097]
[14127,50.860071475165199]
[14129,50.2843255420063]
[14130,53.530500197410497]
[14131,48.8851578561883]
[14132,49.515176442891601]
[14134,52.733999919891303]
[14135,49.002000045776299]
[14136,49.2397021232767]
[14138,51.914293246743597]
[14139,52.024451572664297]
[14141,52.445505152043602]
[14143,50.6861053366409]
[14145,52.714153869335398]
[14150,49.616571399143702]
[14167,53.024960508471999]
[14168,0]
[14169,51.096000480651803]
[14170,51.9436363168196]
[14171,53.287924505629597]
[14172,49.083115465824399]
[14173,52.7654998540878]
[14174,48.974886789861699]
[14201,49.904399642944298]
[14202,50.045999336242602]
[14203,50.028461749736998]
[14204,49.9774287087576]
[14206,49.8549474515413]
[14207,49.778624832630101]
[14208,49.817999839782701]
[14209,49.845000171661297]
[14210,49.938000297546303]
[14211,49.8161053607338]
[14212,49.8539998054504]
[14213,49.870200061798002]
[14214,49.729636313698499]
[14215,49.776315518429399]
[14216,49.715624678134901]
[14217,49.670726966857899]
[14218,50.006400089263899]
[14219,50.050799846649099]
[14220,49.952400054931601]
[14221,49.767410539325802]
[14222,49.8287999725341]
[14223,49.676769183232203]
[14224,50.028222253587501]
[14225,49.881957569528097]
[14226,49.704599990844699]
[14227,49.804949855804402]
[14228,49.578093820810302]
[14261,49.624499845504701]
[14301,49.616400089263898]
[14302,0]
[14303,49.568571526663597]
[14304,49.557096844334701]
[14305,49.585090775923298]
[14411,49.3301695140741]
[14414,50.186496954971197]
[14415,49.775999736785799]
[14416,49.904979757014502]
[14418,51.988823486776901]
[14420,49.535760015106099]
[14422,49.851199976603098]
[14423,50.038606645484599]
[14424,50.628614803690603]
[14425,49.624384601299496]
[14427,52.444753836118203]
[14428,49.793859776826601]
[14432,49.7066103699919]
[14433,49.778066698709999]
[14435,52.0572715304545]
[14437,51.504205233805997]
[14441,48.873000240325901]
[14445,49.290857260567797]
[14450,49.615909064899697]
[14454,50.660679594984302]
[14456,49.718886115279403]
[14462,51.224739180440402]
[14464,49.289087924194298]
[14466,51.658235276446597]
[14467,49.879125022888097]
[14468,49.301945564649699]
[14469,50.740153800000101]
[14470,49.559051515775501]
[14471,51.229864039004397]
[14472,49.9887457669791]
[14475,50.586000061035101]
[14476,49.170849004781402]
[14477,49.079345486380802]
[14478,51.1377598743438]
[14479,49.335000228881803]
[14480,50.416499948501503]
[14481,50.409000027179701]
[14482,50.495571473866903]
[14485,50.573751711352102]
[14486,50.750400037765502]
[14487,51.021845032463602]
[14489,49.461010663449898]
[14502,49.4869459951246]
[14504,49.489500188827499]
[14505,49.346198798706801]
[14506,49.763999956304303]
[14507,51.166533323923701]
[14510,50.4059791113025]
[14511,49.955250120162901]
[14512,52.198779901020799]
[14513,49.330897872302003]
[14514,49.751294012630602]
[14516,49.413538419283299]
[14517,51.7939720380556]
[14519,49.378255782016403]
[14521,49.946076921316298]
[14522,49.451319632579398]
[14525,51.377214642969001]
[14526,49.437353021958202]
[14527,50.5275738012595]
[14529,52.355999708175602]
[14530,51.997058802492397]
[14532,49.471313694383902]
[14533,50.235000020807398]
[14534,49.671526764731297]
[14536,52.637095830211798]
[14537,49.404000377655002]
[14539,50.141999244689899]
[14541,49.392121859129297]
[14542,49.824000263214103]
[14543,49.875436404835]
[14544,50.8467226429145]
[14545,51.371999931335402]
[14546,49.811793077403102]
[14548,49.566737726868098]
[14549,52.428000068664502]
[14550,52.714022000281297]
[14551,49.346011233329698]
[14555,49.627499914169299]
[14559,49.595445088292699]
[14560,52.3763712443277]
[14561,50.4217050042569]
[14564,49.922011308236499]
[14568,49.417591824823504]
[14569,52.941692279852298]
[14571,49.070182034876403]
[14572,52.933840261404498]
[14580,49.401677430060602]
[14585,0]
[14586,49.774046516418402]
[14588,48.971999931335397]
[14589,49.381142870585101]
[14590,49.796463269685397]
[14591,51.952562843825298]
[14592,0]
[14604,49.440000343322701]
[14605,49.3342496395111]
[14606,49.5764211303309]
[14607,49.428000068664502]
[14608,49.487249922752298]
[14609,49.229454491355099]
[14610,49.331999890944502]
[14611,49.578857353755303]
[14612,49.325499892234802]
[14613,49.364400157928401]
[14614,49.403999519348098]
[14615,49.3590000629424]
[14616,49.374230663593003]
[14617,49.334250015020302]
[14618,49.4730000768389]
[14619,49.652999782562198]
[14620,49.601052685787799]
[14621,49.299176317102699]
[14622,49.324499917030302]
[14623,49.635265789756303]
[14624,49.717448117815202]
[14625,49.175454555858202]
[14626,49.333551702828203]
[14627,0]
[14701,52.0645221984106]
[14706,52.9971861195489]
[14707,53.3408570153372]
[14708,53.249999964237098]
[14709,53.0966445583867]
[14710,52.374551004292996]
[14711,52.901888958613]
[14712,52.351871563097703]
[14714,53.133461545063803]
[14715,53.304620716489602]
[14716,49.528199958801203]
[14717,52.859837854230697]
[14718,51.746382276450902]
[14719,52.5195590342123]
[14720,51.537000274658197]
[14721,52.820625096559503]
[14722,51.5819995880126]
[14723,52.625079555403097]
[14724,51.779539951348802]
[14726,52.139167631843797]
[14727,53.154941681789097]
[14728,52.124972476434202]
[14729,52.754358629686998]
[14731,54.067663034148801]
[14732,52.5247500300407]
[14733,51.777026056206701]
[14735,52.812214314937499]
[14736,51.375428499494198]
[14737,53.775155746210103]
[14738,52.574882541262703]
[14739,53.136300026178297]
[14740,52.448250011035299]
[14741,53.449361555759701]
[14742,0]
[14743,53.1235931590452]
[14744,53.021999943093]
[14747,52.2366034840691]
[14748,53.079452066552101]
[14750,52.211181820522597]
[14752,51.141000652313203]
[14753,53.166000019311802]
[14754,53.095972534075102]
[14755,53.276025731310497]
[14756,0]
[14757,51.660129677024997]
[14760,52.848356896084901]
[14767,52.684858418776898]
[14769,49.285297486588703]
[14770,52.7746079956054]
[14772,52.6668322140738]
[14774,0]
[14775,50.687165968086603]
[14777,53.2207499980926]
[14778,52.059000205993598]
[14779,53.215023789910397]
[14781,52.215999950062098]
[14782,52.339309138818201]
[14783,52.3538346355122]
[14784,51.566593212192302]
[14787,49.712809267209401]
[14788,0]
[14801,51.884653070021599]
[14802,53.017500042915302]
[14803,52.838759985923701]
[14804,53.012152453281303]
[14805,52.588247802194203]
[14806,53.078218294868897]
[14807,52.752988985082602]
[14808,52.657199935912999]
[14809,53.0919141327362]
[14810,52.442559357380198]
[14812,52.241734173629801]
[14813,53.010332015945899]
[14814,51.146181912855603]
[14815,52.016734111158101]
[14816,52.133249920606602]
[14817,52.275859864957702]
[14818,51.870348372920802]
[14819,52.358449679154603]
[14820,52.1225760475158]
[14821,51.8950884743074]
[14822,52.999248694889403]
[14823,52.646652071303997]
[14824,52.601250001788102]
[14825,51.539014810590601]
[14826,53.2149193721432]
[14827,0]
[14830,51.508745292939601]
[14836,52.7666722778512]
[14837,51.5712869871778]
[14838,52.506244918278199]
[14839,52.957862076265997]
[14840,52.002465283140801]
[14841,51.481746812409902]
[14842,50.326707691779497]
[14843,52.764751757426403]
[14845,51.559761465580102]
[14846,52.323776301804102]
[14847,51.165163634907103]
[14850,51.5467340013818]
[14853,50.808000755309997]
[14854,0]
[14855,52.676526320607998]
[14856,51.690000343322701]
[14858,51.463959135327997]
[14859,52.168285724094901]
[14860,50.904146314248699]
[14861,51.659776097624999]
[14864,50.744470545824797]
[14865,50.784888882107197]
[14867,52.293666677474903]
[14869,52.2199285575321]
[14870,51.532832720492998]
[14871,51.3208000183105]
[14872,51.403384505785397]
[14873,53.073285236671303]
[14874,51.512249815464003]
[14877,53.376662820439002]
[14878,51.316500015556699]
[14879,51.918310349563001]
[14880,53.062269758180101]
[14881,52.182000017166096]
[14882,50.524970172056499]
[14883,52.231470590479198]
[14884,53.002363664453597]
[14885,53.058703886064002]
[14886,51.5846202352378]
[14889,52.511593252925501]
[14891,51.974518836669098]
[14892,51.451932223368402]
[14893,0]
[14894,51.174697680805899]
[14895,53.2161759429735]
[14897,53.342684140958198]
[14898,52.565846120394099]
[14901,51.1639354318187]
[14903,51.177204524387001]
[14904,50.622239799499503]
[14905,50.961529541015601]
[15001,46.658851243641699]
[15003,46.347333463033003]
[15004,47.658000755309999]
[15005,46.906645082658301]
[15006,47.099999999999902]
[15007,47.0819995880126]
[15009,47.152217878209399]
[15010,47.571492576599098]
[15012,46.571283637943502]
[15014,46.631999588012597]
[15015,47.140500497817897]
[15017,46.525836765522797]
[15018,46.052000236511198]
[15019,47.255250120162898]
[15020,45.914250111579797]
[15021,47.225805436211601]
[15022,46.669750022888103]
[15024,46.820597102037098]
[15025,46.308000001040298]
[15026,46.845333315531398]
[15027,46.523999905586201]
[15028,46.028999519348098]
[15030,46.655399951934797]
[15031,46.613999176025303]
[15033,46.196727041764603]
[15034,45.961500120162903]
[15035,46.631999588012597]
[15037,46.533000021847798]
[15038,45.6509994506835]
[15042,47.331582086477603]
[15043,46.763744678903102]
[15044,47.110867978941698]
[15045,46.107428414480999]
[15046,46.131999969482401]
[15047,0]
[15049,46.7759994506835]
[15050,46.919372070667301]
[15051,46.517999839782703]
[15052,47.021739229948601]
[15053,0]
[15054,0]
[15055,46.35]
[15056,45.606000137328998]
[15057,47.1727264130596]
[15059,47.117068912242999]
[15060,47.243999862670798]
[15061,46.759574997424998]
[15062,46.346769156822702]
[15063,46.501858358467501]
[15064,46.541999816894503]
[15065,47.061529339061003]
[15066,47.411736343719099]
[15067,46.084285518101197]
[15068,47.0323278864876]
[15071,46.6906285449436]
[15072,0]
[15074,47.376107086454098]
[15075,0]
[15076,46.906500291824301]
[15077,46.397999811172397]
[15078,47.616000366210898]
[15081,46.091999244689902]
[15082,46.586999416351297]
[15083,46.323230816767698]
[15084,47.075089389937197]
[15085,46.601837941762497]
[15086,46.973999691009503]
[15087,46.064999914169299]
[15088,46.109999656677203]
[15089,46.588421021009701]
[15090,47.048357125690998]
[15101,46.824512190935003]
[15102,46.804536647331403]
[15104,46.066800212860102]
[15106,46.314697664837503]
[15108,46.480615403101901]
[15110,45.918750000000003]
[15112,46.211999702453603]
[15116,46.638187444209997]
[15120,46.060500025749199]
[15122,46.4483333587646]
[15126,46.822565286055799]
[15129,46.625400123596101]
[15131,46.494428505216298]
[15132,46.077749919891303]
[15133,46.378363505276702]
[15135,46.3670000076294]
[15136,46.358800010681101]
[15137,46.425272681496303]
[15139,46.214000129699699]
[15140,46.415999794006296]
[15142,46.422000217437699]
[15143,46.672621594248596]
[15144,46.676999759673997]
[15145,46.304400157928399]
[15146,46.697555690341503]
[15147,46.513999977111801]
[15148,46.0440004348754]
[15201,45.537999725341699]
[15202,46.168736939681203]
[15203,45.371999931335402]
[15204,45.893999862670903]
[15205,46.341652132117197]
[15206,46.108363567699001]
[15207,46.105000019073401]
[15208,46.307999725341702]
[15209,46.225874948501499]
[15210,46.396105234246399]
[15211,46.277142660958397]
[15212,46.008666674296002]
[15213,46.120285606384201]
[15214,46.6414735794067]
[15215,46.276846196101197]
[15216,46.604181705821603]
[15217,46.460999858379303]
[15218,46.097999954223603]
[15219,45.836999988555903]
[15220,46.347000217437703]
[15221,46.541217140529398]
[15222,45.210000343322697]
[15223,45.910199718475297]
[15224,46.084800109863203]
[15225,45.3520000457763]
[15226,46.5170770498422]
[15227,46.5392306767977]
[15228,46.725000429153397]
[15229,46.782750141620603]
[15232,46.139999771118099]
[15233,45.308999991416897]
[15234,46.642500114440899]
[15235,46.7481818493929]
[15236,46.577599868774399]
[15237,46.799579990386903]
[15238,46.624124971032103]
[15239,47.054100065231303]
[15241,46.649999877384701]
[15243,46.594500017166098]
[15260,45.912000274658098]
[15290,0]
[15301,47.711217431252003]
[15310,48.187948073349901]
[15311,47.536404254588597]
[15312,47.444691077577701]
[15313,47.307000017166096]
[15314,47.045446225679797]
[15315,46.060499811172399]
[15316,46.605000686645504]
[15317,47.0607182718771]
[15320,46.344476762986297]
[15321,46.949999999999903]
[15322,46.698436379866102]
[15323,48.034769746382402]
[15324,47.334000205993597]
[15325,46.2179995536804]
[15327,46.025555589463899]
[15329,48.027974528415903]
[15330,47.272458087132598]
[15331,47.052000045776303]
[15332,46.631027025789798]
[15333,46.964653752400302]
[15334,46.086857005528003]
[15337,48.221906259655903]
[15338,46.137000042683297]
[15340,47.634813638460798]
[15341,47.805047634669599]
[15342,47.096142768859799]
[15344,46.7125263615658]
[15345,47.1011688802149]
[15346,46.753500223159698]
[15347,47.190000343322701]
[15348,0]
[15349,46.449959964752097]
[15350,47.153999519348098]
[15351,46.191000366210901]
[15352,47.662294415895097]
[15353,0]
[15357,46.284342825753299]
[15358,47.154000091552703]
[15359,0]
[15360,47.377454480257803]
[15361,0]
[15362,46.830000019999297]
[15363,46.919999313354403]
[15364,48.103438325124202]
[15366,0]
[15367,46.954540505280299]
[15368,46.596000480651803]
[15370,47.203801043528401]
[15376,47.815556955941098]
[15377,47.9698470559089]
[15378,0]
[15379,47.640000343322697]
[15380,48.059126675279799]
[15401,46.650782589290401]
[15410,46.220195165494502]
[15411,49.410868413824701]
[15412,46.457999801635701]
[15413,46.445999908447199]
[15417,46.612977283651098]
[15419,46.2579999923706]
[15420,46.290000343322703]
[15421,49.206000137328999]
[15422,0]
[15423,46.783253732368102]
[15424,49.545803355847298]
[15425,48.127816541479199]
[15427,46.941428620474603]
[15428,47.0046428203582]
[15429,46.065000343322701]
[15430,46.541999244689897]
[15431,48.290887684745499]
[15432,46.033500480651803]
[15433,46.444125008583001]
[15434,46.703999519348102]
[15435,46.406999588012603]
[15436,48.023785706928699]
[15437,49.288295222208497]
[15438,46.470375072956003]
[15440,49.060257994743999]
[15442,46.627263028998101]
[15443,46.349999713897603]
[15444,46.415999794006296]
[15445,48.848571416309902]
[15446,49.393199958801198]
[15447,46.2]
[15448,46.438499450683501]
[15449,46.631999588012597]
[15450,46.271999931335401]
[15451,46.122272742878302]
[15454,46.209000205993597]
[15455,47.334000205993597]
[15456,47.279357140404798]
[15458,46.3716922760009]
[15459,49.8390666834513]
[15460,45.7950001716613]
[15461,46.073142814636199]
[15462,49.760399780273403]
[15463,46.487999725341702]
[15464,49.503880406980898]
[15466,46.028999519348098]
[15467,45.843000411987298]
[15468,46.548749999999899]
[15469,49.816686112341202]
[15470,49.112544017028803]
[15472,46.4520006179809]
[15473,46.695692372583999]
[15474,45.942666562398202]
[15475,46.309499931335402]
[15476,0]
[15477,0]
[15478,47.041057357631701]
[15479,46.867084362995101]
[15480,46.849028614589102]
[15482,46.665000057220396]
[15483,46.218000411987298]
[15484,46.589999771118102]
[15486,47.141777801513598]
[15489,46.948799972534097]
[15490,49.750628422328397]
[15492,46.515000343322697]
[15501,51.4449230782757]
[15502,51.415091046420002]
[15510,51.509999656677202]
[15520,51.4200001716613]
[15521,49.237242857387997]
[15522,48.1510107770441]
[15530,51.236232560734301]
[15531,50.732567734637499]
[15532,51.071999931335398]
[15533,48.0457852690012]
[15534,48.459326407081697]
[15535,47.527801957298003]
[15536,48.172363615035998]
[15537,48.121700854386603]
[15538,49.597096560247998]
[15539,48.282856995718802]
[15540,50.339748277197302]
[15541,51.532375007867799]
[15542,51.223813966263101]
[15544,50.765999794006298]
[15545,47.500132641500301]
[15546,51.032999897003101]
[15547,50.771999502181998]
[15550,48.424261750907498]
[15551,50.069361731346604]
[15552,50.830716362824802]
[15554,48.569281682162199]
[15555,51.1680004119873]
[15557,50.870067241412201]
[15558,51.120951751840501]
[15559,48.794724299456597]
[15560,51.707999897003099]
[15561,51.437999725341697]
[15562,51.085714040483701]
[15563,51.022224227409197]
[15564,47.613000154495197]
[15601,47.583882340823898]
[15610,49.554412490129401]
[15611,47.379000377654997]
[15612,47.518499994277903]
[15613,47.485273445285003]
[15615,46.5960000514984]
[15616,0]
[15617,47.1]
[15618,47.6561321078606]
[15620,47.473499965667699]
[15621,0]
[15622,50.677921859174901]
[15623,47.302000045776303]
[15624,47.253000068664498]
[15625,46.991999816894499]
[15626,47.486470345889799]
[15627,48.084763547723902]
[15628,49.873800144195499]
[15629,0]
[15631,47.261999845504697]
[15632,47.261675680005801]
[15633,47.558999347686701]
[15634,47.153999519348098]
[15635,47.297999382019]
[15636,47.036181762001704]
[15637,46.849894794664799]
[15638,0]
[15639,47.420000076293903]
[15640,46.758000183105402]
[15641,46.830000686645498]
[15642,46.812711883803502]
[15644,47.420896576190799]
[15646,49.768500137328999]
[15647,46.524000549316398]
[15650,48.088285708914]
[15655,49.954500031471198]
[15656,47.348900652247501]
[15658,49.075639149331501]
[15660,46.245000171661303]
[15661,47.268000411987302]
[15662,47.4780000686645]
[15663,47.167499828338599]
[15665,46.803000068664502]
[15666,47.888299059645]
[15668,47.119186950515903]
[15670,47.470117726045402]
[15671,47.597076944204403]
[15672,47.311090902848598]
[15673,46.746000480651801]
[15675,47.262000274658099]
[15676,47.543999862670802]
[15677,50.1851537484389]
[15678,46.8060001373291]
[15679,47.395312446355803]
[15680,0]
[15681,47.433336489668498]
[15683,47.421864296217997]
[15684,47.454315767790099]
[15686,48.089100151061999]
[15687,49.784637867993297]
[15688,47.568000166756697]
[15689,0]
[15690,47.726326520102297]
[15691,0]
[15692,46.560000514984097]
[15693,0]
[15695,46.956000137328999]
[15696,0]
[15697,47.225999450683503]
[15698,46.865999794006299]
[15701,48.346021303623203]
[15710,50.493000125884997]
[15711,50.360999965667702]
[15712,50.067428561619302]
[15713,48.134999656677202]
[15714,50.418110096782698]
[15715,49.862999725341702]
[15716,47.814000320434502]
[15717,47.7044683832871]
[15721,49.2934282575334]
[15722,51.354888841840904]
[15723,47.982000017166101]
[15724,49.908287219798297]
[15725,47.697327698779702]
[15727,47.960400123596102]
[15728,49.207963610562402]
[15729,49.492129823759001]
[15730,50.411999702453599]
[15731,47.334000205993597]
[15732,48.386601746820702]
[15733,49.980000686645504]
[15734,49.0234286989484]
[15736,48.212142930711998]
[15737,50.681999588012602]
[15738,50.058545442060897]
[15739,47.832000160217198]
[15741,50.2619999885559]
[15742,50.282553187836903]
[15744,49.602999877929598]
[15745,49.830000400543199]
[15746,50.308500051498399]
[15747,48.694596793574597]
[15748,48.812989875664101]
[15750,47.412000274658197]
[15752,0]
[15753,50.362274919748302]
[15754,47.495999622344897]
[15756,47.7959999084472]
[15757,50.502622661050701]
[15759,49.299144065223899]
[15760,50.185714285714198]
[15761,50.202000045776302]
[15762,50.635392911093497]
[15764,50.193428257533398]
[15765,49.225657826975699]
[15767,50.180901494381999]
[15770,50.083499944209997]
[15771,49.707272737676398]
[15772,50.590403223037697]
[15773,50.940749931335397]
[15774,47.979963785059297]
[15775,50.393999862670803]
[15776,50.149714442661796]
[15777,49.118999862670798]
[15778,49.565999794006302]
[15779,48.311294174194302]
[15780,49.259999656677202]
[15781,49.876500034332203]
[15783,47.844749450683501]
[15784,49.8180004119872]
[15801,50.810571381203196]
[15821,51.942000000960299]
[15823,51.999526996870301]
[15824,51.5445405238383]
[15825,50.9377009057552]
[15827,52.611272699182599]
[15828,51.534727226604097]
[15829,50.795323949464503]
[15832,51.944835600134397]
[15834,52.810697506331003]
[15840,51.005289481815502]
[15841,51.295200176239]
[15845,52.861596771978498]
[15846,52.823126679546398]
[15847,50.632153613750702]
[15848,50.811230663152799]
[15849,51.102077111247198]
[15851,50.698122956280997]
[15853,52.479925337549901]
[15856,50.876448942690402]
[15857,53.006700014591203]
[15860,51.874909115403]
[15861,51.976549429421802]
[15863,50.256000137329103]
[15864,50.427868449060497]
[15865,50.413285650525701]
[15866,50.532000160217201]
[15868,51.974371383930098]
[15870,53.444294418568298]
[15901,47.865000343322698]
[15902,49.093764647315503]
[15904,49.709723083789498]
[15905,49.379057151930603]
[15906,49.538100056648197]
[15909,49.731705884372502]
[15920,48.907199878692602]
[15921,51.186000823974602]
[15922,50.285999965667699]
[15923,48.331339873156502]
[15924,51.2045191746491]
[15925,50.447999382018999]
[15926,50.990172425631798]
[15927,51.425999927520699]
[15928,49.3233598709106]
[15929,48.270000171661302]
[15930,0]
[15931,51.064861736113599]
[15934,0]
[15935,49.8805360853057]
[15936,50.400494662019298]
[15937,50.160000085830603]
[15938,50.899615397820099]
[15940,51.024692303400698]
[15942,50.056378423845402]
[15943,50.446320007324204]
[15944,48.745781926104797]
[15945,48.639000034332199]
[15946,50.4422686505673]
[15948,51.221999931335397]
[15949,47.616461607125999]
[15951,49.493999433517402]
[15952,50.607750034332199]
[15953,49.592999982833803]
[15954,48.553690217246398]
[15955,50.456909110329299]
[15956,49.981741831379502]
[15957,50.136789412247502]
[15958,50.426351304956299]
[15960,49.884000042506599]
[15961,49.355538377028203]
[15962,49.530000686645501]
[15963,50.720452431480098]
[16001,48.742666689554802]
[16002,48.395875042676899]
[16020,49.58876470117]
[16022,48.702000188827498]
[16023,48.309920764205401]
[16024,47.208000755310003]
[16025,48.908490606523898]
[16027,48.278999519348098]
[16028,48.564092251704302]
[16029,48.229500102996802]
[16030,49.875600357055603]
[16033,47.766155221544402]
[16034,48.580560081481899]
[16035,49.565999794006302]
[16036,48.613499879837001]
[16037,48.086425525584097]
[16038,49.803109964900003]
[16040,49.623973965335203]
[16041,48.972825669804799]
[16045,47.891999816894497]
[16046,47.393793158695502]
[16048,49.598399848937902]
[16049,49.211322650601701]
[16050,49.263000078762197]
[16051,48.8077228477202]
[16052,48.733390324290099]
[16053,48.077460595463101]
[16054,49.595250248908897]
[16055,47.532923082204903]
[16056,47.768357154301199]
[16057,49.147474871267796]
[16059,47.569885695321197]
[16061,49.156044902158499]
[16063,47.594086945575199]
[16066,47.443161318378998]
[16101,48.501393125468198]
[16102,48.410474206983402]
[16105,48.474935689103603]
[16110,49.746000022888097]
[16111,50.034504585622599]
[16112,48.870187515020298]
[16113,48.233999633788997]
[16114,49.868142986297499]
[16115,47.740714236668097]
[16116,48.404108109345202]
[16117,47.891260254219702]
[16120,48.467999956824499]
[16121,48.152000236511199]
[16123,47.719953565819303]
[16124,49.388504378277297]
[16125,49.373591831752201]
[16127,49.557031110743701]
[16130,49.882682907290601]
[16131,49.853357076644897]
[16132,48.789749836921601]
[16133,49.737654522982503]
[16134,49.717479428852997]
[16136,47.328000068664501]
[16137,49.2921488225182]
[16140,0]
[16141,48.086530136200302]
[16142,48.990711884579397]
[16143,48.542691624721598]
[16145,50.234621423887901]
[16146,48.113625025749101]
[16148,48.6888091618777]
[16150,48.352800113133]
[16151,49.8180004119872]
[16153,50.027224683225803]
[16154,48.677675675057003]
[16155,48.9180004119873]
[16156,49.105834131784398]
[16157,47.935485235535197]
[16159,48.3694129681368]
[16160,47.4870002746582]
[16161,47.608500051498403]
[16201,48.381832274159997]
[16210,48.325536583691097]
[16211,48.940500068664498]
[16212,47.309999656677199]
[16213,48.809999656677199]
[16214,50.615408850420799]
[16217,51.366000111897698]
[16218,48.618886926070502]
[16222,49.315018928815697]
[16223,49.129500532150203]
[16224,49.8911111407809]
[16226,47.854215547134103]
[16228,0]
[16229,47.503615395839297]
[16230,49.179000377655001]
[16232,50.493236830359997]
[16233,51.476795068586803]
[16235,51.104035796437898]
[16236,47.280000686645501]
[16238,0]
[16239,52.513522734425301]
[16240,49.906744202014899]
[16242,49.504143712797202]
[16244,48.615599670410099]
[16245,48.797999954223599]
[16246,48.665999794006296]
[16248,49.335905621186697]
[16249,48.6636723912995]
[16250,48.713571453094403]
[16253,49.196999931335398]
[16254,50.776098967070602]
[16255,50.030597584421997]
[16256,49.345030740141098]
[16258,50.930266672770202]
[16259,48.623936874991898]
[16260,51.996473678789599]
[16262,48.234496532308597]
[16263,48.800999879837001]
[16301,50.603301370960303]
[16311,50.165186507014802]
[16312,0]
[16313,52.977780608741597]
[16314,50.2387916127105]
[16316,50.042776116328398]
[16317,50.5091999319325]
[16319,50.617605621713999]
[16321,51.085714040483701]
[16322,51.849999999999902]
[16323,50.137240378673198]
[16326,51.1726451812251]
[16327,50.5452537251942]
[16328,0]
[16329,51.872769113687298]
[16331,50.854800109863199]
[16332,51.273000097274704]
[16333,53.317999998728403]
[16334,50.921250057220398]
[16335,50.223964986654998]
[16340,52.396707691779397]
[16341,51.557623612308802]
[16342,50.041861246070098]
[16343,49.932857159205803]
[16344,50.116800041198701]
[16345,52.828708435079299]
[16346,50.339409912609597]
[16347,52.839057690822102]
[16350,53.038786499687703]
[16351,52.237979833905499]
[16352,53.048081600422698]
[16353,51.601742923239797]
[16354,51.355527265722102]
[16360,50.763620577187297]
[16361,51.304800109863201]
[16362,50.279818344116201]
[16364,50.9882686187971]
[16365,52.601659435023798]
[16370,51.673358436800299]
[16371,52.539076937161902]
[16372,49.950750231742802]
[16373,49.9694277056728]
[16374,49.933608214388101]
[16401,49.646810104273399]
[16402,52.711146107148501]
[16403,50.518932653051799]
[16404,51.324359631863203]
[16405,51.863272727619503]
[16406,50.302291130114199]
[16407,51.4387659701895]
[16410,49.812638313212297]
[16411,48.635750031471197]
[16412,50.513590486113301]
[16415,49.0145454406738]
[16416,52.085052665911199]
[16417,49.117705267855897]
[16420,51.753876945789003]
[16421,49.182731856369301]
[16422,50.1455996704101]
[16423,48.713675493807401]
[16424,50.073654525063198]
[16426,49.993415181141899]
[16427,50.736000823974599]
[16428,50.375043282556298]
[16433,50.434008724928901]
[16434,51.505570337176302]
[16435,50.100798136159803]
[16436,52.219863160785899]
[16438,51.174669831608902]
[16440,50.552318156849203]
[16441,50.764526074865501]
[16442,51.386673288061999]
[16443,48.728625118732403]
[16444,0]
[16501,49.0259994506835]
[16502,48.899999999999899]
[16503,48.925200061798002]
[16504,49.092600116729699]
[16505,49.0379999160766]
[16506,49.1023332913716]
[16507,49.299999618530201]
[16508,48.954000143571299]
[16509,50.136987362632198]
[16510,50.0526716730487]
[16511,49.236000022888099]
[16546,0]
[16563,49.836000823974601]
[16601,49.706802347942897]
[16602,49.022842010698803]
[16611,48.370105331822401]
[16613,50.677326948826099]
[16616,50.329199924468902]
[16617,48.460285704476398]
[16619,51.615962257025302]
[16620,51.054000091552702]
[16621,48.817961443387503]
[16622,48.268199958801198]
[16623,48.132479976653997]
[16624,50.789999771118097]
[16625,49.267593694478201]
[16627,50.473258052333698]
[16630,50.895600128173797]
[16631,48.540000343322703]
[16633,47.909999656677201]
[16634,48.6068570545741]
[16635,49.447392833232797]
[16636,50.890499941507898]
[16637,48.931561660766597]
[16638,47.7480005264282]
[16639,50.913428662747698]
[16640,50.663700156211803]
[16641,50.628553769038199]
[16645,50.214000034332201]
[16646,50.896027345526697]
[16647,47.798108126666001]
[16648,48.675502142680998]
[16650,48.153355853840402]
[16651,51.0196588544284]
[16652,48.282362346434802]
[16655,49.250277351462898]
[16656,50.493482121399403]
[16657,48.113033126541701]
[16659,48.2982854298182]
[16661,50.613252970683902]
[16662,48.665250012874601]
[16664,48.7596666547987]
[16665,48.296999931335399]
[16666,51.240352947571701]
[16667,48.295941159304398]
[16668,50.881378416112902]
[16669,49.169404259133799]
[16670,0]
[16671,50.710799903869599]
[16672,48.156999778747497]
[16673,48.842218520861699]
[16674,48.686224744561002]
[16677,51.3281999588012]
[16678,48.3486885414748]
[16679,48.715071487426698]
[16680,50.9653333346049]
[16682,48.575999450683497]
[16683,48.850199918746902]
[16685,48.124457195826899]
[16686,49.576732692183597]
[16689,48.2062223434448]
[16691,48.226216244053099]
[16692,50.099117702596303]
[16693,48.643376664592701]
[16694,49.338749957084602]
[16695,48.7234839285573]
[16699,0]
[16701,53.261322791850901]
[16720,53.0495547965781]
[16724,53.034857123238602]
[16725,52.5900003433227]
[16726,53.596457069941899]
[16727,53.475857101167897]
[16728,53.182200036048897]
[16729,53.106905607907201]
[16730,51.779999828338603]
[16731,52.7131110827127]
[16732,53.683333206176698]
[16733,53.699520074844301]
[16734,53.580000257492003]
[16735,53.420527452096302]
[16738,53.557736780410401]
[16740,53.650315726430797]
[16743,53.192526304476203]
[16744,53.544642887796599]
[16745,53.072651195526099]
[16746,53.176049103766097]
[16748,53.077612566774697]
[16749,53.1818662528933]
[16750,52.977633782507603]
[16801,49.455344309572297]
[16802,49.1655000686645]
[16803,49.310516074395899]
[16820,50.4112035076175]
[16821,50.775600013732898]
[16822,50.516584590031499]
[16823,49.602776461769402]
[16825,51.024000549316398]
[16826,48.804000091552702]
[16827,50.371315152677703]
[16828,50.198045513846601]
[16829,50.622626798544303]
[16830,50.893824557254199]
[16832,50.343042207099998]
[16833,50.5166482879375]
[16834,50.490157789933001]
[16835,48.809999656677199]
[16836,51.131704318107197]
[16837,50.551499605178797]
[16838,50.911445767620897]
[16839,50.779200096130303]
[16840,50.497500085830602]
[16841,49.719459366753298]
[16843,50.5560001373291]
[16844,49.917499991825601]
[16845,51.155830998487801]
[16847,50.887199821472102]
[16848,48.947999954223597]
[16849,50.867142759050601]
[16851,49.9369998931884]
[16852,50.133000004291503]
[16853,0]
[16854,50.158000183105401]
[16855,50.485500097274702]
[16858,50.732651191533897]
[16859,50.866399993896401]
[16860,50.634479942321697]
[16861,50.560408156258703]
[16863,50.531828580583799]
[16865,49.297914967638299]
[16866,51.361436615527403]
[16868,49.817999553680401]
[16870,49.8710666751861]
[16871,50.641272700916602]
[16872,51.152829687876398]
[16874,51.259090889583902]
[16875,50.262135517981697]
[16876,51.135600013732898]
[16877,49.436676913041303]
[16878,51.236746936246497]
[16879,50.746799869537298]
[16881,50.594903229128903]
[16882,50.960399976457801]
[16901,52.5830566028378]
[16911,52.740500044822703]
[16912,52.620980773522298]
[16914,51.644262314780804]
[16915,53.630018343619199]
[16917,52.421606573511298]
[16920,51.558545494079503]
[16921,53.0216551747815]
[16922,53.333382349855697]
[16923,53.397537461631799]
[16925,51.3934736792148]
[16926,51.589272759177398]
[16927,53.228630129931702]
[16928,52.431125003099403]
[16929,51.452215417715202]
[16930,52.636022719469899]
[16932,52.534799966812102]
[16933,51.894311694107998]
[16935,52.254636348377502]
[16936,51.546642840151797]
[16937,53.418000027228999]
[16938,52.264553187755801]
[16939,52.527999973297099]
[16940,51.331999778747502]
[16941,53.399999999999899]
[16942,52.128319160989001]
[16943,53.162399991989098]
[16946,51.639272672856698]
[16947,52.055225824540599]
[16948,53.453372667685898]
[16950,52.969158800272403]
[17002,48.601392827715102]
[17003,45.897815176715]
[17004,48.584257787527399]
[17005,47.801999759673997]
[17006,47.990763194937401]
[17007,46.087390178587299]
[17009,47.4554999828338]
[17010,0]
[17011,45.309509457282303]
[17013,45.5027141843523]
[17015,45.748807953840803]
[17016,46.042499828338599]
[17017,47.435755097136202]
[17018,46.976689664248703]
[17019,46.166096381681498]
[17020,46.520620072044103]
[17021,47.360910871713401]
[17022,45.3955945942852]
[17023,47.663869577905302]
[17024,46.9825574186981]
[17025,45.946779684292999]
[17026,46.7775652450064]
[17027,45.453000068664501]
[17028,46.361810579801798]
[17029,46.797000217437699]
[17030,48.134399986266999]
[17032,47.944021587536199]
[17033,45.452038831618196]
[17034,44.813999748229897]
[17035,47.339744628743901]
[17036,45.540560799001497]
[17037,48.203142864850001]
[17038,47.269021255412]
[17039,45.4890000343322]
[17040,46.876130636013897]
[17041,45.678000068664502]
[17042,45.857313015624698]
[17043,45.354000163078297]
[17044,47.952658205129602]
[17045,47.426486815904298]
[17046,46.115961795247998]
[17047,46.904516112419799]
[17048,48.183705959600502]
[17049,48.863325002789502]
[17050,45.369136333465498]
[17051,47.784254969956102]
[17052,47.881950914347797]
[17053,46.598892898218899]
[17055,45.534754426465]
[17056,0]
[17057,45.1054838598928]
[17058,48.194653811821503]
[17059,47.952145019254601]
[17060,48.272316809928]
[17061,47.1715472095417]
[17062,47.808901858183397]
[17063,50.035101078165297]
[17064,45.984000205993603]
[17065,46.086789412247498]
[17066,47.316549647673298]
[17067,46.125187468528701]
[17068,46.896180548703697]
[17069,0]
[17070,45.606654572920299]
[17071,47.792742870875699]
[17072,45.425999450683499]
[17073,45.649560001373203]
[17074,47.003541971890897]
[17075,0]
[17076,0]
[17077,0]
[17078,45.646499962806601]
[17080,47.198999691009497]
[17081,45.347999954223603]
[17082,47.712545437007698]
[17083,0]
[17084,48.883953560230303]
[17086,49.280352940278803]
[17087,46.189764707228697]
[17088,45.5790000915527]
[17090,46.185678867702002]
[17093,45.4439998626708]
[17094,47.795008225874398]
[17097,48.742499828338602]
[17098,48.848368368650704]
[17099,47.910000147138298]
[17101,45.043500137328998]
[17102,44.981142425537101]
[17103,45.414000320434504]
[17104,45.227999954223598]
[17109,45.584785611288801]
[17110,45.483085711342902]
[17111,45.510891800957701]
[17112,46.714051119950497]
[17113,45.161999988555898]
[17120,45.156000137329102]
[17201,45.443756683452598]
[17202,45.545961249566801]
[17210,48.301591768070097]
[17211,46.555860008239698]
[17212,46.186043469802101]
[17213,47.413018809624397]
[17214,47.417076785747803]
[17215,47.205702209472598]
[17217,47.463857133047902]
[17219,47.792448958572002]
[17220,47.358113285280602]
[17221,46.835999965667703]
[17222,47.183642546470999]
[17223,46.977767358824202]
[17224,47.061517177450199]
[17225,44.817678006883703]
[17228,47.147628284555601]
[17229,46.991669749338698]
[17233,47.381365387256302]
[17235,44.958000755310003]
[17236,45.563186240099697]
[17237,46.957285758427197]
[17238,46.2935504187137]
[17239,47.562923152630098]
[17240,46.639142853873103]
[17241,46.254565043513601]
[17243,47.670813545938202]
[17244,46.4439000034332]
[17246,45.8062502145767]
[17247,0]
[17249,46.524000549316398]
[17250,0]
[17251,47.4320001602172]
[17252,45.855872731642201]
[17253,47.028000068664497]
[17254,45.6]
[17255,47.2976923575768]
[17256,0]
[17257,46.233058082826602]
[17260,47.291958053962297]
[17261,47.987999916076603]
[17262,47.616500027974404]
[17263,44.607000446319503]
[17264,47.312704217937601]
[17265,47.724367274070197]
[17266,45.8399996566772]
[17267,46.567680658470202]
[17268,45.573117620804702]
[17270,0]
[17271,47.202857208251899]
[17272,0]
[17301,45.474240177154499]
[17302,45.108523416199098]
[17304,46.1698812635818]
[17306,0]
[17307,46.629527870472899]
[17309,45.297127721664701]
[17311,45.119999313354398]
[17313,45.487116370090199]
[17314,44.557124984264298]
[17315,45.6209504174792]
[17316,45.494082372328798]
[17317,44.8319995880126]
[17318,45.183000755309997]
[17319,45.4908528916975]
[17320,45.946445487629198]
[17321,45.018272651325503]
[17322,45.4816257772138]
[17324,46.658999989333601]
[17325,45.403999992779298]
[17327,45.112271079370501]
[17329,44.7635998975313]
[17331,45.171615911319499]
[17339,46.037166706720903]
[17340,45.259409423162403]
[17343,45.560999965667698]
[17344,45.376500034332203]
[17345,45.119571508680004]
[17347,45.2041154017815]
[17349,45.247071381977598]
[17350,45.490757496399198]
[17352,45.329781875610301]
[17353,46.777375814109902]
[17355,45.173999691009499]
[17356,45.456285762786798]
[17360,45.325641416153701]
[17361,45.220499897003101]
[17362,45.311636369878499]
[17363,45.579061294088497]
[17364,45.452328385879703]
[17365,45.831878038732]
[17366,45.272590866955802]
[17368,45.034684855317401]
[17370,45.3687273632396]
[17371,0]
[17372,45.920859423279701]
[17401,44.914800109863201]
[17402,45.2598461371201]
[17403,45.3373332553439]
[17404,45.141903615285102]
[17406,45.355272735248903]
[17407,45.483000183105403]
[17408,45.303207926230797]
[17501,45.231000137328998]
[17502,44.859490970264702]
[17505,45.031928811754398]
[17507,0]
[17508,44.993999862670798]
[17509,45.5768571526663]
[17512,44.751108403952699]
[17516,44.761655143211598]
[17517,45.409750032424903]
[17518,44.668273998939803]
[17519,45.375477264144202]
[17520,44.8782856260027]
[17522,45.151813895203297]
[17527,45.435975934223897]
[17529,45.125999918850901]
[17532,45.295212692909999]
[17535,45.306857054574103]
[17536,45.110275821027997]
[17538,44.9135296541101]
[17540,45.016621746887999]
[17543,45.293786493484603]
[17545,45.338091580968502]
[17547,44.631923037308901]
[17550,44.778000068664497]
[17551,44.6415788299159]
[17552,44.918015277658697]
[17554,44.951076991741402]
[17555,45.760414266586203]
[17557,45.261999934060199]
[17560,45.159818250482701]
[17562,45.339774190225803]
[17563,44.523352987625998]
[17565,44.827164117613798]
[17566,45.494069888185599]
[17569,45.714268761250501]
[17570,0]
[17572,45.098608738443097]
[17576,0]
[17578,45.2834754255951]
[17579,45.104290924072203]
[17581,45.299999999999898]
[17582,44.518161336837203]
[17584,44.9625817108154]
[17601,44.998640634119504]
[17602,45.023596116212602]
[17603,44.821799998283304]
[17606,0]
[17701,50.378557402188598]
[17702,50.466562548279697]
[17721,48.224999999999902]
[17723,51.776943478494303]
[17724,52.333184213387298]
[17727,52.372735348685801]
[17728,50.278090862794301]
[17729,52.792239992141702]
[17730,47.5680004119872]
[17731,52.489392890248901]
[17737,50.512062510847997]
[17739,51.776264217664597]
[17740,50.456310209392598]
[17742,49.368000411987303]
[17744,49.349621098166999]
[17745,51.1499178658053]
[17747,51.457963658122203]
[17748,48.737999725341702]
[17749,0]
[17750,48.612000029427598]
[17751,49.790131281885799]
[17752,49.263650347969701]
[17754,49.835357209614301]
[17756,49.4398022140251]
[17758,52.142091740599398]
[17760,52.1724852071005]
[17762,49.235999679565403]
[17763,52.099326904920403]
[17764,51.695460368365701]
[17765,52.509823201923801]
[17767,0]
[17768,52.564643517369802]
[17771,51.867561419275603]
[17772,48.634600009918202]
[17774,51.649243551955898]
[17776,51.831034077839398]
[17777,48.070374220571203]
[17778,51.313692315419402]
[17779,50.325600013732902]
[17801,48.297950687542702]
[17810,49.7875565615944]
[17812,48.832651686936202]
[17813,49.085014308520698]
[17814,51.2234838624153]
[17815,49.085311464403397]
[17820,49.436959778527402]
[17821,48.706442379646298]
[17822,48.0900003433227]
[17823,48.705970552388301]
[17824,49.147075458742499]
[17827,47.937000274658203]
[17829,48.162000274658197]
[17830,47.928681759400803]
[17832,49.899000549316398]
[17834,49.899900140762298]
[17835,48.240000343322698]
[17836,49.092375111579798]
[17837,48.309701620378704]
[17840,49.906363886052901]
[17841,48.996115416746797]
[17842,48.570453193468602]
[17844,49.863118935471597]
[17845,49.6794207970608]
[17846,49.843333289736698]
[17847,47.885815350459097]
[17850,47.496000480651801]
[17851,49.900862068965502]
[17853,48.245277086510598]
[17855,48.511714472089402]
[17856,49.254820182169098]
[17857,48.205448257512003]
[17859,49.419394732776396]
[17860,48.905434021859698]
[17861,47.459999656677198]
[17862,47.819999313354401]
[17864,47.905829290064297]
[17865,0]
[17866,49.575818200544802]
[17867,48.470399894714298]
[17868,47.621999931335402]
[17870,47.993934765069298]
[17872,49.238603793450103]
[17876,47.961750197410502]
[17878,49.759341195050297]
[17880,47.928000068664502]
[17881,49.328571510314902]
[17884,47.9459996223449]
[17885,49.683209184158599]
[17886,47.686800041198701]
[17887,47.8410000801086]
[17888,50.038908941095499]
[17889,48.198000016419698]
[17901,49.140133814598997]
[17920,50.1183749914169]
[17921,49.760447434375102]
[17922,47.910439012108696]
[17923,49.058108108108101]
[17925,49.1429999828338]
[17929,47.597999954223603]
[17930,48.816923024104099]
[17931,50.041200065612699]
[17933,0]
[17934,50.2679999828338]
[17935,50.044124794006301]
[17936,49.304999828338602]
[17938,49.140545487094201]
[17941,48.805980613856597]
[17943,49.584000205993597]
[17944,0]
[17945,50.119500446319499]
[17946,50.157428659711499]
[17948,50.3858182560313]
[17949,0]
[17951,47.981999588012599]
[17952,49.290461496206397]
[17953,49.534821459225199]
[17954,48.359999656677203]
[17957,48.45]
[17959,49.179499864578197]
[17960,48.6193234920501]
[17961,48.067415147457503]
[17963,48.078184344115797]
[17964,49.517340584639598]
[17965,48.1739994049072]
[17967,50.242706922004899]
[17968,47.906999969482399]
[17970,48.820799560546803]
[17972,48.021777746412397]
[17974,0]
[17976,50.132999950647303]
[17978,48.225000000000001]
[17979,48.189000034332203]
[17980,48.6688536853325]
[17981,49.199999999999903]
[17982,49.691052758066199]
[17983,48.317454476789898]
[17985,49.985046793144399]
[18011,47.323090839385898]
[18013,47.504854760631403]
[18014,47.768686666061598]
[18015,46.323397519215]
[18016,46.2]
[18017,46.477676388796603]
[18018,46.200900192260697]
[18020,46.4389654521284]
[18030,47.684999656677199]
[18031,46.733052695424902]
[18032,46.387200336456203]
[18034,46.559234046935998]
[18035,0]
[18036,46.8093390904302]
[18037,46.927799949645902]
[18038,48.079269229448698]
[18040,46.586608737447897]
[18041,46.023535752296397]
[18042,46.227505707472801]
[18045,46.368959999084403]
[18046,0]
[18049,46.657258119890699]
[18051,47.334580698320899]
[18052,46.540301869950099]
[18053,48.097476909344003]
[18054,45.7290000395341]
[18055,46.390071385247303]
[18056,46.228285871233197]
[18058,48.828775033540097]
[18059,46.752857289995397]
[18062,46.690390310054802]
[18063,46.649999656677203]
[18064,47.270823579675998]
[18066,47.722399978637597]
[18067,47.077366362467799]
[18068,0]
[18069,46.9646538844475]
[18070,45.7]
[18071,48.227603336996197]
[18072,48.034105260748603]
[18073,45.897824993133497]
[18074,45.316815722615999]
[18076,45.494399986266998]
[18077,46.230103456562901]
[18078,47.354769199077801]
[18079,47.441999244689903]
[18080,47.710548379344303]
[18081,46.445999908447199]
[18083,46.649999999999899]
[18085,46.496999931335402]
[18086,47.118000411987303]
[18087,46.401600151061999]
[18088,47.5951139570791]
[18091,48.119999994550398]
[18092,46.755600013732902]
[18101,0]
[18102,46.121571595328099]
[18103,46.388347882809803]
[18104,46.582645114775602]
[18105,0]
[18106,46.604470505433902]
[18109,46.414363600990903]
[18195,0]
[18201,50.436352925020103]
[18202,50.248133290608699]
[18210,51.206873801575902]
[18211,48.522209318294003]
[18212,47.729999999999897]
[18214,50.071272711320297]
[18216,50.449800024032498]
[18218,49.601999974250703]
[18219,49.373999977111801]
[18220,50.254500102996801]
[18221,50.581714521135602]
[18222,49.7658947693673]
[18223,50.2608002471923]
[18224,50.695142854963002]
[18225,0]
[18229,49.990642881393399]
[18230,50.474181799455103]
[18231,50.515499639511098]
[18232,49.6379997253418]
[18234,50.106000137329097]
[18235,48.463228934069697]
[18237,50.524153848794697]
[18239,49.997999382019003]
[18240,49.589747890504398]
[18241,50.1113997459411]
[18242,50.294999742507898]
[18244,48.6959993362426]
[18245,50.486400032043399]
[18246,49.911599979400599]
[18248,50.430899991989101]
[18249,49.512837303516399]
[18250,49.177105190879402]
[18251,0]
[18252,49.314987344379603]
[18254,50.505000114440897]
[18255,50.074393192873103]
[18256,50.2824000549316]
[18301,48.373141145998702]
[18302,49.386000055143697]
[18321,48.926999931335402]
[18322,48.5129999234126]
[18323,50.8417500257491]
[18324,49.839714250110397]
[18325,51.180139511130498]
[18326,50.809499931335402]
[18327,48.116999888420096]
[18328,50.788495637360498]
[18330,49.765968748927101]
[18331,48.409846291175199]
[18332,49.880542528831299]
[18333,48.350181874361901]
[18334,51.797399950027398]
[18335,48.593999862670799]
[18336,49.444499986512298]
[18337,50.460683063506998]
[18340,49.605000114440898]
[18342,50.663999605178802]
[18343,47.598967773683597]
[18344,51.130758594644398]
[18346,52.027499985694803]
[18347,51.971571396078303]
[18349,51.230999851226798]
[18350,52.092599992752]
[18351,47.153999519348098]
[18352,49.2948751330375]
[18353,48.765670169667899]
[18354,48.0257145064217]
[18355,50.797071443285198]
[18356,47.279999542236297]
[18357,51.231529359256498]
[18360,48.738451415393797]
[18370,50.785714326586003]
[18371,50.5289997645786]
[18372,49.927058727600901]
[18403,51.6258749574422]
[18405,51.849599996566702]
[18407,52.320617142268603]
[18411,50.5973755974575]
[18413,50.816999244689903]
[18414,50.669079794620401]
[18415,51.873044087606303]
[18417,52.341909854920203]
[18419,50.704120493509599]
[18420,51.419999313354403]
[18421,53.255485704966901]
[18424,52.116324331953699]
[18425,51.630638341700703]
[18426,52.033428539548503]
[18427,52.4099999427795]
[18428,52.118917274198203]
[18430,53.760000085830598]
[18431,52.270702689402697]
[18433,51.788368433400201]
[18434,50.870307760972203]
[18435,51.0351892290888]
[18436,52.283999998053297]
[18437,53.019749969244003]
[18438,52.435548351656998]
[18439,53.297571434293403]
[18441,51.1958182161504]
[18443,51.489864402706303]
[18444,51.607569024153797]
[18445,52.020588280172802]
[18446,50.760660006523104]
[18447,51.303555552164703]
[18451,52.399636355313298]
[18452,49.372000122070297]
[18453,53.343923039619703]
[18454,54.632999843358903]
[18455,53.359263083809203]
[18456,51.9519000720977]
[18457,50.916000652313201]
[18458,50.8712775700943]
[18459,0]
[18460,51.879692106980499]
[18461,52.621200065612697]
[18462,53.551714278970401]
[18463,52.2087272383949]
[18464,52.390163308746899]
[18465,54.011526272422302]
[18466,52.1424657357882]
[18469,52.079500031471198]
[18470,53.420335907608397]
[18471,51.138545426455401]
[18472,52.427592473299903]
[18473,51.438000011443997]
[18503,48.269999313354397]
[18504,50.119235254736502]
[18505,49.599818177656601]
[18507,49.421526258870102]
[18508,50.130666542053198]
[18509,48.6015001773834]
[18510,49.348363598910197]
[18512,50.328400020599297]
[18517,48.3503998947143]
[18518,48.129999923706002]
[18519,49.130399951934798]
[18602,51.0651428767612]
[18603,48.766130226490098]
[18610,51.825073130537803]
[18612,50.191539844580397]
[18614,52.372110317779999]
[18615,49.671194822137998]
[18616,51.8839559277774]
[18617,49.2722400741577]
[18618,50.3582367445293]
[18619,51.611617043677697]
[18621,49.783556695886503]
[18622,49.826399688720599]
[18623,50.923374431038702]
[18624,51.820835815258803]
[18625,50.470499897003101]
[18626,52.418307704191903]
[18628,52.586611717448498]
[18629,51.628021083721002]
[18630,51.013695648442102]
[18631,47.6785711833408]
[18632,52.661181762001704]
[18634,48.732000045776303]
[18635,48.782593574523901]
[18636,51.295213537537599]
[18640,49.552050004005402]
[18641,48.674000072479203]
[18642,48.134608865820802]
[18643,49.048329140868297]
[18644,49.513479407845999]
[18651,49.088307644770602]
[18653,48.036000823974597]
[18655,49.612555936393001]
[18656,51.297288486132203]
[18657,50.402133580041102]
[18660,49.148708594185898]
[18661,51.041244484386297]
[18701,47.4780000686645]
[18702,50.411678596564599]
[18704,48.180473794435102]
[18705,47.741454479911098]
[18706,49.052666695912599]
[18707,50.0158181623978]
[18708,49.924615358205898]
[18709,48.552000045776303]
[18801,52.248000008245903]
[18810,51.263595808849402]
[18812,52.305483814208699]
[18814,50.8079998970031]
[18816,51.963599910736001]
[18817,51.579428591046998]
[18818,52.091600008010801]
[18821,51.5196921862088]
[18822,52.114192771911597]
[18823,51.585999965667703]
[18824,51.525749995708402]
[18825,52.653000129972099]
[18826,51.717721934497]
[18828,51.387767474595798]
[18829,51.7840193544776]
[18830,51.948244889901602]
[18831,51.473243731811202]
[18832,51.692108765207003]
[18833,52.109593462275498]
[18834,52.268814581784298]
[18837,51.744902497878599]
[18840,51.145672078992398]
[18842,51.533143043518002]
[18843,52.7789999485015]
[18844,51.2869726396586]
[18845,51.493000078201199]
[18846,51.002467354212897]
[18847,52.374708406827096]
[18848,51.102831836830497]
[18850,51.449904393959798]
[18851,51.985293094865199]
[18853,51.244510652663799]
[18854,51.112678918926001]
[18901,45.123686744506003]
[18902,45.662666606903002]
[18912,44.814000034332203]
[18913,45.357599601745598]
[18914,45.363529426911199]
[18915,45.018000411987202]
[18917,46.245000171661303]
[18920,45.595500040054297]
[18923,45.955714089529799]
[18925,44.564142894744798]
[18929,44.574937373399699]
[18930,46.374272697622096]
[18932,45.452999639511098]
[18935,0]
[18936,45.156000137329102]
[18938,44.768349390144699]
[18940,44.179835713799299]
[18942,46.08013180324]
[18944,46.0898709943217]
[18947,45.939375150203702]
[18950,45.2280000686645]
[18951,46.584313376981797]
[18954,44.159333101908302]
[18955,46.623818050731302]
[18960,46.1410908092152]
[18962,45.731999588012599]
[18964,45.391846143282301]
[18966,43.910906293988198]
[18969,45.450521676436701]
[18970,46.559999656677199]
[18972,46.192124962806702]
[18974,44.239440032959003]
[18976,44.839363705028099]
[18977,43.903363661332499]
[18980,44.221800041198698]
[19001,43.8586151416485]
[19002,44.497024433787203]
[19003,43.419000077247603]
[19004,42.870000093633401]
[19006,43.514400020599297]
[19007,43.445999760781497]
[19008,43.331333287556902]
[19009,43.571999931335398]
[19010,44.065090942382803]
[19012,42.656999874114902]
[19013,42.000272733514898]
[19014,42.861947446120404]
[19015,42.3466153951791]
[19017,43.567499828338597]
[19018,42.274363517761202]
[19020,43.1369577542157]
[19021,43.2074999570846]
[19022,41.753999948501502]
[19023,41.931750369071899]
[19025,43.941999816894501]
[19026,42.699599990844703]
[19027,43.094999957084603]
[19029,41.733428355625598]
[19030,43.738999843597398]
[19031,43.234500074386503]
[19032,41.826000022888103]
[19033,42.103199615478502]
[19034,43.661279846191398]
[19035,43.705999946594197]
[19036,42.029999828338603]
[19038,43.6903636758977]
[19040,43.942956509797398]
[19041,43.657846069335903]
[19043,42.059999656677199]
[19044,44.437588338290901]
[19046,43.358769101362903]
[19047,43.747371523720801]
[19050,42.127200050353899]
[19053,43.680799980163499]
[19054,43.740750145912102]
[19055,43.542000246047898]
[19056,43.5304615754347]
[19057,43.501999855041497]
[19060,44.057999954223597]
[19061,42.6835714408329]
[19063,43.273285777228203]
[19064,42.705096798558301]
[19066,43.025999736785799]
[19067,43.863570227504702]
[19070,42.186000137329103]
[19072,43.204285812377897]
[19073,44.328878137541899]
[19074,41.940000343322701]
[19075,43.340571457998998]
[19076,42.005999279022198]
[19078,41.891999816894497]
[19079,41.783999824523903]
[19081,42.264750266075097]
[19082,42.461142866952002]
[19083,43.113428715297097]
[19085,44.490818231756002]
[19086,42.343764596826801]
[19087,44.717727184295597]
[19090,43.980272561853504]
[19094,41.974499845504702]
[19095,43.612499785423203]
[19096,43.119230637183499]
[19102,41.790000343322703]
[19103,41.745000171661303]
[19104,41.934000062942502]
[19106,41.690999794006302]
[19107,41.799000549316403]
[19109,0]
[19111,42.630000114440897]
[19112,41.7179999215262]
[19113,41.6583749055862]
[19114,42.594521837649097]
[19115,42.8648571559361]
[19116,43.302899951934798]
[19118,43.672499942779503]
[19119,43.519500017166102]
[19120,42.372000045776304]
[19121,42.078000259399403]
[19122,41.912399711608799]
[19123,41.7828001785278]
[19124,42.071700010299601]
[19125,41.712856946672701]
[19126,42.923999691009499]
[19127,42.537000274658098]
[19128,43.349399871826101]
[19129,42.513599739074699]
[19130,41.926800041198703]
[19131,42.441600065231299]
[19132,42.203999948501497]
[19133,42.008999919891302]
[19134,41.7768002700805]
[19135,42.1107273101806]
[19136,42.265363467823299]
[19137,41.796923314608001]
[19138,43.263999938964801]
[19139,42.155400123596102]
[19140,42.2563635739413]
[19141,42.6967500686645]
[19142,41.776500034332201]
[19143,41.935499811172399]
[19144,42.986181762001699]
[19145,41.714400157928402]
[19146,41.763000154495202]
[19147,41.733000183105403]
[19148,41.717052841186501]
[19149,42.310199890136701]
[19150,43.7849999427795]
[19151,42.560400123596096]
[19152,42.490363779934903]
[19153,41.631599864959703]
[19154,42.956000137328999]
[19301,45.537272383949897]
[19310,45.651692368433999]
[19311,44.857714287115499]
[19312,45.161400003433201]
[19316,46.073999977111797]
[19317,44.405505806417999]
[19319,44.724000549316401]
[19320,45.577309096943203]
[19330,45.692181769284304]
[19333,45.246000194549502]
[19335,45.5026587665782]
[19341,45.563879997253402]
[19342,44.238000025749201]
[19343,45.9583091146295]
[19344,46.0511538593585]
[19345,0]
[19348,44.971135205191501]
[19350,44.574486505663003]
[19352,45.021236831263501]
[19355,45.356571486089102]
[19358,45.191999244689903]
[19362,44.830693591025501]
[19363,45.195181777260501]
[19365,45.735130442743703]
[19367,45.696000480651797]
[19372,45.245999622344897]
[19373,44.640749931335399]
[19374,44.945142827715102]
[19375,45.5340002059936]
[19380,45.312731677729801]
[19382,44.7260105670766]
[19383,0]
[19390,45.411085804530501]
[19401,43.9633333206176]
[19403,44.660250002145702]
[19405,43.598999691009503]
[19406,43.969333394368398]
[19422,44.437079818725501]
[19425,45.676540529405699]
[19426,44.758615445357002]
[19428,43.305818210948502]
[19435,45.060000228881798]
[19436,44.840999794006301]
[19437,44.519999885559002]
[19438,44.9540963276323]
[19440,45.462418609441698]
[19442,0]
[19444,43.253000068664498]
[19446,45.071736339946298]
[19453,44.634000205993601]
[19454,45.1468235913445]
[19456,44.436000823974602]
[19457,44.634000205993601]
[19460,44.7412285831996]
[19462,43.675500100851004]
[19464,45.008909156105702]
[19465,45.3061276293815]
[19468,44.9356362949718]
[19472,44.993999862670798]
[19473,44.918181852860798]
[19474,44.8319995880126]
[19475,45.0827324262807]
[19477,0]
[19492,44.7059995651245]
[19501,45.691499948501502]
[19503,46.02]
[19504,46.677098936562999]
[19505,46.507542833600702]
[19506,46.576948887066202]
[19507,47.381310731011403]
[19508,45.162637510299596]
[19510,45.642818069458002]
[19511,46.227000617980899]
[19512,46.443266283972001]
[19518,45.200753410548302]
[19519,0]
[19520,46.091039989471398]
[19522,46.743753980952803]
[19523,45.418799972534103]
[19525,45.0623477852862]
[19526,47.359105208045499]
[19529,47.783534507915903]
[19530,46.753293650740801]
[19533,45.665999918398597]
[19534,47.209975677583202]
[19535,0]
[19536,46.343999862670799]
[19538,46.812000274658203]
[19539,47.004681762781999]
[19540,45.979029827687299]
[19541,46.148200016021697]
[19542,0]
[19543,46.103045361692203]
[19544,0]
[19545,45.129000377654997]
[19547,45.940636372999698]
[19549,48.028799972534102]
[19550,46.503000068664498]
[19551,46.0607755991877]
[19554,47.057999610900801]
[19555,45.999900083541803]
[19559,47.090999794006301]
[19560,46.757454508001103]
[19562,46.384499931335398]
[19564,45.947999382018999]
[19565,45.798623441720899]
[19567,46.043599948882999]
[19601,45.1200001056377]
[19602,45.627600116729703]
[19604,45.550199718475298]
[19605,45.321970535727097]
[19606,46.022972393910798]
[19607,45.468428421020398]
[19608,45.794823562397603]
[19609,45.4097999382019]
[19610,45.264600048065098]
[19611,45.034499931335397]
[19701,42.952211495546102]
[19702,43.070707967639997]
[19703,42.831599922180096]
[19706,42.609692397484402]
[19707,44.330076874219401]
[19709,42.770191960881]
[19710,0]
[19711,43.779166666666598]
[19713,43.131818119395803]
[19716,0]
[19717,0]
[19720,42.7660264115584]
[19730,42.707999897003099]
[19731,42.571199684142996]
[19732,43.697999382018999]
[19733,0]
[19734,42.6990580558776]
[19735,0]
[19736,44.021999931335401]
[19801,42.712235439524903]
[19802,42.937846359839803]
[19803,44.065124988555901]
[19804,42.899076835925698]
[19805,43.227428463527097]
[19806,43.414500188827503]
[19807,44.1286329583276]
[19808,43.576333268483403]
[19809,42.921000022888101]
[19810,44.026800098419102]
[19901,42.217829334445]
[19902,42.240000343322698]
[19904,42.333034901286197]
[19930,41.260956473972399]
[19931,41.123999977111801]
[19933,41.421182233215802]
[19934,42.1617857285908]
[19936,42.293999862670901]
[19938,42.721218770742297]
[19939,41.085792370562203]
[19940,41.094807562461199]
[19941,41.480831968689003]
[19943,41.973448240345803]
[19944,41.2199993133544]
[19945,41.085471082324801]
[19946,42.072705890431102]
[19947,41.523194741583403]
[19950,41.5496249973773]
[19951,41.340857137952497]
[19952,41.7206841870359]
[19953,42.431469027763903]
[19954,41.700529272415999]
[19955,0]
[19956,41.2453199744225]
[19958,41.1959076866736]
[19960,41.5009411932039]
[19962,42.179052784568299]
[19963,41.757237394593602]
[19964,42.1209997653961]
[19966,41.2467470013951]
[19967,41.145599327087403]
[19968,41.496607246862197]
[19970,41.167297167391297]
[19971,41.017363747683397]
[19973,41.291076900408797]
[19975,40.997062468528704]
[19977,42.3967121639308]
[19979,42.188571820940197]
[20001,40.820000076293901]
[20002,40.7598460931044]
[20003,40.460249733924798]
[20004,0]
[20005,40.692000102996801]
[20006,40.619999313354398]
[20007,41.2264613958505]
[20008,41.367999839782698]
[20009,41.078999948501497]
[20010,41.328000068664501]
[20011,41.648842018528903]
[20012,42.198857034955701]
[20015,42.018375098705199]
[20016,41.701058948741199]
[20017,41.419999885559001]
[20018,41.148000144958402]
[20019,40.930153986123798]
[20020,41.0985883039586]
[20024,40.3589998626708]
[20032,40.695789347196801]
[20036,40.763999176025301]
[20037,40.610999965667702]
[20045,0]
[20052,0]
[20053,0]
[20057,40.925999450683499]
[20064,41.393999862670803]
[20105,42.953028113405402]
[20106,42.988008637263803]
[20109,42.433736921611498]
[20110,42.507374989986403]
[20111,42.435187590122197]
[20112,42.556153799937299]
[20115,43.341744003295901]
[20117,43.2405516361368]
[20118,0]
[20119,42.438073532727202]
[20120,42.426942795344701]
[20121,42.3500571605137]
[20124,42.449785586765799]
[20129,43.487143053327202]
[20130,45.020999997854197]
[20132,44.095850447182301]
[20135,44.587137903016099]
[20136,42.420571436200802]
[20137,43.279218766093202]
[20139,42.537692202054501]
[20141,44.130990873564201]
[20143,42.5833333333333]
[20144,43.827115466044503]
[20147,42.667384727184498]
[20148,42.755911773793798]
[20151,42.640285709925998]
[20152,42.684122517644099]
[20155,42.707230788010797]
[20158,43.433368522242397]
[20164,42.685655357097701]
[20165,42.625499963760298]
[20166,42.6940300044728]
[20169,43.198319961547803]
[20170,42.709588320115003]
[20171,42.8549386549969]
[20175,43.052385555405202]
[20176,43.023447923099297]
[20180,43.782494130975998]
[20181,42.551896568002299]
[20184,43.920311655317001]
[20186,43.127832016754098]
[20187,43.028701550548597]
[20190,42.704823606154399]
[20191,42.854322642664698]
[20194,42.780000196184403]
[20197,43.339411690655801]
[20198,43.731574442031501]
[20202,0]
[20204,0]
[20228,0]
[20230,0]
[20240,0]
[20245,0]
[20260,40.349999999999902]
[20307,42.240000343322698]
[20317,41.436000251769997]
[20319,40.278000068664497]
[20373,40.394999313354397]
[20390,0]
[20405,0]
[20418,0]
[20427,0]
[20506,0]
[20510,0]
[20520,0]
[20535,0]
[20540,0]
[20551,0]
[20553,0]
[20560,0]
[20565,40.440000343322701]
[20566,0]
[20593,0]
[20601,41.338647492910297]
[20602,41.350528367960202]
[20603,41.236091032895096]
[20606,40.0292728770862]
[20607,41.053735080397203]
[20608,41.440434862219703]
[20609,40.127842125139701]
[20611,41.263500002452197]
[20612,0]
[20613,41.403425667092598]
[20615,40.487999725341702]
[20616,40.988769281827402]
[20617,41.3476155721224]
[20618,40.098899917602502]
[20619,40.637084624726803]
[20620,40.513125193119002]
[20621,40.480754827103503]
[20622,41.269459464098901]
[20623,41.646000235421297]
[20624,40.763265341155297]
[20625,39.584999656677198]
[20626,40.0188003158569]
[20628,39.769999758402399]
[20629,40.1700001716613]
[20630,39.947700061798002]
[20632,41.125241305910301]
[20634,40.443214334760299]
[20636,40.751872371105399]
[20637,41.484620717476098]
[20639,41.033670835960102]
[20640,41.1321915518024]
[20645,39.748285675048798]
[20646,41.246275873692397]
[20650,40.491631553047498]
[20653,40.137046191875697]
[20657,40.054134375307697]
[20658,41.0978178197687]
[20659,41.2152787099119]
[20660,41.119499588012602]
[20662,40.958206281106001]
[20664,40.396981170942198]
[20667,40.077428708757601]
[20670,40.039499998092602]
[20674,40.039500188827503]
[20675,41.1397499084472]
[20676,40.604417840758302]
[20677,41.253724163976202]
[20678,40.951840459203403]
[20680,39.781333223978599]
[20684,39.900500154495198]
[20685,40.467317626055497]
[20686,39.922500514984101]
[20687,39.676384647075899]
[20688,40.199999999999903]
[20689,41.1059999812732]
[20690,40.115999984741201]
[20692,40.091500043868997]
[20693,41.109500074386503]
[20695,41.280521840634499]
[20701,42.882856995718797]
[20705,42.709142957414798]
[20706,42.3101053137528]
[20707,42.669199981689403]
[20708,42.726346305700403]
[20710,41.3039998626708]
[20711,41.551669224043501]
[20712,41.286000251769998]
[20714,41.095999717712402]
[20715,42.765272733514898]
[20716,42.551478232508103]
[20720,42.669069871237099]
[20721,42.413999956304302]
[20722,41.126999759674]
[20723,42.7837358762633]
[20724,42.921096647939301]
[20732,40.740292614262202]
[20733,41.4313849375798]
[20735,41.473128704033201]
[20736,41.2090098805946]
[20737,41.898000042255099]
[20740,42.385091036016199]
[20742,42.1379997253417]
[20743,41.410540364239601]
[20744,40.972135878998102]
[20745,41.059200027465799]
[20746,41.712857069287899]
[20747,41.7912001419067]
[20748,41.548421016492298]
[20751,41.394000018726601]
[20754,41.338147056803898]
[20755,42.828193455357599]
[20758,41.130749952793103]
[20759,42.704399917602501]
[20762,41.951249814033503]
[20763,42.977999496459901]
[20764,41.495647228465302]
[20765,0]
[20769,42.626129131932402]
[20770,42.588187605142501]
[20772,41.540818515112299]
[20774,42.0355147361755]
[20776,41.759441883619402]
[20777,42.789000148773098]
[20778,41.494666735331201]
[20779,41.243999934196403]
[20781,41.324000167846599]
[20782,41.738999938964803]
[20783,42.317039978027303]
[20784,41.840999984741202]
[20785,41.494349970817503]
[20794,42.845414557108001]
[20812,41.25]
[20814,42.482571520124097]
[20815,42.364363705028097]
[20816,41.670749759674003]
[20817,42.094981200740001]
[20818,41.3520000457763]
[20832,43.153384472773602]
[20833,43.298666699727299]
[20837,42.788163982453803]
[20838,43.562181680852703]
[20839,43.251176632151797]
[20841,43.324455489734603]
[20842,43.286916677157002]
[20850,42.928754597789798]
[20851,42.694909078424601]
[20852,42.584812527894897]
[20853,42.739764875524102]
[20854,42.347744665754497]
[20855,43.187250045367598]
[20860,42.859714344569603]
[20861,42.727199935912999]
[20862,43.1984999656677]
[20866,42.298000017801897]
[20868,42.384000205993601]
[20871,43.7230632250822]
[20872,43.974939730081203]
[20874,42.982704526727801]
[20876,43.487441892402103]
[20877,43.287599945068301]
[20878,42.913534834218503]
[20879,43.304322587290102]
[20880,43.356000137329097]
[20882,43.579815854524298]
[20886,43.223368413824701]
[20895,42.543749678134901]
[20896,42.563999176025298]
[20899,43.158000755309999]
[20901,42.5533635052767]
[20902,42.564599647521902]
[20903,42.554307306729797]
[20904,42.500830088921298]
[20905,42.427811298730198]
[20906,42.658213002631001]
[20910,42.511058605418398]
[20912,42.219999885558998]
[21001,42.429860871356397]
[21005,42.156206683454798]
[21009,41.987581470400698]
[21010,41.748857361929701]
[21012,41.341421067087197]
[21013,43.158931041585902]
[21014,43.006000073750798]
[21015,42.984201674902103]
[21017,42.106500148773101]
[21028,43.160716956516403]
[21029,43.048857116699203]
[21030,42.7550625264644]
[21031,42.109499502181997]
[21032,42.210617721782]
[21034,43.613415988145597]
[21035,42.111853188330898]
[21036,43.344230769230698]
[21037,41.609714371817397]
[21040,41.811375027894897]
[21042,43.048262064703501]
[21043,42.811764731126601]
[21044,43.006723326825004]
[21045,43.011567523028397]
[21046,42.914437454938799]
[21047,43.246851040454601]
[21048,43.641729772413001]
[21050,43.541052577370003]
[21051,42.653999519348098]
[21052,0]
[21053,45.012413899651797]
[21054,42.563750052452001]
[21056,41.221200027465798]
[21057,42.335261500431898]
[21060,41.453142847333602]
[21061,41.702297888410797]
[21071,43.697999954223597]
[21074,44.619020112568897]
[21075,42.361821525437399]
[21076,42.262679969787499]
[21077,42.231000137329097]
[21078,42.955790312059399]
[21082,42.607999897003097]
[21084,44.166574421334701]
[21085,41.866695611373203]
[21087,42.122068888565501]
[21090,41.753999981513303]
[21093,42.607777765062103]
[21102,44.720287460088699]
[21104,43.132542784554602]
[21105,0]
[21108,42.023320737874698]
[21111,43.727466659545797]
[21113,42.849254355996301]
[21114,42.717999839782699]
[21117,43.229015645384699]
[21120,44.651583788436199]
[21122,41.386032804895599]
[21128,41.658599910736001]
[21130,42.203999862670798]
[21131,42.976043520803003]
[21132,44.491714259556304]
[21133,42.994153756361698]
[21136,43.464872297211301]
[21140,41.936571448189802]
[21144,42.195600128173801]
[21146,41.700438908832801]
[21152,43.309772723371303]
[21153,42.515142876761203]
[21154,43.831490732275803]
[21155,44.327142926624802]
[21156,41.8368000411987]
[21157,44.335841634013804]
[21158,44.753672399943902]
[21160,44.232184577355]
[21161,44.616093769669497]
[21162,41.481096913737602]
[21163,42.803040149688698]
[21201,41.222999954223603]
[21202,41.153999805450397]
[21204,42.258000083591597]
[21205,41.142000007629299]
[21206,41.481428595951598]
[21207,42.489692335862301]
[21208,42.807574397959499]
[21209,42.329333305358801]
[21210,42.0749998569488]
[21211,41.714727453751898]
[21212,42.268636270002801]
[21213,41.334461622971702]
[21214,41.851200027465801]
[21215,42.433499867575499]
[21216,41.945454389398698]
[21217,41.587999916076598]
[21218,41.666117679371503]
[21219,41.333250135183299]
[21220,41.550444369845799]
[21221,41.421163683804501]
[21222,41.330769318800698]
[21223,41.391230832613402]
[21224,41.142000017166097]
[21225,41.350666618347098]
[21226,41.289405518609101]
[21227,41.5792000961303]
[21228,42.605896509104703]
[21229,41.958750057220399]
[21230,41.158499979972802]
[21231,41.106000137328998]
[21234,42.195359939575098]
[21236,41.662909230318903]
[21237,41.285999946594202]
[21239,42.087000274658202]
[21240,41.969999885558998]
[21244,42.7163572004863]
[21250,41.825999450683497]
[21251,0]
[21252,42.456000137328999]
[21286,42.368999862670798]
[21401,41.789279891967702]
[21402,41.283000183105401]
[21403,41.407846157367402]
[21405,41.912400398254299]
[21409,41.214666557312]
[21502,45.715166226776503]
[21520,50.606999957852203]
[21521,49.2773999977111]
[21522,50.896199855804397]
[21523,46.319999885559]
[21524,46.400769204359698]
[21529,46.099500131607002]
[21530,46.360761485843497]
[21531,49.8015428364033]
[21532,49.907529460682497]
[21536,50.733571434020902]
[21538,50.2314929935294]
[21539,49.794533335367802]
[21540,45.75]
[21541,50.645660396791797]
[21542,48.006000137329103]
[21543,50.344500017166098]
[21545,47.5015384747431]
[21550,50.7314495806379]
[21555,45.660676066976102]
[21557,46.339211014213902]
[21561,50.066400009155203]
[21562,48.242689690096597]
[21601,40.906816839835898]
[21607,42.2585143906729]
[21610,41.936571448189802]
[21612,40.807000064849802]
[21613,40.411984543306502]
[21617,41.619642914363297]
[21619,41.093684201491499]
[21620,41.963842139745999]
[21622,40.069155761062099]
[21623,42.026918908711998]
[21624,41.052000045776303]
[21625,41.3529512103011]
[21626,40.039965598336501]
[21627,39.838799972534098]
[21628,42.464999914169297]
[21629,41.451621908094801]
[21631,40.810588242025901]
[21632,41.245191794225597]
[21634,39.765529262318303]
[21635,42.797557311761501]
[21636,41.896285751887703]
[21638,41.078999971088599]
[21639,41.770593850314597]
[21640,42.0297857063157]
[21641,41.465999794006301]
[21643,41.004621846688202]
[21644,42.158999991416898]
[21645,42.476470588235202]
[21647,41.017384573129497]
[21648,40.119857098715599]
[21649,42.331636333465497]
[21650,42.852418353945701]
[21651,42.660705959095601]
[21652,40.790999794006296]
[21653,0]
[21654,40.672799911498998]
[21655,41.117888382312799]
[21657,41.624021084434098]
[21658,41.119999907998398]
[21659,40.903475945008601]
[21660,41.726255697953]
[21661,41.406234396994101]
[21662,40.608428662163803]
[21663,40.747469271445702]
[21664,40.763999176025301]
[21665,40.927285807473297]
[21666,41.121906899296903]
[21667,42.059279846191302]
[21668,42.522804179634001]
[21669,40.078530739764702]
[21671,40.911999893188401]
[21672,39.934000062942502]
[21673,40.730558841368698]
[21675,39.904500102996799]
[21676,41.046959953307997]
[21677,40.195714432852597]
[21678,41.9867755812041]
[21679,41.165142876761301]
[21701,43.7616386512018]
[21702,44.397975028753201]
[21703,43.5387273008173]
[21704,43.624776688362701]
[21705,0]
[21710,43.350475360379299]
[21711,45.045726296274204]
[21713,44.622036622210203]
[21714,0]
[21716,43.448571477617499]
[21717,43.265999794006298]
[21718,44.390999794006298]
[21719,47.268749999999898]
[21722,44.902223126161701]
[21723,43.506923103332497]
[21727,45.033184675069897]
[21733,44.589333279927502]
[21734,44.580000686645498]
[21737,43.438636207580501]
[21738,43.501928615570002]
[21740,44.605875079771899]
[21742,44.6169949382993]
[21746,44.580000686645498]
[21750,45.3835603557784]
[21754,43.788586881886303]
[21755,43.896818174015401]
[21756,44.612530228028803]
[21757,44.327136976424903]
[21758,44.295130422840899]
[21762,44.013000583648598]
[21766,45.872738345357298]
[21767,44.562000274658203]
[21769,44.413111156887403]
[21770,43.936909064379499]
[21771,43.9952727543224]
[21773,45.031549595207501]
[21774,43.908813314922703]
[21776,44.3240425312772]
[21777,43.0979998111724]
[21778,44.196705950007697]
[21779,44.964810840503503]
[21780,46.401976696280499]
[21781,44.589000034332201]
[21782,44.545887141073798]
[21783,45.6337158127264]
[21784,43.4913506891819]
[21787,44.889394682331996]
[21788,44.783590897646803]
[21790,43.2582856995718]
[21791,44.272484101747203]
[21793,43.697076900188698]
[21794,43.366687345504701]
[21795,44.600950944619001]
[21797,43.6203550925621]
[21798,44.097223945162099]
[21801,40.930658835242703]
[21802,0]
[21804,41.0801521334268]
[21810,40.746486421533497]
[21811,41.001343520360997]
[21813,40.975028653826001]
[21814,40.290857260567698]
[21817,39.438333161671899]
[21821,40.125409022244497]
[21822,40.878153918339599]
[21824,39.296999931335399]
[21826,40.955647188074401]
[21829,40.640117572335598]
[21830,40.762838745117101]
[21835,40.733062148094099]
[21837,40.695640404304697]
[21838,40.074857098715597]
[21840,40.258285576956602]
[21841,40.815471087999498]
[21842,41.107459398218097]
[21849,41.199714265550803]
[21850,41.1188571248735]
[21851,40.614304256439198]
[21853,40.562688405173098]
[21856,40.5412993382363]
[21861,40.7459999656677]
[21862,40.914000320434504]
[21863,40.763880790306203]
[21864,40.638847025703001]
[21865,40.367142868041903]
[21866,0]
[21867,40.2419992446899]
[21869,40.494140997007598]
[21871,40.329655101381398]
[21872,41.043729671271997]
[21874,41.071922287431697]
[21875,41.108658996495301]
[21890,40.493999862670798]
[21901,43.3977272553877]
[21902,42.5100002288818]
[21903,42.929087025186199]
[21904,43.911378623443802]
[21911,44.639000046253102]
[21912,42.808975647716899]
[21913,42.815999794006302]
[21914,42.631500291824302]
[21915,42.821019189174301]
[21916,0]
[21917,44.186999988555797]
[21918,43.930597404380798]
[21919,42.489724188837499]
[21920,43.562999725341697]
[21921,43.557804838040902]
[21930,42.6810001373291]
[22003,41.938595800196801]
[22015,42.353454572504198]
[22025,41.968615194467297]
[22026,41.426914313180099]
[22027,42.554999828338602]
[22030,42.926131567201999]
[22031,42.323076791029699]
[22032,42.628551430537698]
[22033,42.915642847333601]
[22035,0]
[22039,42.349369594325097]
[22041,41.518615326514599]
[22042,41.937857191903198]
[22043,42.229411764705802]
[22044,41.798000144958401]
[22046,42.054599876403699]
[22060,40.964879997253398]
[22066,42.480171432495098]
[22079,41.276099953651403]
[22101,41.580666573842301]
[22102,42.160536533448699]
[22124,42.828428568158799]
[22125,41.213999176025297]
[22134,41.843806512894098]
[22150,41.498896565930501]
[22151,41.684699993133499]
[22152,41.784749937057398]
[22153,41.723657095772801]
[22172,41.9217446428664]
[22180,42.546000090512301]
[22181,42.625826006350302]
[22182,42.4766251087188]
[22185,0]
[22191,41.356800012588401]
[22192,42.002921029141]
[22193,42.234358115694398]
[22201,41.289999961852999]
[22202,40.442571340288403]
[22203,41.523599739074697]
[22204,41.124947397332399]
[22205,41.7959999084472]
[22206,40.810799903869601]
[22207,41.571840019226002]
[22209,40.692000102996801]
[22211,40.722857339041497]
[22213,42.0689998626708]
[22214,0]
[22301,40.489500188827499]
[22302,40.958400192260697]
[22303,40.627714266095801]
[22304,41.093000125884998]
[22305,40.455000114440899]
[22306,40.759034373842397]
[22307,40.618499851226801]
[22308,40.560000114440903]
[22309,40.707187360525097]
[22310,41.245333417256603]
[22311,41.277000331878597]
[22312,41.353262991654198]
[22314,40.398705785414698]
[22315,41.159999812732998]
[22401,41.509714099339]
[22405,41.468634092749603]
[22406,42.002727293134498]
[22407,41.618636810405299]
[22408,41.354440672922898]
[22427,40.690193863304202]
[22432,39.710470693251601]
[22433,42.056999874114901]
[22435,39.909734759038798]
[22436,40.327858477567098]
[22437,39.559949079136899]
[22438,40.344494102702399]
[22443,40.270401639625597]
[22448,40.352000236511202]
[22454,39.583987541198702]
[22460,39.711165114936399]
[22469,40.0518842697143]
[22473,39.841306133659501]
[22476,40.4312647230485]
[22480,39.497454695268097]
[22482,39.510000003011598]
[22485,40.888879938581098]
[22488,40.042560018539398]
[22503,39.550368384311]
[22504,39.393499994277903]
[22508,42.096084433542103]
[22509,40.564071393013002]
[22511,40.112823519987202]
[22514,40.440263241215703]
[22520,40.121128503703503]
[22529,39.828438977497299]
[22530,39.5399999141693]
[22534,41.756571432701598]
[22535,40.726434703495102]
[22538,41.022872709794399]
[22539,39.566086876910603]
[22542,42.146684247568999]
[22546,40.810743317791697]
[22548,39.521999931335401]
[22551,41.749893310546803]
[22553,41.709762634665303]
[22554,41.511172452466198]
[22556,42.150737778085102]
[22560,39.758653134142001]
[22567,42.160313499038203]
[22572,39.758018363924499]
[22576,39.546279077751599]
[22578,39.354692327059198]
[22579,39.688500308990399]
[22580,41.053055746464402]
[22601,44.554421108647396]
[22602,45.113610208338699]
[22603,44.906173243485]
[22610,44.9184178879011]
[22611,44.225621299262301]
[22620,44.209417596754101]
[22623,45.433199958801197]
[22624,44.484000029930598]
[22625,45.969641605002302]
[22627,44.580575999450602]
[22630,44.261449215933602]
[22637,45.978240074157704]
[22639,43.407750034332203]
[22640,44.793799953460599]
[22641,45.040551705195902]
[22642,44.7539999821606]
[22643,43.9132173704064]
[22644,45.552486477671401]
[22645,44.258999919891302]
[22646,44.140285655430297]
[22650,45.067433546285699]
[22652,45.654686312657802]
[22654,46.962692356109599]
[22655,44.305404147695903]
[22656,44.292580623011403]
[22657,44.5826777174453]
[22660,44.3420000553131]
[22663,44.1226265482155]
[22664,45.175085414713898]
[22701,42.284900505282799]
[22709,42.507061199265998]
[22711,42.841200027465803]
[22712,42.330893666693498]
[22713,43.002705792819697]
[22714,42.144717307712703]
[22715,42.572228671482598]
[22716,43.1065200061798]
[22718,42.080084110059197]
[22719,44.483842104359603]
[22720,42.359333377414202]
[22722,42.800769336406901]
[22723,42.4224000549316]
[22724,42.3526097879177]
[22726,42.165428597586498]
[22727,43.093136327916902]
[22728,42.496320030212402]
[22729,41.913652287358801]
[22730,42.353538498511597]
[22731,42.576000022888103]
[22732,42.309000205993598]
[22733,42.230659459088201]
[22734,42.135789404417302]
[22735,42.859031237661803]
[22736,42.183054599761903]
[22737,42.5023846369523]
[22738,42.355442371735201]
[22740,45.340019416809]
[22741,42.001799983978202]
[22742,42.251093021658903]
[22743,47.283705860426402]
[22747,44.150842173475901]
[22749,43.468249940872099]
[22801,44.456213135015702]
[22802,45.117749983614097]
[22807,44.663999748229898]
[22810,47.308531866682301]
[22811,47.375099987983702]
[22812,44.390421044199101]
[22815,45.283062729360402]
[22820,47.646749932115704]
[22821,47.246636912169699]
[22824,45.635283626157801]
[22827,44.887110334021898]
[22830,46.978387252181903]
[22831,48.980272362485799]
[22832,45.575744600498901]
[22834,44.994272700223]
[22835,45.049586455458197]
[22840,44.177454549616002]
[22841,43.682380126133403]
[22842,45.299680837671701]
[22843,47.105846868147601]
[22844,44.915647000807503]
[22845,46.347599945068303]
[22846,44.337000013434299]
[22847,44.904450001716597]
[22849,44.966459055415903]
[22850,46.039914954976801]
[22851,45.406019134156402]
[22853,44.697306095823897]
[22901,41.936748792150297]
[22902,41.951560969469]
[22903,41.996244813345498]
[22904,41.928000068664502]
[22911,42.039286408352503]
[22920,42.967463409609898]
[22922,41.679000020027097]
[22923,42.180393481645403]
[22931,42.500136958082997]
[22932,43.696464505579698]
[22935,43.2102650676865]
[22936,42.028999912738698]
[22937,41.735195578676297]
[22938,42.223677020339402]
[22939,44.223999977111802]
[22940,42.725107378998999]
[22942,42.259632596304201]
[22943,42.242571258544899]
[22946,41.833875060081397]
[22947,42.069692358885902]
[22948,42.211826009335702]
[22949,42.498041977248803]
[22952,45.417947402753299]
[22958,43.947243164680998]
[22959,42.211731516434803]
[22960,42.297163685885302]
[22963,41.971040632586899]
[22964,41.546999931335399]
[22967,43.564046534668101]
[22968,42.160335443558203]
[22969,41.755843379698497]
[22971,41.850497497000298]
[22972,42.343423617088099]
[22973,44.155476929591202]
[22974,42.150573163123603]
[22976,45.855918397708798]
[22980,44.387704234056002]
[22989,42.232285881042401]
[23002,41.127385237821997]
[23004,41.602993176607399]
[23005,40.669097245806299]
[23009,40.061821201147502]
[23011,39.072214344569602]
[23015,41.319057666338303]
[23021,38.710714285714197]
[23022,41.760594052607402]
[23023,39.700153893690803]
[23024,41.675372709794402]
[23025,38.766000223159701]
[23027,41.694813556994298]
[23030,39.276304343016001]
[23032,39.283569118793103]
[23035,39.114113357831798]
[23038,41.8341249942779]
[23039,41.384069074433398]
[23040,41.347302509796499]
[23043,39.080640129089304]
[23045,38.808750128745999]
[23047,40.724852408737398]
[23050,39.192375004291499]
[23055,41.863161176250799]
[23056,38.902285684858001]
[23059,40.770876345473702]
[23060,40.872620635197002]
[23061,38.959231844011498]
[23062,38.243999862670798]
[23063,41.773994930565202]
[23064,38.990999794006299]
[23065,41.840313341531399]
[23066,38.976856858389702]
[23068,38.986499691009499]
[23069,40.177701949156202]
[23070,39.093000125884998]
[23071,39.084799995422301]
[23072,38.435793022944999]
[23075,40.063894693475]
[23076,38.921571472712898]
[23079,39.350222163730201]
[23083,41.164749932289098]
[23084,41.969325070381103]
[23085,39.5787273164228]
[23086,39.473229390765503]
[23089,39.225325343120502]
[23091,39.384923077677598]
[23092,39.0128570284162]
[23093,42.123789847648503]
[23102,41.5984614592331]
[23103,41.276260251868202]
[23106,39.758097106044701]
[23108,39.408959918975803]
[23109,38.832656282186498]
[23110,39.132620666766996]
[23111,39.952013425922701]
[23112,40.946109513938403]
[23113,41.084955967173798]
[23114,41.1047143118722]
[23115,39.684947325053898]
[23116,40.119512202099997]
[23117,41.762983872089997]
[23119,38.853599739074703]
[23120,41.009467801740001]
[23123,41.576848031297502]
[23124,39.545367005549402]
[23125,38.632000160217203]
[23126,40.207905881545102]
[23128,39.0876000976562]
[23129,41.455874991416898]
[23130,38.719333394368398]
[23138,38.650666745503699]
[23139,41.401125822460301]
[23140,39.490641142017701]
[23141,39.900388448701399]
[23146,41.228427432693501]
[23148,39.864425112506503]
[23149,39.111562514305099]
[23150,39.965122087990302]
[23153,41.825999999999901]
[23156,39.163421066183801]
[23160,41.388461670508697]
[23161,39.521561064371198]
[23163,38.624249982833803]
[23168,39.029806432416301]
[23169,39.118894883206003]
[23173,40.602000617980899]
[23175,39.048300046920701]
[23176,39.129375171661302]
[23177,39.484048206834899]
[23180,39.1273171401605]
[23181,39.216330885887103]
[23185,38.390200881458199]
[23187,0]
[23188,38.674957954005102]
[23192,41.268427109799099]
[23219,40.265143367222301]
[23220,40.475052693015598]
[23221,40.539692027752203]
[23222,40.431290300430803]
[23223,40.329545558582602]
[23224,40.352347730553603]
[23225,40.564137978389297]
[23226,40.684500145912097]
[23227,40.335681724548301]
[23228,40.518652190332801]
[23229,40.815206919045202]
[23230,40.517625081539101]
[23231,39.910617974634903]
[23233,40.9886400604248]
[23234,40.336675287221901]
[23235,40.896352874531402]
[23236,40.951199933832299]
[23237,40.193210551613198]
[23238,40.821214382988998]
[23250,40.106308056757896]
[23294,41.048142651149099]
[23301,39.398807411893699]
[23302,40.081384541438098]
[23303,40.369285665239602]
[23304,0]
[23306,39.292500012261499]
[23307,39.163285773140998]
[23308,39.758677756884801]
[23310,38.670355966535602]
[23313,38.528399848937902]
[23314,37.603540428264701]
[23315,38.557421117079897]
[23316,38.7510000228881]
[23320,37.685454615679603]
[23321,37.637090908397298]
[23322,37.727068633206798]
[23323,37.910904438480401]
[23324,37.521119934082002]
[23325,37.528499901294701]
[23336,39.8002587419397]
[23337,40.427142906188898]
[23347,38.788604643178502]
[23350,39.332320830507101]
[23354,39.175500154495197]
[23356,40.623599967956501]
[23357,39.703500008582999]
[23358,39.180900192260701]
[23359,40.163399877548201]
[23389,39.324000549316402]
[23395,40.563319319866999]
[23398,39.054000091552702]
[23401,39.534000396728501]
[23405,38.9988649471386]
[23407,39.954000113560497]
[23408,39.2280000686645]
[23409,39.858599967956501]
[23410,39.4575789551985]
[23413,39.250560001373302]
[23414,39.876857348850699]
[23415,40.542413757587298]
[23416,40.536857169015001]
[23417,39.434010637567397]
[23418,39.4657501029968]
[23420,39.3973064499516]
[23421,39.708236156673799]
[23422,39.417599945068297]
[23423,39.122427531235097]
[23426,39.952199993133497]
[23427,39.631894834417999]
[23430,38.088216521567901]
[23432,37.761807676461999]
[23433,37.523999905586201]
[23434,38.266861075382998]
[23435,37.678657918227302]
[23436,37.585200233459403]
[23437,38.465512930285797]
[23438,38.404098455670798]
[23440,38.909999656677201]
[23441,39.575999450683497]
[23442,40.341529487160997]
[23451,37.733620428737197]
[23452,37.743857329232299]
[23453,37.605999755859301]
[23454,37.677238984234499]
[23455,37.813343230290201]
[23456,37.609340042269103]
[23457,37.445505880467998]
[23459,37.884000205993601]
[23460,37.704000377654999]
[23461,0]
[23462,37.637086959507101]
[23464,37.583910369873003]
[23480,39.356399917602502]
[23486,39.4139991760253]
[23487,38.439041734339398]
[23488,40.4033334732055]
[23502,37.585199975967299]
[23503,37.639363548972298]
[23504,37.448625111579801]
[23505,37.513499879836999]
[23507,37.3740005493163]
[23508,37.417800178527798]
[23509,37.531999778747497]
[23510,37.384500360488801]
[23511,37.472000217437703]
[23513,37.631052649648502]
[23517,37.406999588012603]
[23518,37.737120002746501]
[23523,37.445999908447199]
[23551,37.487999725341702]
[23601,37.696666971842397]
[23602,37.907192120185201]
[23603,38.178000068664502]
[23604,37.9935652069423]
[23605,37.574400100707997]
[23606,37.759028663635199]
[23607,37.405199975967399]
[23608,38.056046343958599]
[23651,37.644000434875402]
[23661,37.499999999999901]
[23662,37.905600013732901]
[23663,37.677000274658099]
[23664,37.770522109321902]
[23665,37.659818250482701]
[23666,37.627555486890898]
[23669,37.656652251533799]
[23690,38.141785751070202]
[23691,38.228571673801902]
[23692,38.082202148437403]
[23693,37.9120384839864]
[23696,38.102571487426701]
[23701,37.474199981689402]
[23702,37.473999977111802]
[23703,37.354528437920301]
[23704,37.430999779701203]
[23707,37.381999969482401]
[23708,0]
[23709,0]
[23801,39.428727410056297]
[23803,40.030085058415096]
[23805,39.589387938475703]
[23806,39.7739996910095]
[23821,40.090167349651701]
[23824,40.679320489378398]
[23827,38.632653078740901]
[23828,38.538923087486801]
[23829,38.870482100570598]
[23830,39.407966477378103]
[23831,40.141312462091399]
[23832,40.685160015106099]
[23833,40.477205479144999]
[23834,39.823034418040301]
[23836,39.630174747948502]
[23837,38.704736825756498]
[23838,40.560418559229603]
[23839,39.023553274032899]
[23840,40.244021333092597]
[23841,39.869712206006497]
[23842,39.4506881203449]
[23843,39.861291939389403]
[23844,38.857368388928798]
[23845,39.279346110270502]
[23846,38.745239151328597]
[23847,39.135793357053601]
[23850,40.519768430810203]
[23851,38.451134981632201]
[23856,39.630200023651099]
[23857,39.3476665496826]
[23860,39.375690266094402]
[23866,38.779086045058598]
[23867,39.3602056797572]
[23868,39.519647048501398]
[23872,40.116997241709697]
[23874,38.587836748239901]
[23875,39.396899875913299]
[23876,40.2944348791371]
[23878,38.947919929504302]
[23879,39.011531339585702]
[23881,39.0725373156289]
[23882,39.384079516012797]
[23883,38.349800858993802]
[23884,39.143999862670803]
[23885,40.361014934084203]
[23887,39.248025921412797]
[23888,39.017888853285001]
[23889,39.806676979064903]
[23890,39.205407557602598]
[23891,39.322199993133502]
[23893,39.408749985694797]
[23894,40.577360639415801]
[23897,39.1202655809115]
[23898,38.643794644329901]
[23899,38.842500042915297]
[23901,41.144992111751002]
[23909,0]
[23915,39.6471219969958]
[23917,39.463572029113699]
[23919,39.176633073271603]
[23920,39.442146784903898]
[23921,41.446105352828297]
[23922,40.950907070692097]
[23923,41.135605939608901]
[23924,40.278316421806799]
[23927,39.671515288392797]
[23930,40.845594180883502]
[23934,41.285205892955503]
[23936,41.419204272680197]
[23937,40.760989078174902]
[23938,40.383500003814603]
[23942,41.0075624993869]
[23943,41.106000137329097]
[23944,40.336415708734698]
[23947,40.857357154573698]
[23950,39.348160011291398]
[23952,40.5536470749798]
[23954,40.9415697025347]
[23958,41.425239646533299]
[23959,41.562267869710901]
[23960,41.233545962140496]
[23962,40.6802270322232]
[23963,41.590714236668099]
[23964,40.1084210847553]
[23966,41.172782541357897]
[23967,40.534276259406397]
[23968,40.038100813216502]
[23970,39.611013184095697]
[23974,40.630616620143002]
[23976,40.442482685220597]
[24011,0]
[24012,41.845894755815102]
[24013,41.518000030517499]
[24014,41.999229403154501]
[24015,41.6696249485015]
[24016,41.5391999816894]
[24017,41.626411595063999]
[24018,43.070586204528801]
[24019,42.223076879061097]
[24020,41.681999588012602]
[24053,42.515167436189003]
[24054,40.967111091613702]
[24055,41.447620460211503]
[24058,44.629090690612699]
[24059,46.331586180062097]
[24060,44.904787329034797]
[24064,42.814112930913097]
[24065,42.765343685563401]
[24066,43.118411745744503]
[24067,43.374929616148997]
[24069,40.328142820085702]
[24070,44.550810798438803]
[24072,45.5520000237684]
[24073,44.661264677608699]
[24076,42.233600082397402]
[24077,41.993999862670798]
[24078,41.293919975280701]
[24079,45.406758625425098]
[24082,41.021586128761001]
[24083,42.4519355835453]
[24084,45.472792103306197]
[24085,43.498056214236598]
[24086,45.070000012715603]
[24087,43.451789424293899]
[24088,42.434544599481903]
[24089,41.1270731204893]
[24090,42.916967221557101]
[24091,45.789168458281601]
[24092,41.858015240967703]
[24093,43.754159843444803]
[24095,41.870823501138098]
[24101,41.995859140745303]
[24102,41.7549843862652]
[24104,42.284653852536103]
[24105,45.403445606920997]
[24112,41.416649236229702]
[24120,45.952416344114397]
[24121,42.1043458780848]
[24122,42.570056127387701]
[24124,45.592273364993197]
[24127,44.910354085828402]
[24128,46.6077617266548]
[24130,43.397142955234997]
[24131,46.642509401214703]
[24132,45.151304414997902]
[24133,41.423587503433197]
[24134,45.645534887979203]
[24136,46.334138272670998]
[24137,41.661794725632802]
[24138,45.676961484322099]
[24139,41.9989090312611]
[24141,44.890710964053802]
[24142,0]
[24147,44.152153983482897]
[24148,40.849027197277401]
[24149,45.129178225639997]
[24150,47.609886300507299]
[24151,41.9860289559848]
[24153,43.299659993648497]
[24161,41.831636446172503]
[24162,44.046068553379499]
[24165,40.756451601828203]
[24167,44.8892726898193]
[24168,41.083499622344902]
[24171,42.225175079426599]
[24174,42.340323518304203]
[24175,43.143172688792902]
[24176,41.928187519311798]
[24179,42.294389274184702]
[24184,41.984774585128498]
[24185,43.119574441300998]
[24201,41.979000009809198]
[24202,42.422848070120502]
[24210,44.011099096993398]
[24211,43.310478239474001]
[24216,44.4793280944522]
[24217,44.071440010070702]
[24219,44.167870958389699]
[24220,43.9590967055289]
[24221,42.575652589295998]
[24224,43.290230779464402]
[24225,44.010986223612697]
[24226,44.1939610323859]
[24228,44.348484507815897]
[24230,44.289592566313502]
[24236,45.469183460725503]
[24237,44.233009021932403]
[24239,43.777199821472102]
[24243,43.274024094730898]
[24244,43.120299267205702]
[24245,43.040907247287599]
[24246,43.085999965667703]
[24248,42.4470447341007]
[24250,42.393313442059402]
[24251,42.139151202475198]
[24256,43.927339326483803]
[24258,41.950269280947097]
[24260,44.408252423942201]
[24263,42.873239978790203]
[24265,44.036917751782497]
[24266,44.135407940964903]
[24269,44.263448228507201]
[24270,42.178666687011699]
[24271,42.928253166585002]
[24272,44.171924001959297]
[24273,44.638922375270297]
[24277,43.247911344255698]
[24279,44.296764755249001]
[24280,44.704615490253097]
[24281,42.606857193538097]
[24282,44.016983732629903]
[24283,43.692126213876797]
[24290,41.435294319601603]
[24292,48.246419975280702]
[24293,44.335473147460299]
[24301,45.327116924137201]
[24311,46.146828916198302]
[24312,45.163659607095902]
[24313,45.263356978552601]
[24314,46.464864880329799]
[24315,45.996069055461099]
[24316,46.363124871253902]
[24317,42.269999972633599]
[24318,46.496751001983696]
[24319,45.865153118841803]
[24322,45.953773714461398]
[24323,45.660782482313003]
[24324,45.388676581663198]
[24325,45.429843789339003]
[24326,46.730608732804001]
[24328,46.0217379352964]
[24330,45.9271111488342]
[24333,45.746472497038702]
[24340,44.918809027238296]
[24343,45.265401200619998]
[24347,45.347626244591801]
[24348,46.563081834570603]
[24350,45.736200046539302]
[24351,43.1992682340668]
[24352,45.7609636220065]
[24354,45.814907726563703]
[24360,45.453165637642201]
[24361,44.328594332820899]
[24363,46.731558593223802]
[24366,46.211485731942297]
[24368,45.851271585458399]
[24370,45.623340297119697]
[24374,46.546205606193098]
[24375,46.582716176395301]
[24377,46.155136416175097]
[24378,47.508588252347998]
[24380,45.718149579128301]
[24381,45.409653039854298]
[24382,45.986053021074298]
[24401,44.884892347042303]
[24411,45.623999691009502]
[24412,47.010000038146899]
[24413,51.613384641133798]
[24415,44.058000755309997]
[24416,43.242616803178102]
[24421,46.320225283391601]
[24422,44.740598124209903]
[24426,45.850299675420203]
[24430,46.234240533355397]
[24431,44.167999998728398]
[24432,47.257454551349902]
[24433,49.992315809350202]
[24435,44.635475396328196]
[24437,43.715307668539097]
[24439,45.739249346484797]
[24440,45.4635428728376]
[24441,43.932208062320697]
[24442,48.346086497435699]
[24445,47.497425703483003]
[24448,42.5819995880126]
[24450,44.428469378121001]
[24457,44.244207000732402]
[24458,48.540053912979303]
[24459,46.049815389193]
[24460,46.126917709278104]
[24464,47.236465105899498]
[24465,50.678453362782697]
[24467,43.9072746339735]
[24471,43.324500033259397]
[24472,45.679028621595698]
[24473,44.590360995036797]
[24474,43.1820001602172]
[24476,45.783333396911601]
[24477,45.096580677647701]
[24479,46.482025813234202]
[24482,43.907399969100901]
[24483,45.720750037361498]
[24484,48.563297125543798]
[24485,48.454751533603002]
[24486,43.537431797114202]
[24487,48.364813186310101]
[24501,42.217959186008997]
[24502,42.221327147082697]
[24503,42.360588964216497]
[24504,42.087285641261502]
[24517,42.059999819567601]
[24520,40.1002367696818]
[24521,42.553285659089298]
[24522,41.6580478174277]
[24523,42.622473637803303]
[24526,42.848210626671602]
[24527,40.854305018408802]
[24528,41.746467395968999]
[24529,39.880954823647699]
[24530,41.207233097678703]
[24531,41.5366666362399]
[24534,40.695732713514701]
[24536,42.283714403424902]
[24538,41.851565208434998]
[24539,40.846687388420101]
[24540,40.194687527418097]
[24541,40.122442106949599]
[24549,40.839599984821497]
[24550,42.316187789294098]
[24551,42.290206968373198]
[24553,41.612613459159903]
[24554,42.014185433040304]
[24555,42.5343190335212]
[24556,42.3927205079831]
[24557,41.834640010986298]
[24558,40.520751453104602]
[24562,41.503611980267401]
[24563,41.883961497862799]
[24565,41.132630084312098]
[24566,40.463438839535002]
[24569,41.806500109759199]
[24570,42.312000274658203]
[24571,42.350080435479697]
[24572,42.147490057622299]
[24574,42.626768135410202]
[24577,41.388762288796997]
[24578,43.988999995318302]
[24579,43.046815417363]
[24580,39.847153759002701]
[24581,41.3290000915527]
[24586,40.045205779737202]
[24588,42.062828513554102]
[24589,40.295585534447099]
[24590,41.781280359820798]
[24592,40.4037386403539]
[24593,41.787897892415899]
[24594,40.2551769986677]
[24595,42.026249957084602]
[24597,40.614774180996697]
[24598,40.055706729745502]
[24599,41.5407691515409]
[24601,44.9862861360822]
[24602,45.323399966390497]
[24603,43.420350000858299]
[24604,45.106800041198703]
[24605,45.820786497566097]
[24606,45.457999992370503]
[24607,43.834439998626699]
[24609,45.669227257641801]
[24612,45.020999622344902]
[24613,45.4635652293329]
[24614,43.957962958017902]
[24620,43.700969064850099]
[24622,45.736524581909102]
[24628,44.007272711667099]
[24630,46.323839950561499]
[24631,44.268439745278798]
[24634,44.701745369651]
[24635,45.261652191825497]
[24637,45.5603208343937]
[24639,45.105712516307797]
[24641,45.397043435469897]
[24646,44.328837177365301]
[24649,44.9526744989248]
[24651,47.134573382913104]
[24656,44.062482748360402]
[24657,45.148477628337702]
[24701,45.531614464449603]
[24712,45.4604117000804]
[24714,45.747479976653999]
[24715,45.3]
[24716,45.162692312093803]
[24719,45.299999999999898]
[24724,45.263999176025301]
[24726,45.363440570964599]
[24729,45.571800298690803]
[24731,45.166800041198698]
[24733,45.489428574698302]
[24736,45.606679236214099]
[24737,0]
[24738,45.310800247192297]
[24740,45.266246316468099]
[24747,45.510278229366001]
[24801,44.593873203556697]
[24808,44.952098446205]
[24811,44.252999982833799]
[24813,44.444081625646398]
[24815,44.711487816601199]
[24816,44.1030000686645]
[24817,44.445000093633404]
[24818,44.475420026779098]
[24822,44.3784506461989]
[24823,44.642117702259704]
[24826,44.578961640137898]
[24827,45.1716891752707]
[24828,44.316907050997699]
[24830,44.7938180923461]
[24831,45.001200027465799]
[24834,44.310818130319703]
[24836,44.757084520098097]
[24839,44.047483149539197]
[24843,44.167285660334898]
[24844,44.026816886579503]
[24845,44.089090815457403]
[24846,43.5006207038616]
[24847,44.816999816894501]
[24848,45.096807498198203]
[24849,44.980500025749201]
[24850,44.768842205248298]
[24851,43.072499656677202]
[24853,44.702931846271802]
[24854,45.735913094230298]
[24857,44.602799949645998]
[24860,44.769000205993599]
[24861,45.156000022888101]
[24862,43.752000045776299]
[24866,44.806285694667203]
[24867,45.054705889084701]
[24868,45.166000040839599]
[24869,43.769999885559002]
[24870,45.698520046234101]
[24871,44.7935674822008]
[24872,43.877384655292197]
[24873,44.397545476393198]
[24874,44.664747129803899]
[24878,44.442324504336703]
[24879,44.6865000629425]
[24880,45.101999985544197]
[24881,44.255999954710603]
[24882,44.019529320211902]
[24884,44.908120509227999]
[24887,44.992500114440901]
[24888,44.7959999084472]
[24892,44.479590301054003]
[24894,44.479714271000397]
[24898,0]
[24901,46.962214314937498]
[24910,46.170883371633899]
[24915,51.648777171120102]
[24916,46.3537141527448]
[24918,45.050399988347799]
[24920,52.9698066757514]
[24924,50.878659536483397]
[24925,47.149669161058]
[24927,50.253937520384703]
[24931,47.9553361314955]
[24934,50.163325333882497]
[24935,45.063107115881699]
[24938,47.089233606998]
[24941,47.280269674236798]
[24944,51.734295680833803]
[24945,45.041250112652698]
[24946,50.478948310558998]
[24951,45.934309882849]
[24954,50.153000910829597]
[24957,47.243999985286102]
[24962,44.6275714874267]
[24963,44.959500015483101]
[24966,49.052713512552202]
[24970,46.115653808300301]
[24974,46.692207033880798]
[24976,46.396183456630801]
[24977,47.802705876967401]
[24981,45.229058815451197]
[24983,46.7549369747898]
[24984,47.341642493775403]
[24986,47.9923838054237]
[24991,48.936786826712101]
[25002,44.651999759673998]
[25003,43.436120232603599]
[25005,44.0072728937322]
[25007,45.343411849526703]
[25008,45.873428576333097]
[25009,43.568108151410001]
[25011,43.4009994506835]
[25015,43.700271761995999]
[25019,44.849595477072]
[25021,44.281826069044001]
[25022,44.009649609475197]
[25024,43.615200096130302]
[25025,44.377965604847802]
[25028,43.765846296457099]
[25030,43.944300012588499]
[25031,44.248000144958397]
[25033,43.607816359461502]
[25035,44.060511762042303]
[25036,44.647090790488498]
[25039,44.218125039339]
[25040,43.194000434875399]
[25043,44.884899522539797]
[25044,45.876321315765303]
[25045,44.025896254592297]
[25047,43.804758611218602]
[25048,0]
[25049,43.961892853464299]
[25051,43.116000366210898]
[25053,43.4465966862209]
[25054,44.303181760961301]
[25057,43.464000034332201]
[25059,44.317463367741198]
[25060,45.242545491998797]
[25061,44.036210511859998]
[25062,45.6015001773834]
[25063,45.031988390656402]
[25064,43.226538408719499]
[25067,43.661999976116597]
[25070,43.478210479334699]
[25071,43.582142134245203]
[25075,44.930221232084101]
[25076,43.473000025749201]
[25081,43.747584839586899]
[25082,43.896000011723203]
[25083,44.928230826671303]
[25085,44.628226262218497]
[25086,42.6]
[25088,44.580599956512401]
[25090,43.729500102996802]
[25093,44.205214364188002]
[25102,43.2164999485015]
[25103,44.048400306701602]
[25106,44.304184667147098]
[25107,43.726067748312197]
[25108,43.5695174118568]
[25109,43.428000068664502]
[25110,44.347046517216803]
[25111,44.891338881799697]
[25112,0]
[25113,44.667000002861002]
[25114,43.624363595789099]
[25115,44.306294143901098]
[25118,44.689611907503398]
[25119,45.059739117000397]
[25121,43.5791427884783]
[25123,44.145272756551698]
[25124,43.735372900558701]
[25125,44.739203947493102]
[25126,42.5819995880126]
[25130,43.705953391762598]
[25132,44.489999990593901]
[25133,44.338285745893202]
[25134,43.858257958196802]
[25136,44.262685563223698]
[25139,42.518999862670803]
[25140,45.476449556088198]
[25141,44.983363645726897]
[25142,43.467857388087602]
[25143,43.412499952316203]
[25148,43.714714540754002]
[25149,43.6663637508045]
[25152,45.326999902725198]
[25154,43.676957734873497]
[25156,42.820499897003103]
[25159,43.441926943646699]
[25160,44.633181771365003]
[25161,45.393000044141402]
[25162,42.4919992446899]
[25164,44.063478231015303]
[25165,43.439571271623798]
[25168,43.459680038452099]
[25169,43.556571385767498]
[25173,45.031607191903198]
[25174,45.829846132718501]
[25177,43.404836082458402]
[25180,45.768000015845601]
[25181,44.001219505217001]
[25183,43.654551650737901]
[25185,0]
[25186,44.473028673444396]
[25187,44.334475659161001]
[25193,44.601176369610897]
[25201,42.8879997253418]
[25202,43.466571521759001]
[25203,43.507199821472099]
[25204,44.659807301716597]
[25205,43.613999993460503]
[25206,43.871898263187703]
[25208,45.125195857175797]
[25209,44.591359236633799]
[25211,45.504827657239098]
[25213,43.428249943256297]
[25214,43.788734716298599]
[25234,45.309197814647902]
[25235,44.867307731921798]
[25239,44.429134032652499]
[25241,44.0152236691643]
[25243,44.119219739096501]
[25244,44.164421051426899]
[25245,43.8524614920983]
[25247,44.144399814605698]
[25248,43.8322339768105]
[25251,44.258892907415103]
[25252,44.873253191182499]
[25253,44.674476178487097]
[25259,44.413282731154801]
[25260,44.217428684234598]
[25261,45.352540490433903]
[25262,44.176908926530302]
[25264,44.616000080108599]
[25265,44.149799938201902]
[25266,44.3871946603659]
[25267,45.235575299649597]
[25268,45.307200004577602]
[25270,44.979907976953498]
[25271,44.1703937170073]
[25275,44.847134691355102]
[25276,44.822196687187599]
[25285,44.465454522046102]
[25286,43.988888046634699]
[25287,44.633088662352698]
[25301,42.9780000686645]
[25302,43.2228678973215]
[25303,43.182750034332201]
[25304,43.2471218993024]
[25305,0]
[25306,43.758750033378597]
[25309,43.428258968600197]
[25311,43.308545473272098]
[25312,43.410671634104702]
[25313,43.3577349306589]
[25314,43.400449083289303]
[25315,43.360200119018501]
[25320,43.564866695404]
[25401,44.451545463908801]
[25403,44.903753443939998]
[25404,44.508000205113198]
[25405,44.518317227247202]
[25411,45.654131126403797]
[25413,44.459294121686099]
[25414,44.213122639566102]
[25419,44.530309843681202]
[25420,45.050886791157197]
[25422,45.680451583862201]
[25425,44.399349330993999]
[25427,45.288917913009797]
[25428,44.537274754702402]
[25430,44.492599021177199]
[25431,45.706421109249703]
[25432,44.139000034332199]
[25434,45.950300799635002]
[25437,45.686217424143898]
[25438,44.4992572566441]
[25442,44.467153930663997]
[25443,44.521245337432298]
[25444,45.687230675037]
[25446,44.3842500686645]
[25501,43.180453762565698]
[25502,44.020285749435402]
[25503,43.838163963692999]
[25504,43.273957888954499]
[25505,42.919499802589399]
[25506,43.094590928337801]
[25507,42.924000120162901]
[25508,43.015272666468697]
[25510,43.463859218358998]
[25511,42.871983030286799]
[25512,42.9970643843373]
[25514,43.197469095403498]
[25515,44.184866278949201]
[25517,43.152705933065903]
[25520,43.622675189850398]
[25521,43.187739178201397]
[25523,43.233689487054399]
[25524,42.908481066420201]
[25526,43.426073205974703]
[25529,43.285574963092699]
[25530,43.337999946840299]
[25534,42.8318709588819]
[25535,42.801452103706197]
[25537,43.236329615247101]
[25540,43.135153913497902]
[25541,43.594951733869202]
[25545,43.398224263770501]
[25547,43.089103692153301]
[25550,44.380181824077198]
[25555,43.210604680970597]
[25557,42.990693653525597]
[25559,43.1621537942152]
[25560,43.457249996878801]
[25564,43.331720931031001]
[25565,43.209969985216098]
[25567,43.232032243667099]
[25570,42.946827692701298]
[25571,43.204838838884903]
[25573,43.198500004681598]
[25601,43.007999941018902]
[25606,43.897333272298098]
[25607,44.0974999427795]
[25608,43.832490499964301]
[25611,43.220399894714298]
[25617,44.3617500096559]
[25621,43.721460660655801]
[25624,42.769199752807602]
[25625,43.172275849046301]
[25628,43.786000061035097]
[25630,45.287113653529701]
[25632,43.509957346003098]
[25634,43.7861052161768]
[25635,43.583250004904599]
[25637,43.147499942779497]
[25638,43.752140629291503]
[25639,43.193999931335398]
[25644,43.842409203269199]
[25646,43.5084705195707]
[25647,43.200428581237801]
[25649,43.111024447185201]
[25650,44.027999992370503]
[25651,43.494065911429203]
[25652,43.377142742701899]
[25653,42.8640000343322]
[25654,43.632000052928902]
[25661,42.453839942932099]
[25666,42.641719746812399]
[25669,42.879797418811599]
[25670,43.150214871493198]
[25671,42.837118171331397]
[25672,42.6708387251823]
[25674,42.790118337100701]
[25676,42.7042364085804]
[25678,43.450168400814597]
[25688,42.879000091552697]
[25690,43.341600151062003]
[25692,43.202052633385897]
[25696,43.6140000343322]
[25699,42.801272683576997]
[25701,43.028957700057703]
[25702,43.1826121972531]
[25703,42.927000045776303]
[25704,43.175571428026402]
[25705,43.189125072956003]
[25801,46.463769221305803]
[25810,45.0371998214721]
[25811,45.520846256842901]
[25812,45.352540536828897]
[25813,46.547791315990899]
[25817,46.060399894714301]
[25818,46.235999965667702]
[25820,45.587345414595099]
[25823,46.881176376342701]
[25825,46.828764623754097]
[25826,44.597999382018997]
[25827,46.939384636512102]
[25831,47.103360008239697]
[25832,46.861304295581299]
[25836,46.760250163078297]
[25837,46.082571356637096]
[25839,45.916909009759998]
[25840,45.509706309792001]
[25841,46.0878044988876]
[25843,47.055964381354201]
[25844,45.903191343266897]
[25845,45.053142847333604]
[25846,46.008119968414299]
[25848,45.961500012874602]
[25849,46.757999897003103]
[25853,45.047999382019]
[25854,46.210521162059898]
[25855,45.912000274658098]
[25857,46.014282363442803]
[25862,45.741899986267001]
[25864,46.478494371992802]
[25865,46.255102023299798]
[25868,46.621500062942502]
[25870,44.940000343322701]
[25871,46.992000102996798]
[25873,46.902000045776298]
[25875,45.693818144364698]
[25876,45.343714305332703]
[25878,47.05]
[25879,45.796799697875898]
[25880,46.189390735752497]
[25882,45.380709697354199]
[25901,45.897168045043898]
[25902,46.547264147704503]
[25904,46.094076875539898]
[25906,45.882000160217203]
[25907,45.091199855804398]
[25908,46.668000056825797]
[25911,46.541999244689897]
[25913,45.651000044896001]
[25915,45.523411829331302]
[25916,45.050999736785798]
[25917,45.767797774411299]
[25918,46.697700002376799]
[25920,46.341545417092]
[25921,46.137157781500498]
[25922,44.9022856031145]
[25928,45.207857118333997]
[25932,46.392375218868203]
[25936,46.242750089509101]
[25938,45.445770577915297]
[25942,46.210500097274704]
[25951,45.705619935694799]
[25958,48.634799995422298]
[25962,48.147142047994897]
[25969,45.913308989784902]
[25971,45.247702781574098]
[25972,48.858000068664502]
[25976,47.108578958009403]
[25977,45.768000021847797]
[25978,45.379276657104398]
[25979,45.008129098338401]
[25981,48.999796423869803]
[25984,50.169281235337301]
[25985,46.497609083993098]
[25989,46.727400398254296]
[26003,46.739140579365198]
[26030,45.663600082397402]
[26031,45.856499719619698]
[26032,47.071043487216997]
[26033,47.719069653566798]
[26034,46.6211429868425]
[26035,46.579285836900901]
[26036,47.622391356592502]
[26037,46.323096601424602]
[26038,46.438500002452301]
[26039,47.111362545490202]
[26040,46.420908997275603]
[26041,46.765071439742997]
[26047,46.416832331839302]
[26050,46.293789452000603]
[26055,46.568303090875702]
[26056,0]
[26059,47.199802020988798]
[26060,47.532989036643897]
[26062,46.3468929546219]
[26070,46.663864927034098]
[26074,46.9559998512268]
[26075,46.2720002174377]
[26101,44.313299961090102]
[26104,44.475839996337903]
[26105,44.462999956424397]
[26133,44.356641531890197]
[26134,44.650714261191197]
[26136,44.966826972594603]
[26137,45.155304361426303]
[26138,44.7672001647949]
[26141,45.155466613769498]
[26142,44.469795834288199]
[26143,44.681480508474003]
[26146,45.202683936088299]
[26147,45.232819776066002]
[26148,44.790857088906399]
[26149,45.764949069912099]
[26150,44.323226526165399]
[26151,45.239818208867803]
[26152,44.781999969482399]
[26155,46.474575639772802]
[26159,45.7342498540878]
[26160,44.740401534592301]
[26161,44.685402010888097]
[26164,44.543046121553303]
[26167,46.290782571875503]
[26169,44.689730715751601]
[26170,44.795234071447503]
[26175,45.761062484979597]
[26178,45.162905642671397]
[26180,44.5723571641104]
[26181,44.335108303871799]
[26184,44.596308701790399]
[26187,44.488400173187202]
[26201,46.490379284990198]
[26202,48.066535827091698]
[26203,46.909578907615199]
[26205,47.560363752191698]
[26206,47.897301382561203]
[26208,48.739641361178499]
[26209,53.120579445027801]
[26215,46.730756795728503]
[26217,46.661828547886401]
[26218,47.028764498648002]
[26222,47.682696230501001]
[26224,48.606744529556998]
[26228,46.682594644701098]
[26230,50.3819016706748]
[26234,47.274325079518498]
[26236,0]
[26237,47.8467020135841]
[26238,46.173724108728798]
[26241,50.001155367885403]
[26250,48.079714283512097]
[26253,50.078798505797302]
[26254,51.512071432386101]
[26257,48.5270400238037]
[26259,48.192857388087603]
[26260,51.899349741630303]
[26261,48.906094515042]
[26263,52.215512187306402]
[26264,52.512223865736701]
[26266,47.896235241609403]
[26267,48.219438209962298]
[26268,52.635149974822902]
[26269,49.801756116820499]
[26270,51.8160608033876]
[26271,50.312790691020801]
[26273,51.854509090076697]
[26275,47.859375]
[26276,49.5374999713897]
[26278,49.433249963521902]
[26280,50.220159704694197]
[26282,51.874347815306301]
[26283,49.116786040593396]
[26285,49.339953537874401]
[26287,49.193242447303902]
[26288,48.610869963393597]
[26291,52.155173531445499]
[26292,51.181218673288797]
[26293,49.229250240325896]
[26294,51.259125004630299]
[26296,53.100971115531202]
[26298,49.841707329633699]
[26301,45.952673721313403]
[26320,45.968054823679402]
[26321,45.285749977827003]
[26323,45.939000463485698]
[26325,45.384884292201001]
[26327,45.329314171927301]
[26330,46.073429539505803]
[26335,45.227510945693197]
[26337,44.9661619680613]
[26338,45.411857183877402]
[26339,46.282097535017002]
[26342,45.286548383774203]
[26343,46.103634117870698]
[26346,45.124205546512698]
[26347,46.244635159260497]
[26348,46.780124938488001]
[26349,45.947999954223597]
[26351,45.161319364860802]
[26354,46.512987725447601]
[26361,45.75]
[26362,45.118758577901097]
[26366,45.858000755310002]
[26369,45.945428875514402]
[26372,45.753311924743599]
[26374,47.642714255196701]
[26376,45.7427419077965]
[26377,46.4196666717529]
[26378,45.607259305318102]
[26384,45.202636358954599]
[26385,45.737175042629197]
[26386,46.262826892045801]
[26404,45.956400032043398]
[26405,47.340654012490198]
[26408,45.908896518575702]
[26410,47.610774126360504]
[26411,45.433687543868899]
[26412,45.296727334369301]
[26415,45.363602980904702]
[26416,46.854624528423898]
[26419,46.405271571835101]
[26421,45.381138575627197]
[26422,45.853091239929199]
[26424,46.042000007629298]
[26425,48.775980036735497]
[26426,45.824971248092197]
[26430,45.173625004291502]
[26431,46.139465802336296]
[26435,46.019999313354397]
[26436,45.732000017166101]
[26437,46.893285751342702]
[26438,0]
[26440,46.992325328918803]
[26443,45.272112738918203]
[26444,48.267758020557103]
[26447,45.586046498320798]
[26448,46.533422857962996]
[26451,45.745500326156602]
[26452,45.545249984264302]
[26456,45.710989788042397]
[26501,46.113481443899602]
[26505,45.844500050177899]
[26508,46.919778647579101]
[26519,48.464584934098902]
[26520,47.952749991416901]
[26521,46.7759999188509]
[26525,49.064453028051801]
[26534,45.875999794006297]
[26537,48.226621187103397]
[26541,46.379013774819498]
[26542,47.891357120786303]
[26543,45.947999954223597]
[26547,48.193800001144297]
[26554,46.191319648885198]
[26559,45.858000326156599]
[26560,45.9569995880126]
[26562,47.191615423789301]
[26563,46.487999725341702]
[26568,45.863999748229901]
[26570,46.705793065038101]
[26571,46.361999959945599]
[26572,46.343999862670799]
[26574,46.312500143051103]
[26575,47.518185997009198]
[26576,46.407000017166098]
[26581,47.296459891579303]
[26582,46.8006461862417]
[26585,47.300739097595198]
[26586,45.8400003433227]
[26587,46.254000205993599]
[26588,46.239798099622803]
[26590,46.974000061436598]
[26591,46.261263174759698]
[26601,45.553079305534403]
[26610,46.592057157244]
[26611,45.242400169372502]
[26615,45.2963999557495]
[26617,45.826799983978198]
[26619,45.237290410072497]
[26621,45.536571497235897]
[26623,44.969840011596602]
[26624,45.147957442669103]
[26627,45.1346400604248]
[26629,45.870239936828597]
[26631,45.129352939830099]
[26636,45.246162136180899]
[26638,45.581032239237103]
[26651,46.5923587283948]
[26656,44.390742792401902]
[26660,47.742272680455898]
[26662,47.347090852910803]
[26676,48.165600048065102]
[26678,46.496842063100701]
[26679,47.411702881236998]
[26680,47.325599981035502]
[26681,47.599173956331903]
[26684,47.066999816894501]
[26690,44.766053181200903]
[26691,47.8322263969565]
[26704,46.135083552769203]
[26705,49.681100912706498]
[26707,51.166971465519403]
[26710,45.875385078880299]
[26711,46.205233509214899]
[26714,46.6123635552146]
[26716,50.380258074114401]
[26717,50.138658693736097]
[26719,45.183084147444298]
[26720,50.801077123788701]
[26722,45.379325580596898]
[26726,46.9965159163458]
[26731,46.181999975635101]
[26739,50.796501848271497]
[26743,47.715205415960803]
[26750,46.1820001602172]
[26753,45.017939947128198]
[26755,47.061089793222301]
[26757,46.050077245515901]
[26761,45.979813943907203]
[26763,45.419839579536301]
[26764,49.779060154999499]
[26767,44.3070001602172]
[26801,47.444580383567398]
[26802,47.781846171159003]
[26804,51.415858917294798]
[26807,48.902612885002497]
[26808,45.844500058037802]
[26810,47.323082007736403]
[26812,47.8150050444603]
[26814,50.672284498573802]
[26815,48.796707689138501]
[26817,46.200923054034803]
[26818,46.121835591041801]
[26823,46.756915731315097]
[26833,48.614038472909201]
[26836,46.474470264530503]
[26845,45.970872215041503]
[26847,46.119995839112903]
[26851,46.950490625328001]
[26852,46.300118318817297]
[26855,46.965000070684098]
[26865,46.216593727469402]
[26866,47.194677635870399]
[26884,49.412477066320001]
[27006,39.232356872400302]
[27007,40.5858227283139]
[27009,39.897230732257498]
[27011,40.334316804149303]
[27012,39.290924921035703]
[27013,39.148932433213098]
[27014,39.1170005321502]
[27016,40.895919481059799]
[27017,41.264799969991003]
[27018,40.042780646047198]
[27019,40.2261654057897]
[27020,40.070443623629401]
[27021,40.478430055618198]
[27022,41.040954572504198]
[27023,39.604166746139498]
[27024,42.670411811155397]
[27025,40.278580616366398]
[27027,40.455777740478503]
[27028,39.3262689053511]
[27030,41.183934981756501]
[27040,39.761524744317001]
[27041,40.657120018005301]
[27042,40.438875210285097]
[27043,40.447427544008796]
[27045,40.029000034332199]
[27046,40.811362556219002]
[27047,40.413584399532901]
[27048,40.331944407357]
[27050,39.963870952975299]
[27051,39.546882298413401]
[27052,40.486421021482897]
[27053,40.896857084546703]
[27054,39.092618226138001]
[27055,39.928029830420101]
[27101,39.4579200439453]
[27103,39.479314245496397]
[27104,39.498255437485703]
[27105,39.532913364200098]
[27106,39.595698095717502]
[27107,39.349024374891997]
[27109,0]
[27110,39.503999519348099]
[27127,39.408810703174403]
[27201,38.856000137329097]
[27203,38.599445756659399]
[27205,38.335854567094202]
[27207,38.362971469334099]
[27208,38.146898028315199]
[27209,37.717918672118003]
[27212,39.867561480068197]
[27214,39.3402370167762]
[27215,38.918058475989099]
[27217,39.130260184883802]
[27229,37.409291891133499]
[27231,38.974321642788901]
[27233,38.944813187567703]
[27235,39.340941204744198]
[27239,38.3730631497031]
[27242,37.645074650778703]
[27243,38.8977646435008]
[27244,39.243562665581599]
[27248,38.799906948000803]
[27249,39.241150686185598]
[27252,38.187377596217203]
[27253,38.835420833416897]
[27258,38.883415198692902]
[27260,39.018818339434503]
[27262,39.049125194549497]
[27263,38.920408058166402]
[27265,39.164888975355296]
[27278,38.892850347203499]
[27281,37.225162286408903]
[27282,39.088736975820403]
[27283,38.961749718739398]
[27284,39.394380002975403]
[27288,40.075313236308503]
[27291,39.666000019420203]
[27292,38.657563304405201]
[27295,38.994163193562997]
[27298,38.866728696984801]
[27299,38.743626172074599]
[27301,39.260351930236801]
[27302,39.036938756825897]
[27305,40.011362677354001]
[27306,36.874328759598399]
[27310,39.489356018324898]
[27311,39.698011295361901]
[27312,38.613739893789202]
[27313,39.021771403721303]
[27314,39.307760823291197]
[27315,39.750943803251403]
[27316,38.587099292988]
[27317,38.823241638798201]
[27320,39.495881186127598]
[27325,37.8116697871356]
[27326,39.712315320968699]
[27330,37.926924864862798]
[27332,37.283969818614899]
[27340,0]
[27341,37.931509885653597]
[27343,39.9869247407769]
[27344,38.728408359024598]
[27349,38.816785735743302]
[27350,38.7468260516291]
[27355,38.844092080042799]
[27356,37.916450637494997]
[27357,39.739185597082802]
[27358,39.610941208110098]
[27360,38.866285721799102]
[27370,38.8053013064455]
[27371,37.816462837723698]
[27376,37.291218113002898]
[27377,39.0392211733366]
[27379,39.487862047655803]
[27401,39.325636404210798]
[27403,39.287052606281399]
[27405,39.363599939346201]
[27406,39.1229434571176]
[27407,39.0937241669358]
[27408,39.370666567484498]
[27409,39.400816839513602]
[27410,39.478771690308498]
[27455,39.466421067087197]
[27501,37.645920028686497]
[27502,38.438275835431803]
[27503,39.2336224669343]
[27504,37.189210751360797]
[27505,37.487490482150299]
[27507,39.661423757520801]
[27508,38.312108091405896]
[27509,39.458699970245299]
[27510,38.779199981689402]
[27511,38.128714248112203]
[27513,38.2988852110065]
[27514,38.750828606741699]
[27516,38.696608807107701]
[27517,38.628958809252801]
[27518,38.148315811157197]
[27519,38.487777667575401]
[27520,37.738870874805997]
[27521,37.233272760564603]
[27522,39.090248281544604]
[27523,38.530271161612802]
[27524,37.014914609164698]
[27525,39.0034871321458]
[27526,37.884699940681401]
[27527,37.678397504439197]
[27529,37.880635715199297]
[27530,36.546486085336397]
[27531,36.313845942570602]
[27534,36.508037175742203]
[27536,39.627750027179701]
[27537,39.537521285716203]
[27539,38.1884483172975]
[27540,38.131118716223703]
[27541,39.181437309613202]
[27542,37.544756222963301]
[27544,39.229973707700999]
[27545,38.030270220782199]
[27546,37.080866349565603]
[27549,38.807437720503799]
[27551,39.1160613732835]
[27553,39.356576686695298]
[27555,37.3620002746582]
[27556,39.642000389099103]
[27557,37.957318955454298]
[27559,38.401451563065997]
[27560,38.423044137195099]
[27562,38.418056539319501]
[27563,39.276428580463303]
[27565,39.510145248800903]
[27568,0]
[27569,36.804953678080501]
[27571,38.311764604905001]
[27572,39.343585471415103]
[27573,39.357545497200697]
[27574,39.671343328525403]
[27576,37.439660421407403]
[27577,37.1968533940057]
[27581,39.270406008842301]
[27582,39.656181699579399]
[27583,39.404237210548501]
[27587,38.651493974249]
[27589,38.992058014323597]
[27591,38.045491892291601]
[27592,37.871423116097098]
[27596,38.6329904189476]
[27597,38.092431348912797]
[27601,38.021250128745997]
[27603,37.944656199216702]
[27604,38.301692390441801]
[27605,38.0340002059936]
[27606,38.110948491833803]
[27607,38.185728855456297]
[27608,38.105999851226798]
[27609,38.3746045489643]
[27610,37.915304342708197]
[27612,38.430250048637298]
[27613,38.338800029754601]
[27614,38.668261661707703]
[27615,38.338999938964797]
[27616,38.468780491991701]
[27617,38.357454508001098]
[27701,38.770235185062099]
[27703,38.604912465178998]
[27704,39.066662899283401]
[27705,38.836682915106003]
[27707,38.758800015449502]
[27709,38.4780000686645]
[27712,39.181813963069402]
[27713,38.661867846339199]
[27801,37.774896608549902]
[27803,37.915827828211498]
[27804,38.183164526540999]
[27805,38.042208297951099]
[27806,35.3636573769706]
[27807,38.094290311874801]
[27808,35.688343988406402]
[27809,38.031419378711298]
[27810,36.0515232574107]
[27812,37.1044736887279]
[27813,37.230000686645504]
[27814,35.520868251069999]
[27816,38.673405461697897]
[27817,35.775116649183197]
[27818,38.5216066192882]
[27819,37.257600288391103]
[27820,38.519433756594402]
[27821,35.330768966674803]
[27822,37.606949629062001]
[27823,38.385988718380801]
[27824,35.5917173982657]
[27825,37.154998970031698]
[27826,35.960307727017202]
[27827,0]
[27828,36.771422505714398]
[27829,37.115439662304503]
[27830,37.075767833845902]
[27831,38.722661575170697]
[27832,38.923707675933798]
[27834,36.680482845506504]
[27837,36.176421375018002]
[27839,38.469477240605698]
[27840,37.358936228650599]
[27841,37.308000755309997]
[27842,39.156600065231302]
[27843,37.753520019531202]
[27844,38.732098220169902]
[27845,38.531374405539601]
[27846,36.674199914932203]
[27847,38.022168804222403]
[27849,37.665937519073402]
[27850,38.970731910112399]
[27851,37.422214283261901]
[27852,37.205903194796598]
[27853,38.5667852705973]
[27855,38.606695722496902]
[27856,38.407619648330702]
[27857,37.527279667126898]
[27858,36.434480010986299]
[27860,36.345153133630298]
[27861,37.145998764037998]
[27862,38.539578957306603]
[27863,36.866964187470003]
[27864,37.408945972855001]
[27865,36.131278389315]
[27866,38.832432923857603]
[27869,38.348737829634302]
[27870,38.7624812456001]
[27871,37.055698353751403]
[27872,38.1134042334049]
[27873,37.172999382019]
[27874,38.173236399563898]
[27875,35.670878018635101]
[27876,38.701000044080899]
[27878,37.852000236511202]
[27879,36.5609991073608]
[27880,37.861941230998298]
[27881,37.673999977111798]
[27882,38.400561542306903]
[27883,36.9296225094294]
[27884,36.692080676171003]
[27885,35.315741263586901]
[27886,37.5132600526982]
[27888,36.859482596902197]
[27889,36.109672174297302]
[27890,38.565882413527497]
[27891,38.250928323133898]
[27892,36.980770438967497]
[27893,37.328287725654398]
[27896,37.774734413623797]
[27897,38.347725048065101]
[27909,37.370335108677601]
[27910,38.2197390891818]
[27915,34.8936001968383]
[27916,37.1770341347003]
[27917,37.273680061340301]
[27919,37.932940057675403]
[27920,35.035500240325902]
[27921,37.374791084541002]
[27922,38.146708886834602]
[27923,37.253999892525002]
[27924,37.8462760323537]
[27925,36.369023412604903]
[27926,38.233914975917003]
[27927,37.315961617689801]
[27928,36.584234822445403]
[27929,37.426174089182901]
[27932,36.8418283664884]
[27935,38.263230837308399]
[27936,34.955838064245199]
[27937,38.265490889115803]
[27938,38.050892240084103]
[27939,37.1035197143554]
[27941,36.925500011444001]
[27942,37.9172855649675]
[27943,34.646999931335401]
[27944,37.0829739443829]
[27946,38.129769251896697]
[27947,37.013249802589399]
[27948,35.935764750312302]
[27949,36.625578930503401]
[27950,37.400231419713002]
[27953,36.159971043667397]
[27954,36.017294008591499]
[27956,37.3608001327514]
[27957,37.093444442749004]
[27958,37.5453060834122]
[27959,35.7641054053055]
[27960,34.565400581359803]
[27962,36.521534407886101]
[27964,36.746399230957003]
[27965,37.104203350261002]
[27966,37.018578499241798]
[27967,38.130000000000003]
[27968,35.373273051868701]
[27970,36.416535210945199]
[27972,34.901999473571699]
[27973,37.224685604912899]
[27974,36.9075529322904]
[27976,37.9289557667339]
[27978,36.055322136313201]
[27979,38.113467656279603]
[27980,37.7028866050169]
[27981,36.011400146484299]
[27982,34.950000000000003]
[27983,37.215716100022597]
[27985,37.338000297546301]
[27986,38.3824837746158]
[28001,37.621596009063701]
[28006,38.278105183651498]
[28007,36.724799423217704]
[28009,37.7150768280029]
[28012,37.448814157469002]
[28016,38.123589983637999]
[28017,38.531999588012603]
[28018,40.022749345578902]
[28019,38.513999176025301]
[28020,39.728072755986901]
[28021,38.680595746141698]
[28023,39.052977324615803]
[28025,37.994640634811901]
[28027,38.026076288441601]
[28031,38.456845334633101]
[28032,37.416000080108603]
[28033,38.402033944857301]
[28034,37.943232542969398]
[28036,38.408275873907598]
[28037,38.516969068271599]
[28039,0]
[28040,39.2019613995055]
[28043,38.661461536700799]
[28052,37.781884717941203]
[28054,37.686514238629996]
[28056,37.597248468784898]
[28071,38.546119712783899]
[28072,38.968500137329102]
[28073,38.2066596416716]
[28075,37.787368493331101]
[28076,38.349428640093102]
[28077,37.960500240325899]
[28078,38.1894000148773]
[28079,37.2041204107813]
[28080,38.329655172413801]
[28081,38.691808657438798]
[28083,38.594513581250098]
[28086,38.053933109410899]
[28088,39.161999845504702]
[28089,38.7840002059936]
[28090,38.9812151204708]
[28091,36.508081889543298]
[28092,38.506500050896101]
[28097,37.887891877664103]
[28098,37.511999931335403]
[28101,37.308000183105399]
[28102,0]
[28103,36.722247397525699]
[28104,37.161644655744603]
[28105,37.187478086222697]
[28107,37.532459158975499]
[28108,37.037999725341699]
[28109,38.429999828338602]
[28110,37.052856599962404]
[28112,36.764717184129204]
[28114,38.4288953334217]
[28115,38.953253750302899]
[28117,38.767980873071402]
[28119,36.2986721288962]
[28120,37.716439065700598]
[28124,38.176777226778]
[28125,39.037125062942501]
[28127,38.107696585819603]
[28128,36.892052140164701]
[28129,37.313012637367699]
[28133,36.539194736864701]
[28134,37.499999885558999]
[28135,36.691331621669804]
[28137,38.247579636357003]
[28138,38.846037731530501]
[28139,38.809339530412501]
[28144,38.758963659459802]
[28146,38.743029802236897]
[28147,38.958532399773098]
[28150,38.723806948708997]
[28152,38.466370049389901]
[28159,38.6972728209062]
[28160,38.904857008797698]
[28163,37.302279068702802]
[28164,38.059698065271903]
[28166,39.245571424279902]
[28167,39.701450390852102]
[28168,39.2064478757191]
[28169,38.621999931335402]
[28170,36.589052611903099]
[28173,37.003461896344398]
[28174,36.875200068155898]
[28202,37.354285812377903]
[28203,37.288199958801201]
[28204,37.310571752275699]
[28205,37.241869441322599]
[28206,37.441615170698903]
[28207,37.335999679565397]
[28208,37.436414811669302]
[28209,37.337700061798003]
[28210,37.391106374213003]
[28211,37.303263217524403]
[28212,37.253470499375197]
[28213,37.6316602814872]
[28214,37.544015881347597]
[28215,37.413808693263803]
[28216,37.601275871539897]
[28217,37.401000022888098]
[28226,37.448785706928703]
[28227,37.2892447091482]
[28244,0]
[28262,37.831124918460802]
[28269,37.819714169842797]
[28270,37.275913101693803]
[28273,37.475048711823199]
[28277,37.321599979400602]
[28278,37.438923087486799]
[28280,0]
[28282,0]
[28301,36.183000040054303]
[28303,36.242699832916202]
[28304,36.206643793138397]
[28305,36.156000137329102]
[28306,36.133237411261497]
[28307,36.359571647644003]
[28308,36.242399826049699]
[28310,36.403199844360302]
[28311,36.403148935196199]
[28312,36.184187486706101]
[28314,36.263790667334199]
[28315,36.816502105840499]
[28318,36.234757592002602]
[28320,35.618122552365598]
[28323,36.7830844422461]
[28325,36.520499897003099]
[28326,36.925903425545499]
[28327,37.477001351784097]
[28328,36.340399121881902]
[28330,36.3539995193481]
[28332,35.656500291824301]
[28333,36.4751459871785]
[28334,36.646979976654002]
[28337,35.801073742552802]
[28338,36.998601825393202]
[28339,36.749999870931298]
[28340,35.6258899831248]
[28341,36.547306672891402]
[28342,36.538499450683503]
[28343,36.123545473272102]
[28344,36.452027096619403]
[28345,36.532449473691798]
[28347,36.863582843637602]
[28348,36.067091113003798]
[28349,36.540260994952597]
[28350,37.118999862670798]
[28351,36.326740550994799]
[28352,36.079450375902702]
[28356,36.522118169098597]
[28357,36.135313019823698]
[28358,35.791634085120201]
[28360,35.9895737429134]
[28363,36.631301906873603]
[28364,36.079246064924398]
[28365,36.562213452478403]
[28366,36.750174263984903]
[28367,37.541999244689897]
[28369,35.575933367411203]
[28371,36.056578534841499]
[28372,36.074666553073399]
[28373,36.695999883568803]
[28374,37.154162779519702]
[28375,35.669999313354403]
[28376,36.457992596896197]
[28377,36.149707440632]
[28379,36.440350565959399]
[28382,36.225293680421302]
[28383,35.869107742309502]
[28384,36.056227387615799]
[28385,36.229762190705401]
[28386,36.162251530721598]
[28387,37.025947857732298]
[28390,36.456927244012903]
[28391,36.236059826523501]
[28392,35.872315132454602]
[28393,36.3185453796386]
[28394,36.762621863295301]
[28395,36.321152464009899]
[28396,36.427064508007298]
[28398,36.4106722631374]
[28399,36.012258457315298]
[28401,35.398641543118401]
[28403,35.019231231395999]
[28405,35.143108637436498]
[28409,34.975333446926498]
[28411,35.181807716076101]
[28412,34.9299750137329]
[28420,35.285586381146302]
[28421,35.872188473691999]
[28422,35.120648760408898]
[28423,35.576761228567896]
[28424,35.256000137329004]
[28425,36.035596473000098]
[28428,34.757685048956603]
[28429,35.4346532704878]
[28430,35.441721672411802]
[28431,35.4086059361479]
[28432,35.175480913933903]
[28433,35.522487577112599]
[28434,35.621339904785103]
[28435,35.843950369338302]
[28436,35.532814235687198]
[28438,35.5791683174971]
[28439,35.362399978637598]
[28441,36.1200380639184]
[28442,35.294546272463798]
[28443,35.560592391027598]
[28444,35.999181010532098]
[28445,35.514528503813203]
[28447,35.852117647058797]
[28448,35.820121283627302]
[28449,34.642800064086899]
[28450,35.4337498962879]
[28451,35.496195064128898]
[28452,35.091299972534102]
[28453,36.3703160107519]
[28454,36.266193195951999]
[28455,35.199474898688102]
[28456,35.749682139951297]
[28457,35.838655469397501]
[28458,36.283720703685901]
[28460,35.298545447262804]
[28461,34.916336782355003]
[28462,35.113521724956598]
[28463,35.216009205208003]
[28464,36.258856814248198]
[28465,34.885199890136697]
[28466,36.198461610842898]
[28467,34.841714695521702]
[28468,34.833138586190998]
[28469,34.839906732426101]
[28470,34.911559237463997]
[28472,35.320947037666599]
[28478,35.960803714347399]
[28479,35.140404675874997]
[28480,35.134500217437697]
[28501,36.242184525297098]
[28504,36.478931783319801]
[28508,36.515575357872599]
[28510,35.2102703352232]
[28511,35.103642940521198]
[28512,34.988880340576102]
[28513,36.213229435191401]
[28515,35.207489799499498]
[28516,35.084261578779902]
[28518,36.466109818254502]
[28519,35.256000137329004]
[28520,35.181906815462298]
[28521,36.382567815473003]
[28523,35.879971140081203]
[28524,34.931999588012602]
[28525,36.503571837289002]
[28526,36.136977890688499]
[28527,35.289932696328698]
[28528,34.908460587721599]
[28529,35.160389721858003]
[28530,35.975019471283503]
[28531,34.981500720977699]
[28532,35.215256994567902]
[28533,35.2199993133544]
[28537,35.013191839989098]
[28538,36.212477139814098]
[28539,35.139988888750999]
[28540,36.010389530784202]
[28543,35.476500463485699]
[28544,35.280697658450102]
[28546,35.694287131277498]
[28547,35.303419285435801]
[28551,36.478906932629997]
[28552,35.082428659711503]
[28553,34.921199340820301]
[28554,0]
[28555,35.555104439550099]
[28556,35.147138022234302]
[28557,34.887320852279601]
[28560,35.195198088966698]
[28562,35.431104881956301]
[28570,34.972372007474299]
[28571,35.239687496423599]
[28572,36.472809163319702]
[28573,35.517978398696201]
[28574,36.446981077374097]
[28575,35.022001647949203]
[28577,35.038000106811502]
[28578,36.436058706395798]
[28579,34.910999107360801]
[28580,36.588847029741999]
[28581,34.9656003570556]
[28582,35.1586782035181]
[28583,35.286857986450102]
[28584,34.9552744115785]
[28585,36.0514572492459]
[28586,35.661991863639898]
[28587,35.2079993247985]
[28589,34.954500102996803]
[28590,36.588710471203399]
[28594,35.042347700699501]
[28601,39.6222447243142]
[28602,39.391707685177103]
[28604,48.4063817202302]
[28605,47.271000043401102]
[28606,40.771111096276101]
[28607,47.3163881281315]
[28609,39.220937187194799]
[28610,39.444908015351501]
[28611,43.074758094484601]
[28612,40.290452789810402]
[28613,39.471599947214102]
[28615,46.767725829155097]
[28616,47.698500180244402]
[28617,46.025066668192501]
[28618,44.827561624082797]
[28619,39.644399986266997]
[28621,40.743749934976698]
[28622,47.285230739299998]
[28623,45.791314266749801]
[28624,41.535797418521902]
[28625,39.577045898437497]
[28626,46.598380161316904]
[28627,46.056923169356097]
[28628,39.7020006179809]
[28629,46.240000152587797]
[28630,39.822205974104001]
[28631,45.9839999447697]
[28634,39.573655465069898]
[28635,41.339207472891097]
[28636,39.7720274154454]
[28637,39.718000030517501]
[28638,40.060274019633198]
[28640,46.227986295255803]
[28642,40.3594598074028]
[28643,46.355615099780998]
[28644,46.758910553928402]
[28645,41.192123087987198]
[28646,48.339777882893799]
[28647,46.735304359767703]
[28649,42.788651155871001]
[28650,38.915963917467899]
[28651,42.307003007006301]
[28652,0]
[28654,41.305100423488]
[28655,40.546467098699203]
[28657,47.600393998523302]
[28658,38.995287270979397]
[28659,40.601670124892799]
[28660,39.693000033750302]
[28662,47.916750025749202]
[28663,46.103181864998497]
[28665,42.767004146813299]
[28666,0]
[28667,39.611999416351303]
[28668,45.269399917602499]
[28669,40.5207881961149]
[28670,40.377385678972502]
[28671,39.746999931335402]
[28672,46.120285606384201]
[28673,38.953421055643098]
[28675,46.290818149826698]
[28676,41.005714304106498]
[28677,39.334993608088404]
[28678,39.707789431120098]
[28679,46.178647041320801]
[28681,39.935517350807501]
[28682,38.707499885559002]
[28683,41.859328097104999]
[28684,47.740338434072598]
[28685,42.132160018920899]
[28689,40.035325368628399]
[28690,40.272303779215697]
[28692,46.634013944239001]
[28693,46.369312566518701]
[28694,46.634951978301999]
[28697,40.5649586039141]
[28698,47.222129058837801]
[28701,42.434347816135499]
[28702,42.430097524131199]
[28704,43.363534741068896]
[28705,46.900081028358699]
[28707,47.407756065740799]
[28708,46.262199983596801]
[28709,45.916615351163401]
[28711,44.635216236630001]
[28712,43.541159429632302]
[28713,43.693050011488097]
[28714,46.640724758752597]
[28715,44.148993070536598]
[28716,46.788804094570203]
[28717,45.412547306261501]
[28718,43.461387154363798]
[28719,45.738799204361797]
[28720,41.829857294900002]
[28721,45.539333296881701]
[28722,38.743580777059698]
[28723,45.945374089857999]
[28725,41.915999794006296]
[28726,42.029399814605704]
[28729,42.898588102004098]
[28730,43.467541038012797]
[28731,41.831090840426299]
[28732,42.860307598113998]
[28733,42.739091023531799]
[28734,43.956343462130199]
[28735,44.066307581388003]
[28736,46.451727325265999]
[28739,43.127450159536401]
[28740,45.837391306006303]
[28741,45.271177514691203]
[28742,43.615199998554402]
[28743,44.977835166169797]
[28745,44.1120002746582]
[28746,39.7318681884597]
[28747,44.711723107558001]
[28748,44.071485737391903]
[28749,46.739999656677199]
[28751,47.332698743889097]
[28752,41.857978096300698]
[28753,43.844409729065802]
[28754,44.830267087569098]
[28756,39.500314535373001]
[28757,45.671999931335399]
[28759,43.026917664023003]
[28761,40.632194902282798]
[28762,42.805024398245401]
[28763,44.524935978856497]
[28766,43.153714370727499]
[28768,44.519921315302497]
[28771,44.118414989878097]
[28772,43.759659564241403]
[28773,40.782608679066499]
[28774,44.528142898423297]
[28775,44.522000026702798]
[28777,46.075800029314401]
[28778,44.051679436487099]
[28779,44.955903844229702]
[28781,45.123222940032498]
[28782,38.749377034922098]
[28783,46.175454487288199]
[28785,46.430613228336]
[28786,46.119192828450899]
[28787,43.466745787151702]
[28789,44.122434781945202]
[28790,42.580050968971896]
[28791,42.904800052642798]
[28792,42.627407991027802]
[28801,42.682799921035702]
[28803,42.845076878420898]
[28804,42.683938769904898]
[28805,42.790836705966797]
[28806,42.903319200556297]
[28901,43.250288159160199]
[28902,41.749012094520602]
[28904,43.694814581281697]
[28905,42.578982037983899]
[28906,41.91659201097]
[28909,41.796171422685802]
[29001,34.355622092815999]
[29003,33.435238730421197]
[29006,35.273357141824498]
[29009,35.835934713737402]
[29010,35.3424288108409]
[29014,36.646968608887597]
[29015,36.199116292715502]
[29016,35.624601234967201]
[29018,33.454240646935901]
[29020,35.784784092229799]
[29030,33.835588457444103]
[29031,36.9582969507276]
[29032,35.644374918937601]
[29033,34.003636030717303]
[29036,35.317813789012803]
[29037,36.306571374620603]
[29038,33.634442839572898]
[29039,33.7514225713985]
[29040,34.807928542701497]
[29042,33.681756240780601]
[29044,34.4684471848432]
[29045,35.237656389483902]
[29046,34.964727921919298]
[29047,33.805564164929798]
[29048,33.514777367035897]
[29051,34.644923312847403]
[29052,34.388228547232401]
[29053,34.695471579254999]
[29054,35.4650400543212]
[29055,36.654856902531201]
[29056,34.275354298268702]
[29058,36.5346452705815]
[29059,33.2241439734143]
[29061,34.449392139005802]
[29062,34.668872659856603]
[29063,35.2392856474046]
[29065,35.633490598426597]
[29067,36.297176454047097]
[29069,35.125565416916501]
[29070,35.295520496067503]
[29072,35.121473771795003]
[29073,35.041159232188001]
[29074,35.848199996948203]
[29075,35.505329050863899]
[29078,35.447999885559]
[29079,0]
[29080,34.762509716815799]
[29081,33.160899796535297]
[29082,32.9931946133606]
[29101,35.828517501677702]
[29102,34.120501817445401]
[29104,34.829864501953097]
[29105,35.280640911361502]
[29107,34.105359707290297]
[29108,36.201712154878301]
[29111,34.528000053992599]
[29112,34.214329529706099]
[29113,33.900623279422902]
[29114,34.792029668323998]
[29115,33.821535550201197]
[29117,0]
[29118,33.981096735308199]
[29122,35.274000549316398]
[29123,34.824935925292898]
[29125,34.0331921533243]
[29126,35.791163319957398]
[29127,35.550739105887999]
[29128,34.9316427538471]
[29129,35.224967628330297]
[29130,35.815231499922902]
[29133,33.576857086103701]
[29135,34.039402878989598]
[29137,34.421279191351502]
[29138,35.779126346330699]
[29142,33.632587837833903]
[29145,36.326212391853304]
[29146,34.091634795147399]
[29147,34.950000000000003]
[29148,33.805714342844801]
[29150,34.642188694791997]
[29152,34.415999603271402]
[29153,34.802884747431698]
[29154,34.462840781777601]
[29160,34.457344103968303]
[29161,34.951409643242101]
[29162,34.662149038393601]
[29163,33.526471569853001]
[29164,34.696548400386597]
[29166,35.697449998855497]
[29168,34.300808529143602]
[29169,34.357674753943101]
[29170,34.439799919128397]
[29172,34.087978174398202]
[29175,36.213857378278398]
[29178,36.745650505930897]
[29180,35.904253974793399]
[29201,34.269521688378298]
[29202,0]
[29203,34.961819659384503]
[29204,34.628454676541402]
[29205,34.377750062942503]
[29206,34.377599945068297]
[29207,34.749396642574503]
[29208,0]
[29209,34.087333315894703]
[29210,34.411451856551601]
[29212,34.8849828391239]
[29223,34.892170057905403]
[29225,0]
[29229,35.189307711674601]
[29301,37.3482246068059]
[29302,37.490106357412103]
[29303,37.553745698120601]
[29306,37.444323593027399]
[29307,37.700727383006701]
[29316,37.793064999270698]
[29320,37.317000102996801]
[29321,37.758377606051702]
[29322,37.878390655517499]
[29323,38.184202232789403]
[29324,37.740000343322698]
[29325,36.901943092753399]
[29329,37.721999931335397]
[29330,37.970399983723901]
[29331,37.479000091552699]
[29332,36.502767698958102]
[29333,37.631999588012597]
[29334,37.295638592271899]
[29335,37.499434616645402]
[29338,0]
[29340,38.107764712501897]
[29341,38.254727783858897]
[29346,0]
[29349,37.7560134217889]
[29351,36.691263078388403]
[29353,37.6797912896197]
[29355,36.497999945282899]
[29356,38.670488561325797]
[29360,37.187808644436103]
[29364,37.395600128173797]
[29365,37.295671282729003]
[29368,0]
[29369,37.528710231602702]
[29370,36.759999942779501]
[29372,37.660103191252603]
[29373,37.644000434875402]
[29374,37.473809487479002]
[29375,37.290000343322703]
[29376,37.486111870345503]
[29377,37.329599876403798]
[29378,37.434000205993598]
[29379,37.226444694437802]
[29384,36.676532681091899]
[29385,37.294931539770602]
[29388,37.478748490956797]
[29401,32.069999313354401]
[29403,32.195052458110602]
[29404,32.650735895257199]
[29405,32.401200277154999]
[29406,32.640114806248498]
[29407,32.294000244140598]
[29409,0]
[29410,32.613767544058803]
[29412,32.201586045889997]
[29414,32.553114706141301]
[29418,32.605591637747601]
[29420,32.639414419778902]
[29423,0]
[29424,0]
[29426,32.484672171248398]
[29429,32.652812025600802]
[29431,33.488971913417799]
[29432,33.307278694313602]
[29434,33.402000159084203]
[29435,32.779826231342]
[29436,33.452533408270902]
[29437,33.120973092156397]
[29438,31.6389677355366]
[29439,32.269800453186001]
[29440,33.670999878424198]
[29445,32.783589026046101]
[29446,32.0331766862598]
[29448,33.062863573161003]
[29449,32.078209459459401]
[29450,33.1557149009559]
[29451,32.1680997562408]
[29452,32.1088899069969]
[29453,33.461892822810498]
[29455,32.158847166164698]
[29456,32.795062530040703]
[29458,33.031924663237703]
[29461,33.260274910587803]
[29464,32.250168260235597]
[29466,32.468089219501998]
[29468,33.715281837310002]
[29469,33.3940797958373]
[29470,32.662701686171197]
[29471,32.986597407947798]
[29472,33.104598207133101]
[29474,32.587409972190798]
[29475,32.902229777203999]
[29477,32.887254465136699]
[29479,33.707102714605597]
[29481,33.091090949127199]
[29482,32.213999462127603]
[29483,33.101496015611197]
[29485,32.892139434814403]
[29487,31.873888948228601]
[29488,32.732241116161802]
[29492,32.543796506978701]
[29493,33.0719993591308]
[29501,35.076802163076799]
[29505,34.917999921526203]
[29506,34.974817297103499]
[29510,33.918991780474798]
[29511,34.901890978379598]
[29512,36.039670086616901]
[29516,35.436627956878198]
[29518,34.570043682015402]
[29519,34.642799835204997]
[29520,36.081169226092598]
[29525,35.836972475842202]
[29526,34.492831825998898]
[29527,34.242696696633502]
[29530,34.792565395521002]
[29532,35.222646992729302]
[29536,35.559924647493098]
[29540,35.443891497081097]
[29541,34.902498049684397]
[29543,35.251764746273203]
[29544,34.7123486302633]
[29545,35.273729143644601]
[29546,34.4627598384238]
[29547,35.7005378959918]
[29550,35.633842361316397]
[29554,34.481125228807599]
[29555,34.508581372194499]
[29556,34.412481833940099]
[29560,34.571412483687098]
[29563,35.380173956829502]
[29564,34.006050238609298]
[29565,35.328477887347702]
[29566,34.7649270941994]
[29567,35.823114395141602]
[29568,34.808694593920599]
[29569,35.134300614006897]
[29570,36.032147682796797]
[29571,34.746592536463602]
[29572,34.490128806329501]
[29574,34.950344232653002]
[29575,34.188343178885297]
[29576,33.794070464120701]
[29577,34.356206525605302]
[29579,34.405416031357603]
[29580,34.319857424709603]
[29581,35.0823349289482]
[29582,34.683903645894603]
[29583,34.684522933959897]
[29584,35.860997680892297]
[29585,33.654962466234799]
[29588,34.195161312472401]
[29590,34.287346563204899]
[29591,34.750186720890703]
[29592,35.064851760864201]
[29593,35.705220016479402]
[29594,36.040000915527301]
[29596,36.284666796083698]
[29601,37.401374995708402]
[29605,37.316903188151699]
[29607,37.339745531949099]
[29609,37.578837137443998]
[29611,37.379162779519703]
[29613,37.424999570846502]
[29614,0]
[29615,37.273285797664002]
[29617,37.407707777987603]
[29620,36.7898080936044]
[29621,36.623049779856402]
[29624,36.726171079363098]
[29625,36.568733573798497]
[29626,36.799982152666303]
[29627,36.764486842406399]
[29628,36.771452208741003]
[29630,36.909218807793401]
[29631,36.499500179290699]
[29634,36.313499450683501]
[29635,40.699655177675403]
[29638,36.792657162391798]
[29639,36.889644647413597]
[29640,37.620715592760497]
[29642,37.201573778371298]
[29643,36.809759802245999]
[29644,37.257827157435599]
[29645,37.3351371382699]
[29646,36.427485546556397]
[29649,36.608769431481001]
[29650,37.2245214793993]
[29651,37.342991045723899]
[29653,36.646482378592196]
[29654,36.867350082048297]
[29655,37.007323086078301]
[29657,37.184649348568598]
[29658,39.037914848327603]
[29659,36.9839984893798]
[29661,38.730070330202501]
[29662,37.2883637861772]
[29664,39.983556838468999]
[29665,36.678000068664502]
[29666,36.2170992530625]
[29667,37.206000709533598]
[29669,36.971176062326002]
[29670,36.714608764648403]
[29671,38.376679233334997]
[29672,37.023110051179998]
[29673,37.073648422211399]
[29676,38.772300002574902]
[29678,36.7231708261031]
[29680,37.257600034630798]
[29681,37.226245186098097]
[29682,37.390216146933]
[29683,0]
[29684,36.887270319139603]
[29685,39.567395898253999]
[29686,39.882159278666997]
[29687,37.443818173625203]
[29689,36.651310315625302]
[29690,38.354801023736201]
[29691,38.0446692500132]
[29692,36.891827813510197]
[29693,37.2856216027361]
[29696,37.5673636176369]
[29697,36.802851421275001]
[29702,38.123545932769701]
[29704,37.090930610127899]
[29706,37.271891910106199]
[29707,37.290892443380997]
[29708,37.345199935913101]
[29709,36.057274008457703]
[29710,37.632835308083699]
[29712,37.100470397051602]
[29714,36.913596808525803]
[29715,37.363008050537097]
[29717,37.960816883033402]
[29718,35.997708400090403]
[29720,36.721220215296299]
[29724,37.145998764037998]
[29726,37.463510174653898]
[29727,36.037056808038102]
[29728,36.080420066128198]
[29729,36.924024633501297]
[29730,37.306469647196302]
[29732,37.400926174671099]
[29733,37.290000343322703]
[29741,36.0980981546682]
[29742,37.740060035705497]
[29743,37.903105304115698]
[29745,37.511735073755801]
[29801,34.445437517166098]
[29803,33.924501453187098]
[29805,34.518700027465698]
[29809,33.985713795253197]
[29810,33.166587392524697]
[29812,33.6856503563451]
[29816,33.8879997253417]
[29817,33.9289671171164]
[29819,36.212763796828803]
[29821,34.547380157344598]
[29824,35.132446590442001]
[29826,34.036500549316401]
[29827,32.985832460013903]
[29828,33.953998947143504]
[29829,34.279131129530597]
[29831,33.858056601131601]
[29832,35.625278942484201]
[29834,33.893142209734201]
[29835,35.725126566774101]
[29836,33.568346860690802]
[29838,34.919796558961998]
[29840,36.557454481991797]
[29841,34.164260738206899]
[29842,34.055834379525002]
[29843,33.471439716733698]
[29844,35.054624497890401]
[29845,35.1154588272992]
[29847,35.286594555828998]
[29848,36.034513018638599]
[29849,33.319599965413403]
[29850,34.277249622344897]
[29851,34.0983158111572]
[29853,34.0108367570555]
[29856,34.055742890494102]
[29860,34.560726314343803]
[29899,35.687999725341697]
[29902,31.372636205499798]
[29904,31.512000274658099]
[29905,31.297636101462601]
[29906,31.4858371645905]
[29907,31.434891909521902]
[29909,31.502050332687599]
[29910,31.453392114257799]
[29911,32.716804280580199]
[29912,32.106000137328998]
[29915,31.273949975967401]
[29916,32.480482916996401]
[29918,32.439666896396098]
[29920,31.448272972850699]
[29921,32.438640884399398]
[29922,32.261555685820397]
[29923,32.697176473280898]
[29924,32.530326461792001]
[29926,31.456811336301399]
[29927,31.546423646959099]
[29928,31.386720062255801]
[29929,32.736531415988601]
[29932,32.603232672048101]
[29934,32.327327915954598]
[29935,31.281999969482399]
[29936,31.940565296617802]
[29939,32.390927458972399]
[29940,31.904278724010101]
[29941,31.8478930337088]
[29943,31.9686825483858]
[29944,32.480610985536501]
[29945,32.311245337432197]
[30002,36.996856416974701]
[30004,37.897652186518101]
[30005,37.899789468865599]
[30008,37.387199870518202]
[30009,38.0635000228881]
[30011,37.067204037491102]
[30012,36.632886024668203]
[30013,36.472588281070401]
[30014,36.184571441339003]
[30016,36.187325253842403]
[30017,37.280800094604402]
[30019,37.196421040986699]
[30021,37.000363436612197]
[30022,37.703413034522001]
[30024,37.4941948172333]
[30025,36.1782996312809]
[30028,38.239727228337998]
[30030,36.984817938371101]
[30032,36.824717136598899]
[30033,37.001485977172798]
[30034,36.628856822422499]
[30035,36.7511612061531]
[30038,36.638803695963901]
[30039,36.810562527179698]
[30040,38.226330284678603]
[30041,38.200814769886101]
[30043,37.462067786717803]
[30044,37.065663155003598]
[30045,37.0866232785311]
[30046,37.329103532330699]
[30047,36.9416363456032]
[30052,36.830176590519301]
[30054,36.453118379492402]
[30055,35.889737713923203]
[30056,35.789957019260903]
[30058,36.775137973653798]
[30060,37.482508539749404]
[30062,37.738499951362598]
[30064,37.604139215220499]
[30066,37.719504960692703]
[30067,37.213263190420001]
[30068,37.277094355169297]
[30070,36.227998352050697]
[30071,37.318399925231901]
[30072,36.930000686645499]
[30075,37.811684191854297]
[30076,37.795928631510002]
[30078,37.173871061878799]
[30079,37.012799148559502]
[30080,37.188000154495199]
[30082,37.0919999983252]
[30083,36.981507629981401]
[30084,37.252071547508201]
[30087,36.9184882962426]
[30088,36.853333536783801]
[30092,37.199162811456702]
[30093,37.099285657065202]
[30094,36.482605083365101]
[30096,37.3336829929817]
[30097,37.4636590589176]
[30101,37.530470533931897]
[30102,37.6060975330631]
[30103,37.983644571987298]
[30104,37.684554883859398]
[30105,38.442887834796899]
[30106,37.271590948104802]
[30107,38.213320160851602]
[30108,38.361253865759103]
[30110,38.620565792858798]
[30113,38.505142834072998]
[30114,38.027693421301102]
[30115,38.030548624865702]
[30116,37.404514676827802]
[30117,38.040374982833796]
[30118,37.848000240325902]
[30120,37.674802229570702]
[30121,37.7119906131352]
[30122,36.970813997401699]
[30124,37.6166283219261]
[30125,37.879707934781699]
[30126,37.0195263862609]
[30127,37.419176511713502]
[30132,37.637503753031098]
[30134,37.242899923324501]
[30135,37.060176327649202]
[30137,37.610624742507902]
[30139,38.077153851435703]
[30141,37.323192739924103]
[30143,39.723213068033999]
[30144,37.656222089131603]
[30145,37.7895000359783]
[30147,37.805630818880502]
[30148,39.559945817895802]
[30149,37.734176327200402]
[30152,37.6426153036264]
[30153,37.773144793017103]
[30157,37.669800048951103]
[30161,37.724630014900796]
[30164,0]
[30165,37.944028689188201]
[30168,37.023767360421097]
[30170,37.989927302273799]
[30171,38.1084870363146]
[30173,37.802400083541798]
[30175,39.136447975086398]
[30176,38.674948052616799]
[30177,38.589789390563901]
[30178,37.667545526677799]
[30179,37.861826065312201]
[30180,37.4386494295183]
[30182,39.039876885047299]
[30183,38.697025838391497]
[30184,37.915677197523898]
[30185,36.973938915302597]
[30187,37.261199921828002]
[30188,37.652795020393697]
[30189,37.631040046691801]
[30204,35.363678690365397]
[30205,36.599733225504501]
[30206,35.905343337557099]
[30213,36.965845394543798]
[30214,36.7186837274201]
[30215,36.843196843857903]
[30216,35.114892768859796]
[30217,36.680861947526402]
[30218,36.099834130314797]
[30220,36.735207837170798]
[30222,36.044239861729899]
[30223,36.126533321804402]
[30224,35.936041482949101]
[30228,36.489391223243999]
[30230,36.173538486774099]
[30233,35.699906200170503]
[30234,35.897854502608098]
[30236,36.507791976928701]
[30238,36.662655708438002]
[30240,35.831346583602397]
[30241,36.088271236650499]
[30248,35.9964513207224]
[30250,0]
[30251,36.537168072509701]
[30252,36.314644828209502]
[30253,36.454314647631698]
[30256,35.549707338286602]
[30257,35.759437487125297]
[30258,35.852163329491198]
[30259,36.990272842754003]
[30260,36.455675991161399]
[30263,36.850303243418097]
[30265,36.923579632704403]
[30268,37.0036779096571]
[30269,37.040249866247102]
[30273,36.545454233342902]
[30274,36.511500034332201]
[30275,0]
[30276,36.718836555586599]
[30277,36.995454431013599]
[30281,36.652563610592402]
[30284,0]
[30285,35.144643925812197]
[30286,34.835540450075797]
[30288,36.569356564113001]
[30289,36.930000686645499]
[30290,36.7810909444635]
[30291,36.713233639331499]
[30292,36.124281598063298]
[30293,35.904060499460002]
[30294,36.525680413766999]
[30295,35.7977790921232]
[30296,36.498973073186001]
[30297,36.498857116699199]
[30303,37.024499416351297]
[30305,36.815738993105597]
[30306,36.840000098092197]
[30307,36.963000106811499]
[30308,36.890399780273398]
[30309,36.686181293834302]
[30310,36.837749862670798]
[30311,36.709875011444097]
[30312,36.906000137329002]
[30313,36.9299999999999]
[30314,36.860249948501497]
[30315,36.745695329748997]
[30316,36.745090718702798]
[30317,36.9156001281738]
[30318,36.711810771838998]
[30319,37.002000078473699]
[30322,36.785999107360801]
[30324,36.701000022888103]
[30326,36.960000228881803]
[30327,36.8205483682693]
[30328,37.289999868514599]
[30329,36.863143157958902]
[30331,36.710584016786001]
[30332,0]
[30334,0]
[30336,36.535756050668098]
[30337,36.5195121113846]
[30338,37.466594572325]
[30339,36.925354643790897]
[30340,37.193032264709402]
[30341,37.119000034332203]
[30342,36.964054313865802]
[30344,36.666631568105601]
[30345,36.894692252232403]
[30346,37.298999691009499]
[30349,36.740142917633001]
[30350,37.288588243372303]
[30354,36.590999630519299]
[30360,37.351999950408903]
[30363,36.731999588012599]
[30401,32.797809868484201]
[30410,32.279749132100399]
[30411,32.560589195375599]
[30412,31.968000411987301]
[30413,33.7404080443794]
[30415,31.8711076941856]
[30417,31.875004952435301]
[30420,32.0223912943964]
[30421,31.841331488153099]
[30423,31.872001647949201]
[30425,32.930441104323201]
[30426,33.4110624397048]
[30427,31.433471639462901]
[30428,32.440455905830099]
[30429,0]
[30434,33.853493827408201]
[30436,31.907649087069299]
[30438,31.998001098632798]
[30439,32.079010146836097]
[30441,33.141136389645602]
[30442,32.991833488069901]
[30445,32.2474463914917]
[30446,32.254253363307498]
[30448,32.368800315856902]
[30449,32.125333404541003]
[30450,32.613290368356999]
[30451,32.051998901367099]
[30452,31.944620651094699]
[30453,31.5739776016609]
[30454,32.778000081971598]
[30455,32.778271053683298]
[30456,33.458028086810003]
[30457,32.625659367469801]
[30458,31.995940028435701]
[30460,0]
[30461,32.149242792307597]
[30464,32.249999141693102]
[30467,32.69852454187]
[30470,32.489294209199699]
[30471,32.576228868581097]
[30473,32.141999958087901]
[30474,32.173491066024098]
[30475,32.087999725341803]
[30477,33.448316166994601]
[30501,38.317800064086903]
[30504,38.195048778813003]
[30506,38.474756038372199]
[30507,37.756116299296501]
[30510,38.737378916533103]
[30511,38.115853180141599]
[30512,42.4159880657445]
[30513,41.536679781400203]
[30516,36.8593846981341]
[30517,37.065786385767602]
[30518,37.831034522221003]
[30519,37.793285683223097]
[30520,36.923971623294698]
[30521,37.144159090518897]
[30522,41.6868706108542]
[30523,40.476808052830599]
[30525,41.939741157082899]
[30527,39.546193590471802]
[30528,40.844972713643799]
[30529,36.8484815927076]
[30530,36.818338074519701]
[30531,39.399625870135203]
[30533,40.120109199116797]
[30534,39.509942968327699]
[30535,39.594166596730503]
[30536,41.106697145985798]
[30537,43.630799995422301]
[30538,37.081768479598097]
[30540,40.028117644052898]
[30541,41.824357121331303]
[30542,37.838458967990498]
[30543,37.486605665717299]
[30545,41.911378391368899]
[30546,43.094225576776402]
[30547,37.439129367887602]
[30548,36.751148901594398]
[30549,36.5669399814606]
[30552,40.569100507708796]
[30553,36.9898964857233]
[30554,38.5444207011993]
[30555,40.618163237279703]
[30557,36.957925259955502]
[30558,37.070614591650902]
[30559,40.9525954685854]
[30560,41.559510642924202]
[30562,42.315599842071499]
[30563,39.230093059983297]
[30564,39.337930452098]
[30565,36.579222977062898]
[30566,38.183117681391003]
[30567,36.911530370297598]
[30568,43.035500129063898]
[30571,40.965461570482901]
[30572,43.081477171999502]
[30573,39.857250201702101]
[30575,37.100341610792199]
[30576,41.262422529408603]
[30577,37.510955258269803]
[30581,0]
[30582,42.460304313120602]
[30601,36.344896671689703]
[30602,36.227998352050697]
[30605,36.180042735508501]
[30606,36.3184739564594]
[30607,36.437909781663897]
[30609,36.263999176025301]
[30619,36.1699592201077]
[30620,36.588613687862001]
[30621,35.997799816131497]
[30622,36.314470650167998]
[30623,35.937749862670799]
[30624,37.010653737875103]
[30625,35.240454600074003]
[30627,37.153223618708097]
[30628,36.740447015602498]
[30629,36.982251828694501]
[30630,36.3116389253085]
[30631,35.781600129147698]
[30633,36.927867649803403]
[30634,37.018290477092002]
[30635,37.330157554886]
[30641,36.094741972031102]
[30642,35.335734392702598]
[30643,36.902585181348996]
[30646,36.618139471009698]
[30648,36.452419288389102]
[30650,35.578935921015898]
[30655,36.372000111171097]
[30656,36.519188937990599]
[30660,36.271927934472203]
[30662,36.913708392644303]
[30663,35.883553416057602]
[30664,35.8319995880126]
[30665,35.471999931335397]
[30666,36.410117567286697]
[30667,36.040837705638999]
[30668,36.5738550456391]
[30669,35.820476941241303]
[30673,36.067551379337502]
[30677,35.812953534680702]
[30678,35.318258770213298]
[30680,36.570680215192297]
[30683,36.329788809762803]
[30701,37.983812230244403]
[30705,38.706000003943501]
[30707,38.973818145090597]
[30708,39.183333333333302]
[30710,38.305034519064002]
[30711,38.863795287214799]
[30720,38.317070200121002]
[30721,38.020499983586802]
[30725,38.731285664013399]
[30726,37.865999794006299]
[30728,38.6613946041101]
[30730,38.244088695319299]
[30731,40.192514234270298]
[30733,37.798415155230799]
[30734,38.078086996078397]
[30735,37.945506243604299]
[30736,38.257895402229998]
[30738,40.053869119091502]
[30739,38.441799964904803]
[30740,38.3059274426396]
[30741,38.317836605772598]
[30742,38.0919998168945]
[30746,38.148599996566702]
[30747,38.463292335498799]
[30750,40.665551026013397]
[30751,38.4180004119873]
[30752,39.853124999999899]
[30753,38.540577218996603]
[30755,38.338604643178499]
[30756,0]
[30757,38.6259660656169]
[30802,35.144520450435998]
[30803,34.408897958483003]
[30805,34.303142983572698]
[30807,35.526000595092697]
[30808,35.043661124019302]
[30809,34.491112554073297]
[30810,34.8516363086122]
[30812,0]
[30813,34.727152167195797]
[30814,35.063282514655]
[30815,34.171368486412398]
[30816,34.200679296817398]
[30817,35.6211853193983]
[30818,34.5696585399348]
[30820,34.837864044337501]
[30821,35.502079571589803]
[30822,33.387285614013599]
[30823,34.7093538445692]
[30824,35.342380634645302]
[30828,35.280591427440299]
[30830,33.817348637712101]
[30833,34.46104911898]
[30901,33.936532134044]
[30903,0]
[30904,34.039024139032101]
[30905,34.343434071090897]
[30906,34.0464706757489]
[30907,34.188066151377903]
[30909,34.155677475467698]
[30912,0]
[31001,32.533556976801201]
[31002,32.991591368271699]
[31003,33.607875180244399]
[31005,33.430058871998398]
[31006,34.406576681429598]
[31007,32.924399932861299]
[31008,33.867865596364098]
[31009,32.885023378771301]
[31011,32.550662726025202]
[31012,33.276620966342897]
[31014,33.293318591105297]
[31015,32.186661611284499]
[31016,34.553892520505897]
[31017,33.584432220458901]
[31018,34.088727222789402]
[31019,33.244859905242897]
[31020,33.572745424677599]
[31021,33.180459905750602]
[31022,33.448961426661498]
[31023,32.787069837437002]
[31024,34.872761827162002]
[31025,33.541480826519901]
[31027,33.161166652043597]
[31028,33.796500492095902]
[31029,34.780731126580498]
[31030,33.841942863464297]
[31031,33.841928929625603]
[31032,34.443981919797302]
[31033,34.428067597410703]
[31035,34.086663201984599]
[31036,32.909835933543299]
[31037,32.541633740277298]
[31038,34.846499970981]
[31039,34.395600013732903]
[31041,33.590818110379303]
[31042,33.749471734870497]
[31044,33.526044417798701]
[31045,34.930616261408801]
[31046,34.348466631571398]
[31047,33.259315430567803]
[31049,33.302386301214]
[31050,34.252666558159703]
[31051,32.741143308367]
[31052,33.921865597449703]
[31054,33.899347867136399]
[31055,32.332053475507202]
[31057,33.546057325715402]
[31058,34.2400215726285]
[31060,32.3336557200697]
[31061,34.114474500235801]
[31062,0]
[31063,33.138143164332]
[31064,35.257666666367498]
[31065,33.560523497290802]
[31066,34.2970979325314]
[31067,33.726000022888101]
[31068,33.282515295297799]
[31069,33.354947341115803]
[31070,33.0437093660152]
[31071,32.672536108665803]
[31072,32.548267095958202]
[31075,32.984817955710596]
[31076,33.992833312352403]
[31077,32.4866533069941]
[31078,34.220073894208802]
[31079,32.388179047427897]
[31081,33.894870295051298]
[31082,34.2250133250202]
[31083,32.525142778669]
[31084,32.430000686645499]
[31085,35.525777732001401]
[31087,34.858197865497303]
[31088,33.612554649545302]
[31089,34.042253161080197]
[31090,33.820585541670702]
[31091,33.107517672965002]
[31092,32.6211098458717]
[31093,33.713577356472797]
[31094,34.584323123051497]
[31096,33.5029161108693]
[31097,34.6109090111472]
[31098,33.280363759127503]
[31201,33.5109227987436]
[31204,33.918436223810303]
[31206,33.696479976653997]
[31207,0]
[31210,34.093200004577596]
[31211,34.0786362778056]
[31213,0]
[31216,33.650489988327003]
[31217,33.917111807029301]
[31220,34.154835130880102]
[31301,31.208195142048101]
[31302,31.544849867820702]
[31303,32.187571935749403]
[31304,30.768600082397398]
[31305,30.707300225942401]
[31307,31.652142906188899]
[31308,31.691237912504199]
[31309,31.418200607299799]
[31312,31.815469224255999]
[31313,31.249926009001499]
[31314,31.2202945821425]
[31315,31.207200164794902]
[31316,31.132042676314502]
[31318,31.625999450683501]
[31320,31.3803067362585]
[31321,31.682872668179499]
[31322,31.440167977876701]
[31323,31.3325922037425]
[31324,31.407854309399202]
[31326,31.6844397308349]
[31327,30.655397281907899]
[31328,31.1765449177135]
[31329,32.007186538814899]
[31331,30.9998688525841]
[31401,31.416316223144499]
[31404,31.3719663135075]
[31405,31.414404261877699]
[31406,31.365840156555102]
[31407,31.500057693628101]
[31408,31.438071441650301]
[31409,31.4265000343322]
[31410,31.294815113669902]
[31411,31.289453873077001]
[31415,31.396957447217801]
[31419,31.441161494101198]
[31501,31.021875214576699]
[31503,31.009236168022799]
[31510,31.455543471684301]
[31512,31.691381446602399]
[31513,31.721076953723401]
[31516,31.211989594170401]
[31518,31.441597515309301]
[31519,31.932049135301899]
[31520,30.6173434495926]
[31522,30.5231020674413]
[31523,31.0188424549046]
[31524,30.645429611206001]
[31525,30.931247173266399]
[31527,30.412925549407401]
[31532,31.858153649214799]
[31533,31.404074878692601]
[31535,31.232011004856599]
[31537,30.573490378673199]
[31539,32.0040062550135]
[31542,31.0541784355567]
[31543,31.2712240880849]
[31544,32.148523307821101]
[31545,31.2300671298852]
[31546,31.1114266230928]
[31547,30.151999664306601]
[31548,30.4824707423939]
[31549,32.428204500764302]
[31550,31.065800247192399]
[31551,31.373554556071699]
[31552,31.161143769090501]
[31553,31.171370757020799]
[31554,31.392692691367699]
[31555,31.489696438986599]
[31556,31.4849996566772]
[31557,31.4363819728122]
[31558,30.167915240446099]
[31560,31.306354517985799]
[31561,30.376941119923298]
[31562,29.617741963171099]
[31563,31.6442976191972]
[31565,30.879842868521099]
[31566,31.1902693275782]
[31567,31.588832105086102]
[31568,31.1795869371165]
[31569,31.018931185764799]
[31601,30.7391957397734]
[31602,30.777902136315799]
[31605,31.009107724703199]
[31606,30.6938600309335]
[31620,30.979008964099702]
[31622,31.6376354990126]
[31623,31.122000503540001]
[31624,31.198100935297902]
[31625,30.879549246774499]
[31626,30.861924400860399]
[31627,30.978000640869102]
[31629,30.911350381450301]
[31630,30.9865930274457]
[31631,30.318419593864299]
[31632,30.926931914514501]
[31634,31.161264684340502]
[31635,31.137113801675898]
[31636,30.508365997963701]
[31637,31.322586539440302]
[31638,30.892874622344898]
[31639,31.295658222633001]
[31641,30.962384227044399]
[31642,31.297769397085101]
[31643,30.9699677338138]
[31645,31.106446895918999]
[31647,31.126509276680299]
[31648,30.429882498348402]
[31649,31.0004044417011]
[31650,31.472270709506599]
[31698,30.9]
[31699,31.133998489379799]
[31701,31.628345676768799]
[31705,31.5605305076304]
[31707,31.7406763426015]
[31709,32.855857414921097]
[31711,33.249387584120399]
[31712,32.301457621687497]
[31714,32.192889162567802]
[31716,31.4291877095609]
[31719,33.225208438054999]
[31720,30.763999748229899]
[31721,31.653055852524702]
[31722,30.765000343322701]
[31730,31.285585275860502]
[31733,31.883855889393701]
[31735,32.078109539996099]
[31738,30.727135137609501]
[31743,32.187658499740898]
[31744,31.0662935493189]
[31747,30.881999588012601]
[31749,31.653897189202699]
[31750,32.089100660515903]
[31756,30.583859172337402]
[31757,30.744927549362099]
[31763,31.948048535045199]
[31764,32.380134221269003]
[31765,30.712504982870101]
[31768,30.722397748571201]
[31771,31.037953825730501]
[31772,31.901711884544302]
[31773,30.818848442308798]
[31774,31.779048684355502]
[31775,31.362969006366601]
[31778,30.747473716735801]
[31779,30.8291903700284]
[31780,33.198334268341398]
[31781,31.846687495708402]
[31783,32.158056996085399]
[31784,30.584847518145001]
[31787,32.343645496609803]
[31788,30.760343259728401]
[31789,31.7155914274175]
[31790,32.102550101280201]
[31791,31.671325396782901]
[31792,30.712977348154901]
[31793,31.719147538356999]
[31794,31.704498732177399]
[31795,31.694468392508298]
[31796,32.070887703318199]
[31798,31.899782541523798]
[31801,33.863764617022298]
[31803,33.844929252616801]
[31804,34.456761932372999]
[31805,33.566871611895699]
[31806,33.660437280687198]
[31807,34.649727266485002]
[31808,34.0692315854524]
[31810,34.080731740811899]
[31811,34.9939835926345]
[31812,34.439459964752103]
[31814,33.437379199060899]
[31815,33.341865524582701]
[31816,35.974565170122197]
[31820,33.985049049003898]
[31821,33.487636257518403]
[31822,35.830347799218202]
[31823,35.761800041198697]
[31824,33.304977806939]
[31825,33.424012632430703]
[31826,35.522269435744199]
[31827,34.405996311594699]
[31829,33.659600067138598]
[31830,36.351339892683299]
[31831,34.783077019911502]
[31832,33.344966241214998]
[31833,35.2312437586423]
[31836,34.905692281053199]
[31901,33.1900001525878]
[31903,33.406736845719102]
[31904,33.500672544999503]
[31905,33.461823522343302]
[31906,33.228545379638597]
[31907,33.2712857927594]
[31909,33.525913039497702]
[32003,28.348444620768198]
[32008,29.5550693776656]
[32009,29.409993356110999]
[32011,29.6471529317019]
[32024,29.401446357666199]
[32025,29.381859913372701]
[32026,29.136000823974602]
[32033,28.210866991678898]
[32034,29.243645259312199]
[32038,29.227459472450001]
[32040,29.603014240264802]
[32043,28.471171352492799]
[32044,29.0397853170122]
[32046,29.898492671037999]
[32052,29.986665312708599]
[32053,30.229798489358899]
[32054,29.1291408338308]
[32055,29.530623944695702]
[32058,29.2507669993809]
[32059,29.886317985258898]
[32060,29.503842224901799]
[32061,29.2741557282286]
[32062,29.434747584815099]
[32063,29.605978133652201]
[32064,29.343333435058501]
[32065,28.635428455897699]
[32066,29.634715918444702]
[32068,28.973544875155699]
[32071,29.540107509214099]
[32072,29.334363763982601]
[32073,28.2823236465454]
[32079,28.956000137328999]
[32080,28.505333328247001]
[32081,28.437829800869501]
[32082,28.545750427245999]
[32083,29.182140742557099]
[32084,28.4016648869314]
[32086,28.284769248962299]
[32087,29.7390000596831]
[32091,29.1445977234259]
[32092,28.2257087960148]
[32094,29.411739266436999]
[32095,28.4100000073832]
[32096,29.808976939378599]
[32097,29.448063924012601]
[32102,27.230516929949701]
[32110,27.6580730021637]
[32112,27.591184783348599]
[32113,28.054745513969099]
[32114,27.085500411987301]
[32117,27.220615240243699]
[32118,27.206142670767601]
[32119,27.065307470468301]
[32124,27.0948002427624]
[32127,27.100363686301399]
[32128,27.0396003913879]
[32129,27.053760269165]
[32130,27.140898193747301]
[32131,28.024588349286201]
[32132,26.902559829711901]
[32133,27.606000137329001]
[32134,27.784411143538001]
[32136,27.933749866485499]
[32137,28.097884688010499]
[32139,27.599217373391799]
[32140,28.4543400878906]
[32141,26.728870481603199]
[32145,28.2214893634502]
[32147,27.909517222437302]
[32148,28.226097106933601]
[32157,27.536570957728699]
[32159,27.358046536112901]
[32162,27.466050195693899]
[32164,27.815582796179701]
[32168,26.736245079108201]
[32169,26.870297752542701]
[32174,27.366851476673599]
[32176,27.599368406596898]
[32177,28.015815366123299]
[32179,27.536802759137501]
[32180,27.2140703690111]
[32181,27.672580755910499]
[32187,27.895687222480699]
[32189,27.846562957763599]
[32190,27.470341510307499]
[32193,27.7434000778198]
[32195,27.525600051879799]
[32202,28.3620002746582]
[32204,28.32]
[32205,28.4190000915527]
[32206,28.482856995718802]
[32207,28.2026666005452]
[32208,28.848749899864099]
[32209,28.682181826504699]
[32210,28.399340386086301]
[32211,28.427999808571499]
[32212,28.0506000137329]
[32216,28.266557986237199]
[32217,28.094812989234899]
[32218,29.046866825957402]
[32219,29.2958823933321]
[32220,29.0767871563251]
[32221,28.817081063793498]
[32222,28.6943722303523]
[32223,28.050250053405701]
[32224,28.4753079634446]
[32225,28.526303778076102]
[32226,28.7331382224572]
[32227,28.768799972534101]
[32228,28.757999038696202]
[32233,28.673142651149199]
[32234,29.065425324763599]
[32244,28.363285773141001]
[32246,28.417107907808699]
[32250,28.5779995637781]
[32254,28.709999923706]
[32256,28.308645578564001]
[32257,28.052842049849598]
[32258,28.249565356710601]
[32259,28.244213504235699]
[32266,28.588284301757799]
[32277,28.5229708753313]
[32301,30.534648637513801]
[32303,30.621319247306602]
[32304,30.505697962922799]
[32305,30.327509167509199]
[32308,30.663882401410198]
[32309,30.769701431046599]
[32310,30.643593817949299]
[32311,30.515153327895]
[32312,30.655943733537701]
[32317,30.647750091552702]
[32320,29.738540301357698]
[32321,30.751949103684201]
[32322,29.884275307242302]
[32323,29.800137381717999]
[32324,31.142056288257699]
[32327,30.2481966313917]
[32328,29.935263035709699]
[32330,31.441499805450398]
[32331,30.3661843411749]
[32332,31.384715080261198]
[32333,30.7583582046835]
[32334,30.706980610728898]
[32336,30.287914416982701]
[32340,30.1316576804929]
[32343,30.692280292510901]
[32344,30.6370776778286]
[32346,30.024530957652399]
[32347,29.8807986010676]
[32348,30.071472088623]
[32350,30.178120881384501]
[32351,31.0889165921242]
[32352,31.122664754661798]
[32355,30.159230980506301]
[32356,29.920565240279402]
[32358,30.384658418503399]
[32359,29.835512757734701]
[32361,30.3599996566772]
[32399,0]
[32401,29.558526239896999]
[32403,29.580857188064801]
[32404,30.295679954528701]
[32405,29.683352166833998]
[32407,29.549279914855902]
[32408,29.4299999823936]
[32409,30.521598607456799]
[32410,29.7918263974396]
[32413,30.1309398263916]
[32420,31.409619140624901]
[32421,31.000042111045399]
[32423,30.538074097809901]
[32424,30.771437785464201]
[32425,31.788092288677401]
[32426,31.1107634873823]
[32427,31.649426991752001]
[32428,31.281249261107298]
[32430,30.915517146669501]
[32431,31.308419923782299]
[32432,0]
[32433,31.7374747481526]
[32435,31.7084504184343]
[32437,30.9492632012618]
[32438,31.170807107146999]
[32439,30.8177636555262]
[32440,31.485512189167199]
[32442,30.790607297181399]
[32443,30.6284646508817]
[32444,29.9710908716375]
[32445,30.6718126773834]
[32446,30.7487433907873]
[32447,30.918000411987201]
[32448,30.916782323051901]
[32449,30.757645889282198]
[32455,31.735469655276098]
[32456,29.726156595847801]
[32459,29.9712878343535]
[32460,30.583500095514101]
[32461,29.8620002746582]
[32462,31.221770414758801]
[32463,0]
[32464,32.146864747621898]
[32465,30.303934620805801]
[32466,30.837879654160101]
[32501,30.049846502450698]
[32502,30.087749862670801]
[32503,30.083200302123998]
[32504,30.055421146593499]
[32505,30.129176532520901]
[32506,30.304769251896701]
[32507,30.151354943552299]
[32508,29.996896599078902]
[32509,30.3120002746582]
[32511,30.162000274658102]
[32514,30.288256923130501]
[32526,30.377567234406101]
[32530,0]
[32531,31.5475818816154]
[32533,30.627536151436299]
[32534,30.328628736223401]
[32535,31.811783209191699]
[32536,31.093854508833399]
[32539,31.4163309583992]
[32541,30.176624965667699]
[32542,30.8550001780191]
[32544,30.728500175476]
[32547,30.792575848388601]
[32548,30.642521966021899]
[32550,30.072719741821199]
[32561,29.9665710721697]
[32563,29.963368425871099]
[32564,31.221341488177899]
[32565,31.539668328219101]
[32566,30.391436754146099]
[32567,31.726047364635502]
[32568,31.569691438899799]
[32569,30.6660002621737]
[32570,31.272681479805101]
[32571,30.807538902344]
[32577,31.102764817245799]
[32578,30.798773722494801]
[32579,30.712800292968701]
[32580,30.705829798921599]
[32583,30.506197629972899]
[32601,28.734857123238701]
[32603,28.7759994506835]
[32605,28.744908662275801]
[32606,28.771119030451299]
[32607,28.7325655398161]
[32608,28.670155124932901]
[32609,28.9596624284464]
[32612,28.757999038696202]
[32615,28.973817515808399]
[32616,28.983000755310002]
[32617,27.9318000724098]
[32618,28.7658821662761]
[32619,29.484157874367401]
[32621,28.8353230442982]
[32622,29.0401100984915]
[32625,28.683773485164]
[32626,29.0749662559573]
[32628,29.572659217564102]
[32631,28.709142248971101]
[32639,28.582302380073301]
[32640,28.349834596913499]
[32641,28.6171414699194]
[32643,29.1043794283902]
[32648,29.339630349326502]
[32653,28.880426519057298]
[32656,28.696403739649199]
[32658,29.002800865173299]
[32664,28.3907995605468]
[32666,28.501846080559901]
[32667,28.473884245219899]
[32668,28.401238094757499]
[32669,28.958739349116399]
[32680,29.4391841956623]
[32681,28.236000823974599]
[32683,28.771354847569601]
[32686,28.314784588447001]
[32692,28.822588550343202]
[32693,29.235956859460199]
[32694,28.963979524435398]
[32696,28.5276066421773]
[32697,0]
[32701,25.8125455856323]
[32702,27.2378789413806]
[32703,26.141363612088199]
[32707,25.862432469548398]
[32708,26.132686700393901]
[32709,25.9182688855308]
[32712,26.448749860127698]
[32713,26.701662605928998]
[32714,25.879028712681301]
[32720,27.164095717850699]
[32724,27.142985452368301]
[32725,26.535891940142601]
[32726,26.632499885559]
[32730,25.656000137329102]
[32732,26.296027274980901]
[32735,26.839199981689401]
[32736,26.792756289758]
[32738,26.611959165456302]
[32744,26.963744800648701]
[32746,26.3211952860762]
[32750,26.034161861522701]
[32751,25.6542858123779]
[32754,26.209473780581799]
[32757,26.413438311015]
[32759,26.4516892819791]
[32763,26.779606880460399]
[32764,26.4334365255182]
[32765,26.108424638721999]
[32766,26.129774737358002]
[32767,27.124442318855401]
[32771,26.544731837947101]
[32773,26.391359967041002]
[32776,26.685631611472601]
[32778,26.678937756768502]
[32779,26.333999932330499]
[32780,26.278384722196101]
[32784,27.116891410423801]
[32789,25.624363361705399]
[32792,25.6843043120011]
[32796,26.089345234837999]
[32798,26.274000205993602]
[32801,25.597200164794899]
[32803,25.5273334503173]
[32804,25.593214579990899]
[32805,25.570072541918002]
[32806,25.546385016808099]
[32807,25.554000345865798]
[32808,25.6158751487731]
[32809,25.581474103425599]
[32810,25.689529407725601]
[32811,25.593856716156001]
[32812,25.5320623755455]
[32814,25.510285949707001]
[32817,25.776136285608398]
[32818,25.677805012028301]
[32819,25.5587710231183]
[32820,25.8350526508532]
[32821,25.5677144459315]
[32822,25.5459582065014]
[32824,25.642874959536901]
[32825,25.6232605560966]
[32826,25.8478235132553]
[32827,25.647886432300901]
[32828,25.745408361730401]
[32829,25.606153106689401]
[32830,25.614567638087902]
[32831,25.637117554159701]
[32832,25.602294332640401]
[32833,25.675613310357001]
[32835,25.5269999504089]
[32836,25.5810000853105]
[32837,25.605777655707399]
[32839,25.5748130321502]
[32901,25.704147078351198]
[32903,25.804500102996801]
[32904,25.678000640869101]
[32905,25.617256589617]
[32907,25.620626859522599]
[32908,25.5508576529366]
[32909,25.440479896545401]
[32920,25.958400192260701]
[32922,25.950856835501501]
[32925,25.810909028486702]
[32926,25.944994556202602]
[32927,26.004935385964099]
[32931,25.804285158429799]
[32934,25.670710151426199]
[32935,25.7059538907783]
[32937,25.833818799799101]
[32940,25.731920290393901]
[32948,25.478403797520301]
[32949,25.396821703229602]
[32950,25.4716716516213]
[32951,25.625999832153301]
[32952,26.00440900976]
[32953,26.367214148385099]
[32955,25.774500139135998]
[32958,25.1907445055373]
[32960,24.999511709445802]
[32962,24.9685712814331]
[32963,25.099999945504301]
[32966,25.207948214694301]
[32967,25.101109556211998]
[32968,25.029937076568601]
[32970,25.100401153564398]
[32976,25.3106084284574]
[33001,21.2040000915527]
[33004,21.6974991416931]
[33009,21.594947252775398]
[33010,21.553846153846099]
[33012,21.6018261287523]
[33013,21.578249931335399]
[33014,21.643091115084498]
[33015,21.704699821472101]
[33016,21.6705005407333]
[33018,21.740788763341701]
[33019,21.6318952861585]
[33020,21.6745711735316]
[33021,21.757440170288]
[33023,21.710526586833701]
[33024,21.814628579275901]
[33025,21.711692223181998]
[33026,21.801001167297301]
[33027,21.7087492704391]
[33028,21.722250080108601]
[33029,21.670636575872201]
[33030,22.392000274658098]
[33031,22.473230860783399]
[33032,22.273999500274599]
[33033,22.281535557338099]
[33034,21.993745491721398]
[33035,22.224000178156601]
[33036,20.671765271355099]
[33037,21.720285688127699]
[33039,22.295998764038]
[33040,20.221999958583201]
[33042,20.293550478474401]
[33043,20.4427348312066]
[33050,20.454000320434499]
[33051,20.298001098632799]
[33054,21.570342864990199]
[33055,21.6129002952575]
[33056,21.610200233459398]
[33060,21.744230505136301]
[33062,21.9443081782414]
[33063,21.991090809215098]
[33064,21.8792724609375]
[33065,22.154481716813699]
[33066,21.891000480651801]
[33067,22.1998283713204]
[33068,21.903375077247599]
[33069,21.8013103353566]
[33070,20.744400100707999]
[33071,22.060363873568399]
[33073,22.016437697410499]
[33076,22.324714197431199]
[33101,0]
[33109,21.4499999999999]
[33122,21.590624785423199]
[33125,21.5557492017745]
[33126,21.607908647710602]
[33127,21.517500686645501]
[33128,21.504001235961901]
[33129,21.468000411987301]
[33130,21.504001235961901]
[33131,21.504000091552701]
[33132,21.5174998283386]
[33133,21.562799835204999]
[33134,21.567528668571899]
[33135,21.566999244689899]
[33136,21.521999931335401]
[33137,21.507000732421801]
[33138,21.487385471050501]
[33139,21.4745457042347]
[33140,21.4752005767822]
[33141,21.5040007455008]
[33142,21.499500989913901]
[33143,21.710400009155201]
[33144,21.660000228881799]
[33145,21.563999557495102]
[33146,21.624461834247199]
[33147,21.504643617357502]
[33149,21.4552942388197]
[33150,21.473539000291002]
[33154,21.468000411987301]
[33155,21.664559967041001]
[33156,21.804272486946701]
[33157,22.0201152287996]
[33158,21.883636613325599]
[33160,21.5447994232177]
[33161,21.4389997482299]
[33162,21.537428610665401]
[33165,21.812666575113902]
[33166,21.591157963401301]
[33167,21.500143269130099]
[33168,21.440399780273399]
[33169,21.5833637237548]
[33170,22.4235001564025]
[33172,21.741913156923999]
[33173,21.8712000274658]
[33174,21.787500286102201]
[33175,21.959586386845]
[33176,21.9432003879547]
[33177,22.228595668711499]
[33178,21.7533209264001]
[33179,21.617400398254301]
[33180,21.562908241965498]
[33181,21.497455631602801]
[33182,21.943758675147699]
[33183,22.0569997787475]
[33184,21.902571487426702]
[33185,22.154117606667899]
[33186,22.1249999182564]
[33187,22.466805736624]
[33189,22.073647196152599]
[33190,22.159199752807599]
[33193,22.3031998443603]
[33194,22.258476223840901]
[33196,22.402363664453599]
[33301,21.711999130249001]
[33304,21.700198860168399]
[33305,21.7019992134787]
[33306,21.737999725341702]
[33308,21.778499794006301]
[33309,21.783658720807299]
[33311,21.757058985093]
[33312,21.774000549316298]
[33313,21.903600254058802]
[33314,21.794903810562602]
[33315,21.711999130249001]
[33316,21.7217995262145]
[33317,21.874588057574101]
[33319,21.9180004119873]
[33321,21.970667902628499]
[33322,21.943876004219]
[33323,21.889825854094099]
[33324,21.888206626629]
[33325,21.863499164581199]
[33326,21.798353139091901]
[33327,21.691846055250799]
[33328,21.861516360578801]
[33330,21.838799383980799]
[33331,21.782399902343698]
[33332,21.6457283686665]
[33334,21.699598846435499]
[33351,21.9657015037536]
[33401,23.287500143051101]
[33403,23.272000122070299]
[33404,23.225399780273399]
[33405,23.213999633789001]
[33406,23.174727318503599]
[33407,23.348437070846501]
[33408,23.111759857177699]
[33409,23.3040003403373]
[33410,23.268000147892799]
[33411,23.597106438494698]
[33412,23.923378962167298]
[33413,23.283120071411101]
[33414,23.584231675800499]
[33415,23.240307734562698]
[33417,23.408727160367]
[33418,23.774769137455799]
[33426,22.824857221330898]
[33428,22.3696363969282]
[33430,24.126310943445301]
[33431,22.172812628746001]
[33432,22.0799997711181]
[33433,22.1030626416206]
[33434,22.3993042821469]
[33435,22.8101736980935]
[33436,22.806999969482401]
[33437,22.989529306748299]
[33438,24.322894583250299]
[33440,24.2386742827949]
[33441,21.935000228881801]
[33442,21.9011997985839]
[33444,22.4708579472133]
[33445,22.516500270366599]
[33446,22.9513972922547]
[33449,23.476161316902399]
[33455,23.763251405854401]
[33458,23.574959884643501]
[33460,23.034000015258702]
[33461,22.998857280186201]
[33462,22.949999523162798]
[33463,23.061692487276499]
[33467,23.223000101889301]
[33469,23.385599975585901]
[33470,24.005538299057498]
[33471,24.591160144805901]
[33472,23.242097631314898]
[33473,23.231999874114901]
[33476,24.289111497667001]
[33477,23.171076965331999]
[33478,24.0836432462125]
[33480,23.3840000152587]
[33483,22.5563081888052]
[33484,22.639499902725198]
[33486,21.989999961853002]
[33487,22.370700302124]
[33493,24.271839642074799]
[33496,22.5630000686645]
[33498,22.682640060424799]
[33503,25.283998489379801]
[33510,25.647857339041501]
[33511,25.5066667556762]
[33513,27.1915498566627]
[33514,26.909999970466899]
[33521,27.3480010986328]
[33523,26.2103887687522]
[33525,25.991941874235501]
[33527,25.549376174506701]
[33534,25.003714207240499]
[33538,27.486510706962399]
[33540,25.852243674673598]
[33541,25.7517832698592]
[33542,25.875631503054901]
[33543,25.908676174324899]
[33544,26.101411508512001]
[33545,25.859831572915901]
[33547,25.4411003768213]
[33548,25.858799629211401]
[33549,25.8791484102289]
[33556,25.793217360454999]
[33558,25.9317273226651]
[33559,25.992136391726302]
[33563,25.206333669026598]
[33565,25.5259465195263]
[33566,25.2065317081499]
[33567,25.407477710505098]
[33569,25.3269997278849]
[33570,24.885825593679499]
[33572,24.901799640655501]
[33573,25.1987212259261]
[33576,26.094999885559002]
[33578,25.183480765602798]
[33579,25.2281054546958]
[33584,25.713868301793099]
[33585,27.2194740094636]
[33592,25.9555998802185]
[33594,25.550307523287199]
[33596,25.6102502918243]
[33597,26.825611691883001]
[33598,25.495689402128399]
[33602,25.101000022888101]
[33603,25.215599899291899]
[33604,25.3912175883417]
[33605,25.190275639501099]
[33606,24.955090921575302]
[33607,24.987310212233901]
[33609,24.874499416351298]
[33610,25.5268616250845]
[33611,24.754174008576701]
[33612,25.5801428113664]
[33613,25.724640060424701]
[33614,25.196999931335402]
[33615,25.046181834827699]
[33616,24.703846153846101]
[33617,25.7564998626709]
[33618,25.551500129699701]
[33619,25.339687514305101]
[33620,25.817999267578099]
[33621,24.663310965176201]
[33624,25.5452902517011]
[33625,25.441655139265301]
[33626,25.3663845282334]
[33629,24.825473424007999]
[33634,25.1579999630267]
[33635,25.103999900817801]
[33637,25.927846174973698]
[33647,26.035499753951999]
[33701,24.544199066162101]
[33702,24.647843109933898]
[33703,24.615158241673502]
[33704,24.601636401089699]
[33705,24.522521458501298]
[33706,24.737076627291099]
[33707,24.561999320983801]
[33708,24.777231656588]
[33709,24.663474414223099]
[33710,24.605538588303698]
[33711,24.5382855279104]
[33712,24.486857332502002]
[33713,24.6394284929547]
[33714,24.724940804874102]
[33715,24.836249828338602]
[33716,24.6662408294677]
[33744,24.6540012359619]
[33755,24.8538949464496]
[33756,24.810462394127399]
[33759,24.750631593403]
[33760,24.7149991989135]
[33761,24.810375952720602]
[33762,24.694964375989102]
[33763,24.823200531005799]
[33764,24.7488461274367]
[33765,24.798001098632799]
[33767,25.092750549316399]
[33770,24.8100004196166]
[33771,24.740823319379]
[33772,24.703263353046601]
[33773,24.735817857222099]
[33774,24.817000198364202]
[33776,24.7656007003784]
[33777,24.694499759673999]
[33778,24.756000137329]
[33781,24.669751596450801]
[33782,24.6869995117187]
[33785,24.991498661041199]
[33786,25.013999176025301]
[33801,25.135164386122899]
[33803,25.098983770901999]
[33805,25.0811541300553]
[33809,25.452609629396498]
[33810,25.285553340621401]
[33811,25.189452751561198]
[33812,25.128000016645899]
[33813,24.886169524111899]
[33815,25.0673570496695]
[33823,25.1060001881917]
[33825,25.551571878273801]
[33827,25.258682902266301]
[33830,25.0631927007652]
[33834,25.466663579851701]
[33837,25.2756777117329]
[33838,25.110749816894501]
[33839,25.012614793043799]
[33841,25.199681012135599]
[33843,25.3791045886367]
[33844,25.256647516355098]
[33847,25.111200714111298]
[33848,25.344652051511002]
[33849,25.7368419245669]
[33850,25.120615504338101]
[33851,25.104000255039701]
[33852,25.199280408676799]
[33853,25.038545712557699]
[33854,25.769999313354401]
[33855,25.769999313354401]
[33856,0]
[33857,25.064005541344098]
[33859,25.1339999247405]
[33860,25.2151175744754]
[33865,25.448369052593499]
[33867,25.754399871826099]
[33868,25.318138981188699]
[33870,25.3282058884115]
[33872,25.487372896564501]
[33873,25.3786408417483]
[33875,25.367977180045798]
[33876,25.2043034757416]
[33877,25.157999610900799]
[33880,25.122774437935099]
[33881,25.1131797981262]
[33884,25.091258445482499]
[33890,25.439807232447901]
[33896,25.303255143276399]
[33897,25.311000176726701]
[33898,25.598589360800901]
[33901,23.699142837524398]
[33903,23.851714079720601]
[33904,23.5885163461008]
[33905,24.098013828517601]
[33907,23.685213947296099]
[33908,23.6652634168926]
[33909,23.838193610406599]
[33912,23.750143465314501]
[33913,23.9568595192648]
[33914,23.5365172980813]
[33916,23.803500175476]
[33917,24.241751298646601]
[33919,23.6323441077922]
[33920,24.378345133351001]
[33921,23.7689998626708]
[33922,23.584373027995401]
[33924,22.853181786970602]
[33928,23.847862702342599]
[33930,24.176397481686301]
[33931,23.699026726387601]
[33935,24.475005286651101]
[33936,24.140328239327001]
[33944,24.7264784407108]
[33945,0]
[33946,24.306705732906501]
[33947,24.354652081365099]
[33948,24.121200233459401]
[33950,24.057400131225499]
[33952,24.127609997260802]
[33953,24.3101053137528]
[33954,24.350842184769402]
[33955,24.136942973161599]
[33956,23.378526306152299]
[33957,22.9821492209363]
[33960,24.985180246634499]
[33965,23.742000961303699]
[33966,23.7552415782007]
[33967,23.7642010116577]
[33971,24.0968568529401]
[33972,24.1665678977966]
[33973,23.9918569564819]
[33974,24.0941995382308]
[33976,24.012000045776301]
[33980,24.122780618435002]
[33981,24.228330180409099]
[33982,24.695588653978898]
[33983,24.3197838654389]
[33990,23.643630740517001]
[33991,23.616000022888102]
[33993,23.796162244435902]
[34101,23.927999954223601]
[34102,23.645999908447202]
[34103,23.623846259483901]
[34104,23.480107807468698]
[34105,23.4972344903384]
[34108,23.5901996612548]
[34109,23.536682622025602]
[34110,23.613214690344599]
[34112,23.529999860127699]
[34113,23.730634491260201]
[34114,23.542048710601701]
[34116,23.450057896205301]
[34117,23.5249087719877]
[34119,23.559387561573601]
[34120,23.792317999492901]
[34134,23.717265491096299]
[34135,23.707586893759501]
[34137,23.108057032993798]
[34138,23.268000411987298]
[34139,23.321999931335402]
[34140,24.1590002059936]
[34141,22.793830683814001]
[34142,23.8587387734351]
[34145,24.2408998489379]
[34201,25.049999999999901]
[34202,25.285384632990901]
[34203,24.997799903869598]
[34205,24.833217056937801]
[34207,24.875999450683501]
[34208,24.954203408451399]
[34209,24.865599822998]
[34210,24.933870746243301]
[34211,25.412492523193301]
[34212,25.291250085830601]
[34215,25.0259994506835]
[34216,24.9600002288818]
[34217,25.003999328613201]
[34219,25.505604032536102]
[34221,24.8483243053496]
[34222,24.932470927518899]
[34223,24.7315104465095]
[34224,24.511874985694799]
[34228,24.992999839782701]
[34229,24.808636925437199]
[34231,24.804750394821099]
[34232,24.8322441101074]
[34233,24.7656003570556]
[34234,24.872841664364401]
[34235,24.957652299300399]
[34236,24.913714109148199]
[34237,24.848624467849699]
[34238,24.775404836776399]
[34239,24.780000686645501]
[34240,25.094296137491799]
[34241,24.842400255203199]
[34242,24.9240005493164]
[34243,24.934090648997898]
[34251,25.4383544755689]
[34266,25.3118441927841]
[34268,0]
[34269,25.001491443181401]
[34275,24.8384510532501]
[34285,24.8853329976399]
[34286,24.782210480539401]
[34287,24.6768000411987]
[34288,24.592222001817401]
[34289,24.7959995269775]
[34291,24.916097761945]
[34292,24.853332710266098]
[34293,24.7514443715413]
[34420,27.491543794714801]
[34428,27.542141079408001]
[34429,27.2460000895246]
[34431,28.159442563069099]
[34432,27.846280339]
[34433,27.576396664706099]
[34434,27.615209410911302]
[34436,27.349927641579399]
[34442,27.561395701733201]
[34445,0]
[34446,27.0851886533341]
[34448,27.0257371214099]
[34449,28.009322004803099]
[34450,27.557183624267498]
[34452,27.280428668430801]
[34453,27.513600082397399]
[34461,27.287926866949999]
[34465,27.4424443562825]
[34470,27.7910769829383]
[34471,27.6727896037854]
[34472,27.5820443377775]
[34473,27.544107469412001]
[34474,27.898836204187099]
[34475,28.0178614663605]
[34476,27.630803097702302]
[34479,27.942600288391102]
[34480,27.559327231888201]
[34481,27.939610392360301]
[34482,28.1717056530352]
[34484,27.540247786340601]
[34488,27.621428514836801]
[34491,27.524490802692899]
[34498,27.830069022343]
[34601,26.891185765947601]
[34602,26.471615453866701]
[34604,26.793619821091301]
[34606,26.492863967201899]
[34607,26.606275808400099]
[34608,26.614333343505798]
[34609,26.784657496622099]
[34610,26.6809564794005]
[34613,26.717378191379598]
[34614,26.892389326605102]
[34637,26.3246939756432]
[34638,26.302694091796798]
[34639,26.132598117946301]
[34652,25.873499965667701]
[34653,25.887729603535401]
[34654,26.2092808541287]
[34655,26.040222083197602]
[34661,27.1592720031738]
[34667,26.442150135040201]
[34668,26.1529091158779]
[34669,26.353874588012602]
[34677,25.012682993818999]
[34679,26.606999588012599]
[34681,25.175999450683499]
[34683,25.019399900436401]
[34684,24.926076595599799]
[34685,25.274830217181499]
[34688,25.561058740054801]
[34689,25.381772596185801]
[34690,25.635599899291901]
[34691,25.642909032648198]
[34695,24.768631463301801]
[34698,24.9550908175381]
[34705,26.594558985092998]
[34711,25.9400269534136]
[34714,25.8101972579956]
[34715,26.105387808351999]
[34731,27.258767336468299]
[34734,25.578750085830599]
[34736,26.3940561942266]
[34737,26.619758178375498]
[34739,25.787318937052099]
[34741,25.3923273051868]
[34743,25.6114288330078]
[34744,25.526503759669499]
[34746,25.4102934775145]
[34747,25.386786007059001]
[34748,27.010137827643]
[34753,26.4899997711181]
[34756,25.990378189086901]
[34758,25.347654148448601]
[34759,25.5466919719724]
[34760,25.8419998168945]
[34761,25.666881276793401]
[34762,27.0666430337088]
[34769,25.603090771761799]
[34771,25.647599900768601]
[34772,25.638626144927599]
[34773,25.7943249317109]
[34785,27.385856190688301]
[34786,25.693500211964398]
[34787,25.757977277647701]
[34788,27.1335254151942]
[34797,26.704941491519701]
[34945,24.886242652620499]
[34946,24.834000091552699]
[34947,24.877090696854999]
[34949,24.565124952793099]
[34950,24.5595001459121]
[34951,25.0263613597456]
[34952,24.385465156200301]
[34953,24.546428653172001]
[34956,24.462722401547101]
[34957,24.072508330264299]
[34972,25.1583424017258]
[34974,24.654037765978199]
[34981,24.800432844419699]
[34982,24.4584826568077]
[34983,24.660000014305101]
[34984,24.4342939601224]
[34986,24.751875096559498]
[34987,24.740571607060701]
[34990,24.367961509411099]
[34994,24.1253330230712]
[34996,23.8760869565217]
[34997,24.1135371616908]
[35004,36.4085372355446]
[35005,35.582304052734301]
[35006,35.1910134993716]
[35007,34.986913440538501]
[35010,35.618592008318203]
[35013,0]
[35014,35.822039346480601]
[35016,37.806065984872603]
[35019,37.8385091764276]
[35020,35.166739231266298]
[35022,35.020245726633803]
[35023,35.2585188651571]
[35031,37.494749941664203]
[35032,0]
[35033,37.084787159777697]
[35034,35.001435414249997]
[35035,35.141339231475897]
[35036,35.8274994850158]
[35040,35.078128642420602]
[35042,35.012413480961001]
[35043,35.225082267312402]
[35044,35.4362536739295]
[35045,35.197604561739197]
[35046,34.964434975188901]
[35049,36.985974300753597]
[35051,35.153368386290097]
[35052,36.795001029968198]
[35053,37.493253598372803]
[35054,36.470653790694001]
[35055,37.851464413598897]
[35057,37.9213728844109]
[35058,38.055035288193601]
[35060,35.372999668121302]
[35061,35.1810001373291]
[35062,36.224530047680901]
[35063,36.477904066320903]
[35064,35.244428689139198]
[35068,35.586705712711101]
[35070,37.352999639511097]
[35071,36.020650708096703]
[35072,36.255484746741402]
[35073,35.876165016410198]
[35074,0]
[35077,37.398387792850897]
[35078,35.459820227708597]
[35079,37.183153817103403]
[35080,35.012151264694502]
[35082,36.020666631062802]
[35083,37.748462852079399]
[35085,35.172803428229301]
[35087,37.744285746983103]
[35089,35.825928688049302]
[35091,36.209181456132299]
[35094,35.729693048166602]
[35096,36.484736778861503]
[35097,36.856137992595698]
[35098,37.850867175211903]
[35111,34.955088622660497]
[35112,36.787800178527803]
[35114,34.980000686645504]
[35115,35.070596096215603]
[35116,36.071624922752299]
[35117,35.927010231411302]
[35118,35.408731210053801]
[35119,35.886000823974598]
[35120,36.668262197150497]
[35121,37.429243306061998]
[35124,35.086235270780598]
[35125,36.876205758231002]
[35126,36.546027648503802]
[35127,35.168571526663598]
[35128,36.5367074175578]
[35130,35.750362438292001]
[35131,36.814864038997797]
[35133,36.928772800618901]
[35135,36.568257891747201]
[35136,35.110124489131003]
[35139,36.060000228881798]
[35143,35.2704620229025]
[35146,37.052106935923298]
[35147,35.523652222222402]
[35148,36.269477860823898]
[35149,35.990210482948697]
[35150,35.8276364908589]
[35151,35.506702091252897]
[35160,36.539167487222002]
[35171,35.155864056337201]
[35172,36.570346102347699]
[35173,36.459089321379899]
[35175,37.800428559599801]
[35176,35.740285491943297]
[35178,35.8333333492278]
[35179,38.350991147809303]
[35180,36.598689184922399]
[35183,35.535485429882499]
[35184,34.961882568150699]
[35186,35.456047407032699]
[35187,0]
[35188,34.904444037543399]
[35203,35.394857025146401]
[35204,35.352631398251098]
[35205,35.177454445578803]
[35206,35.312919152749501]
[35207,35.419459440901399]
[35208,35.268461168729303]
[35209,35.047411974738601]
[35210,35.387936186283099]
[35211,35.181299629211402]
[35212,35.389199924468898]
[35213,34.978499794006296]
[35214,35.432799835205003]
[35215,36.105565927613398]
[35216,35.100374794006299]
[35217,35.7395453713156]
[35218,35.353199272155699]
[35221,35.2824000549316]
[35222,35.221384752713703]
[35223,34.949333190917898]
[35224,35.292642545699998]
[35226,34.941969311053903]
[35228,35.268706512451097]
[35229,35.1299989700317]
[35233,35.384571565900501]
[35234,35.405143465314502]
[35235,36.338297945387801]
[35242,35.297665054786002]
[35243,35.316893541051897]
[35244,35.2015812851661]
[35254,35.346000480651803]
[35401,34.468699874877899]
[35404,34.821999958583199]
[35405,34.698941902781598]
[35406,35.247813223643398]
[35441,34.352342601031403]
[35442,34.829300184007501]
[35443,34.429768900237299]
[35444,35.115985591355297]
[35446,34.956027100852097]
[35447,35.200324132056203]
[35452,35.002826045907]
[35453,34.869526250738801]
[35456,34.825051774606997]
[35457,35.1135655278744]
[35458,35.603812515735598]
[35459,34.516044225251299]
[35460,34.398083739040899]
[35461,35.630368037762999]
[35462,34.609732365045097]
[35463,34.5957128458437]
[35464,34.527900152206399]
[35466,35.373527110041898]
[35469,34.546250057220398]
[35470,34.2659070738328]
[35473,34.749200057983401]
[35474,34.672566397545701]
[35475,35.575915231490598]
[35476,34.483714239937903]
[35477,34.702111158596203]
[35480,34.845674972534098]
[35481,35.540682020055499]
[35490,34.891828774242903]
[35501,36.198862029439198]
[35503,37.082399974822899]
[35504,36.7159725858087]
[35540,37.919657752903603]
[35541,37.581302191370597]
[35542,36.8112876585053]
[35543,37.5469700713655]
[35544,36.997172539809597]
[35545,36.087599945068298]
[35546,36.286365714001903]
[35548,37.479680632743502]
[35549,37.044818704941598]
[35550,36.005975158943599]
[35552,36.861295767233401]
[35553,37.6952195326785]
[35554,37.229714275541703]
[35555,36.511332194616898]
[35559,37.343999862670799]
[35563,37.3702968478202]
[35564,37.669152040100002]
[35565,37.693470693938401]
[35570,37.378550003806701]
[35571,37.5764050085333]
[35572,37.781483865553298]
[35574,36.398353660962798]
[35575,37.502666587829502]
[35576,36.0443602394717]
[35577,37.520624935626898]
[35578,37.356951705669502]
[35579,35.773097252981998]
[35580,35.733818181355801]
[35581,38.017892650629797]
[35582,37.195021251342197]
[35584,36.299999999999898]
[35585,38.084712319831297]
[35586,36.5916270180035]
[35587,36.581273680235199]
[35592,36.603342293092801]
[35593,37.1395447934907]
[35594,37.259747559527298]
[35601,37.229808009338299]
[35603,37.376451559989597]
[35610,38.7112840760837]
[35611,37.673711858363099]
[35613,38.235344977162796]
[35614,38.194445365257103]
[35615,37.392000389099103]
[35616,37.642509024680898]
[35618,37.4681052760073]
[35619,37.629055925925996]
[35620,38.4027110841539]
[35621,38.345720855579799]
[35622,37.965225602258798]
[35630,37.335346132058298]
[35633,37.601839566375503]
[35634,37.954799995422299]
[35640,37.497199058532701]
[35643,37.417159657518297]
[35645,38.0106724311565]
[35646,37.347868200154501]
[35647,38.460216839342202]
[35648,38.526986323317402]
[35649,37.2261819492686]
[35650,37.516061529746402]
[35651,37.479979332246899]
[35652,37.902103447092003]
[35653,37.802901815934597]
[35654,37.798825091010201]
[35660,37.034399917602499]
[35661,37.269934450993702]
[35670,37.723884822685598]
[35671,37.311101011211903]
[35672,37.395898824535898]
[35673,37.571563724171]
[35674,37.468842855180903]
[35677,37.985080097032601]
[35739,38.926578953391598]
[35740,39.126133333841899]
[35741,38.825522869283503]
[35744,39.932906198501499]
[35745,39.779620206808701]
[35746,39.429184870245301]
[35747,38.166919855124398]
[35748,38.251475111115397]
[35749,38.534879951477002]
[35750,38.804571415696799]
[35751,39.451155974011897]
[35752,38.4166701130031]
[35754,37.795012450218103]
[35755,37.487999921095998]
[35756,37.4283189558111]
[35757,38.242799797057998]
[35758,37.844326546727302]
[35759,38.454813475527999]
[35760,37.594515388528002]
[35761,39.114629369348798]
[35763,37.891153841752299]
[35764,38.682504320545299]
[35765,39.936876399865298]
[35766,39.7404360778349]
[35768,39.198771416800298]
[35769,38.002073399954902]
[35771,39.408743383188103]
[35772,39.387753442215597]
[35773,38.727766965564904]
[35774,39.084353087930097]
[35775,37.585253735442599]
[35776,38.309493972594403]
[35801,38.639999965667698]
[35802,38.133171501159602]
[35803,37.991010909028098]
[35805,37.682399956839397]
[35806,38.080137811858002]
[35808,37.629405289727302]
[35810,38.684587133915002]
[35811,38.440023134485102]
[35816,37.879200096130297]
[35824,37.408340409461402]
[35896,0]
[35901,37.026893628708798]
[35903,36.8964609637856]
[35904,37.528474015031897]
[35905,37.196696224695501]
[35906,37.109868667769597]
[35907,37.1270107143527]
[35950,37.732867942666097]
[35951,37.9928090041942]
[35952,37.744167435932603]
[35953,36.941086626611202]
[35954,37.4784733726623]
[35956,38.121789481944496]
[35957,37.822945908598001]
[35958,39.9704039540784]
[35959,37.779623754897898]
[35960,37.572640233195699]
[35961,38.484658067764698]
[35962,38.672823507315499]
[35963,39.300448640484603]
[35966,40.389857174514098]
[35967,40.092790523306498]
[35968,39.2302346648002]
[35971,39.379404878383703]
[35972,37.768636387044701]
[35973,38.355342877251701]
[35974,38.904122426558502]
[35975,38.783007908618302]
[35976,37.357590053558297]
[35978,40.258653588182298]
[35979,40.645714187621998]
[35980,37.456544588107803]
[35981,40.718324997425]
[35983,37.902942883627702]
[35984,41.054987270273998]
[35986,39.617190135183399]
[35987,37.649502292756097]
[35988,39.8578722162449]
[35989,39.7167200164794]
[35990,0]
[36003,33.432034871744499]
[36005,33.506549500476702]
[36006,34.242071410587798]
[36009,32.990121478928998]
[36010,32.780373067962898]
[36013,33.203462834144602]
[36016,33.371387515765001]
[36017,32.690152564283899]
[36020,32.749609719253101]
[36022,33.968205908606997]
[36024,34.941756452477399]
[36025,33.136845852778499]
[36026,35.229922287203003]
[36027,33.2390073706121]
[36028,32.725231478828498]
[36029,33.470649881362903]
[36030,33.740234574513401]
[36031,33.874114281790497]
[36032,33.483424349990699]
[36033,33.268514486459502]
[36034,33.094545468417003]
[36035,33.303642879213498]
[36036,33.764237506086602]
[36037,33.298772182020997]
[36038,32.547999954223599]
[36039,33.497233833150602]
[36040,33.317374084664699]
[36041,33.845747463828602]
[36042,33.499943042904398]
[36043,32.927450232492902]
[36046,33.565007981872498]
[36047,33.274650037765497]
[36048,33.109935388257398]
[36049,33.412354026051702]
[36051,34.503461542234298]
[36052,33.3284867852134]
[36053,33.688338473026498]
[36054,33.0808722191668]
[36064,33.203630118173997]
[36066,33.573863073897598]
[36067,33.546184678985597]
[36069,33.445147048725801]
[36071,33.186319646891697]
[36075,33.510864824861997]
[36078,34.2615639962291]
[36079,33.084135207592503]
[36080,34.169282414924503]
[36081,33.447348874114098]
[36082,33.239998626708903]
[36083,34.070757173500603]
[36088,34.227428953988202]
[36089,34.035173744318499]
[36091,34.599448556995]
[36092,33.903897524661602]
[36093,33.628433909012102]
[36104,32.670545279762898]
[36105,32.904791180118004]
[36106,33.165158060977298]
[36107,33.165000343322703]
[36108,32.678708057922996]
[36109,33.143076764620197]
[36110,32.7836183790726]
[36111,32.981571252005402]
[36112,32.627998352050703]
[36113,32.592000198364197]
[36115,32.9789995193481]
[36116,32.941902499315098]
[36117,33.052925354687098]
[36201,37.3737637692549]
[36203,36.760825134490702]
[36205,37.315999984741197]
[36206,37.292612918730697]
[36207,37.433292771066903]
[36250,36.758999929120399]
[36251,37.240500016248802]
[36255,36.940636343207203]
[36256,36.059454496724797]
[36258,37.978211813020003]
[36260,36.325019989013597]
[36262,38.4660570853097]
[36263,37.842505278336297]
[36264,38.092745297423001]
[36265,37.423828256559403]
[36266,37.594227704561597]
[36267,36.613200302124]
[36268,36.650379279564099]
[36269,38.558999986183302]
[36271,36.723265580974598]
[36272,37.931739768522299]
[36273,38.549416202854403]
[36274,36.792190029610303]
[36276,36.379451974868701]
[36277,37.095214033126801]
[36278,37.2799500060081]
[36279,36.989333359400398]
[36280,38.099639167021003]
[36301,31.5369187688827]
[36303,31.662320037841699]
[36305,31.7732428164095]
[36310,32.411020335909697]
[36311,32.452563980066301]
[36312,31.247255516052199]
[36313,32.281090996482099]
[36314,32.198924903869603]
[36316,32.223737704167497]
[36317,32.510685351178303]
[36318,32.231029896536199]
[36319,31.546215372923001]
[36320,31.108396423274002]
[36321,31.388076870258001]
[36322,32.196995286018598]
[36323,32.525506172367599]
[36330,32.189073785878499]
[36340,32.366836312033897]
[36343,30.700325652055898]
[36344,32.088472413912299]
[36345,31.847792989796499]
[36346,32.602978140443199]
[36350,31.958319992065402]
[36351,32.305124926566997]
[36352,31.951256742213499]
[36353,32.139869658340302]
[36360,32.249495299508503]
[36362,32.302166620890198]
[36370,31.0570908979936]
[36371,31.815804737370101]
[36373,32.275749129564701]
[36374,32.334126253629897]
[36375,31.674456156014202]
[36376,31.467341850377299]
[36401,32.9347541823184]
[36420,32.065581293136397]
[36421,32.400311901855403]
[36425,33.429793545005403]
[36426,32.310006943360399]
[36432,32.589408339551099]
[36435,33.732155050462197]
[36436,33.308615229679901]
[36439,32.789998626708901]
[36441,32.084645321585903]
[36442,31.921204998702599]
[36444,33.410437363386102]
[36445,32.8722949231257]
[36446,33.328105906436299]
[36451,33.1622559811087]
[36453,32.182777690887399]
[36454,32.7575999450683]
[36455,31.709999656677201]
[36456,33.043073466939603]
[36460,33.065422066704102]
[36467,32.083138433603096]
[36470,33.3690731885956]
[36471,33.2768668609705]
[36473,32.6460000124844]
[36474,32.644933127777101]
[36475,32.786693368709997]
[36476,32.542499828338599]
[36477,32.282375981208702]
[36480,32.815311452895003]
[36481,33.531599757496799]
[36482,33.208276046994598]
[36483,31.7173547929333]
[36502,32.197179240851497]
[36505,31.585951789028599]
[36507,31.317275420898401]
[36509,30.713738599030801]
[36511,30.4531765432918]
[36512,31.6509998321533]
[36513,32.153547099851103]
[36518,32.8730000178019]
[36521,31.771058834300302]
[36522,32.089307019664901]
[36523,30.520328562600199]
[36524,33.435919488494697]
[36525,31.425413802574401]
[36526,31.349862854353301]
[36527,31.179818416141899]
[36528,30.233279983520401]
[36529,32.544844952435497]
[36530,30.849988384635999]
[36532,30.9332200687364]
[36535,30.825243723392401]
[36538,33.187538499098501]
[36539,32.736142798832503]
[36540,32.963264472715203]
[36541,30.9665999325839]
[36542,30.3384000080387]
[36543,0]
[36544,30.919241369839298]
[36545,32.930367532219499]
[36548,33.017707387412401]
[36549,30.514956776992101]
[36550,32.729512599034898]
[36551,31.315665108096599]
[36553,32.382076684898102]
[36555,30.935999679565398]
[36556,32.173845863342201]
[36558,33.089644577611203]
[36559,31.170000457763599]
[36560,32.029007770120998]
[36561,30.3166226558997]
[36562,31.862161633983099]
[36564,30.6480010986328]
[36567,31.048061603682498]
[36568,31.0620002746582]
[36569,32.978345473896297]
[36571,31.386782490984899]
[36572,31.437750184535901]
[36574,30.6931765836827]
[36575,31.200506438218099]
[36576,31.2401998410906]
[36578,31.269999758402498]
[36579,31.905566596984801]
[36580,31.164095106579001]
[36581,32.918704777060299]
[36582,30.9521875858306]
[36583,32.751530998364998]
[36584,32.409813809105202]
[36585,32.833091030698803]
[36587,31.508067543442099]
[36590,0]
[36602,31.1579990386962]
[36603,31.178639511108301]
[36604,31.156499004364001]
[36605,31.141826198412002]
[36606,31.151279296875]
[36607,31.159199752807599]
[36608,31.246353335713199]
[36609,31.0987826803456]
[36610,31.1739994049072]
[36611,31.2078941947535]
[36612,31.236600151061999]
[36613,31.347859354792401]
[36615,31.215000629424999]
[36616,0]
[36617,31.1747364445736]
[36618,31.100000445048]
[36619,31.120857511247898]
[36688,31.0680004119872]
[36693,31.1728000640869]
[36695,31.155767287764402]
[36701,33.921802967569803]
[36703,33.403288535303702]
[36720,33.8066130914995]
[36722,33.710127358869997]
[36723,33.755700044631901]
[36726,33.707330534674803]
[36727,33.550008976676203]
[36728,33.770146725155797]
[36732,34.263973833059303]
[36736,33.753370316387802]
[36738,33.938790614105898]
[36740,34.354357576022203]
[36742,34.068217343869399]
[36744,34.201772315137298]
[36748,33.969985679749698]
[36749,34.031289527290703]
[36750,34.892496370747097]
[36751,33.620471720909002]
[36752,33.042293033979199]
[36753,33.509591102599998]
[36754,33.872749781608597]
[36756,34.637203425737603]
[36758,34.605626965489002]
[36759,34.048627584910399]
[36761,33.636975116667699]
[36763,34.236810632654098]
[36765,33.950763959563098]
[36766,33.824357005528]
[36767,33.6967552345115]
[36768,33.6646737028423]
[36769,33.732690642734703]
[36773,33.863449856339898]
[36775,33.548080728784399]
[36776,34.231636278556998]
[36782,33.837412169215298]
[36783,33.791562237907797]
[36784,33.589267279346601]
[36785,33.427921571918503]
[36786,34.100036399147697]
[36790,34.472999954223603]
[36792,35.137077985226497]
[36793,35.024666671752897]
[36801,35.471082350787]
[36804,34.532405169256698]
[36830,34.680049487522602]
[36832,34.945247973632803]
[36849,35.004001235961901]
[36850,35.610725911938999]
[36852,35.404640677571201]
[36853,35.461404439551004]
[36854,34.858696808966002]
[36855,35.959574132999002]
[36856,33.571289308406101]
[36858,33.977999963565701]
[36859,33.599999999999902]
[36860,34.073708162049897]
[36861,35.364588792747398]
[36862,35.885813321495903]
[36863,35.502745294274703]
[36865,0]
[36866,34.585090973235197]
[36867,33.445825842152402]
[36869,33.5748261700505]
[36870,33.608591105721203]
[36871,33.828351543981803]
[36874,34.213660826647299]
[36875,33.676364709093399]
[36877,33.784743110553599]
[36879,35.562167767116001]
[36901,34.2110527942055]
[36904,33.862617167930097]
[36907,34.103268625504803]
[36908,33.505281353198299]
[36910,33.995999622344897]
[36912,34.061747112044301]
[36913,33.649500167369801]
[36915,33.578015209518199]
[36916,34.004499657948799]
[36919,33.360384646153499]
[36921,33.570182827767198]
[36922,34.091607888379798]
[36925,34.164920200745698]
[37010,40.335180049896202]
[37012,40.043188007612798]
[37013,39.699069719536297]
[37014,40.157318219271502]
[37015,40.577979578105499]
[37016,40.098841036145899]
[37018,40.349063592150003]
[37019,39.3975517075637]
[37020,39.960540925146802]
[37022,40.156542088160897]
[37023,40.042411818223798]
[37025,40.164240043640099]
[37026,40.383762631173802]
[37027,40.221594060765597]
[37028,39.881742733546602]
[37029,40.314681144920499]
[37030,39.942230752064603]
[37031,40.065324841638997]
[37032,40.498843872982697]
[37033,39.927028598967397]
[37034,39.896966331996197]
[37035,40.618307729867801]
[37036,40.553108145224002]
[37037,40.008065948905497]
[37040,40.101934404842098]
[37042,40.204615288298498]
[37043,40.301611535326202]
[37046,39.927105050884698]
[37047,39.421363698785903]
[37048,40.312265054863602]
[37049,40.303306694786102]
[37050,40.076802103652497]
[37051,40.311193158424501]
[37052,40.253744620465199]
[37055,40.178845434554198]
[37057,39.783473667345497]
[37058,39.918700001239799]
[37059,40.336547295419699]
[37060,39.854307666858503]
[37061,40.0770662776672]
[37062,40.238188160166999]
[37064,40.0691785786832]
[37066,40.131468717966698]
[37067,40.206631550035901]
[37069,40.223099903379101]
[37072,40.423055163416301]
[37073,40.634142853289198]
[37074,39.9130741738906]
[37075,39.934155689302003]
[37076,39.488834601875297]
[37078,39.604264007525501]
[37079,40.049134260215901]
[37080,40.709422433822503]
[37082,40.502561023758602]
[37083,39.880784660882298]
[37085,39.8452136048992]
[37086,39.646484226427503]
[37087,39.7752577130098]
[37090,39.721937947172101]
[37091,39.668287908799002]
[37095,40.185280510332902]
[37096,39.573657770717801]
[37097,39.6321333143446]
[37098,40.2805945757272]
[37101,40.075734972666503]
[37110,40.530880930826001]
[37115,39.7093735568494]
[37118,40.036913370147403]
[37122,39.725004454899199]
[37127,39.850721196659201]
[37128,39.939454477483501]
[37129,39.699749928254299]
[37130,39.776319535245598]
[37132,39.863999176025303]
[37134,39.2514129949652]
[37135,40.190680820383903]
[37137,40.266576911852901]
[37138,39.6255583577341]
[37140,39.882187521457602]
[37141,40.3259220618706]
[37142,40.112014295032999]
[37143,40.441730888073202]
[37144,39.296962804242597]
[37145,39.937642592078298]
[37146,40.704810750806601]
[37148,40.218184552926303]
[37149,39.808967155706597]
[37150,40.1163581563465]
[37151,39.805885718209403]
[37153,39.957927311116997]
[37160,39.494226141616103]
[37165,40.2150003433227]
[37166,40.424575600042502]
[37167,39.7275484190558]
[37171,40.3864500403403]
[37172,40.481786727905302]
[37174,40.009434346658701]
[37175,39.6970644950866]
[37178,39.959546507236503]
[37179,39.916363629427799]
[37180,39.801295172581803]
[37181,40.2460813023323]
[37183,39.845402049701399]
[37184,40.166784183387101]
[37185,39.694548384143403]
[37186,39.939635969813601]
[37187,40.536177094660097]
[37188,40.478108163781997]
[37189,40.381595810423498]
[37190,40.280010952792303]
[37191,40.1057624781131]
[37201,39.287999725341699]
[37203,39.602400169372501]
[37204,39.774599990844699]
[37205,40.029272752241603]
[37206,39.436064474044301]
[37207,39.851577420301801]
[37208,39.2965262362831]
[37209,40.270394381670897]
[37210,39.465999984741103]
[37211,39.823670812196298]
[37212,39.885272546247897]
[37213,39.288000297546297]
[37214,39.501818258112102]
[37215,40.293207017306599]
[37216,39.680538522280102]
[37217,39.599100036621003]
[37218,40.248120002746496]
[37219,39.4139991760253]
[37220,40.4303075496967]
[37221,40.372010403964097]
[37228,39.233999715532498]
[37240,0]
[37243,0]
[37246,0]
[37301,41.730297051797898]
[37302,38.444857134137798]
[37303,40.011043172259903]
[37305,41.453837863818997]
[37306,40.003762289654503]
[37307,39.395095514652098]
[37308,39.296886091594402]
[37309,39.421174861667801]
[37310,39.268875060081399]
[37311,38.959590002059898]
[37312,39.327190891612602]
[37313,42.395630739652198]
[37315,38.136000823974598]
[37317,40.991788715711699]
[37318,39.777272688258698]
[37321,40.457592776026601]
[37322,39.864945524490203]
[37323,38.891391907511498]
[37324,39.691568177396597]
[37325,39.5763333797454]
[37326,40.812857191903198]
[37327,40.922142859867598]
[37328,39.056410794598698]
[37329,39.886985875519201]
[37330,39.4933637148374]
[37331,39.8495769464052]
[37332,41.598270513190499]
[37333,40.6506817557594]
[37334,39.081382953156798]
[37335,39.090000017758001]
[37336,39.306532572007001]
[37337,42.2818234812311]
[37338,41.471271422931103]
[37339,42.165646142225903]
[37340,39.867882324667498]
[37341,38.549176440519403]
[37342,40.166936174352102]
[37343,38.2966830114038]
[37345,39.666163644790601]
[37347,39.035462703989502]
[37348,39.162545481595103]
[37350,40.984499931335399]
[37351,37.793999862670802]
[37352,39.606285712832403]
[37353,38.838533236185697]
[37354,39.772420293354202]
[37355,40.215940889309202]
[37356,41.151800098419201]
[37357,40.146374978802399]
[37359,39.385338539710403]
[37360,39.832833258310899]
[37361,38.905182983505803]
[37362,39.0185105810774]
[37363,38.437764737185297]
[37365,41.874395151195401]
[37366,40.758111084832002]
[37367,41.833536701102297]
[37369,39.918086589299598]
[37370,39.713999986029201]
[37373,39.871826135149597]
[37374,40.972566577273398]
[37375,40.846111542295098]
[37376,40.2615627245887]
[37377,41.356489045080401]
[37379,40.181368384749099]
[37380,39.840049558828603]
[37381,41.3022539714026]
[37385,41.3122923435959]
[37387,41.690802934743999]
[37388,39.733030926341698]
[37391,40.957452585320702]
[37394,0]
[37396,40.079999873512598]
[37397,39.903211096031498]
[37398,39.535064465658998]
[37402,37.876285988943899]
[37403,37.886571448189798]
[37404,38.0448750257491]
[37405,40.340616094218603]
[37406,37.962120037078797]
[37407,37.861499834060602]
[37408,37.842857388087602]
[37409,39.393000125885003]
[37410,37.923999977111798]
[37411,37.921125090122203]
[37412,38.014344820482897]
[37415,38.586507055793]
[37416,37.986115418947598]
[37419,39.441452423820202]
[37421,37.945135147507102]
[37601,41.6507313406808]
[37604,42.303069811089003]
[37614,41.6639991760253]
[37615,41.556525408612501]
[37616,41.364710155464401]
[37617,41.778107152666301]
[37618,42.221860998293501]
[37620,42.734318471001103]
[37640,44.784186142441101]
[37641,42.340017431507903]
[37642,41.540289499885098]
[37643,43.807555576607001]
[37645,41.459454345703101]
[37650,44.517097305091603]
[37656,41.791830544552496]
[37657,45.6515142876761]
[37658,45.496596286493698]
[37659,42.061818531075602]
[37660,41.290285737173797]
[37663,41.4026603410829]
[37664,41.386016085839998]
[37665,41.389500045776302]
[37680,46.488178117204399]
[37681,41.5811280601501]
[37682,41.393999862670803]
[37683,45.761824567694397]
[37686,41.559599890136703]
[37687,47.216633207745602]
[37688,46.127911345946899]
[37690,41.460413834144298]
[37691,46.708499994277901]
[37692,45.043206001166702]
[37694,41.647531919276403]
[37701,39.505800247192298]
[37705,40.948773471558198]
[37708,40.797251261631203]
[37709,40.252239565363901]
[37710,43.441703292477499]
[37711,40.7598057969102]
[37713,40.498571450369703]
[37714,43.148275182071103]
[37715,42.220163259700797]
[37716,40.0175294445025]
[37719,40.646999931335401]
[37721,40.248491787519598]
[37722,42.809296215873999]
[37723,43.001408887966498]
[37724,41.281241423508199]
[37725,40.291995307153996]
[37726,42.608828348164899]
[37727,42.856085083332403]
[37729,42.316357853538101]
[37730,42.365999794006299]
[37731,42.485836937116503]
[37732,42.572999382018999]
[37733,42.618000090122202]
[37737,39.491884501163703]
[37738,45.412827592608501]
[37742,39.5570817013176]
[37743,41.880195170712703]
[37745,41.1345275021474]
[37748,40.700977961533198]
[37752,41.828695259502197]
[37753,43.624527220292499]
[37754,40.406627767799499]
[37755,42.669072391326097]
[37756,43.014921853612996]
[37757,41.449565277099602]
[37760,40.392535076019797]
[37762,42.233863566138503]
[37763,40.071163657052097]
[37764,39.786472356601003]
[37765,41.903999981513302]
[37766,41.930990355574401]
[37769,41.3147026835261]
[37770,42.387121655489899]
[37771,39.569347768244498]
[37772,39.444469763284701]
[37774,39.584406883873697]
[37777,39.479314368111702]
[37779,40.779795876327803]
[37801,39.599475358012903]
[37803,40.163667571577598]
[37804,39.604246224623402]
[37806,39.759050850949002]
[37807,40.948098439143202]
[37809,40.549032924214302]
[37810,40.491714341299797]
[37811,40.945756146965898]
[37813,40.581780796834899]
[37814,40.423356789440298]
[37818,40.733325461664101]
[37819,42.397552871704001]
[37820,40.188442590588402]
[37821,40.941749998061901]
[37825,41.425904183187797]
[37826,40.257044766554102]
[37828,40.642500114440899]
[37829,41.896682956974601]
[37830,39.817135140702497]
[37840,41.654285697936999]
[37841,42.575661593530199]
[37843,40.8710721812297]
[37845,42.537000274658098]
[37846,39.877061367379099]
[37847,42.5322289156626]
[37848,40.866959884643499]
[37849,40.173119968414298]
[37851,0]
[37852,42.674732655817898]
[37853,39.6214737841957]
[37854,41.759922827692499]
[37857,41.360157610970496]
[37860,40.560959987640302]
[37861,40.622851458634401]
[37862,41.258511217866797]
[37863,40.338617689469203]
[37865,40.022496149922098]
[37866,41.129249989986398]
[37869,42.3035128235583]
[37870,41.395993875943603]
[37871,39.799363729551203]
[37872,42.6918552138347]
[37873,41.833307677048801]
[37874,39.6566005537466]
[37876,40.434395771479501]
[37877,40.425196234087998]
[37878,41.743696486374397]
[37879,41.617340326952501]
[37880,40.334711562670201]
[37881,41.422654431707599]
[37882,42.741720007896397]
[37885,41.156758413412497]
[37886,40.662679287172701]
[37887,42.684705872255201]
[37888,41.032608679066499]
[37890,40.498621706060398]
[37891,40.689119906616199]
[37892,42.695557877389902]
[37902,39.456000137329099]
[37909,39.901384515028703]
[37912,40.208195016442197]
[37914,39.532352929956701]
[37915,39.492000102996798]
[37916,39.533999919891301]
[37917,39.672500085830599]
[37918,40.130538535484803]
[37919,39.634153659527101]
[37920,39.6063391918007]
[37921,40.049142898832002]
[37922,39.547255884214898]
[37923,39.8022857666015]
[37924,39.631425748013001]
[37931,40.101500082015903]
[37932,40.032428598403897]
[37934,39.824507502655401]
[37938,40.542983563219899]
[38001,38.596458516478897]
[38002,36.719184933557401]
[38004,36.977319605325803]
[38006,38.399523812248603]
[38007,38.694000107901402]
[38008,37.9565255088527]
[38011,37.210036811301201]
[38012,37.989446376051198]
[38015,37.3977881981344]
[38016,36.820200135367202]
[38017,36.992457090105198]
[38018,36.713478022036298]
[38019,37.577215841312203]
[38021,38.658000755309999]
[38023,37.033003572891502]
[38024,38.587789867250798]
[38028,36.969599892372301]
[38029,0]
[38030,38.324221841553999]
[38034,38.562619625485397]
[38036,36.628499794006302]
[38037,38.167021422690503]
[38039,37.815836069232098]
[38040,38.301582078791299]
[38041,37.641347066295701]
[38042,37.935513774597801]
[38044,37.921615406183101]
[38046,37.668000044141401]
[38047,38.509499502182003]
[38049,37.127957190017497]
[38050,38.5680004119872]
[38052,37.755667354427203]
[38053,36.679090841714398]
[38054,36.5160015106201]
[38057,37.317779474934198]
[38058,36.996419923782298]
[38059,38.9993962665773]
[38060,37.174118380574697]
[38061,37.713547869972501]
[38063,37.908062863714903]
[38066,37.052219072106702]
[38067,37.931598300215597]
[38068,37.512332663228399]
[38069,37.585252048949499]
[38070,38.575200576782201]
[38075,37.9972940615176]
[38076,37.320886282487301]
[38077,0]
[38079,39.277662608135103]
[38080,38.713111020648299]
[38103,36.510461337749703]
[38104,36.424363361705403]
[38105,36.480000686645504]
[38106,36.4771765877218]
[38107,36.556285367693199]
[38108,36.580285263061498]
[38109,36.410329567404297]
[38111,36.4321715109688]
[38112,36.493200531005797]
[38114,36.367153930664003]
[38115,36.5989284242902]
[38116,36.367183620828897]
[38117,36.481543677193699]
[38118,36.5330443559494]
[38119,36.599828567504801]
[38120,36.546000099182102]
[38122,36.528413693658202]
[38125,36.923283551344198]
[38126,36.375000572204499]
[38127,36.6197871756046]
[38128,36.526920948671503]
[38131,36.3180004119872]
[38132,36.3180004119872]
[38133,36.771913246486498]
[38134,36.583183100525702]
[38135,36.606382759581201]
[38138,36.7576595306396]
[38139,36.786000095714201]
[38141,36.879483733638601]
[38152,36.462000274658202]
[38201,39.424752271828901]
[38220,39.216123496016401]
[38221,39.462690365364303]
[38222,39.705663124887501]
[38224,39.601283734343703]
[38225,39.649434815282298]
[38226,39.746999931335402]
[38229,39.5986009726075]
[38230,39.438825642296997]
[38231,39.694208942242497]
[38232,39.494417962031498]
[38233,39.334555136921097]
[38235,39.217124980687998]
[38236,39.522794180757799]
[38237,39.651370412332]
[38240,39.198276966388299]
[38241,39.680999941942098]
[38242,39.761135308711197]
[38251,39.640478412287301]
[38253,39.434328392370404]
[38254,39.485999965667702]
[38255,39.491796577582903]
[38256,39.520046097353799]
[38257,39.755830901777202]
[38258,39.270545161854102]
[38259,39.138000090916897]
[38260,39.526320071411099]
[38261,39.646022170044098]
[38301,38.453428059825903]
[38305,38.736036799144102]
[38310,38.124253471804302]
[38311,38.729022644008403]
[38313,38.836527872617303]
[38315,38.355380492326603]
[38316,39.255923036428499]
[38317,39.256772713227598]
[38318,39.292196298376901]
[38320,39.226069951557498]
[38321,39.292918336357801]
[38326,37.648864939406103]
[38327,37.673999862670897]
[38328,38.9842978599223]
[38329,38.9276086765786]
[38330,39.143106935224402]
[38332,38.644454591924401]
[38333,39.377462742933503]
[38334,38.550905019877298]
[38337,38.647793964503897]
[38339,37.884268689511401]
[38340,38.543532158912797]
[38341,39.339686151443203]
[38342,39.332645632526003]
[38343,38.7211384963989]
[38344,39.304347150035099]
[38345,38.869142868405198]
[38347,38.777571487426698]
[38348,39.118031287193197]
[38351,38.913627205327302]
[38352,38.7867888329734]
[38355,38.765872301953898]
[38356,38.378486643453897]
[38357,37.882071429490999]
[38358,39.123320449903098]
[38359,38.095500111579902]
[38361,38.048941129796603]
[38362,38.548071507045201]
[38363,39.1291282213651]
[38365,37.524000549316398]
[38366,38.605579044944299]
[38367,37.812433008803403]
[38368,38.740693082903803]
[38369,39.324364726607797]
[38370,38.378630094658803]
[38371,38.458405052861004]
[38372,38.358163766884601]
[38374,38.737333350711303]
[38375,38.140235261804897]
[38376,37.849199981689402]
[38379,37.990036312450002]
[38380,39.363487461805299]
[38381,38.053093545659998]
[38382,38.897012290367698]
[38387,39.361984170327901]
[38388,39.251184706073097]
[38390,39.244909043745501]
[38391,38.3974863980267]
[38392,38.172549509820101]
[38401,39.939232023620598]
[38425,39.079388053381599]
[38449,38.786686578437397]
[38450,39.836826962690999]
[38451,39.626197996233898]
[38452,39.478944765023797]
[38453,38.891068840026797]
[38454,40.0106283972748]
[38455,38.595000171661297]
[38456,39.548864852933903]
[38457,39.038412400864999]
[38459,39.083392445045099]
[38460,39.167754026319102]
[38461,39.821884091940603]
[38462,39.732364344114202]
[38463,38.979341401199399]
[38464,39.612766028834002]
[38468,39.458651970499801]
[38469,39.050746998154999]
[38471,39.217559539023704]
[38472,39.547875024443002]
[38473,38.821935413729697]
[38474,39.7606781605446]
[38475,38.942974142370502]
[38476,40.113496732396001]
[38477,38.657736034337297]
[38478,39.223048333641401]
[38481,38.864780407417101]
[38482,40.015811337165097]
[38483,39.672762370241202]
[38485,39.797065831943897]
[38486,39.222000028870298]
[38487,40.032393527421704]
[38488,38.945999968817397]
[38501,40.856310424804597]
[38504,42.481240171293898]
[38505,0]
[38506,41.076087815819697]
[38541,40.876153771585997]
[38542,41.361000108718798]
[38543,41.498882652794101]
[38544,40.456205626514397]
[38545,40.413765937724001]
[38547,39.955785123966898]
[38548,39.915203864829003]
[38549,41.146245867707002]
[38551,40.500508825440001]
[38552,39.961615342360197]
[38553,42.762101198046302]
[38554,42.177305025973503]
[38555,43.027401090978202]
[38556,42.298953037933998]
[38558,42.925905849232301]
[38559,40.039499998092602]
[38560,39.932999996516997]
[38562,40.300791124495397]
[38563,39.960247950908503]
[38564,40.1424521703305]
[38565,42.4435386217557]
[38567,39.907974605318799]
[38568,40.545457287614603]
[38569,39.8983124345541]
[38570,41.161492485257199]
[38571,42.977872788526902]
[38572,42.923595134444597]
[38573,40.931298203378297]
[38574,42.351235003844899]
[38575,40.331563630537502]
[38577,41.810425581830501]
[38578,43.085999965667703]
[38579,39.852285712105797]
[38580,41.3945539063673]
[38581,40.3491861835439]
[38582,40.124207324685202]
[38583,40.939262452816799]
[38585,42.271128017975698]
[38587,40.076999974250697]
[38588,40.2903977303408]
[38589,42.364736787896398]
[38601,36.842597849835997]
[38603,37.679750533312102]
[38606,36.265857678759197]
[38610,37.2663024710006]
[38611,37.1281836012014]
[38614,35.575853766000897]
[38617,35.759749086956603]
[38618,36.747994454790202]
[38619,36.834456779717499]
[38620,36.486113337750702]
[38621,36.221819794945397]
[38622,35.760001373290997]
[38623,35.827049474716098]
[38625,37.649318166212602]
[38626,36.036267284355503]
[38627,36.524212396144797]
[38629,37.873475356180101]
[38630,35.6984999656677]
[38631,35.817999267578102]
[38632,36.530442334065299]
[38633,37.210026513360098]
[38635,37.459808576848502]
[38637,36.406819528048104]
[38639,35.667999521891197]
[38641,36.373037586535403]
[38642,37.713571926104102]
[38643,35.541915143061097]
[38644,35.9204123665304]
[38645,35.691304347825998]
[38646,35.685063159340203]
[38647,37.6438617767826]
[38650,36.6776157548843]
[38651,36.550097619033401]
[38652,36.611336815482602]
[38654,37.040237559007601]
[38655,36.713390649809803]
[38658,36.434338230245203]
[38659,37.030086894657202]
[38661,37.277999932425303]
[38663,37.750518518612701]
[38664,36.284292267589997]
[38665,36.4765566071219]
[38666,36.462650153301396]
[38668,36.816772146805299]
[38670,35.931894301183398]
[38671,36.544575018882703]
[38672,36.807750034332201]
[38673,36.803234019177999]
[38674,37.716782656959801]
[38676,36.226219224077198]
[38677,37.110000228881802]
[38680,36.3562230004204]
[38683,37.757115910048498]
[38685,37.075719361376301]
[38701,34.029009289081301]
[38702,34.588362849842397]
[38703,34.408563404351902]
[38704,33.689998626708899]
[38720,35.415428488595097]
[38721,33.644939832493598]
[38722,33.949200260328197]
[38723,33.915000343322703]
[38725,34.710192434582197]
[38726,34.892837844023802]
[38730,34.640157193816101]
[38731,33.739609685758197]
[38732,34.739571621953203]
[38736,34.487544664314797]
[38737,34.943109630461599]
[38738,35.042099933624201]
[38740,35.233391812133704]
[38744,33.708483631835399]
[38745,33.694749116897498]
[38746,35.178666715268697]
[38748,33.771577877386001]
[38749,34.283998489379798]
[38751,34.201792521468199]
[38753,33.993958766189998]
[38754,33.8172147984885]
[38756,34.215861415562202]
[38759,34.849860083900602]
[38760,34.372286224365197]
[38761,34.1143530751756]
[38762,34.957380807150301]
[38764,34.811250114440902]
[38765,33.666814681230903]
[38767,35.469750738143901]
[38768,35.1485153961181]
[38769,35.103535290279801]
[38771,34.731804723972097]
[38772,34.578480285644503]
[38773,34.498491843802]
[38774,35.096201277808298]
[38778,34.262916297456599]
[38781,34.986000823974599]
[38801,35.9804838159884]
[38804,36.0484848138057]
[38821,35.993379303504597]
[38824,36.717854643336402]
[38826,36.243157858597598]
[38827,37.155744367613799]
[38828,36.550326903049701]
[38829,37.196246938473799]
[38833,37.725884203659803]
[38834,37.555164737491801]
[38838,37.121262522649502]
[38841,36.486053041441203]
[38843,36.309513590128397]
[38844,36.4759999084472]
[38846,37.538115140517]
[38847,36.763214586148401]
[38848,36.365673898613899]
[38849,36.464871588384099]
[38850,36.384963263065401]
[38851,36.319317357179202]
[38852,37.745205107524903]
[38855,36.147679992675798]
[38856,36.344837781545202]
[38857,36.196636234630198]
[38858,35.914137079373603]
[38859,36.733482419182202]
[38860,35.981833748725897]
[38862,35.962457133701797]
[38863,36.418472761309303]
[38864,36.477797056739]
[38865,37.377007059020201]
[38866,36.192838705739597]
[38868,35.916535594122699]
[38869,36.123599395751903]
[38870,36.248571535318803]
[38871,36.602893380102103]
[38873,37.705616038059603]
[38876,36.656628900534599]
[38878,36.266264810625202]
[38879,35.962499141693101]
[38901,35.957501733976301]
[38913,36.667627124463003]
[38914,36.146414301945597]
[38915,36.361886580948898]
[38916,36.117004595457999]
[38917,35.399764700496902]
[38920,35.585652077716297]
[38921,35.434053109040498]
[38922,36.267238871696399]
[38923,35.348877618750699]
[38924,34.313279501015998]
[38925,36.151064041109699]
[38927,36.1434400177002]
[38928,35.073777834574301]
[38929,36.038379265357598]
[38930,34.7112862823776]
[38940,35.326778038094801]
[38941,34.289930669972001]
[38943,35.775600030081598]
[38944,34.855362873658599]
[38945,34.6563749849796]
[38946,34.070793283396704]
[38947,35.462181992964297]
[38948,36.3661097410248]
[38949,36.734135695635203]
[38950,34.945926788775601]
[38951,36.304962730407603]
[38952,34.5875417085973]
[38953,36.319546101575902]
[38954,34.340769243973902]
[38957,35.2074468913831]
[38958,33.930698297189998]
[38961,36.287558909023502]
[38962,35.135099716186502]
[38963,35.253414395960398]
[38964,35.473966781231503]
[38965,36.703587068127]
[38966,35.115262506008101]
[38967,36.125112133282599]
[39038,33.805655766257701]
[39039,34.030108968385903]
[39040,33.391882152921802]
[39041,33.102267524087502]
[39042,33.536017695275099]
[39044,33.5646506343979]
[39045,34.430400000980796]
[39046,33.917460363970598]
[39047,33.655167577588799]
[39051,34.577746744332003]
[39054,33.6835708890642]
[39056,33.103530599632997]
[39057,34.270226037398601]
[39059,33.032999964441601]
[39061,33.652500915527298]
[39062,33.636000823974598]
[39063,35.056878085041802]
[39066,33.0997984592452]
[39067,35.136661634670403]
[39069,32.7821324157714]
[39071,33.436556490412201]
[39073,33.2458846732453]
[39074,34.213405599845501]
[39078,33.202983893117597]
[39079,34.885555620546697]
[39082,33.311751041324399]
[39083,32.9545560982762]
[39086,32.973010586348998]
[39088,33.637258603495901]
[39090,34.999907303659498]
[39092,34.240122286964002]
[39094,34.160103052670102]
[39095,34.927395720829203]
[39096,32.685082334753503]
[39097,33.666896096983898]
[39108,35.128106609200003]
[39110,33.438000023364999]
[39111,33.869271274520301]
[39113,33.620432528933897]
[39114,33.780803714479603]
[39115,33.715919631958002]
[39116,33.8269870138787]
[39117,33.955657767641398]
[39119,33.681236371127]
[39120,32.312847681023896]
[39140,33.365847924460802]
[39144,32.946656983090101]
[39145,33.6667373535997]
[39146,34.694733925788597]
[39149,33.537121516305]
[39150,33.088952764924898]
[39152,34.144235296810301]
[39153,34.066802147652602]
[39154,33.018329990386903]
[39156,33.391359802246001]
[39157,33.210260845681901]
[39159,33.679885983058298]
[39160,34.908175358019299]
[39162,33.503508201974299]
[39166,33.706093451936297]
[39167,0]
[39168,33.464636055160902]
[39169,33.9653239397935]
[39170,33.099295047072097]
[39174,33.186000823974602]
[39175,32.854378234703901]
[39176,35.512212836082902]
[39177,33.621342904227099]
[39179,34.281780871299802]
[39180,33.065775396479602]
[39183,33.119930571706597]
[39189,34.440367171747198]
[39191,32.942442354089003]
[39192,35.143033313751197]
[39193,33.410999107360801]
[39194,33.631543269065602]
[39201,33.381428963797397]
[39202,33.2916002655029]
[39203,33.259999847412097]
[39204,33.227999997138902]
[39206,33.2278236950145]
[39208,33.377743460915298]
[39209,33.179462258320903]
[39211,33.390857097080698]
[39212,33.123183620219301]
[39213,33.180115314630299]
[39216,33.285000801086397]
[39217,0]
[39218,33.3234003067016]
[39232,33.421636650779]
[39269,0]
[39272,33.228300075531003]
[39301,34.144374435926203]
[39305,34.067473294327897]
[39307,34.1556964261191]
[39309,34.086000823974601]
[39320,34.171355069068099]
[39322,33.132471881823498]
[39323,34.326502511388902]
[39325,34.268300809358301]
[39326,34.142829004015198]
[39327,34.340943667332503]
[39328,34.322059072515501]
[39330,34.1341809412529]
[39332,34.385206203237999]
[39335,34.101900264195002]
[39336,34.329397003790902]
[39337,34.301769970833]
[39338,34.145644854778602]
[39339,35.041598353323401]
[39341,34.892599978128999]
[39342,33.935454732721503]
[39345,34.434408519870601]
[39346,34.780141007060699]
[39347,34.083257755637099]
[39348,34.275818284574903]
[39350,34.458886393378698]
[39352,34.290660929275703]
[39354,34.472386709359903]
[39355,34.064006328276101]
[39356,34.3149130800496]
[39358,34.5162356189714]
[39359,34.392000389099103]
[39360,33.662591916905903]
[39361,34.722000066944602]
[39362,32.863613468458603]
[39363,33.997431941465798]
[39364,34.013003641388899]
[39365,34.265946736653603]
[39366,34.032906478771999]
[39367,33.235785587790303]
[39401,32.211627981987398]
[39402,32.383457875474498]
[39406,32.25]
[39421,32.898398228873099]
[39422,33.851123741722503]
[39423,32.431121825091203]
[39425,32.097477742422903]
[39426,31.323859924875201]
[39427,32.779183440252098]
[39428,33.286325947991699]
[39429,32.0405499592054]
[39437,32.897544624109898]
[39439,33.754454012443603]
[39440,33.031605341736601]
[39443,33.134407621736003]
[39451,32.397155565048102]
[39452,31.936666023500401]
[39455,32.011001620897197]
[39456,32.389176765989802]
[39459,32.7537620443604]
[39461,32.375666681925402]
[39462,32.4211891274702]
[39464,32.8052392292607]
[39465,32.445693363862901]
[39466,31.229693898570801]
[39470,31.432687864406599]
[39474,33.114726303502103]
[39475,32.1925840056768]
[39476,32.675193642374502]
[39477,33.384000205993601]
[39478,31.762123467287001]
[39479,32.926550252005498]
[39480,33.1221899642944]
[39481,33.709374904632497]
[39482,32.473944970667901]
[39483,32.019704993826402]
[39501,30.172400131225501]
[39503,30.598728160594401]
[39507,30.1134003067016]
[39520,30.725319176289499]
[39525,30.785142680576801]
[39530,29.9803637071089]
[39531,30.0432001647949]
[39532,30.473851723553]
[39534,30.025713893345401]
[39540,30.283999252319301]
[39553,30.367354792933298]
[39556,30.931593766808501]
[39560,30.310384588975101]
[39561,31.136084157040202]
[39562,31.151466629028299]
[39563,30.606822073949498]
[39564,30.169796620333202]
[39565,31.028247748269202]
[39567,30.417375183105399]
[39571,30.653387809286201]
[39572,30.631421139365699]
[39573,31.391746088900799]
[39574,30.776047499656698]
[39576,30.691714259556299]
[39577,31.876172181944099]
[39581,30.482197823322899]
[39601,32.998357222041903]
[39629,32.900450042890697]
[39630,32.866909790039003]
[39631,32.033036913290999]
[39633,31.977370795774899]
[39635,32.570400466918898]
[39638,32.518298105093102]
[39641,32.548167595320798]
[39643,32.140183429543001]
[39645,32.4460827253234]
[39647,32.807357172284803]
[39648,32.470895510453403]
[39652,32.4165072482432]
[39653,32.636344394492099]
[39654,32.739829730987502]
[39656,32.505056633139503]
[39657,32.183672634471499]
[39661,32.631391042374602]
[39662,32.698981130348002]
[39663,32.845572454518198]
[39664,32.566187116224903]
[39665,32.8185571872271]
[39666,32.605532337271597]
[39667,32.095009036029801]
[39668,32.8511466497227]
[39669,31.621436724169499]
[39701,35.147221805451501]
[39702,35.226240069580001]
[39705,35.262812741344099]
[39730,35.727424850463898]
[39735,35.170765694224102]
[39736,35.170500755310002]
[39737,35.954785660334899]
[39739,34.949570519096099]
[39740,35.971823591344503]
[39741,35.5871854005036]
[39743,35.023004259816098]
[39744,35.8897093576361]
[39745,35.428312647342601]
[39746,35.729220528040699]
[39747,36.019527295199303]
[39750,35.653294639064697]
[39751,35.9541974040824]
[39752,35.655642809186602]
[39755,35.540965626157501]
[39756,35.739643619884099]
[39759,35.282946220938797]
[39760,0]
[39762,35.304001235961898]
[39766,35.423707273529701]
[39767,35.992718005534101]
[39769,35.167218447008203]
[39771,35.886000823974598]
[39772,35.176015660920399]
[39773,35.532111721482401]
[39776,36.108913023575397]
[39813,31.8304519992985]
[39815,30.985624391334401]
[39817,30.578761574256799]
[39819,30.978352964460601]
[39823,31.5790568627386]
[39824,32.190779966354299]
[39825,30.436021285361399]
[39826,32.338153883126999]
[39827,30.713057082039899]
[39828,30.744452046473999]
[39834,30.9560850670997]
[39836,32.660543483236502]
[39837,31.1067827420455]
[39840,32.796223374123201]
[39841,31.4813775945006]
[39842,32.398339859204697]
[39845,30.4992030921271]
[39846,32.271496968360402]
[39851,32.477904965995499]
[39854,32.979499782834701]
[39859,30.444029719286601]
[39861,30.738839371834299]
[39862,31.782303966500699]
[39866,32.129399986267003]
[39867,32.9669003707683]
[39870,31.452780389144198]
[39877,32.917216107651903]
[39885,32.25]
[39886,32.6089266077093]
[39897,30.937771625969301]
[40003,43.134841479324699]
[40004,41.520610725198402]
[40006,43.563101752329601]
[40007,42.865714359283402]
[40008,42.070219411542297]
[40009,41.891651508125499]
[40010,42.828000068664501]
[40011,43.2529599914551]
[40012,42.2535001277923]
[40013,41.443714321681398]
[40014,42.6433018819341]
[40019,43.271557025781398]
[40020,41.9520006179809]
[40022,42.540098396676399]
[40023,41.996386456489503]
[40025,41.321999931335398]
[40026,42.393000014860199]
[40031,42.9711627893669]
[40033,41.820293470050899]
[40036,42.879486434524097]
[40037,41.668383220810902]
[40040,42.173468456992602]
[40041,0]
[40045,43.863769142444298]
[40046,42.484914843579503]
[40047,41.405309795278299]
[40048,0]
[40049,0]
[40050,43.344810692039601]
[40051,41.667402727309899]
[40052,41.597399883270199]
[40055,43.291024317392399]
[40056,42.5235001087188]
[40057,43.041284146559903]
[40058,0]
[40059,41.699686874721301]
[40060,41.662598892029102]
[40062,41.675700044631903]
[40063,41.6639991760253]
[40065,43.062558150014098]
[40067,42.558428570202402]
[40068,43.251662775527599]
[40069,41.887248979685197]
[40070,43.327434713944101]
[40071,41.859882341112304]
[40075,43.1096792159871]
[40076,42.8555999903245]
[40077,42.434850082397404]
[40078,42.175231516309097]
[40104,42.157548356825203]
[40107,41.353605579322398]
[40108,42.024986255985297]
[40109,41.767885649544802]
[40110,40.8539995193481]
[40111,41.754121584505597]
[40115,42.095759948730397]
[40117,42.159794291327898]
[40118,41.094428597177703]
[40119,41.966111975097597]
[40121,41.973435004430797]
[40140,42.056128969500101]
[40142,42.1538437485695]
[40143,41.861907527544702]
[40144,41.980148174144603]
[40145,42.061142744336799]
[40146,41.923345820703197]
[40150,41.152799975077201]
[40152,41.999720724238898]
[40155,42.1680004119873]
[40157,42.096283411041]
[40160,42.082363622838798]
[40161,42.056538369105397]
[40162,42.064788709867898]
[40165,41.145464028900399]
[40170,41.897406527760197]
[40171,42.005739087643803]
[40175,42.0849895477294]
[40176,42.023836394223302]
[40177,41.311263265107797]
[40178,42.0441174955929]
[40202,40.598399848937902]
[40203,40.657384388263402]
[40204,40.754999828338597]
[40205,40.931142732075202]
[40206,40.745999908447203]
[40207,41.060999965667698]
[40208,40.615999794006299]
[40209,40.561091058904402]
[40210,40.633499908447199]
[40211,40.451250064372999]
[40212,40.4759998984958]
[40213,40.606408216515298]
[40214,40.711358405059201]
[40215,40.434000349044801]
[40216,40.3930170026876]
[40217,40.726363667574702]
[40218,40.917729640651302]
[40219,40.676571331705297]
[40220,41.330709641979503]
[40222,41.310545357790801]
[40223,42.032800064086899]
[40228,41.4803999519348]
[40229,41.178230755145698]
[40231,0]
[40241,41.951368392141198]
[40242,41.663999819755503]
[40243,42.147882506426598]
[40245,42.222961785411101]
[40258,40.515461463194598]
[40272,40.965728661673403]
[40280,0]
[40291,41.694827586206898]
[40299,41.757951214487903]
[40310,41.910000228881799]
[40311,43.1108000513712]
[40312,43.162954209703898]
[40313,43.625033596218003]
[40316,42.682956330672503]
[40322,42.736590550569801]
[40324,42.805051217197402]
[40328,41.988393430240798]
[40330,42.1980911252654]
[40334,42.996000480651801]
[40336,43.144948340725001]
[40337,42.946762239772603]
[40339,0]
[40342,42.717245227959197]
[40346,42.828428609030503]
[40347,43.0259999974568]
[40348,43.033384763277397]
[40350,43.350122521848]
[40351,43.7000683245451]
[40353,42.789857967412402]
[40356,42.302254195239598]
[40358,43.098361580630304]
[40359,42.909936804916498]
[40360,43.1835739575641]
[40361,42.843378765358402]
[40363,0]
[40370,42.867387910596101]
[40371,43.1865677556683]
[40372,42.538211518984603]
[40374,43.059252975647702]
[40376,42.873857218878598]
[40379,42.987585332917]
[40380,42.969632666451602]
[40383,42.809231015120197]
[40385,42.862229487934997]
[40387,42.974727290493597]
[40390,42.1718571351498]
[40391,42.662658714343998]
[40402,43.514718322332399]
[40403,42.493309130235097]
[40404,42.402000617980903]
[40409,42.522749999591198]
[40419,42.260126793831098]
[40422,42.066785427033203]
[40434,0]
[40437,42.047235678411496]
[40440,42.285500049591001]
[40442,42.263744709339498]
[40444,42.205712935232299]
[40445,43.0661051900763]
[40447,43.669112258240297]
[40448,42.0689998626708]
[40456,42.682418221560397]
[40460,42.906642849785896]
[40461,42.261784726656401]
[40464,42.135248118235602]
[40468,42.106406177580297]
[40472,42.973500034332197]
[40475,42.5990159920091]
[40481,43.842750048637299]
[40484,42.107151340393301]
[40486,43.788738520695603]
[40489,42.379464635323302]
[40502,42.273517345560002]
[40503,42.279272825067601]
[40504,42.519000005721999]
[40505,42.368400020599303]
[40506,0]
[40507,42.429000377655001]
[40508,42.4369409785551]
[40509,42.2771464548293]
[40510,42.731268261700102]
[40511,42.685592945065103]
[40513,42.517071339062198]
[40514,42.316909321871599]
[40515,42.4809729550336]
[40516,42.3877825654071]
[40517,42.283499979972802]
[40601,43.1080557580609]
[40604,43.5]
[40701,42.359947740574697]
[40729,42.849828821026399]
[40734,42.605411664177304]
[40737,42.570666503906203]
[40740,42.455114561612397]
[40741,42.624565956547599]
[40743,42.506399574279698]
[40744,42.483950772390898]
[40759,42.295608972304301]
[40763,42.287111070420998]
[40769,42.322269683565402]
[40771,42.172775435934199]
[40801,44.291999794006301]
[40806,43.948199939727701]
[40807,0]
[40808,43.715100030899002]
[40810,43.784621418332598]
[40813,42.586040707023699]
[40815,43.7247058644014]
[40816,43.409852520364197]
[40818,44.6724000549316]
[40819,43.548436317443802]
[40820,44.063516013852997]
[40823,44.125373802897997]
[40824,43.858800201416003]
[40826,44.340816032409599]
[40827,43.147758638447698]
[40828,44.254918023406397]
[40829,43.899599876403798]
[40830,44.3672727584838]
[40831,43.9057422460968]
[40840,44.058000042255102]
[40843,45.465692256047099]
[40844,43.4076000595092]
[40845,43.414363600990903]
[40847,43.949999999999903]
[40849,43.333499622344902]
[40854,42.901500034332201]
[40855,45.303599910735997]
[40856,43.4050306811654]
[40858,43.361714472089403]
[40862,43.886400032043397]
[40863,44.009873717458603]
[40865,43.837999725341803]
[40868,43.140000036139199]
[40870,43.492666816711399]
[40873,43.840232190064]
[40874,43.369591794695097]
[40902,43.167652167444601]
[40903,42.279937630891801]
[40906,42.456263126859]
[40913,43.463727248798698]
[40914,43.203999977111799]
[40915,42.357529516781]
[40921,42.2261054390355]
[40923,42.530250012874497]
[40927,44.384454618800703]
[40935,42.768315859342799]
[40939,42.109999910990297]
[40940,42.3717599487304]
[40941,43.077000188827498]
[40943,42.612521801824101]
[40946,42.757285676683701]
[40949,42.345000171661297]
[40953,42.766500065543397]
[40958,43.2351426805768]
[40962,43.278951846708999]
[40964,44.750999965667702]
[40965,42.064036785153696]
[40972,43.081436670330199]
[40977,42.356981947140099]
[40979,43.1220001029968]
[40982,42.689250040054297]
[40983,43.450000023841802]
[40988,43.543807176796697]
[40995,42.200400123596097]
[40997,42.733463433893697]
[41001,43.089437260459903]
[41002,43.954909076473903]
[41003,43.218490905761598]
[41004,43.334351341144398]
[41005,43.567057399280699]
[41006,43.1979241963246]
[41007,43.128627293326602]
[41008,42.975593587293901]
[41010,42.852314878413701]
[41011,43.017857020241799]
[41014,42.8304001235961]
[41015,43.039096201383103]
[41016,42.860999965667702]
[41017,43.168285764966598]
[41018,43.440000057220402]
[41030,42.921192594405703]
[41031,43.113000003384798]
[41033,43.059386465154503]
[41034,44.220000014927002]
[41035,42.865499915984799]
[41039,43.406301224068301]
[41040,43.299597918016097]
[41041,43.505535069389403]
[41042,43.617247744219]
[41043,43.234818241812903]
[41044,43.5145440582275]
[41045,43.098719982147202]
[41046,43.022249889373697]
[41048,43.479157905578603]
[41049,43.551075042486197]
[41051,43.243617285023497]
[41052,42.9501815622503]
[41055,43.482743782642402]
[41056,43.805902556822097]
[41059,43.139705001330697]
[41062,0]
[41063,43.036563278251897]
[41064,43.302662562153799]
[41071,42.833999971909897]
[41073,42.861000394821097]
[41074,43.062857191903198]
[41075,43.026750040054303]
[41076,43.039835162443197]
[41080,43.3909499502182]
[41083,43.1667907093846]
[41085,0]
[41086,43.063857105799997]
[41091,43.367271831660503]
[41092,43.0495134443849]
[41093,43.802374384640501]
[41094,43.232237250117898]
[41095,43.033663909976198]
[41097,42.884837155009301]
[41098,42.9861176743226]
[41099,43.140000343322697]
[41101,43.163707240034803]
[41102,43.821909089521903]
[41121,44.058568439483601]
[41124,43.774858401306901]
[41129,43.622089259965001]
[41132,44.367078871475996]
[41135,44.1949091304432]
[41139,43.574249982833798]
[41141,44.286047237876801]
[41142,44.423999977111798]
[41143,44.388383253860901]
[41144,44.246552923972999]
[41146,44.294999885559001]
[41149,43.9015909585085]
[41159,43.785799942016503]
[41164,44.263196151139603]
[41166,44.2839101555642]
[41168,44.185876773996903]
[41169,43.192000007629296]
[41171,43.973257982705498]
[41174,44.6484000015259]
[41175,44.400296070701103]
[41179,44.090358504955503]
[41180,44.051096731616603]
[41183,42.895999908447202]
[41189,43.9573845863342]
[41201,43.726285661969797]
[41203,42.765272920781896]
[41204,42.593347823101503]
[41214,42.491999940614399]
[41216,42.649064531633897]
[41219,43.523142827715098]
[41222,42.748581785722202]
[41224,42.647878935426398]
[41226,43.730571556091199]
[41230,43.516429361546997]
[41231,42.591000028090001]
[41232,43.374857180459102]
[41234,42.558857100350501]
[41238,42.9356591463089]
[41240,42.881329418631097]
[41250,42.3302457347257]
[41254,43.035599866594502]
[41255,43.407934429606399]
[41256,42.994179751364001]
[41257,43.303799886703402]
[41260,42.720600013732899]
[41262,42.756886384703797]
[41263,42.921120002746498]
[41264,43.292250001430503]
[41265,42.478499912393502]
[41267,42.872812628745997]
[41268,42.815999794006302]
[41271,42.6468002128601]
[41274,43.019142763955202]
[41301,42.674725195469698]
[41311,43.1522294644748]
[41314,43.029557904695203]
[41317,42.359399909973099]
[41332,42.796211278216397]
[41339,42.438839989980004]
[41348,42.380749893188401]
[41352,43.039615433032601]
[41360,42.683454608917202]
[41365,42.8784905595599]
[41366,42.6180000686645]
[41367,42.355363577062398]
[41385,42.5508000640869]
[41390,42.485999679565403]
[41397,43.069499874114904]
[41408,42.750666809081999]
[41421,43.561285645621098]
[41425,43.081915990044003]
[41464,42.486947400946299]
[41465,42.646717280179203]
[41472,43.4516859551902]
[41501,42.402971055884002]
[41503,41.733000183105403]
[41512,43.760816305510801]
[41513,43.078714248112199]
[41514,42.219030959335697]
[41517,44.268000411987202]
[41519,42.8078572000775]
[41522,43.175485692705401]
[41524,43.074230795640197]
[41526,41.25]
[41527,42.270272593064703]
[41528,42.566482938569102]
[41531,42.862420915302401]
[41534,43.992750120162903]
[41535,42.484800109863201]
[41537,43.694651170774897]
[41538,0]
[41539,43.373999910285001]
[41540,42.739384636512099]
[41543,43.115700216293298]
[41544,42.359571484157001]
[41547,42.892846122154801]
[41548,42.691285817282498]
[41553,43.533328123390604]
[41554,43.1734090675007]
[41555,43.363312536477999]
[41557,42.811324629845501]
[41558,43.177894772981297]
[41559,42.580874884128498]
[41560,42.821039909362703]
[41562,42.378226488941102]
[41563,44.043130327307601]
[41564,42.4827187746763]
[41566,43.407622729607297]
[41567,42.7374547264792]
[41568,43.129641518502801]
[41571,42.617735371870097]
[41572,43.078694107953197]
[41601,42.388000011443999]
[41602,42.489599876403801]
[41603,42.456679300991901]
[41604,43.064869756283898]
[41605,42.106285939897802]
[41606,42.931578902194303]
[41607,42.6]
[41612,42.8429995536804]
[41615,42.474899883270197]
[41616,42.406415036039498]
[41619,42.640909168936901]
[41621,42.474000549316401]
[41622,42.4320001602172]
[41630,42.185731213128399]
[41631,42.459600143432603]
[41632,42.135541004430998]
[41635,42.519777806599897]
[41636,42.768324372575002]
[41640,42.1044120175155]
[41642,42.396705975251997]
[41643,42.339000034332201]
[41645,42.356249892711602]
[41647,42.922199919564299]
[41649,42.322565174102699]
[41650,43.154727172851501]
[41653,42.488384258486803]
[41655,42.636562559008503]
[41659,42.297600288391102]
[41660,43.0463999176025]
[41663,42.440999507904003]
[41666,42.4354284831455]
[41667,43.338562506437199]
[41669,43.130307681743901]
[41701,42.3250443653357]
[41712,42.324315894277397]
[41713,0]
[41714,43.245729771175903]
[41719,42.353869641345398]
[41721,42.398959393114602]
[41722,42.210456450089097]
[41723,42.468075993694796]
[41725,42.485999965667702]
[41727,42.366857119968898]
[41729,42.330000686645498]
[41731,42.739366382183398]
[41735,43.408411940406303]
[41739,42.263142749241403]
[41740,42.284869691599901]
[41745,42.296250271797099]
[41746,42.512399883270199]
[41749,42.731270697367101]
[41751,42.370499467849697]
[41754,42.482999897003097]
[41759,42.773368504172801]
[41760,0]
[41762,42.2511427198137]
[41763,43.224306118245003]
[41764,43.193000102043101]
[41766,42.635999739797398]
[41772,42.2522520754517]
[41773,42.6584999173879]
[41774,42.877377122347397]
[41775,43.293000030517497]
[41776,42.9830086699776]
[41777,43.3773985202495]
[41804,43.050692191490697]
[41810,43.779999923706001]
[41812,43.635000014305099]
[41815,43.193249988555898]
[41817,42.170249819755497]
[41819,43.471941190607403]
[41821,42.933303457967298]
[41822,42.259086217551399]
[41824,43.200324424537399]
[41825,43.785652218694203]
[41826,43.108615317711397]
[41828,43.2187500238418]
[41831,42.095999938563303]
[41832,43.028869529392402]
[41833,43.146711837639202]
[41834,43.101061132002798]
[41835,43.866545339064103]
[41836,43.154850039482099]
[41837,43.492173995142302]
[41838,43.358322660384601]
[41839,42.199344861918398]
[41840,43.333846180255499]
[41843,43.3332631663272]
[41844,43.054595630726901]
[41845,43.058999991416897]
[41847,43.126235120436696]
[41848,42.857142857142797]
[41849,43.243499708175598]
[41855,43.327411752588603]
[41858,43.197398205985003]
[41859,42.647172487193103]
[41861,42.313999938964798]
[41862,42.772888882954902]
[42001,40.145896244379003]
[42003,40.100442840712397]
[42020,39.496020592364999]
[42021,39.945000157928398]
[42022,40.250999450683501]
[42023,39.986782461868003]
[42024,40.148190525599901]
[42025,39.643450552552601]
[42027,39.885661008802501]
[42028,40.189747571482201]
[42029,39.721828856442698]
[42031,39.860172144013198]
[42032,39.922499871253898]
[42035,39.981252447467]
[42036,39.692901074755298]
[42037,39.994500017166096]
[42038,39.523244672633197]
[42039,39.827086307312598]
[42040,39.477512210752899]
[42041,39.742762070257697]
[42044,39.458217280843897]
[42045,39.558000027738601]
[42047,40.5760252747354]
[42048,39.745865466013598]
[42049,39.4854040335346]
[42050,39.7216638156345]
[42051,39.727726415418203]
[42053,40.273730035793498]
[42054,39.407895733377202]
[42055,39.433370517595101]
[42056,40.240053981059198]
[42058,40.186758574123999]
[42060,40.079999542236301]
[42061,39.854999828338599]
[42064,40.010928809602298]
[42066,39.504593379680799]
[42069,39.953814408213802]
[42071,39.425437053082398]
[42076,39.6136745798864]
[42078,40.379669679414199]
[42079,39.531734707890699]
[42081,40.6104475066685]
[42082,39.871761514506098]
[42083,40.136745813337399]
[42084,40.8539995193481]
[42085,39.689890969016297]
[42086,40.289299271576503]
[42087,40.141837643697201]
[42088,39.550058841705301]
[42101,41.209599247224197]
[42102,0]
[42103,40.971842733661703]
[42104,40.861402023172801]
[42120,40.143423537086001]
[42122,40.869499921798699]
[42123,40.433868221660198]
[42124,40.007999897003103]
[42127,40.792544411202101]
[42129,40.730648408085003]
[42130,40.564500045776299]
[42133,40.331136511348603]
[42134,40.450759659431]
[42140,40.323461481241097]
[42141,40.524588324117097]
[42151,40.451394564077397]
[42153,40.127612963030401]
[42154,40.4444444444444]
[42156,40.524960090637201]
[42157,40.367142786298402]
[42159,40.971666590372699]
[42160,40.948180614594399]
[42163,41.286000251769998]
[42164,40.384065515016403]
[42166,40.420080895984803]
[42167,40.4336632468262]
[42170,40.857450084686199]
[42171,40.962187995113801]
[42202,40.455692364619303]
[42204,40.384676506940004]
[42206,40.721880753624397]
[42207,41.743974581851099]
[42210,41.443156383861101]
[42211,39.766267494694901]
[42214,40.9199156022407]
[42215,39.9235636372999]
[42217,40.170089709323101]
[42220,40.569878144852197]
[42223,40.187999970572299]
[42232,39.966634638492799]
[42234,40.416171496254996]
[42236,40.078517788157697]
[42240,40.288089841604098]
[42254,40.1299092032692]
[42256,40.813395350152298]
[42259,41.303725188743002]
[42261,41.544588806900997]
[42262,40.225553800733699]
[42265,40.421451904567903]
[42266,40.331377080897497]
[42273,40.986685646601998]
[42274,40.890250098705302]
[42275,41.6261341408985]
[42276,40.6623166283077]
[42280,40.597764782624999]
[42285,41.615625160932503]
[42286,40.377633903395903]
[42301,41.051616975674101]
[42303,41.164327812194799]
[42320,41.055424103062798]
[42321,40.710000147138302]
[42322,0]
[42323,40.854000377654998]
[42324,40.758599947520601]
[42325,40.6606115010159]
[42326,40.909038415321902]
[42327,40.999595854061198]
[42328,41.020319954681298]
[42330,40.842664688599598]
[42332,40.830000114440899]
[42333,41.229983953857399]
[42337,40.849917509137903]
[42338,41.228727254000503]
[42339,40.854321476391299]
[42343,41.785256310748601]
[42344,40.548400052388502]
[42345,40.494704053839797]
[42347,41.243250035047502]
[42348,41.637080732268501]
[42349,41.491957020247902]
[42350,41.114834316230201]
[42351,41.6234526082089]
[42352,41.164337312169799]
[42354,40.847999954223603]
[42355,41.505600013732902]
[42356,0]
[42361,41.570266647338798]
[42366,41.329269179931003]
[42367,40.620000171661303]
[42368,41.671548356086902]
[42369,40.886823699053501]
[42370,0]
[42371,41.044374907016703]
[42372,40.868750047683697]
[42374,40.822500300407398]
[42376,41.073468728363501]
[42378,41.397405392414797]
[42404,40.423731829473603]
[42406,40.9840291990851]
[42408,39.804757621671797]
[42409,40.442195091596403]
[42410,39.945000171661299]
[42411,39.625896649230199]
[42413,40.3333366346831]
[42420,41.007751041942797]
[42431,40.2216605448941]
[42436,40.014338009794002]
[42437,40.896843659826402]
[42440,40.065600013732897]
[42441,40.109142850900596]
[42442,39.968093685393598]
[42445,39.711696408476101]
[42450,40.278309014938401]
[42451,41.059789386548502]
[42452,40.871826263095898]
[42453,39.835799989700298]
[42455,40.724448113457299]
[42456,40.5154015556095]
[42458,41.220818216150398]
[42459,40.742675100921801]
[42461,40.918733056583697]
[42462,40.986206936014099]
[42463,40.658249759674]
[42464,40.351574950218101]
[42501,41.942010343336896]
[42503,41.961125280179203]
[42516,42.282119796752902]
[42518,41.595960039138703]
[42519,41.647553336438698]
[42528,41.734755365899197]
[42533,41.645999908447202]
[42539,41.9458718776702]
[42541,42.012711835311599]
[42544,41.709993415530803]
[42553,41.966686162589397]
[42565,42.122571487426697]
[42566,42.102882208543598]
[42567,42.140974318675397]
[42602,41.292960024261397]
[42603,41.431285572051898]
[42629,41.316106165826803]
[42631,43.031999588012603]
[42633,41.901029693212401]
[42634,42.202271238423897]
[42635,42.833406597179298]
[42638,42.874499845504701]
[42642,41.6122292047949]
[42647,42.368722103313601]
[42649,42.661022686958297]
[42653,42.443073799466099]
[42701,41.946890645237097]
[42712,41.929811872350101]
[42713,41.3845935058593]
[42715,40.900421122500703]
[42716,41.306706799958803]
[42717,40.916626957414003]
[42718,41.416728208514698]
[42721,41.698707371340099]
[42722,41.588029423881899]
[42724,42.065999851804698]
[42726,41.877644415961299]
[42728,41.2735238746303]
[42729,41.4831346117533]
[42731,41.060181843150701]
[42732,41.997780841670597]
[42733,41.6803124862057]
[42740,42.1016065613168]
[42741,41.275894877785099]
[42743,41.243367268321101]
[42746,41.290779653646098]
[42748,41.597644970685003]
[42749,41.146862036606301]
[42753,41.540311846601803]
[42754,41.946008193313901]
[42757,41.324403900742901]
[42758,41.600999450683503]
[42762,41.840400025503897]
[42764,41.244813556994401]
[42765,41.386406260728798]
[42776,41.824235263151202]
[42782,41.475582747150597]
[42784,41.634339165065498]
[42788,42.141529369354203]
[43001,47.209211578735903]
[43002,45.736500120162901]
[43003,47.222955907092299]
[43004,45.9343200645446]
[43005,47.723999977111802]
[43006,48.254463109468098]
[43008,46.383000469207701]
[43009,47.385000017414903]
[43010,47.208000755310003]
[43011,48.3282515221578]
[43013,47.783076777825002]
[43014,48.405931045269099]
[43015,46.579242649868398]
[43016,45.732514326912998]
[43017,45.639534163801599]
[43019,48.761463440390102]
[43021,46.284120014190599]
[43022,48.2380957689113]
[43023,47.575913080961797]
[43025,46.631482084534902]
[43026,45.494808477036401]
[43028,48.300608237657698]
[43029,46.060499979101998]
[43030,0]
[43031,47.654483919171398]
[43032,0]
[43033,46.290000343322703]
[43035,45.956795369494998]
[43036,46.559999656677199]
[43037,48.083249974250698]
[43040,46.485582054195]
[43044,46.633344148041303]
[43045,46.182120014190602]
[43046,46.398964318207298]
[43050,48.517056519072298]
[43054,46.366556993315399]
[43055,47.280687656188299]
[43056,46.883523512447503]
[43060,46.905029693452398]
[43061,46.386471848005598]
[43062,46.879413977094501]
[43064,45.883409228567302]
[43065,45.870100934966203]
[43066,46.9033026356446]
[43067,46.957546752691201]
[43068,45.8115405340452]
[43070,47.352000617980899]
[43071,47.603323289684703]
[43072,47.498650626613603]
[43074,47.026163226869897]
[43076,46.800167824004902]
[43077,45.965999794006301]
[43078,47.071039584131498]
[43080,47.7403636412187]
[43081,45.796764682320898]
[43082,46.023978930021599]
[43084,46.444192920822701]
[43085,45.443454551696703]
[43101,45.876000308990399]
[43102,46.489862051503401]
[43103,45.225272743918602]
[43105,46.1565545342185]
[43106,45.966341736950397]
[43107,46.583999919891298]
[43109,45.110999965667702]
[43110,45.472090903195401]
[43111,46.505999279022198]
[43112,45.893611488067798]
[43113,45.441302755338299]
[43115,45.646499977720502]
[43116,45.281999588012603]
[43117,0]
[43119,45.417885284736499]
[43123,45.2912614885702]
[43125,44.988714368002697]
[43126,45.263999176025301]
[43127,46.356000137328998]
[43128,46.061523809886999]
[43130,46.490924988091002]
[43135,46.374513319596801]
[43136,0]
[43137,44.920258094418401]
[43138,46.533804006878803]
[43140,46.233349341562302]
[43142,0]
[43143,45.962708535330599]
[43144,46.653461485642602]
[43145,45.951771460941799]
[43146,45.520628580365802]
[43147,45.6883076594426]
[43148,46.577810554504303]
[43149,46.9146760456998]
[43150,46.628833262125603]
[43151,46.128000068664498]
[43152,45.977964692957201]
[43153,46.1942608543064]
[43154,46.542000001476602]
[43155,46.455098346022197]
[43156,0]
[43157,46.245000171661303]
[43158,46.304000282287603]
[43160,45.905765181164703]
[43162,45.773999977111799]
[43164,45.655783807909103]
[43201,45.038307776817902]
[43202,45.083999991416903]
[43203,45.091200027465803]
[43204,45.0329190228436]
[43205,45.017399883270201]
[43206,44.980000114440898]
[43207,44.910127739196099]
[43209,45.025153959714402]
[43210,44.910000228881799]
[43211,45.267789368880401]
[43212,44.940000128746]
[43213,45.1680000158456]
[43214,45.158666737874299]
[43215,44.874000140598802]
[43217,44.973599853515601]
[43219,45.159876858637901]
[43220,45.3033334096272]
[43221,45.162631506668802]
[43222,44.752285684858002]
[43223,44.816999857766199]
[43224,45.421764917934603]
[43227,45.031384805532603]
[43228,45.289974758292999]
[43229,45.648000144958402]
[43230,45.430186052100602]
[43231,45.345000064372996]
[43232,45.012734775153902]
[43235,45.477283027936799]
[43240,45.796000289916897]
[43302,47.670301172263798]
[43310,47.175428744724798]
[43311,47.448943453514602]
[43314,48.061631346847598]
[43315,47.911833413441897]
[43316,47.6738350366807]
[43317,48.558000755309997]
[43318,47.097333285013796]
[43319,47.044243798604803]
[43320,48.101727208224197]
[43321,48]
[43322,47.315999794006302]
[43323,47.661061290818701]
[43324,47.207538531376699]
[43326,47.363359476810999]
[43330,47.549999999999898]
[43331,47.124127639608098]
[43332,47.543494020025399]
[43333,47.088822463250899]
[43334,48.097733818895399]
[43336,0]
[43337,47.644133516947399]
[43338,48.557050100039604]
[43340,47.368105219790799]
[43341,47.522599811553903]
[43342,47.334214241163998]
[43343,47.1730588674545]
[43344,47.067927314461102]
[43345,47.1815479759548]
[43347,47.229000077247598]
[43348,47.065799732208198]
[43351,47.635182749308001]
[43356,47.402048680840402]
[43357,47.316338321857799]
[43358,47.139483930218603]
[43359,47.635212762305002]
[43360,47.4480000295137]
[43402,47.918780429188701]
[43403,47.892000102996803]
[43406,47.780921007457401]
[43407,47.8342104058516]
[43408,47.765999794006298]
[43410,47.907251197363898]
[43412,47.739951268637903]
[43413,47.922193497996098]
[43416,47.850807611758803]
[43420,47.821974743699002]
[43430,47.849940405741698]
[43431,47.862389828681899]
[43432,47.741680837184802]
[43433,47.802000617980902]
[43434,0]
[43435,47.802125000953602]
[43437,47.874000120162897]
[43438,47.931000041961603]
[43439,47.675999450683499]
[43440,47.893749976158098]
[43442,47.891753298615697]
[43443,47.923874795436802]
[43445,47.757116964265897]
[43446,47.561999702453598]
[43447,47.784830730144698]
[43449,47.684848387321701]
[43450,47.868132452148103]
[43451,47.856172954119103]
[43452,47.769953323970299]
[43456,47.7330000400543]
[43457,47.7246002626419]
[43458,47.752499485015797]
[43460,47.777571487426698]
[43462,47.9582329537105]
[43463,48.018000411987302]
[43464,47.6930936387974]
[43465,47.815124988555901]
[43466,47.787115397820003]
[43467,47.712000274658202]
[43468,47.734500360488802]
[43469,47.892580530720402]
[43501,49.052905239306]
[43502,48.309896803393798]
[43504,48.475428608485601]
[43505,0]
[43506,48.437753037274803]
[43511,47.978205175657401]
[43512,48.1983236252861]
[43515,48.411682713674097]
[43516,47.931666501362997]
[43517,48.413725140258499]
[43518,48.896978070614097]
[43519,48.1799999509538]
[43521,48.653094388853802]
[43522,47.922045967395398]
[43523,47.928000068664502]
[43524,47.858655682548097]
[43525,48.036000823974597]
[43526,48.208132479206498]
[43527,47.986366271028402]
[43528,48.089027116105299]
[43529,47.918999862670901]
[43531,0]
[43532,48.045642850836899]
[43533,48.798363494873001]
[43534,47.923892419290098]
[43535,47.905754519408603]
[43536,48.1521289979258]
[43537,47.934379548664303]
[43540,48.659414717046197]
[43541,47.990999794006299]
[43542,48.0048812639915]
[43543,48.974269368518598]
[43545,48.045182981508702]
[43547,48.036000823974597]
[43548,47.9163925188723]
[43549,48.221355416163902]
[43551,47.955838500786903]
[43553,48.45]
[43554,49.076255035400301]
[43555,48.269999313354397]
[43556,48.178791152897197]
[43557,48.264445646013499]
[43558,48.200120945495399]
[43560,48.348352775573701]
[43565,47.856000137329097]
[43566,48.003038963714097]
[43567,48.517620523912498]
[43569,47.845769736749602]
[43570,48.648577476950202]
[43571,48.031862285219297]
[43604,47.780400238037103]
[43605,47.739000095639902]
[43606,47.911285584313497]
[43607,47.873999936239997]
[43608,47.786571325574599]
[43609,47.783217355479302]
[43610,47.858999919891303]
[43611,47.743354723530402]
[43612,47.880260815827697]
[43613,48.032727319544001]
[43614,47.867076873779297]
[43615,48.034892261211702]
[43616,47.729769251896698]
[43617,48.224571337018602]
[43619,47.731500005721998]
[43620,47.869500017166096]
[43623,48.158896518575702]
[43701,46.429644707899698]
[43711,46.091999244689902]
[43713,47.2279338805143]
[43716,46.667540171546598]
[43717,45.849000549316401]
[43718,47.084132671808099]
[43719,47.1396986099138]
[43720,46.5573148442895]
[43721,46.722000789642301]
[43722,46.3530000686645]
[43723,46.363499951362598]
[43724,46.3060850958191]
[43725,46.4965825521437]
[43727,46.555892658233603]
[43728,46.451753355052297]
[43730,46.689344215393]
[43731,46.629015026380003]
[43732,46.523513506554202]
[43733,46.100999879836998]
[43734,46.256400146484303]
[43735,46.629428836277498]
[43736,0]
[43738,0]
[43739,46.636499945819303]
[43740,46.721999931335397]
[43746,46.671857070922798]
[43747,46.923245823969602]
[43748,46.699690250611603]
[43749,46.733318220485202]
[43750,46.367999839782698]
[43754,46.5024489830951]
[43755,46.661661984886898]
[43756,46.353527495958403]
[43758,46.569025621658596]
[43759,0]
[43760,46.621071355002201]
[43761,46.685999965667698]
[43762,46.572374987602203]
[43764,46.609875047206799]
[43766,46.651774615972798]
[43767,46.533737646947102]
[43768,46.649999999999899]
[43771,46.510639117919197]
[43772,46.426956392371103]
[43773,46.8941223341998]
[43777,46.626495124298302]
[43778,46.730797711918797]
[43779,46.698000028858999]
[43780,46.557139061934102]
[43782,46.663846239676801]
[43783,46.537593345325497]
[43786,46.271999931335401]
[43787,46.017628327575899]
[43788,46.636471334080703]
[43793,46.333060506585099]
[43802,46.614241656361003]
[43804,47.270854886885601]
[43805,47.167499828338599]
[43811,46.650467699224301]
[43812,46.869295396658103]
[43821,46.585395785328799]
[43822,47.045162778122403]
[43824,47.046058627448502]
[43830,46.570211552656602]
[43832,46.865229250622001]
[43836,46.5149994850158]
[43837,47.014805733578797]
[43840,47.108142920902701]
[43842,46.281000137329102]
[43843,47.838329273316901]
[43844,47.394562133509297]
[43845,46.758610371411798]
[43901,46.865851200513603]
[43902,46.628776094806703]
[43903,47.074897968525697]
[43905,46.242000389099097]
[43906,46.544999994550402]
[43907,46.923996828334403]
[43908,46.872731725180998]
[43910,46.897172688570897]
[43912,46.555920066833401]
[43913,46.234199924468903]
[43914,45.8400003433227]
[43915,46.439374394891303]
[43917,46.813624954223599]
[43920,47.261177133832597]
[43925,46.812000274658203]
[43926,45.930000114440901]
[43927,46.487999725341702]
[43928,46.721999931335397]
[43930,46.678824299734998]
[43931,0]
[43932,46.488782675369897]
[43933,46.740189441881597]
[43934,46.559999656677199]
[43935,46.631999944711602]
[43938,46.456142861502499]
[43939,46.889999771118099]
[43940,46.164000034332197]
[43942,46.340530110554496]
[43943,46.601781858964301]
[43944,46.646432459032198]
[43945,47.462976386603302]
[43946,46.2375584317492]
[43947,46.460596958558902]
[43948,46.9650003433227]
[43950,46.831462178911401]
[43951,0]
[43952,46.272509506513501]
[43953,46.518085760388999]
[43961,46.092000102996799]
[43962,47.769000434875402]
[43963,45.606000137329097]
[43964,46.329468780756002]
[43967,46.649999999999899]
[43968,46.978723404255298]
[43970,47.028000068664497]
[43971,46.297199821472098]
[43972,0]
[43973,46.992508400092603]
[43974,47.046000480651799]
[43976,47.123282731097603]
[43977,47.0282872179721]
[43983,47.009372134541302]
[43985,46.919999313354403]
[43986,47.060717032090601]
[43988,47.074185436527898]
[44001,47.3823356321641]
[44003,49.931617032720602]
[44004,48.472560834240198]
[44010,48.776535165813598]
[44011,46.673785706928797]
[44012,46.918744149318897]
[44017,47.335500025749198]
[44021,49.4869058855842]
[44022,48.361265632510097]
[44023,48.867315809350202]
[44024,49.935247301793297]
[44026,49.285392895766599]
[44028,47.3354244026348]
[44030,48.800103905913097]
[44032,49.782658568824097]
[44035,47.179499968886297]
[44039,46.960453599752803]
[44040,48.314100065231301]
[44041,48.540404486923997]
[44044,47.555275834839897]
[44045,47.055000257491997]
[44046,50.013749983906699]
[44047,49.365482531727601]
[44048,49.008421875536399]
[44049,47.946000480651797]
[44050,47.7687428774152]
[44052,47.071649866104103]
[44053,47.188468210747899]
[44054,46.820400047302201]
[44055,46.733769233410101]
[44056,48.068399977684003]
[44057,48.306529460233698]
[44060,47.468049615658501]
[44062,49.311000009683397]
[44064,50.109400062561001]
[44065,49.521214219501999]
[44067,47.3391429356166]
[44070,47.151796017860804]
[44072,49.091999944051103]
[44074,47.766809915542602]
[44076,49.1202580728838]
[44077,48.1670916827076]
[44080,49.062000274658203]
[44081,47.650574963092801]
[44082,49.772417215306099]
[44084,49.017759001398602]
[44085,49.2036000170026]
[44086,49.773964226245802]
[44087,48.147540955465303]
[44089,47.287488981929101]
[44090,48.066999995190102]
[44092,47.335285643168802]
[44093,49.622061123738703]
[44094,47.941639727242901]
[44095,46.8829713657924]
[44099,49.355662915947697]
[44101,0]
[44102,46.466999888420098]
[44103,46.383789614627197]
[44104,46.751368482489298]
[44105,47.083090938221297]
[44106,46.7366250514984]
[44107,46.4717998695373]
[44108,46.5173684571918]
[44109,46.7086450638309]
[44110,46.7208750128746]
[44111,46.738615300105103]
[44112,46.898823670779898]
[44113,46.324875068664497]
[44114,46.337454726479201]
[44115,46.320600185394198]
[44116,46.542857142857102]
[44117,47.035714285714199]
[44118,47.698846193460199]
[44119,46.758000373840297]
[44120,47.594639923095599]
[44121,47.877130533301298]
[44122,48.332333278656002]
[44123,46.7879999160766]
[44124,48.5573898735692]
[44125,46.980452847030897]
[44126,46.815375137329099]
[44127,46.567714118957497]
[44128,47.980615469125603]
[44129,47.517599945068298]
[44130,47.450156083703]
[44131,47.136545380679003]
[44132,46.880400009155203]
[44133,47.725199966430601]
[44134,47.542687547206803]
[44135,47.1867691480196]
[44136,47.594830275481598]
[44137,47.571000194549498]
[44138,47.259061326785897]
[44139,48.1789999771118]
[44140,46.735500133037498]
[44141,47.332468055156902]
[44142,47.346176500881398]
[44143,48.092400054931602]
[44144,47.022239936828598]
[44145,46.729676527135503]
[44146,47.600444454616898]
[44147,47.939571424892897]
[44149,47.533599967956498]
[44201,48.047027113630897]
[44202,48.449854863074499]
[44203,47.573547943324201]
[44212,47.8871460689587]
[44214,48.262999836603797]
[44215,47.971714128766699]
[44216,47.721091097051399]
[44217,48.117860835531403]
[44221,47.443565094989196]
[44223,47.204285676138703]
[44224,47.672175135612399]
[44230,47.801746510787702]
[44231,48.7641734347051]
[44233,47.852166700363099]
[44234,48.919069267499502]
[44235,48.412105263157798]
[44236,47.910926552379799]
[44240,47.910958481963497]
[44241,48.272516201388399]
[44243,48.071999931335398]
[44250,47.676000022888097]
[44251,48.219600219726502]
[44253,47.986599979400602]
[44254,48.131214860220901]
[44255,48.796280448029599]
[44256,47.965139643706401]
[44260,47.906042448003198]
[44262,47.656199855804402]
[44264,47.1709655038241]
[44265,47.946000480651797]
[44266,48.378839386065302]
[44270,47.738571493966198]
[44272,48.1559999847412]
[44273,48.047538537245501]
[44274,47.846999931335397]
[44275,48.0260377272119]
[44276,47.872559989929201]
[44278,47.835157886304302]
[44280,47.509360832528898]
[44281,47.879648911699299]
[44285,48.593999862670799]
[44286,47.925216411315297]
[44287,48.546410080340202]
[44288,48.671558770011401]
[44301,47.5443747639656]
[44302,47.4329998970031]
[44303,47.320499897003103]
[44304,47.390571457999002]
[44305,47.658642830167402]
[44306,47.727352961371899]
[44307,47.514000034332199]
[44308,47.297999382019]
[44310,47.462769082876299]
[44311,47.491499733924798]
[44312,47.810307620121797]
[44313,47.137666638692203]
[44314,47.490315778631803]
[44319,47.616230810605501]
[44320,47.399853613318399]
[44321,47.489508078528203]
[44333,47.4798621062574]
[44401,48.420464680899997]
[44402,48.661836748707003]
[44403,48.584689630311097]
[44404,48.765391208814499]
[44405,48.538500022888101]
[44406,48.685327195901401]
[44408,48.779959484048703]
[44410,48.792565980947202]
[44411,48.257333331637902]
[44412,48.4348000526428]
[44413,48.331078630082999]
[44417,48.969428498404298]
[44418,48.7500000238418]
[44420,48.477714347839303]
[44423,48.059097376122899]
[44425,48.401606575387397]
[44427,47.940393415044497]
[44428,49.046850614418197]
[44429,48.313846162649298]
[44430,48.4683462106264]
[44431,48.656411238696997]
[44432,47.877869601871701]
[44436,48.802148979268097]
[44437,48.276000137329099]
[44438,48.332999843358898]
[44439,0]
[44440,48.283736786089399]
[44441,47.596199998855496]
[44442,49.113428551810102]
[44443,48.962999975681299]
[44444,48.3967455215002]
[44445,48.549257134028799]
[44446,48.296678618022298]
[44449,48.096652333632697]
[44450,48.764123030442398]
[44451,48.319038501152598]
[44452,48.722945490750298]
[44454,48.820588285782698]
[44455,47.882674660740101]
[44460,48.6445733634703]
[44470,48.5199813218874]
[44471,48.146250021457597]
[44473,48.768061755858703]
[44481,48.4427841875521]
[44483,48.523920135498003]
[44484,48.4709117132074]
[44485,48.423562431335398]
[44490,48.6030000686645]
[44491,48.5755610024056]
[44493,48.359999656677203]
[44502,48.0495000600814]
[44503,47.837999725341703]
[44504,48.550799903869603]
[44505,48.472636465592799]
[44506,48.029999923706001]
[44507,48.467999839782699]
[44509,48.214363548972301]
[44510,48.277199821472102]
[44511,48.382200107574398]
[44512,48.505304369719099]
[44514,48.732187467813503]
[44515,48.488602403847501]
[44601,47.929778326342898]
[44606,47.935835239185998]
[44607,47.680000114440901]
[44608,47.489060107771103]
[44609,48.1043999176025]
[44610,47.352000617980899]
[44611,48.4076841304176]
[44612,47.385203794831199]
[44613,47.563500094413698]
[44614,47.589033791188399]
[44615,47.253421174550198]
[44618,47.756105272393398]
[44620,47.206085160438001]
[44621,47.106247935019198]
[44622,47.355470741169199]
[44624,47.469047491890997]
[44625,48.089756792944797]
[44626,47.225675845790498]
[44627,47.853923119555397]
[44628,48.407324538325597]
[44629,47.016564674377399]
[44632,47.800990591316499]
[44633,48.081835031017803]
[44634,47.999064891369301]
[44637,48.073459393269303]
[44638,48.591315681055903]
[44640,47.981999588012599]
[44641,47.721247673034597]
[44643,47.244270661719703]
[44644,47.4296629444936]
[44645,47.7907271298495]
[44646,47.3446779655198]
[44647,47.445982259564701]
[44651,47.567810590643603]
[44652,0]
[44653,47.145000171661302]
[44654,47.705638672697098]
[44656,47.305573238977502]
[44657,47.745125574757303]
[44659,0]
[44661,0]
[44662,47.445012569826403]
[44663,47.179455025904197]
[44666,47.661031698929598]
[44667,47.913326062326803]
[44669,47.698434821418999]
[44670,0]
[44671,47.280000114440902]
[44672,47.993571404048303]
[44675,47.178048179626401]
[44676,48.423203581382801]
[44677,48.130571528843397]
[44678,47.361000394821097]
[44680,47.427042147139403]
[44681,47.293179970904802]
[44682,47.028000068664497]
[44683,47.002944971440897]
[44685,47.870647026510703]
[44687,0]
[44688,47.256348942601399]
[44689,47.552400054931603]
[44690,47.441999244689903]
[44691,48.403068377217302]
[44693,47.167500257492001]
[44695,47.011142771584602]
[44697,47.4375]
[44699,47.0479650963862]
[44702,47.253000068664498]
[44703,47.3879997253417]
[44704,47.2260003089904]
[44705,47.315999941144597]
[44706,47.128109526960799]
[44707,47.122421114068203]
[44708,47.376136324622401]
[44709,47.473153869922299]
[44710,47.246249699592497]
[44714,47.379000205993599]
[44718,47.430882251963901]
[44720,47.699633540087902]
[44721,47.633032220409703]
[44730,47.370360042572003]
[44802,47.646690412538298]
[44804,47.522790653761]
[44805,48.6548225507428]
[44807,48.257017376863203]
[44809,47.810999965667698]
[44811,48.135835866330702]
[44813,48.730876318051997]
[44814,47.781923070320701]
[44815,47.828999519348102]
[44816,0]
[44817,47.718716474789197]
[44818,48.157360934227903]
[44820,48.186316695124397]
[44822,48.757314542705998]
[44824,47.764971444266102]
[44825,0]
[44826,48.131039926528899]
[44827,48.456227058204398]
[44828,48.180000686645499]
[44830,47.706576948899503]
[44833,48.431514790373001]
[44836,47.966553217299399]
[44837,48.579453961699599]
[44838,48.899999999999899]
[44839,47.639366272133799]
[44840,48.704983428828598]
[44841,47.780351311451597]
[44842,48.807937419414401]
[44843,48.885763685053]
[44844,47.698029882516401]
[44846,47.7040000915527]
[44847,48.125115822239799]
[44849,47.867284942784998]
[44850,48.477000617980899]
[44851,48.396293059855402]
[44853,47.750716911171899]
[44854,48.334799766540499]
[44855,48.465176632824999]
[44856,0]
[44857,48.204194110982598]
[44859,48.641384652944701]
[44861,0]
[44864,48.905601688242498]
[44865,48.501845132800902]
[44866,48.653510237713199]
[44867,48.054073776964202]
[44870,47.668754314972098]
[44874,48.558000755309997]
[44875,48.5810467657641]
[44878,48.633442339954101]
[44880,48.562991672804401]
[44881,0]
[44882,47.894150185178098]
[44883,47.828494024841]
[44887,48.410946362359098]
[44889,47.993531241416797]
[44890,48.4022209345787]
[44901,48.809999656677199]
[44902,48.797142955235003]
[44903,48.793351866349603]
[44904,48.730297972605797]
[44905,48.799714302530099]
[44906,48.794666438632497]
[44907,48.756000026579798]
[45001,43.230000114440898]
[45002,43.3582284818376]
[45003,46.131789493560703]
[45005,44.829124963283498]
[45011,44.0832438608495]
[45013,44.189024153489299]
[45014,43.181023200722599]
[45015,43.370999908447203]
[45030,43.513885688781698]
[45032,45.425999450683499]
[45033,0]
[45034,44.219999885558998]
[45036,44.842269229888899]
[45039,44.160441171421702]
[45040,43.950333277384402]
[45041,0]
[45042,45.006700521556198]
[45044,44.306423859248802]
[45050,44.349000263214101]
[45051,0]
[45052,43.269396292488501]
[45053,44.495666694641102]
[45054,45.278429754903399]
[45056,45.560999977266398]
[45062,44.021999931335401]
[45064,45.851480339831198]
[45065,44.269500160217198]
[45066,45.221249978542303]
[45067,44.456879928588798]
[45068,45.311826725212597]
[45069,43.778091729890299]
[45070,46.380000686645502]
[45101,44.272249960899302]
[45102,43.3245000210675]
[45103,43.554209912136002]
[45106,43.760198671523703]
[45107,45.356387761174403]
[45111,43.164000320434504]
[45112,43.535999965667699]
[45113,45.368229725554102]
[45115,44.865000057220399]
[45118,45.055934192004898]
[45120,43.567556954637297]
[45121,44.694193051120997]
[45122,44.109413791524901]
[45123,45.6830961108517]
[45130,44.524211932807503]
[45131,44.021999931335401]
[45132,45.912000274658098]
[45133,45.509952227932601]
[45135,45.823108714559702]
[45140,43.189325988095099]
[45142,45.496236812046497]
[45144,44.337229102394701]
[45145,0]
[45146,45.738833332061702]
[45147,43.235999679565403]
[45148,45.560599975585902]
[45150,42.944735911560002]
[45152,44.743790996608404]
[45153,43.275166670481298]
[45154,44.998046466916001]
[45155,45.299999999999898]
[45156,43.469999885558998]
[45157,43.309243943051598]
[45158,44.237999725341702]
[45159,45.957692316495397]
[45160,0]
[45162,44.918812555074702]
[45164,0]
[45166,46.100999879836998]
[45167,44.491933803715902]
[45168,44.843531222641403]
[45169,46.040652562191603]
[45171,45.248918898041097]
[45172,44.867999553680399]
[45174,43.233599739074698]
[45176,44.2765339545833]
[45177,45.890921000430403]
[45202,42.798000162298003]
[45203,42.813428306579503]
[45204,42.958875060081397]
[45205,43.213799972534098]
[45206,43.0079999923706]
[45207,42.851999759674001]
[45208,42.897999858856203]
[45209,42.890250205993603]
[45211,43.325500011443999]
[45212,42.823199844360303]
[45213,42.814714295523501]
[45214,42.767143004281102]
[45215,42.841116248729598]
[45216,42.953076817439097]
[45217,42.877714511326303]
[45218,42.828857231140098]
[45219,43.0988570349556]
[45220,42.758727316422799]
[45223,42.819600219726503]
[45224,42.934173948868398]
[45225,42.824399986266997]
[45226,43.1272500514984]
[45227,43.038545348427498]
[45229,42.877999687194801]
[45230,43.010264148352199]
[45231,42.8578910064697]
[45232,42.802909209511398]
[45233,43.330500054359398]
[45236,42.817928593499303]
[45237,42.892846254201999]
[45238,43.4605944813908]
[45239,43.136249828338599]
[45240,42.997058722552097]
[45241,42.903507587726203]
[45242,42.767236414822598]
[45243,42.8200799789428]
[45244,43.160426986351403]
[45245,43.278393407727798]
[45246,42.972800025939897]
[45247,43.3838779449462]
[45248,43.459499853307499]
[45249,42.737172534548002]
[45251,43.272612190246498]
[45252,43.310571343558102]
[45255,43.1960000991821]
[45301,0]
[45302,47.291842132367499]
[45303,47.260465196121501]
[45304,46.856587149243801]
[45305,45.3732413686554]
[45306,47.259187656640897]
[45307,46.236000823974599]
[45308,46.761165794295799]
[45309,46.295795475352797]
[45310,0]
[45311,46.260934848082996]
[45312,46.565046757849501]
[45314,46.263909036462898]
[45315,45.9421395013498]
[45316,0]
[45317,47.310489814135501]
[45318,46.429290735998798]
[45319,45.930000686645499]
[45320,46.969396158731897]
[45321,47.319375050067798]
[45322,45.945525054931601]
[45323,45.696782808718403]
[45324,45.435857078007203]
[45325,45.381352901458698]
[45326,46.998580686507701]
[45327,45.220203208923301]
[45328,46.910999965667699]
[45330,45.610499811172403]
[45331,47.376079827814799]
[45332,47.601923043911199]
[45333,46.896070585811799]
[45334,47.261625051498399]
[45335,46.153361223135398]
[45336,47.148000526428198]
[45337,46.505324842929802]
[45338,46.475565197156797]
[45339,46.033799972534098]
[45340,47.311312526464398]
[45341,45.215538443051798]
[45342,45.142183052653898]
[45344,46.100030805147597]
[45345,45.668258931776997]
[45346,47.433272718949702]
[45347,47.432833353678298]
[45348,47.1705483959567]
[45349,0]
[45350,47.0819995880126]
[45351,47.028000068664497]
[45352,47.576999759674003]
[45353,47.407285513196598]
[45354,46.379999828338597]
[45356,46.4870033400843]
[45358,0]
[45359,46.236290433329899]
[45360,47.280000686645501]
[45361,46.496999931335402]
[45362,47.255552289023299]
[45363,46.894102092665101]
[45365,47.274405018912802]
[45368,46.488288397055399]
[45369,46.936078680231297]
[45370,45.162857069287902]
[45371,45.704081658927699]
[45372,46.506000137329004]
[45373,45.879994071870101]
[45377,45.721534870946101]
[45378,46.415999794006296]
[45380,47.100404522928002]
[45381,45.947388334181703]
[45382,46.9221600036621]
[45383,46.096098994264501]
[45384,45.7289998054504]
[45385,45.587330884118003]
[45387,45.9858164778543]
[45388,47.054584368192202]
[45389,46.9919992446899]
[45390,47.391798936661701]
[45402,44.562000184310101]
[45403,44.7588749527931]
[45404,44.663999962806599]
[45405,44.982353042153697]
[45406,45.159789426703199]
[45409,44.821500205993601]
[45410,44.840000152587798]
[45414,45.249521703305398]
[45415,45.295999972025498]
[45416,45.4770000457763]
[45417,45.1597384599538]
[45418,44.877818038246801]
[45419,45.358235516267598]
[45420,45.292080093383703]
[45424,45.3728571210588]
[45426,45.414239936828601]
[45428,45.570000171661299]
[45429,45.5319999217987]
[45430,45.255900020599299]
[45431,45.3257727709683]
[45432,45.340500122308697]
[45433,45.017400097846902]
[45434,45.076636440103698]
[45439,44.5771201400756]
[45440,45.576157755600697]
[45449,44.893333435058601]
[45458,45.5860539668315]
[45459,45.41561525785]
[45502,46.4210540165911]
[45503,46.318384640033401]
[45504,46.113956130729903]
[45505,46.348075589593797]
[45506,46.026260885984897]
[45601,45.366719312944703]
[45612,45.475328862746998]
[45613,45.147807241674201]
[45614,44.635195821481901]
[45616,44.761009367826901]
[45617,0]
[45618,0]
[45619,43.207298482353998]
[45620,44.620451730297397]
[45621,45.263999176025301]
[45622,46.161749982833797]
[45623,43.748438842005001]
[45624,45.515999794006298]
[45628,45.6096114662801]
[45629,43.820249891281101]
[45630,43.752000617980897]
[45631,44.1909820513875]
[45634,45.437866732279403]
[45636,43.221000480651803]
[45638,43.700355693637903]
[45640,45.112065638761202]
[45642,44.687999725341697]
[45644,45.942803350153298]
[45645,43.486747260670001]
[45646,44.921999848273401]
[45647,45.666723719645098]
[45648,44.838410103063701]
[45650,44.377655223320197]
[45651,45.730044160917302]
[45652,44.705312993872198]
[45653,44.706593425457299]
[45654,46.085859831694101]
[45656,44.789496988307903]
[45657,45.046051520907902]
[45658,44.387156459697003]
[45659,44.316347355591603]
[45660,44.804539972707701]
[45661,44.971419813432703]
[45662,44.560301895861301]
[45663,44.845717754671597]
[45669,43.231623983741699]
[45671,45.114375016093199]
[45672,45.448281514065897]
[45673,44.732999897003097]
[45674,44.181428963797401]
[45678,43.705902410135003]
[45679,44.789120033264098]
[45680,43.366827117231502]
[45681,45.667540532189399]
[45682,44.565580078251401]
[45684,44.300882311428197]
[45685,44.920779651706397]
[45686,44.93854185456]
[45688,44.451084503657299]
[45690,45.094673682764999]
[45692,45.318056446781]
[45693,44.547024578344598]
[45694,44.1849608255026]
[45695,45.394096562615701]
[45696,43.712528531210701]
[45697,45.099299959659497]
[45698,45.519857025146401]
[45701,45.805197973544203]
[45710,45.4737273129549]
[45711,45.975999962199801]
[45714,44.555828631264703]
[45715,45.527494022645101]
[45716,46.452000045776302]
[45719,45.390000343322697]
[45721,44.669999313354403]
[45723,44.8625307655334]
[45724,45.49439995433]
[45727,46.022508200661001]
[45729,45.205859939575198]
[45732,46.758491449063101]
[45734,45.8702239164665]
[45735,45.426985068819398]
[45740,46.254000377654997]
[45741,45.037353634252703]
[45742,44.743557665898201]
[45743,44.733818211588797]
[45744,45.2154746974118]
[45745,45.705000031316601]
[45746,45.716000066484703]
[45750,44.827346980815001]
[45760,44.638101283206197]
[45761,46.240707712907003]
[45764,46.310895919198103]
[45766,45.994588222022799]
[45767,45.358337870159602]
[45768,44.728235305657897]
[45769,45.131809745881597]
[45770,44.484888818528901]
[45771,44.611371523020203]
[45772,44.683952640781698]
[45773,44.848285593305299]
[45775,45.053837755564103]
[45776,45.529384627709]
[45778,45.366800022125197]
[45779,44.507999897003103]
[45780,45.5182500600814]
[45782,46.332000160217198]
[45784,45.189144800120303]
[45786,45.324602322964999]
[45787,0]
[45788,45.165067678465803]
[45789,45.421285751887702]
[45801,47.184885350211701]
[45804,47.151069918344099]
[45805,47.093999919891303]
[45806,47.157614542490002]
[45807,47.302294097227097]
[45808,47.280000686645501]
[45809,47.406000137329102]
[45810,47.3316186815847]
[45812,47.331896261735501]
[45813,48.184141607200097]
[45814,47.444749903678797]
[45816,0]
[45817,47.371300349942601]
[45819,47.046000480651799]
[45820,47.321999931335398]
[45821,48.190868060993601]
[45822,46.980571407466599]
[45826,47.046000480651799]
[45827,47.944615319286697]
[45828,47.069062650203598]
[45830,47.583372989860699]
[45831,47.990383541420599]
[45832,47.677335698023199]
[45833,47.484942802701603]
[45835,47.335402790911701]
[45836,47.383319978713999]
[45838,0]
[45840,47.533108090065497]
[45841,47.362260097503601]
[45843,47.545803119481398]
[45844,47.7181402170769]
[45845,47.050636248155001]
[45846,47.096496708121002]
[45849,48.025967282154397]
[45850,47.307265887682902]
[45851,48.123681931062102]
[45853,47.824500274658099]
[45854,47.243999862670798]
[45855,0]
[45856,47.730127671424299]
[45858,47.702258807911498]
[45859,47.3400003433227]
[45860,47.080457063402399]
[45861,48.141428375244097]
[45862,47.196951800379203]
[45863,47.696285792759397]
[45864,47.828999519348102]
[45865,47.0947384731586]
[45866,46.830000686645498]
[45867,47.566379980087298]
[45868,47.513128963593502]
[45869,46.995575268627803]
[45870,47.225999450683503]
[45871,47.025065106930903]
[45872,47.848486892036703]
[45873,48.151714403775202]
[45874,47.357727155685303]
[45875,47.753273642496097]
[45876,47.7840002059936]
[45877,47.569862153612299]
[45879,48.236303433874703]
[45880,48.111150026321297]
[45881,47.455823904418899]
[45882,47.289894806711303]
[45883,47.103103460114497]
[45884,0]
[45885,46.974258041381802]
[45886,48.001139331769302]
[45887,47.213003692902497]
[45888,47.153999519348098]
[45889,47.644137954711901]
[45890,47.657129324636102]
[45891,47.602018941195197]
[45894,47.330641766448501]
[45895,47.141669328193899]
[45896,47.290528473764098]
[45897,47.3087996292114]
[45898,47.363792996899797]
[45899,47.424000549316403]
[46001,46.917616647461102]
[46011,46.649751771729498]
[46012,46.823664047241202]
[46013,46.730100116729702]
[46016,46.725600082397399]
[46017,46.908749914169299]
[46030,46.696774606301702]
[46031,46.872468781471198]
[46032,45.974294034172502]
[46033,45.7497631072997]
[46034,46.489692335862301]
[46035,46.540312510728803]
[46036,46.9275388482328]
[46037,46.082879951476997]
[46038,45.923428535461397]
[46039,46.818962406662202]
[46040,46.249367641000099]
[46041,46.765254861860598]
[46044,46.737702180984101]
[46045,0]
[46047,0]
[46048,46.397999811172397]
[46049,46.9112522196546]
[46050,46.640021650687501]
[46051,46.392000034877199]
[46052,46.227230139483098]
[46055,46.100388302849296]
[46056,46.939799900054901]
[46057,46.827587658596997]
[46058,46.673837888563]
[46060,46.150258695439902]
[46062,46.119633776705001]
[46063,46.902000617980903]
[46064,46.525604658348499]
[46065,46.642268452228301]
[46068,46.803754170380401]
[46069,46.674615356249603]
[46070,47.013099794387799]
[46071,46.394464255060498]
[46072,46.969867379144198]
[46074,46.174195813799201]
[46075,46.098153803898697]
[46076,46.9922128564506]
[46077,45.936269702268397]
[46103,0]
[46104,46.279058849110299]
[46105,46.057285676683698]
[46106,45.434307729280903]
[46107,45.4176002883911]
[46110,45.333559391862202]
[46111,0]
[46112,45.911520000457699]
[46113,45.243468770384702]
[46115,46.486697334992201]
[46117,46.745744680850997]
[46118,45.618390703423103]
[46120,45.497344525120802]
[46121,45.852269135889998]
[46122,46.018823857199003]
[46123,45.547783717593497]
[46124,45.114489851971001]
[46125,0]
[46126,45.4757903037532]
[46127,47.095787265452898]
[46128,45.831066792805899]
[46130,45.7143185725254]
[46131,45.286153887158001]
[46133,46.715387797842197]
[46135,45.884009157408201]
[46140,46.180461782601199]
[46142,45.201402880540499]
[46143,45.4551340230961]
[46144,46.137000274658099]
[46146,46.289999771118097]
[46147,46.304850103855102]
[46148,46.9141224072903]
[46149,46.383960004806497]
[46150,46.031272732127697]
[46151,45.458395561859497]
[46155,0]
[46156,45.9490385055541]
[46157,45.417216073608301]
[46158,45.397559967040998]
[46160,45.087956062254001]
[46161,45.937714273102401]
[46162,45.224400138854897]
[46163,45.7905354146882]
[46164,45.2398064951742]
[46165,46.171896762232599]
[46166,45.433488998969899]
[46167,46.1955789666426]
[46168,45.235969467745399]
[46171,45.4675285066877]
[46172,46.086996077754698]
[46173,46.4336309893527]
[46175,46.272857216426303]
[46176,45.397569077082203]
[46180,45.667608272906399]
[46181,45.299063641763098]
[46182,45.522569337552397]
[46183,0]
[46184,45.449520149230899]
[46186,46.834833304087297]
[46201,45.263142830984897]
[46202,44.978842072737798]
[46203,45.3660000483194]
[46204,44.976000022888101]
[46205,45.122571454729297]
[46208,45.116666475931801]
[46214,45.281280120849601]
[46216,45.781090996482099]
[46217,44.889873395992197]
[46218,45.375681872801302]
[46219,45.705191522963403]
[46220,45.3785105725552]
[46221,44.948549959659502]
[46222,45.021627883023903]
[46224,45.151800098419102]
[46225,44.923000049591003]
[46226,45.7455848693847]
[46227,45.203531241416897]
[46228,45.280054061477202]
[46229,45.909136455709202]
[46231,45.165346075938203]
[46234,45.568779732009098]
[46235,45.965513389174902]
[46236,45.892641502956103]
[46237,45.572892788478299]
[46239,45.719097184712901]
[46240,45.453818113153602]
[46241,45.109199894175802]
[46250,45.653793032415898]
[46254,45.4986206482196]
[46256,45.831000062693697]
[46259,45.600292626822799]
[46260,45.616227254000499]
[46268,45.778038443051798]
[46278,45.773666636149102]
[46280,45.748363598910203]
[46290,45.8400003433227]
[46301,47.425200004577597]
[46303,48.1146724487173]
[46304,47.545945976875899]
[46307,48.0634068004155]
[46310,47.986666634877501]
[46311,47.751428522382398]
[46312,46.910526195325303]
[46319,47.350540429192598]
[46320,46.856000010172501]
[46321,47.2264865514394]
[46322,47.208600082397403]
[46323,46.939999961852998]
[46324,47.002420897232803]
[46327,46.794000224063197]
[46340,48.390656366944299]
[46341,48.115429384754599]
[46342,47.498042581436501]
[46345,48.287999725341699]
[46346,48.342000225611997]
[46347,48.241992957775402]
[46348,48.3549950073985]
[46349,47.8372241414827]
[46350,48.239271606760298]
[46356,48.085640943523302]
[46360,47.831186133303397]
[46365,48.2946316187005]
[46366,48.227257049489502]
[46368,47.275805882574197]
[46371,48.185376585923201]
[46373,47.907545367154199]
[46374,48.2246937771231]
[46375,47.577551090474003]
[46376,47.9537836538778]
[46377,47.969999885558998]
[46379,47.946000480651797]
[46381,47.918999862670802]
[46382,48.346842474380701]
[46383,48.313128089904701]
[46385,48.052023722368403]
[46390,48.383272491801897]
[46391,48.245464933601802]
[46392,48.154547526070402]
[46393,47.779500102996799]
[46394,46.832571438380597]
[46402,46.968374991416901]
[46403,47.023499858379303]
[46404,46.920666758219298]
[46405,47.105837878665398]
[46406,46.885124945640499]
[46407,46.991999735150998]
[46408,47.188200130462597]
[46409,47.160749888420099]
[46410,47.6855120728655]
[46501,48.083828638621704]
[46502,48.053999519348103]
[46504,48.083165510077102]
[46506,48.2375099601744]
[46507,48.636035971727097]
[46508,47.860499811172403]
[46510,47.918632015951502]
[46511,48.238932391672201]
[46514,48.585000121172698]
[46516,48.518500232696503]
[46517,48.329472986427497]
[46524,48.127813096355098]
[46526,48.306916378367902]
[46528,48.481836809430803]
[46530,48.399869182622297]
[46531,48.308152024642197]
[46532,48.395323812457796]
[46534,48.347599702315001]
[46536,48.396775724147901]
[46537,48.342000102996799]
[46538,48.134863771091801]
[46539,48.070292050995]
[46540,48.671880502434803]
[46542,48.198168227828504]
[46543,48.5224503135681]
[46544,48.299924912452603]
[46545,48.457890356403503]
[46550,48.206577133972303]
[46552,48.321299985738797]
[46553,48.259463296285404]
[46554,48.364746564054997]
[46555,48.135000085830598]
[46556,48.441999816894501]
[46561,48.488440684948898]
[46562,48.096000041031203]
[46563,48.026651569489601]
[46565,48.811133263905802]
[46567,48.328126440688997]
[46570,48.163905917896898]
[46571,48.600035486782303]
[46573,48.225000060444103]
[46574,48.306047405353603]
[46580,48.054782651180403]
[46582,48.093661080376499]
[46590,48.047999954223599]
[46595,48.384000205993601]
[46601,48.411428179059698]
[46613,48.384545516967698]
[46614,48.355271809661403]
[46615,48.4154997825622]
[46616,48.461999988555903]
[46617,48.394615437434197]
[46619,48.412645136925399]
[46628,48.295489910304902]
[46635,48.341999904925899]
[46637,48.442894574215501]
[46701,48.318719325746798]
[46702,47.383747248597203]
[46703,49.286224471877702]
[46704,0]
[46705,48.656999947303902]
[46706,48.0798974648499]
[46710,48.267923059568197]
[46711,47.171536556129404]
[46714,47.256069873100003]
[46721,48.356803706873301]
[46723,47.918381626187397]
[46725,47.855824630820898]
[46730,48.320369680388602]
[46731,47.3037272019819]
[46732,48.308652630856102]
[46733,47.4157987566389]
[46737,49.467181234551802]
[46738,47.989058825548902]
[46740,47.167800035476603]
[46741,48.001747662812697]
[46742,48.830942303400803]
[46743,48.105517387390101]
[46745,47.489307535611601]
[46746,48.9713715580531]
[46747,48.727973226252701]
[46748,47.851690131174003]
[46750,47.345985201166499]
[46755,48.419151054087898]
[46759,47.189274423353098]
[46760,48.263584123743598]
[46761,48.853983755649999]
[46763,48.016048105079001]
[46764,48.052250099182103]
[46765,47.936666361490801]
[46766,47.3029285158429]
[46767,48.384814252853303]
[46770,47.403230768900599]
[46771,48.946800041198699]
[46772,47.251397339285198]
[46773,47.708912580916]
[46774,47.900826790699497]
[46776,49.132752465729602]
[46777,47.462660773733298]
[46779,48.9832029009198]
[46781,47.236158353975398]
[46783,47.576560955512797]
[46784,48.366386955015102]
[46785,48.202545460787597]
[46786,0]
[46787,47.894845831347098]
[46788,48.100321741704299]
[46791,47.4036000251769]
[46792,47.248557028951502]
[46793,48.406145441748798]
[46794,48.338803679920701]
[46795,48.568570231173801]
[46797,48.034000081601299]
[46798,47.561922172447197]
[46799,47.531999588012603]
[46802,47.524124944210001]
[46803,47.680500125884997]
[46804,47.617384617145198]
[46805,47.611615342360203]
[46806,47.752829305136999]
[46807,47.5409999370574]
[46808,47.601375067234002]
[46809,47.524718985396802]
[46814,47.669999960194403]
[46815,47.8801463615603]
[46816,47.676979578757702]
[46818,47.743274187213103]
[46819,47.565378592778202]
[46825,47.765409757270099]
[46835,47.929448476330897]
[46845,47.8974780227827]
[46901,46.984018268724398]
[46902,46.823400143214599]
[46910,48.074385534998797]
[46911,47.202774175828502]
[46913,46.789304364245801]
[46914,47.2137913413669]
[46915,46.907142857142802]
[46917,46.952065131608798]
[46919,47.1395569692828]
[46920,46.779571505955197]
[46922,0]
[46923,46.579670428145903]
[46926,47.745338110856501]
[46928,47.037031299311998]
[46929,46.851311312981302]
[46930,47.118000411987303]
[46931,0]
[46932,47.229981622827701]
[46933,47.0999997808578]
[46936,46.926624421470599]
[46938,47.065361330689399]
[46939,48.099766040355597]
[46940,47.201732133967496]
[46941,47.607631587982098]
[46943,47.856000137328998]
[46946,48]
[46947,47.489454524585]
[46950,47.850403240748697]
[46951,47.955562549084398]
[46952,47.1654623130582]
[46953,47.090709575529999]
[46957,47.171999931335399]
[46958,47.712000274658202]
[46959,47.190000343322701]
[46960,48.258000045352503]
[46961,47.468999862670799]
[46962,47.815795875082202]
[46967,0]
[46968,48.2609999656677]
[46970,47.4962412299802]
[46974,47.859070593890003]
[46975,48.168305303761002]
[46978,47.767936264281197]
[46979,46.8186978229255]
[46982,47.763089804735003]
[46984,47.334000205993597]
[46985,47.957086882383898]
[46986,47.010811756965801]
[46987,47.127000617980897]
[46988,47.821963525251903]
[46989,47.181926490278698]
[46990,47.530553402219503]
[46991,47.187069897318899]
[46992,47.554122774329798]
[46994,47.347275023460298]
[46996,48.053688052368102]
[46998,47.118000411987303]
[47001,43.981594390468999]
[47003,46.2380000432332]
[47006,45.032409091429201]
[47010,46.074000081149002]
[47011,44.336999917030298]
[47012,45.250928928127003]
[47016,44.8013766474538]
[47017,44.629418189308801]
[47018,44.1806618104414]
[47020,43.344939850037299]
[47022,44.517818147485897]
[47023,44.902100086212101]
[47024,45.601379295875198]
[47025,43.734082164503]
[47030,45.161426492298297]
[47031,44.715634799498197]
[47032,44.315956849846003]
[47034,0]
[47035,44.201999759674003]
[47036,45.198000006242196]
[47037,44.905038505334097]
[47038,43.273571450369701]
[47040,43.823723104917001]
[47041,44.915158824385898]
[47042,44.800117717069703]
[47043,43.711477844351002]
[47060,44.489755652069398]
[47102,43.684263196744404]
[47104,42.221999931335397]
[47106,43.0714126317474]
[47108,43.5745637729542]
[47110,42.202999877929599]
[47111,42.228461540662302]
[47112,42.364628571101498]
[47114,42.7710004806518]
[47115,43.388764978224202]
[47116,43.344107115268699]
[47117,42.067698484567401]
[47118,43.257909715562903]
[47119,43.169785697119501]
[47120,43.415400000980902]
[47122,42.821199963887501]
[47123,43.005692217900197]
[47124,43.170000010728799]
[47125,43.805779178595898]
[47126,42.7622608640919]
[47129,40.831235352684402]
[47130,41.252076957409102]
[47135,42.020718732476197]
[47136,42.6935660092335]
[47137,42.684705895335703]
[47138,44.350187468528702]
[47140,43.621132192071798]
[47141,43.211857155391101]
[47142,41.966594595522402]
[47143,41.829103463271501]
[47145,43.477472403590603]
[47147,43.820072671716801]
[47150,41.147684137444699]
[47160,0]
[47161,43.061785657065201]
[47162,43.365799961089998]
[47163,42.787463476599697]
[47164,43.474085085442702]
[47165,43.650359580945398]
[47166,43.062521876459499]
[47167,43.601236503665099]
[47170,43.616249978542299]
[47172,41.391795888239002]
[47175,43.340412381752202]
[47177,43.357636434381597]
[47201,44.7652415740002]
[47203,44.830006680072501]
[47220,44.305280528417399]
[47223,44.763148034099999]
[47224,44.651372057892502]
[47226,44.886000823974598]
[47227,44.218941135712399]
[47229,43.879569238515899]
[47230,44.297183238523701]
[47231,44.609333340326899]
[47232,44.677593693137098]
[47234,45.142714200701]
[47235,44.361176479563902]
[47240,45.1253084826064]
[47243,44.262127669314097]
[47244,44.9134030783353]
[47246,44.999186480247303]
[47247,44.7419992446899]
[47250,44.415060316258298]
[47260,44.188561093429598]
[47263,0]
[47264,43.934921444398498]
[47265,44.417253011680401]
[47270,44.0651053679616]
[47272,45.365267280403799]
[47273,44.488137980165099]
[47274,44.456271824327402]
[47280,44.907599945068299]
[47281,44.230651460875002]
[47282,44.346000480651803]
[47283,44.802277235624103]
[47302,47.083842413444202]
[47303,47.087338860560202]
[47304,47.066589842597303]
[47305,47.009999656677202]
[47306,47.028000068664497]
[47320,47.124458155741102]
[47324,47.334000205993597]
[47325,46.367294230741599]
[47326,47.192656958323099]
[47327,47.273799045690502]
[47330,46.9700250005721]
[47331,46.3402969981409]
[47334,46.991675469682001]
[47335,47.3879997253417]
[47336,47.211925655730198]
[47337,0]
[47338,47.107363773692697]
[47339,47.633387841983698]
[47340,47.375770379937897]
[47341,47.416468060270198]
[47342,47.085030602435602]
[47344,47.009999656677202]
[47345,47.326643545731201]
[47346,47.742952410379999]
[47348,47.197570956316099]
[47351,47.297999382019]
[47352,47.374153856130697]
[47353,46.399311033759503]
[47354,47.7258346352695]
[47355,47.635571513857101]
[47356,47.217953879712297]
[47357,46.865496514060197]
[47358,47.701419009388999]
[47359,47.224184199383402]
[47360,47.683578945819498]
[47361,0]
[47362,47.549448964060602]
[47367,47.1810001373291]
[47368,47.322766930716298]
[47369,47.249691333490198]
[47371,47.139184946556398]
[47373,47.260967407851901]
[47374,47.006017328704999]
[47380,47.206870037985503]
[47381,47.009999656677202]
[47382,0]
[47383,47.196718408020402]
[47384,47.2352062006943]
[47385,47.2865173076761]
[47386,47.2663784748799]
[47387,47.7171045872702]
[47388,0]
[47390,47.3634493453593]
[47393,47.473378445651001]
[47394,47.475609929729799]
[47396,46.996960555850002]
[47401,44.553733706474297]
[47403,44.3606459736083]
[47404,44.713752475587398]
[47405,44.445000171661299]
[47406,44.2199993133544]
[47408,44.790738445428602]
[47420,44.256000137329004]
[47421,44.149693797947201]
[47424,44.3864258365317]
[47427,44.813912653691503]
[47429,45.156556674131402]
[47431,45.167408522753597]
[47432,43.517295106060502]
[47433,45.342093214188999]
[47434,0]
[47436,44.023423721830703]
[47437,43.887000274658199]
[47438,44.425725728431601]
[47441,44.080915343944802]
[47443,43.966988718911502]
[47446,43.870180616071103]
[47448,44.7207022572291]
[47449,44.136779304603401]
[47451,44.585999679565397]
[47452,43.665751833951198]
[47453,43.649999999999899]
[47454,43.508962973841903]
[47455,44.867999553680399]
[47456,45.213454558632598]
[47457,43.968000411987298]
[47458,0]
[47459,44.500466938270797]
[47460,45.023265103205702]
[47462,44.076484870910598]
[47464,45.425999450683499]
[47465,44.546329489315198]
[47467,0]
[47468,44.861172432735003]
[47469,43.803125984929203]
[47470,44.014357586013503]
[47471,44.787836405956199]
[47501,43.121337979812701]
[47512,43.434304615930799]
[47513,43.316896548764397]
[47514,42.7752001190185]
[47515,42.641999996730199]
[47516,43.2998276809166]
[47519,43.2927353213815]
[47520,42.033503110068096]
[47521,43.428606785549199]
[47522,43.683483806733101]
[47523,42.135657356839701]
[47524,42.775609772844902]
[47525,42.334581891840102]
[47527,43.388481770428697]
[47528,43.530575430883097]
[47529,43.670168182629403]
[47531,41.842741320683402]
[47532,42.719107820730599]
[47535,43.609636532176602]
[47536,0]
[47537,41.804949110645303]
[47541,42.390000045776297]
[47542,42.760961558268598]
[47546,43.129912483692102]
[47550,41.915112703618803]
[47551,42.722815422644899]
[47552,41.9350001335144]
[47553,43.5794674189194]
[47557,42.960502273204597]
[47558,43.2350689789344]
[47561,43.269125014543498]
[47562,43.736682384715301]
[47564,43.025432380470001]
[47567,42.866408091917101]
[47568,43.525486716548897]
[47574,41.960999995264501]
[47575,43.197686797452199]
[47576,42.823199918410303]
[47577,42.283454496210197]
[47578,43.621929764867403]
[47579,42.018374991416898]
[47580,43.333263045862999]
[47581,43.812053108890403]
[47584,42.078000068664501]
[47585,42.313668925556897]
[47586,42.125700039863602]
[47588,41.8490293895496]
[47590,42.651677450364602]
[47591,42.969315230314898]
[47596,43.599000120162898]
[47597,43.052172325397301]
[47598,42.571276607919103]
[47601,41.533224533236698]
[47610,41.474462763942903]
[47611,41.756465775999303]
[47612,41.8793899503804]
[47613,41.863990358205903]
[47615,41.746749973297099]
[47616,41.911782819475398]
[47619,42.068042594828498]
[47620,41.319567563434099]
[47630,41.317304358275003]
[47631,41.833692330580398]
[47633,41.8154935754931]
[47634,41.253656235337203]
[47635,41.3739508015559]
[47637,41.7251528369287]
[47638,41.689422650681301]
[47639,41.929132116065801]
[47640,42.727065772759197]
[47648,41.948773594622303]
[47649,42.359085347012702]
[47654,41.915999794006296]
[47660,42.189220008402501]
[47665,42.090923064095598]
[47666,42.521937735957799]
[47670,42.292437247371303]
[47683,42.113999176025303]
[47708,41.130000114440897]
[47710,41.408181797374297]
[47711,41.2363447518184]
[47712,41.213349392902401]
[47713,41.042470584196202]
[47714,41.120516155612002]
[47715,41.105021742115802]
[47720,41.768719658896202]
[47725,41.717270271198103]
[47802,44.241605635092199]
[47803,44.639869544817003]
[47804,44.255999931335403]
[47805,44.519502469504701]
[47807,44.193529431960101]
[47809,44.165999794006296]
[47832,45.378035956513997]
[47833,44.941774729607701]
[47834,45.260363972684502]
[47836,0]
[47837,45.324053116182199]
[47838,43.516717489931402]
[47840,44.942366312591098]
[47841,44.594385883000797]
[47842,44.936744681824997]
[47846,44.743741939913797]
[47847,45.4608939218787]
[47848,43.915611947472399]
[47849,43.651333332061697]
[47850,44.140350048065102]
[47853,0]
[47854,45.041193253653297]
[47855,44.201999759674003]
[47857,45.3989996910095]
[47858,44.520240019226001]
[47859,45.739418168501402]
[47860,44.615999794006299]
[47861,43.314305121211703]
[47862,44.769555568694997]
[47863,44.863499879837001]
[47865,0]
[47866,44.627750015258698]
[47868,45.102313116322399]
[47869,0]
[47871,0]
[47872,45.341116588247701]
[47874,44.842090923135899]
[47876,44.543999862670901]
[47879,44.059931334303101]
[47880,0]
[47881,45.1379997253418]
[47882,43.760732948343097]
[47884,44.561999784197099]
[47885,44.3868264405885]
[47901,46.065000343322701]
[47904,46.046999859809802]
[47905,46.285519141339201]
[47906,46.708549435584104]
[47907,46.271999931335401]
[47909,46.380668100831699]
[47916,0]
[47917,47.1885089005238]
[47918,46.540425404308102]
[47920,46.545449938774098]
[47921,47.0821200027465]
[47922,47.488465105101]
[47923,47.113095653367999]
[47924,0]
[47925,47.712000274658202]
[47926,47.399176530277003]
[47928,45.3800121633017]
[47929,47.265394363403203]
[47930,46.582040662181598]
[47932,45.898267614337698]
[47933,46.497768042750103]
[47940,46.406666649712399]
[47941,46.235999679565403]
[47942,47.083076909872098]
[47943,47.833338551312401]
[47944,47.213596283154097]
[47946,47.912699928283701]
[47948,47.226663637820401]
[47949,46.5306950813386]
[47950,47.494540570233198]
[47951,47.257619802670803]
[47952,45.738807689226498]
[47954,46.345754588984398]
[47955,46.599789426703097]
[47957,48.1187088688717]
[47958,46.6140000343322]
[47959,47.546685912893103]
[47960,47.354427375635098]
[47963,47.616014475535003]
[47964,47.621999931335402]
[47965,46.4699993133544]
[47966,44.9760003089904]
[47967,46.807534909802797]
[47968,46.306382027100902]
[47969,0]
[47970,46.7858961080575]
[47971,47.021753389541402]
[47974,45.702637606859099]
[47975,46.870823579675999]
[47977,47.334159283933403]
[47978,47.7831121173542]
[47980,47.323794622932098]
[47981,46.732302651907197]
[47982,0]
[47983,46.559999656677199]
[47987,46.306370536000998]
[47989,46.399963697953602]
[47990,46.726726238954001]
[47991,46.582499914169297]
[47992,46.503428533125799]
[47993,46.5569416201431]
[47994,46.798421076724402]
[47995,47.406603537536199]
[47997,46.847999382018997]
[48001,48.817615369649999]
[48002,50.598191125225803]
[48003,50.484913071342099]
[48005,50.172077374612101]
[48006,51.0669369320537]
[48009,48.773999952233297]
[48014,50.920897958716502]
[48015,47.871999931335402]
[48017,48.323999862670803]
[48021,47.8159998893737]
[48022,51.003942787987803]
[48023,49.102235303205603]
[48025,48.813000011443997]
[48026,47.82]
[48027,50.658705666486]
[48028,48.487323651594203]
[48030,48.103500080108603]
[48032,50.903109707986097]
[48033,48.408857034955702]
[48034,48.589199981689397]
[48035,48.148829283365302]
[48036,48.1854544726285]
[48038,48.227454484592698]
[48039,49.4299411212696]
[48040,50.438069008136601]
[48041,50.741712501662903]
[48042,48.785699941635102]
[48043,48.279999923706001]
[48044,48.512470537073398]
[48045,48.452210546794603]
[48047,48.7684799880981]
[48048,49.462799995422301]
[48049,50.691795999176598]
[48050,49.905493716952101]
[48051,48.906285749162898]
[48054,49.870099458635202]
[48059,50.635814001393797]
[48060,50.500988703095501]
[48062,50.439900012016203]
[48063,50.4223708841185]
[48064,49.874653827227]
[48065,50.203129867454599]
[48066,47.862157676094398]
[48067,48.213157985084898]
[48069,0]
[48070,48.209999656677198]
[48071,48.148200016021697]
[48072,48.3927270542491]
[48073,48.375517312411603]
[48074,50.578263082002202]
[48075,48.304714209692797]
[48076,48.519187688827401]
[48079,50.3178232393212]
[48080,48.173000049591003]
[48081,48.177999973297098]
[48082,48.3125455856323]
[48083,48.301371312822603]
[48084,48.650482789401302]
[48085,48.529000043868997]
[48088,47.801999931335402]
[48089,47.740999937057403]
[48091,48.054000143571301]
[48092,48.074432605021698]
[48093,47.8755650561788]
[48094,49.529270267486503]
[48095,49.889280029296799]
[48096,49.466383627016199]
[48097,51.191060781631101]
[48098,49.0349999427795]
[48101,47.944559967041002]
[48103,49.706030388748601]
[48104,49.320000057220398]
[48105,49.544117613399699]
[48108,49.332260861604098]
[48109,49.367999839782698]
[48111,48.835812479257498]
[48114,50.298802906358702]
[48116,50.026956481222697]
[48117,48.6743571587971]
[48118,49.925124376657799]
[48120,47.912571266719198]
[48122,47.938500308990399]
[48124,48.064536680826301]
[48125,48.117818225513801]
[48126,47.9271427018301]
[48127,48.073800144195502]
[48128,48.061200027465802]
[48130,49.9014981309723]
[48131,49.162835730367597]
[48133,47.985375002452301]
[48134,48.359999922631403]
[48135,48.158999824523903]
[48137,50.084360663617197]
[48138,48.0355384386502]
[48139,49.826999759674003]
[48140,48.776355085640297]
[48141,48.152250123023897]
[48143,0]
[48144,48.3912000274658]
[48145,48.041727161407401]
[48146,47.9157597885131]
[48150,48.332250022888097]
[48152,48.596454659375198]
[48154,48.441000034332198]
[48157,47.816999816894501]
[48158,49.838842158568497]
[48159,49.069714323918603]
[48160,49.232888815137997]
[48161,48.365316071781997]
[48162,48.464415235034501]
[48164,48.611542360661304]
[48165,50.150549998283303]
[48166,47.994599907614898]
[48167,49.722692210857602]
[48168,49.529333326551601]
[48169,50.002500013204703]
[48170,49.160417274090896]
[48173,48.111750233173296]
[48174,48.451499973024603]
[48176,49.460662373239202]
[48177,48.4320001602172]
[48178,49.930336373936001]
[48179,48.151534938812198]
[48180,48.1458558053085]
[48182,48.371111181047198]
[48183,48.150545511617203]
[48184,48.544666608174602]
[48185,48.342000036973197]
[48186,48.435789509823401]
[48187,48.764202509047102]
[48188,48.741452023754299]
[48189,49.802040000915497]
[48190,49.043999862670901]
[48191,49.035138675983099]
[48192,47.890285491943303]
[48193,48.032294200448398]
[48195,47.939333025614403]
[48197,49.078584335627099]
[48198,48.998869663736102]
[48201,47.835999870300199]
[48202,47.958461644099302]
[48203,48.061799983978197]
[48204,48.012315800315399]
[48205,47.722384665562501]
[48206,48.036000088282897]
[48207,47.861333465576102]
[48208,47.937818007035602]
[48209,47.9042140551975]
[48210,47.921999686104797]
[48211,47.925882272159299]
[48212,47.994272830269502]
[48213,47.811333274841303]
[48214,47.861727151003699]
[48215,47.870823198206203]
[48216,47.877599945068297]
[48217,47.928000068664502]
[48218,47.885454264554099]
[48219,48.201230929448002]
[48220,48.136800041198697]
[48221,48.146571513584597]
[48223,48.097043609619099]
[48224,47.892782543016502]
[48225,47.988923351581199]
[48226,47.830799903869597]
[48227,48.070971581595202]
[48228,48.023999919891303]
[48229,47.888399848937901]
[48230,47.993076764620199]
[48233,0]
[48234,47.956551676783]
[48235,48.1732502460479]
[48236,48.062400112152098]
[48237,48.212727381966303]
[48238,48.078230843177202]
[48239,48.137368402983]
[48240,48.305999922752299]
[48242,48.461571448189801]
[48243,0]
[48301,49.191176420099602]
[48302,49.718470640743398]
[48304,49.281681776046703]
[48306,49.842923059568299]
[48307,49.157625022530503]
[48309,49.440818205746702]
[48310,48.2634998321533]
[48312,48.066558225764702]
[48313,48.367902444048603]
[48314,48.558643075398003]
[48315,48.902938842773402]
[48316,49.237695656652001]
[48317,48.959464206014303]
[48320,49.861199684143003]
[48322,49.905069697180402]
[48323,49.931199989318799]
[48324,49.984212964646296]
[48326,49.895478306645899]
[48327,50.156400054931602]
[48328,50.017874908447197]
[48329,50.225769270383303]
[48331,49.699649977683997]
[48334,49.364400035313203]
[48335,49.203677448149598]
[48336,48.762146368259302]
[48340,49.998545369234897]
[48341,49.851517236643801]
[48342,49.8281740354455]
[48346,50.362684923981902]
[48348,50.4792827500968]
[48350,50.530628520420599]
[48353,50.5059659957885]
[48356,50.493442651092003]
[48357,50.548285569950004]
[48359,50.224883665040402]
[48360,50.197285549981203]
[48362,50.268391389432097]
[48363,50.120707204865198]
[48367,50.353175283215698]
[48370,50.448631547626697]
[48371,50.333138269877502]
[48374,49.988052599053603]
[48375,49.582909115878003]
[48377,49.875200080871501]
[48380,50.387269557455198]
[48381,50.222357164110399]
[48382,50.053216212504601]
[48383,50.4061934963349]
[48386,50.280375030040702]
[48390,49.909963749972199]
[48393,49.976603734718097]
[48397,47.981999588012599]
[48401,51.326452508633999]
[48411,50.393999862670803]
[48412,50.821285645621103]
[48413,52.165565774486701]
[48414,50.424422659000797]
[48415,50.589666620890299]
[48416,51.3162559947842]
[48417,50.4148515701294]
[48418,50.488898856730302]
[48419,51.418722150060802]
[48420,50.521222546415402]
[48421,50.733193597485901]
[48422,51.166100508723403]
[48423,50.504645132249401]
[48426,51.538778403847402]
[48427,51.702044158122099]
[48428,50.562455031296203]
[48429,50.441120010375897]
[48430,50.525093383579403]
[48432,52.148808623374698]
[48433,50.5418514693147]
[48434,51.9780000686645]
[48435,50.937807655334403]
[48436,50.534739104561098]
[48437,50.542499828338599]
[48438,50.382604572927299]
[48439,50.475366446551]
[48440,50.349000549316401]
[48441,52.071181648522298]
[48442,50.520049387543999]
[48444,50.8964023370009]
[48445,52.167378201604798]
[48446,50.588589821755903]
[48449,50.449833361307803]
[48450,51.205186906751599]
[48451,50.573125016689097]
[48453,51.509187179117603]
[48454,51.3406560791015]
[48455,50.375090339467803]
[48456,52.040853993183902]
[48457,50.489197763657202]
[48458,50.534979810010597]
[48460,50.4777551534224]
[48461,51.120763046066102]
[48462,50.342507530326202]
[48463,50.631549264343597]
[48464,50.813210632926499]
[48465,51.885443141243599]
[48466,51.327019125337003]
[48467,52.069759373198799]
[48468,52.108565348127598]
[48469,51.410400009155197]
[48470,52.092136474631097]
[48471,51.507416218661703]
[48472,51.603646275314802]
[48473,50.488814721283902]
[48475,52.113821786442998]
[48476,0]
[48502,50.537999725341699]
[48503,50.548799923487998]
[48504,50.546454438296202]
[48505,50.5345530570821]
[48506,50.568073270378903]
[48507,50.508776395461098]
[48509,50.531117467319199]
[48519,50.479499995708402]
[48529,50.484000110626198]
[48532,50.538285664149598]
[48551,50.5109999656677]
[48553,0]
[48554,50.519999313354397]
[48601,50.272685430779099]
[48602,50.2785880818086]
[48603,50.370892014374498]
[48604,50.316499900817803]
[48607,50.219999885558998]
[48609,50.267543235043]
[48610,52.9889940375148]
[48611,50.514186294034303]
[48612,51.516762779423999]
[48613,52.100357151031503]
[48614,50.331369997050601]
[48615,50.788814855504903]
[48616,50.382179086030298]
[48617,52.136805467312598]
[48618,51.1955560599093]
[48619,54.592785499319199]
[48621,54.347043848227599]
[48622,52.860090652340901]
[48623,50.442757299108301]
[48624,52.925876293968798]
[48625,54.108295649652803]
[48626,50.420725239324199]
[48627,0]
[48628,50.902027998437397]
[48629,54.589325726808902]
[48630,54.642000102996803]
[48631,50.680212751347902]
[48632,53.353440450503001]
[48633,53.771454542333402]
[48634,50.825095519827798]
[48635,54.164045483415698]
[48636,54.615453597658103]
[48637,50.538116421745798]
[48638,50.280000050862597]
[48640,50.347643852233801]
[48642,50.570062497854302]
[48647,54.422441835656898]
[48649,50.4752478065841]
[48650,51.288512204333003]
[48651,54.888121235009301]
[48652,51.3612423010334]
[48653,54.9111369384092]
[48654,54.659155540466202]
[48655,50.313654232742103]
[48656,54.998368460504601]
[48657,50.693316149711599]
[48658,51.793050010204297]
[48659,52.725433734526099]
[48661,54.493251341549403]
[48662,50.670380919320202]
[48667,50.231999588012599]
[48701,50.778134073225402]
[48703,51.824425550724598]
[48705,54.257419321613902]
[48706,50.5497122457583]
[48708,50.431727984619101]
[48710,50.537999725341699]
[48720,51.2831730118371]
[48721,53.508892507789497]
[48722,50.481913077312903]
[48723,51.210099432086402]
[48724,0]
[48725,51.662081640593797]
[48726,51.613550953954899]
[48727,51.5190908345309]
[48728,54.3167472493517]
[48729,51.4554283505394]
[48730,52.933799969851897]
[48731,52.041746336774096]
[48732,50.476000006993502]
[48733,50.776050015449499]
[48734,50.757886440103697]
[48735,51.446598735736401]
[48737,54.167421519275202]
[48738,52.940470605738]
[48739,53.786542358583098]
[48740,53.459999991477702]
[48741,51.525507492652203]
[48742,54.022523088014999]
[48743,54.089999914169297]
[48744,51.230417254331201]
[48745,53.698495314487403]
[48746,50.791607180663497]
[48747,50.4260487626238]
[48748,53.358461573674099]
[48749,52.185900008337804]
[48750,53.309832550314901]
[48754,51.578617478697097]
[48755,51.600169843547697]
[48756,53.544220200809796]
[48757,50.706102952424999]
[48759,51.2127847215204]
[48760,51.367799913883204]
[48761,54.365887684745502]
[48762,53.9954922671145]
[48763,52.926360914043798]
[48765,52.578495650084001]
[48766,52.643596404550301]
[48767,51.008365383514899]
[48768,50.992147412278001]
[48770,53.361349338701302]
[48801,51.127735136610198]
[48806,50.672000023414299]
[48807,50.530767800126704]
[48808,50.463929299548703]
[48809,50.616016826736697]
[48811,50.893840937180897]
[48813,50.381060859016699]
[48815,50.178473613136603]
[48816,50.4569995880126]
[48817,50.481259254172997]
[48818,51.016568777101803]
[48819,50.2542065060656]
[48820,50.434417527586398]
[48821,50.400564739002903]
[48822,50.239419814830498]
[48823,50.512565069613203]
[48825,50.4984005355834]
[48827,50.363103958228898]
[48829,51.8944528165853]
[48831,50.579842523668603]
[48832,51.341207567250898]
[48834,50.624752421231598]
[48835,50.515539095505403]
[48836,50.262843753397398]
[48837,50.302878438117602]
[48838,50.870861527369499]
[48840,50.4971110026042]
[48841,50.513106415119502]
[48842,50.459571590423501]
[48843,50.145236923259297]
[48845,50.779941255906003]
[48846,50.536147633494799]
[48847,50.957152889475999]
[48848,50.439801399021803]
[48849,50.268684231607502]
[48850,52.034728848760302]
[48851,50.405956202875899]
[48852,51.717000102996799]
[48853,50.609999656677203]
[48854,50.4459784307953]
[48855,50.305255805614301]
[48856,51.024796359306897]
[48857,50.425636516917798]
[48858,51.519221921946802]
[48860,50.600634035250003]
[48861,50.350800058364797]
[48864,50.522934760218]
[48865,50.592742042934702]
[48866,50.5144615503457]
[48867,50.520189154001898]
[48870,0]
[48871,50.845275631101003]
[48872,50.428519442174299]
[48873,50.488220696284799]
[48874,50.965500068664497]
[48875,50.223423875401899]
[48876,50.3876667340596]
[48877,51.4239999135335]
[48878,51.670666605631503]
[48879,50.462639307426997]
[48880,50.924114281790501]
[48881,50.431384622133599]
[48883,51.152309598942097]
[48884,50.767244024974502]
[48885,51.027162087930201]
[48886,51.799152026367203]
[48888,51.338147405825097]
[48889,51.099234312772701]
[48890,50.288304080200199]
[48891,51.713228990245803]
[48892,50.316243367581599]
[48893,52.162273975267802]
[48894,50.360327640073002]
[48895,50.466530926459598]
[48896,51.798000240325898]
[48897,49.967953794919502]
[48906,50.473751871429201]
[48910,50.482061462402299]
[48911,50.458477515604898]
[48912,50.514315695511598]
[48915,50.530285263061501]
[48917,50.431472745375103]
[48921,50.502000617980897]
[48933,50.490000343322698]
[49001,49.232437598705303]
[49002,49.045046478094001]
[49004,49.088142912728401]
[49006,48.669857086454101]
[49007,49.393199958801198]
[49008,48.8524285248347]
[49009,48.745641494696898]
[49010,49.988164949768198]
[49011,49.143453178131203]
[49012,49.296137390427901]
[49013,49.6480412987638]
[49014,49.541771420070098]
[49015,49.316571294044898]
[49017,49.36022918802]
[49021,49.683116825153299]
[49022,48.7866620083513]
[49024,48.8384999752044]
[49026,49.499754149014798]
[49027,49.709999656677198]
[49028,49.210331976562003]
[49029,49.392300036294102]
[49030,49.0941702376021]
[49031,48.498760956587702]
[49032,49.125840122222897]
[49033,49.525499939918497]
[49034,49.1151922922868]
[49036,49.488994166131498]
[49037,49.427067958498398]
[49038,49.011149969100899]
[49040,49.113999999196899]
[49042,48.961982795881099]
[49043,49.375674407426601]
[49045,48.9640055411354]
[49046,48.8958034049259]
[49047,48.767653349386201]
[49048,49.108481047425002]
[49050,49.163519989013601]
[49051,49.198421046608303]
[49052,49.143571567535297]
[49053,49.1995199546813]
[49055,49.452570276023899]
[49056,49.725417964966503]
[49057,49.319399969918301]
[49058,49.645524090586001]
[49060,48.876886380802397]
[49061,48.465576916474497]
[49064,49.486064427898697]
[49065,48.871989287922098]
[49066,49.100474910735997]
[49067,48.621335166231603]
[49068,49.764402196660299]
[49070,49.718660313228398]
[49071,48.9993781899203]
[49072,49.150655490827802]
[49073,49.6744965619054]
[49074,49.043999862670901]
[49075,49.187999725341697]
[49076,50.054504396189799]
[49078,49.797795867919902]
[49079,49.544299993514898]
[49080,49.311209699520496]
[49082,49.747011799783998]
[49083,48.817783815796197]
[49084,0]
[49085,48.767020517466001]
[49087,48.804097104555098]
[49088,49.099636316299403]
[49089,49.173740115723]
[49090,49.318999995125601]
[49091,49.0371452780944]
[49092,49.589266409728197]
[49093,48.939680072784299]
[49094,49.3189738097944]
[49095,48.447000017166097]
[49096,50.141999991043697]
[49097,49.137807671840399]
[49098,49.231585750579796]
[49099,48.917227515846797]
[49101,48.808219622517598]
[49102,48.715432890137599]
[49103,48.9147015476726]
[49104,0]
[49106,48.491104598543501]
[49107,48.538090883601797]
[49111,48.864535771097401]
[49112,48.578932642132997]
[49113,48.519685678481999]
[49115,48.302400054931603]
[49116,48.129999923706002]
[49117,48.024500012397702]
[49119,48.6120002746582]
[49120,48.6094122489461]
[49125,48.446192385600099]
[49126,49.081636463511998]
[49127,48.618716410736504]
[49128,48.4091859906218]
[49129,48.022736730073603]
[49130,48.739439964294398]
[49201,50.0354787257045]
[49202,50.105399980545002]
[49203,49.959428649289201]
[49220,49.953789500186197]
[49221,49.347327826981598]
[49224,49.943248441353802]
[49227,49.939211045711303]
[49228,48.900337582826602]
[49229,49.273953986386601]
[49230,49.875040622659498]
[49232,49.466999994863698]
[49233,49.948978773076497]
[49234,49.891687685251199]
[49235,49.407014781031101]
[49236,49.655880781514703]
[49237,49.965169769862797]
[49238,49.143000121035797]
[49240,49.9615222319037]
[49241,50.050985917910701]
[49242,50.032161320409401]
[49245,49.859836766743399]
[49246,50.0120661792375]
[49247,49.514788746900898]
[49248,48.870313342649503]
[49249,50.055046088878797]
[49250,50.092724935412399]
[49251,50.192370379412601]
[49252,49.880484136350503]
[49253,49.9835660934448]
[49254,49.911600036621003]
[49255,49.547649304278501]
[49256,48.932050634939401]
[49259,50.110576076830803]
[49261,49.862999725341801]
[49262,50.135152176152097]
[49263,49.871999931335402]
[49264,50.2501565253216]
[49265,49.798676452917199]
[49266,49.929697268717902]
[49267,48.596539945543903]
[49268,49.114444499545598]
[49269,50.120638899585501]
[49270,48.920806623274302]
[49271,49.743299981897501]
[49272,50.146908994154501]
[49274,49.908795195889702]
[49276,48.802565245006399]
[49277,50.170132384394897]
[49279,48.9520000934601]
[49282,49.946571227482302]
[49283,50.019272533763498]
[49284,50.105419289021903]
[49285,50.140842357402398]
[49286,49.514168640504401]
[49287,49.774378379615499]
[49288,49.225333277384401]
[49289,48.833999633788999]
[49301,50.281077484597901]
[49302,50.095236115000297]
[49303,50.931130475583203]
[49304,52.579705156526103]
[49305,53.186195114414801]
[49306,50.3965714727129]
[49307,53.096003422834997]
[49309,52.4455402645942]
[49310,52.181812490522802]
[49312,52.568901661575801]
[49315,50.251850381298503]
[49316,49.989305111513303]
[49318,50.730789433027503]
[49319,51.214749946594097]
[49320,0]
[49321,50.513394460765497]
[49322,51.647351383518497]
[49323,50.2026760853512]
[49325,50.058886836508002]
[49326,51.075381780104202]
[49327,51.224131588433799]
[49328,49.939594908605599]
[49329,51.956921710967897]
[49330,50.939225753661098]
[49331,50.312744162803398]
[49332,52.770000020195397]
[49333,49.886139121677502]
[49335,49.912500429153397]
[49336,52.439888895882497]
[49337,51.810223074575099]
[49338,53.2502432217468]
[49339,51.657023973083497]
[49340,52.749781522029501]
[49341,50.824499940872101]
[49342,53.175278325916501]
[49343,51.550846162209098]
[49344,49.804826160099097]
[49345,50.657749899228399]
[49346,52.693061378286203]
[49347,51.4500820760857]
[49348,49.839941617868199]
[49349,52.473253375722201]
[49401,49.983396326820703]
[49402,52.306293869018504]
[49403,50.478765322237599]
[49404,50.157862071333199]
[49405,51.969061155708403]
[49406,48.921999931335399]
[49408,49.495960014343297]
[49410,51.986085507703898]
[49411,51.851663089946001]
[49412,51.846828936903101]
[49415,50.019571413312597]
[49417,49.401105463804299]
[49418,50.3777350299329]
[49419,49.921972920692603]
[49420,51.923098183251497]
[49421,51.9877723675475]
[49423,49.313119277604102]
[49424,49.023869427272203]
[49425,51.563269304789202]
[49426,49.937929391299903]
[49428,50.1044999122619]
[49431,51.670744217475402]
[49434,48.846000480651803]
[49435,50.259296746306298]
[49436,51.149045419692897]
[49437,50.976020709070603]
[49440,50.1]
[49441,49.894075487244798]
[49442,50.361769648247297]
[49444,49.936020687929101]
[49445,50.392821828668701]
[49446,51.411818220231901]
[49448,49.9073430541658]
[49449,51.470852392227897]
[49450,49.641050817198597]
[49451,50.417593239929701]
[49452,51.577377009782602]
[49453,49.045173989171502]
[49454,51.848921026995299]
[49455,51.593250033259302]
[49456,49.523898284718101]
[49457,51.049891837867399]
[49458,51.965785626002699]
[49459,52.340760394026297]
[49460,49.2565414220484]
[49461,50.771712754634997]
[49464,49.661860411507703]
[49503,50.534515996133102]
[49504,50.508749985694799]
[49505,50.4835135227924]
[49506,50.402709794813497]
[49507,50.546999853307497]
[49508,50.311615441395602]
[49509,50.475000057220399]
[49512,50.204599952697698]
[49519,50.449500226974401]
[49525,50.380455474098099]
[49534,50.336160037994297]
[49544,50.516096230012799]
[49546,50.272973758295898]
[49548,50.498727113550302]
[49601,54.604401748902703]
[49611,54.828000068664501]
[49612,53.496468765288498]
[49613,51.881557879196897]
[49614,52.228214843213998]
[49615,53.407451900448699]
[49616,52.178353012309302]
[49617,52.258995481637797]
[49618,54.820014699066299]
[49619,52.358541960752603]
[49620,53.118105748046197]
[49621,52.161653177324602]
[49622,53.0878260778344]
[49623,53.4538494054243]
[49625,52.830818920082301]
[49626,51.963000011444002]
[49627,52.775624924898104]
[49628,52.049999828338599]
[49629,52.413749849796197]
[49630,52.144368900373102]
[49631,53.872126142648497]
[49632,54.550452724227199]
[49633,54.276751075598099]
[49634,52.121999931335402]
[49635,52.070504391711701]
[49636,52.1817857367651]
[49637,52.890315733457797]
[49638,53.511687478423099]
[49639,53.468244102057398]
[49640,52.248794136327803]
[49642,52.687463424263903]
[49643,52.586811050655299]
[49644,52.4752453587719]
[49645,52.291817155020503]
[49646,54.866962798567798]
[49648,52.555800037979999]
[49649,53.262515838113799]
[49650,52.525008875078797]
[49651,54.664596075153]
[49653,52.025441797389497]
[49654,52.3691925487162]
[49655,54.2850244126668]
[49656,53.3647514241922]
[49657,54.578542388842102]
[49659,54.784627125626898]
[49660,51.950784846971501]
[49663,54.091887365985599]
[49664,52.152755858203498]
[49665,54.141484749607898]
[49666,53.0058000755309]
[49667,54.669982244272099]
[49668,53.298105740862198]
[49670,52.585164202504998]
[49674,52.705714212145097]
[49675,52.045565202961797]
[49676,53.181439998626601]
[49677,53.865890110456]
[49679,53.4513832335955]
[49680,54.197178095987397]
[49682,52.142538461318303]
[49683,52.4788205989029]
[49684,52.582430945679697]
[49686,52.883757234033098]
[49688,54.443075785135498]
[49689,52.3494260812842]
[49690,52.832403316813902]
[49701,54.958800034956397]
[49705,54.576969479642202]
[49706,54.741818175575901]
[49707,53.9897325338926]
[49709,54.742277855611903]
[49710,56.913487413525502]
[49712,53.492126802340003]
[49713,54.080625002888503]
[49715,57.156626549165303]
[49716,54.806250041264697]
[49717,54.402000045776298]
[49718,54.817905615941598]
[49719,56.001134323362002]
[49720,53.1030588355719]
[49721,54.391731916054198]
[49722,54.042000102996802]
[49724,57.0539253773035]
[49725,55.7745767810733]
[49726,55.841782407315897]
[49727,53.444447772182599]
[49728,57.15155497176]
[49729,52.835609469893299]
[49730,54.9671442864285]
[49733,55.239266667366103]
[49735,55.178386745927099]
[49736,56.363150024414097]
[49738,55.081240039713101]
[49740,54.5225330734973]
[49743,54.458326541647601]
[49744,54.346951049191098]
[49745,56.192181805697302]
[49746,54.474538082424999]
[49747,54.318968208611402]
[49748,57.144349206521703]
[49749,54.499222851836102]
[49751,54.987917790347403]
[49752,57.119684322256802]
[49753,54.370416056442203]
[49755,54.936262583784803]
[49756,54.884294163279201]
[49757,54.972631569912501]
[49759,54.153509797978202]
[49760,56.375790570393598]
[49762,56.665080728886302]
[49764,0]
[49765,54.217619047467501]
[49766,53.790259465398002]
[49768,57.1856110279478]
[49769,54.974585778942597]
[49770,54.087011659191703]
[49774,56.947232555084597]
[49775,55.0169079447085]
[49776,54.281334633395197]
[49777,53.831715170642902]
[49779,54.136998097681499]
[49780,57.036983366548]
[49781,55.618564084859997]
[49782,53.809225631632401]
[49783,57.033601817684797]
[49788,57.136363844438002]
[49791,54.671999931335399]
[49793,56.972501868075497]
[49795,54.892270527021701]
[49796,53.553000211715698]
[49799,54.8012981045825]
[49801,57.0172197491598]
[49802,56.372499918937599]
[49805,56.385466658274296]
[49806,55.5600833177566]
[49807,55.851513153000901]
[49808,56.450952115971901]
[49812,55.648135951884697]
[49814,58.436708555766501]
[49815,57.825384320173399]
[49816,56.067701603904801]
[49817,55.923653404075303]
[49818,56.2560000106578]
[49819,56.822999906539899]
[49820,56.394725267179602]
[49821,55.565913879814303]
[49822,55.857860318352202]
[49825,56.351632579491998]
[49826,56.5254000234603]
[49827,56.461960025787299]
[49829,55.619170201078298]
[49831,57.005940704948799]
[49833,57.166378474879899]
[49834,56.619019151796898]
[49835,55.5031414344352]
[49836,56.091271695910699]
[49837,55.577641182325898]
[49838,56.166631588639198]
[49839,56.549361281240998]
[49840,56.0410688169464]
[49841,57.253821187860801]
[49847,56.071804669126799]
[49848,55.159846093104399]
[49849,57.811176938790503]
[49852,55.776000308990398]
[49853,56.721642851099702]
[49854,56.098081209938002]
[49855,55.956628380272797]
[49858,54.258130446724202]
[49861,58.612799944400798]
[49862,56.124871379409001]
[49863,55.865999794006299]
[49864,55.6997143609183]
[49866,57.220533760877203]
[49868,57.016707303765202]
[49870,56.4666585480294]
[49871,57.496983078778698]
[49872,56.046675045490197]
[49873,56.349548795298602]
[49874,55.947585758796102]
[49876,56.301857226235498]
[49877,57.228402208615897]
[49878,55.663403511465503]
[49879,58.4498506106981]
[49880,56.571888295265097]
[49881,57.711519237206502]
[49883,56.697499998878001]
[49884,56.5140714379719]
[49885,56.612499997350803]
[49886,56.021630678910398]
[49887,55.054461576388398]
[49891,56.372433817420202]
[49892,56.193772627948]
[49893,54.631981627438002]
[49894,55.901999759673998]
[49895,56.093801174106297]
[49896,55.659798441779202]
[49901,56.4584999799728]
[49902,57.9090002059936]
[49903,58.506835563414697]
[49905,56.261861512844298]
[49908,56.628726136152899]
[49910,57.813057825152001]
[49911,57.619278632617402]
[49912,57.642399572656302]
[49913,56.814465819530596]
[49915,58.452000045776302]
[49916,56.001221321254398]
[49917,56.633250081539103]
[49918,56.390535159849797]
[49919,58.427746785715001]
[49920,58.158214604316903]
[49921,55.928999948501499]
[49922,55.6480539863174]
[49925,57.666586959880298]
[49927,58.5451199913024]
[49929,56.241804941688997]
[49930,56.266101275818201]
[49931,55.7846143198013]
[49934,56.047636413574203]
[49935,58.274259978702403]
[49938,57.235926140980197]
[49942,56.765999794006298]
[49945,55.898723019673]
[49946,57.605261066394498]
[49947,58.0644713313851]
[49948,56.880617211037901]
[49950,56.626472592557]
[49952,57.021146850986]
[49953,56.339980623987799]
[49955,57.0273599567413]
[49958,56.360263946774197]
[49959,57.738000011444001]
[49960,56.727923074659401]
[49961,58.046838475007199]
[49962,56.627452122235802]
[49963,56.704105296887803]
[49965,56.671627478505997]
[49967,57.939965708085801]
[49968,57.777365861287898]
[49969,58.369341500678203]
[49970,58.025561938243499]
[49971,57.417361178855003]
[50001,47.811187434196398]
[50002,48.321475872171298]
[50003,48.673879887413001]
[50005,50.140833250681503]
[50006,50.928729059591603]
[50007,49.014480010986297]
[50008,47.774147894255499]
[50009,48.483728194005202]
[50010,49.562199204281498]
[50011,0]
[50012,49.566000223159698]
[50014,49.559571427958403]
[50020,48.285968489158797]
[50021,48.631472729769598]
[50022,48.532977609677097]
[50023,48.719581377783499]
[50025,49.179883219322001]
[50026,49.324977436835503]
[50027,48.100769307063103]
[50028,49.137291454860097]
[50029,49.284037058101603]
[50032,48.341999244689902]
[50033,0]
[50034,50.902393649694403]
[50035,48.718600044250401]
[50036,49.558864044324999]
[50038,48.243000044141397]
[50039,49.200187414884503]
[50041,51.707999897003099]
[50042,48.880200008979202]
[50044,47.545450539641301]
[50046,49.265723067063497]
[50047,47.659931290098498]
[50048,48.382564065395201]
[50049,47.631163785761203]
[50050,49.7156249302625]
[50051,50.1490908015857]
[50052,47.794109603150197]
[50054,48.151838793293102]
[50055,49.506765312078002]
[50056,49.9680759574793]
[50057,47.534131554553298]
[50058,49.279329599947502]
[50060,47.722491443089098]
[50061,48.210472446351503]
[50062,47.446110196751803]
[50063,48.976617169291501]
[50064,49.580700073242099]
[50065,47.2702358020926]
[50066,49.295117619458303]
[50067,47.371695688496501]
[50068,47.7476823941399]
[50069,48.547199993133503]
[50070,48.307931077891297]
[50071,51.430302116921602]
[50072,48.377846896141797]
[50073,48.912685726710698]
[50074,48.067082954965002]
[50075,50.348262349113]
[50076,48.905557043600297]
[50078,49.629000377654997]
[50101,51.637384700775101]
[50102,50.196000480651797]
[50103,47.960574879047797]
[50104,48.150979789422401]
[50105,49.652062386274302]
[50106,49.557758218115403]
[50107,49.379855792339001]
[50108,47.8492014390959]
[50109,48.690510646333003]
[50111,48.7573090865395]
[50112,49.067139393518602]
[50115,49.114936601600199]
[50116,47.541000008582998]
[50117,49.023666652043602]
[50118,47.5682249236106]
[50119,47.4163635167208]
[50120,49.838571439470499]
[50122,50.438353400315897]
[50123,47.986083066653897]
[50124,49.443292913204203]
[50125,47.873117870722197]
[50126,50.900654667058397]
[50127,0]
[50128,49.296870831520302]
[50129,49.262387719168203]
[50130,50.112021837407902]
[50131,48.370653066829703]
[50132,50.3295383453369]
[50133,47.826198653669501]
[50134,49.522052051494597]
[50135,48.996603911263499]
[50136,48.0488889058431]
[50138,47.518499919115399]
[50139,47.594718047900002]
[50140,47.589513396706799]
[50141,49.358448951098303]
[50142,49.796999931335399]
[50143,47.613250041007902]
[50144,47.780476853177298]
[50146,48.910086171380399]
[50147,47.658309232574098]
[50148,50.211749865792001]
[50149,48.0367499675069]
[50150,47.4515430919054]
[50151,47.671349051814701]
[50153,48.473062531650001]
[50154,50.1158371725747]
[50155,48.095661361755802]
[50156,49.2781432989105]
[50157,49.093583715360801]
[50158,50.034295409225997]
[50160,47.865000343322698]
[50161,48.914703500548001]
[50162,49.6101738971212]
[50163,47.406000137329102]
[50164,48.447534245007603]
[50165,47.661600151061997]
[50166,47.746763387345098]
[50167,49.044000053405703]
[50168,48.662534132063001]
[50169,48.313896782167397]
[50170,47.834785682028397]
[50171,48.498578848894901]
[50173,49.786645201713696]
[50174,48.024186190784803]
[50201,49.770494418154797]
[50206,50.364063148498502]
[50207,47.859407908165501]
[50208,48.5850138049395]
[50210,47.933193393769699]
[50211,47.8751688201706]
[50212,49.548726675051]
[50213,48.040967842840097]
[50214,47.626846163089397]
[50216,49.143746674216899]
[50217,49.740484780976203]
[50218,48.180000686645499]
[50219,47.508289136082198]
[50220,49.311404765816498]
[50222,48.034210717050598]
[50223,49.779219469209899]
[50225,47.639210575505302]
[50226,48.866541157890701]
[50227,51.185999965667698]
[50228,48.019510994514398]
[50229,48.041111066606199]
[50230,50.318005530217903]
[50231,49.9439998626708]
[50232,47.8574244451179]
[50233,48.716985193261898]
[50234,49.554000050680898]
[50235,49.377653765545098]
[50236,49.996791899764297]
[50237,47.7659999507406]
[50238,47.660826546298601]
[50239,50.184882200465402]
[50240,48.048407897208399]
[50242,48.366974987983703]
[50243,49.440000343322701]
[50244,49.346896618810099]
[50246,50.048761794680601]
[50247,50.095729364507399]
[50248,49.831002849180202]
[50249,49.946433983208898]
[50250,48.430869566875899]
[50251,48.265384593376702]
[50252,47.551687431335402]
[50254,48.111291592189197]
[50255,48.108000755310002]
[50256,47.452261611011501]
[50257,48.029547425036199]
[50258,50.250160671983402]
[50261,48.357724849885301]
[50262,47.975720773741301]
[50263,48.649772683056902]
[50264,48.001799964904798]
[50265,48.124105212562903]
[50266,48.376478907088099]
[50268,47.784586952043597]
[50271,50.690322531423199]
[50272,47.628000068664498]
[50273,48.250949045974899]
[50274,48.391673037639002]
[50275,47.856837158203099]
[50276,49.154672730185702]
[50277,49.179726574583803]
[50278,50.209105996162599]
[50309,48.015230589646499]
[50310,48.279272721030402]
[50311,48.333000111579899]
[50312,48.113333320617599]
[50313,48.206873235568203]
[50314,48.1718180569735]
[50315,48.038092976947098]
[50316,48.064125072956003]
[50317,48.170399990081698]
[50319,0]
[50320,47.814759404146201]
[50321,48.091565297997498]
[50322,48.393480113983102]
[50323,48.591882369097497]
[50324,48.095999908447197]
[50325,48.498749899864102]
[50327,47.970394782016101]
[50401,52.198798099049398]
[50420,51.9321098091838]
[50421,51.680952869784697]
[50423,52.063918783700899]
[50424,52.328657285388303]
[50426,0]
[50428,52.339158895557702]
[50430,51.543486690881103]
[50431,51.840000057220401]
[50432,52.265999794006298]
[50433,51.485851451666001]
[50434,52.350461416978]
[50435,51.701502935420798]
[50436,52.262994783981902]
[50438,52.159236959350501]
[50439,51.9266510941261]
[50440,52.634861607918403]
[50441,51.522171407427003]
[50444,52.436217312190799]
[50446,52.508895307917903]
[50447,51.557450623339903]
[50448,52.622316631479102]
[50449,52.074734705321603]
[50450,52.498451054060901]
[50451,52.1360153751518]
[50452,51.887909456473501]
[50453,52.3397190201147]
[50454,52.5360000261118]
[50455,53.163845075016198]
[50456,52.383415299929098]
[50457,52.136583993730703]
[50458,52.005028941776899]
[50459,52.745363456228503]
[50460,51.958530638169201]
[50461,52.285291029699799]
[50464,52.341029718606698]
[50465,52.385999894142103]
[50466,53.156711780303702]
[50467,0]
[50468,51.579884968757497]
[50469,51.841516455975203]
[50470,51.610799967113202]
[50471,51.930413798628202]
[50472,52.549851876718002]
[50473,52.525375056266803]
[50475,51.500799982547697]
[50476,52.839282989501903]
[50477,51.991354825419698]
[50478,52.361297581586498]
[50479,52.097707330889698]
[50480,51.918726578727302]
[50482,52.332915986767198]
[50483,51.812783715418398]
[50484,52.112453092922799]
[50501,50.549753959246601]
[50510,51.188000141946802]
[50511,51.509541154188099]
[50514,52.131828763704398]
[50515,51.6948083021869]
[50516,50.957365366128798]
[50517,51.935124153231897]
[50518,50.691209260807398]
[50519,51.209862550682899]
[50520,51.1852579903356]
[50521,50.2716004943847]
[50522,51.609222616660702]
[50523,50.3620958967837]
[50524,50.958769182058496]
[50525,51.317854638908102]
[50527,51.557311815734202]
[50528,51.632543057953299]
[50529,51.1680004119873]
[50530,49.985123121554999]
[50531,52.301788197124601]
[50532,50.359092963082396]
[50533,50.933823086881503]
[50535,50.628148683437601]
[50536,51.551223844556603]
[50538,50.144736021423299]
[50539,51.877633876459903]
[50540,50.897830089083101]
[50541,51.092657741880501]
[50542,51.107850509860697]
[50543,50.060783139768802]
[50544,50.074226034413101]
[50545,51.174692432697]
[50546,51.240409201708701]
[50548,51.157649220918202]
[50551,50.624814109464602]
[50554,51.340576760274097]
[50556,52.161368515616999]
[50557,50.173500014251097]
[50558,51.210443336313404]
[50559,51.758747027868203]
[50560,51.3074746503667]
[50561,50.606800069808898]
[50562,51.4339533406634]
[50563,50.696894963264398]
[50565,51.353005404140802]
[50566,50.545071291242202]
[50567,50.762839359896603]
[50568,50.9524986689771]
[50569,50.296551803062599]
[50570,51.275204497279397]
[50571,51.016820137152401]
[50573,51.203999519348102]
[50574,51.099259119535802]
[50575,50.802445296942999]
[50576,51.254979975911603]
[50577,51.193590511184098]
[50578,52.073960697611703]
[50579,50.472645098163298]
[50581,51.207722508595197]
[50582,51.211161398118499]
[50583,50.6702852312198]
[50585,51.4727537628319]
[50586,50.4434383745063]
[50588,51.030788937076899]
[50590,52.068273583154102]
[50591,51.044432258605902]
[50593,50.987999725341702]
[50594,50.811053584303103]
[50595,50.377987041411401]
[50597,51.356588547297797]
[50598,51.607366576143797]
[50599,50.743896235160001]
[50601,50.933815766682699]
[50602,50.7821552441725]
[50603,52.280653279270901]
[50604,50.779663450411]
[50605,51.054285703386498]
[50606,51.978550967391598]
[50607,51.777843748033]
[50609,50.553733380635499]
[50611,51.0571653381107]
[50612,50.589642865317202]
[50613,50.774026767352098]
[50616,51.570857152618203]
[50619,50.831071816755298]
[50620,51.959999656677198]
[50621,50.527618005302401]
[50622,51.157051601606497]
[50624,50.783632143488397]
[50625,50.903428636278399]
[50626,51.094500001271498]
[50627,50.540338792823]
[50628,52.887409971903303]
[50629,51.136826467664399]
[50630,51.749720122723701]
[50632,50.086071416309899]
[50633,51.302111117045101]
[50634,50.484000205993603]
[50635,50.469381528093599]
[50636,51.060772992935497]
[50638,50.823790331203902]
[50641,51.384790279574503]
[50642,50.862146410127899]
[50643,50.685837197858199]
[50644,51.243005166406597]
[50645,51.590385740376398]
[50647,50.8522080368042]
[50648,51.023533140616699]
[50650,51.816104682101702]
[50651,50.3760770401556]
[50652,50.753999519348099]
[50653,51.2744239631336]
[50654,51.565980858779902]
[50655,51.7325342759694]
[50658,51.237816388489698]
[50659,51.965146874785297]
[50660,50.775873535494298]
[50662,51.544945002126099]
[50664,0]
[50665,50.734020027637399]
[50666,51.104999963442403]
[50667,50.773636644536801]
[50668,51.236426580653401]
[50669,50.665884777388499]
[50670,50.803982884484803]
[50671,51.815612946787198]
[50672,50.700122463459799]
[50673,50.825999450683497]
[50674,51.557436906227601]
[50675,50.404213016758703]
[50676,51.391907905833897]
[50677,51.162568057359202]
[50680,50.786630316956398]
[50681,51.542854377598402]
[50682,51.425178768648102]
[50701,50.629778475390196]
[50702,50.532428618839802]
[50703,50.884874980151501]
[50707,50.535365853658497]
[50801,47.851657301208903]
[50830,47.948699930906201]
[50833,47.428016554056697]
[50835,47.3441999816894]
[50836,47.1983389450331]
[50837,48.093369506497602]
[50839,47.819999313354401]
[50840,47.740743480302903]
[50841,47.994418496635198]
[50842,47.837999725341703]
[50843,48.298921921940199]
[50845,47.721575307192801]
[50846,47.9144168888987]
[50847,47.6939998626708]
[50848,47.563723758044098]
[50849,47.882281501353198]
[50851,47.812275847073202]
[50853,48.228100296326602]
[50854,47.572516594777703]
[50857,47.731550205723501]
[50858,47.886132890966898]
[50859,47.9538091137225]
[50860,47.014086542902703]
[50861,47.891794114249102]
[50862,47.753727332028397]
[50863,47.984380134078002]
[50864,47.666984140305303]
[51001,50.3482241160293]
[51002,51.093754928342697]
[51003,50.881643463632301]
[51004,49.783953134754803]
[51005,51.095020774485498]
[51006,50.060094660132599]
[51007,49.426468118708101]
[51008,50.3400003433227]
[51009,51.312000274658203]
[51010,48.889640322349003]
[51011,50.231999588012599]
[51012,51.019278752686503]
[51014,50.918958969638702]
[51016,50.231183782682201]
[51018,50.286503635753199]
[51019,49.709365840074497]
[51020,50.481013110631402]
[51022,51.239710566775202]
[51023,50.719208359718301]
[51024,49.9498674192481]
[51025,50.3933439910818]
[51026,48.931728109016902]
[51027,50.873700041017997]
[51028,50.2369439868447]
[51029,51.260062497854101]
[51030,49.706634095819901]
[51031,50.484720012958199]
[51033,51.4638496603283]
[51034,49.131327520811801]
[51035,50.852456856596099]
[51036,50.735694898185102]
[51037,50.995346832275303]
[51038,50.2587287740837]
[51039,49.783789509221101]
[51040,48.459156344626003]
[51041,50.917726054910098]
[51044,49.410338091514397]
[51046,51.200657882487903]
[51047,51.487215229529298]
[51048,50.3713427216856]
[51049,50.675769213791703]
[51050,50.7070054358405]
[51051,49.031999931335399]
[51052,49.040414104610598]
[51053,50.579151003307103]
[51054,49.1757469705788]
[51055,48.714527440333001]
[51056,49.103827335165498]
[51058,51.492908092351598]
[51060,49.084500002860899]
[51061,50.508616271147702]
[51062,49.814846185537398]
[51063,48.560276856252699]
[51101,49.293000125885001]
[51103,49.545599899292]
[51104,49.631172397218798]
[51105,49.539360008239697]
[51106,49.534571484156999]
[51108,49.7576470074168]
[51109,49.603555573357397]
[51111,49.108285638264199]
[51201,51.686208498731503]
[51230,51.817714282444499]
[51231,51.615631560275403]
[51232,52.161011935230199]
[51234,51.491641774818]
[51235,51.523673785704901]
[51237,51.924044443766199]
[51238,51.304800037584698]
[51239,51.410318164391903]
[51240,51.758707294464102]
[51241,51.978363628820901]
[51242,51.834000205993597]
[51243,52.619376602420502]
[51244,51.690000343322701]
[51245,51.743226999446598]
[51246,52.127253218884]
[51247,51.145246757779702]
[51248,52.242069369520003]
[51249,52.926943010431302]
[51250,51.072100388644898]
[51301,52.0610747913911]
[51331,52.564800109863199]
[51333,51.980977399725603]
[51334,52.625680218251198]
[51338,52.232493224337198]
[51341,51.906000137329102]
[51342,52.106790274182302]
[51343,51.694058881086399]
[51345,52.923533943548001]
[51346,52.1664916630994]
[51347,52.790712306662698]
[51350,52.6608938931086]
[51351,52.569759787846898]
[51354,52.942201638806402]
[51355,52.608857182093999]
[51357,51.841500004700201]
[51358,52.102073397330201]
[51360,52.8377686596628]
[51363,53.147999811172397]
[51364,52.6068708623907]
[51365,52.195398136249999]
[51366,51.562709045030203]
[51401,49.704946859189199]
[51430,49.911054413535297]
[51431,50.275937906111203]
[51433,50.100283224081302]
[51436,50.138624989986397]
[51439,49.4034944057464]
[51440,49.425386317413597]
[51441,49.571516215416601]
[51442,49.391361713815201]
[51443,49.623787266312497]
[51444,49.674000549316403]
[51445,50.208684979085803]
[51446,49.114340437219397]
[51447,49.024595881522899]
[51448,49.9974473476409]
[51449,50.176657548662]
[51450,50.3325491350205]
[51451,49.908000755309999]
[51453,50.209385928838898]
[51454,49.288435446340799]
[51455,49.468030910659998]
[51458,50.294160627453998]
[51459,49.547999382019]
[51461,49.8996058207291]
[51462,49.516824334376501]
[51463,49.514195237508602]
[51465,49.6245205212945]
[51466,50.180583646308797]
[51467,49.699620439710401]
[51501,47.045307612419101]
[51503,47.100837232093703]
[51510,47.089999771118102]
[51520,49.049625141620602]
[51521,48.528943572907401]
[51523,48.477042752306602]
[51525,47.986405063580797]
[51526,47.287178625379298]
[51527,49.071562499999899]
[51528,49.069027397730501]
[51529,48.8743752429748]
[51530,49.035409154891902]
[51531,48.952461536114001]
[51532,47.8259478129511]
[51533,47.1957491906009]
[51534,46.8205777062309]
[51535,48.249418725839703]
[51536,48.4667812138795]
[51537,48.822880643441998]
[51540,46.908054467114503]
[51541,47.3693609057093]
[51542,47.479479484035501]
[51543,48.9567210707553]
[51544,48.390552626157998]
[51545,48.492234567823303]
[51546,48.2251565327851]
[51548,47.418363588506502]
[51549,47.590462785515903]
[51550,48.503999519348099]
[51551,46.820503010193903]
[51552,48.580532484260303]
[51553,48.064436193222598]
[51554,47.036999845504702]
[51555,47.8651406174898]
[51556,47.9818031998931]
[51557,48.299017838311698]
[51558,48.744477850989902]
[51559,47.868143288911199]
[51560,48.269819965839297]
[51561,46.9554793791336]
[51562,48.920553211455598]
[51563,48.2703930026058]
[51564,48.635366565396197]
[51565,48.688787175239298]
[51566,47.5002308974179]
[51570,48.555517255848798]
[51571,47.018516008315501]
[51572,48.861325643266902]
[51573,47.850932758395402]
[51575,47.279360485561]
[51576,47.494199916294598]
[51577,48.753562968327401]
[51578,0]
[51579,48.623326245000797]
[51601,46.763986167290902]
[51630,46.913747369866599]
[51631,47.077021201113403]
[51632,47.264782604963798]
[51636,46.9848800125121]
[51637,47.142750120162901]
[51638,47.128852940166603]
[51639,46.538968210722103]
[51640,46.3757142736304]
[51645,46.769694186168103]
[51646,47.413390222409802]
[51647,46.716892031076704]
[51648,46.4354328269389]
[51649,46.5915272036465]
[51650,46.4287142208643]
[51652,46.470531137184999]
[51653,46.5562940681681]
[51654,46.626976752170201]
[51656,47.190000343322701]
[52001,49.874172483641502]
[52002,50.466939125061003]
[52003,50.396139361428403]
[52030,50.393999862670803]
[52031,50.272045515882503]
[52032,50.876374687802198]
[52033,50.8048950233459]
[52035,51.312000028327901]
[52037,49.9407152663182]
[52038,51.7210909354785]
[52039,50.707200027465703]
[52040,51.672145774007298]
[52041,51.674440628795203]
[52042,51.733511791829898]
[52043,51.242695684018301]
[52044,50.875058892193898]
[52045,51.240734760615297]
[52046,51.550994797651597]
[52047,51.555493137281204]
[52048,50.961067662203199]
[52049,51.1319999504733]
[52050,51.952133324940903]
[52052,50.631231895884298]
[52053,51.172630739014103]
[52054,50.612729829182499]
[52057,51.654712552252697]
[52060,50.173930936780302]
[52064,49.9056287548499]
[52065,51.725061642615103]
[52066,0]
[52068,50.97814729289]
[52069,49.799138801976198]
[52070,49.558844300567003]
[52072,51.440149188397498]
[52073,50.418760128797899]
[52074,49.911571366446303]
[52076,51.866132989868802]
[52077,51.449999986376099]
[52078,51.254651142829999]
[52079,50.638348163959897]
[52101,52.131257134956698]
[52132,52.2177072932081]
[52133,51.962134035837998]
[52134,53.316255313791999]
[52135,51.424811916540101]
[52136,53.015275175619401]
[52140,51.651689569558698]
[52141,51.556789766387503]
[52142,51.835439978599503]
[52144,52.005086278763002]
[52146,51.054620093606701]
[52147,51.9136965218905]
[52151,51.485013353665003]
[52154,52.098924592752802]
[52155,53.281506708598499]
[52156,51.614254289417602]
[52157,51.216176434524897]
[52158,50.6136004257202]
[52159,51.5971731085043]
[52160,51.426000017955403]
[52161,52.095245409445297]
[52162,51.861478249923003]
[52163,52.456000041961602]
[52164,51.7967010822492]
[52165,52.626717380855403]
[52166,51.860999965667702]
[52168,51.942000102996801]
[52169,51.660878039569397]
[52170,51.647409856514798]
[52171,51.9399756805512]
[52172,52.0532328788548]
[52175,51.908891977695802]
[52201,47.055100314058699]
[52202,50.305018864037798]
[52203,48.8928791559659]
[52205,50.419199970011697]
[52206,49.653157936899198]
[52207,50.372789874957597]
[52208,49.4768571630701]
[52209,49.406750047206799]
[52210,50.610744785440303]
[52211,49.103889156331299]
[52212,50.6143042709516]
[52213,50.226559473387297]
[52214,50.647096455762799]
[52215,49.646237284450201]
[52216,49.681448218740201]
[52217,50.093634763800502]
[52218,51.223520268298401]
[52219,51.096000480651803]
[52220,49.043999862670901]
[52221,48.714348859565099]
[52222,48.517643340529901]
[52223,51.499164986378901]
[52224,50.416009615235403]
[52225,49.835112669770098]
[52227,49.236461492685102]
[52228,49.453892552932601]
[52229,50.234597003993599]
[52231,47.574094512518897]
[52232,49.346823532441]
[52233,49.374428517477803]
[52235,47.463000011444002]
[52236,48.760034490453698]
[52237,51.065039996513903]
[52240,48.034476914625799]
[52241,48.101020373130297]
[52242,47.7480005264282]
[52245,48.021500015258702]
[52246,47.877789522472099]
[52247,47.832923087706902]
[52248,47.418288883234197]
[52249,49.930344902000897]
[52251,49.000865807184297]
[52253,49.439268987432897]
[52254,49.787723834145403]
[52255,49.423199958801199]
[52257,49.606153819744399]
[52301,48.990801602336497]
[52302,49.531224521325498]
[52305,50.1235090671886]
[52306,49.737771410260798]
[52307,48.521999931335401]
[52308,0]
[52309,50.478902561896597]
[52310,50.689272736058101]
[52312,0]
[52313,50.008186020962]
[52314,49.3072404764875]
[52315,49.8166499662399]
[52316,48.2229890404166]
[52317,48.570322136590903]
[52318,49.4293690777465]
[52320,49.802973958720301]
[52321,50.513428483690497]
[52322,48.479427797592898]
[52323,49.934327105049697]
[52324,49.4402222845289]
[52325,48.291050826896999]
[52326,50.771999931335401]
[52327,47.620549269718801]
[52328,49.612499856948801]
[52329,50.892956551261499]
[52330,51.560744681764099]
[52332,49.870372853036599]
[52333,48.874819422924801]
[52334,48.753272698142297]
[52335,47.912405165310503]
[52336,50.039168386176001]
[52337,49.756145480762797]
[52338,49.230992872937897]
[52339,49.653453599418]
[52340,48.459562557935698]
[52341,49.689622609120399]
[52342,50.052196738759001]
[52345,50.4243750214576]
[52346,49.9689622366203]
[52347,49.028737671565601]
[52348,49.831499862670803]
[52349,49.976691385304498]
[52351,49.465199890136702]
[52352,50.698160996451797]
[52353,47.206482692750001]
[52354,49.5077646816477]
[52355,48.037647067799199]
[52356,47.826399989128099]
[52358,48.460106321189102]
[52359,47.460981965498398]
[52361,48.667902148073097]
[52362,50.427418083440998]
[52401,48.842399368286102]
[52402,49.230750060081398]
[52403,49.0480177964482]
[52404,49.3808800277709]
[52405,49.363218784332197]
[52411,49.255628544943598]
[52501,46.871669584013802]
[52530,46.849830485198403]
[52531,47.345109889245499]
[52533,46.703228602818001]
[52534,47.649000549316398]
[52535,46.295120691430903]
[52536,47.150844588412703]
[52537,46.556764187042397]
[52540,46.8671249785423]
[52542,45.959084682141302]
[52543,47.110317058097998]
[52544,47.271996316170799]
[52548,46.884000205993601]
[52549,47.232105305320303]
[52550,47.335698077363702]
[52551,46.245461588639401]
[52552,46.709210526315701]
[52553,47.248047267191502]
[52554,46.403225751076903]
[52555,47.039584169293299]
[52556,46.603554852982498]
[52557,0]
[52560,46.386749982833798]
[52561,47.069029384500801]
[52563,47.085961528924798]
[52565,45.831057778058202]
[52566,47.109000205993603]
[52567,46.521106982231103]
[52569,47.485209541936101]
[52570,46.161447769136501]
[52571,47.354595339575397]
[52572,46.897659855082502]
[52573,45.812839283261901]
[52574,47.427964210510197]
[52576,47.025626303075398]
[52577,47.520739482754699]
[52580,46.926913901827902]
[52581,47.509792134668899]
[52583,47.551868942135599]
[52584,46.283681013229]
[52585,46.906619448366399]
[52586,47.442848168617701]
[52588,46.379538389352597]
[52590,47.581470629748097]
[52591,47.4543418460838]
[52593,47.221970096986603]
[52594,46.967038675171203]
[52595,47.540999794006296]
[52601,46.416224545500597]
[52619,45.710301378328502]
[52620,45.891014223867103]
[52621,46.971197534892298]
[52623,46.482183440595698]
[52624,46.133999633789003]
[52625,46.114882763829698]
[52626,45.9184456767074]
[52627,45.9529146038224]
[52630,46.249758634896097]
[52632,45.4585513649699]
[52635,46.459200012900602]
[52637,47.042638181990597]
[52638,46.369510805692499]
[52639,45.599138168208498]
[52640,46.923416870246498]
[52641,46.632424028349398]
[52644,46.897526584151102]
[52645,46.646084241365102]
[52646,46.641634748783403]
[52647,46.859999656677203]
[52649,46.290376982763703]
[52650,46.815937585830603]
[52651,46.2928032851609]
[52653,46.792995898979697]
[52654,46.824986324571498]
[52655,46.536093798279701]
[52656,46.176405436026002]
[52657,46.236000823974599]
[52658,45.810636277632199]
[52659,46.875035533226502]
[52660,46.863824202988098]
[52701,49.530000686645501]
[52720,47.8087629946669]
[52721,49.101705955056502]
[52722,47.877857044764902]
[52726,48.036612242095302]
[52727,49.739883535811003]
[52728,47.169000148773101]
[52729,48.533277142766003]
[52730,48.248512437343599]
[52731,49.705669814235698]
[52732,49.125092386954599]
[52737,47.190000343322701]
[52738,47.031743900298999]
[52739,46.986549141037599]
[52742,48.787008384896801]
[52745,48.471053532191597]
[52746,48.389657102312299]
[52747,48.156750011443997]
[52748,48.667473682604303]
[52749,46.608857182093999]
[52750,49.296580571512997]
[52751,48.947035139649302]
[52752,47.253000068664498]
[52753,48.3443120273974]
[52754,47.266659572276602]
[52755,47.511418000987298]
[52756,48.429954574324803]
[52757,48.45]
[52758,48.054000091552702]
[52760,47.655536782114098]
[52761,47.304390940006698]
[52765,48.889024501893502]
[52766,47.327120422443102]
[52767,47.5679997253417]
[52768,48.202835864451401]
[52769,48.309888850318004]
[52772,48.988945177507297]
[52773,48.316307647411598]
[52774,49.062000274658203]
[52776,47.860407084912303]
[52777,49.012373844930998]
[52778,48.078091429501001]
[52801,47.267999839782703]
[52802,47.3036249399185]
[52803,47.676000051498399]
[52804,47.9722058394375]
[52806,48.123839964294397]
[52807,48.3451304079138]
[53001,52.165024455000697]
[53002,52.294489216289897]
[53003,51.303000068664502]
[53004,51.599879174584501]
[53005,50.792700033187799]
[53006,52.3835927968967]
[53007,50.435999965667698]
[53010,52.2814636223966]
[53011,52.291491305069997]
[53012,51.327839984893799]
[53013,51.7253999876976]
[53014,52.440814044838902]
[53015,52.372122694963302]
[53016,51.6089997768402]
[53017,52.142454554817803]
[53018,51.531115343020502]
[53019,52.347975872798102]
[53020,52.423749045692198]
[53021,51.827095873715102]
[53022,51.547459323986097]
[53023,52.1161034962226]
[53024,50.897237321885903]
[53027,52.370527928976799]
[53029,51.7251428195408]
[53031,0]
[53032,51.816503494102598]
[53033,52.371000012484402]
[53034,51.550399971008197]
[53035,52.0725290772222]
[53036,51.225879256478599]
[53037,51.771092753066199]
[53038,50.871000083524699]
[53039,51.617046349885399]
[53040,52.200000015894503]
[53042,52.557500059263901]
[53044,52.187000036239603]
[53045,50.941137945240897]
[53046,51.441272761604999]
[53047,51.618000411987303]
[53048,52.275757042715398]
[53049,52.484236686187302]
[53050,52.179020526311099]
[53051,51.148643810455098]
[53057,52.339469391959]
[53058,51.4025622725486]
[53059,51.7412932144968]
[53061,52.5292381332034]
[53063,52.516448267574901]
[53065,52.132324835975702]
[53066,51.326392400717403]
[53069,51.249000120162897]
[53070,51.751586827364797]
[53072,51.230731320737]
[53073,52.1671035413084]
[53074,51.266704894675598]
[53075,52.086257218633399]
[53076,52.109727284041298]
[53078,52.317200005849202]
[53079,52.309578925684797]
[53080,51.612413766466297]
[53081,51.593828560965399]
[53083,52.071248103263599]
[53085,52.181229752463203]
[53086,52.555956515021897]
[53088,52.334999799728301]
[53089,51.747026586954497]
[53090,52.144831143416297]
[53091,52.190914298466197]
[53092,50.039785705293902]
[53093,52.077777820163298]
[53094,51.091600050926097]
[53095,52.055307689996802]
[53097,50.712115414326]
[53098,51.350826777707098]
[53103,50.772000087391199]
[53104,50.541073105974803]
[53105,50.645283333046599]
[53108,50.457418601457398]
[53110,50.1505260266755]
[53114,50.574986226591299]
[53115,50.687423036648703]
[53118,51.058961523496102]
[53119,50.829578435277298]
[53120,50.7509648491354]
[53121,50.654457340914597]
[53122,50.6764615278977]
[53125,50.572199935912998]
[53126,50.726219245179003]
[53128,50.3343854571701]
[53129,50.305565295012102]
[53130,50.582399826049702]
[53132,50.523260904395002]
[53137,50.918552168091701]
[53139,50.612428501674103]
[53140,50.648056934901597]
[53142,50.526776544907499]
[53143,50.641000080108597]
[53144,50.594237773998302]
[53146,50.927474949359798]
[53147,50.483052629878202]
[53149,50.783514239816903]
[53150,50.792280178070001]
[53151,50.851150664237998]
[53153,50.9965264169793]
[53154,50.2091477418982]
[53156,50.792390862107197]
[53158,50.485024284734898]
[53167,50.808000755309997]
[53168,50.528448941756203]
[53170,50.553428649902301]
[53172,50.2510000228881]
[53177,50.766486492672399]
[53178,51.009599978129003]
[53179,50.426884603500298]
[53181,50.436300001144403]
[53182,50.734841284526702]
[53183,51.375692323537898]
[53184,50.644758451396001]
[53185,50.725009717391004]
[53186,50.928255284086099]
[53188,51.243384574009802]
[53189,50.9246802131537]
[53190,50.781367696961901]
[53191,50.506736936067199]
[53192,50.4660004806518]
[53195,0]
[53202,49.956000137328999]
[53203,49.908000755309999]
[53204,49.884374892711598]
[53205,49.836000537872302]
[53206,49.873999977111801]
[53207,50.057999978746601]
[53208,49.8970002174377]
[53209,49.761260803886003]
[53210,49.9904999256133]
[53211,49.9046253561973]
[53212,49.8303750514984]
[53213,50.029714230128597]
[53214,50.186999878516502]
[53215,49.905750203132598]
[53216,49.832142857142799]
[53217,49.809290341408001]
[53218,49.920666631062801]
[53219,50.099519851684498]
[53220,50.287714249747097]
[53221,50.108499860763501]
[53222,50.248285756792299]
[53223,50.036045512286101]
[53224,50.490749974250697]
[53225,50.3088000297546]
[53226,50.338200130462603]
[53227,50.449500060081398]
[53228,50.5229999542236]
[53233,49.833000183105398]
[53235,50.220545404607599]
[53295,49.781999588012603]
[53402,50.4044650987137]
[53403,50.616324172148801]
[53404,50.500105205335103]
[53405,50.543225872901097]
[53406,50.5385454264554]
[53501,0]
[53502,50.995726317279697]
[53503,51.792450059652303]
[53504,51.188117661195598]
[53505,50.6923200302124]
[53506,51.8240830367466]
[53507,51.732646212211002]
[53508,51.425957297939298]
[53510,51.380400025503903]
[53511,50.425834082724201]
[53515,51.720235381406802]
[53516,51.388081340456999]
[53517,51.744994464895299]
[53518,51.751418172662902]
[53520,50.692849312649699]
[53521,51.366071401323502]
[53522,50.860243917093001]
[53523,51.1768235248677]
[53525,50.564035660028502]
[53526,51.693272885409201]
[53527,51.496684847792501]
[53528,51.713843043562001]
[53529,51.624151930024297]
[53530,51.249527458568103]
[53531,51.360100030898998]
[53532,51.555506314859699]
[53533,51.783050389257802]
[53534,51.021346808306703]
[53536,51.181810723424199]
[53537,50.771999931335401]
[53538,50.832218188372501]
[53540,51.962999868392899]
[53541,51.047698853098701]
[53543,51.686702795286401]
[53544,51.514306672219099]
[53545,50.807437509298303]
[53546,50.556637168141499]
[53548,50.759617425931403]
[53549,50.7767465976819]
[53550,50.856461545503997]
[53551,50.883113538381203]
[53553,51.562457092830101]
[53554,51.642578709307003]
[53555,51.603167521620499]
[53556,51.978374947607499]
[53557,51.187440170287999]
[53558,51.391000032424898]
[53559,51.221133343378597]
[53560,51.6311708345645]
[53561,51.661619694247499]
[53562,51.6510667228698]
[53563,50.776823621637597]
[53565,51.4794751101836]
[53566,50.970756051613499]
[53569,51.699254307504397]
[53570,51.153397360542698]
[53571,51.563999176025298]
[53572,51.641889311531102]
[53573,51.7717383790702]
[53574,51.445555453830202]
[53575,51.516730379850998]
[53576,50.8170666122436]
[53577,52.024879078812603]
[53578,51.702475311260301]
[53579,51.097220391742198]
[53580,51.467586047073802]
[53581,52.274250022958]
[53582,51.813144828533297]
[53583,51.681658518895802]
[53585,50.609293825486098]
[53586,51.213925272950398]
[53587,50.996661076086802]
[53588,51.863460069925203]
[53589,51.342408705407301]
[53590,51.5168181278489]
[53593,51.6327490867181]
[53594,50.960970101720797]
[53597,51.585069107020502]
[53598,51.496153846153803]
[53599,51.006000137329103]
[53702,0]
[53703,51.474000058855303]
[53704,51.484652996063197]
[53705,51.581999969482403]
[53706,51.487499999999898]
[53711,51.541499983110697]
[53713,51.474418564729902]
[53714,51.504375010728801]
[53715,51.456000137328999]
[53716,51.494482711265803]
[53717,51.660428667068402]
[53718,51.560023219086403]
[53719,51.646636436202201]
[53726,51.528000068664497]
[53792,0]
[53801,50.983985162401702]
[53802,51.1020000457763]
[53803,50.750553252849102]
[53804,51.356334987884601]
[53805,51.682023789967502]
[53806,50.552331197945101]
[53807,50.831330314584001]
[53808,50.623499965667698]
[53809,51.792148864121302]
[53810,51.059644712899797]
[53811,50.4336486455556]
[53813,51.264059086973297]
[53816,51.642901160123301]
[53817,51.7440002918243]
[53818,51.068886085401601]
[53820,50.346781378901298]
[53821,51.088776313003699]
[53825,51.637099260228197]
[53826,51.417540000915501]
[53827,51.378083920645501]
[53901,51.776603792748404]
[53910,52.827738462594802]
[53911,51.599756710593802]
[53913,51.9133534109613]
[53916,51.6254279411515]
[53919,52.374124130709397]
[53920,52.020324248236498]
[53922,51.913068078824899]
[53923,51.745811007953201]
[53924,52.2836830918218]
[53925,51.357458762000498]
[53926,51.895469926357201]
[53928,51.609000205993603]
[53929,52.785552842811398]
[53930,52.024426819638499]
[53931,52.481999874114898]
[53932,51.557278459283403]
[53933,52.0496087053547]
[53934,52.953714811779498]
[53935,51.9029999256134]
[53936,52.926718183833998]
[53937,51.956773568549202]
[53939,51.9014998197555]
[53941,52.354768738140898]
[53943,51.901846179595303]
[53944,52.380125311950998]
[53946,52.194651717153]
[53947,0]
[53948,52.556775858292298]
[53949,52.185793779210101]
[53950,52.702287612443598]
[53951,51.760294098012601]
[53952,52.409338242867399]
[53953,52.198909221995898]
[53954,51.716574100911899]
[53955,51.572132435189602]
[53956,51.8178889460034]
[53959,52.047496718602403]
[53960,51.574865227783199]
[53961,51.921683163217899]
[53963,52.064713499251297]
[53964,52.7127843164929]
[53965,52.2955785282387]
[53968,52.663033768937296]
[53969,51.6810001373291]
[54001,54.617021100855098]
[54002,54.559878594578201]
[54003,53.735193267790102]
[54004,54.998528889585103]
[54005,54.9512143083981]
[54006,54.751024399734099]
[54007,54.574909107993101]
[54009,54.335999995678399]
[54010,0]
[54011,53.449358761791601]
[54013,54.8567614467865]
[54014,52.850307690546998]
[54015,54.124581798206599]
[54016,52.7464000020708]
[54017,53.961563774403203]
[54020,53.9932455111406]
[54021,52.836297036161497]
[54022,53.371795997013599]
[54023,53.766658947233402]
[54024,54.640181308459702]
[54025,53.265124426019803]
[54026,54.088714238575498]
[54027,54.8090163723367]
[54028,54.769799981117202]
[54082,52.577896470036997]
[54101,53.8012987310236]
[54102,55.818452831484201]
[54103,57.304083837078402]
[54104,56.237822747989]
[54106,53.1083064985894]
[54107,53.998807821056303]
[54110,52.774007483428299]
[54111,54.1792499613762]
[54112,54.448903043234502]
[54113,52.546285792759399]
[54114,55.323235889896999]
[54115,52.906519488545101]
[54119,56.405559876262302]
[54120,57.514303493499803]
[54121,57.371135462760101]
[54123,52.751999759674]
[54124,54.267513220913401]
[54125,57.023416414521698]
[54126,52.792580802140797]
[54127,0]
[54128,54.971918921857203]
[54129,52.536926042918601]
[54130,52.707964268752498]
[54135,54.700413256243202]
[54136,52.582000160217198]
[54137,53.688789480610801]
[54138,56.102324346593797]
[54139,54.151945499854399]
[54140,52.596428755351397]
[54141,53.9162728474357]
[54143,54.128969455331003]
[54149,55.680119775297797]
[54150,55.622136959964202]
[54151,56.1910786419771]
[54153,54.0414620353435]
[54154,54.043716690830699]
[54155,53.095208128346599]
[54156,56.129492523421099]
[54157,54.278584549977097]
[54159,54.820193342116603]
[54160,0]
[54161,54.929967363502598]
[54162,53.520634225155703]
[54165,53.217539227642597]
[54166,54.149743914894998]
[54169,52.503374916315003]
[54170,53.1857091244785]
[54171,53.483868070749097]
[54173,53.937517409488997]
[54174,54.733026686571002]
[54175,56.579493923646801]
[54177,55.312348047355599]
[54180,52.780999994277899]
[54201,53.655768783688501]
[54202,53.976284205285999]
[54204,53.647346388188701]
[54205,53.347157814628098]
[54207,52.709999942779497]
[54208,53.039041759570402]
[54209,53.666204805833701]
[54210,54.155243644393799]
[54211,54.068769220205397]
[54212,53.994391343904603]
[54213,53.7865772330521]
[54214,53.040000343322703]
[54216,53.295834747604701]
[54217,53.287243143045302]
[54220,52.788130734561399]
[54227,53.060496429805198]
[54228,53.052388372421198]
[54229,53.169103481029602]
[54230,52.876431294983497]
[54232,52.608000183105403]
[54234,54.121557627274399]
[54235,53.616545488877698]
[54241,53.053468627862998]
[54245,52.649113655090297]
[54246,54.279545345306303]
[54247,53.009178137452501]
[54301,53.138437548279697]
[54302,53.383714301245497]
[54303,53.348680845220002]
[54304,53.048280172347901]
[54307,0]
[54311,53.084505598885599]
[54313,53.304896591449598]
[54401,55.020684797349197]
[54403,55.9243741155504]
[54405,55.556048772393197]
[54406,54.086915481594197]
[54407,54.478770703571499]
[54408,56.415580627995098]
[54409,56.703683176135002]
[54410,53.983174450287102]
[54411,55.903550559483101]
[54412,54.0004495859922]
[54413,53.483571526663603]
[54414,56.069496426241699]
[54416,55.465785128222997]
[54417,54.939000034332203]
[54418,57.164187232051702]
[54420,54.356302376680503]
[54421,55.193838957972098]
[54422,55.672360280433701]
[54423,54.443760013580302]
[54424,57.199588926117997]
[54425,55.832250017166103]
[54426,55.187620079465297]
[54427,55.4589738131817]
[54428,57.348662364637597]
[54430,56.6506364042108]
[54433,55.6095892536066]
[54435,57.327869344536403]
[54436,54.156076926451398]
[54437,54.781561152448901]
[54440,55.393449995517699]
[54441,54.137999939918501]
[54442,57.225562461912602]
[54443,54.046298540172202]
[54446,54.817668735086897]
[54447,55.813090942122699]
[54448,55.151296862214799]
[54449,54.249008427978801]
[54450,56.0519999027252]
[54451,56.417505049753501]
[54452,56.557804062094398]
[54454,54.012848227935301]
[54455,54.5299190794873]
[54456,54.257716097064502]
[54457,53.292257944945398]
[54458,54.146999931335401]
[54459,57.434175503964397]
[54460,55.4176274025277]
[54462,57.224488649043103]
[54463,57.549770129300697]
[54465,57.176558882348701]
[54466,53.662720158996997]
[54467,54.032544868074602]
[54469,53.327999912608703]
[54470,57.2743420958518]
[54471,55.579272751374603]
[54473,54.7400436120721]
[54474,54.388999938964801]
[54475,53.8263333638509]
[54476,54.981096789144701]
[54479,54.657185815287903]
[54480,56.015450624680803]
[54481,53.9277246694095]
[54482,54.129468966358601]
[54484,54.546572062921598]
[54485,57.475887635048799]
[54486,54.748633780651197]
[54487,57.346130937054902]
[54488,54.967360459926397]
[54489,53.757162999070196]
[54490,57.004213543055698]
[54491,56.675929124711999]
[54493,54.423077909667597]
[54494,53.536984640268102]
[54495,53.5708494348006]
[54498,55.616867583269297]
[54499,55.313411285384497]
[54501,57.659405017522097]
[54511,57.669585102885101]
[54512,58.054421094273799]
[54513,57.833806478533504]
[54514,57.720973999778998]
[54515,56.871223167545402]
[54517,57.640323571317303]
[54519,58.330272726579103]
[54520,57.528614437149301]
[54521,58.123016442627197]
[54524,57.336258229847097]
[54525,57.719999957084603]
[54526,56.164747410178897]
[54527,57.693330022246499]
[54529,57.611157262285303]
[54530,56.440833689893502]
[54531,57.689058238886503]
[54534,57.808561233598198]
[54536,57.919297348486303]
[54537,56.677774016673702]
[54538,57.803129928588802]
[54539,57.910129085663797]
[54540,58.386859121105999]
[54541,57.225091160310299]
[54542,57.970379222770703]
[54545,57.883342010096499]
[54546,57.399607623981503]
[54547,58.013312694123599]
[54548,57.732283209935801]
[54550,57.815430956051202]
[54552,57.5501928962085]
[54554,58.278333322207097]
[54555,57.191509227359198]
[54556,57.450569931624102]
[54557,58.082072759108001]
[54558,58.046301441976397]
[54559,57.016876917223101]
[54560,58.209199924468898]
[54561,58.272374897003097]
[54562,57.957189627924997]
[54563,55.665900001525799]
[54564,57.5744466961943]
[54565,57.776225565622802]
[54566,57.004340436610697]
[54568,57.9615000464022]
[54601,51.773694279543101]
[54603,50.641846143282301]
[54610,52.737218751013302]
[54611,54.352909098043099]
[54612,52.571401819793799]
[54613,52.888800021886802]
[54614,52.448425130787001]
[54615,53.6257151701992]
[54616,53.800655985260001]
[54618,53.053211449783902]
[54619,52.567155537749102]
[54621,52.193197466005898]
[54622,52.258945042746397]
[54623,52.434362801396503]
[54624,51.830797139096397]
[54625,51.811909142407401]
[54626,51.594359170886797]
[54627,52.7984102542583]
[54628,51.9214285714285]
[54629,52.151357158592702]
[54630,52.080235631084101]
[54631,52.181986315212299]
[54632,51.868770762187602]
[54634,52.712371226806603]
[54635,54.274005467365399]
[54636,51.833181822570801]
[54637,52.95]
[54638,52.690939678405897]
[54639,52.715366812087801]
[54641,53.687999916076599]
[54642,53.002538079779697]
[54643,0]
[54644,52.393353378683003]
[54645,0]
[54646,52.869947959170702]
[54648,52.803009981491201]
[54650,51.226292350475497]
[54651,52.746127154867501]
[54652,52.646178338482102]
[54653,52.594363728436498]
[54654,52.400999879837002]
[54655,52.479058186961602]
[54656,53.075442261225703]
[54657,51.591757029239197]
[54658,51.831662361962401]
[54659,53.989764702420203]
[54660,53.199969067934603]
[54661,51.497465530194702]
[54664,52.610626169975703]
[54665,52.8922926565495]
[54666,53.608229678597702]
[54667,52.742951089662]
[54669,51.879855220242298]
[54670,52.820654891866504]
[54701,53.305229531741503]
[54703,53.340441934515297]
[54720,53.285739127449297]
[54721,53.108657154015098]
[54722,54.319352929732297]
[54723,52.951907317054101]
[54724,54.3512328016635]
[54725,54.194691592956197]
[54726,54.753033154577103]
[54727,54.288772568016803]
[54728,54.797797506613499]
[54729,53.799370517198803]
[54730,54.065969948139603]
[54731,55.068608694491097]
[54732,54.775756715400902]
[54733,54.986812506616097]
[54734,54.391459465026799]
[54736,52.891637343093301]
[54737,52.878600025177001]
[54738,53.648632786290399]
[54739,53.381556051194401]
[54740,53.684630771783702]
[54741,54.531960606692401]
[54742,54.020399999618398]
[54745,54.830745415838301]
[54746,54.324517230329803]
[54747,53.3004206000479]
[54748,54.206380433103298]
[54749,54.2769512205589]
[54750,53.250247413595901]
[54751,53.3460183156227]
[54754,53.901123959564899]
[54755,53.010681687823997]
[54756,52.626886176769503]
[54757,54.573119311305597]
[54758,54.350458994494403]
[54759,52.681552939695401]
[54760,53.4180004119873]
[54761,53.530500012774802]
[54762,54.886056321103801]
[54763,54.7886888025212]
[54765,0]
[54766,55.514903563090797]
[54767,54.205203310473898]
[54768,54.986241624966802]
[54769,53.124389611281302]
[54770,53.786717793002701]
[54771,55.135237663850603]
[54772,54.224869555446901]
[54773,53.5860794717902]
[54801,55.588771494804902]
[54805,54.9368936701023]
[54806,56.501902428800101]
[54810,54.614128960112801]
[54812,55.017402977729901]
[54813,55.076474951505602]
[54814,57.2993094856594]
[54817,56.515973879089501]
[54819,55.616119106060196]
[54820,57.293660399598899]
[54821,57.186795890574601]
[54822,54.916094764600999]
[54824,54.556583816812598]
[54826,54.807295836865102]
[54827,57.607947641642198]
[54828,56.860249975323597]
[54829,54.976540208662698]
[54830,56.372546254675903]
[54832,56.6905915643813]
[54835,56.509070425973803]
[54836,57.7844417801997]
[54837,54.688572138774198]
[54838,56.865126503173101]
[54839,56.8158599610328]
[54840,55.151776624233001]
[54841,55.5869998455047]
[54842,57.5012727824124]
[54843,57.047499082273099]
[54844,57.184255852810097]
[54845,55.3375200920105]
[54846,56.958441197170899]
[54847,57.235182298220501]
[54848,55.580816619495202]
[54849,57.291530307326397]
[54850,56.883026254281297]
[54853,54.429246535366403]
[54854,57.558405658560702]
[54855,56.9733762228987]
[54856,56.902021317061099]
[54857,55.625999736785801]
[54858,54.422936299506603]
[54859,56.506948004380099]
[54861,56.324526304947703]
[54862,56.551989492115197]
[54864,57.53516668876]
[54865,57.189162424755402]
[54867,56.757499998807901]
[54868,55.513024862340899]
[54870,55.9467187515327]
[54871,55.327731452054998]
[54872,55.237546410511399]
[54873,57.047024287066399]
[54874,57.625198061938598]
[54875,56.168975706139001]
[54876,56.693355898733799]
[54880,57.495083159845997]
[54888,55.895753374491598]
[54889,54.837975753911699]
[54891,56.969055544005499]
[54893,55.576436851275503]
[54895,56.080725324614299]
[54896,57.021165783473599]
[54901,52.137324490418301]
[54902,52.157878417582097]
[54904,52.3108571134294]
[54909,54.140806945479703]
[54911,52.566193789820503]
[54913,52.665044174825397]
[54914,52.556686775719903]
[54915,52.524260989479401]
[54921,53.890005961511498]
[54922,53.3993570974894]
[54923,52.389792666657499]
[54927,52.167000102996802]
[54928,54.645749974250698]
[54929,53.672868525554399]
[54930,53.093312944164701]
[54931,52.698000240325896]
[54932,52.182000113642502]
[54933,53.594399986267]
[54934,52.328999948501497]
[54935,51.8453822893254]
[54937,52.219030003281603]
[54940,52.587223430643597]
[54941,52.249428621927798]
[54942,52.665033724066802]
[54943,53.248107624237299]
[54944,52.751626250652997]
[54945,54.2676659003548]
[54946,0]
[54947,52.492763821683297]
[54948,54.741000017166101]
[54949,53.411454526727802]
[54950,54.058988932351298]
[54952,52.475172363478499]
[54956,52.422358263784403]
[54960,52.458256140505299]
[54961,53.033329593402698]
[54962,53.453820897572001]
[54963,52.285343294855302]
[54964,52.353868328897498]
[54965,52.667255982971099]
[54966,53.618196413346702]
[54967,52.491000008583001]
[54968,52.184507860243301]
[54970,52.588707631918098]
[54971,52.495857742740498]
[54974,52.207333389917999]
[54977,53.812454002473899]
[54979,52.127949161852797]
[54980,52.400999879837002]
[54981,53.193264222021497]
[54982,52.980125216605302]
[54983,52.747689500607898]
[54984,53.2100540650857]
[54985,52.121999931335402]
[54986,52.243426337007598]
[55001,52.259189206200602]
[55003,51.753000068664498]
[55005,53.868837231259]
[55006,55.381372442273403]
[55007,56.250195034785598]
[55008,54.897000027991602]
[55009,52.9087840920144]
[55011,53.456216737437103]
[55012,54.240061881861699]
[55013,53.533460599497701]
[55014,52.615128807029997]
[55016,52.097793102264397]
[55017,55.183759394624097]
[55018,52.870363664627]
[55019,52.947545466639703]
[55020,53.2678835128117]
[55021,53.011701713449199]
[55024,52.578854912673798]
[55025,53.047066289866301]
[55026,52.492124927043903]
[55027,53.190736165075997]
[55029,0]
[55030,55.674289143803598]
[55031,52.666813954087097]
[55032,54.867962256917401]
[55033,52.476019236287499]
[55036,55.884000205993601]
[55037,56.119860228357602]
[55038,52.807974732072999]
[55040,54.402660639902102]
[55041,52.966640024820997]
[55042,52.308545477528199]
[55043,51.707999996038502]
[55044,52.985125008225403]
[55045,53.902568165822402]
[55046,53.0737833445882]
[55047,53.202000015460797]
[55049,52.930430721869797]
[55051,56.135294109727198]
[55052,53.0079618253205]
[55053,53.070609678176602]
[55054,53.615999937057403]
[55055,51.858545364032999]
[55056,54.438986290317601]
[55057,52.843733318646798]
[55060,52.917044504765101]
[55063,55.609506079638898]
[55065,52.637860559862702]
[55066,52.933033331235201]
[55068,52.323784569960303]
[55069,55.241806444464501]
[55070,53.876018137498299]
[55071,51.824999966988202]
[55072,56.846365073256003]
[55073,53.510487779756801]
[55074,53.986480963984597]
[55075,51.834000015258702]
[55076,51.952636300433703]
[55077,52.057480456612303]
[55079,53.764143942071399]
[55080,55.114698302058798]
[55082,52.641320233398503]
[55084,54.332166639963702]
[55085,52.391999888420102]
[55087,0]
[55088,53.237064951116302]
[55089,52.731428539359896]
[55090,0]
[55092,53.467784829682799]
[55101,51.6990001201629]
[55102,51.736799983978202]
[55103,51.888000011443999]
[55104,51.900749874115]
[55105,51.878526230862199]
[55106,51.8563784470429]
[55107,51.707999897003099]
[55108,51.936315581673]
[55109,52.061347768617701]
[55110,52.416558106000998]
[55111,51.685499954223602]
[55112,52.166590866175497]
[55113,51.967753746326103]
[55114,51.8879997253418]
[55115,52.5521052360534]
[55116,51.770307694948599]
[55117,51.897209298333401]
[55118,51.879818188060398]
[55119,51.901183089404]
[55120,51.822827477290701]
[55121,51.8243076324462]
[55122,51.926680932146397]
[55123,52.094333346684699]
[55124,52.386575215483298]
[55125,52.090434800023601]
[55126,52.236517204087299]
[55127,52.237522350140402]
[55128,52.2184528962621]
[55129,52.215777799818198]
[55130,51.851999931335399]
[55150,51.779999828338603]
[55155,0]
[55301,53.496261038987498]
[55302,53.973059191099203]
[55303,53.361392234155197]
[55304,53.138354921503698]
[55305,52.354199988841998]
[55306,52.533923094089197]
[55307,53.081614717431002]
[55308,54.3569117703858]
[55309,54.065695967867498]
[55310,53.503349348004299]
[55311,52.764648616636102]
[55312,53.317401839639402]
[55313,53.614196460888699]
[55314,53.472268781235002]
[55315,52.511538410186702]
[55316,53.017090962149801]
[55317,52.548947299154101]
[55318,52.631637338491501]
[55319,54.552763616388397]
[55320,54.433779704368703]
[55321,53.534315496632701]
[55322,52.938987339599201]
[55324,53.721254151554298]
[55325,53.625757898531504]
[55327,53.103219575416702]
[55328,53.249695367861499]
[55329,54.222290747386197]
[55330,53.714399986267097]
[55331,52.7399381145988]
[55332,53.121874449031097]
[55333,53.053160633337299]
[55334,52.987912823004002]
[55335,53.268814130516198]
[55336,53.347970763262097]
[55337,51.996209248831001]
[55338,53.206131104953897]
[55339,53.246721600994597]
[55340,53.064372676351702]
[55341,53.2718822479248]
[55342,53.460569070536501]
[55343,52.256228583199601]
[55344,52.157571458816498]
[55345,52.5289565314417]
[55346,52.368545462868397]
[55347,52.084666570027601]
[55349,53.5402780665381]
[55350,53.622150634222997]
[55352,52.6040682333728]
[55353,54.038952405112099]
[55354,53.354028879481199]
[55355,53.854734434954203]
[55356,52.923762736886196]
[55357,53.385292628916197]
[55358,53.949103477083298]
[55359,53.131741946743297]
[55360,53.281249952316202]
[55362,53.855701069814799]
[55363,53.377982098715599]
[55364,52.940249991416898]
[55366,53.202000045776302]
[55367,53.291010899596102]
[55368,53.140269965189297]
[55369,52.776910653284602]
[55370,53.245568109642399]
[55371,54.935155413054503]
[55372,52.764370652791499]
[55373,53.315333286921103]
[55374,53.139888911777]
[55375,52.994250011444102]
[55376,53.415191502266701]
[55378,52.144000026157798]
[55379,52.273158321969703]
[55381,53.538335072086397]
[55382,54.120815711006998]
[55384,52.799999713897698]
[55385,53.420577542935497]
[55386,52.849312341213199]
[55387,53.054355905099797]
[55388,53.231373591475403]
[55389,53.9952148039647]
[55390,53.508792562304798]
[55391,52.6890744162]
[55395,53.479281054721802]
[55396,53.1237600231171]
[55397,53.192634138246802]
[55398,54.551133129886999]
[55401,51.928499794006299]
[55402,0]
[55403,51.9]
[55404,51.882000064849798]
[55405,51.950999941144602]
[55406,51.824999921972001]
[55407,51.8249999570846]
[55408,51.8547691198495]
[55409,51.826800041198702]
[55410,51.894000005721999]
[55411,52.048799915313701]
[55412,52.075411740471303]
[55413,51.9451763938455]
[55414,51.893142884118198]
[55415,51.905999851226802]
[55416,52.052769206120402]
[55417,51.758000024159699]
[55418,52.009885556357197]
[55419,51.820285647256]
[55420,51.710666751861503]
[55421,52.095692528211103]
[55422,52.237714339664898]
[55423,51.798000017801897]
[55424,51.951000022888103]
[55425,51.593172375909198]
[55426,52.146428694043799]
[55427,52.292999954223603]
[55428,52.446923028505701]
[55429,52.375799932479801]
[55430,52.2016154215885]
[55431,51.760054029000699]
[55432,52.392450070381102]
[55433,52.867058759577098]
[55434,52.687200042179597]
[55435,51.935076735569801]
[55436,52.0148998403549]
[55437,51.866727213426003]
[55438,51.910114198412202]
[55439,52.017374843358901]
[55441,52.355999895242498]
[55442,52.4334781190623]
[55443,52.7100000088031]
[55444,52.594285787854801]
[55445,52.745499968528698]
[55446,52.578461529658298]
[55447,52.618615392538203]
[55448,52.883094346748202]
[55449,52.660380048751797]
[55450,51.726000022888101]
[55454,51.856499862670901]
[55455,51.815999794006302]
[55601,58.802465698163701]
[55602,60.489844715247997]
[55603,59.928310674088301]
[55604,60.7820598434012]
[55605,60.4201631475431]
[55606,61.124000014831701]
[55607,60.285168571725897]
[55609,57.968625015020301]
[55612,60.544745818722603]
[55613,59.714109354838698]
[55614,59.503747232405701]
[55615,60.243272745401697]
[55616,59.215918018207503]
[55702,58.435930523250299]
[55703,59.696891412217298]
[55704,57.162433747211097]
[55705,60.260440710035397]
[55706,60.254712516105101]
[55707,57.671410110961098]
[55708,60.149307692967902]
[55709,58.552564004265101]
[55710,59.3304151067193]
[55711,58.227405310643597]
[55712,57.877254968468499]
[55713,59.276307733242298]
[55716,58.463142994471902]
[55717,59.123858781421802]
[55718,57.8286405610869]
[55719,58.844603743193197]
[55720,58.169279008939]
[55721,57.975428516037603]
[55722,58.164461451310302]
[55723,59.620967583501802]
[55724,59.436289132889797]
[55725,59.986132635948202]
[55726,57.8839999655018]
[55731,60.124733577318302]
[55732,60.556896428852802]
[55733,58.053536436573502]
[55734,59.395982689682398]
[55735,57.108059974193502]
[55736,58.197703324385401]
[55738,59.127265939810698]
[55741,59.705825264939897]
[55742,58.3065060588291]
[55744,58.009795672286501]
[55746,58.764095265497701]
[55748,57.902111933808001]
[55749,57.6584783691494]
[55750,60.348948803269003]
[55751,59.476996323498803]
[55752,57.693796710655398]
[55753,58.638000154495202]
[55756,57.615241680777999]
[55757,57.612540790656098]
[55758,59.177999973297098]
[55760,57.537624760133603]
[55763,60.176355568567899]
[55764,58.440692369754402]
[55765,58.603265603072998]
[55766,59.231797765346002]
[55767,57.363942090735897]
[55768,59.379031589909602]
[55769,58.706889135135597]
[55771,59.829261354757101]
[55772,59.640297086640203]
[55775,58.497624573202998]
[55779,58.612336611511601]
[55780,58.026981915560597]
[55781,59.138342226252902]
[55782,60.451064623555801]
[55783,57.353002019969999]
[55784,57.875769204359699]
[55785,57.800825550389803]
[55786,58.347545476393201]
[55787,57.627904801141597]
[55790,60.314873127332604]
[55792,59.680499989252802]
[55793,57.8894745196326]
[55795,57.2284320327758]
[55797,57.608700044631902]
[55798,57.799363575255398]
[55802,57.199800024032498]
[55803,59.421805957093099]
[55804,58.489286745456702]
[55805,57.946800041198699]
[55806,57.979199924468901]
[55807,57.5979130330293]
[55808,57.441918392570599]
[55810,58.349203529189097]
[55811,58.769254979351103]
[55812,57.967500042915297]
[55814,0]
[55901,53.245714248929701]
[55902,53.316526222228902]
[55904,53.2872954206033]
[55905,0]
[55906,53.335909093509997]
[55909,53.276523369940598]
[55910,52.541967908838799]
[55912,52.978160971060603]
[55917,53.1211281316561]
[55918,53.109500058492003]
[55919,51.392616163045801]
[55920,53.378787826769198]
[55921,52.394036843776703]
[55922,53.110508821701799]
[55923,53.220758640355101]
[55924,53.098583909147202]
[55925,52.729909131743597]
[55926,53.514827606595802]
[55927,53.285586726022999]
[55929,53.376281243562602]
[55931,51.790968789160203]
[55932,53.242396273810698]
[55933,53.6042123313498]
[55934,53.5117811298934]
[55935,53.142545402823998]
[55936,53.6337844034868]
[55939,53.239343216454699]
[55940,53.261116709442703]
[55941,52.155113224713297]
[55943,52.337080095749499]
[55944,53.342414491932502]
[55945,52.467272732474498]
[55946,53.152976471395903]
[55947,51.728364173262797]
[55949,52.820864545145298]
[55950,52.95]
[55951,53.413074924270099]
[55952,52.9569438473562]
[55953,52.731496695335302]
[55954,52.717159096761101]
[55955,53.3925713198525]
[55956,53.0407627562345]
[55957,52.961237033116298]
[55959,52.148353665704803]
[55960,53.238473646264303]
[55961,53.589066677093399]
[55962,52.777310341802099]
[55963,53.239891900243002]
[55964,53.113640775245798]
[55965,53.118917026894501]
[55967,53.506959668749303]
[55968,52.754571492331301]
[55969,52.714866078744699]
[55970,53.069286928020503]
[55971,52.826556213931902]
[55972,53.017550584171502]
[55973,53.284330339846299]
[55974,52.582392857755899]
[55975,53.4680440434106]
[55976,53.395100270301199]
[55977,53.525808523056298]
[55979,53.101683846575497]
[55981,52.438574981689399]
[55982,53.185275575682802]
[55983,53.130696828903602]
[55985,53.211263973999003]
[55987,52.481792174995697]
[55990,53.296781180798902]
[55991,53.027086933384702]
[55992,53.078498466684202]
[56001,52.521724166831298]
[56003,52.550950808603197]
[56007,52.8581753206904]
[56009,52.801040330465398]
[56010,52.358925547481498]
[56011,52.9150298120773]
[56013,52.468409656043598]
[56014,52.550563166905299]
[56016,52.903714176586597]
[56017,53.001171496254997]
[56019,52.961672219301299]
[56020,52.796999931335399]
[56021,52.721709625182598]
[56022,0]
[56023,52.502277543593401]
[56024,52.8107585906982]
[56025,52.514470587057097]
[56026,53.009747254187602]
[56027,52.318628553662897]
[56028,52.967534440139197]
[56029,52.671349561561598]
[56031,52.384178489020897]
[56032,52.873499965667698]
[56033,52.483132051071998]
[56034,52.405024302877997]
[56035,53.0850000858306]
[56036,52.853493029476297]
[56037,52.434381233011202]
[56039,52.444548340766602]
[56041,52.670878444491201]
[56042,52.918947807420402]
[56043,52.922181815450799]
[56044,52.865879676130199]
[56045,53.067860977338697]
[56046,52.949999999999903]
[56047,52.5450001716613]
[56048,52.852330122890898]
[56050,52.585212707519503]
[56051,52.621956632448203]
[56052,53.056096263115201]
[56054,53.038056068801801]
[56055,52.496195738656098]
[56056,52.626000308990399]
[56057,53.120459574756602]
[56058,52.798421036742802]
[56060,52.5819863789702]
[56062,52.556708340600998]
[56063,52.951492666849198]
[56065,52.5101408319453]
[56068,52.607292943341299]
[56069,53.109226475121801]
[56071,53.098311986896697]
[56072,52.961740749524203]
[56073,52.751787705241497]
[56074,52.799287203003601]
[56075,0]
[56078,52.7538367028138]
[56080,52.655999851226802]
[56081,52.689778982688097]
[56082,52.732721399325001]
[56083,53.087702227653303]
[56085,52.879277075625801]
[56087,53.054045395704698]
[56088,52.5071860213612]
[56089,52.747500085830602]
[56090,52.366380891345798]
[56091,52.827903570611802]
[56093,52.9999091798609]
[56096,52.996725057363498]
[56097,52.741652275462997]
[56098,52.505935362289698]
[56101,53.329183862801301]
[56110,53.1328928436551]
[56111,52.928679594484301]
[56113,53.969278511216302]
[56114,53.538883316698303]
[56115,53.627614066475203]
[56116,52.736949120537602]
[56117,53.398153840578502]
[56118,53.270785695740102]
[56119,53.341736786992897]
[56120,52.890137555621102]
[56121,52.435199900865499]
[56122,53.6746107467876]
[56123,53.425094542052797]
[56125,53.445000171661299]
[56127,52.668845118938997]
[56128,53.491447098675899]
[56129,52.721837835054103]
[56131,53.509741195336801]
[56132,53.459333435694397]
[56134,53.387586227191399]
[56136,54.486666674840997]
[56137,53.315450173830001]
[56138,52.504263119948497]
[56139,54.116095256805401]
[56140,0]
[56141,53.654892815862297]
[56142,54.049695626549003]
[56143,53.107806283890802]
[56144,53.376808527682599]
[56145,53.508242178176999]
[56146,52.891499733924803]
[56147,53.263199973728298]
[56149,54.491764968203398]
[56150,53.201441299577503]
[56151,53.506382599623997]
[56152,53.139917727147903]
[56153,53.6618182442405]
[56155,53.557425432574]
[56156,52.9285344711665]
[56157,53.481606288771502]
[56158,52.954662643570401]
[56159,53.069521554116001]
[56160,52.927555529276503]
[56161,53.184642863273602]
[56162,52.783831470891002]
[56164,53.882321531311298]
[56165,53.501812561154303]
[56166,53.141266273251503]
[56167,53.239048497190701]
[56168,53.2742692978305]
[56169,53.766911330404099]
[56170,54.0522020891568]
[56171,52.739039993047598]
[56172,53.587641868169101]
[56173,52.506750008889597]
[56174,53.417783187958101]
[56175,53.289916060434898]
[56176,52.748855003016601]
[56177,53.463000154495198]
[56178,54.109796777765901]
[56180,53.165555565445402]
[56181,52.537070705101797]
[56183,53.426979611946301]
[56185,53.647651658968897]
[56186,53.659061548893199]
[56187,53.5090124118475]
[56201,54.027963531278303]
[56207,55.084309088099999]
[56208,54.576000026931901]
[56209,53.952537182220603]
[56210,54.611999988555901]
[56211,54.5544023829151]
[56212,54.031810362585603]
[56214,53.413729855961897]
[56215,54.323279945373301]
[56216,53.749568150802098]
[56218,53.4749652203163]
[56219,54.520769236637904]
[56220,53.440152670057103]
[56221,55.015759271524701]
[56222,53.787914811803901]
[56223,53.463821530680598]
[56224,53.048766343005198]
[56225,54.6996228648444]
[56226,54.453319151857997]
[56227,54.664439967155403]
[56228,53.710652462506602]
[56229,53.195063828407399]
[56230,53.593534345117099]
[56231,54.327630819784098]
[56232,53.601722127979102]
[56235,55.230072645875502]
[56236,54.800846697118097]
[56237,53.487542516630903]
[56239,53.185551743671802]
[56240,54.719816989433397]
[56241,53.687855270361098]
[56243,53.974063630791797]
[56244,54.919794197823201]
[56245,53.513969399491103]
[56248,55.058359651806001]
[56249,54.636295713841001]
[56251,54.052013515137297]
[56252,54.1464155692559]
[56253,53.737083980816699]
[56255,53.221840864419903]
[56256,53.806658111064799]
[56257,53.679365851239403]
[56258,53.135785757496798]
[56260,53.790278725752202]
[56262,53.987426638033597]
[56263,53.221135832499598]
[56264,53.241188580649201]
[56265,53.825007855422903]
[56266,52.974612323605399]
[56267,55.204267450718397]
[56270,53.113207326284197]
[56271,54.2812698852252]
[56273,54.180730768350401]
[56274,55.034130809463001]
[56276,54.324979571517602]
[56277,53.555070876442201]
[56278,54.5090360463251]
[56279,54.170934745539697]
[56280,53.191594747689003]
[56281,53.733749878406499]
[56282,53.909880814331302]
[56283,53.161274389981301]
[56284,53.558175430490699]
[56285,53.586570040941197]
[56287,53.292000102996802]
[56288,53.999386953785397]
[56289,54.506694896342303]
[56291,53.163181547931899]
[56292,53.331586316832798]
[56293,53.237118063604903]
[56294,53.210999965667703]
[56295,53.794427137467501]
[56296,54.782060975985701]
[56297,53.545132875775899]
[56301,54.5032522853746]
[56303,55.021411749895798]
[56304,54.774154453417701]
[56307,54.518423096950201]
[56308,55.801604347438598]
[56309,55.636268048433898]
[56310,54.386043341314803]
[56311,55.292284956952699]
[56312,54.583853532788602]
[56313,55.631999588012597]
[56314,55.340108090477997]
[56315,55.9144614792434]
[56316,54.850696976979599]
[56318,55.178648931422103]
[56319,56.021045403046998]
[56320,54.105867804771599]
[56321,54.202799835204999]
[56323,55.170967681023299]
[56324,55.870808223175601]
[56325,54.804000377655001]
[56326,55.7955905254545]
[56327,55.330895964431697]
[56328,55.583999919891298]
[56329,55.078324348751998]
[56330,55.565325506763301]
[56331,54.789501723006303]
[56332,56.019457660287102]
[56334,54.965655300667898]
[56335,54.876000308990399]
[56336,55.064999962234502]
[56338,56.438370750592298]
[56339,55.3222691771767]
[56340,54.957327250567303]
[56342,57.190962406899999]
[56343,55.377811557978603]
[56345,55.528266869693098]
[56347,55.645565224730298]
[56349,55.134929153560499]
[56350,57.421678312246499]
[56352,54.825030538082999]
[56353,55.749483169598399]
[56354,56.244094764307903]
[56355,55.980461450723404]
[56356,0]
[56357,55.176888889736503]
[56358,55.935817163026101]
[56359,56.797164355341501]
[56360,55.566126471014002]
[56361,56.732053496803999]
[56362,54.529742484749299]
[56363,0]
[56364,56.0022906639349]
[56367,55.304243125171801]
[56368,54.280537513196499]
[56369,54.299999999999898]
[56371,54.524999999999899]
[56373,55.457798623078503]
[56374,54.587357134942799]
[56375,55.048799858093197]
[56376,54.557999992370597]
[56377,55.143290252070202]
[56378,54.9898409397452]
[56379,55.059893124704097]
[56381,54.899415289345299]
[56382,55.444253848285499]
[56384,55.097142710004498]
[56385,55.085605188733602]
[56386,57.115166695912698]
[56387,54.732923082204898]
[56389,55.115999794006299]
[56401,56.823224067386299]
[56425,56.577835148880197]
[56431,57.245074696727599]
[56433,57.837637030883599]
[56434,57.145406305789898]
[56435,57.661568956594003]
[56436,57.906000137329102]
[56437,57.029700023787399]
[56438,56.269319629216398]
[56440,56.412952817253803]
[56441,56.987969141080001]
[56442,56.945480664418298]
[56443,56.628412950183701]
[56444,57.115009972600603]
[56446,56.491409402885601]
[56447,57.300626887339703]
[56448,57.364400005340499]
[56449,56.2681578996648]
[56450,56.923970048819001]
[56452,57.684262296020002]
[56453,57.445728832180102]
[56455,56.873669707447]
[56456,57.2744998455047]
[56458,58.376033086225]
[56461,58.2002253518976]
[56464,57.734040635466201]
[56465,56.769521736891299]
[56466,57.181987996805397]
[56467,57.994993587924597]
[56468,56.829211808933898]
[56469,57.379710132488299]
[56470,58.177393202345797]
[56472,57.213124659897403]
[56473,56.950209714520298]
[56474,57.616254560049498]
[56475,55.8622238079151]
[56477,57.587333349081099]
[56479,57.1219137501365]
[56481,57.304089187035103]
[56482,57.5752146675948]
[56484,57.758427647165199]
[56501,57.291694634941798]
[56510,56.480202656448803]
[56511,56.863305176078399]
[56514,55.776533315749397]
[56515,56.295096763002]
[56516,57.7754745725858]
[56517,57.273062918736301]
[56518,57.538649990558604]
[56519,56.091956453738099]
[56520,55.131005401086398]
[56521,57.338045911319803]
[56522,55.319470122033401]
[56523,57.357157847755801]
[56524,56.463342880521502]
[56525,55.719000148773098]
[56527,57.319090929898302]
[56528,56.783627944768803]
[56529,55.7879998888288]
[56531,55.320652074826803]
[56533,56.177333376142698]
[56534,56.612087869966302]
[56535,58.4487097451468]
[56536,56.0106053172739]
[56537,55.858355781763002]
[56540,57.847619373163099]
[56541,57.100800075530998]
[56542,58.564659340044699]
[56543,55.314689294389702]
[56544,57.508396501426198]
[56545,57.2419411527409]
[56546,55.952989263975702]
[56547,55.935749974250797]
[56548,56.393456448744303]
[56549,56.520515571885099]
[56550,56.204343838244597]
[56551,56.837121102400097]
[56552,56.732443459109398]
[56553,55.192827071282998]
[56554,56.858910884007301]
[56556,58.531603592912901]
[56557,57.803336296838602]
[56560,55.799589795332601]
[56565,55.343550066947898]
[56566,58.219695720465197]
[56567,57.362398160434999]
[56568,57.073490471444998]
[56569,57.512493389647503]
[56570,58.0829808803121]
[56571,56.3884483846481]
[56572,56.587944278982903]
[56573,57.055797346835398]
[56574,56.095078122988198]
[56575,58.117213200276602]
[56576,56.431200001899199]
[56577,57.558000326156602]
[56578,57.636720684987701]
[56579,55.685791425936998]
[56580,55.778911859498201]
[56581,56.723964065277599]
[56583,55.213627180810597]
[56584,56.716979992389597]
[56585,56.668887651636297]
[56586,56.4484250843037]
[56587,57.106256052036997]
[56588,56.785682909663102]
[56589,57.973200010589402]
[56590,55.339090959321403]
[56591,58.1429999828338]
[56592,58.181866680780999]
[56593,0]
[56594,55.4532115528215]
[56601,58.435500037721297]
[56621,58.624525142481801]
[56623,59.599403159785403]
[56626,57.796897532324898]
[56627,59.437739282350201]
[56628,59.060765107420998]
[56629,59.8935473325378]
[56630,58.7839887018485]
[56633,58.036699083420999]
[56634,58.771594687022102]
[56636,58.1345577243249]
[56637,58.937807961273201]
[56639,59.324496731103501]
[56641,57.691075130418497]
[56644,58.684204909591898]
[56646,58.690169376842]
[56647,58.627561829876498]
[56649,60.061442775821803]
[56650,59.134529602292602]
[56651,58.483664493868403]
[56652,58.819707568975502]
[56653,59.676242032012503]
[56654,59.988230780454799]
[56655,57.820963088458001]
[56657,59.021788003335097]
[56658,59.213715224477298]
[56659,58.687164139391697]
[56660,59.160484773409301]
[56661,59.003015544178503]
[56662,57.6648912751156]
[56663,58.370407651184401]
[56666,59.118831784890403]
[56667,58.745959695747899]
[56668,0]
[56669,60.0015253459311]
[56670,58.9190433875373]
[56671,58.858989986240097]
[56672,57.886288574260703]
[56673,59.891709323820301]
[56676,58.623920434881697]
[56678,58.505334591993403]
[56680,58.856820879765401]
[56681,58.493160219173099]
[56683,58.625370464168597]
[56684,58.691220669312898]
[56685,59.326998238343997]
[56686,59.7196794306832]
[56687,58.502999961376098]
[56688,58.9858825528691]
[56701,58.824013803542698]
[56710,57.789486031026101]
[56711,60.761239418849001]
[56713,58.294770844777403]
[56714,59.793668061294298]
[56715,58.503620748848697]
[56716,57.719795781399299]
[56720,58.780928451674299]
[56721,57.564789281318902]
[56722,58.040862395347702]
[56723,57.5828982712979]
[56724,59.470062225616303]
[56725,59.0768208966633]
[56726,59.606505601132902]
[56727,59.3099773415478]
[56728,59.171011361526901]
[56729,59.155856609344397]
[56731,59.454105246694397]
[56732,59.055436691095998]
[56733,58.9242869761054]
[56734,59.485743352460503]
[56735,59.833685805651399]
[56736,58.3023801924449]
[56737,59.234175806726903]
[56738,58.941908453657199]
[56741,60.554999964887401]
[56742,58.675478494763297]
[56744,57.762101642762197]
[56748,58.636954483118799]
[56750,58.238150387071101]
[56751,59.817724139526]
[56754,58.724526217109201]
[56755,59.493605100006697]
[56756,59.975374237306298]
[56757,58.433381286019902]
[56758,58.928592564441502]
[56759,59.362630081245797]
[56760,58.682763767520399]
[56761,59.587635375980398]
[56762,58.083133484867901]
[56763,59.9655735325683]
[57001,50.882087467287803]
[57002,54.192285643304999]
[57003,52.677304342518603]
[57004,51.1460293829441]
[57005,52.142102790101703]
[57006,54.267731709305799]
[57010,49.482806747500597]
[57012,52.056882346377598]
[57013,51.459416517012997]
[57014,50.674611192327298]
[57015,51.754454556378398]
[57016,52.956154807921301]
[57017,53.299145564600302]
[57018,52.778576457360202]
[57020,52.591028668539799]
[57021,50.888015583157497]
[57022,53.018170908841199]
[57024,53.520721902345301]
[57025,49.378458989252799]
[57026,54.176048589367703]
[57027,51.178499972820198]
[57028,53.722434746420497]
[57029,51.190471894553497]
[57030,52.852478067816698]
[57031,49.8336227632918]
[57032,51.825685268731199]
[57033,52.535137771560699]
[57034,51.214581057187601]
[57035,52.518784736092798]
[57036,51.030205249786299]
[57037,50.729511131710503]
[57038,49.2628420302742]
[57039,51.400884485379002]
[57040,49.9706740379333]
[57041,52.632749927043903]
[57042,53.027527587942103]
[57043,51.686256613773502]
[57045,50.218186833133203]
[57046,49.973147206378997]
[57047,51.955935532046901]
[57048,52.4661959006473]
[57049,49.157806427247998]
[57050,53.367017335285297]
[57051,53.246623509918201]
[57052,50.083149282653601]
[57053,51.552132191577101]
[57054,53.281766785580601]
[57055,52.406197151667598]
[57057,53.182724410530099]
[57058,51.9859730063257]
[57059,49.764883782781602]
[57061,53.543999862670901]
[57062,49.033383565678498]
[57063,49.691296522206301]
[57064,52.140756367434903]
[57065,53.2911147594452]
[57066,49.489424412591099]
[57067,50.025818181818202]
[57068,52.375663052434497]
[57069,49.4727344993996]
[57070,51.144184662745502]
[57071,53.867480771541501]
[57072,50.1434038651023]
[57073,50.470783246313701]
[57075,53.0252950965751]
[57076,52.750511547968898]
[57077,51.432281215488899]
[57078,49.931354499768403]
[57103,52.205020365423003]
[57104,52.287631574429902]
[57105,52.139400100708002]
[57106,52.217294160057499]
[57107,52.323909096284297]
[57108,52.079057176453702]
[57110,52.223634101123302]
[57117,0]
[57197,0]
[57201,54.739931572948699]
[57212,53.597067751447398]
[57213,54.727135090247899]
[57214,53.851999998092602]
[57216,54.328714350291598]
[57217,54.7611655740548]
[57218,54.634812047817498]
[57219,54.744344393047498]
[57220,54.182962800057403]
[57221,54.105818226954298]
[57223,54.571062595899598]
[57224,54.893841461568101]
[57225,54.486851315186399]
[57226,54.666929797918399]
[57227,54.468504995874802]
[57231,53.1563689645821]
[57232,55.7352765712332]
[57233,53.816352956435203]
[57234,54.318492045869498]
[57235,54.729524249012002]
[57236,54.6983253383179]
[57237,54.116364930842003]
[57238,55.070367429342603]
[57239,55.020177338041101]
[57241,54.429449324460698]
[57242,54.414473774558701]
[57243,54.476839237777099]
[57245,55.235999965667702]
[57246,54.259199962615902]
[57247,56.073522128993702]
[57248,54.126782597251498]
[57249,53.349781072351398]
[57251,55.215463650876799]
[57252,54.3007792893942]
[57255,54.930842552387901]
[57256,55.2129924946261]
[57257,55.130100933159099]
[57258,53.8848139502281]
[57259,54.062957747385497]
[57260,54.845545734126702]
[57261,55.225109724863898]
[57262,55.0049122525934]
[57263,55.154009551636797]
[57264,54.892532596380697]
[57265,54.900187501853097]
[57266,55.414103597913403]
[57268,54.803408716020698]
[57269,54.690307005727]
[57270,55.566711449151903]
[57271,54.319561027898999]
[57272,54.787224506845199]
[57273,54.9700430357328]
[57274,54.798017037252301]
[57276,54.552768970970902]
[57278,53.920404749824797]
[57279,54.679057063091797]
[57301,50.750161925049397]
[57311,50.725316849497901]
[57312,51.588725220397201]
[57313,49.452853643037898]
[57314,51.257222783133102]
[57315,48.960490070206198]
[57317,50.085871547782403]
[57319,51.377862928119796]
[57321,51.751641836876303]
[57322,53.177956426836701]
[57323,52.044140584766801]
[57324,51.789917206308701]
[57325,50.510224567239703]
[57328,49.769871928924502]
[57329,49.129517285577201]
[57330,49.072840901938299]
[57331,50.182743240691501]
[57332,50.834915514395199]
[57334,50.388805374043002]
[57335,49.693770494617397]
[57337,51.487306595668301]
[57339,51.2013061173108]
[57340,50.924660861803098]
[57341,51.673282059237401]
[57342,49.726805198966701]
[57344,50.071414207730903]
[57345,52.668249555867099]
[57346,52.000479276279101]
[57348,53.060612120073799]
[57349,52.0670769213162]
[57350,52.2798059939973]
[57353,52.370704808006003]
[57355,50.873364908540999]
[57356,49.428348310384699]
[57358,51.096000480651803]
[57359,50.955697498783898]
[57361,49.149599990844699]
[57362,52.430680880039198]
[57363,50.487600050533402]
[57364,0]
[57365,50.280103432885497]
[57366,49.973058837067697]
[57367,49.290705938900203]
[57368,50.613462238844399]
[57369,50.221162968907599]
[57370,50.648649966365703]
[57371,52.480742730972203]
[57373,52.454926861287802]
[57374,51.324342863900299]
[57375,50.219250019697]
[57376,49.303105236797499]
[57379,51.799129685996398]
[57380,49.147300358111501]
[57381,52.165842578825398]
[57382,51.120897284310303]
[57383,50.623610851862701]
[57384,52.4083800115584]
[57385,51.148732879591201]
[57386,52.698968606786302]
[57401,54.339471354484502]
[57420,53.1932699890137]
[57421,54.332571453707502]
[57422,54.294964464024297]
[57424,53.833623614096098]
[57426,54.747517273343803]
[57427,54.358640589192497]
[57428,54.5072092701784]
[57429,54.119495286674102]
[57430,54.7857534023181]
[57432,54.539054783076402]
[57433,54.662989162796201]
[57434,54.140490275678999]
[57435,54.012469789526797]
[57436,53.586340210559896]
[57437,55.221308068599299]
[57438,53.540030202939803]
[57439,54.003000068664498]
[57440,53.554775917091398]
[57441,54.830861829188699]
[57442,52.808956457965103]
[57445,54.230276645281997]
[57446,54.834539088303998]
[57448,55.236719999867098]
[57449,54.769084987379003]
[57450,53.704235682715598]
[57451,54.4910179183358]
[57452,54.465453503741699]
[57454,54.715607180765701]
[57455,53.471966866761903]
[57456,55.101907138889104]
[57457,55.752904466671097]
[57460,54.1959427381246]
[57461,54.161046616028401]
[57465,54.097066227211997]
[57466,53.952420857446498]
[57467,53.182946625556603]
[57468,54.718720497109302]
[57469,53.598070440157997]
[57470,53.4864776680392]
[57471,54.715166254318099]
[57472,53.838692306371797]
[57473,53.222539445869202]
[57474,54.161911315847497]
[57475,53.852372100741299]
[57476,53.359893822772598]
[57477,53.883761643622201]
[57479,54.215323851142003]
[57481,54.601914329380399]
[57501,51.392956359861998]
[57520,52.280068963149397]
[57521,49.821896090180097]
[57522,51.8208247458074]
[57523,49.984335045040602]
[57528,49.499114651563602]
[57529,49.610673691116197]
[57531,50.342072975174901]
[57532,50.932075756207297]
[57533,49.994429317694099]
[57534,49.803903067355201]
[57536,51.798359782532501]
[57537,50.991595952638498]
[57538,50.003315190647001]
[57540,52.411839223986298]
[57541,49.791653204348698]
[57543,49.7547452504528]
[57544,50.3554023263058]
[57547,49.733372599815702]
[57548,50.801815100259802]
[57551,50.341883175726998]
[57552,50.633035016993901]
[57553,50.808967741073999]
[57555,50.3995183535271]
[57559,50.133961295604898]
[57560,49.831999997088701]
[57562,50.073174090896202]
[57563,49.8834545204856]
[57564,52.253403233712902]
[57566,50.026929492871197]
[57567,50.403613333289499]
[57568,50.217215601356202]
[57569,50.548351178654698]
[57570,50.398184967040997]
[57571,50.303999519348103]
[57572,50.423683347171398]
[57574,50.377652480406802]
[57576,50.288727263661102]
[57577,49.586094711688702]
[57579,49.757297595376798]
[57580,49.586347648057199]
[57584,49.541853649325397]
[57585,49.687461203542199]
[57601,53.022852625796602]
[57620,53.0768960417331]
[57621,53.604370549172401]
[57622,50.663924223247299]
[57623,52.141998795865199]
[57625,51.811827115387402]
[57626,52.253727562963199]
[57630,53.090823571822199]
[57631,53.175472525711903]
[57632,54.4039264356811]
[57633,52.986213760399004]
[57634,53.233504685021401]
[57636,52.265804370589798]
[57638,53.715631950204802]
[57639,53.590565175595401]
[57640,54.035278344400098]
[57641,53.667580572540302]
[57642,53.8703885328976]
[57644,53.035348496855697]
[57645,54.121207844644402]
[57646,53.977377715880401]
[57648,53.854390252508701]
[57649,53.681487721196099]
[57650,54.021000018738597]
[57651,53.768332809543502]
[57652,52.744424278527703]
[57656,52.957531940759097]
[57657,53.155655723523701]
[57658,53.246046447061801]
[57660,53.597869249810202]
[57661,52.697999983820402]
[57701,50.692128778877901]
[57702,53.091294876101699]
[57703,50.509399998982701]
[57706,50.694413487664498]
[57714,50.3277552833055]
[57716,50.619929407905097]
[57717,52.261690198538403]
[57718,52.396639180920801]
[57719,50.686194882958702]
[57720,53.632630304766501]
[57722,49.755844790314796]
[57724,53.5539845436519]
[57725,50.371574403431701]
[57730,54.245017586864201]
[57732,55.584035934516699]
[57735,50.654396831259803]
[57738,49.992347830620403]
[57741,50.823428698948398]
[57744,50.462182885622397]
[57745,57.747840783250901]
[57747,50.317913461190003]
[57748,51.118595746976602]
[57750,49.401917097852603]
[57751,52.809599977032903]
[57752,49.936404295445499]
[57754,57.224240952083797]
[57755,53.906579215687799]
[57756,49.958439596406699]
[57758,52.577681624203201]
[57759,54.988854764803797]
[57760,52.547100346766697]
[57761,50.885748215867402]
[57762,51.497699262666899]
[57763,49.773385133795102]
[57764,49.722015989955601]
[57766,49.651424283535597]
[57767,50.644856332902897]
[57769,51.264999993642199]
[57770,50.134339979692697]
[57772,49.953079670087398]
[57773,52.773446839921]
[57775,50.611571012163999]
[57776,53.266247636156898]
[57779,51.245742458507301]
[57780,50.0221890789323]
[57782,49.720355125928002]
[57783,53.164427699382003]
[57785,51.268094584142098]
[57787,52.085393721214203]
[57788,51.659091328406298]
[57790,50.436729842294604]
[57791,50.7439882801064]
[57792,51.708452202340801]
[57793,51.258600980640303]
[57794,50.302951434977899]
[57799,0]
[58001,0]
[58002,56.276823487001302]
[58004,56.174740745403099]
[58005,55.941348792896498]
[58006,56.2141304316727]
[58007,56.707258510124298]
[58008,55.250323423832]
[58009,56.497852921485801]
[58011,56.4804662616706]
[58012,56.012145563150902]
[58013,55.190091742069299]
[58015,55.639363587986203]
[58016,57.096821663485997]
[58017,55.172405884843002]
[58018,55.356781816327199]
[58021,55.723935622553597]
[58027,55.777892447566899]
[58029,56.718821040705599]
[58030,55.134970842361398]
[58031,56.107591280315297]
[58032,55.2839864444732]
[58033,55.577876301401801]
[58035,56.829513713325497]
[58036,56.025804797032897]
[58038,56.224710968128797]
[58040,55.363881423917803]
[58041,55.084929991844803]
[58042,55.918824114392201]
[58043,55.252902488010598]
[58045,56.525973567563398]
[58046,57.387696391805299]
[58047,55.713876803509599]
[58048,56.320797532648903]
[58049,55.981398913032599]
[58051,55.637780520392901]
[58052,55.608449158126]
[58053,55.0693034775245]
[58054,55.4471710686365]
[58056,57.307507008840801]
[58057,55.200141326295103]
[58058,55.170289066038897]
[58059,55.8859744012682]
[58060,55.207876057165798]
[58061,55.137232410247798]
[58062,55.913999974450398]
[58063,56.804393425925802]
[58064,56.968621905485897]
[58065,57.057103522070399]
[58067,55.239121105209399]
[58068,55.481863595434497]
[58069,55.412253084766597]
[58071,56.617744023163702]
[58072,56.787541618939002]
[58075,55.144529195216897]
[58076,0]
[58077,55.444209812820802]
[58078,55.818685749598799]
[58079,56.055652578685098]
[58081,55.186791687011798]
[58102,55.818557132312101]
[58103,55.766509198275401]
[58104,55.738848104095403]
[58105,55.803000068664502]
[58201,57.474596369784798]
[58202,0]
[58203,57.489576636696498]
[58204,57.6017142513819]
[58205,0]
[58210,59.839685099784298]
[58212,58.1129326795784]
[58214,57.687335465891202]
[58216,59.296475897877897]
[58218,57.202590162245997]
[58219,56.747052624350999]
[58220,59.082177155988099]
[58222,58.498070811055896]
[58223,56.908239686225798]
[58224,58.7518774392653]
[58225,58.615090870660097]
[58227,59.171195973873097]
[58228,57.633333365122503]
[58229,60.244559354706503]
[58230,57.945705869418099]
[58231,58.230575061318497]
[58233,57.554151073491703]
[58235,57.677666645958197]
[58237,57.600252409331297]
[58238,58.987131234967798]
[58239,60.775113629630901]
[58240,57.5240119574499]
[58241,58.760278430166103]
[58243,57.939336581346403]
[58244,57.738529414289097]
[58249,61.008035155872001]
[58250,59.1665415361771]
[58251,57.990409521356597]
[58254,57.988652855046197]
[58256,57.624304404466002]
[58257,57.030861846649799]
[58258,57.637000040574399]
[58259,58.839064273858199]
[58260,60.517336790055097]
[58261,57.567041754096003]
[58262,59.177774956226301]
[58265,59.4787234174444]
[58266,58.544147972774397]
[58267,57.888274731413098]
[58269,60.990136005250299]
[58270,57.9531509264459]
[58271,59.3969179642326]
[58272,58.927129164657003]
[58273,57.574615376812602]
[58274,57.237125031650102]
[58275,57.420236819668801]
[58276,58.472942726666702]
[58277,58.143319723932798]
[58278,57.489932493037102]
[58281,60.805291482392001]
[58282,59.527333329363699]
[58301,58.649712639862301]
[58311,60.538057826157903]
[58316,60.639167258631502]
[58317,59.837111111481903]
[58318,60.206645109686797]
[58321,59.150891931919801]
[58323,60.603266663551402]
[58324,59.301820117665002]
[58325,58.790282511451998]
[58327,58.671448414165901]
[58329,60.677454557103502]
[58330,59.716308094129097]
[58331,60.0200734273404]
[58332,58.022892742722]
[58335,58.207702699222999]
[58338,59.931204370711598]
[58339,60.295294881038501]
[58341,57.188320929136403]
[58343,59.018641664062301]
[58344,58.635684616585401]
[58345,59.366349019194502]
[58346,58.875264191602703]
[58348,58.105696670071303]
[58351,58.553271585769799]
[58352,60.429540710532301]
[58353,59.9946844578946]
[58355,60.584249978542303]
[58356,57.403051787687602]
[58357,58.048941847020799]
[58361,57.834237595832001]
[58362,58.743657423372099]
[58363,60.278387673533601]
[58365,60.183861238789298]
[58366,59.767624550872199]
[58367,60.397660741720799]
[58368,58.450938211303701]
[58369,60.955210501269299]
[58370,58.305180703588199]
[58372,60.506627324350902]
[58374,57.639604120489402]
[58377,59.632367631880598]
[58379,58.114909081025502]
[58380,57.970455869856899]
[58381,57.908217932076298]
[58382,59.077124989491203]
[58384,59.1086974704764]
[58385,59.589087783530999]
[58386,59.053674383965202]
[58401,56.439719362308502]
[58402,0]
[58405,56.423999691009499]
[58413,56.0448901709794]
[58415,55.620360872440699]
[58416,57.542883752113198]
[58418,57.272263801609697]
[58420,56.745394795568203]
[58421,57.195217301923002]
[58422,57.294602714172797]
[58423,57.348118411867198]
[58424,56.609086478438897]
[58425,57.543899672720997]
[58426,56.898205832873899]
[58428,56.472114919017898]
[58429,57.106425834410302]
[58430,56.805863026396899]
[58431,55.752890343512298]
[58433,55.832268225276898]
[58436,55.120841834714497]
[58438,57.198579856808202]
[58439,55.320568223864399]
[58440,56.259765280992703]
[58441,55.242387096497197]
[58442,56.213494019335897]
[58443,57.228576437354498]
[58444,57.173324904786597]
[58445,57.442613557990299]
[58448,57.224094681768101]
[58451,57.4770308439046]
[58452,57.648000240325899]
[58454,56.033828855196901]
[58455,56.835714732143202]
[58456,56.183197212706297]
[58458,55.647143212593598]
[58460,56.405910231288203]
[58461,55.888414772059001]
[58463,56.499461132504003]
[58464,57.745750844351299]
[58466,55.791272739311303]
[58467,56.938950538000597]
[58472,56.032499984502799]
[58474,55.253531775846703]
[58475,57.040186608632297]
[58476,56.969142856494997]
[58477,56.521901729713001]
[58478,57.0394142039152]
[58479,56.977726572023002]
[58480,56.619172756834203]
[58481,56.472692331900802]
[58482,56.225547496966101]
[58483,56.691542155484001]
[58484,57.150413861768001]
[58486,57.427617545304898]
[58487,56.871292868893399]
[58488,57.152770537627703]
[58490,55.575127686845299]
[58492,56.937681608479998]
[58494,56.737285160774498]
[58495,56.797577138083298]
[58496,57.275474329369203]
[58497,56.171925700203403]
[58501,55.1583529388203]
[58503,55.580103542410697]
[58504,55.004566104352897]
[58505,55.145999622344902]
[58520,55.0551246300599]
[58521,56.242301872541198]
[58523,55.605238014883199]
[58524,55.844214432706501]
[58528,54.574636357914301]
[58529,54.890519756140598]
[58530,55.765143616018896]
[58531,56.577774664381899]
[58532,56.101045287687903]
[58533,54.950692197077501]
[58535,55.317249322862097]
[58538,53.954264552291498]
[58540,56.3903112808554]
[58541,55.551047905260603]
[58542,55.416420561910698]
[58544,55.617503285314299]
[58545,56.098503058822303]
[58549,56.398644022193302]
[58552,55.202475088503498]
[58554,55.275023743711799]
[58558,55.474066210959499]
[58559,56.560457173172203]
[58560,55.329684679143597]
[58561,56.6254208620119]
[58562,54.766096587345402]
[58563,55.5007599756171]
[58564,54.9644769562208]
[58565,56.413875102996798]
[58566,55.2738707679041]
[58568,54.334084522611597]
[58569,54.786831653708198]
[58570,54.857375717241801]
[58571,55.896493317292197]
[58572,55.770078944657897]
[58573,55.127221833316803]
[58575,56.6869954317999]
[58576,56.357345563384797]
[58577,55.870294723510597]
[58579,56.418566038678001]
[58580,55.517328800345297]
[58581,56.1725108288366]
[58601,55.264103333086098]
[58620,54.451915779076401]
[58621,54.495290880944999]
[58622,54.967539123555802]
[58623,54.436190134035002]
[58625,55.430004577287498]
[58626,55.290453580583197]
[58627,55.409867637297602]
[58630,55.214068317738899]
[58631,55.221591164920902]
[58632,54.257125256429802]
[58634,55.181570990191197]
[58636,55.411614603860599]
[58638,55.412587008662001]
[58639,54.575393402682103]
[58640,55.434112099457899]
[58641,55.034971387045701]
[58642,55.319927768247602]
[58643,54.176571353313697]
[58645,54.576864361151003]
[58646,54.780439418895803]
[58647,54.734483590967898]
[58649,54.524600141824401]
[58650,54.826646414444298]
[58651,54.1925704615226]
[58652,55.209555577979501]
[58653,54.455450885423502]
[58654,54.444613835310001]
[58655,55.055420630224802]
[58656,55.1139205099443]
[58701,57.296721248264603]
[58702,0]
[58703,57.441509409670502]
[58704,57.692000007629296]
[58705,0]
[58707,0]
[58710,57.492831825126302]
[58711,58.842316894621199]
[58712,57.391443043375901]
[58713,58.710147464861599]
[58716,57.098917456285598]
[58718,58.279240416093003]
[58721,58.9643266858061]
[58722,57.400711349832903]
[58723,56.695552419979698]
[58725,57.8332398380089]
[58727,58.990895121486197]
[58730,58.126558777931201]
[58731,58.152935075317501]
[58733,57.717259943513199]
[58734,58.579874982933198]
[58735,57.199927876581803]
[58736,57.540811693763203]
[58737,59.159366407470699]
[58740,57.889185637188]
[58741,57.662796768249201]
[58744,57.650984218748]
[58746,58.7791001727633]
[58748,58.8669686600566]
[58750,58.032865437141098]
[58752,59.0722357494815]
[58755,58.795522298385798]
[58756,57.266061062849197]
[58757,55.933158970280701]
[58758,57.192071422508697]
[58759,57.325799999509499]
[58760,58.642123284318799]
[58761,58.491893732520303]
[58762,58.835999894414996]
[58763,56.727179738909697]
[58765,58.632898729339701]
[58768,57.403354228428299]
[58769,58.644268980513502]
[58770,56.665885024051299]
[58771,57.606218257777002]
[58772,59.192986100884397]
[58773,58.943277510428899]
[58775,56.364105789126803]
[58776,58.539984343573401]
[58778,56.877953399556603]
[58779,56.846818315464503]
[58781,57.181613072941097]
[58782,58.888098376481402]
[58783,59.205351610373903]
[58784,58.831735515434403]
[58785,57.567953954863597]
[58787,58.457856517008999]
[58788,58.355431342153899]
[58789,58.763592679683903]
[58790,57.205764690567399]
[58792,57.116543538424601]
[58793,58.794826103149099]
[58794,57.831012247630497]
[58795,58.753498332122597]
[58801,56.243416249934597]
[58830,58.051375284730703]
[58831,55.257284661896101]
[58833,58.405142145834603]
[58835,55.451357149988198]
[58838,54.878470914411501]
[58843,57.0436336941397]
[58844,58.435340802230002]
[58845,57.556322154780403]
[58847,56.054620588356201]
[58849,57.8615161870569]
[58852,58.167538533038297]
[58853,55.244999980926501]
[58854,55.8397510564984]
[58856,57.441976422746201]
[59001,52.035293951639098]
[59002,51.546712211567602]
[59003,51.885006120014701]
[59006,50.744187486171697]
[59007,52.842215148196203]
[59008,52.185527006999799]
[59010,51.4676962073844]
[59011,54.639880026272998]
[59012,51.744638755388699]
[59013,51.766909165815797]
[59014,52.695197036528199]
[59015,52.0900432404718]
[59016,52.616899358784103]
[59018,56.580654658905203]
[59019,51.611005276900002]
[59020,65.485153387142205]
[59022,51.818300526597397]
[59024,51.095079855046201]
[59025,52.230230067843998]
[59026,51.139291144020902]
[59027,59.747100640451599]
[59028,58.515453370725197]
[59029,51.563429930199298]
[59030,62.652748899522699]
[59031,51.295090871868602]
[59032,52.721160713568402]
[59033,51.624180681734202]
[59034,50.665154126894798]
[59035,51.390185792527298]
[59036,55.591370798217802]
[59037,50.838066700829302]
[59038,51.5837948058916]
[59039,52.091914160615801]
[59041,51.384692319456398]
[59043,51.857014190018901]
[59044,50.955890027946097]
[59046,52.782699432806901]
[59047,57.222004653593402]
[59050,52.700476808683199]
[59052,61.794039827860303]
[59053,58.5995460806053]
[59054,51.461133813104396]
[59055,54.688371750945002]
[59057,51.7579703698174]
[59058,51.791211246212299]
[59059,51.757107418627697]
[59061,60.7133670455895]
[59062,51.6441758182022]
[59063,51.081299989700298]
[59064,50.783863636363598]
[59065,58.452726536079702]
[59066,53.668337805325699]
[59067,52.3373667060118]
[59068,61.4160559217434]
[59069,52.700281176991901]
[59070,52.380382785598997]
[59071,58.177241852794602]
[59072,51.997353875437199]
[59074,53.7122493398657]
[59075,50.132912332283901]
[59076,51.142145462036098]
[59077,52.060718186315398]
[59078,53.086292835888898]
[59079,51.165877540041699]
[59081,63.642000102996803]
[59082,51.7260003089904]
[59085,55.679709828095099]
[59086,58.761542720482197]
[59087,51.852100575477998]
[59088,51.3751634175551]
[59089,53.1242931069999]
[59101,51.110834171936403]
[59102,50.208358126967703]
[59105,50.5449199867248]
[59106,50.8113428449631]
[59201,55.360954553100598]
[59211,57.2965801496293]
[59212,55.610907635112]
[59213,55.4016731046814]
[59214,53.783090427119298]
[59215,54.056305835764299]
[59217,53.910750102996801]
[59218,55.041754087352203]
[59219,56.749243959161603]
[59221,54.722169179402798]
[59222,56.778186624113403]
[59223,54.092552059656903]
[59225,55.928733572494998]
[59226,55.890173565257498]
[59230,54.520113501701601]
[59231,55.844999885558998]
[59240,58.697322528592998]
[59241,55.7038982272881]
[59242,55.958165898461502]
[59243,54.517241406933799]
[59244,57.817615368392403]
[59247,56.3242585203865]
[59248,55.434799703762501]
[59250,58.493561488428099]
[59252,57.434940877408302]
[59253,57.464589951854997]
[59254,57.1951805316803]
[59255,55.543619659910298]
[59256,57.3908999719619]
[59257,56.953766218408298]
[59258,56.634613292205401]
[59259,54.568484490809901]
[59260,58.185001945309402]
[59261,55.672910516102398]
[59262,54.059334422169002]
[59263,57.177402375294598]
[59270,54.519931793168901]
[59274,54.566119604734602]
[59275,57.998336726305297]
[59276,57.608463681001801]
[59301,52.271389374115003]
[59311,53.108565781661603]
[59312,53.320803197970903]
[59313,53.840361771936003]
[59314,52.231643389176902]
[59315,54.617830070036597]
[59317,52.186266135903303]
[59318,52.157856901280603]
[59322,52.974334967402498]
[59323,51.747204575755298]
[59324,53.136043408955601]
[59326,53.2286900338785]
[59327,51.831100406360498]
[59330,53.802259702822496]
[59332,53.039665003588297]
[59333,51.208909112756899]
[59336,52.950469932955301]
[59337,53.1967990081571]
[59338,52.534852190432296]
[59339,54.410847391400999]
[59343,52.071699601576697]
[59344,53.525573866525598]
[59347,52.1611266153974]
[59349,53.620108217924098]
[59351,52.160311700449697]
[59353,54.162352137846703]
[59354,53.758663345091399]
[59401,52.323374927043901]
[59404,52.7946969028825]
[59405,53.387929646573397]
[59410,58.671945015967701]
[59411,58.938224585274597]
[59412,54.218293804742601]
[59414,52.322250008582998]
[59416,53.949595284602502]
[59417,59.029840533397397]
[59418,55.497818181361403]
[59419,55.713814073112097]
[59420,53.089171918118701]
[59421,54.677307686731702]
[59422,57.235173669161803]
[59424,53.519198696621103]
[59425,54.659121773226197]
[59427,56.564122216436601]
[59430,53.313272703871903]
[59432,55.727791304795602]
[59433,53.767833333545198]
[59434,61.559855414097797]
[59436,53.938966731898198]
[59440,52.774934666461803]
[59441,54.9982149407574]
[59442,53.069757682448397]
[59443,53.333198566987598]
[59444,55.0951355773011]
[59446,52.9805586611336]
[59447,55.142643191343602]
[59448,57.559395069976802]
[59450,53.373842927673103]
[59451,53.535363459953899]
[59452,57.017364233929499]
[59453,55.889201238465297]
[59454,55.116877808956403]
[59456,54.110850629289601]
[59457,54.968881957184301]
[59460,53.524367505368303]
[59461,54.583829254057299]
[59462,53.827585962167902]
[59463,59.232177869887103]
[59464,55.379698744428701]
[59465,62.074209423589402]
[59466,55.047189340283801]
[59467,57.761360983224002]
[59468,53.254239996337802]
[59469,55.780829278645598]
[59471,52.616080571305901]
[59472,52.788586956521698]
[59474,54.824106206891003]
[59477,53.369944447941201]
[59479,57.653067042613401]
[59480,55.515050184549402]
[59482,55.400940730731897]
[59483,52.9551706297609]
[59484,55.633655894391602]
[59485,52.557200088500899]
[59486,55.5570359639785]
[59487,52.942909062373097]
[59489,52.878686974429201]
[59501,55.709983643284602]
[59520,54.0799786370197]
[59521,55.202188309074899]
[59522,54.533529144001797]
[59523,55.280240227827598]
[59524,54.165245631164403]
[59525,55.207975553714903]
[59526,54.474365148347403]
[59527,53.855592555469897]
[59528,54.947678083598802]
[59529,56.769866096903201]
[59530,54.964838743978902]
[59531,54.956902889086997]
[59532,54.7446053527582]
[59535,54.182227188188698]
[59537,56.458066045667998]
[59538,53.817853991359698]
[59540,54.976198380300403]
[59542,56.248021793625199]
[59544,56.669033434807098]
[59545,55.010818138989499]
[59546,52.9638592879732]
[59547,55.533068705696998]
[59601,57.3747138124155]
[59602,55.362756491650401]
[59631,60.744196708524797]
[59632,57.874963027153598]
[59633,58.458182179927697]
[59634,57.192879995664001]
[59635,54.250402477577303]
[59636,53.5912498712539]
[59638,59.139744687080302]
[59639,60.0565987989105]
[59640,59.245200004577597]
[59642,57.948644059391299]
[59643,54.306599332262998]
[59644,56.426302134984297]
[59645,58.486101210797997]
[59647,54.427662829603896]
[59648,55.290323576509699]
[59701,59.8537442915516]
[59703,58.935000085830602]
[59710,60.3402475613102]
[59711,60.373055412203001]
[59713,58.414849991500297]
[59714,56.104040253103001]
[59715,58.327072167598203]
[59716,63.168626236529597]
[59718,57.722287392955998]
[59720,61.1806150919559]
[59721,54.4013393449438]
[59722,58.104052013120999]
[59724,60.772119115484898]
[59725,59.181134893655198]
[59727,60.524400001324999]
[59728,59.2182329147019]
[59729,58.872664632579401]
[59730,62.220074844665803]
[59731,57.368909407781899]
[59732,58.192834454754703]
[59733,57.987206494289701]
[59735,58.391340402226497]
[59736,61.851290325094801]
[59739,61.562435745338199]
[59740,58.680102269901802]
[59741,53.847485897976703]
[59743,58.6094117565315]
[59745,55.449256240929898]
[59746,61.597740257652298]
[59747,57.472390234761001]
[59748,57.772551737160498]
[59749,58.400712143939799]
[59750,58.398508470502897]
[59751,57.895491007454403]
[59752,53.572031743185903]
[59754,56.319811764807397]
[59755,60.704599995985603]
[59756,55.874653854736898]
[59758,62.648743100125202]
[59759,56.492707310839002]
[59760,53.5531042717598]
[59761,61.422833608815999]
[59762,61.896102506425898]
[59801,52.575103480240401]
[59802,54.827443916506901]
[59803,55.132244307209099]
[59804,55.289677415355399]
[59808,54.224918638568802]
[59820,56.888962236380898]
[59821,56.014907524890297]
[59823,56.361545068210198]
[59824,51.710795271256302]
[59825,57.678518639525201]
[59826,59.227715994652499]
[59827,57.008024785393097]
[59828,57.129198344187202]
[59829,59.089017919794799]
[59830,56.381408478508497]
[59831,54.360037758215398]
[59832,57.257852756391998]
[59833,56.531647497591102]
[59834,56.011490801653203]
[59837,56.992328283178402]
[59840,58.028295829588401]
[59841,53.982749927043898]
[59842,56.856535886548997]
[59843,58.069444846756298]
[59844,55.410242651665797]
[59845,53.399671443342598]
[59846,56.105390172864503]
[59847,57.599269960799397]
[59848,53.579018211364698]
[59851,52.914000034332197]
[59853,56.281555359716798]
[59854,58.4633127352107]
[59855,52.7789999485015]
[59856,54.285378149577497]
[59858,60.071444940264001]
[59859,55.017023987186001]
[59860,53.728630095680501]
[59863,52.614428554262403]
[59864,54.6773286635433]
[59865,55.761462509005]
[59866,55.3240714290312]
[59867,56.937735412835103]
[59868,57.6006498080298]
[59870,55.889253360776699]
[59871,59.832978572924503]
[59872,56.322676736828001]
[59873,56.521685630128502]
[59874,55.449622846938396]
[59875,57.105850248381401]
[59901,56.422848684474701]
[59910,53.472912004852198]
[59911,56.781436564097604]
[59912,56.434732914563298]
[59913,58.840857140506998]
[59914,53.256176460490501]
[59915,54.611263159701601]
[59916,60.2440754733557]
[59917,58.619427613167701]
[59918,58.769572482647902]
[59919,60.821478806102803]
[59920,57.389775905724001]
[59922,54.115111117892702]
[59923,56.9964820569921]
[59925,57.759908561570299]
[59926,56.887170682302298]
[59927,58.8083478112259]
[59928,60.699674347436698]
[59929,55.638932865163]
[59930,55.665203487533901]
[59931,53.188078089058401]
[59932,55.402634737734303]
[59933,56.467411742490803]
[59934,58.598460666610897]
[59935,57.273715246218103]
[59936,60.317700702994102]
[59937,57.795707029134498]
[60002,50.414206477749701]
[60004,48.944790724820798]
[60005,48.849103408024199]
[60007,48.649018856264398]
[60008,49.008782635564302]
[60010,49.684679952621401]
[60012,50.151616396969303]
[60013,49.906090866435598]
[60014,50.124514290945797]
[60015,48.537283138059202]
[60016,48.250650029182403]
[60018,48.109938495342497]
[60020,50.3449090784246]
[60021,49.619999885558997]
[60022,47.976705854079299]
[60025,47.980941144157804]
[60026,48.110769257178603]
[60029,47.604000377654998]
[60030,49.979839278970402]
[60031,49.8935065603875]
[60033,50.429535698890597]
[60034,50.357675727637996]
[60035,48.433102039414997]
[60040,48.6083998489379]
[60041,50.238545465469301]
[60042,49.935529282513698]
[60043,47.640000343322697]
[60044,49.378200130462602]
[60045,48.980894111184497]
[60046,50.236754786293403]
[60047,49.5621342908616]
[60048,49.350149989128099]
[60050,50.235345268249503]
[60051,50.196510704527398]
[60053,47.591142654418903]
[60056,48.494799919128397]
[60060,49.754905242919897]
[60061,49.0434193703435]
[60062,48.266849992275198]
[60064,49.597908913005398]
[60067,49.364693863537802]
[60068,47.903999862670801]
[60069,48.654750019311898]
[60070,48.573750150203601]
[60071,50.378756842742]
[60072,50.328545483675803]
[60073,50.065604602458798]
[60074,49.238181755759499]
[60076,47.294210363689203]
[60077,47.3988000869751]
[60081,50.387307709913898]
[60083,50.193771433149102]
[60084,49.914617695527902]
[60085,49.7843606636172]
[60087,50.073115396499603]
[60088,49.511999962546597]
[60089,48.902307789142299]
[60090,48.5769000720977]
[60091,47.593499994277899]
[60093,47.841272683577003]
[60096,50.412818319147199]
[60097,50.298461644099199]
[60098,50.198740099743802]
[60099,50.3702970466991]
[60101,48.4727754709671]
[60102,49.891714286804103]
[60103,49.283624875545499]
[60104,47.562000083923301]
[60106,48.260549955367999]
[60107,49.391625040769497]
[60108,49.024312448501497]
[60109,49.845000171661297]
[60110,49.771500015258702]
[60111,49.819928864070299]
[60112,49.837285831996297]
[60113,49.9439998626708]
[60115,49.848218302293198]
[60118,49.701952958948397]
[60119,49.657183069578302]
[60120,49.360208932677303]
[60123,49.562785741261003]
[60124,49.876026361866899]
[60126,48.013814030137098]
[60129,49.878394882302501]
[60130,47.057454664056898]
[60131,47.832857322692803]
[60133,49.232228426252]
[60134,49.307593180769501]
[60135,49.769390894313702]
[60136,49.948345026476602]
[60137,48.429954593831802]
[60139,48.9727202224731]
[60140,49.852265036249698]
[60141,47.0819995880126]
[60142,49.922204917310196]
[60143,48.662896570666]
[60144,0]
[60145,49.7843139880043]
[60146,49.794159957885597]
[60148,48.174315894277399]
[60150,49.907666858037302]
[60151,49.791555521223202]
[60152,49.928673780122502]
[60153,47.2785000801086]
[60154,47.507249987125299]
[60155,47.231999969482402]
[60156,50.0055349172547]
[60157,48.860999679565403]
[60160,47.504099807739202]
[60162,47.697857093811002]
[60163,47.8848001098632]
[60164,47.876571219307998]
[60165,47.675999450683499]
[60169,49.344413842826]
[60171,47.516571644374302]
[60172,49.087714413234103]
[60173,49.017692558581999]
[60174,49.315830599251399]
[60175,49.6351448782559]
[60176,47.818363692543699]
[60177,49.382294149959698]
[60178,49.7744679207497]
[60180,49.960116311006701]
[60181,48.000642871856599]
[60184,49.299085677010602]
[60185,49.233281247317798]
[60187,48.826666704813597]
[60188,49.044461631774801]
[60189,48.723348786110101]
[60190,49.047600288391102]
[60191,48.506879997253399]
[60192,49.5613199272155]
[60193,49.1972194904234]
[60194,49.327846042926502]
[60195,49.294199924468899]
[60201,47.400521751071999]
[60202,47.284908953579901]
[60203,47.316000366210901]
[60301,0]
[60302,47.111077044560297]
[60304,47.019000077247597]
[60305,47.271818369085103]
[60401,47.970916979593902]
[60402,46.916727135398098]
[60403,48.120240142822198]
[60404,48.236149278327602]
[60406,47.104091002724303]
[60407,48.1034116071813]
[60408,48.075723976924401]
[60409,46.942666562398202]
[60410,48.086890947168499]
[60411,47.591652881212397]
[60415,47.0856000137329]
[60416,48.129483715180399]
[60417,47.977090953232299]
[60419,47.027999877929702]
[60420,47.9600249084586]
[60421,47.947834403651498]
[60422,47.751600036620999]
[60423,47.8500404834747]
[60424,48.083130355503201]
[60425,47.486526037517301]
[60426,47.263742083887799]
[60428,47.368285642351402]
[60429,47.543647317325302]
[60430,47.627142783573603]
[60431,48.241615401781502]
[60432,47.919771308898902]
[60433,47.9011761609245]
[60435,48.089250040054303]
[60436,47.971676529154998]
[60437,47.8786752453098]
[60438,47.2201936967911]
[60439,47.921905562633498]
[60440,48.198529411764703]
[60441,47.953137849939303]
[60442,47.855801344619003]
[60443,47.8907726461237]
[60444,48.096277119563197]
[60445,47.279357140404798]
[60446,48.131062495708399]
[60447,48.3407471918798]
[60448,47.725315083542903]
[60449,47.948649677528302]
[60450,48.213474678210197]
[60451,47.8127307249949]
[60452,47.561117699566999]
[60453,46.990153928903403]
[60455,47.120842220908699]
[60456,46.956000137328999]
[60457,47.428000259399397]
[60458,47.167499971389702]
[60459,46.9829997743878]
[60460,47.486643785159501]
[60461,47.873999757033097]
[60462,47.6748000240325]
[60463,47.2823480440222]
[60464,47.773071384429898]
[60465,47.298000154495199]
[60466,47.951999791463201]
[60467,47.7638824014102]
[60468,47.877687293290997]
[60469,47.219999885558998]
[60470,47.7242838060533]
[60471,47.955899677276598]
[60472,47.154000091552703]
[60473,47.226000040769499]
[60474,48.048000297546402]
[60475,47.909999752044598]
[60476,47.368875038623699]
[60477,47.7750000330118]
[60478,47.7537274100563]
[60479,47.927999875545403]
[60480,47.421517319514798]
[60481,48.031834062634303]
[60482,47.151750111579801]
[60484,48.046800247192301]
[60487,47.703499889373703]
[60490,48.287437266111297]
[60491,47.8903018699502]
[60501,46.9659000205993]
[60502,49.034800071716298]
[60503,48.793799800872698]
[60504,48.784349927902198]
[60505,48.879750108718802]
[60506,48.948923052274203]
[60510,49.172886754881603]
[60511,49.4806890952487]
[60512,48.921705823786098]
[60513,47.048117469338798]
[60514,48.008000183105402]
[60515,48.076400070190402]
[60516,48.137250030040697]
[60517,48.143437618017202]
[60518,48.9946440745207]
[60519,0]
[60520,49.641329440078202]
[60521,47.803636160763801]
[60523,47.850342864990203]
[60525,47.305346944380702]
[60526,47.276727416298598]
[60527,47.821262921784999]
[60530,50.011459396980797]
[60531,49.058596626249603]
[60532,48.252000045776299]
[60534,46.9045711244855]
[60536,48.782999897003101]
[60537,48.454500102996803]
[60538,48.7853143583025]
[60539,49.104000091552699]
[60540,48.508500051498402]
[60541,48.894355062902299]
[60542,49.075950036048802]
[60543,48.757321997820299]
[60544,48.318989559055602]
[60545,49.110115385055501]
[60546,46.979538345336898]
[60548,49.189888890584299]
[60549,48.517775607595603]
[60550,49.972314596711897]
[60551,48.703424999713803]
[60552,49.264075480766998]
[60553,49.924347960430602]
[60554,49.281972336604603]
[60555,48.858545338023703]
[60556,49.731069160496503]
[60557,48.098999691009503]
[60558,47.524799880981398]
[60559,48.063000115481202]
[60560,48.8172789869637]
[60561,48.094154020456102]
[60563,48.813050835819503]
[60564,48.562707657447199]
[60565,48.334384511067199]
[60585,48.535499987882702]
[60586,48.359506894464303]
[60601,46.856999588012599]
[60602,46.847999382018997]
[60603,0]
[60604,0]
[60605,46.818000125885]
[60606,0]
[60607,46.742000198364202]
[60608,46.594199867248498]
[60609,46.573499904359998]
[60610,46.912800178527803]
[60611,46.927200164794897]
[60612,46.764428615569997]
[60613,47.1460004806518]
[60614,46.972363367947601]
[60615,46.700727185336]
[60616,46.707789712203102]
[60617,46.6488387661595]
[60618,47.075999665260298]
[60619,46.627499914169199]
[60620,46.751333427429103]
[60621,46.631000137329103]
[60622,46.861999893188397]
[60623,46.747000122070297]
[60624,46.831125068664498]
[60625,47.179714516231002]
[60626,47.334000205993597]
[60628,46.804883792788402]
[60629,46.768800144195502]
[60630,47.336249828338602]
[60631,47.664631582561199]
[60632,46.688000043233203]
[60633,46.731882409488399]
[60634,47.4578181526877]
[60636,46.679700078964203]
[60637,46.670699787139803]
[60638,46.892608650870898]
[60639,47.084400100708002]
[60640,47.192000198364198]
[60641,47.161411857604897]
[60642,46.866000137329003]
[60643,46.926923010899401]
[60644,46.906235302195803]
[60645,47.185500097274698]
[60646,47.351999985544303]
[60647,46.939384636512102]
[60649,46.777800178527798]
[60651,46.952823594037199]
[60652,46.9019999742507]
[60653,46.713000154495198]
[60654,46.875]
[60655,47.032799949645899]
[60656,47.700545467029897]
[60657,47.059090596979303]
[60659,47.179200096130302]
[60660,47.243999862670798]
[60661,46.812000274658203]
[60706,47.607272789695003]
[60707,47.403230579082702]
[60712,47.260363717512597]
[60714,47.735142844063802]
[60803,47.092199993133498]
[60804,46.860600070953303]
[60805,46.976117538003301]
[60827,46.977937495708403]
[60901,47.816198455286298]
[60910,47.778000640869102]
[60911,47.6984125886909]
[60912,47.648042837102302]
[60913,47.965516787968198]
[60914,47.848781759000602]
[60915,47.845499897003101]
[60917,47.954938468154502]
[60918,47.181000112570203]
[60919,47.882935998794899]
[60920,47.921999931335399]
[60921,47.268989665237903]
[60922,47.724521744769497]
[60924,46.913086969956098]
[60926,46.786285400390597]
[60927,47.7676253583519]
[60928,47.525863357023702]
[60929,47.623549828939801]
[60930,47.566190036581801]
[60931,47.491853865076997]
[60932,46.649999999999899]
[60933,47.171999931335399]
[60934,47.5987317201567]
[60935,48.027675247192398]
[60936,47.056298215814699]
[60938,47.501142809731597]
[60940,47.932082435765203]
[60941,47.892774973417502]
[60942,46.753189258957697]
[60945,47.442000102996801]
[60946,47.775360047476603]
[60948,47.193351136877098]
[60949,46.8424865310256]
[60950,47.899278892469297]
[60951,47.654614805518897]
[60952,47.170200072526903]
[60953,47.113079818764398]
[60954,47.821445209614502]
[60955,47.370994150915699]
[60957,47.050010374790602]
[60958,47.734613107077401]
[60959,47.4620454623482]
[60960,46.862624982425103]
[60961,47.987837884232697]
[60962,47.159618039951098]
[60963,46.612900300347903]
[60964,47.720094050977103]
[60966,47.327673658267202]
[60968,47.2270000457764]
[60969,47.946000480651797]
[60970,47.557072748884799]
[60973,46.736999988555901]
[60974,47.5463999176025]
[61001,50.914560081481902]
[61006,49.933760895936302]
[61007,50.669314253670798]
[61008,49.916628200751603]
[61010,49.991640643730797]
[61011,50.422490114881498]
[61012,50.343479953765801]
[61013,50.5560001373291]
[61014,49.821852360264302]
[61015,49.987200133583698]
[61016,49.724052594837303]
[61018,50.698917294265598]
[61019,50.649019350851702]
[61020,49.770954556898502]
[61021,49.577391325909097]
[61024,50.355180696694198]
[61025,49.941513189516499]
[61027,50.7]
[61028,50.499230751624502]
[61030,50.233882813872597]
[61031,49.781904829116002]
[61032,50.525031573760501]
[61036,50.442198709146801]
[61037,48.990000343322698]
[61038,49.8892801110403]
[61039,50.508051681518502]
[61041,50.277287985992402]
[61042,49.0148764428127]
[61043,49.908000183105401]
[61044,50.6920384113605]
[61046,50.1956283147356]
[61047,50.163842698429299]
[61048,50.738204105254802]
[61049,49.850447597001697]
[61050,50.562146410127902]
[61051,49.6420186135935]
[61052,49.803600097324498]
[61053,49.951905402621698]
[61054,50.017071390151898]
[61057,49.781999969482399]
[61059,50.945999908447199]
[61060,50.773824285816502]
[61061,49.977990763464597]
[61062,50.524245839419898]
[61063,50.324107590808097]
[61064,49.8509379801256]
[61065,50.421041735271999]
[61067,50.423400049209498]
[61068,49.957209980066402]
[61070,50.646380323759203]
[61071,48.960081915480998]
[61072,50.2073023383562]
[61073,50.118053509507803]
[61074,49.651880856218]
[61075,50.874618562717998]
[61077,0]
[61078,50.523216926899302]
[61079,50.104000091552699]
[61080,50.290500019146798]
[61081,49.405488178298199]
[61084,49.886914337703097]
[61085,50.723977509761603]
[61087,50.932263113323003]
[61088,50.379874471484698]
[61089,50.724564753139703]
[61091,49.781999588012603]
[61101,50.284127164851697]
[61102,49.996085150698399]
[61103,50.036828596932502]
[61104,49.807363570820101]
[61107,50.071241313013502]
[61108,49.988400001525797]
[61109,49.792235352011197]
[61111,50.154203466641597]
[61112,49.823999404907198]
[61114,50.169499969482402]
[61115,50.050400009155197]
[61201,47.328149943351697]
[61230,48.179999957084597]
[61231,47.553979580742997]
[61232,47.471454308249697]
[61234,48.140309688935197]
[61235,47.995393365254301]
[61236,47.519142396109402]
[61238,48.127135907330498]
[61239,47.630999922752302]
[61240,47.9026993304699]
[61241,47.724444304572202]
[61242,48.035118868634299]
[61243,48.651735753833101]
[61244,47.700381826920903]
[61250,48.175265804467102]
[61251,48.682767183486703]
[61252,48.807873460310901]
[61254,47.918845747538903]
[61256,47.690399951934801]
[61257,47.9074884403583]
[61258,48.341999244689902]
[61259,47.299213534258598]
[61260,47.394357441841201]
[61261,48.611746578485203]
[61262,47.883105872659101]
[61263,47.613000583648599]
[61264,47.661857111422997]
[61265,47.533270488065803]
[61270,49.065861318342201]
[61272,46.8295736518659]
[61273,48.139090925614397]
[61274,48.156489839359203]
[61275,48.157866694132402]
[61276,48.093272677334802]
[61277,48.417357165472801]
[61278,47.896500205993597]
[61279,48.001789494564598]
[61281,47.801403963960503]
[61282,47.924999999999997]
[61283,48.537810158092803]
[61284,47.825637342641599]
[61285,49.328158601900398]
[61301,47.937054498845797]
[61310,49.320476581448702]
[61311,47.516249710321397]
[61312,48.271232864954698]
[61313,47.581987337245998]
[61314,48.326022411732197]
[61315,47.270999622344902]
[61316,47.841600151062003]
[61317,48.145285728999497]
[61318,49.819414349964603]
[61319,47.5423636609857]
[61320,47.869499588012602]
[61321,47.304770746143497]
[61322,47.298900175094602]
[61323,0]
[61324,0]
[61325,47.712727329947597]
[61326,47.770319978713999]
[61327,47.391428655507603]
[61328,48.558000755309997]
[61329,47.9059999465942]
[61330,48.9894856861658]
[61331,0]
[61332,47.504999828338597]
[61333,47.400857137952499]
[61334,47.489454463859602]
[61335,47.596148969772003]
[61336,47.378254694847499]
[61337,48.292499950953797]
[61338,48.419999313354403]
[61340,47.976000022888101]
[61341,48.1273368567307]
[61342,48.773657128470198]
[61344,48.200783517188597]
[61345,48.589661521911601]
[61346,48.359999656677203]
[61348,47.684052627965002]
[61349,49.126007453719097]
[61350,48.077643804680697]
[61353,49.971537358013499]
[61354,47.807857998729403]
[61356,48.012076592141]
[61358,47.3230200576782]
[61359,47.792999982833798]
[61360,48.196841577020002]
[61361,48.216267887183498]
[61362,47.799773108098897]
[61363,0]
[61364,47.605185812550602]
[61367,49.676872325450802]
[61368,47.957242361596002]
[61369,47.358464048185297]
[61370,47.547502474807601]
[61372,48.071999931335398]
[61373,48.005775468999602]
[61374,48.967091040177699]
[61375,47.4972315637688]
[61376,48.673851988266897]
[61377,47.419561488007901]
[61378,49.636875028610199]
[61379,48.007848787307701]
[61401,47.754408817920002]
[61410,47.299301164695997]
[61411,46.489741833594501]
[61412,47.415089086022697]
[61413,47.948999891281098]
[61414,48.197221103998302]
[61415,46.584295926714098]
[61416,46.614000320434499]
[61417,47.057250002452299]
[61418,47.014336283423603]
[61419,48.269999313354397]
[61420,46.619480947474599]
[61421,48.272087618247703]
[61422,46.495018829489602]
[61423,47.4508181832053]
[61424,48.276000022888098]
[61425,46.219024420947498]
[61426,48.1722856112888]
[61427,46.458531587335102]
[61428,47.389082689213502]
[61430,47.7457499742507]
[61431,46.521092249063301]
[61432,47.074671498707303]
[61433,46.668000068664497]
[61434,48.355215171620799]
[61435,47.351581444851099]
[61436,47.355673414736302]
[61437,46.5376331340631]
[61438,46.900434767681602]
[61439,47.969999885558998]
[61440,46.014264746273199]
[61441,46.070549969673102]
[61442,46.729689427718299]
[61443,48.507114553087497]
[61447,47.304675429388297]
[61448,47.672096377682898]
[61449,47.943411004053303]
[61450,46.375568431633901]
[61451,47.539568235657399]
[61452,45.905042074508003]
[61453,47.098697798708599]
[61454,46.192739531573103]
[61455,46.419648242956001]
[61458,46.916158552285999]
[61459,46.352112724411597]
[61460,46.9406469835954]
[61462,47.3148805112573]
[61465,47.723223545971997]
[61466,47.702363725142]
[61467,48.1997629549085]
[61468,47.701714324951098]
[61469,46.802314738936801]
[61470,46.608206867349502]
[61471,46.865999794006299]
[61472,47.901272610751001]
[61473,47.127107404467502]
[61474,46.937384561391902]
[61475,47.074086220510999]
[61476,47.009122016953199]
[61477,46.164090062141398]
[61478,47.156514812918203]
[61479,47.983914927218798]
[61480,46.679076895347002]
[61482,46.341369869284399]
[61483,47.893110533667702]
[61484,45.952993565220901]
[61485,48.044135585073697]
[61486,47.626628589085101]
[61488,48.0494579529093]
[61489,47.473624277905103]
[61490,48.114905774818197]
[61491,47.846955033302301]
[61501,45.781358533535297]
[61516,46.909969427385299]
[61517,47.278108679729897]
[61519,46.361999845504698]
[61520,46.496551440586501]
[61523,46.909691652642401]
[61524,46.524000549316398]
[61525,47.595215963745098]
[61526,47.865000005628197]
[61528,47.064507124457499]
[61529,47.196558153906501]
[61530,46.776145252104598]
[61531,47.226324339170702]
[61532,45.757772749120498]
[61533,46.378915610945299]
[61534,45.828962306256599]
[61535,46.7225294561947]
[61536,46.941666656070197]
[61537,47.397811182373999]
[61539,45.844500017166098]
[61540,47.043173515698101]
[61541,47.459999656677198]
[61542,45.938606959763497]
[61543,45.647023134453299]
[61544,46.699164215486398]
[61545,46.908639255898798]
[61546,45.759084119529298]
[61547,46.333239064009199]
[61548,46.824357423812202]
[61550,46.7317178398553]
[61552,46.479000377654998]
[61553,47.073000240325896]
[61554,46.210108715554902]
[61559,47.7288401849491]
[61560,47.250450867448897]
[61561,46.822716343901803]
[61562,0]
[61563,46.4070004463195]
[61564,45.912000274658098]
[61565,47.477487534220899]
[61567,45.800323947046799]
[61568,46.400890479122602]
[61569,47.0944967658656]
[61570,47.0507664643929]
[61571,46.797566843692003]
[61572,47.044905408653001]
[61602,46.026000022888098]
[61603,46.458352997723701]
[61604,46.530786830089099]
[61605,46.201999759674003]
[61606,46.407000017166098]
[61607,46.2909921270655]
[61610,46.422000217437699]
[61611,46.588909062472197]
[61614,47.1187346322195]
[61615,46.991718806326404]
[61616,46.780153920100197]
[61625,0]
[61701,46.440000302450997]
[61704,46.442415804677097]
[61705,46.412666712051802]
[61720,46.847831891853097]
[61721,46.180478837456398]
[61722,46.573323457381299]
[61723,46.005136338147203]
[61724,46.673646949319199]
[61725,46.494937545061099]
[61726,46.981329624672597]
[61727,46.028446787302599]
[61728,46.770160408602401]
[61729,46.6071890212394]
[61730,46.7088522372038]
[61731,46.8664186876873]
[61732,46.448416180848]
[61733,46.7076404378655]
[61734,46.021626513262802]
[61735,46.197882430693603]
[61736,46.519808037640203]
[61737,46.5292865553102]
[61738,46.766826945084702]
[61739,47.184337563770796]
[61740,47.111897356216197]
[61741,47.318219156134603]
[61742,46.652880065917898]
[61743,47.266655257652502]
[61744,46.800302976012603]
[61745,46.2508000782558]
[61747,46.185157886304303]
[61748,46.535699872970497]
[61749,45.614731437056797]
[61750,46.037999725341699]
[61751,45.868799972534099]
[61752,46.467280871342197]
[61753,46.774729469523699]
[61754,46.130812378227702]
[61755,46.495010466324601]
[61756,45.722130861014897]
[61759,46.303338271765298]
[61760,46.991571358271997]
[61761,46.4578581510916]
[61764,47.360944760211297]
[61769,47.5185858477452]
[61770,46.755731161101501]
[61771,46.694999970780998]
[61772,46.269428721836597]
[61773,46.966599998474102]
[61774,46.324220958975701]
[61775,47.040876890329201]
[61776,46.579124918850901]
[61777,46.279024566092097]
[61778,46.081603328112799]
[61801,46.540434812462799]
[61802,46.3725047541717]
[61810,46.173899831771799]
[61811,46.3651666323344]
[61812,46.459714181082497]
[61813,45.719676882670498]
[61814,46.367860394854802]
[61815,0]
[61816,46.146615321819503]
[61817,45.950892979758102]
[61818,45.548509056784901]
[61820,46.600091015208797]
[61821,46.659000091552699]
[61822,46.583303951166002]
[61830,45.805320053100502]
[61831,46.269652312734799]
[61832,45.907764647988699]
[61833,45.863142749241398]
[61834,46.094402752526797]
[61839,46.1847192970111]
[61840,46.713203163433803]
[61841,46.115043082730502]
[61842,46.375867321539701]
[61843,46.813894783823102]
[61844,46.217843483634603]
[61845,46.926051649553997]
[61846,45.949106195119498]
[61847,46.5822439426329]
[61848,46.337999725341703]
[61849,46.2052000274658]
[61850,45.913218128232998]
[61851,46.117094872467597]
[61852,45.892384573129398]
[61853,46.610873728300398]
[61854,46.465566559965303]
[61855,45.643499946594197]
[61856,46.0578173091778]
[61857,46.074000549316402]
[61858,46.0105091233686]
[61859,46.323209474252998]
[61862,46.543857949779898]
[61863,45.926314927649301]
[61864,46.189085167012301]
[61865,46.436352993460197]
[61866,46.670980879911099]
[61870,45.838373562226799]
[61871,46.325999450683497]
[61872,46.122285747527997]
[61873,46.266456247917098]
[61874,46.607368348774102]
[61875,46.483024336652001]
[61876,46.112769153978697]
[61877,46.202166557311998]
[61878,46.502428695133702]
[61880,46.250827857314498]
[61882,45.9982874000072]
[61883,45.961333401997898]
[61884,46.374937534332197]
[61910,45.133825404388297]
[61911,45.160661352393099]
[61912,44.718268622213301]
[61913,45.450750084927201]
[61914,44.821615380507197]
[61917,45.285180742194797]
[61919,45.414279050605202]
[61920,44.606734881409302]
[61924,45.4712063865056]
[61925,45.001071361133]
[61928,44.578150647306998]
[61929,45.423020735115799]
[61930,45.1990560379028]
[61931,44.8555610470655]
[61932,45.667448201672698]
[61933,44.942517000941798]
[61936,45.464571516854399]
[61937,45.209667530411998]
[61938,44.657142867652702]
[61940,45.6493564572541]
[61941,45.490800247192297]
[61942,45.6528529076014]
[61943,45.116503232603598]
[61944,45.034070587886099]
[61949,45.0709091533313]
[61951,44.9203374991408]
[61953,45.365300626696197]
[61955,45.047999382019]
[61956,45.593062461912602]
[61957,44.555705541481899]
[62001,42.930352962718302]
[62002,42.551926807077898]
[62006,43.005971215611702]
[62009,43.813199958801199]
[62010,42.542096239112901]
[62011,44.084924428603202]
[62012,43.220575069869497]
[62013,42.784500217437703]
[62014,43.2657759646657]
[62015,43.913866577148397]
[62016,44.267873086562503]
[62017,43.682428605215797]
[62018,42.39042867933]
[62019,43.540128445406502]
[62021,42.920704070615102]
[62022,43.1186399230956]
[62023,43.958999347686699]
[62024,42.358384499183003]
[62025,42.299046699131601]
[62027,43.722840012359597]
[62028,42.697714131219001]
[62030,0]
[62031,43.327339067581804]
[62032,43.907725717817002]
[62033,44.029010581970198]
[62034,42.0430187837133]
[62035,42.630334996450898]
[62036,42.750094625518102]
[62037,43.315689119771697]
[62040,42.041376156382]
[62044,44.487441204575902]
[62045,44.292666668362003]
[62046,42.791999816894503]
[62047,43.3721999130249]
[62048,42.260727466236403]
[62049,43.637532946877798]
[62050,44.434445493871401]
[62051,43.810768208282603]
[62052,43.596857174674199]
[62053,44.704772690209403]
[62054,43.493000019921098]
[62056,44.083225685174]
[62058,43.334999942779497]
[62059,41.808000755309997]
[62060,41.8608001327514]
[62061,42.569999942779503]
[62062,41.944285665239597]
[62063,43.632227056348597]
[62065,43.823625040054303]
[62067,42.726233779609899]
[62069,43.999248083495999]
[62070,44.302799835205001]
[62074,43.377937484979597]
[62075,44.208514276232002]
[62076,44.2199993133544]
[62077,43.445999908447199]
[62078,45.162000274658197]
[62079,43.440731606832301]
[62080,44.060880008095097]
[62081,43.811869482372103]
[62082,44.963051939910201]
[62083,44.245714165328401]
[62084,42.311052884553597]
[62085,43.7564998626709]
[62086,43.415417473061503]
[62087,42.270000228881798]
[62088,43.441552936329501]
[62089,43.6379997253417]
[62090,41.834999656677198]
[62091,43.639609783451697]
[62092,44.7195186702047]
[62093,43.686000251769997]
[62094,44.026883777352197]
[62095,42.328312397003103]
[62097,42.842326530145101]
[62098,44.619000005722]
[62201,41.8342858178274]
[62203,41.901724256318097]
[62204,41.886857332501997]
[62205,41.804000282287603]
[62206,41.772982146523098]
[62207,41.818666839599601]
[62208,41.743615425549997]
[62214,42.318096835382498]
[62215,42.354750094413703]
[62216,42.544177176077099]
[62217,42.061512570421201]
[62218,42.566715069989201]
[62219,42.847500085830603]
[62220,41.797538493229702]
[62221,41.871130495486]
[62223,41.679702101362501]
[62225,42.071999994913703]
[62226,41.691000016530303]
[62230,42.764112243846903]
[62231,42.933829244753198]
[62232,41.915333302815696]
[62233,41.806906883147001]
[62234,41.966108016710002]
[62236,41.803621727711402]
[62237,42.044975976562498]
[62238,41.820036337749002]
[62239,41.672357123238697]
[62240,41.703223954385699]
[62241,41.787750029563902]
[62242,41.884666617711403]
[62243,41.876956558227498]
[62244,42.028335088959501]
[62245,42.4619293616799]
[62246,43.196631030730401]
[62248,0]
[62249,42.811076444737999]
[62250,42.834000205993597]
[62253,43.100345829554897]
[62254,42.169510455898397]
[62255,42.054363736239303]
[62257,42.1085566609175]
[62258,42.141629377111599]
[62260,41.675214667594801]
[62261,41.588700098991403]
[62262,43.423772777210502]
[62263,42.510761821080699]
[62264,41.981595450840501]
[62265,42.254543233707203]
[62266,42.249000549316399]
[62268,42.319930749836502]
[62269,42.058574051431997]
[62271,42.474484287997498]
[62272,41.780876929139403]
[62273,43.006800041198701]
[62274,42.002593678136499]
[62275,42.992291469190498]
[62277,41.894273451715698]
[62278,41.9900750941799]
[62279,42.25800075531]
[62280,41.530485423560201]
[62281,42.4316866219933]
[62282,42.203999948501497]
[62284,43.2512432562337]
[62285,41.846285765511603]
[62286,41.890879585116103]
[62288,41.795125776884497]
[62289,42.293999862670901]
[62292,42.0824999570846]
[62293,42.4441825874991]
[62294,42.089798369527799]
[62295,42.023937928429902]
[62297,41.856130556438202]
[62298,41.976693914623802]
[62301,44.8319999985072]
[62305,44.870637956487698]
[62311,45.614450640073898]
[62312,45.220048746248501]
[62313,45.522862515449503]
[62314,45.623056173860299]
[62316,45.729779281863898]
[62319,45.5344499480724]
[62320,45.554973474013003]
[62321,45.792162861543503]
[62323,44.974025876445097]
[62324,45.576358956557002]
[62325,45.468521740125503]
[62326,46.074236040584303]
[62330,46.108904312797101]
[62334,45.709999847412099]
[62336,0]
[62338,45.362375092506298]
[62339,45.813068730594502]
[62340,45.079196769015098]
[62341,45.669487693861697]
[62343,44.264885368468697]
[62344,45.446978385156797]
[62345,44.782395338457597]
[62346,45.806300865976397]
[62347,45.437626646721199]
[62348,45.328285871233199]
[62349,45.441988213483]
[62351,45.337147631421097]
[62352,45.084000205993597]
[62353,45.4192224211126]
[62354,45.763752844092501]
[62355,44.638296076034102]
[62356,44.437163859400201]
[62357,45.548399963378799]
[62358,46.002327242764501]
[62359,45.507000017166099]
[62360,45.032201373148297]
[62361,44.867999993837699]
[62362,45.074999999999903]
[62363,45.120028996122002]
[62365,45.164534430668198]
[62366,44.399584267871099]
[62367,45.507621392162903]
[62370,44.390930264495097]
[62373,45.520864897805197]
[62374,45.877034489861799]
[62375,45.644542393441903]
[62376,44.943541977789998]
[62378,45.193898212779601]
[62379,45.305865669250501]
[62380,45.5560677221265]
[62401,43.926339123700103]
[62410,42.770470619201603]
[62411,43.970664736583402]
[62413,43.674919496043998]
[62414,44.082545475192802]
[62417,43.078723416429803]
[62418,43.683212505048701]
[62419,42.920835151253101]
[62420,44.192058551261603]
[62421,43.270050015449499]
[62422,44.1477583878792]
[62423,44.201386304335102]
[62424,43.686990853405803]
[62425,43.450052928292997]
[62426,43.505439524598103]
[62427,43.407775827933897]
[62428,43.892334214949997]
[62431,44.171806418071696]
[62432,43.570941251866898]
[62433,43.489892340440001]
[62434,43.2464271804661]
[62436,43.607790689690098]
[62438,44.248666604359897]
[62439,43.025590309621599]
[62440,44.538840661990299]
[62441,44.088649348469502]
[62442,44.126478989163502]
[62443,43.574420705992601]
[62444,44.263071359906803]
[62445,43.827619544319397]
[62446,42.708324282878102]
[62447,44.2899318500275]
[62448,43.620372239531697]
[62449,43.417730486418002]
[62450,43.139969345014897]
[62451,43.374717102202702]
[62452,42.844749951362601]
[62454,43.5659241036523]
[62458,43.885553552423097]
[62459,43.567499828338597]
[62460,42.911451406206403]
[62461,44.214541865933299]
[62462,44.217777771419897]
[62463,44.236680557091098]
[62465,44.317148890393803]
[62466,43.108386301047503]
[62467,44.009097360931598]
[62468,43.9974604496852]
[62469,44.323146005694703]
[62471,43.504449077462198]
[62473,43.641882389293002]
[62474,44.584242941992599]
[62475,43.476796907186497]
[62476,42.668047317943]
[62477,43.508964081874403]
[62478,43.657736883665301]
[62479,43.725264636208003]
[62480,43.474191723131099]
[62481,43.6046088135761]
[62501,45.490777073999801]
[62510,44.678999954380302]
[62512,45.761934915832803]
[62513,44.8181235247526]
[62514,44.737499999999997]
[62515,45.1664514841572]
[62517,44.849999999999902]
[62518,45.525734623110999]
[62519,45.2325001716613]
[62520,45.219209169787]
[62521,45.053438892638901]
[62522,44.921821828407801]
[62523,45.1379997253418]
[62526,45.255111157452497]
[62530,44.585256699756201]
[62531,44.913111114501902]
[62532,44.729142788478299]
[62533,44.399999981738098]
[62534,44.665251028182603]
[62535,45.307999992370597]
[62536,44.891333389282202]
[62537,44.931000137329001]
[62538,44.382940292358398]
[62539,45.169107610262301]
[62540,44.839999961853003]
[62541,45.3180004119872]
[62543,45.230999983274003]
[62544,44.7076615157495]
[62545,45.099872812791197]
[62546,44.531246669410002]
[62547,44.985056693598899]
[62548,45.315026102480601]
[62549,45.1130321318103]
[62550,44.703858309089199]
[62551,45.074490538183198]
[62553,44.240297735498302]
[62554,45.508173826466397]
[62555,44.511319067122997]
[62556,44.643325348359902]
[62557,44.362621179426597]
[62558,44.798870324830801]
[62560,44.203836595963402]
[62561,45.330785045445502]
[62563,45.127421062871001]
[62565,44.510259124045398]
[62567,44.744940993365098]
[62568,44.698403936004603]
[62570,0]
[62571,44.409794076751197]
[62572,44.3055826936031]
[62573,45.217242486942403]
[62601,44.798393073109501]
[62610,45.012000274658199]
[62611,45.273153467145796]
[62612,45.138356965797101]
[62613,45.448359404504302]
[62615,44.665921146411499]
[62617,45.550022708285901]
[62618,45.417260140214999]
[62621,44.9610142831026]
[62622,45.487200164794899]
[62624,45.611386758567598]
[62625,45.4022142955235]
[62626,44.152652911491899]
[62627,45.530329558303201]
[62628,45.2242040517378]
[62629,44.946807817312298]
[62630,43.998452848758298]
[62631,45.261749737603303]
[62633,45.660131779345903]
[62634,45.409078385313499]
[62635,45.974759983062697]
[62638,44.6897594157914]
[62639,45.4377888034766]
[62640,44.190235351113699]
[62642,45.548819955825799]
[62643,45.869097824383502]
[62644,45.640857042585097]
[62649,44.391600013732898]
[62650,44.999512448072302]
[62655,45.621064417761197]
[62656,45.686479870116401]
[62661,44.906769242653503]
[62663,45.096000480651803]
[62664,45.630999859173997]
[62665,45.073180800295802]
[62666,45.536420126522202]
[62667,44.391000014713804]
[62668,44.878275311427501]
[62670,44.875433643307296]
[62671,45.5900411419032]
[62672,44.075999450683497]
[62673,45.573743989562999]
[62674,44.457575302254597]
[62675,45.502313370858403]
[62677,45.154816431019299]
[62681,45.653461771572303]
[62682,45.734085315611303]
[62684,45.372556662805302]
[62685,43.708205634856803]
[62688,45.235021981040099]
[62689,44.4180004119873]
[62690,44.272171125565002]
[62691,45.370985976742901]
[62692,44.705741352870497]
[62693,45.297037917752697]
[62694,44.807194830899]
[62695,0]
[62701,45.174000549316403]
[62702,45.269368412620103]
[62703,45.076327842962499]
[62704,45.040956488899504]
[62707,45.387238604372101]
[62711,45.041758134288102]
[62712,45.244601873749602]
[62801,42.940883448966403]
[62803,42.636960136413499]
[62806,42.275589966592797]
[62807,43.296361417655397]
[62808,42.683678973398898]
[62809,42.494999921321799]
[62810,42.642052427233502]
[62811,42.347999382018997]
[62812,42.0894323776863]
[62814,42.952445246703398]
[62815,42.427948015386399]
[62816,42.283269177950302]
[62817,41.978809869793103]
[62818,42.389242744445802]
[62819,42.136499691009497]
[62820,42.2873793569104]
[62821,41.862864643413403]
[62822,42.141817994551197]
[62823,42.775269253437301]
[62824,42.873064666857701]
[62825,42.131999588012597]
[62827,41.927322592273804]
[62828,42.495029145768498]
[62829,41.877428463527103]
[62830,43.150330477175501]
[62831,42.577101263215198]
[62832,41.960434570612101]
[62833,42.421988944585799]
[62835,42.0993591503358]
[62836,42.378807713435201]
[62837,42.572050354124102]
[62838,43.561570674671799]
[62839,42.922691919399298]
[62841,42.078000068664501]
[62842,42.660642988341102]
[62843,42.522521682407501]
[62844,42.119898265903203]
[62846,42.2687142235892]
[62848,42.7905000686645]
[62849,42.993946300736901]
[62850,42.771333344777403]
[62851,42.690509562222402]
[62852,42.25800075531]
[62853,43.195440032958899]
[62854,43.4185072390421]
[62856,42.221999931335397]
[62858,43.135240711599998]
[62859,42.3080125421993]
[62860,42.350380197635303]
[62861,41.628000068664498]
[62862,42.245759977340697]
[62863,42.439927461851397]
[62864,42.907992993172002]
[62865,42.098037663945597]
[62867,41.341043484729198]
[62868,42.9704735085705]
[62869,41.933252200457702]
[62870,43.086823665394398]
[62871,41.611469349569198]
[62872,42.962516120172303]
[62874,42.086999988555903]
[62875,43.096599400749596]
[62876,42.669428566523898]
[62877,42.738836077393103]
[62878,42.869169304187402]
[62879,42.9780000686645]
[62880,43.675149762273499]
[62881,43.157307833157901]
[62882,43.089538603562602]
[62883,42.3893513550629]
[62884,42.216000073130502]
[62885,43.368742637823097]
[62886,42.505846111590998]
[62887,42.1643999862671]
[62888,42.314877547049903]
[62889,43.092283014981199]
[62890,42.261573868167197]
[62891,42.149999999999899]
[62892,43.2073334164089]
[62893,43.058608718540299]
[62894,42.387999963760301]
[62895,42.520239796443803]
[62896,42.098171115385398]
[62897,42.120230814126799]
[62898,42.753044777485798]
[62899,42.986424519765599]
[62901,42.0405535646847]
[62902,41.900711236738204]
[62903,41.788941192626901]
[62905,41.2326869411323]
[62906,41.338769230475698]
[62907,41.720792277433802]
[62908,40.710267312455798]
[62910,40.544641758078903]
[62912,41.635814546724603]
[62914,39.993740376559103]
[62915,0]
[62916,41.747954313263598]
[62917,41.8577812001109]
[62918,42.027020038374303]
[62919,40.8648181915283]
[62920,41.347493873907602]
[62921,42.1140000343322]
[62922,41.9597142252683]
[62923,40.652785732064899]
[62924,42.011110930972499]
[62926,40.846823495976999]
[62927,41.897999382019002]
[62928,41.651399991171701]
[62930,41.716676467306399]
[62931,41.323488337494503]
[62932,41.935411711300098]
[62933,42.044999885559001]
[62934,41.679959913253697]
[62935,42.0375664490197]
[62938,41.323926573062103]
[62939,41.589337264292297]
[62940,41.364594098837003]
[62941,40.414379644741899]
[62942,41.201181871240699]
[62943,41.067829769215599]
[62946,41.689455197106497]
[62947,41.8971724016913]
[62948,42.125432241285097]
[62949,42.015000343322697]
[62950,41.2710769213163]
[62951,42.153870871759203]
[62952,40.952786189459196]
[62953,40.4039999485015]
[62954,41.480021032032198]
[62956,40.4922523998519]
[62957,40.427760072980597]
[62958,41.566819086480599]
[62959,42.088426372599997]
[62960,40.741297279821701]
[62961,0]
[62962,40.068725288307199]
[62963,40.010117542042401]
[62964,40.0924616025044]
[62965,41.591999244689902]
[62966,41.8776134748137]
[62967,41.822727428782997]
[62969,40.136734206767002]
[62970,40.395623769854502]
[62972,41.744723024368199]
[62974,42.280718488600598]
[62975,41.410826092180898]
[62976,40.2675144917756]
[62977,41.9470263456043]
[62979,41.263123782103598]
[62982,41.226000022888101]
[62983,41.9662597705791]
[62984,41.1715591034569]
[62985,41.448850410191099]
[62987,41.9229532937023]
[62988,40.335765666243397]
[62990,40.337892702647601]
[62992,40.327269991296902]
[62994,41.913463191858]
[62995,41.359691528871799]
[62996,40.232164923677701]
[62997,41.736000823974599]
[62998,41.0460316176163]
[62999,42.107999992370601]
[63005,42.2398705599119]
[63010,41.8414884168048]
[63011,41.795563763705097]
[63012,42.299727235273799]
[63013,42.869749963283503]
[63014,42.932649406829398]
[63015,42.306900043487502]
[63016,42.2068965122617]
[63017,41.959297200795703]
[63019,42.008769035339299]
[63020,42.551180345504001]
[63021,41.841697803763402]
[63023,42.536571385310197]
[63025,42.118670886075897]
[63026,41.785722796751699]
[63028,42.335553190758901]
[63030,42.7622465499459]
[63031,41.987068965517203]
[63033,41.6674467939011]
[63034,42.152853765720202]
[63036,42.593207456480698]
[63037,43.313834853565901]
[63038,41.920556882061497]
[63039,42.5079999923706]
[63040,41.756842141402302]
[63041,42.866538388912403]
[63042,42.010408191291603]
[63043,42.239035790307099]
[63044,42.177142987932399]
[63045,42.6051429748535]
[63047,0]
[63048,42.222000053950701]
[63049,41.674687492847397]
[63050,42.464564122909103]
[63051,42.192129719708397]
[63052,41.915414665966502]
[63053,0]
[63055,42.4006415133206]
[63056,43.0615771381865]
[63057,42.149999999999899]
[63060,42.841491944596498]
[63061,42.830000114440899]
[63068,43.050407999703197]
[63069,42.265489094448697]
[63070,42.262254711497903]
[63071,42.999744887639999]
[63072,42.479631969241197]
[63073,42.396000022888103]
[63074,41.456999833243202]
[63077,42.716483342611497]
[63079,43.019999885559002]
[63080,43.047855854893598]
[63084,42.488636742826102]
[63087,42.750352949254598]
[63088,41.961692223181998]
[63089,42.407255410799998]
[63090,42.429833316802998]
[63091,43.293049700615803]
[63101,41.6460004806518]
[63102,41.790000152587801]
[63103,41.629999923706002]
[63104,41.6315998077392]
[63105,41.438999819755502]
[63106,41.610000085830599]
[63107,41.688000106811501]
[63108,41.643428502764003]
[63109,41.705538588303703]
[63110,41.6193332672119]
[63111,41.737200050353998]
[63112,41.561142989567301]
[63113,41.596908916126601]
[63114,41.224687618017199]
[63115,41.6763749957084]
[63116,41.665714236668101]
[63117,41.528181786970599]
[63118,41.535428728376097]
[63119,41.4519374549388]
[63120,41.521799869537297]
[63121,41.2282758975851]
[63122,41.3676923605111]
[63123,41.4993749856948]
[63124,41.4612354334662]
[63125,41.6740465164184]
[63126,41.312470806346198]
[63127,41.581333287556902]
[63128,41.6137242054117]
[63129,41.7233792535189]
[63130,41.457899951934799]
[63131,41.558333333333302]
[63132,41.2131428309849]
[63133,41.389500331878601]
[63134,41.5087499141693]
[63135,41.5012801208496]
[63136,41.669707335495303]
[63137,41.852727335149503]
[63138,42.068307891258797]
[63139,41.555999741187399]
[63140,41.465999794006301]
[63141,41.719309033480499]
[63143,41.726999974250703]
[63144,41.668500137328998]
[63146,42.088982992657101]
[63147,41.890799835205002]
[63155,0]
[63301,42.635338557986699]
[63303,42.257111061943903]
[63304,42.3651863906343]
[63330,43.5962666193644]
[63332,42.529443457441502]
[63333,43.654448298750196]
[63334,44.4413080474407]
[63336,44.372693877317403]
[63339,44.423504600174802]
[63341,42.6218510641054]
[63343,43.572243203343497]
[63344,44.167805838353402]
[63345,44.331740146488301]
[63347,43.072807474313997]
[63348,42.924174727282399]
[63349,43.381418884122702]
[63350,43.332432782281302]
[63351,43.311951885773503]
[63352,44.129956906819501]
[63353,44.427886570033699]
[63357,42.764241230441399]
[63359,44.048382741879799]
[63361,43.419705588684003]
[63362,42.8239448744675]
[63363,43.2639533001201]
[63366,42.712138671596399]
[63367,42.636982102827503]
[63368,42.547180188288401]
[63369,42.833716572739]
[63370,43.769999313354397]
[63373,42.6137248635292]
[63376,42.563558301165003]
[63377,43.663255768044003]
[63379,43.2445215708319]
[63381,43.4558490339315]
[63382,44.326908993411301]
[63383,43.287331208625403]
[63384,43.8229937873271]
[63385,42.705220165768097]
[63386,42.350013173253899]
[63387,44.003999519348099]
[63388,43.288840349982699]
[63389,42.973443034932501]
[63390,43.144780420396998]
[63401,44.604014250226498]
[63430,45.174814527175002]
[63431,44.989423767995]
[63432,45.821699165301702]
[63433,44.047838595605597]
[63434,44.815530381608099]
[63435,45.148447555928698]
[63436,44.397218206578899]
[63437,44.921927032702797]
[63438,44.694452670834998]
[63439,44.579520080566297]
[63440,44.668094646698101]
[63441,44.4884659149429]
[63443,44.366611355203297]
[63445,45.4804969407298]
[63446,45.183400456966702]
[63447,44.950938044185101]
[63448,44.820683194151002]
[63450,44.879699993133499]
[63451,45.116823445833603]
[63452,44.890547424617601]
[63453,45.731851895650202]
[63454,44.687064772766902]
[63456,44.227662603539201]
[63457,45.173733367919901]
[63458,44.878285784681196]
[63459,44.484815227467003]
[63460,45.293387693844402]
[63461,44.547691594777199]
[63462,44.268984101789201]
[63463,44.537076947977198]
[63464,45.108000183105403]
[63465,45.728022203392698]
[63467,44.237999725341702]
[63468,44.723352490569098]
[63469,44.874579587849702]
[63471,44.6453823482289]
[63472,45.1829998970031]
[63473,45.343943052189999]
[63474,45.527517213492501]
[63501,46.028426462762397]
[63530,45.369593830157598]
[63531,45.794917943774699]
[63532,45.153286403866801]
[63533,46.027704277483799]
[63534,44.991051188914803]
[63535,46.6275445503763]
[63536,45.857938986309499]
[63537,45.469764700496903]
[63538,45.251713065271801]
[63539,45.546976738197799]
[63540,45.891677394989898]
[63541,46.582064500624099]
[63543,45.655294059304602]
[63544,46.479804568379897]
[63545,46.745054009769099]
[63546,46.1491558099722]
[63547,45.776666685740103]
[63548,46.288321528174002]
[63549,45.740527965305503]
[63551,46.549282509316001]
[63552,45.137831439328899]
[63555,45.936500632926197]
[63556,46.167652464161002]
[63557,45.891088237482002]
[63558,44.9915600051879]
[63559,46.007632699304601]
[63560,46.81519522808]
[63561,46.319270034359803]
[63563,45.581816336573297]
[63565,46.972147078198503]
[63566,46.131966101113001]
[63567,46.410731715690801]
[63601,43.037614671024599]
[63620,42.570169433470703]
[63621,42.622729487699601]
[63622,42.9277059005288]
[63623,42.644005253942296]
[63624,42.939138008660301]
[63625,42.7215144324988]
[63626,42.638903285611001]
[63627,42.166329940323898]
[63628,42.808075232632397]
[63629,42.562475511395199]
[63630,42.888770431488801]
[63631,42.9614624476432]
[63633,42.5517599487304]
[63636,42.266245097498697]
[63637,43.012636418775998]
[63638,42.137677450217801]
[63640,43.036278183812897]
[63645,42.727276056675699]
[63648,43.004470483795799]
[63650,42.670692569926601]
[63653,42.855600013732897]
[63654,42.743128137687499]
[63655,42.3426618400146]
[63656,42.754858438592201]
[63660,43.034425540680601]
[63662,42.403536547683998]
[63663,42.662999725341699]
[63664,42.9897919769287]
[63665,42.539931847832399]
[63666,42.485999965667702]
[63670,42.056267182111498]
[63673,41.781788003719299]
[63674,42.756461422259903]
[63675,42.563999943022999]
[63701,40.6546732837935]
[63703,40.5811577345195]
[63730,40.8624774096088]
[63732,41.059518973434997]
[63735,40.3364796547867]
[63736,40.3001276783477]
[63738,40.925999450683499]
[63739,41.003368468033599]
[63740,40.548105320177498]
[63742,40.278000068664497]
[63743,41.3759999313354]
[63744,0]
[63745,40.621894726000299]
[63746,41.468999862670799]
[63747,41.440987126238902]
[63748,41.342069688325097]
[63750,41.467636247114697]
[63751,42.042312174449698]
[63755,40.888305669360598]
[63758,0]
[63760,41.2440550672898]
[63763,40.706103084996798]
[63764,41.816021721777702]
[63766,41.232287303437502]
[63767,40.270799560546799]
[63769,41.135881782869902]
[63770,41.133999824523897]
[63771,40.4942413023266]
[63774,40.610400123596101]
[63775,41.953410182453801]
[63780,40.425014436530098]
[63781,41.976864422781901]
[63782,41.048210545590003]
[63783,41.209000015258702]
[63784,40.259999656677202]
[63785,40.931673894757701]
[63787,41.206644204029601]
[63801,40.028264205185998]
[63820,40.0259994506835]
[63821,37.894267587258703]
[63822,39.396425112776797]
[63823,40.106377277734097]
[63824,0]
[63825,40.194410981478697]
[63826,38.491846143282302]
[63827,38.485768935600603]
[63828,39.768000411987302]
[63829,37.827600059509201]
[63830,38.488494822615202]
[63833,39.448310696500002]
[63834,40.058547671391402]
[63837,39.0020689734096]
[63839,38.200800590515101]
[63841,39.579113323219097]
[63845,39.8003757505669]
[63846,39.744304333562397]
[63847,38.860500240325898]
[63848,38.954902492619603]
[63849,38.240608754365198]
[63851,38.630493441727403]
[63852,38.6483077063927]
[63853,38.243999862670798]
[63855,38.109467492784702]
[63857,38.302445067519997]
[63860,39.548640060424802]
[63862,39.322060324405697]
[63863,39.264743224287301]
[63866,39.341999904925999]
[63867,39.7269557210196]
[63868,39.8717136383056]
[63869,39.523441909080297]
[63870,39.344377289178198]
[63873,39.009595383942496]
[63874,39.2069995880127]
[63876,38.153162650174899]
[63877,38.249657112121497]
[63878,39.153000068664497]
[63879,38.684275896795803]
[63880,38.406000137329102]
[63882,40.049999999999997]
[63901,40.088058562178901]
[63902,0]
[63932,39.5699397350675]
[63933,39.244527337694201]
[63934,42.307500015605498]
[63935,40.447950925683401]
[63936,39.693391260255503]
[63937,41.383896964240499]
[63939,40.172454500198299]
[63940,39.675043777837999]
[63941,41.441500014066698]
[63942,40.135222191280697]
[63943,41.056313297605698]
[63944,41.562131037149797]
[63945,39.466442337402903]
[63951,41.647747693478401]
[63952,41.271375027069602]
[63953,39.352783407923198]
[63954,39.017392146618299]
[63955,39.774545444141701]
[63956,41.952373734972397]
[63957,41.854282212191997]
[63960,40.341467504377398]
[63961,39.234480689753298]
[63962,0]
[63964,42.281228206365398]
[63965,41.3348120610517]
[63966,40.586988938250599]
[63967,40.779643355427602]
[64001,43.877999923755503]
[64011,43.576896057128899]
[64012,43.0387263016951]
[64014,43.190625107288298]
[64015,42.9375464016629]
[64016,43.358092995577003]
[64017,44.364960113525299]
[64018,43.908363689075799]
[64019,43.7486250203848]
[64020,43.763885145780499]
[64021,44.027955987874201]
[64022,44.136585365853598]
[64024,44.190391277230297]
[64029,43.191283078463499]
[64030,42.934500045776304]
[64034,43.0381518883041]
[64035,44.280786949689201]
[64036,44.414888763427697]
[64037,44.0678141315978]
[64040,43.629190554541303]
[64048,44.530276265855598]
[64050,43.110113223093798]
[64052,42.9513333638509]
[64053,42.387000274658099]
[64054,42.8060001373291]
[64055,42.994772750681001]
[64056,43.083488340156002]
[64057,42.827898284136197]
[64058,43.113123333290801]
[64060,44.242864933529397]
[64061,43.554642833982101]
[64062,44.838435810771102]
[64063,43.087565181566298]
[64064,42.817521149004001]
[64065,42.7020006179809]
[64066,43.6962000274658]
[64067,44.098720334459898]
[64068,43.564852920980996]
[64070,43.345448278229703]
[64071,43.951726149206202]
[64072,43.387500000000003]
[64074,43.777568175575901]
[64075,43.413437145559001]
[64076,43.816528978655398]
[64077,43.910999977588602]
[64078,42.812350225668297]
[64079,43.4258284095785]
[64080,43.1008343749251]
[64081,42.8484000205993]
[64082,42.944368329801001]
[64083,43.116905799001998]
[64084,44.762095278785303]
[64085,44.619728744722799]
[64086,43.0812941607306]
[64088,43.527352910883202]
[64089,44.083537851602202]
[64090,0]
[64092,42.714666875203399]
[64093,43.748581915995999]
[64096,44.0401052976909]
[64097,44.142713364020899]
[64098,43.775494712026401]
[64101,0]
[64102,41.934000205993598]
[64105,42.283199958801198]
[64106,42.541499948501503]
[64108,42.335538614713201]
[64109,42.766000175476002]
[64110,42.4183636925437]
[64111,42.679999923705999]
[64112,42.378000068664498]
[64113,42.667499613761898]
[64114,42.499363751844903]
[64116,42.439531821392897]
[64117,42.637636366757398]
[64118,43.374333286285299]
[64119,43.051038650365903]
[64120,42.067636091058901]
[64123,42.522857093810998]
[64124,42.679714393615697]
[64125,42.254999828338597]
[64126,42.427499914169303]
[64127,42.562874901294698]
[64128,42.579428468431701]
[64129,42.384000038519098]
[64130,42.187439964294398]
[64131,42.363677437074699]
[64132,42.181621556668603]
[64133,42.771545401486399]
[64134,42.675056507902298]
[64136,42.481579128064602]
[64137,42.521769024775502]
[64138,42.615480079650801]
[64139,42.407000064849797]
[64145,42.633545520088802]
[64146,42.517199993133502]
[64147,43.073999977111797]
[64149,42.950470632665201]
[64150,42.519818141243597]
[64151,43.2992306305811]
[64152,43.113775812346297]
[64153,43.520281791686998]
[64154,43.853076850450897]
[64155,43.906079921722402]
[64156,43.983839984893699]
[64157,43.919361767870299]
[64158,43.171846037644599]
[64161,42.402843797206799]
[64163,43.734500074386503]
[64164,43.8502702145963]
[64165,44.078400077819801]
[64166,44.273999813624698]
[64167,44.338799629211401]
[64192,42.645000171661302]
[64401,44.275216248228702]
[64402,46.252055861830002]
[64420,46.794000720977699]
[64421,44.9746665636698]
[64422,45.717136404731001]
[64423,46.098983216046399]
[64424,46.415485704966898]
[64426,47.0221138000488]
[64427,45.695542384810302]
[64428,46.606251976433597]
[64429,45.544427151355798]
[64430,45.371999994523598]
[64431,46.920092336214402]
[64432,46.325999450683497]
[64433,46.442999553680401]
[64434,46.318468093871999]
[64436,45.054767852783101]
[64437,45.270190172150002]
[64438,46.077999982833802]
[64439,44.075189990043597]
[64440,43.914851265984602]
[64441,46.643097154376498]
[64442,47.246047921666097]
[64443,44.693619074140202]
[64444,44.200440864863303]
[64445,46.844113680449297]
[64446,46.011309280592101]
[64448,44.045922594378098]
[64449,45.166397506998102]
[64451,45.0266666775657]
[64453,46.4985882702995]
[64454,44.5567894742005]
[64455,45.685375629518099]
[64456,46.7143701339835]
[64457,46.073535479883901]
[64458,47.254220362840996]
[64459,45.525978301918997]
[64461,47.146106335332597]
[64463,45.982141296759799]
[64465,44.922677495402603]
[64466,45.533845504466001]
[64467,46.892068961570899]
[64468,46.650601044103297]
[64469,45.826046300134699]
[64470,45.6401756847226]
[64471,46.483528657172101]
[64473,45.084791664282399]
[64474,45.474227823184897]
[64475,46.8750647743828]
[64476,47.023645199498802]
[64477,44.838100928619099]
[64479,46.643045457926597]
[64480,45.653949516360498]
[64481,46.662238558623201]
[64482,46.217220619830798]
[64483,45.522671383410803]
[64484,43.8495150999589]
[64485,45.316191376225198]
[64486,47.116904309314101]
[64487,46.348601500790799]
[64489,46.100743874107799]
[64490,45.101902192571899]
[64491,46.4944114752575]
[64492,44.387087009264]
[64493,44.990467408438597]
[64494,45.714448131070597]
[64496,45.616058761933203]
[64497,45.807182937714998]
[64498,46.626687514781899]
[64499,46.476300101280103]
[64501,44.568428747994503]
[64503,44.469559372077498]
[64504,44.244989320065102]
[64505,44.879237526951499]
[64506,44.858769123370799]
[64507,44.443792310937603]
[64601,45.142256217598899]
[64620,45.959915486188002]
[64622,44.832860534789504]
[64623,44.562323751380902]
[64624,45.025083752770698]
[64625,45.302920717923101]
[64628,45.149490042686402]
[64630,45.794086288316599]
[64631,45.381402084507798]
[64632,46.868452455574499]
[64633,44.165940460112402]
[64635,45.3063668679982]
[64636,46.069212712632797]
[64637,45.272971634609]
[64638,45.165102667862897]
[64639,44.6213333553737]
[64640,45.612693947490101]
[64641,45.995639974594098]
[64642,46.173615862360002]
[64643,44.890405594885699]
[64644,45.734386060404198]
[64645,46.559488700736601]
[64646,45.889141557068903]
[64647,45.739146970300098]
[64648,45.911015291443498]
[64649,45.915986551374402]
[64650,45.388444455464601]
[64651,44.980500003269597]
[64652,45.538793411462201]
[64653,45.467218109394601]
[64654,45.101999993757701]
[64655,47.103324064062001]
[64656,44.924675668252398]
[64657,46.104738453351501]
[64658,44.901515610516]
[64659,45.018726668308297]
[64660,44.815879731842202]
[64661,47.254705053096103]
[64664,45.081453638774597]
[64667,46.883590920404899]
[64668,44.3100895468868]
[64670,45.817685632387096]
[64671,45.309412922990397]
[64672,47.354463893469699]
[64673,46.6719327557988]
[64674,45.7625454741639]
[64676,44.768542370553703]
[64679,46.111660725729699]
[64681,44.781080096035701]
[64682,44.875276541202602]
[64683,45.562070504999298]
[64686,44.836499905586201]
[64688,44.990399997477603]
[64689,45.993879666722798]
[64701,42.839343733446903]
[64720,43.019538455037598]
[64722,42.487655099013701]
[64723,42.706662846156497]
[64724,42.496804970401797]
[64725,42.901400822374697]
[64726,43.191397517560397]
[64728,41.789819364005503]
[64730,42.740967410025299]
[64733,43.447389450073203]
[64734,42.827473610325796]
[64735,42.968493038399302]
[64738,42.206604505581801]
[64739,43.194985147732297]
[64740,42.5816096519562]
[64741,41.960857037135497]
[64742,42.881510207117799]
[64743,42.9780000686645]
[64744,42.179745627189199]
[64745,42.412500286102201]
[64746,42.730078192055203]
[64747,43.122969844012403]
[64748,41.548195348467097]
[64750,42.266048868691001]
[64752,42.255882386600199]
[64755,41.215705294358102]
[64756,41.815017057677402]
[64759,41.536171853542299]
[64761,43.484774189610597]
[64762,41.4098596439026]
[64763,42.358616746114301]
[64765,0]
[64767,41.863848232371403]
[64769,41.2085524621762]
[64770,42.721187002347897]
[64771,41.944168768300599]
[64772,41.948754606636903]
[64776,42.2324480468532]
[64778,42.060606709169498]
[64779,42.342342156124303]
[64780,42.334659942394502]
[64781,42.0960000514984]
[64783,42.3322069036549]
[64784,41.638585698263903]
[64788,42.994448234764697]
[64790,42.215095114160697]
[64801,40.776845844621697]
[64804,40.909930413287597]
[64830,40.929600219726503]
[64831,40.412451486178398]
[64832,40.9683789102654]
[64833,0]
[64834,40.635230695284299]
[64835,40.858000183105403]
[64836,41.0288905047546]
[64840,41.241235626180703]
[64841,40.908000755309999]
[64842,41.524337299760496]
[64843,40.742299004135802]
[64844,41.524537110919702]
[64847,40.048500108718798]
[64848,41.700436373623901]
[64849,40.908000183105401]
[64850,41.164712649378203]
[64854,39.940701520976702]
[64855,40.969444370269699]
[64856,40.716170038144597]
[64857,40.854000377654998]
[64858,40.808999347686701]
[64859,41.283090938221299]
[64861,41.386236977238198]
[64862,41.5178130693524]
[64863,39.519142859322599]
[64865,40.639235322615598]
[64866,41.482520578985302]
[64867,41.1948545395244]
[64870,40.772671496259001]
[64873,41.793144600649903]
[64874,41.700000143051099]
[65001,43.0079076532217]
[65010,43.193922035415397]
[65011,42.544632926168298]
[65013,43.213916571105401]
[65014,43.2040871474765]
[65016,42.823806147672599]
[65017,42.5684223347697]
[65018,42.633287283389798]
[65020,42.374529963259]
[65023,42.697267575331097]
[65024,43.011852794492299]
[65025,42.7582211067662]
[65026,42.448967619865201]
[65032,42.545371128065597]
[65034,42.781759492974402]
[65035,43.1117224239024]
[65037,42.4338260650634]
[65039,42.830050639864702]
[65040,42.546674873828799]
[65041,43.062519200294602]
[65043,42.746999981823997]
[65046,42.892746438718802]
[65047,42.447209265065702]
[65048,42.915230677677997]
[65049,42.313607209069303]
[65050,42.679887520865002]
[65051,43.240691152865097]
[65052,42.490191705259498]
[65053,42.538116687579603]
[65054,42.965999928642702]
[65058,42.800195140373297]
[65059,42.728399974822899]
[65061,43.003463438080502]
[65062,42.933000183105399]
[65063,43.071940873501497]
[65064,42.514079704284597]
[65065,42.3880000856187]
[65066,43.270418621772897]
[65067,43.113585801660598]
[65068,42.9439998626708]
[65069,43.090112574368902]
[65072,42.269435402365197]
[65074,42.523782691955503]
[65075,42.574491394042902]
[65076,42.646485550889601]
[65077,43.073624942983898]
[65078,42.887642376943901]
[65079,42.298242151053799]
[65080,42.523789516248101]
[65081,42.838374623454399]
[65082,42.469411616605797]
[65083,42.531599838950399]
[65084,42.742271337276499]
[65085,42.790063617012699]
[65101,42.559173186531197]
[65109,42.616924510811799]
[65201,43.235582547395097]
[65202,43.181801398872103]
[65203,42.778856176038197]
[65215,0]
[65230,44.046582192805197]
[65231,43.721451183644703]
[65232,43.929652230635902]
[65233,43.366761585995803]
[65236,44.730955837702297]
[65237,43.064736294484398]
[65239,44.3487499952316]
[65240,43.900878759049498]
[65243,43.904553452733303]
[65244,44.412666708628301]
[65246,44.506304429925002]
[65247,44.949228397117601]
[65248,43.826358408812901]
[65250,43.753651386225897]
[65251,43.397569442300203]
[65254,43.922577461726199]
[65255,43.562784614745397]
[65256,43.539090910824797]
[65257,43.9167054386958]
[65258,44.362695586162999]
[65259,44.288075883241603]
[65260,44.652203352976599]
[65261,44.570389457297502]
[65262,43.644972950703398]
[65263,44.1387931166024]
[65264,43.720499964321299]
[65265,43.9508301555774]
[65270,43.8642971876505]
[65274,43.680529454175101]
[65275,44.252832660756901]
[65276,43.389340345840601]
[65278,43.752000617980897]
[65279,43.334567463897002]
[65280,44.036160186767503]
[65281,44.423014886343601]
[65282,44.138490604904398]
[65283,44.282999871943098]
[65284,43.792153745797897]
[65285,43.899891819825001]
[65286,44.7794998168945]
[65287,42.959716496505102]
[65301,43.332089794995298]
[65305,43.510384721022298]
[65320,0]
[65321,43.745149266541901]
[65322,43.755633867290598]
[65323,43.108285733012401]
[65324,42.3132044696452]
[65325,43.030428048682502]
[65326,42.477613153596799]
[65327,0]
[65329,43.119512223034299]
[65330,44.014973271211801]
[65332,43.478165607339498]
[65333,43.422688373190397]
[65334,43.3995395063004]
[65335,43.294384530874403]
[65336,43.629964080124701]
[65337,43.491894363024201]
[65338,42.918772901926502]
[65339,44.042280307163097]
[65340,43.847736255367501]
[65344,44.364478402121797]
[65345,43.009254549199802]
[65347,43.799496779287999]
[65348,43.340013991535898]
[65349,43.932142474594698]
[65350,43.114000027974299]
[65351,43.5163671596518]
[65354,42.988764650681397]
[65355,42.544778996844599]
[65360,43.382417909422799]
[65401,43.031381104549901]
[65436,42.931153810941197]
[65438,41.689065711863698]
[65439,42.5479072406591]
[65440,42.628557751728898]
[65441,43.072635563884901]
[65443,42.890571408953001]
[65444,42.739149302940802]
[65446,42.654236818614699]
[65449,43.033244671720098]
[65452,42.612461515573301]
[65453,43.176568753834502]
[65456,42.938121951498601]
[65457,43.057974670506702]
[65459,42.897360021591098]
[65461,42.950228494916601]
[65462,42.935041996611197]
[65463,42.289318763816603]
[65464,42.412378352397099]
[65466,42.307678940892202]
[65468,42.4391738145247]
[65470,42.709391403198197]
[65473,42.848235941316702]
[65479,42.516960577374199]
[65483,42.590733900681002]
[65484,42.935769174649103]
[65486,42.571730000548598]
[65501,42.48591546878]
[65529,43.365000343322698]
[65534,42.741133850243401]
[65535,43.3033012114375]
[65536,42.352587146389801]
[65541,42.675085789816698]
[65542,42.786893191801198]
[65543,42.739480200107899]
[65548,41.912975386379202]
[65550,43.155591360682202]
[65552,42.777142872886003]
[65555,42.563033436768798]
[65556,42.562142146399196]
[65557,42.751000213623001]
[65559,43.105380742220703]
[65560,42.481730082950698]
[65564,42.508744173271701]
[65565,43.158034446935297]
[65566,42.488210497404303]
[65567,42.4540931394545]
[65570,42.741872790943397]
[65571,42.3200259840333]
[65580,43.203509392828302]
[65582,43.157315643658599]
[65583,42.606532303748601]
[65584,42.755730371796702]
[65586,43.2155996704101]
[65588,41.701968386050702]
[65589,42.452571323939701]
[65590,42.400258047349901]
[65591,42.5423051261902]
[65601,42.151963634490897]
[65603,41.940631665681501]
[65604,42.0024222824144]
[65605,42.099953493698997]
[65606,41.112245899156399]
[65608,42.066578649595698]
[65609,40.641391380973502]
[65610,42.440973925383197]
[65611,41.168742861066498]
[65612,42.094917310270098]
[65613,42.206005722035101]
[65614,41.667726064791303]
[65616,41.545151473536599]
[65617,42.318324465365002]
[65618,41.228571428571399]
[65619,42.247098710503302]
[65620,43.125230774512602]
[65622,42.409035877140802]
[65623,0]
[65624,41.914783781928001]
[65625,41.976079833527301]
[65626,40.954324841378202]
[65627,41.0560090437802]
[65629,42.634488559315201]
[65630,42.229902425626399]
[65631,42.322111172146201]
[65632,42.543258878543199]
[65633,42.1587507793719]
[65634,42.337986732002904]
[65635,42.039321398734998]
[65637,41.312973429249404]
[65638,41.458871283389499]
[65640,42.082585931279802]
[65641,41.339636325836103]
[65644,42.491593392895098]
[65646,41.912896519928701]
[65647,41.862346164079803]
[65648,42.469663255521503]
[65649,42.098531205207102]
[65650,42.203425610319002]
[65652,43.007436846653903]
[65653,42.001071459906399]
[65654,42.001500034332203]
[65655,40.780295463041803]
[65656,41.9798497404663]
[65657,42.283753844041101]
[65658,41.243999916314998]
[65660,42.730609751910599]
[65661,41.901179543519603]
[65662,42.833439449455398]
[65663,42.325155442718]
[65664,42.1680004119873]
[65667,42.709495704563302]
[65668,42.319304292098302]
[65669,42.443159210302198]
[65672,41.142000047365798]
[65674,42.1044958831786]
[65676,40.678235359752797]
[65679,41.096556090453198]
[65680,41.232635058234699]
[65681,41.094705862157397]
[65682,41.759063488746001]
[65685,42.3081120346069]
[65686,41.464758682250903]
[65689,42.458152733893399]
[65690,40.323509389049498]
[65692,40.946498824175599]
[65702,42.550833336512198]
[65704,42.610122610096099]
[65705,42.4708531559764]
[65706,42.572035212243698]
[65707,41.937754031808602]
[65708,41.887736372961299]
[65710,42.262537938606798]
[65711,42.626713368673499]
[65712,42.102066517933402]
[65713,42.6734711518654]
[65714,42.308507460978497]
[65715,41.292612239292602]
[65717,42.372893625255699]
[65720,42.747069713681199]
[65721,42.607819668191397]
[65722,42.432079910278297]
[65723,41.764756114308398]
[65724,42.249000061259501]
[65725,42.363000025067997]
[65727,42.204360214233297]
[65728,42.2795998764038]
[65729,40.560342889513201]
[65730,41.144666703542001]
[65731,41.360999965667702]
[65732,42.296894599684499]
[65733,40.808354720349598]
[65734,41.813732857900099]
[65735,42.484519267391804]
[65737,41.713940605140898]
[65738,42.247367969572203]
[65739,41.134032834162397]
[65740,41.612700061798002]
[65742,42.877479391228597]
[65744,41.276560829906899]
[65745,41.546187768515999]
[65746,43.173142452692701]
[65747,41.424579498442696]
[65752,41.845822852170897]
[65753,43.024500001560497]
[65754,42.464756769747297]
[65755,41.698934174838698]
[65756,41.807517957687303]
[65757,42.613659161999998]
[65759,41.8379347490227]
[65760,40.602292707489703]
[65761,40.885104255442201]
[65762,41.0799310427698]
[65764,42.312827633166997]
[65766,40.453909362446097]
[65767,42.267976632215998]
[65768,41.811309424430199]
[65769,42.0506087344625]
[65770,42.137553262710497]
[65771,41.894874989986398]
[65772,41.662722574664699]
[65773,41.422435763466602]
[65774,42.445218269231901]
[65775,41.435986007974698]
[65777,40.961437574028899]
[65778,40.360728358590798]
[65779,42.421026729737299]
[65781,42.207970684416097]
[65783,42.294000036820101]
[65784,40.753714207240499]
[65785,42.115069699532597]
[65786,42.272668374043199]
[65787,42.357592827117401]
[65788,41.5649999874394]
[65789,41.849210576007202]
[65790,41.239130451368197]
[65791,40.723835291020997]
[65793,41.988572528300601]
[65802,42.383409852668798]
[65803,42.428848331965703]
[65804,42.512219191250701]
[65806,42.467249751091003]
[65807,42.407240570647801]
[65809,42.563739121478498]
[65810,42.330000052244699]
[66002,43.6392977103758]
[66006,43.117009450361003]
[66007,43.304482802029298]
[66008,44.2504000473022]
[66010,41.608033600173997]
[66012,43.0138074660683]
[66013,42.988999917771999]
[66014,42.248409351510801]
[66015,42.004156290552999]
[66016,43.499853655187003]
[66017,44.169162156130803]
[66018,43.2100481538887]
[66019,0]
[66020,43.295201722337403]
[66021,42.8839890811754]
[66023,43.616966863399902]
[66024,44.3364705478443]
[66025,43.1306177301296]
[66026,42.617544422873898]
[66027,43.353428551810097]
[66030,42.979732499148099]
[66031,42.947999811172402]
[66032,42.241032426315599]
[66033,42.324980755035597]
[66035,44.739144227137899]
[66039,41.762441955422503]
[66040,42.581907718364903]
[66041,43.847474586029698]
[66042,42.659513653935498]
[66043,42.941684261121203]
[66044,43.189536158752396]
[66045,43.337999725341703]
[66046,43.214892871039197]
[66047,43.235068030496201]
[66048,43.348508469533101]
[66049,43.295761370658802]
[66050,43.308620650192701]
[66052,43.243149742537597]
[66053,42.966366319437903]
[66054,43.280545425415099]
[66056,42.235621668841297]
[66058,43.617591238369897]
[66060,43.353694178841401]
[66061,42.975580979901302]
[66062,42.923807370598901]
[66064,42.671140077740603]
[66066,43.307919467695598]
[66067,42.642948819537501]
[66070,43.094482721131399]
[66071,42.786390871799703]
[66072,42.409804194123502]
[66073,43.225483169984201]
[66075,42.394894670641499]
[66076,42.961441891692303]
[66078,42.6443571567535]
[66079,42.657645672182397]
[66080,42.447991219071]
[66083,42.9651827882699]
[66085,42.860907135796197]
[66086,43.263683608006502]
[66087,44.594645469838902]
[66088,43.111303309925198]
[66090,44.518856207728398]
[66091,42.140704909309001]
[66092,42.816935731730297]
[66093,42.440943966624801]
[66094,44.932299476256297]
[66095,42.927970578390003]
[66097,43.298562775424898]
[66101,42.3929997989109]
[66102,42.619285746983103]
[66103,42.430799903869598]
[66104,42.785104538077697]
[66105,41.967230943533004]
[66106,42.469068435773401]
[66109,43.047786174100899]
[66111,42.697411772784001]
[66112,42.9584999799728]
[66115,42.266470628626202]
[66118,41.912399711608799]
[66202,43.003920112609798]
[66203,42.942782617651801]
[66204,43.017375111579803]
[66205,42.753600196838299]
[66206,42.497294089373398]
[66207,42.607000160217197]
[66208,42.767142820358202]
[66209,42.549000048637403]
[66210,42.7035000392368]
[66211,42.440700130462602]
[66212,42.693724092943903]
[66213,42.816666793823202]
[66214,42.931714398520299]
[66215,42.926181741194199]
[66216,43.005272691899997]
[66217,42.798000001907297]
[66218,42.729405351587197]
[66219,42.923379135131803]
[66220,42.822428512573197]
[66221,42.874363621798402]
[66223,42.736199855804401]
[66224,42.505200176239001]
[66226,42.746076998343803]
[66227,42.9337198448181]
[66401,43.8616789629557]
[66402,43.5292899001984]
[66403,45.6766736412048]
[66404,45.341112859703699]
[66406,45.783600066048699]
[66407,43.2066078992667]
[66408,45.3413114735337]
[66409,43.2908203527331]
[66411,44.555308701473699]
[66412,45.384000036120398]
[66413,43.340984458626799]
[66414,43.399661130353401]
[66415,45.035317104618699]
[66416,44.319142886570503]
[66417,44.913385656901703]
[66418,43.486937113625601]
[66419,43.403828528267901]
[66422,43.8721721719523]
[66423,44.271151899385998]
[66424,44.141868956953097]
[66425,44.9145341147075]
[66427,44.986408312454699]
[66428,44.981601076430401]
[66429,43.075347028459802]
[66431,43.685583668144297]
[66432,44.621325001716599]
[66434,44.793792055031901]
[66436,43.755394859520997]
[66438,45.705947331378297]
[66439,44.174113479158699]
[66440,43.439363609660703]
[66441,43.161927960282597]
[66442,43.044744568149497]
[66449,43.714594799878398]
[66451,43.078030968893401]
[66501,42.815999794006302]
[66502,43.601060247055599]
[66503,43.7064545527371]
[66506,43.364999485015801]
[66507,43.318479520813298]
[66508,45.369551488932402]
[66509,43.804891151960803]
[66510,42.990486454319303]
[66512,43.167418677307801]
[66514,43.111016978247697]
[66515,45.175208891683504]
[66516,44.194500007629301]
[66517,43.003199958801197]
[66518,45.584490567333198]
[66520,44.375052651606097]
[66521,44.552898020109403]
[66522,45.246000480651801]
[66523,43.027837149094999]
[66524,43.287952059899901]
[66526,43.449066632588597]
[66527,44.545877332628798]
[66528,42.970264475010602]
[66531,43.5992432761836]
[66532,44.603033943499497]
[66533,43.009240417297001]
[66534,45.235424200693799]
[66535,43.618646272798799]
[66536,43.3218318821054]
[66537,43.266081101185499]
[66538,45.181625995014301]
[66539,43.011151911337102]
[66540,44.549384180331799]
[66541,45.916471375629399]
[66542,43.221999904087603]
[66543,43.101499891281101]
[66544,45.200824489965399]
[66546,43.293863010406398]
[66547,43.166813575615301]
[66548,44.6918235105626]
[66549,44.725337294058498]
[66550,44.566444439358101]
[66552,43.966540557242702]
[66554,44.018992941014801]
[66603,42.864000320434499]
[66604,43.012138189118403]
[66605,43.158000183105401]
[66606,42.941142817905899]
[66607,42.947999890645299]
[66608,42.852999973297102]
[66609,43.190727247758304]
[66610,43.429261178423602]
[66611,43.001999902725203]
[66612,42.928500223159702]
[66614,43.267816475334499]
[66615,43.099283467257102]
[66616,42.837461757659902]
[66617,43.113165604994997]
[66618,43.0449473973324]
[66619,43.353230777153598]
[66621,42.996000480651801]
[66622,0]
[66701,41.529361260499002]
[66710,41.172156715393001]
[66711,41.305714307512503]
[66712,41.029655200037404]
[66713,40.281307682624202]
[66714,41.270571474347797]
[66716,41.385249273446803]
[66717,41.418848759720902]
[66720,41.319170339659301]
[66724,40.901281735594701]
[66725,40.7371694038873]
[66728,40.688400192260701]
[66732,41.347034839103898]
[66733,41.262505573101201]
[66734,41.067652209738]
[66735,41.040750038623798]
[66736,41.204399996670801]
[66738,42.207205413139]
[66739,40.555984381293399]
[66740,41.352666738298097]
[66741,41.534354267844598]
[66743,41.007428562830398]
[66746,41.150754021816503]
[66748,41.447959668967698]
[66749,41.644463923514799]
[66751,41.600510803512798]
[66753,40.934573203678603]
[66754,41.856141969579198]
[66755,41.540432379144498]
[66756,41.177088590211497]
[66757,40.977463644634497]
[66758,41.818886214387597]
[66760,40.971000480651803]
[66761,41.703483873182698]
[66762,40.947657990791399]
[66763,41.048538472102202]
[66767,42.242011236478398]
[66769,41.437372346634497]
[66770,40.278719673156701]
[66771,41.112263689984303]
[66772,41.360496649080801]
[66773,40.857026744943802]
[66775,41.349000147555699]
[66776,41.335596177017301]
[66777,41.804700566895796]
[66778,40.152000617980903]
[66779,41.4136700620356]
[66780,41.147491498489899]
[66781,40.835791942838902]
[66782,40.836000823974601]
[66783,41.889368153863302]
[66801,42.882354519410697]
[66830,43.236872697309998]
[66833,43.674037326788998]
[66834,44.075279983520403]
[66835,43.0596153772794]
[66838,43.500000099035397]
[66839,42.470111284084197]
[66840,42.250845826565801]
[66842,42.706412987144802]
[66843,42.698390703182802]
[66845,42.870858599908097]
[66846,43.523466273716501]
[66849,44.034043649846801]
[66850,42.926890493657403]
[66851,42.337083088017501]
[66852,42.464539703490203]
[66853,42.381690573422397]
[66854,42.595793951216599]
[66856,42.908786867485603]
[66857,41.961341058825496]
[66858,43.0675699110324]
[66859,43.399605669102201]
[66860,42.586444137836303]
[66861,42.685483489158997]
[66862,42.952121883085802]
[66863,41.6939998626709]
[66864,42.572483971468202]
[66865,42.993548183821297]
[66866,42.238714338245202]
[66868,43.031137717698101]
[66869,43.178458140704997]
[66870,41.939478253520797]
[66871,42.962022470624198]
[66872,43.606190499805201]
[66873,43.869712624871397]
[66901,44.3757713685197]
[66930,44.601437485218]
[66932,45.4402690991488]
[66933,44.525946794318003]
[66935,45.200952559070501]
[66936,46.195706430837603]
[66937,43.915800045934198]
[66938,43.999339667295303]
[66939,45.208229510287197]
[66940,45.183652098282501]
[66941,46.206180266351602]
[66942,45.325576533590002]
[66943,44.419889493278298]
[66944,45.111664797501099]
[66945,44.996033670351999]
[66946,45.123374984814497]
[66948,44.530818536218199]
[66949,45.0779220704908]
[66951,45.952114213642297]
[66952,45.9174912197266]
[66953,44.601752419735703]
[66955,45.501292663667201]
[66956,45.935236749961298]
[66958,45.178391549098897]
[66959,45.505465441585102]
[66960,45.446384642674303]
[66962,44.114271796328303]
[66963,44.634414480234398]
[66964,45.412827249006703]
[66966,44.972963327533698]
[66967,45.491007181894801]
[66968,44.728035063492598]
[66970,45.798676082449902]
[67001,41.556399860382001]
[67002,41.187625014781901]
[67003,39.829345292141497]
[67004,40.244670115712303]
[67005,39.690413785098201]
[67008,41.270476399995403]
[67009,40.094573161979397]
[67010,41.0454103479221]
[67012,41.630903139422003]
[67013,40.696167764727598]
[67016,41.484000205993603]
[67017,41.383350105285601]
[67018,39.598942647996502]
[67019,40.878478131625201]
[67020,41.731162483692103]
[67021,42.153754697694303]
[67022,39.574290327592301]
[67023,40.924092946885601]
[67024,39.995921625150899]
[67025,41.141224487460299]
[67026,40.989478823479097]
[67028,41.613967016182897]
[67029,40.703242457321302]
[67030,41.385692387360798]
[67031,40.689877327883003]
[67035,41.496770815054496]
[67036,40.245814413108498]
[67037,41.137352056906202]
[67038,40.194903014330698]
[67039,40.919875308445498]
[67041,42.131999588012597]
[67042,41.770161494763499]
[67045,42.087550603866497]
[67047,41.644750772289598]
[67049,39.970178634779799]
[67050,41.402946741905403]
[67051,39.7812654086026]
[67052,41.363168366120497]
[67053,42.203999519348102]
[67054,42.396033551257801]
[67055,41.465999794006301]
[67056,41.647082251536702]
[67057,40.218254759626497]
[67058,40.560832107850104]
[67059,42.2136536720744]
[67060,40.992461602504299]
[67061,39.668979839350499]
[67062,42.039567529833]
[67063,42.537657648600103]
[67065,41.554079996109003]
[67066,42.097739012345002]
[67067,41.446000003814603]
[67068,41.243573767239901]
[67070,39.746093695950997]
[67071,40.890132839301401]
[67072,41.579986569285303]
[67073,42.499932240631502]
[67074,41.516682779248697]
[67101,41.232679205120697]
[67103,40.428146329740201]
[67104,40.714451980081698]
[67105,40.120404241440099]
[67106,40.691042579488503]
[67107,42.116571468114799]
[67108,41.589773785351802]
[67109,42.416983970815899]
[67110,40.947818166559301]
[67111,41.0695221403003]
[67112,41.429135408359798]
[67114,42.079532748018202]
[67117,41.947500085830598]
[67118,40.6381748199463]
[67119,40.061999947947797]
[67120,40.9369162614883]
[67122,41.616858934502801]
[67123,41.730765265834499]
[67124,41.898966097427497]
[67127,40.543505905241602]
[67131,40.714885728018601]
[67132,42.185678637027699]
[67133,41.062472617409398]
[67134,41.51203959059]
[67135,41.537818590159297]
[67137,41.632937089102597]
[67138,40.655864339377999]
[67140,39.737930594427702]
[67142,40.888882481391001]
[67143,41.173800029754602]
[67144,41.363171233920099]
[67146,40.580482059192903]
[67147,41.520538668263796]
[67149,40.966126804816902]
[67150,39.321600036621]
[67151,42.435929154927699]
[67152,40.499028507524002]
[67154,41.770555156847998]
[67155,41.153099983439702]
[67156,40.25462242815]
[67159,41.227188140566902]
[67202,41.141999244689899]
[67203,41.144999599456703]
[67204,41.200499805808001]
[67205,41.190075729466599]
[67206,41.301692390441801]
[67207,41.209885580880197]
[67208,41.308800315856899]
[67209,41.159265156181398]
[67210,41.253157906783201]
[67211,41.147478004123798]
[67212,41.177233947591503]
[67213,41.137499570846501]
[67214,41.174571173531596]
[67215,41.129815353980398]
[67216,41.031529392915601]
[67217,41.030033984426701]
[67218,41.217999839782699]
[67219,41.288700056076003]
[67220,41.345538535484799]
[67223,41.198399620056101]
[67226,41.460486448133302]
[67227,41.196856989179302]
[67228,41.426666704813599]
[67230,41.163375002145699]
[67232,41.168307407085699]
[67235,41.201294012630598]
[67260,41.3400003433227]
[67301,40.606593823579097]
[67330,41.039344939186002]
[67332,40.870659602956501]
[67333,40.280284245486101]
[67334,40.080000686645498]
[67335,40.838705378209397]
[67336,40.565466371315203]
[67337,40.3275395328005]
[67340,40.1939998626708]
[67341,41.170164776970303]
[67342,40.987372674977202]
[67344,40.947149320749098]
[67345,41.036343241584298]
[67346,40.805589051442503]
[67347,40.424137005740597]
[67349,41.3675105588189]
[67351,40.334524350050003]
[67352,41.065995103980597]
[67353,40.948427237353201]
[67354,40.898707000377499]
[67355,40.0313266111879]
[67356,40.691515671511901]
[67357,41.169286130342797]
[67360,40.104000064730599]
[67361,40.3936976214464]
[67363,41.0459999084472]
[67364,40.628470903284402]
[67401,42.312278768657499]
[67410,42.352381544881801]
[67416,42.3451416768741]
[67417,44.392237906473703]
[67418,43.301050842414398]
[67420,44.129203151427603]
[67422,42.222840424177598]
[67423,42.899663257598803]
[67425,43.079462256296601]
[67427,42.7304800720215]
[67428,42.383954206859698]
[67430,44.901461069752003]
[67431,42.840013095489198]
[67432,43.069589701481398]
[67436,43.132581591107297]
[67437,44.806699043345098]
[67438,42.644109211033097]
[67439,43.4280657030369]
[67441,42.4391842340168]
[67442,42.6030507815086]
[67443,42.315455137908202]
[67444,43.121052620949698]
[67445,44.0321685452124]
[67446,44.631294349638502]
[67447,43.614624953269903]
[67448,42.411157165722699]
[67449,43.459965981773301]
[67450,42.739366390681496]
[67451,42.8835563335521]
[67452,44.063168676215497]
[67454,43.224970617013803]
[67455,43.3486771741251]
[67456,42.376667879344602]
[67457,42.809096612171601]
[67458,42.795952922596598]
[67459,42.980460414611898]
[67460,42.356109060726702]
[67464,42.849855314619901]
[67466,43.574044755157601]
[67467,42.568038027186802]
[67468,43.2405093056814]
[67470,42.088687330484298]
[67473,44.4723859870643]
[67474,44.983935531493103]
[67475,43.3325824756066]
[67478,43.468499708175599]
[67480,42.305225550293997]
[67481,43.451194592162203]
[67482,42.293999862670901]
[67483,42.849305380175899]
[67484,42.555064518220902]
[67485,44.2988874141042]
[67487,42.827195792926801]
[67490,43.2493125081062]
[67491,42.743671519564799]
[67492,43.037052651455497]
[67501,41.995721539364503]
[67502,42.232026937343903]
[67505,42.076363355463101]
[67510,42.098940547149802]
[67511,43.0805121956802]
[67512,42.245999930886597]
[67513,43.535918605165698]
[67514,41.812850312558503]
[67515,44.1836030244827]
[67516,43.513207504107001]
[67518,43.874305274360999]
[67519,42.308197134985001]
[67520,43.498744204482797]
[67521,44.0408828865123]
[67522,41.979189795482]
[67523,43.047884168122899]
[67524,42.501171373639799]
[67525,42.785294195822999]
[67526,42.368861097759698]
[67529,42.505637583564102]
[67530,42.573707044200503]
[67543,41.761430256311201]
[67544,42.915311137305402]
[67545,41.7817443023051]
[67546,42.344596585056102]
[67547,42.662170382955701]
[67548,43.673751707405799]
[67550,42.668363925570802]
[67552,42.395177616039298]
[67553,43.515428483145499]
[67554,42.561622615199497]
[67556,43.779884381652501]
[67557,42.247584519617703]
[67559,43.476364142445298]
[67560,43.6389401908935]
[67561,42.171983764992198]
[67563,42.571597891956102]
[67564,43.079292958860897]
[67565,43.366930300146699]
[67566,42.013384503584597]
[67567,42.775353244076598]
[67568,42.074693793471901]
[67570,41.594136123257698]
[67572,44.2154836811115]
[67573,42.253354864735698]
[67574,42.973887949976401]
[67575,43.364314226422898]
[67576,42.039336598093797]
[67578,41.807548448134099]
[67579,42.211505393846998]
[67581,41.957650017738302]
[67583,41.764420983163902]
[67584,44.296746604864097]
[67601,44.048856375445602]
[67621,45.621363974216102]
[67622,45.913543865136901]
[67623,44.791643746640503]
[67625,44.944366226370903]
[67626,43.371149926185602]
[67628,45.388285727727897]
[67629,45.947055424615101]
[67631,44.667965489841102]
[67632,44.799527604376202]
[67634,43.344361706533398]
[67635,46.030765108565703]
[67637,44.407781235534998]
[67638,45.1020664003942]
[67639,45.139922992999701]
[67640,43.592783068421397]
[67642,44.971310512559597]
[67643,46.0576908372852]
[67644,45.459141259473803]
[67645,45.297012109331703]
[67646,45.193297262449498]
[67647,45.987441107805999]
[67648,43.752321931750799]
[67649,43.832362661280499]
[67650,45.218430012702903]
[67651,44.371316268980301]
[67653,46.401608639747998]
[67654,46.023545083888699]
[67656,44.440547696496203]
[67657,44.707222544472202]
[67658,43.900457142421097]
[67659,45.048775540565899]
[67660,43.260082297129102]
[67661,45.5906094914859]
[67663,44.609810097827101]
[67664,45.606222753241497]
[67665,43.308423414436803]
[67667,0]
[67669,44.939959148484697]
[67671,43.674177499353398]
[67672,44.497998365754803]
[67673,43.990207295301403]
[67674,43.466842249820097]
[67675,44.860933686820402]
[67701,46.321631088923802]
[67730,46.703445819487101]
[67731,46.6899666560114]
[67732,46.5641860399531]
[67733,46.6006843304854]
[67734,46.291146865379801]
[67735,46.787431319282497]
[67736,44.697205661611797]
[67737,45.277114683682797]
[67738,45.172878904078601]
[67739,46.685631956220902]
[67740,45.522396931100999]
[67741,47.029504421860402]
[67743,46.386496224080702]
[67744,46.715273994228497]
[67745,46.630022873646098]
[67747,45.693594981533899]
[67748,45.535037130107398]
[67749,46.453803007643202]
[67751,45.162088996932397]
[67752,44.855813698654302]
[67753,46.015293778180997]
[67756,46.7634154869817]
[67757,46.095101876168798]
[67758,45.843469701203603]
[67761,45.759978599236597]
[67762,46.337663120470502]
[67764,45.442087055410902]
[67801,43.121711298411803]
[67831,41.023148264844501]
[67834,42.492893955307501]
[67835,43.616582817546004]
[67836,44.460873976279402]
[67837,43.333322413971601]
[67838,44.059014085312903]
[67839,44.280791048150903]
[67840,40.383387058011898]
[67841,43.461515660583899]
[67842,42.6671080486284]
[67843,0]
[67844,42.229049239033799]
[67846,44.0049361751297]
[67849,43.119839975859001]
[67850,44.546857776838401]
[67851,44.067602930289603]
[67853,43.689491436994103]
[67854,43.247510770958499]
[67855,43.097129383954197]
[67857,44.262715066559402]
[67859,42.301200014558901]
[67860,44.123697182747698]
[67861,45.333143508413499]
[67862,43.437741404305598]
[67863,45.253199995492203]
[67864,41.5566231619351]
[67865,42.604717628176502]
[67867,43.5070176687341]
[67868,43.665467921090702]
[67869,42.302436519758302]
[67870,43.1500229655515]
[67871,44.754156402791303]
[67876,42.812092077104502]
[67877,43.262600241277802]
[67878,44.434731415177403]
[67879,45.628797569158998]
[67880,43.197777491618403]
[67882,42.945192759692702]
[67901,41.917700676690799]
[67950,42.493664493396203]
[67951,42.3852198498641]
[67952,42.472835276547599]
[67953,43.131098335478299]
[67954,42.663875215687803]
[68001,47.888999891281102]
[68002,47.695224526463697]
[68003,47.0712848592132]
[68004,49.353199969700398]
[68005,47.043333159552603]
[68007,47.465594553302999]
[68008,47.904593220041697]
[68010,47.210999965667703]
[68014,47.953572404795601]
[68015,47.792394593585101]
[68016,47.021999645233102]
[68017,47.1091267337262]
[68018,47.529802232564798]
[68019,48.619932205717397]
[68020,48.625999937559399]
[68022,47.426980124719798]
[68023,47.453076877460603]
[68025,47.659817455995302]
[68028,47.107823005089401]
[68029,48.172404675676603]
[68030,49.100399963378798]
[68031,48.351533619499897]
[68033,47.174061217562802]
[68034,47.687314375468603]
[68036,47.840928568158802]
[68037,46.884612701091299]
[68038,48.9993913182212]
[68039,48.6723707842023]
[68040,47.644469725845603]
[68041,47.435520114898701]
[68042,47.063999176025298]
[68044,47.926411708663501]
[68045,48.819188452016498]
[68046,46.998153715867197]
[68047,49.435526521984997]
[68048,46.814584216032799]
[68050,47.891920386795398]
[68055,49.117083326975397]
[68057,48.480712060520098]
[68058,47.0408575057983]
[68059,47.009999832525502]
[68061,48.314897886242299]
[68062,49.406896650379998]
[68063,48.632250094413699]
[68064,47.403823055888203]
[68065,47.300675661757197]
[68066,47.373912987501697]
[68067,49.059236835178503]
[68068,47.441999244689903]
[68069,47.260133298238003]
[68070,47.578853905067]
[68071,49.0840555297004]
[68072,0]
[68073,47.4371350386335]
[68102,47.087142562866198]
[68104,47.223517404753501]
[68105,47.107714339665002]
[68106,47.036999759674003]
[68107,47.059799594879102]
[68108,47.093076896667398]
[68110,47.166315726230003]
[68111,47.208749985694801]
[68112,47.292545544017401]
[68113,47.056799583435001]
[68114,47.098137888415003]
[68116,47.330400025503899]
[68117,47.014736697548301]
[68118,47.2124999141693]
[68122,47.346000056796498]
[68123,47.049842590160601]
[68124,46.992856979370103]
[68127,47.024275904688302]
[68128,47.0232631181415]
[68130,47.186275883378599]
[68131,47.143714550563203]
[68132,47.143200302124001]
[68133,47.0224223069741]
[68134,47.196171618870302]
[68135,47.189121813890402]
[68136,47.125091015208803]
[68137,47.036999893188401]
[68138,47.050714179447702]
[68142,47.344999980926502]
[68144,47.099999936421703]
[68147,47.047000026702797]
[68152,47.361000031691297]
[68154,47.160207031513004]
[68157,47.031599807739198]
[68164,47.157600190298901]
[68178,47.099999999999902]
[68301,46.330800107320101]
[68303,46.060239648424798]
[68304,46.597536515026498]
[68305,45.886888903663198]
[68307,46.467804873861901]
[68309,45.5160000392368]
[68310,46.023666267863]
[68313,46.872659980773797]
[68314,47.100000050862597]
[68315,46.084867837294098]
[68316,47.306684205406597]
[68317,46.265237573233698]
[68318,45.782562852025599]
[68319,47.277269033234603]
[68320,46.113584347514298]
[68321,45.819982702978699]
[68322,46.337291016145102]
[68323,46.150281814504702]
[68324,46.434318721399798]
[68325,45.869184485685501]
[68326,46.323047710600299]
[68327,45.800606688515003]
[68328,46.411432883988503]
[68329,46.2668479815773]
[68331,46.352265410520602]
[68332,46.346352355046697]
[68333,46.223182412451401]
[68335,46.312945688875303]
[68336,46.859000062942499]
[68337,45.514476913305401]
[68338,46.143834007231497]
[68339,46.469583803518603]
[68340,46.134167349005999]
[68341,46.181026980800802]
[68342,45.903881105676298]
[68343,46.615180347004802]
[68344,46.449214349474197]
[68345,45.297032965146499]
[68346,46.569077532044702]
[68347,46.488940288771403]
[68348,46.095720039367599]
[68349,46.419692309452898]
[68350,45.508531903205999]
[68351,46.861525138130403]
[68352,45.903171849250697]
[68354,46.767000030040599]
[68355,45.419723070584801]
[68357,46.418149242116399]
[68358,46.255015472998998]
[68359,46.936964184897299]
[68360,46.897555457221102]
[68361,46.613584569784301]
[68362,45.883411687963097]
[68364,46.884000205993601]
[68365,46.785766944543099]
[68366,46.939371348789699]
[68367,47.360707363583003]
[68368,46.2742953089259]
[68370,45.951535233207302]
[68371,47.124843476146097]
[68372,46.298694092886699]
[68375,45.546705829395897]
[68376,45.673439170863197]
[68377,46.044739232357003]
[68378,46.219586214525897]
[68379,46.218000411987298]
[68380,46.353692524249702]
[68381,45.908853658815701]
[68382,0]
[68401,46.806068154898497]
[68402,46.753956574979]
[68403,46.613999748229901]
[68404,46.329468709230397]
[68405,46.659618696570298]
[68406,46.658872005046803]
[68407,46.686700010299603]
[68409,46.563338567364603]
[68410,46.4678376451715]
[68413,46.7361761903515]
[68414,45.627187469601601]
[68415,45.7796509135853]
[68416,46.5159527913261]
[68417,46.520326522905002]
[68418,46.478623561351398]
[68419,46.308000755309997]
[68420,45.559964929547199]
[68421,45.900274203709202]
[68422,46.380000036139201]
[68423,46.665972998335498]
[68424,46.105410300023003]
[68428,46.911039978027297]
[68430,46.309516872448803]
[68431,45.199400969568202]
[68433,45.425272768193999]
[68434,46.889553446215203]
[68436,46.681346611001203]
[68437,45.724525262541597]
[68438,46.253999519348099]
[68439,47.168785670144203]
[68440,45.727879528826897]
[68441,45.946892304787198]
[68442,45.709112522302]
[68443,46.280776200365601]
[68444,46.502257324445303]
[68445,46.177648311656903]
[68446,46.422822854286899]
[68447,45.692149210687802]
[68448,46.288554904408599]
[68450,46.235677375641401]
[68452,46.6086884514229]
[68453,46.586456848012901]
[68454,46.387981907598501]
[68455,46.655608799146499]
[68456,47.0727521817618]
[68457,45.522851796303897]
[68458,46.473978930021502]
[68460,47.046820400739101]
[68461,46.284804082654098]
[68462,46.888831173289802]
[68463,46.696330495087899]
[68464,46.371113912968703]
[68465,46.222545913287497]
[68466,45.637617799249597]
[68467,47.043074351696902]
[68502,46.557839744567801]
[68503,46.6860002108982]
[68504,46.767391453618501]
[68505,46.484823484981703]
[68506,46.377120002746501]
[68507,46.715571457998998]
[68508,46.707272633639199]
[68510,46.444079956054601]
[68512,46.490999889373697]
[68514,46.744999980926501]
[68516,46.274605254123003]
[68517,46.795730820068798]
[68520,46.363600006103503]
[68521,46.699428640093103]
[68522,46.603199830055203]
[68523,46.5121713393075]
[68524,46.702082075838099]
[68526,46.084799938201797]
[68527,46.528619516423298]
[68528,46.660046721613597]
[68531,46.679999828338602]
[68532,46.649437487125397]
[68601,48.1396163612728]
[68620,49.310110859698398]
[68621,48.000405908168702]
[68622,49.534322104211597]
[68623,48.327451317711102]
[68624,47.834732850610401]
[68626,47.828007857255002]
[68627,48.859087709794899]
[68628,47.327598120709197]
[68629,49.218010330857901]
[68631,49.085722527476399]
[68632,47.871569114942702]
[68633,48.9282292612587]
[68634,48.036000823974597]
[68635,47.504372118572803]
[68636,49.518379053364797]
[68637,49.479153287845698]
[68638,47.871836540332197]
[68640,48.118223165933699]
[68641,49.151907479548498]
[68642,49.208040894363002]
[68643,49.263415401165297]
[68644,49.240021461711798]
[68647,48.351847868380297]
[68648,48.003621313557801]
[68649,47.978825959473397]
[68651,47.474486006398699]
[68652,49.445901723767903]
[68653,48.608017677543401]
[68654,47.2201858799014]
[68655,49.077428524834701]
[68658,47.609467619677702]
[68659,48.175701542754602]
[68660,48.848571445350302]
[68661,48.010955341326898]
[68662,47.520344155733603]
[68663,47.639568072509597]
[68664,48.486000823974599]
[68665,49.271074532584798]
[68666,47.344934012623298]
[68667,47.480903139421997]
[68669,47.489172331218001]
[68701,49.273086582642698]
[68710,49.906200012319204]
[68711,50.1104442021079]
[68713,49.534080805224697]
[68714,49.877924837698203]
[68715,49.320934971896001]
[68716,49.334130592346099]
[68717,49.663000087737998]
[68718,49.400774727768002]
[68719,49.407952995300199]
[68720,49.3087499921972]
[68722,49.569870901107798]
[68723,49.474808395864201]
[68724,49.0013333765665]
[68725,49.857781394848601]
[68726,49.376101874528203]
[68727,49.767360008239699]
[68728,49.837515853078699]
[68729,48.981649832132099]
[68730,49.683956763752199]
[68731,49.046760051727297]
[68732,50.156806468963602]
[68733,49.541094031192301]
[68734,49.579764612983197]
[68735,49.465485021168597]
[68736,49.684109623138198]
[68739,49.597357973466103]
[68740,49.1714949515966]
[68741,49.360197736645802]
[68742,49.443019457170998]
[68743,49.354137946819399]
[68745,49.883937285036197]
[68746,49.454941707404103]
[68747,49.008954633365903]
[68748,49.323349258650602]
[68749,49.232999897003097]
[68751,49.224000549316401]
[68752,49.3697670531947]
[68753,49.586020128451501]
[68755,49.767103399737103]
[68756,49.486396332143599]
[68757,49.6912304920777]
[68758,49.427495533597103]
[68759,49.714749906744302]
[68760,48.853347745157997]
[68761,49.501000107659202]
[68763,49.536995078308699]
[68764,49.2271203507471]
[68765,49.1123087078523]
[68766,49.386623255541302]
[68767,49.284482434412702]
[68768,49.415781906821501]
[68769,49.1233705297943]
[68770,49.579476688562799]
[68771,49.308401376028897]
[68773,49.2643133409562]
[68774,49.8446824466481]
[68776,49.1804000091552]
[68777,49.463054790758001]
[68778,49.697237239216498]
[68779,49.221769438696803]
[68780,49.566142592603903]
[68781,49.462538252846599]
[68783,48.9882176221778]
[68784,49.6552155975901]
[68785,49.602595062886401]
[68786,49.364915362865702]
[68787,49.672406178712798]
[68788,49.124373694793498]
[68789,48.952231317861902]
[68790,49.383033673147096]
[68791,49.426638885331997]
[68792,49.586399953365301]
[68801,47.2295415235658]
[68803,47.326882392424203]
[68810,47.323714434636102]
[68812,48.077766204189899]
[68813,49.471976936661598]
[68814,49.296438992834403]
[68815,49.243836070223402]
[68816,47.156723672465198]
[68817,48.848802103027502]
[68818,47.324349244132002]
[68820,48.032240516324499]
[68821,49.718171837601297]
[68822,49.431562840720197]
[68823,49.7688766650231]
[68824,47.501291613751199]
[68825,49.204807538865801]
[68826,46.975414729038597]
[68827,47.144041105176498]
[68828,49.365648258630898]
[68831,47.668580101828503]
[68832,47.204097487019297]
[68833,49.470474961423903]
[68834,48.571952506473998]
[68835,48.4030776250709]
[68836,47.675815041097998]
[68837,49.278808902354697]
[68838,48.319034512524503]
[68840,47.489628864563599]
[68841,47.196468906104499]
[68842,49.252336913630202]
[68843,47.383030655047598]
[68844,48.355728857395903]
[68845,47.688768798426501]
[68846,47.094857101780903]
[68847,47.599817184866502]
[68849,47.612999725341702]
[68850,48.145125002310799]
[68852,48.871445417404097]
[68853,49.0359022470345]
[68854,47.319441112349899]
[68855,48.979243008738898]
[68856,49.416307326573801]
[68858,48.357776131501097]
[68859,48.868817645241201]
[68860,48.803376202250597]
[68861,47.658000755309999]
[68862,49.246156287925899]
[68863,47.859549862075099]
[68864,47.707738843778301]
[68865,47.262069582110598]
[68866,48.175857371856701]
[68869,47.987985459665502]
[68870,47.926222006479897]
[68871,48.474456534178302]
[68872,47.356243349662698]
[68873,47.867511910576297]
[68874,49.555049426655302]
[68875,49.121181832660298]
[68876,47.501385419388001]
[68878,48.426102856227203]
[68879,49.678350076330702]
[68881,49.405960453146697]
[68882,48.789309524134502]
[68883,47.334765375254797]
[68901,47.087921166599202]
[68920,46.393738645856999]
[68922,46.7962640015975]
[68923,47.396999931335401]
[68924,47.1249085677821]
[68925,47.092874965667697]
[68926,45.875741440860303]
[68927,47.667087935469397]
[68928,47.121812299037003]
[68929,46.677316604307499]
[68930,47.326963618885301]
[68932,47.0240894922716]
[68933,47.0573057584526]
[68934,46.724400035313202]
[68935,46.652379534137701]
[68936,46.783363634580098]
[68937,47.859873057149798]
[68938,46.951159611068803]
[68939,46.546912385587]
[68940,47.306289470070297]
[68941,47.075650312856602]
[68942,46.454357516533499]
[68943,46.065419632906703]
[68944,47.147604765499402]
[68945,47.1005293733933]
[68946,46.157470708734799]
[68947,46.977010846918198]
[68948,46.894402267845102]
[68949,47.377592414702299]
[68950,47.1057600827898]
[68952,46.588188670176301]
[68954,47.074234940023899]
[68955,47.124124652317597]
[68956,47.213552721116699]
[68957,47.1160833398501]
[68958,47.669189237903801]
[68959,46.992570841252501]
[68960,46.492285717555397]
[68961,46.574858291829599]
[68964,46.198465107762502]
[68966,46.190409848729097]
[68967,46.484760929686097]
[68969,47.235000228881802]
[68970,46.802760000228801]
[68971,46.363323560883003]
[68972,46.523488873061901]
[68973,47.1042945668176]
[68974,46.340616623441001]
[68975,47.048756573651197]
[68976,47.773230291752299]
[68977,45.992604828811203]
[68978,46.243314502433002]
[68979,46.903345437483303]
[68980,47.093948226139403]
[68981,46.925746996431499]
[68982,47.0795249519348]
[69001,47.0827411225603]
[69020,46.9292599039753]
[69021,46.847385670626203]
[69022,47.207398284922903]
[69023,47.614949436380599]
[69024,47.105311976623497]
[69025,47.761747923543901]
[69026,46.649052573756101]
[69027,47.6312761856734]
[69028,48.049122435453]
[69029,48.225858233884402]
[69030,47.093932126334302]
[69032,47.785447032822397]
[69033,47.707672147281798]
[69034,46.918204785144198]
[69036,46.605202157309797]
[69037,46.948738977464501]
[69038,47.918948740836797]
[69039,48.052109965324298]
[69040,47.286735797983297]
[69041,47.008270883334802]
[69042,47.443482217227597]
[69043,46.890817860194602]
[69044,46.806633731515603]
[69045,47.640097218989403]
[69046,46.459887648164496]
[69101,48.884782476425201]
[69120,49.241220816390303]
[69121,49.562673914802701]
[69122,48.3101759147644]
[69123,48.720841326132899]
[69125,49.4045148453989]
[69127,48.276740421538598]
[69128,50.840717742999601]
[69129,48.422302062676799]
[69130,48.252832561232303]
[69131,49.7133539176818]
[69132,48.335592690913899]
[69133,50.362242386939599]
[69134,47.998556778956598]
[69135,49.524747705008302]
[69138,48.543964076524396]
[69140,47.8846972236555]
[69141,49.756180642650897]
[69142,49.400707859547403]
[69143,48.790213175328198]
[69144,48.408311824045001]
[69145,50.530301332068198]
[69146,48.628041938091698]
[69147,49.208701994561203]
[69148,49.2835449650143]
[69149,48.952803012096503]
[69150,47.782339405161899]
[69151,48.876650191379298]
[69152,49.996015847272098]
[69153,48.199157652548202]
[69154,48.938135619499803]
[69155,48.436553939754702]
[69156,50.1077861471909]
[69157,49.502123866460998]
[69161,49.857880397464903]
[69162,49.633258776486102]
[69163,49.323709611510999]
[69165,48.838757363945803]
[69166,49.699135584566598]
[69167,49.417220059672097]
[69168,47.906810381379401]
[69169,48.269362174244399]
[69170,48.360188574119299]
[69171,48.104727641018897]
[69201,50.0748418617396]
[69210,49.574235771558897]
[69211,50.318799085946097]
[69212,50.411094116311901]
[69214,49.777828383056899]
[69216,50.449414211584703]
[69217,49.802473469948303]
[69218,50.479320533193899]
[69219,50.319555971746603]
[69220,49.749870054244901]
[69221,49.859060708789897]
[69301,50.405792955147298]
[69331,50.043864147631403]
[69333,50.743893537775101]
[69334,49.383618918291198]
[69335,50.981454543976099]
[69336,49.063586246832699]
[69337,49.746513209787103]
[69339,50.748839172647003]
[69340,51.001547290475102]
[69341,49.447332586986597]
[69343,50.849163701009601]
[69345,49.913580205090703]
[69346,51.596799335831697]
[69347,50.610472429936699]
[69348,50.909552643133999]
[69350,50.466654549970997]
[69351,50.385452409192901]
[69352,49.7034787010573]
[69353,0]
[69354,51.181473676781799]
[69355,49.053000068664502]
[69356,49.331693793875502]
[69357,50.701199050634003]
[69358,50.155891088567301]
[69360,50.775723802793202]
[69361,49.432516057354]
[69365,50.328000018907602]
[69366,50.423606938005499]
[69367,49.880531775634402]
[70001,28.434000477037898]
[70002,28.310999965667701]
[70003,28.491600357055599]
[70005,28.310118147906099]
[70006,28.392599945068302]
[70030,29.0411805941363]
[70031,28.701000022888099]
[70032,28.416000366210898]
[70036,29.0763157894736]
[70037,29.1014934689717]
[70038,28.317000961303702]
[70039,29.064922274076]
[70040,29.1674633258726]
[70041,28.277837763605799]
[70043,28.5258619505783]
[70047,28.750350151061902]
[70049,29.649147671558801]
[70050,28.2720016479492]
[70051,29.904599647521898]
[70052,30.020769442044699]
[70053,28.676999759674001]
[70056,28.868769088158199]
[70057,29.158400039672799]
[70058,28.908799743652299]
[70062,28.5473327636718]
[70065,28.512922976567101]
[70067,29.066511659843901]
[70068,29.229289336615999]
[70070,29.020560728773699]
[70071,29.925428826468298]
[70072,28.9393498849868]
[70075,28.672500514984101]
[70076,29.8854553569446]
[70079,28.768285969325401]
[70080,29.078107607042401]
[70082,28.727361646611602]
[70083,28.655988956199]
[70084,29.7724528690554]
[70085,29.0223678588867]
[70086,30.0004234987146]
[70087,28.614856828962001]
[70090,29.6380786424272]
[70091,28.447627940120999]
[70092,28.753199844360299]
[70094,28.595489404556499]
[70112,28.316999244689899]
[70113,28.3620002746582]
[70114,28.533473727577601]
[70115,28.5087691673865]
[70116,28.334999656677201]
[70117,28.389818468960801]
[70118,28.3600000381469]
[70119,28.386749768257101]
[70121,28.279714393615698]
[70122,28.3426154796893]
[70123,28.319249725341699]
[70124,28.292347999240999]
[70125,28.325999450683501]
[70126,28.423783802341699]
[70127,28.508454426852101]
[70128,28.433100013732901]
[70129,29.089472630752301]
[70130,28.437999725341701]
[70131,28.8109411576214]
[70139,0]
[70163,0]
[70301,29.3744738275606]
[70339,29.892562472820199]
[70340,0]
[70341,30.0146303186275]
[70342,29.769214766366101]
[70343,29.169772436959398]
[70344,29.0027554183579]
[70345,29.019671719679099]
[70346,30.1405671483462]
[70352,29.568000411987299]
[70353,29.249143177074298]
[70354,28.983328644216801]
[70355,29.066721342982198]
[70356,29.538285800388799]
[70357,28.415019663642401]
[70358,27.661565581611899]
[70359,29.353635510531301]
[70360,29.327108156358801]
[70363,29.245169812419299]
[70364,29.2531841200225]
[70372,29.720117838242398]
[70373,29.070245207850402]
[70374,29.1634100740606]
[70375,29.123143386840798]
[70377,28.9512684113839]
[70380,29.736341503591301]
[70390,29.8354981047151]
[70391,29.951998901367102]
[70392,29.7938990020752]
[70393,29.979333241780498]
[70394,29.159556374749101]
[70395,29.4420000978572]
[70397,29.337777731153601]
[70401,30.993393666626901]
[70402,0]
[70403,31.005139228366001]
[70420,30.836604302794001]
[70422,31.608885927008298]
[70426,31.567684952200299]
[70427,31.323781186229699]
[70431,31.228991952538401]
[70433,30.147579470547701]
[70435,30.879245423893099]
[70436,31.7640005493164]
[70437,31.2228224602814]
[70438,31.635321687997902]
[70441,31.898118617090599]
[70442,31.419651976875599]
[70443,31.246695452150998]
[70444,31.9868310619045]
[70445,30.340711127387099]
[70446,31.218438572424098]
[70447,29.892305121987501]
[70448,29.758575010299602]
[70449,30.588740666707299]
[70450,31.805333468119301]
[70451,0]
[70452,31.0237241153059]
[70453,31.509590527391801]
[70454,30.294410518846998]
[70455,30.747818069457999]
[70456,31.684067790791101]
[70458,30.083011806712399]
[70460,30.147435055798201]
[70461,30.3259250844863]
[70462,31.025563822815499]
[70463,31.206000137328999]
[70464,31.161499595641999]
[70465,31.796624922752301]
[70466,31.0455928194839]
[70471,30.003207994215501]
[70501,30.108982252641098]
[70503,30.107560171732]
[70506,30.079200243268598]
[70507,30.005917661483899]
[70508,30.114724580534201]
[70510,30.229745136865301]
[70512,30.093546431811799]
[70513,30.010285949707001]
[70514,30.019059259751199]
[70515,29.9984770598778]
[70516,30.035080969594599]
[70517,30.237918851554699]
[70518,30.198123213363001]
[70519,30.153818269209399]
[70520,30.003524244081699]
[70523,30.027818506414199]
[70524,29.9556915576641]
[70525,29.987356278979401]
[70526,30.079307808132299]
[70528,30.082588509952298]
[70529,30.0872640197754]
[70531,30.119272648204401]
[70532,30.220842220908601]
[70533,30.166985765635498]
[70534,30.051429552350701]
[70535,29.880988825451201]
[70537,30.204545298489599]
[70538,29.938150095898902]
[70541,29.957999038696201]
[70542,30.1252892996133]
[70543,30.036976765477299]
[70544,30.035383305008601]
[70546,30.217605459803199]
[70548,30.1514400759084]
[70549,30.032794385413599]
[70550,30.089998626708901]
[70552,30.123507825411199]
[70554,30.169631038104399]
[70555,30.150035294925399]
[70556,30.191520812988198]
[70558,0]
[70559,30.135061631137301]
[70560,30.049543956898901]
[70563,30.082344144933298]
[70570,30.070433474761401]
[70575,30.2339984893798]
[70576,30.964800109863202]
[70577,30.165953203005099]
[70578,30.099826500374299]
[70580,0]
[70581,30.243674268722501]
[70582,30.219052385028998]
[70583,30.013592147827101]
[70584,29.9471064816988]
[70585,31.259999656677198]
[70586,30.657181659313501]
[70589,30.285981069487399]
[70591,30.130871478165702]
[70592,30.154675969090899]
[70601,30.036761162986199]
[70605,29.963470277225198]
[70607,29.959802089284]
[70611,30.2142186812573]
[70615,30.0935411359442]
[70630,30.045324841061198]
[70631,29.645120062933898]
[70632,29.978283989013899]
[70633,30.669540949336799]
[70634,31.5907539991254]
[70637,31.006723363348701]
[70638,31.4362574624543]
[70639,31.9743983146065]
[70640,30.2447987365722]
[70643,29.932146305284899]
[70644,31.3551428347217]
[70645,29.656080542744402]
[70646,30.019333775838199]
[70647,30.126929989667001]
[70648,30.413220541817701]
[70650,30.078000640869099]
[70651,30.5214315153423]
[70652,30.994564908382198]
[70653,31.265179904808299]
[70654,30.740249691009499]
[70655,30.8029692830683]
[70656,31.641276736746999]
[70657,30.6657549127066]
[70658,30.637908141339299]
[70659,31.727999639511101]
[70660,30.978178576060699]
[70661,30.476435376157699]
[70662,31.521126808918599]
[70663,30.179791865045502]
[70665,29.811221723153501]
[70668,30.057142986570099]
[70669,30.038746300390201]
[70706,31.046655754964799]
[70710,30.3698702412266]
[70711,31.2962686054742]
[70712,31.117465143425498]
[70714,30.699599819183302]
[70715,30.624025458477899]
[70719,30.328820739473599]
[70721,30.156521589859601]
[70722,31.637003375059798]
[70723,30.058891532732101]
[70725,30.204500293731599]
[70726,30.736851055064001]
[70729,30.3322025299072]
[70730,31.407690361054801]
[70732,30.476225629389599]
[70733,30.735999870300201]
[70734,30.266603883707202]
[70736,30.353076817439099]
[70737,30.390504913329998]
[70739,30.931420228043901]
[70740,30.429662663595899]
[70743,29.9639991760253]
[70744,31.337983437324102]
[70747,30.794000244140602]
[70748,31.0894224049812]
[70749,30.420062834087101]
[70750,30.338598457870901]
[70752,30.394908246126999]
[70753,31.0149655572299]
[70754,31.1121549176498]
[70755,30.434571075439401]
[70756,30.4473749399185]
[70757,30.404790141970601]
[70759,30.501889250013502]
[70760,30.463569541344199]
[70761,31.801363615556099]
[70762,30.397042564723701]
[70763,29.9352854592459]
[70764,30.174307767427901]
[70767,30.341553423058802]
[70769,30.502551940391701]
[70770,30.978324168437201]
[70772,30.433038073319601]
[70773,30.392998981475799]
[70774,30.420617605658101]
[70775,31.009114090896801]
[70776,30.2763869439401]
[70777,31.127815034841099]
[70778,30.322093734741198]
[70780,30.3207277471369]
[70782,31.262347797725401]
[70783,30.412405332734199]
[70785,31.135020843050299]
[70787,31.531999969482399]
[70788,30.026701922817001]
[70789,31.710214110783099]
[70791,30.6910093377812]
[70801,30.557999038696199]
[70802,30.5214192175096]
[70803,30.486000823974599]
[70805,30.596143095833899]
[70806,30.623033006729599]
[70807,30.492224335002]
[70808,30.5100001525878]
[70809,30.544666353861501]
[70810,30.434812080860102]
[70811,30.6664389540509]
[70812,30.654751253128001]
[70814,30.647358226776099]
[70815,30.629438173770801]
[70816,30.605684340627501]
[70817,30.529600486755299]
[70818,30.716824049108101]
[70819,30.624316346017899]
[70820,30.420719512939399]
[70836,0]
[71001,34.0338883306298]
[71003,34.164027102716297]
[71004,33.338635021931402]
[71006,33.502879837474303]
[71007,32.783835701093203]
[71008,33.6273137818782]
[71016,33.560900676803001]
[71018,33.908427587308303]
[71019,33.213119563232603]
[71021,34.257001304626399]
[71023,33.290625089407001]
[71024,33.799390931562897]
[71027,33.198227503329903]
[71028,33.864232236800603]
[71029,33.482554452726099]
[71030,33.175571768624401]
[71031,32.816742880684899]
[71032,33.260675873627498]
[71033,32.853382946582499]
[71034,33.483000183105403]
[71037,33.222321463604302]
[71038,34.273923635118699]
[71039,33.6393944026402]
[71040,34.153659926797701]
[71043,33.642113264551597]
[71044,33.9301182901918]
[71045,33.6371999549865]
[71046,33.130754460028797]
[71047,32.995336715118697]
[71048,34.049999809265103]
[71049,33.147839887178797]
[71051,33.276441457680797]
[71052,33.335490651170602]
[71055,33.892476062997503]
[71060,33.124407148881403]
[71061,33.326239252802097]
[71063,33.088926752602099]
[71064,34.006080885934097]
[71065,32.831278962355299]
[71067,33.328705050790902]
[71068,33.502705462028104]
[71069,33.918876879765399]
[71070,33.180201351498603]
[71071,34.144193191961797]
[71072,34.220875981228403]
[71073,33.606352942330503]
[71075,34.157767683459802]
[71078,33.070544144669903]
[71079,34.3707270377923]
[71082,33.494707985261797]
[71101,33.005999908447201]
[71103,32.887714168003598]
[71104,33.008399734496997]
[71105,33.151999568939203]
[71106,33.045300264358403]
[71107,33.100360613963602]
[71108,32.908285944802401]
[71109,32.859962233057502]
[71110,33.105305225566198]
[71111,33.148429937140797]
[71112,33.213272739757201]
[71115,33.362723378301801]
[71118,32.997183679074602]
[71119,32.945705026094998]
[71129,32.830615403102001]
[71201,33.068117321238802]
[71202,33.072246839694202]
[71203,33.170335452188503]
[71209,0]
[71219,33.039140056004001]
[71220,33.7500757258532]
[71222,34.030162597108102]
[71223,33.7852945047266]
[71225,33.490096114231903]
[71226,33.541332245550599]
[71227,33.584177703857399]
[71229,33.3125806483255]
[71232,33.188753852915298]
[71233,33.321000480651797]
[71234,33.462624915440799]
[71235,33.711742259546597]
[71237,33.388289658566698]
[71238,33.615209322197401]
[71241,33.533459366638603]
[71243,32.491051789903103]
[71245,34.041643033708802]
[71247,33.3227994918823]
[71250,33.880178362982598]
[71251,33.357460803870701]
[71253,33.874499416351298]
[71254,33.592361068725602]
[71256,34.450319981166302]
[71259,32.985443543143802]
[71260,33.998271907324899]
[71261,33.600553821102601]
[71263,33.752010905499901]
[71264,33.406642045069702]
[71266,33.517068345604699]
[71268,33.579157899555398]
[71269,33.173099024385202]
[71270,33.814868831634399]
[71272,0]
[71275,33.886912061879897]
[71276,33.5957138788132]
[71277,34.282010288777798]
[71279,0]
[71280,33.543882309088197]
[71282,33.305491106897797]
[71286,33.6081678791206]
[71291,33.139836240636903]
[71292,33.290256615280001]
[71295,32.758702672906097]
[71301,31.516304422461399]
[71302,31.518049963480198]
[71303,31.629818373841101]
[71316,31.440562384128501]
[71322,30.801738109047101]
[71323,31.5113863901658]
[71325,31.346758768259502]
[71326,32.290035316204197]
[71327,31.1029529648339]
[71328,31.5870443428797]
[71331,31.468355376195699]
[71333,30.887454284321102]
[71334,32.178633283912497]
[71336,32.644678940029301]
[71339,31.206600151061998]
[71340,32.325734406584601]
[71341,31.324723081385802]
[71342,32.219842984663899]
[71343,31.872399000910001]
[71345,0]
[71346,31.507850945682801]
[71350,31.3037556531952]
[71351,31.399595142546101]
[71353,30.544600118001199]
[71354,31.614263153076202]
[71355,31.253155574066302]
[71356,30.661008559154801]
[71357,32.792480938334798]
[71358,30.3989543242295]
[71360,31.690768794256702]
[71362,30.860163848126401]
[71366,32.433366152828398]
[71367,30.957991961509901]
[71368,32.409816381735801]
[71369,30.924847909678501]
[71371,32.343904251210802]
[71373,31.550249961952598]
[71375,32.396175198554999]
[71377,0]
[71378,32.432887755613201]
[71401,32.605917283677499]
[71403,31.966779087865]
[71404,32.134693696421898]
[71405,31.9433333714803]
[71406,32.678896897414603]
[71407,32.192869302500803]
[71409,31.770482760607798]
[71410,32.681999588012602]
[71411,32.5481418509981]
[71414,32.268000411987302]
[71416,31.901222445221499]
[71417,31.7732271849993]
[71418,33.076640368745899]
[71419,33.0664641584668]
[71422,33.054299434727703]
[71423,32.129937337982803]
[71424,32.097307121462897]
[71425,32.489955820756698]
[71426,32.1554995536804]
[71427,31.837475592191101]
[71429,32.128658040066803]
[71430,31.746387711745001]
[71432,32.225459566767903]
[71433,31.777042952913401]
[71435,33.082850008010801]
[71438,31.915993775194]
[71439,31.9152371141099]
[71441,32.952090887589797]
[71446,31.785806934552401]
[71447,31.8076463203092]
[71449,32.4258706552842]
[71450,32.758952010042201]
[71452,31.9405712127685]
[71454,32.020751319923903]
[71455,31.8157705936956]
[71456,32.012345897703199]
[71457,32.266706543895403]
[71459,31.687935355401699]
[71461,31.874250411987301]
[71462,32.940607713143997]
[71463,31.159329389012399]
[71465,32.8125667567299]
[71466,32.1482068160484]
[71467,32.059674437766802]
[71468,31.9133353508578]
[71469,32.437862806630001]
[71472,32.034514601571203]
[71473,33.141510805188297]
[71474,31.748024239540001]
[71479,32.6998934375072]
[71480,32.778750729560798]
[71483,32.549202239839403]
[71485,31.906904286923599]
[71486,32.7552963996527]
[71601,35.319323285878099]
[71602,35.691982067788402]
[71603,35.509048932315302]
[71630,34.675892587956099]
[71631,35.444959421415597]
[71635,34.725486215909598]
[71638,34.431199043508897]
[71639,34.949494757715598]
[71640,33.890088294982903]
[71642,34.9905716124035]
[71643,35.2840526544393]
[71644,35.354417210860198]
[71646,34.610499360083097]
[71647,35.1320237871861]
[71651,35.172019609545103]
[71652,35.8440786602063]
[71653,34.145246255341199]
[71654,34.510720013169703]
[71655,34.897157229020898]
[71658,34.271218708984897]
[71659,35.258250188827503]
[71660,35.458723819093997]
[71661,34.000658582799502]
[71662,34.854599790573097]
[71663,33.979642467081099]
[71665,35.471486380247903]
[71666,34.8937491416931]
[71667,35.1102062692175]
[71670,34.834049281678602]
[71671,35.342233278077799]
[71674,35.0252294831974]
[71675,35.096239110043101]
[71676,33.992591068961303]
[71677,34.849921005249001]
[71701,35.377491594876801]
[71711,35.434200782775797]
[71720,35.723338472842997]
[71722,35.219492743048797]
[71724,35.274000549316398]
[71725,35.9830422517907]
[71726,35.323550567198303]
[71730,34.783776329527498]
[71740,34.483866849255598]
[71742,35.972448934991696]
[71743,35.6153784869676]
[71744,35.401866685427002]
[71745,35.349598846435498]
[71747,34.343293975381201]
[71749,34.587009928728399]
[71751,35.276034348631498]
[71752,34.850999886242299]
[71753,34.672749710083103]
[71758,34.912937038151298]
[71759,35.1853331247965]
[71762,35.164387791192297]
[71763,35.868677170299698]
[71764,35.022867596867499]
[71765,34.623670132088698]
[71766,35.738278168126101]
[71770,34.7759774351385]
[71772,35.580000686645498]
[71801,35.191989039590901]
[71820,34.8211713736397]
[71822,34.550183599206399]
[71823,35.0744119868559]
[71825,35.661707837394097]
[71826,34.316499776106497]
[71827,34.8489953569891]
[71832,35.960476035423198]
[71833,36.6474889550542]
[71834,34.278076515197696]
[71835,35.1992941351497]
[71836,35.025009591326402]
[71837,34.558894926586497]
[71838,34.765087566375698]
[71839,34.795071315765298]
[71841,36.498587704094]
[71842,35.3662817525191]
[71845,34.753125162027303]
[71846,35.571462335894097]
[71847,35.806542745317699]
[71851,35.053153852316001]
[71852,36.248984926693304]
[71853,34.557312515258701]
[71854,34.564032536027]
[71855,35.494925239904603]
[71857,35.390120066159199]
[71858,35.071733456005703]
[71859,34.751518034935003]
[71860,34.807500076293898]
[71861,34.375107785004801]
[71862,35.491608430578303]
[71865,34.5]
[71866,35.4900000537734]
[71901,36.3972655087709]
[71909,36.662832896748498]
[71913,36.515328112379201]
[71921,36.827471953582702]
[71922,35.6010005950927]
[71923,35.903643873508798]
[71929,36.574461928891402]
[71933,37.294102541605596]
[71935,37.592690576031501]
[71937,37.920767418173803]
[71940,36.176793842461201]
[71941,36.072000130363101]
[71943,37.320190664724997]
[71944,37.097690240183098]
[71945,37.903159111196302]
[71949,37.157147854726198]
[71950,37.175250053405698]
[71952,37.332123709216503]
[71953,38.0213149232654]
[71956,36.883516332605303]
[71957,37.497623360940402]
[71958,36.949317054748498]
[71959,37.253596376838097]
[71960,37.519335770432903]
[71961,37.4525732398792]
[71962,35.911497481164801]
[71964,36.850629980732997]
[71965,37.433783209467499]
[71968,37.144894319201498]
[71969,37.442479299119597]
[71970,37.3921367769521]
[71971,37.4547183819206]
[71972,37.763884630569997]
[71973,37.528779258728001]
[71998,0]
[71999,0]
[72001,37.235820030212302]
[72002,36.097137239646003]
[72003,35.548499846965697]
[72004,35.428061127547103]
[72005,37.258615603813702]
[72006,36.887423128610003]
[72007,36.591772472358699]
[72010,37.264828568720603]
[72011,35.956182349645204]
[72012,36.7802314939414]
[72013,38.327373624109903]
[72014,37.118999862670798]
[72015,36.034530034602099]
[72016,36.649268069703503]
[72017,36.221383339134398]
[72019,36.223492613835099]
[72020,37.533249971601599]
[72021,36.470545929475698]
[72022,36.003642879213601]
[72023,36.4223373246747]
[72024,36.0002595826396]
[72025,37.280957729715702]
[72026,35.771846213707498]
[72027,37.974000008650599]
[72029,36.203273801301599]
[72030,38.3010447402498]
[72031,39.486508838532203]
[72032,36.735155187028099]
[72034,36.706904081197798]
[72035,0]
[72036,36.567921520876197]
[72037,0]
[72038,35.688719741821203]
[72039,37.416580737241397]
[72040,36.244565554167004]
[72041,36.131076806875299]
[72042,35.502791262152499]
[72044,39.134704884544703]
[72045,36.816903635967101]
[72046,35.663207409993198]
[72047,37.067999901642601]
[72048,35.435485665457598]
[72051,40.171811334142099]
[72055,35.254840495005297]
[72057,35.887706350624001]
[72058,37.124505113817897]
[72059,36.726856823356698]
[72060,36.4731285475101]
[72061,36.691091433438302]
[72063,37.611772601660199]
[72064,36.112927490504397]
[72065,35.797894382020402]
[72067,38.294186462790201]
[72068,36.7716004943847]
[72069,35.843743620733697]
[72070,37.009694611935203]
[72072,35.565352122865797]
[72073,35.423644395175401]
[72074,36.8809609240434]
[72076,36.350307925716798]
[72079,35.698956460538099]
[72080,39.248369753861603]
[72081,37.452617098127]
[72082,36.848100013732903]
[72083,35.655788642481703]
[72084,36.0183050244718]
[72085,37.037999725341699]
[72086,36.059836387309197]
[72087,36.454547520687697]
[72088,38.6840597978278]
[72099,36.192000961303698]
[72101,36.931822226658298]
[72102,36.764727646526801]
[72103,35.903069173878599]
[72104,36.176348405436698]
[72106,36.724500221013997]
[72107,37.041446977980499]
[72108,36.246529702579203]
[72110,37.3103878889277]
[72111,36.938918214277699]
[72112,37.333651422910698]
[72113,36.438407701658903]
[72114,36.0572726856578]
[72116,35.913360076904198]
[72117,36.090053717437797]
[72118,36.209077160174999]
[72119,35.724000549316401]
[72120,36.200278160788798]
[72121,37.6621567128309]
[72122,36.624651194727697]
[72123,36.912000274658098]
[72125,37.244415486323298]
[72126,36.9476679986644]
[72127,37.177683451710898]
[72128,36.090206475093403]
[72129,36.104497100300797]
[72130,38.976731663215404]
[72131,37.630171254146603]
[72132,35.756164920640998]
[72134,35.945000019073397]
[72135,36.513615244194497]
[72136,36.930500116348199]
[72137,37.524421843886302]
[72139,37.235999965667702]
[72140,35.655119430541902]
[72141,39.045791522221698]
[72142,35.8527795006246]
[72143,36.919705220860997]
[72149,0]
[72150,36.0113999366759]
[72152,35.498841249984899]
[72153,39.093323084317703]
[72156,37.472680791895399]
[72157,37.363258054179497]
[72160,35.553565126392797]
[72165,37.526842087193501]
[72166,35.162436349051198]
[72167,36.073667208353697]
[72168,35.578265748541]
[72169,37.066340653439703]
[72170,35.7689999580383]
[72173,36.701193150752701]
[72175,35.377149547645402]
[72176,36.530682823519598]
[72179,37.977348864355697]
[72181,37.001998901367102]
[72201,36.024000549316398]
[72202,36.058058940663003]
[72204,36.029369093242401]
[72205,35.946600151062]
[72206,35.9095289709322]
[72207,35.8254546078768]
[72209,36.0242039438021]
[72210,36.128042744575602]
[72211,35.906482630762497]
[72212,35.949692476712698]
[72223,36.198995600204803]
[72227,35.886000031691303]
[72301,36.6340287617274]
[72311,36.357601318359301]
[72315,38.0100374616013]
[72320,36.358199991498601]
[72321,37.905000400543202]
[72322,36.914999771118097]
[72324,37.2846693918939]
[72325,36.875999450683501]
[72326,36.942197346059899]
[72327,36.863299978443401]
[72328,35.231970050811697]
[72329,37.556538237058199]
[72330,37.487407900157699]
[72331,37.098800652367601]
[72332,0]
[72333,35.572936755796]
[72335,36.911640594088801]
[72338,37.074631585572803]
[72339,37.189333025614403]
[72340,36.605379315080299]
[72341,36.674293697581497]
[72342,35.958664645931897]
[72346,36.7413269873893]
[72347,37.158252082952899]
[72348,36.478094009191601]
[72350,37.302103494446797]
[72351,37.550307193169203]
[72353,35.559142739432197]
[72354,37.559440271842]
[72355,36.155294999005498]
[72358,37.831685115733002]
[72359,36.824000549316402]
[72360,36.431371809290297]
[72364,36.813487156892002]
[72365,37.468354769675898]
[72366,35.931116359379203]
[72367,35.417682995594703]
[72368,36.413314243861599]
[72370,37.573976281558799]
[72372,36.6566953383048]
[72373,37.1724414746514]
[72374,36.056644813637902]
[72376,36.611871898464898]
[72377,37.591500377655002]
[72379,35.186196301407101]
[72383,35.814899196624701]
[72384,37.020363339360898]
[72386,37.412794586077098]
[72389,35.730260865584597]
[72390,36.252617698557202]
[72392,36.682982991105398]
[72394,36.824293989293601]
[72395,37.523142487662099]
[72396,37.107836374931097]
[72401,37.889441815753202]
[72404,37.640633795041801]
[72410,37.677069427783699]
[72411,37.569493095188903]
[72412,38.271191631073599]
[72413,38.517941473522299]
[72414,37.698272713747798]
[72415,38.596163282589004]
[72416,37.845250702454003]
[72417,37.823609337439699]
[72419,37.616076731419803]
[72421,37.4813650658513]
[72422,38.7688349260102]
[72424,38.640000343322697]
[72425,38.404449327876002]
[72426,37.906499862670799]
[72427,37.582178275925699]
[72428,37.613999176025303]
[72429,37.263480554356597]
[72430,38.478367266363001]
[72431,37.3361739697663]
[72432,37.4045372621433]
[72433,37.914112082151497]
[72434,39.038396276113801]
[72435,38.565725669447602]
[72436,38.750146771352199]
[72437,37.701695645373697]
[72438,37.803215409237701]
[72440,37.999363517761203]
[72441,0]
[72442,37.714677937671603]
[72443,38.333339412059203]
[72444,39.126955268902499]
[72445,37.793999862670901]
[72447,37.757655617380799]
[72449,38.422363211891799]
[72450,38.171352965710902]
[72453,38.461588231255]
[72454,38.994604691793697]
[72455,39.065555521973202]
[72456,39.051614377584698]
[72457,38.127000617980897]
[72458,38.1541764483732]
[72459,39.549741730323198]
[72460,39.543862680099501]
[72461,38.559121077156902]
[72462,38.607461599203198]
[72464,0]
[72466,38.356926748259298]
[72467,37.865999794006299]
[72469,37.9987808802356]
[72470,38.862201613738698]
[72471,37.598961312693902]
[72472,37.373816851550302]
[72473,37.530279084139003]
[72476,38.0830531551482]
[72478,39.642774212744897]
[72479,37.424345692293201]
[72482,39.316155691183901]
[72501,38.201734369993197]
[72512,39.743505854887097]
[72513,39.574123955847497]
[72515,39.879428492954801]
[72517,39.376999964032798]
[72519,39.641008808826498]
[72520,40.0835293713738]
[72521,38.703533924636197]
[72522,38.169428525652201]
[72523,38.485124957561503]
[72524,37.809942978450202]
[72526,38.468999755382498]
[72527,37.956000005281801]
[72528,39.621599922180103]
[72529,39.502297357610701]
[72530,38.486796362691202]
[72531,40.162799989349899]
[72532,38.832247405691199]
[72533,39.458769200398301]
[72534,38.334158626001802]
[72536,39.350147377817201]
[72537,40.426050109863198]
[72538,40.520895258215901]
[72539,39.832935416313902]
[72540,38.846485707419198]
[72542,39.505702693075698]
[72543,37.958249974250798]
[72544,40.405816625892498]
[72546,38.419500017166101]
[72550,38.391827606332697]
[72553,37.686000823974602]
[72554,40.261978760171402]
[72555,38.215269261140001]
[72556,39.100637761517604]
[72560,39.338657340439198]
[72561,38.838191483883101]
[72562,37.7616340252127]
[72564,37.580355070238902]
[72565,39.626161858614701]
[72566,39.642659354995899]
[72567,38.7151303705961]
[72568,38.197261395237597]
[72569,38.662064589223498]
[72571,37.805828508649498]
[72572,37.882714247703497]
[72573,39.295666599273602]
[72576,40.168097305297799]
[72577,39.122538449213998]
[72578,40.4971500205993]
[72579,38.1976567353775]
[72581,38.267571299416602]
[72583,40.466195101854197]
[72584,39.481310890902897]
[72585,39.577555614047498]
[72587,39.622153913057701]
[72601,40.278994858204101]
[72611,40.320401371700598]
[72616,40.401843718439302]
[72617,39.6684657449591]
[72619,40.0297498941421]
[72623,40.439825398713602]
[72624,40.864346476427201]
[72626,40.154347751451503]
[72628,40.853739768798]
[72629,40.409030999604198]
[72630,40.904000091552703]
[72631,40.812978955318997]
[72632,40.3966153775728]
[72633,40.126820189229498]
[72634,40.014195469003504]
[72635,40.122560675790297]
[72636,39.881999588012597]
[72638,40.457169234802599]
[72639,39.8035931668039]
[72640,40.119873387300501]
[72641,40.5773202717304]
[72642,40.118699855804401]
[72644,40.601261029285403]
[72645,40.389805520905298]
[72648,40.2470356566565]
[72650,40.174737732146397]
[72651,40.216000048319401]
[72653,40.234324136273599]
[72655,40.440051029626702]
[72658,39.723127628894503]
[72660,40.8218361151023]
[72661,40.374344284807997]
[72662,40.551898626687901]
[72663,39.601953493162597]
[72666,40.235571482522097]
[72668,40.520780516833703]
[72669,40.046000099182102]
[72670,40.409823510225998]
[72672,40.154000155131001]
[72675,40.012777866257501]
[72677,40.1204998970031]
[72679,40.972551707563703]
[72680,39.6714264897739]
[72682,40.024302043554897]
[72683,40.218976819237902]
[72685,40.0882072300491]
[72686,40.736915855764202]
[72687,40.145161655373698]
[72701,40.260496800416597]
[72703,40.268152925827899]
[72704,40.161404845953797]
[72712,40.643224196320801]
[72714,40.727217292785603]
[72715,40.465811299377997]
[72717,39.995727249708999]
[72718,40.621714210510198]
[72719,40.822500208445902]
[72721,40.324863837879697]
[72722,40.024606523821397]
[72727,40.268738420926603]
[72729,39.977441836512298]
[72730,40.128578312425702]
[72732,41.071241357408702]
[72734,40.122308713906698]
[72736,39.948318555713698]
[72738,40.290000017112597]
[72739,40.552235277961202]
[72740,40.055874007029601]
[72742,40.558285767010297]
[72744,39.969750048018703]
[72745,40.582476909344003]
[72747,39.623739300603397]
[72749,39.540000343322703]
[72751,40.867146061243602]
[72752,40.441431835347899]
[72753,40.217873582495201]
[72756,40.641656208038299]
[72758,40.682999924251]
[72760,40.501061509939298]
[72761,40.046986000560103]
[72762,40.2930660088157]
[72764,40.358370392410798]
[72768,39.703687539696602]
[72769,39.744437117923901]
[72773,40.024407071138903]
[72774,40.220745932101103]
[72776,40.302206919933099]
[72801,37.081071587971202]
[72802,37.560755657967697]
[72821,37.439577399508998]
[72823,37.2976337722369]
[72824,37.296615962476899]
[72826,37.064998626708899]
[72827,37.126040524852499]
[72828,37.171578748602499]
[72830,37.868819263182502]
[72832,37.064470666997501]
[72833,37.262986682119802]
[72834,37.177225625730998]
[72835,37.673040020942601]
[72837,38.486957861835499]
[72838,37.187625172734201]
[72839,39.4183459297385]
[72840,37.369043499490402]
[72841,37.2632842043826]
[72842,37.371703855951303]
[72843,39.3281679131602]
[72845,37.188657439244899]
[72846,37.872191972350997]
[72847,37.463299999237002]
[72851,37.716599979400598]
[72852,40.067411057056802]
[72853,37.250620091534003]
[72854,40.1339329831426]
[72855,37.778942568558499]
[72856,40.7720330561488]
[72857,37.205081480520697]
[72858,37.307257762397597]
[72860,37.282327712950099]
[72863,37.1662794462978]
[72865,37.112691611887101]
[72901,36.656399819510298]
[72903,36.685908976468099]
[72904,36.4972943923052]
[72908,36.747817819768699]
[72916,36.660837164590497]
[72921,37.174373758618998]
[72923,36.612599945068297]
[72926,37.675422024417202]
[72927,37.239261348911903]
[72928,36.779785701206698]
[72930,37.537858301348301]
[72932,38.6752059459686]
[72933,36.957529387530101]
[72934,39.354323105445303]
[72935,36.499384425236599]
[72936,36.863722218407503]
[72937,36.914740689595497]
[72938,37.428717355106102]
[72940,36.808153917662402]
[72941,36.722182002820396]
[72943,37.151702485202698]
[72944,37.491227634035297]
[72945,36.725999450683503]
[72946,39.157462641538899]
[72947,37.923946761694097]
[72948,39.108562524829601]
[72949,38.470690152342797]
[72950,37.441647249042099]
[72951,36.779181913895997]
[72952,38.523097788769199]
[72955,38.2506521888401]
[72956,37.139282208766602]
[72958,37.442923262763799]
[72959,40.079487241547596]
[73002,36.801067581605302]
[73003,36.993333562215099]
[73004,37.007684181614799]
[73005,37.290927229384899]
[73006,37.005493927001901]
[73007,37.051529514088301]
[73008,37.414363653009502]
[73009,37.715762402751601]
[73010,36.927538337988103]
[73011,36.669784680879999]
[73012,36.878842046923999]
[73013,36.823333263397203]
[73014,38.0386690479625]
[73015,37.384114985943903]
[73016,37.4748200747757]
[73017,37.059135894243703]
[73018,36.969881804092999]
[73019,36.930000686645499]
[73020,37.184121794888]
[73021,37.859669533422398]
[73024,37.794947473626401]
[73025,37.135363613475398]
[73026,37.139255197600903]
[73027,37.7492415895398]
[73028,37.732337609387301]
[73029,37.0425239664985]
[73030,36.000559489662002]
[73032,35.405999565124503]
[73033,37.708153922741197]
[73034,36.968769375555098]
[73036,37.619894740455997]
[73038,37.377373626138798]
[73040,38.291877575309798]
[73041,37.243837722102199]
[73042,37.546442745295998]
[73043,38.359500026702797]
[73044,37.342545467723397]
[73045,37.229926600107298]
[73047,38.088626555721198]
[73048,38.201740272323697]
[73049,37.086051901941701]
[73050,37.799143082754902]
[73051,36.734675059956302]
[73052,36.505427165288303]
[73053,37.968355372226199]
[73054,37.220769045903097]
[73055,36.518479481405201]
[73056,38.013265127137601]
[73057,36.309631387810903]
[73058,37.239891888644202]
[73059,37.6181232226403]
[73061,38.112851265966199]
[73062,37.316572319508502]
[73063,37.738000022040403]
[73064,37.371378885570302]
[73065,37.057305724386097]
[73066,37.218000411987298]
[73067,36.863590185862797]
[73068,37.068922791114197]
[73069,36.893419591842097]
[73071,36.914454603195097]
[73072,36.8796386536131]
[73073,37.828570105650698]
[73074,36.191407713137103]
[73075,36.029082432915096]
[73077,38.054269300404101]
[73078,37.4093720546988]
[73079,37.261375834529503]
[73080,36.748119351401201]
[73082,36.803114756599797]
[73084,37.182610149706797]
[73086,36.212534173375801]
[73089,37.244814357069302]
[73090,37.370761051009097]
[73092,37.184749937057397]
[73093,36.927773389127999]
[73095,36.481828142702597]
[73096,38.303599464304398]
[73097,37.442999553680401]
[73098,35.872116252987801]
[73099,37.512012865625501]
[73102,37.006500720977698]
[73103,37.019999885559002]
[73104,37.068000411987299]
[73105,36.8512503862381]
[73106,37.038000068664502]
[73107,37.109999959608999]
[73108,36.976384515028698]
[73109,36.9972633964137]
[73110,37.126053892599501]
[73111,36.793312633037502]
[73112,37.131000080108599]
[73114,36.958588162590402]
[73115,37.081919837951602]
[73116,37.055999994277897]
[73117,36.897857216426303]
[73118,36.807375025749202]
[73119,37.137692202054502]
[73120,36.9973335266113]
[73121,36.853263533742798]
[73122,37.419272908297401]
[73127,37.303395280172602]
[73128,37.142249894142097]
[73129,37.088800010681098]
[73130,37.249090992320603]
[73131,36.786800003051702]
[73132,37.286250042915299]
[73134,36.864545267278402]
[73135,37.333043463333702]
[73139,37.1583749055862]
[73141,36.971400046348499]
[73142,36.887812328338597]
[73145,37.274454532969997]
[73149,37.3440000772476]
[73150,37.278521695344303]
[73151,36.8237996292114]
[73159,37.268869686126699]
[73160,37.062260758358498]
[73162,37.047642803192097]
[73165,37.093090813376598]
[73169,37.341000151634198]
[73170,36.937650003433198]
[73173,37.064128968023397]
[73179,37.326837238045599]
[73401,35.0996104169201]
[73425,35.494500446319499]
[73430,34.758157950953397]
[73432,35.839854453693697]
[73433,36.036059036630697]
[73434,36.213874718148901]
[73437,35.369361731346601]
[73438,35.338646360722898]
[73439,35.038171342644503]
[73440,35.1568421414024]
[73441,34.698001098632801]
[73442,35.240451859635698]
[73443,35.004359991073599]
[73444,35.999323855655199]
[73446,35.051680655819602]
[73447,35.464374530143601]
[73448,34.901455889873603]
[73449,35.137090780084698]
[73450,35.8514824070649]
[73453,34.8696757199735]
[73455,35.4518822277293]
[73456,34.760695045346097]
[73458,35.572533391316703]
[73459,34.790076960050101]
[73460,35.8194457345706]
[73461,36.004519524512297]
[73463,34.986801498042396]
[73481,35.637652189835201]
[73487,35.6474997347051]
[73491,35.536687731742802]
[73501,35.899194593127397]
[73503,36.426597967179497]
[73505,36.011999942945401]
[73507,36.968292666644501]
[73520,34.878514415196001]
[73521,36.202875526805599]
[73526,36.782798630759203]
[73527,35.958993459676698]
[73528,35.5117864775426]
[73529,35.392505519992703]
[73530,35.168836399425103]
[73531,34.979432502952697]
[73532,36.336317036996299]
[73533,35.918140805809202]
[73537,36.190998405798403]
[73538,36.436204103013097]
[73539,35.694089237198902]
[73540,35.611929599244299]
[73541,36.804802566576903]
[73542,35.566156093625601]
[73543,35.611797596972202]
[73544,36.6124587854762]
[73546,35.081790939706202]
[73547,37.206506490088103]
[73548,34.906818233836702]
[73549,36.246197114373601]
[73550,36.6225573999521]
[73551,35.316881460302]
[73552,36.426906203787098]
[73553,35.255030014129403]
[73554,37.0782302972042]
[73555,35.648810215237702]
[73556,36.434999656677199]
[73557,36.469999694824203]
[73559,36.555711295432602]
[73560,36.009786299736199]
[73562,34.859906946226602]
[73564,36.902651899558997]
[73565,34.611087172258898]
[73566,36.130400017632297]
[73567,36.586200199127099]
[73568,35.079197821849299]
[73569,34.700366473610401]
[73570,35.809490073067799]
[73571,37.300686289335502]
[73572,35.312884303016602]
[73573,34.743427579092199]
[73601,38.043247052360897]
[73620,38.384966784728803]
[73622,37.880884618025497]
[73624,38.105000019073401]
[73625,38.548505710385797]
[73626,38.245239990234303]
[73627,37.8474677993405]
[73628,38.989107955179399]
[73632,37.743483127341001]
[73638,39.630463407535302]
[73639,38.783539287350898]
[73641,37.9182235441709]
[73642,39.841793484791403]
[73644,38.501349296838399]
[73645,38.1824350524058]
[73646,38.745140209376203]
[73647,38.1068593734975]
[73650,38.773596082490698]
[73651,37.174064966110002]
[73654,39.444474673874801]
[73655,37.125173574715603]
[73658,39.164960558163401]
[73659,39.101003640237501]
[73660,39.463714311730001]
[73661,37.613731365061497]
[73662,38.264546360986103]
[73663,39.4137154190907]
[73664,37.578415918350103]
[73666,39.041912459631]
[73667,39.3541708213154]
[73669,38.631738324835801]
[73673,37.398849791006903]
[73701,38.7652639218866]
[73703,38.850295692766203]
[73705,38.891999244689899]
[73716,39.130652561430203]
[73717,39.750381428106003]
[73718,38.341450567559797]
[73719,39.0808874952792]
[73720,38.406158610272499]
[73722,39.012104395069599]
[73724,39.213338614192402]
[73726,39.082835370375399]
[73727,38.981627544534597]
[73728,38.855599563294803]
[73729,38.561154910879999]
[73730,38.501118365283197]
[73731,39.188999945977102]
[73733,38.379139872536101]
[73734,38.020305345258599]
[73735,38.535042249652598]
[73736,38.667399038117502]
[73737,38.617647063030901]
[73738,38.766765933341098]
[73739,39.0419684420133]
[73741,39.228753755559801]
[73742,38.226525125091698]
[73743,38.886000088282898]
[73744,38.181441791511098]
[73746,39.317999839782701]
[73747,38.113324579015902]
[73749,38.898223680399198]
[73750,37.887928944118102]
[73753,38.847069124074999]
[73754,38.691906964501598]
[73755,38.999287790531703]
[73756,38.178545557219401]
[73757,38.382721783344003]
[73758,39.278360918710902]
[73759,39.124035386613301]
[73760,38.853799131135197]
[73761,38.784590942209398]
[73762,37.776302843508503]
[73763,38.108018755752298]
[73764,38.072903122440401]
[73766,38.876021355613801]
[73768,38.595535947263102]
[73771,39.025261908142802]
[73772,38.467585237050102]
[73773,38.572646618606399]
[73801,40.0292064595832]
[73832,40.376758762506299]
[73834,39.833695308118998]
[73835,39.785413791393303]
[73838,39.388290565778597]
[73840,40.306520919799702]
[73841,40.203138985538999]
[73842,39.974552740964]
[73843,40.587189509616202]
[73844,40.586716458128699]
[73848,40.498222824036603]
[73851,40.255830544940402]
[73852,39.749270795925398]
[73853,39.790891137015301]
[73855,39.990340974114098]
[73857,40.146049522368301]
[73858,40.515478364366402]
[73859,40.086050596116401]
[73860,39.233341620775398]
[73901,41.628799743652301]
[73931,41.454690914154099]
[73932,41.204443400480102]
[73933,43.316506154427103]
[73937,43.6799999774342]
[73938,41.371925395909699]
[73939,42.241762273294903]
[73942,41.894330927883303]
[73944,41.4710417747497]
[73945,41.759712140538802]
[73946,43.4951244298395]
[73947,42.789594296111602]
[73949,42.2544766499594]
[73950,41.661487820079003]
[73951,41.787897618611503]
[74001,38.323200130462602]
[74002,38.630279936703701]
[74003,39.197564837277497]
[74006,39.137909363691897]
[74008,37.804319194085402]
[74010,37.810172469686997]
[74011,37.889067933165897]
[74012,37.753499969569098]
[74014,37.9952605680555]
[74015,38.313813012559798]
[74016,38.990028348602003]
[74017,38.804229492437599]
[74019,38.661807750738497]
[74020,37.993841499857403]
[74021,38.450478746716101]
[74022,39.755383310583397]
[74023,37.848789743720602]
[74026,37.969499588012603]
[74027,39.731791275687797]
[74028,37.709953538761503]
[74029,39.4240507338858]
[74030,37.8316551274266]
[74032,37.850711689738397]
[74033,37.808142880030999]
[74034,37.8502498626709]
[74035,38.310540165548403]
[74036,38.470980423572001]
[74037,37.918229512699298]
[74038,37.990599999427801]
[74039,37.9898484097059]
[74041,37.825636274164303]
[74042,39.9935342631927]
[74044,38.0381538537832]
[74045,37.897615297023997]
[74046,37.929000377655001]
[74047,37.741578132420301]
[74048,39.250079411963299]
[74050,37.956000137328999]
[74051,38.932946419169802]
[74052,38.198526342291501]
[74053,38.911776238993497]
[74054,38.037703000009003]
[74055,38.2145968841632]
[74056,39.357937419709899]
[74058,38.083460443740499]
[74059,37.815558625582902]
[74060,38.160113352649603]
[74061,38.709524322444103]
[74062,38.058983526073497]
[74063,38.111966353855799]
[74066,37.9940383874453]
[74068,37.493999862670798]
[74070,38.254843355661301]
[74071,37.9047691858731]
[74072,40.2753365436999]
[74073,38.070737867304302]
[74074,37.860219522801799]
[74075,37.931062495708503]
[74078,37.974000549316401]
[74079,37.780608457829501]
[74080,38.896209655269502]
[74081,37.988823408239]
[74082,38.531999588012603]
[74083,40.160882503121002]
[74084,38.593168134604902]
[74085,37.948016947406799]
[74103,37.884000205993601]
[74104,37.969200439453097]
[74105,37.981071220125401]
[74106,37.975285618645799]
[74107,37.943938023282001]
[74108,38.038928644997704]
[74110,37.963200233459403]
[74112,37.974750208854601]
[74114,37.961294477126103]
[74115,37.9916842611212]
[74116,38.108865772076399]
[74117,38.008799591064403]
[74119,37.929000377655001]
[74120,37.959600219726497]
[74126,38.070876335829801]
[74127,37.960599918365403]
[74128,38.075571359906803]
[74129,38.002999877929597]
[74130,37.969846211946901]
[74131,37.961023308510001]
[74132,37.9168233422672]
[74133,37.945560001373202]
[74134,37.885956585925499]
[74135,38.004272486946803]
[74136,37.991026898976898]
[74137,37.9164000463485]
[74145,38.002799835205003]
[74146,37.9820999622344]
[74301,39.463107143129598]
[74330,39.106697067690199]
[74331,39.0766639674723]
[74332,38.9728236075008]
[74333,39.605097390909101]
[74337,38.4367206813236]
[74338,39.133772687478398]
[74339,39.934874939918501]
[74340,38.6981536718515]
[74342,38.7571207993782]
[74343,39.350861487755303]
[74344,38.968129635570598]
[74346,39.092325947309703]
[74347,38.872388021269799]
[74349,38.842499828338603]
[74350,38.706960021972598]
[74352,38.5093436730874]
[74354,39.8380323735405]
[74358,0]
[74359,38.8538181651722]
[74360,40.0575000286102]
[74361,38.964970095857097]
[74363,40.272098357560203]
[74364,38.7694674656681]
[74365,38.675065808807602]
[74366,38.6149460985853]
[74367,38.732307705512397]
[74368,38.8739998626709]
[74369,40.429341257709901]
[74370,39.7429052257989]
[74401,37.396792164096603]
[74403,37.225256068138201]
[74421,37.545735176372801]
[74422,37.403422516858697]
[74423,37.419162214124498]
[74425,36.464499998092599]
[74426,37.091559963043899]
[74427,38.569963635531302]
[74428,37.245194680350103]
[74429,37.6771687388419]
[74430,36.4613335927327]
[74431,37.211571202959298]
[74432,36.715790402825398]
[74434,37.521994318280797]
[74435,37.524067297946097]
[74436,37.559591618557697]
[74437,37.133359739383998]
[74438,37.147090582414101]
[74441,38.095211006654502]
[74442,36.439271246376599]
[74445,37.396514907685798]
[74446,37.074000549316402]
[74447,37.509229143460502]
[74450,37.271791518516899]
[74451,38.123463258347101]
[74452,38.6438970388825]
[74454,37.474273265865897]
[74455,37.033245995566702]
[74456,37.308000183105399]
[74457,38.779552181346901]
[74458,37.567199821472101]
[74459,37.166570663452099]
[74460,37.325999450683497]
[74462,36.974357842659401]
[74463,37.627499699592498]
[74464,38.390239487193902]
[74467,37.603554863922099]
[74468,37.325999665260298]
[74469,37.168110699123801]
[74470,37.129451548668598]
[74471,38.162425527166803]
[74472,37.031999778747497]
[74477,0]
[74501,36.451194979714799]
[74521,36.630387460031798]
[74522,36.3180004119872]
[74523,35.581060121688303]
[74525,35.865287469524702]
[74528,36.466464129638602]
[74530,36.229799815586603]
[74531,36.6431053011041]
[74533,35.714316566080903]
[74534,36.374691661941597]
[74535,36.212700061798003]
[74536,36.655136451344397]
[74538,36.246756798512202]
[74540,36.346038304842402]
[74543,36.127561433197997]
[74546,36.276000022888098]
[74547,36.450915981613001]
[74549,37.663378325024098]
[74552,36.738505414257801]
[74553,36.417456523231799]
[74554,36.250736798738103]
[74555,35.634525103568997]
[74556,36.003163583928803]
[74557,36.089886047266702]
[74558,36.9229869483353]
[74560,36.5327742645147]
[74561,36.650078723937497]
[74562,36.205355788000901]
[74563,36.390922381064499]
[74565,36.421285711015898]
[74567,36.379652205757402]
[74569,36.295150951463299]
[74570,36.631019167181101]
[74571,37.271438422461401]
[74572,36.406472251198501]
[74574,36.704353586481403]
[74576,36.366494185503697]
[74577,36.944062435626897]
[74578,36.5950221944737]
[74601,38.602401165283098]
[74604,38.799996251160202]
[74630,38.814248682347703]
[74631,38.795899166780302]
[74632,39.117293198664299]
[74633,38.996399994398402]
[74636,39.0312773147431]
[74637,38.573357412049099]
[74640,38.854398143897598]
[74641,39.061818209561402]
[74643,38.864824294113497]
[74644,38.5414736584612]
[74646,39.081409073742897]
[74647,39.453977310147302]
[74650,38.286383935346002]
[74651,38.3860557529568]
[74652,39.536078430624499]
[74653,38.690498881918302]
[74701,35.214159071947599]
[74720,35.106638303716103]
[74722,37.127999725341702]
[74723,35.333586928332799]
[74724,37.107495669489303]
[74726,35.426482040075904]
[74727,35.217657584098902]
[74728,36.291450891896098]
[74729,35.590908196115599]
[74730,35.050493579620898]
[74731,35.136375546455298]
[74733,35.146793312200501]
[74734,36.254178953493003]
[74735,35.564650626378501]
[74736,35.456905435577099]
[74738,34.891103805542002]
[74740,35.3927058258855]
[74741,35.201707745836899]
[74743,34.963340385923999]
[74745,35.528482793491001]
[74747,35.093999862670799]
[74748,35.532904141569702]
[74750,35.563800315856902]
[74753,0]
[74754,35.691671621977299]
[74755,35.505677623133501]
[74756,35.101588204327697]
[74759,35.143392896652102]
[74760,35.302894772981297]
[74761,35.334749794006299]
[74764,35.5680124757695]
[74766,35.9246035121622]
[74801,37.0325608754329]
[74804,37.056617166791597]
[74820,36.477135380509701]
[74824,37.647356726906402]
[74825,36.559046545694002]
[74826,36.778192129829797]
[74827,36.698570483788501]
[74829,37.169056117668497]
[74830,36.759000205993601]
[74831,36.513479976653997]
[74832,37.421449491518302]
[74833,37.415315228959699]
[74834,37.5519749855995]
[74836,36.498000054931602]
[74837,36.991714423043298]
[74839,36.7136194658951]
[74840,36.906706175653099]
[74842,36.378750085830703]
[74843,36.407657285417798]
[74844,36.613999938964803]
[74845,36.637787076260103]
[74848,36.742189506172899]
[74849,36.760445392616802]
[74850,36.656779698713102]
[74851,37.213196068160997]
[74852,37.1640659353234]
[74854,36.845621289704901]
[74855,37.341717017569103]
[74856,36.321568231120501]
[74857,37.199333079655901]
[74859,37.163128213925198]
[74860,37.324721582911202]
[74864,37.133046648435503]
[74865,36.509136990320499]
[74867,36.722381207942902]
[74868,36.854874697202902]
[74869,37.628984752403198]
[74871,36.4091502667996]
[74872,36.359167060852002]
[74873,37.109611393221797]
[74875,37.616045428406103]
[74878,36.7571590557965]
[74880,36.975169070337799]
[74881,37.413530028459299]
[74883,36.867810790603201]
[74884,36.809907227303199]
[74901,36.600130213861803]
[74902,36.641675547006898]
[74930,36.399747344474903]
[74931,38.925379701203902]
[74932,36.6606058872107]
[74935,36.670227319543997]
[74936,36.962515843299101]
[74937,37.516860480641199]
[74939,37.819394565272901]
[74940,36.839230713477399]
[74941,36.830373863387003]
[74942,36.636857986450103]
[74943,35.942117668600602]
[74944,36.183534184550098]
[74945,38.383354882271]
[74946,36.522922897338802]
[74948,37.320189415135303]
[74949,37.465542918613899]
[74951,36.881478434023599]
[74953,36.898863947038699]
[74954,36.886542916979103]
[74955,37.768253473355998]
[74956,36.632214811184198]
[74957,37.840616484782302]
[74959,36.7907901117878]
[74960,39.158637037311102]
[74962,37.783732204602998]
[74963,37.602107217652403]
[74964,39.237020529132998]
[74965,39.226825472993603]
[74966,36.8797561079787]
[75001,32.447999872480104]
[75002,33.167485746656098]
[75006,31.7570771026611]
[75007,32.013158075432997]
[75009,33.769881355156201]
[75010,32.260363561456799]
[75013,33.264872734763401]
[75019,31.7303605251624]
[75020,34.986951158104802]
[75021,35.145336406006301]
[75022,32.636526398909702]
[75023,33.043028575352203]
[75024,33.199125194549502]
[75025,33.288499832153299]
[75028,32.5121885263694]
[75032,33.083142798287497]
[75034,32.945597967167402]
[75035,33.573310523197499]
[75038,31.777500057220401]
[75039,31.386857005528]
[75040,32.670230814126803]
[75041,32.533799743652303]
[75042,32.505461443387503]
[75043,32.809013775033002]
[75044,32.6219996232252]
[75048,32.953894946449601]
[75050,31.412482531317298]
[75051,31.456199684143002]
[75052,31.625168088403001]
[75054,31.855500125885001]
[75056,32.323945968215497]
[75057,32.046976887902503]
[75058,34.2642939436492]
[75060,31.356260863594301]
[75061,31.637265154780099]
[75062,31.6699997901916]
[75063,31.6874182891845]
[75065,32.420210446809399]
[75067,32.064959815978902]
[75068,32.669399986267003]
[75069,33.3096000480651]
[75070,33.519418476903098]
[75071,33.532484207153303]
[75074,32.724096661229197]
[75075,32.8693124055862]
[75076,35.045142819804497]
[75077,32.603288249646099]
[75078,33.400615281325102]
[75080,32.675454451820997]
[75081,32.647587742524898]
[75082,32.653919631957997]
[75087,33.195714296613403]
[75088,33.006418591876297]
[75089,33.0139027572259]
[75090,34.721444850120598]
[75092,34.761044704380197]
[75093,32.951294147266999]
[75094,32.876999759674]
[75098,33.1743180281279]
[75101,32.531999588012603]
[75102,32.283096487511102]
[75103,32.994848934110699]
[75104,32.737414381844602]
[75105,32.388857232956603]
[75109,32.007034825169697]
[75110,32.238712528773597]
[75114,32.895735259403402]
[75115,32.453625025749098]
[75116,32.684348064920101]
[75117,33.616056756539798]
[75119,32.566576338105598]
[75124,32.529400580431599]
[75125,32.488799891752301]
[75126,32.953468042738798]
[75127,33.565636305375499]
[75132,33.307500171661303]
[75134,32.392053964975702]
[75135,33.608643173016098]
[75137,32.484857123238598]
[75140,33.603985080434299]
[75141,32.356649780273401]
[75142,33.101836116049803]
[75143,32.576030271548497]
[75144,32.1177866261799]
[75146,32.3377870372084]
[75147,32.853386769117101]
[75148,32.223823088249198]
[75149,32.652406737763897]
[75150,32.489860445954001]
[75152,32.492693733682401]
[75153,32.128137667425698]
[75154,32.506898595109703]
[75155,32.436447852405102]
[75156,32.5636988605361]
[75157,32.699999999999903]
[75158,32.793262617587999]
[75159,32.695384641794]
[75160,33.1105080514251]
[75161,33.281912454201297]
[75163,32.154255197403302]
[75164,33.401999664306601]
[75165,32.444373526795701]
[75166,33.158419326043798]
[75167,32.585179255558799]
[75169,33.425186765062797]
[75172,32.370292589141101]
[75173,33.293855030305899]
[75180,32.688230763948802]
[75181,32.914838920100998]
[75182,32.844514307294503]
[75189,33.347184033718101]
[75201,31.638000297546299]
[75202,31.530000686645501]
[75203,31.802117493573299]
[75204,31.796000289916901]
[75205,32.074235310273998]
[75206,32.174400100707999]
[75207,31.374000091552698]
[75208,31.6731427328927]
[75209,31.811999816894499]
[75210,31.8225005149841]
[75211,31.8065914100324]
[75212,31.1938373256374]
[75214,32.083333460489897]
[75215,31.804645046110998]
[75216,32.028239730834898]
[75217,32.284909196333402]
[75218,32.217599670410102]
[75219,31.6559992790222]
[75220,31.443149642944299]
[75223,31.881000423431299]
[75224,31.985999843052401]
[75225,32.266800155639601]
[75226,31.760399780273399]
[75227,32.2428000640869]
[75228,32.303999979902997]
[75229,31.743599929809498]
[75230,32.282538678095797]
[75231,32.123142896379697]
[75232,32.264275715268802]
[75233,32.156400146484302]
[75234,31.612615321232699]
[75235,31.432499885559]
[75236,32.071227316422799]
[75237,32.447142628260998]
[75238,32.357279846191403]
[75240,32.356714766366103]
[75241,32.2128630668238]
[75243,32.393454707752497]
[75244,32.286000088282897]
[75246,31.799999999999901]
[75247,31.140480010986298]
[75248,32.5207202911376]
[75249,32.280375051498403]
[75251,32.142000961303701]
[75252,32.733882724537501]
[75253,32.629963843605701]
[75254,32.405077039278403]
[75270,0]
[75287,32.607300109863203]
[75390,0]
[75401,34.042515835009098]
[75402,33.802914110429398]
[75407,33.270227876494197]
[75409,33.918367358616401]
[75410,33.810743375794999]
[75411,34.773097321894198]
[75412,35.143059086927003]
[75413,34.506000137329103]
[75414,34.735064174282897]
[75415,34.477885894775298]
[75416,34.976243892698797]
[75417,34.727872302216099]
[75418,34.720986091598697]
[75420,33.857199223836197]
[75421,34.719415265596801]
[75422,34.0030614940936]
[75423,34.0620000740916]
[75424,33.879811604296499]
[75426,35.142756095593299]
[75428,34.054272151898701]
[75431,33.847971365792397]
[75432,34.284746246337903]
[75433,33.931919906616201]
[75435,34.760430372214003]
[75436,34.990772571969501]
[75437,34.256394862700901]
[75438,34.8110484262792]
[75439,34.695480354308998]
[75440,33.896546974432503]
[75441,34.432845673194301]
[75442,33.506139819593301]
[75446,34.805637719239897]
[75447,35.067359888076801]
[75448,33.970883586794798]
[75449,34.3924285265864]
[75450,34.498955195290698]
[75451,33.6621940441985]
[75452,34.288628478731397]
[75453,33.7298052410151]
[75454,33.673058930565297]
[75455,34.114077564105699]
[75457,34.067560210684398]
[75459,34.654525948230699]
[75460,34.671492950923103]
[75462,34.804465475327603]
[75468,34.802380004136403]
[75469,34.317254331556398]
[75470,34.6977465078864]
[75471,33.797586230573998]
[75472,33.725017149212398]
[75473,34.958861635648198]
[75474,33.436401684944499]
[75475,34.506749725341699]
[75476,34.978165700645597]
[75477,34.499502435148003]
[75478,34.124370759173097]
[75479,34.776652124653701]
[75480,33.764812758564901]
[75481,34.277435585470599]
[75482,34.037740765695197]
[75486,34.858259547575699]
[75487,34.336443331950399]
[75488,35.102790160490997]
[75489,34.603499794006296]
[75490,34.442495504733699]
[75491,34.561375405385299]
[75492,34.814768952589702]
[75493,33.9935443184592]
[75494,33.757521547198799]
[75495,34.295399994850101]
[75496,34.308393699335298]
[75497,33.830034030978901]
[75501,34.467390558131797]
[75503,34.409262538037602]
[75550,34.7420376615704]
[75551,34.082772270042298]
[75554,34.823345472477598]
[75555,33.823900211362698]
[75556,34.308444510565799]
[75558,34.096342577855197]
[75559,34.697176699331003]
[75560,34.2267221079085]
[75561,34.404393543180902]
[75562,33.881212741038802]
[75563,33.969685165774798]
[75565,33.917249536514198]
[75566,34.141894671791398]
[75567,34.441832116146202]
[75568,34.156130307075202]
[75569,34.303636238791697]
[75570,34.551175116341398]
[75571,34.033380953470797]
[75572,34.428065021115501]
[75573,34.506511079504101]
[75574,34.445537087604698]
[75601,32.925529524859201]
[75602,32.981834217724803]
[75603,32.996115518029697]
[75604,33.097905760372299]
[75605,32.916382903241001]
[75630,33.329654748994997]
[75631,33.112161551178801]
[75633,33.102869006683697]
[75638,33.476270673311603]
[75639,33.100105880232803]
[75640,33.039428482055598]
[75641,33.085499382019002]
[75642,33.003428649902297]
[75643,32.961255105207698]
[75644,33.435819813490198]
[75645,33.152113567699097]
[75647,33.259516512692599]
[75650,33.0395868137904]
[75651,33.185490487656502]
[75652,32.711595613007198]
[75654,32.5654019264149]
[75656,33.639197916911897]
[75657,33.505020408570601]
[75661,33.205807303600601]
[75662,32.941725465363099]
[75667,32.452871352847197]
[75668,33.1459353170087]
[75669,32.714922919640102]
[75670,33.161461845534802]
[75672,33.143094890531003]
[75681,32.463725166574498]
[75682,32.374799880981399]
[75683,33.096396247090702]
[75684,32.656972101832999]
[75686,33.497440883029597]
[75691,32.994083043148599]
[75692,33.0428569030761]
[75693,33.159000296341702]
[75701,32.471999961451402]
[75702,32.807199935912998]
[75703,32.568738415057801]
[75704,33.066050446133602]
[75705,32.908834998121499]
[75706,33.29485096602]
[75707,32.758727351101903]
[75708,33.302683426746697]
[75709,32.880000208601103]
[75750,32.664732689081198]
[75751,32.083598576589097]
[75752,32.2938392931501]
[75754,32.853401763949996]
[75755,33.527716430904299]
[75756,32.790435532600597]
[75757,32.207943893147402]
[75758,32.798631252226201]
[75759,31.68600025177]
[75760,32.465103795930901]
[75762,32.5752857837048]
[75763,31.834841540308201]
[75764,32.208000183105398]
[75765,33.7007326768681]
[75766,32.054357720972099]
[75770,31.907307748233499]
[75771,33.398845746721399]
[75773,33.7727401209021]
[75778,32.552813543657301]
[75779,31.8420009613037]
[75780,32.311200714111301]
[75783,33.763153758415797]
[75784,32.521733347574802]
[75785,32.239851357847002]
[75788,32.564307755690301]
[75789,32.6865333150227]
[75790,33.189626799056697]
[75791,32.659256821709697]
[75792,33.349789529097698]
[75801,31.8759819534123]
[75803,31.8128827323598]
[75831,31.556950394820699]
[75832,31.941639546878999]
[75833,31.5224210669301]
[75835,31.6690795955837]
[75838,31.446171443705602]
[75839,31.818778192907299]
[75840,31.777973246744899]
[75844,31.906611091572099]
[75845,31.789174199040399]
[75846,31.346955186638201]
[75847,32.152526212993301]
[75848,0]
[75849,31.856572723388599]
[75850,31.206151257042102]
[75851,31.690225335448599]
[75852,30.842563175460601]
[75853,31.807269146258999]
[75855,31.662584413123199]
[75856,31.781386327743501]
[75858,32.183998489379803]
[75859,31.795996135783]
[75860,31.6879799809948]
[75861,31.8039376066281]
[75862,31.6325026037836]
[75901,32.056139439572803]
[75904,32.1985765322516]
[75925,32.326895730116]
[75926,32.0925321620145]
[75928,31.087200034005299]
[75929,32.0887777441406]
[75930,32.393664870448497]
[75931,32.112681796334002]
[75932,31.994017266296201]
[75933,30.7743474511106]
[75934,31.4635381551889]
[75935,32.7728948940888]
[75936,31.4783119499136]
[75937,32.344217704230203]
[75938,31.4692100045243]
[75939,31.706192866951799]
[75941,31.881437190528001]
[75942,30.972001647949199]
[75943,32.388473345104003]
[75944,32.207577477038697]
[75946,32.537173722318499]
[75948,32.245516304347802]
[75949,32.0185714913151]
[75951,31.780882833791999]
[75954,33.094348318660899]
[75956,31.1013827162386]
[75959,32.530326190747701]
[75960,31.423882091746599]
[75961,32.356890734147299]
[75962,32.375999450683501]
[75964,32.400443899659997]
[75965,32.418716602894698]
[75966,31.559003183011999]
[75968,32.287488676372298]
[75969,32.5937171007457]
[75972,32.585141580916797]
[75973,32.905300054550203]
[75974,32.965824041748]
[75975,32.614883695646697]
[75976,32.572481945911001]
[75977,32.2557946793955]
[75978,32.195998764038002]
[75979,31.142879303403198]
[75980,31.8791023792364]
[76001,32.284053905590099]
[76002,32.021249914169303]
[76006,31.659461887066101]
[76008,33.0701333109537]
[76009,32.423154792248297]
[76010,32.009647212308899]
[76011,31.938414119851899]
[76012,31.806599922180101]
[76013,31.911789683291701]
[76014,32.119000244140601]
[76015,32.220000457763597]
[76016,31.955647087097098]
[76017,32.179317130111997]
[76018,31.987999852498302]
[76020,32.640867094695501]
[76021,32.159999771118102]
[76022,31.987200164794899]
[76023,33.382830041885299]
[76028,32.490967695174596]
[76031,32.382472048984397]
[76033,32.432541263484197]
[76034,32.247260956142199]
[76035,33.4951464118027]
[76036,32.519887518882697]
[76039,32.057727397571902]
[76040,31.758789343582901]
[76041,32.428325830503901]
[76043,32.996533853599203]
[76044,32.969399938583301]
[76048,32.763555611504401]
[76049,32.707569219149001]
[76050,32.345604603507198]
[76051,32.125529435101598]
[76052,32.769882417566599]
[76053,31.936551771492699]
[76054,32.2187999725341]
[76055,32.3937180904759]
[76058,32.642984228483598]
[76059,32.496599807739202]
[76060,32.187000274658097]
[76061,32.4515998077392]
[76063,32.2087060204164]
[76064,32.428690754283501]
[76065,32.742604978545302]
[76066,32.827322778914997]
[76067,33.085443413932303]
[76070,32.686992829037401]
[76071,32.778923430809499]
[76073,33.691770633634903]
[76077,32.681379594473903]
[76078,33.573839024365903]
[76082,33.934055897377]
[76084,32.244521781672503]
[76085,33.734689748698202]
[76086,34.056480079650797]
[76087,33.327779690914703]
[76088,33.995843210120597]
[76092,32.473499894142101]
[76093,32.315552534985798]
[76102,31.7511434555053]
[76103,31.901647163839801]
[76104,31.902315962942001]
[76105,32.006999744068402]
[76106,32.002941378425099]
[76107,31.881692416851301]
[76108,32.377636455188998]
[76109,31.919793004003001]
[76110,32.078181630914798]
[76111,31.7699998335404]
[76112,31.929681665247099]
[76114,31.861636421897099]
[76115,32.167874836921598]
[76116,32.189454330097497]
[76117,31.828702802915799]
[76118,31.754666646321599]
[76119,32.026451535378698]
[76120,31.665500354766799]
[76123,32.5983529371373]
[76126,32.529250986167597]
[76127,31.7959995269775]
[76129,0]
[76131,32.2696363761208]
[76132,32.125285925183903]
[76133,32.430580680600997]
[76134,32.361600265502901]
[76135,32.037781473368099]
[76137,32.118959747314399]
[76140,32.243699958801201]
[76148,32.193157858597601]
[76155,31.819500160217199]
[76164,31.823625326156598]
[76177,32.5350613730294]
[76179,32.456636758983898]
[76180,32.106545396284602]
[76182,32.270400123596097]
[76201,33.3678946645636]
[76205,33.152812671661302]
[76207,33.394909026405998]
[76208,32.812165359623101]
[76209,33.1423844410822]
[76210,32.846892724718302]
[76225,34.485923654831701]
[76226,32.997473766929197]
[76227,33.1155600471496]
[76228,34.596601792295502]
[76230,34.608117304808097]
[76233,34.247461465688801]
[76234,34.183413653039999]
[76238,34.618836616983202]
[76239,34.7083543129337]
[76240,34.6658238609308]
[76244,32.383476914625902]
[76245,35.112927847793401]
[76247,33.075910126761102]
[76248,32.355120208740203]
[76249,33.974071420942003]
[76250,34.6457421702723]
[76251,34.838021001313798]
[76252,34.759449131534403]
[76253,34.726800384521397]
[76255,34.733396642794801]
[76258,33.611672734347202]
[76259,33.558240056991501]
[76261,34.7525877489362]
[76262,32.645231709829098]
[76263,34.647103263591902]
[76264,34.907185641697403]
[76265,34.7560726943628]
[76266,33.831806741441902]
[76268,34.715999794006301]
[76270,34.6538951452265]
[76271,33.872806622905003]
[76272,34.103790763145199]
[76273,34.799351398364898]
[76301,34.409500026702801]
[76302,34.4454000091552]
[76305,34.627942866190502]
[76306,34.477058971629397]
[76308,34.400053325452198]
[76309,34.454608403081401]
[76310,34.446420429535998]
[76311,34.644000434875402]
[76351,34.221596605702103]
[76354,34.8422500252723]
[76357,34.638652617961199]
[76360,34.7698460994622]
[76363,34.20864012146]
[76364,35.1288197548662]
[76365,34.706542555794996]
[76366,34.625146762512102]
[76367,34.5952209830943]
[76370,34.451545122141901]
[76371,34.154113490048303]
[76372,34.025424515860301]
[76373,35.262452694155101]
[76374,34.072504428763203]
[76377,34.720293674993897]
[76379,34.345199910332099]
[76380,34.443356461765902]
[76384,35.305777859566298]
[76388,34.143688736587201]
[76389,34.228010751873398]
[76401,33.679991849910898]
[76402,33.743999862670897]
[76424,33.628915588205103]
[76426,33.963895518032402]
[76427,34.269882370443902]
[76429,33.683112237891301]
[76430,33.742393885979197]
[76431,34.390397275637199]
[76432,33.6444141918385]
[76433,33.164876684423902]
[76435,34.138255744756599]
[76436,33.245333396063899]
[76437,33.732452547541897]
[76442,33.407607492464599]
[76443,33.843980200739097]
[76444,33.506268677372802]
[76445,33.805200044281598]
[76446,33.752160112846703]
[76448,34.156818421612101]
[76449,33.370494319631902]
[76450,33.917246076573797]
[76452,33.321600151062]
[76453,32.991306876738001]
[76454,33.863818130493101]
[76455,33.203610081864497]
[76457,33.334412377956603]
[76458,34.092431175824402]
[76459,34.199082655065197]
[76460,34.1940001427227]
[76462,33.0609817839063]
[76463,33.189354853476203]
[76464,33.584050210128801]
[76466,34.224521852576203]
[76469,33.398538340054998]
[76470,33.894105892181301]
[76471,34.114105290316999]
[76472,32.8294519513273]
[76474,33.713466644287102]
[76475,33.436706866532802]
[76476,33.173087997436497]
[76481,33.611870813369698]
[76483,34.154826798026001]
[76484,33.131906354427301]
[76486,33.738465481518404]
[76487,34.461091556781597]
[76490,33.437999725341697]
[76491,33.9790108353221]
[76501,31.169869679990001]
[76502,31.430517799513598]
[76504,31.480320133209201]
[76508,0]
[76511,31.019102058967501]
[76513,31.4732441295277]
[76518,30.5617735373255]
[76519,30.691220293206602]
[76520,30.341764917302498]
[76522,31.761777809990701]
[76523,30.756000137329]
[76524,31.487008236656401]
[76525,32.705920689116397]
[76527,31.280030936688402]
[76528,31.8864298246183]
[76530,30.845273739597602]
[76531,33.106656370141799]
[76534,30.945257099696502]
[76537,31.071187448501501]
[76538,32.549603060918798]
[76539,31.599849017161201]
[76541,31.228500223159699]
[76542,31.174594232252399]
[76543,31.249551654684101]
[76544,31.1989634565873]
[76548,31.3414575479798]
[76549,31.152395432859901]
[76550,32.188949039483497]
[76554,30.875250291824301]
[76556,30.525426136363599]
[76557,31.758589441415602]
[76559,31.473840087890601]
[76561,31.640760608977299]
[76565,33.242938590536298]
[76566,32.293938463651202]
[76567,30.379733266194599]
[76569,30.846921458585999]
[76570,30.709476497853299]
[76571,31.212392550316899]
[76573,31.169999313354399]
[76574,30.539255995262199]
[76577,30.4609738523632]
[76578,30.317045441540699]
[76579,31.4851344151283]
[76596,31.763999176025301]
[76597,32.028000640869102]
[76598,0]
[76599,31.710001373291]
[76621,31.920682161504502]
[76622,31.6883436799049]
[76623,32.467800350189201]
[76624,31.631842066112299]
[76626,32.353959531200097]
[76627,32.243320785378501]
[76628,32.135250484943299]
[76629,30.8041889190674]
[76630,31.586423140305701]
[76631,32.063314451490101]
[76632,30.972171445573998]
[76633,31.584206890237699]
[76634,32.339859283984197]
[76635,31.7436502571205]
[76636,32.384012736658804]
[76637,32.983434627367103]
[76638,31.8125940394482]
[76639,31.996768018177601]
[76640,31.555764703189599]
[76641,32.226857336589298]
[76642,31.534758526553901]
[76643,31.7711998901367]
[76645,32.121365862590402]
[76648,31.939428097934002]
[76649,33.2323581895118]
[76650,32.108700199127099]
[76651,32.411510909121901]
[76652,32.3783923776843]
[76653,31.198542339518902]
[76654,31.6020000457763]
[76655,31.517827437421399]
[76656,31.111730978482999]
[76657,31.8410670804593]
[76660,32.018976415799301]
[76661,30.991647548378999]
[76664,31.616414945452]
[76665,32.814565448860797]
[76666,32.148197092775398]
[76667,31.654284037875701]
[76670,32.349435697063299]
[76671,32.231594864578398]
[76673,31.850410795211701]
[76676,31.9288420275637]
[76678,31.757318271290099]
[76679,31.986918114767299]
[76680,30.6748631762974]
[76681,31.857625644535499]
[76682,31.3166977687901]
[76685,30.848117200066]
[76686,31.7384651450223]
[76687,31.294677545975599]
[76689,32.044279441508898]
[76690,32.966969000432798]
[76691,31.730898372197501]
[76692,31.903353714361401]
[76693,31.6788735386266]
[76701,31.102499485015802]
[76704,31.091142817905901]
[76705,31.373957151685399]
[76706,31.1040695944498]
[76707,31.35]
[76708,31.2765762393757]
[76710,31.564615278977598]
[76711,31.369285665239602]
[76712,31.540029878758599]
[76798,0]
[76801,33.051753309175503]
[76802,33.101062533259302]
[76820,32.269550533508898]
[76821,32.545154077048203]
[76823,32.946074195899499]
[76824,32.001673566078601]
[76825,32.743722497131898]
[76827,32.528965233467702]
[76828,33.537211771572302]
[76831,32.023347029394003]
[76832,32.521002800816603]
[76834,33.637319742734903]
[76836,32.172180631823998]
[76837,32.757038833993199]
[76841,33.469045845521599]
[76842,32.670634380928298]
[76844,32.680603958632503]
[76845,32.479477791245898]
[76848,32.967760279431303]
[76849,33.164986459234903]
[76852,32.369233341216997]
[76853,32.371544923686997]
[76854,32.891544284096199]
[76856,32.702731587880201]
[76857,33.853714264105498]
[76858,32.670115706662102]
[76859,33.182283760609003]
[76861,32.658967114749601]
[76862,32.217052151223903]
[76864,32.850014383921298]
[76865,33.044070802536602]
[76866,32.3045574188233]
[76869,32.506722421972398]
[76870,33.363120002746498]
[76871,32.467192770257]
[76872,32.529575172223502]
[76873,32.432192230224501]
[76874,33.222974953651402]
[76875,32.431424841968798]
[76877,32.350203371072197]
[76878,32.7549605574144]
[76882,33.948928526469601]
[76884,33.669187501072798]
[76885,32.2969565764717]
[76887,32.498382517870702]
[76888,32.661142218169402]
[76890,33.151087721164799]
[76901,33.546197033782398]
[76903,32.779608052047202]
[76904,33.082435718014402]
[76905,32.825830172207198]
[76908,32.656799697875897]
[76930,34.195607708287497]
[76932,33.9641961288674]
[76933,33.228924614327802]
[76934,33.506276025443199]
[76935,33.582282574909101]
[76936,33.896579509645001]
[76937,32.4408003452846]
[76939,33.051450090408302]
[76940,32.401200027465798]
[76941,33.829596441636703]
[76943,32.964944761418998]
[76945,34.022308340072598]
[76949,33.707999924690398]
[76950,33.067246206546102]
[76951,34.331786781863997]
[76953,33.7390909715132]
[76955,32.714670419417303]
[76957,0]
[76958,34.097932028837903]
[77002,28.026749467849701]
[77003,28.03125]
[77004,27.995999717712301]
[77005,28.000874090194699]
[77006,27.995248746871901]
[77007,28.0808275814714]
[77008,28.197428676060198]
[77009,28.098857280186198]
[77010,28.0560001373291]
[77011,27.997845752422599]
[77012,28.009200210571201]
[77013,28.061062645912099]
[77014,28.736400032043399]
[77015,28.0956453106071]
[77016,28.263000011443999]
[77017,28.095599670410099]
[77018,28.280181780728402]
[77019,28.0150901100852]
[77020,28.0432498455047]
[77021,28.007999897003099]
[77022,28.249092032692602]
[77023,28.023599395751901]
[77024,28.236375474929801]
[77025,28.019999313354401]
[77026,28.097727272727202]
[77027,28.0459999084472]
[77028,28.158936882018999]
[77029,28.039531821392899]
[77030,27.981999588012599]
[77031,28.141089560768801]
[77032,28.5696162916209]
[77033,28.081579308760698]
[77034,28.287622250251001]
[77035,28.105263699983301]
[77036,28.147635477239401]
[77037,28.374000385829302]
[77038,28.4625877829159]
[77039,28.369000339507998]
[77040,28.480723328286]
[77041,28.502293816734699]
[77042,28.2488582611083]
[77043,28.364520332336401]
[77044,28.435666571723001]
[77045,28.141813340297901]
[77046,28.037999725341699]
[77047,28.182366943359298]
[77048,28.1734733481156]
[77049,28.3190001678466]
[77050,28.404750680923399]
[77051,28.081199752807599]
[77053,28.1843996429443]
[77054,28.0048416137695]
[77055,28.2943198242187]
[77056,28.078909128362401]
[77057,28.1223753690719]
[77058,28.425771102905198]
[77059,28.3903634158047]
[77060,28.464214324951101]
[77061,28.193076896667399]
[77062,28.404631564491599]
[77063,28.163999633789]
[77064,28.6535357339041]
[77065,28.726000213622999]
[77066,28.6962000274658]
[77067,28.564999771118099]
[77068,28.827231392493601]
[77069,28.871999931335399]
[77070,28.899260529227799]
[77071,28.1347491502761]
[77072,28.191817994551201]
[77073,28.694151694819599]
[77074,28.126104836714902]
[77075,28.259838279517901]
[77076,28.325999450683501]
[77077,28.300285312107601]
[77078,28.247000217437702]
[77079,28.3112138884408]
[77080,28.346571350097602]
[77081,28.0726159022404]
[77082,28.318723053627799]
[77083,28.312999916076599]
[77084,28.450628683907599]
[77085,28.176599464416402]
[77086,28.543384684049101]
[77087,28.081500434875402]
[77088,28.403684716475599]
[77089,28.298399200439398]
[77090,28.743214212145102]
[77091,28.346249914169299]
[77092,28.312320098876899]
[77093,28.279463726136701]
[77094,28.3663900328845]
[77095,28.716109293157398]
[77096,28.092819161848499]
[77098,28.007999038696202]
[77099,28.175249433517401]
[77201,0]
[77301,29.978062534332199]
[77302,29.5446697975825]
[77303,30.2384181768243]
[77304,29.950970128756801]
[77306,29.836695770595298]
[77316,29.9394471783584]
[77318,30.195554457539998]
[77320,30.8806649054407]
[77326,30.603999710082999]
[77327,30.124005273904501]
[77328,30.3931162975204]
[77331,30.850298056235602]
[77334,30.899640060424801]
[77335,30.784827849268801]
[77336,29.120310927726099]
[77338,28.697062861919299]
[77339,28.9588125944137]
[77340,30.4441540905385]
[77342,30.746999931335399]
[77345,28.951134789956502]
[77346,28.6910001277923]
[77350,31.3882504463195]
[77351,31.140354664561698]
[77354,29.715199890136699]
[77355,29.6112361332878]
[77356,30.055305990331199]
[77357,29.383883285522401]
[77358,30.452411093062]
[77359,30.960483926342299]
[77360,31.493110911051399]
[77362,29.554000091552702]
[77363,29.9069267365991]
[77364,31.249535085988501]
[77365,29.136885133336801]
[77367,31.283999633789001]
[77368,30.280173757801801]
[77369,30.4811537141066]
[77371,30.542699972235599]
[77372,29.781260807617802]
[77373,28.927071189880301]
[77374,30.502000007629398]
[77375,29.256048497845999]
[77376,30.6312111634474]
[77377,29.370132275188599]
[77378,30.500708574567501]
[77379,29.002227414738002]
[77380,29.306999996730202]
[77381,29.4723995971679]
[77382,29.616315681055902]
[77384,29.6349836380755]
[77385,29.344753141527001]
[77386,29.036193205734701]
[77388,28.990085074242099]
[77389,29.259810710597598]
[77396,28.491599807739199]
[77401,28.0415998077392]
[77406,28.522255471519401]
[77407,28.4050438922384]
[77412,28.876909186623301]
[77414,28.1382091557346]
[77415,28.251428277151899]
[77417,28.5463331699371]
[77418,29.481285066349901]
[77419,28.050675958982598]
[77420,28.372667149135101]
[77422,28.2444687291195]
[77423,29.1042289296863]
[77426,29.6244654479299]
[77428,27.509773549493701]
[77429,29.0847066750203]
[77430,28.419922123463198]
[77432,28.269545329700801]
[77433,29.031794256322499]
[77434,28.854663595689001]
[77435,28.728999865496601]
[77436,28.6226082179857]
[77437,28.4033453564311]
[77440,28.173427963256799]
[77441,28.781882431927801]
[77442,28.766786715680102]
[77443,28.5420009613037]
[77444,28.3585908456282]
[77445,29.6114150857025]
[77446,29.7433044433593]
[77447,29.541278799352401]
[77448,28.519500160217198]
[77449,28.715823588651698]
[77450,28.491315771404]
[77451,28.4699993133544]
[77453,28.384950799942001]
[77454,28.8448233941022]
[77455,28.306334652024798]
[77456,28.302277555079801]
[77457,27.573348546582501]
[77458,28.201406335830701]
[77459,28.1313561358694]
[77460,28.751998901367099]
[77461,28.417000283865999]
[77464,28.782750034332199]
[77465,27.801776085343398]
[77466,29.044649848937901]
[77467,28.3134413830069]
[77468,28.348029805653098]
[77469,28.317660299337099]
[77470,28.906774836170399]
[77471,28.5548238193287]
[77473,0]
[77474,29.212005293806001]
[77475,28.925022803905399]
[77476,28.8141179701861]
[77477,28.132234651902099]
[77478,28.130633647267299]
[77479,28.179917292949501]
[77480,28.3294489123864]
[77481,28.206000137328999]
[77482,28.3159700023594]
[77483,27.801164472919599]
[77484,29.672044685832599]
[77485,28.843925695161499]
[77486,28.407052371376398]
[77488,28.447660219999101]
[77489,28.1677892785323]
[77493,28.973366747908798]
[77494,28.8094459765666]
[77498,28.2268418763813]
[77502,28.198285675048801]
[77503,28.185375523567199]
[77504,28.259295070872501]
[77505,28.310399551391601]
[77506,28.0642704113109]
[77507,28.3976536824152]
[77510,28.4983363916378]
[77511,28.566195693223399]
[77514,28.8669496823461]
[77515,28.4445382299205]
[77517,28.644720199584899]
[77518,28.212599945068298]
[77519,30.029067676131699]
[77520,28.413915915238199]
[77521,28.5123310562659]
[77523,28.446625232965101]
[77530,28.246983136969]
[77531,28.313293933868401]
[77532,28.579937458038302]
[77533,29.777799873351999]
[77534,28.351000077383802]
[77535,29.124798902221301]
[77536,28.267319549560501]
[77538,29.567715141371899]
[77539,28.3530926950198]
[77541,27.922920689123899]
[77545,28.174955948539299]
[77546,28.360417745401499]
[77547,28.016399574279699]
[77550,27.707333374023399]
[77551,27.566624450683499]
[77554,27.714562413096399]
[77560,29.130599607987801]
[77561,29.712000274658202]
[77562,28.4037140437534]
[77563,28.070970742518998]
[77564,29.946972798527799]
[77565,28.248706997142101]
[77566,28.461090538718398]
[77568,28.198467903948799]
[77571,28.3906230926513]
[77573,28.408038601508402]
[77575,29.3516860984092]
[77577,28.6106086896813]
[77578,28.349516090270001]
[77580,28.582907867431601]
[77581,28.261159437352902]
[77583,28.429085095506402]
[77584,28.2549314334474]
[77585,30.236010940718]
[77586,28.246038524921101]
[77587,28.174799423217699]
[77590,28.150707145104001]
[77591,28.2694286891392]
[77597,28.978938047020801]
[77598,28.427571323939699]
[77611,29.997403885768001]
[77612,30.4912210224687]
[77613,29.772749707102701]
[77614,30.327692501361501]
[77615,30.477158456099598]
[77616,30.905157267109701]
[77617,28.6168418884277]
[77619,29.591400604248001]
[77622,29.627076970613899]
[77623,29.031789297806501]
[77624,31.152257227216399]
[77625,30.430979819010101]
[77627,29.6510448022322]
[77629,29.664970126862201]
[77630,30.004126995571401]
[77632,30.290571551763701]
[77640,29.610115616138099]
[77642,29.595486646085099]
[77650,27.919105474572401]
[77651,29.674615199749201]
[77655,29.699047651745001]
[77656,30.598246565670902]
[77657,30.092421623195701]
[77659,29.872054120187901]
[77660,31.116913825485199]
[77661,29.2529999940291]
[77662,30.013694107953199]
[77663,30.870444234212201]
[77664,31.0308918304172]
[77665,29.4068422423017]
[77701,29.752846439068101]
[77702,29.801999759674001]
[77703,29.8484399642944]
[77705,29.694385982448701]
[77706,29.8112306741567]
[77707,29.698153869922301]
[77708,29.9064004669189]
[77713,29.773859046613701]
[77801,29.8635003089904]
[77802,29.839349670410101]
[77803,29.924799957275301]
[77807,29.855636897897799]
[77808,30.1269977625679]
[77830,29.933214772729301]
[77831,30.170780668148399]
[77833,29.707520264924099]
[77835,29.774465484800299]
[77836,30.046781477356902]
[77837,30.414146127443001]
[77840,29.8153842632587]
[77845,29.821068855811799]
[77853,29.837186302572999]
[77855,31.210838662424301]
[77856,30.7476111010537]
[77857,30.356873187212798]
[77859,30.359093889454101]
[77861,30.058391930075199]
[77864,30.355679872710098]
[77865,31.018871939849799]
[77867,29.9127391483472]
[77868,29.943687034962601]
[77871,30.681512788625799]
[77872,30.231215113513802]
[77873,30.012063193070201]
[77876,29.929500007629301]
[77878,29.7805999374389]
[77879,29.889132145628]
[77880,29.842083616114301]
[77901,27.4252169235892]
[77904,27.7627589223492]
[77905,27.487747649834201]
[77950,26.708121166807199]
[77951,27.313499900272902]
[77954,28.125658904280598]
[77957,28.019386412013699]
[77960,27.4722421251494]
[77961,28.073093559759101]
[77962,28.1949413131264]
[77963,27.271841891904899]
[77964,28.6408833175689]
[77968,27.656078109741099]
[77969,27.416738002740001]
[77970,28.021421030948002]
[77971,27.869000180562299]
[77973,27.208117384069102]
[77974,27.851613050891501]
[77975,29.181919640868198]
[77976,27.885616297264601]
[77977,27.395584961463602]
[77978,27.2861860497053]
[77979,27.239404831245199]
[77982,26.6622273445129]
[77983,26.775905782869501]
[77984,29.014245024546799]
[77987,28.602300109863201]
[77988,27.541198654174799]
[77990,27.127462438353]
[77991,27.517125163078301]
[77993,27.826178475788598]
[77994,28.317546844482401]
[77995,28.400523516501998]
[78001,26.3309760146253]
[78002,28.0615775121769]
[78003,31.550080413914099]
[78004,31.215586828148801]
[78005,27.605267143249499]
[78006,32.196667330214197]
[78007,26.546250028610199]
[78008,26.990378090230301]
[78009,28.7045830081831]
[78010,32.904992298712997]
[78011,27.242110273130901]
[78012,26.974105182446898]
[78013,32.879798761687603]
[78014,26.414709686723601]
[78015,31.4502500534057]
[78016,28.221822111403199]
[78017,27.0226739359458]
[78019,25.724044535357201]
[78021,26.944357015756498]
[78022,26.3932954844196]
[78023,30.973181471953499]
[78024,34.190626234920401]
[78025,33.724519012547702]
[78026,27.357729041718802]
[78027,32.024519568066502]
[78028,33.600081626736298]
[78029,0]
[78039,28.2317648775437]
[78040,23.7450000286102]
[78041,24.0552923583984]
[78043,24.879060390011499]
[78044,25.085202256199999]
[78045,25.256829775190401]
[78046,24.348821081864202]
[78050,27.7345713206699]
[78052,27.9823511429415]
[78055,33.2641388037027]
[78056,30.220760380138]
[78057,27.9196154069618]
[78058,33.827664054645098]
[78059,28.058081607429301]
[78060,26.327998352050699]
[78061,27.597812125173199]
[78063,31.459191803083002]
[78064,27.329807658260101]
[78065,27.8187724133195]
[78066,29.344199905395499]
[78067,24.2343636460737]
[78069,28.004017017627501]
[78070,31.1544024990324]
[78071,26.556457290473201]
[78072,26.520519678724501]
[78073,28.019105005000799]
[78075,26.842285733904099]
[78076,24.046140570059698]
[78101,28.460200042724601]
[78102,26.895760233861299]
[78104,27.251012362709499]
[78107,27.122755542331301]
[78108,29.2870963426736]
[78109,28.797648780410299]
[78112,28.104065832200899]
[78113,27.510612872379799]
[78114,28.025442492867999]
[78116,28.3980418342767]
[78117,27.576127587988001]
[78118,27.700365359088501]
[78119,27.548419194534802]
[78121,28.5487308264454]
[78122,28.870241369050099]
[78123,29.1835716247558]
[78124,29.010818134654599]
[78125,27.294529454848298]
[78130,29.4206562987053]
[78132,30.2160829904442]
[78133,30.686133748202302]
[78140,28.6510777524845]
[78141,28.084747501484301]
[78142,27.164999580383199]
[78143,28.724571663992698]
[78144,27.3382500171661]
[78145,27.3690001487731]
[78146,27.383149235284101]
[78147,28.0728005218505]
[78148,29.286000199751399]
[78150,0]
[78151,27.580458065650902]
[78152,28.585653557364299]
[78154,29.148644720030202]
[78155,29.089130174024699]
[78159,28.351921373003002]
[78160,28.524618718028002]
[78161,28.413702197785]
[78162,27.335009219668301]
[78163,30.966430180387601]
[78164,28.202189684209099]
[78201,28.562769479017899]
[78202,28.4272491931915]
[78203,28.4204990386962]
[78204,28.1165451049804]
[78205,28.1999999999999]
[78207,28.220880203246999]
[78208,28.5689998626709]
[78209,28.8257647907032]
[78210,28.280640060424801]
[78211,28.150499403476701]
[78212,28.5171430860246]
[78213,29.008137722672998]
[78214,28.0630435528962]
[78215,28.289999485015802]
[78216,28.939836572141001]
[78217,28.910526496485598]
[78218,28.707856913975199]
[78219,28.589020273636699]
[78220,28.4823751330375]
[78221,28.0256146247233]
[78222,28.252297380808201]
[78223,28.131040423625201]
[78224,28.018888897365901]
[78225,28.156285694667201]
[78226,28.215750217437702]
[78227,28.385877601467801]
[78228,28.599428558349601]
[78229,29.3757276535034]
[78230,29.3525143759591]
[78231,29.493600311279199]
[78232,29.316857446943001]
[78233,29.399863555214601]
[78234,28.621875214576701]
[78235,28.2090002059936]
[78236,28.356545604358999]
[78237,28.309499931335399]
[78238,28.7164136557743]
[78239,29.095304240351101]
[78240,29.2192498111724]
[78242,28.318800315856901]
[78243,28.1999999999999]
[78244,28.8153752446174]
[78245,28.579135214315802]
[78247,29.336655807495099]
[78248,29.488285773141001]
[78249,29.5183198242187]
[78250,28.950176474627298]
[78251,28.819071252005401]
[78252,28.193603272871499]
[78253,29.105523717971]
[78254,29.5998316714638]
[78255,30.9279696068396]
[78256,30.474967981153899]
[78257,30.580090869556699]
[78258,30.0434483232169]
[78259,29.712765738304601]
[78260,30.660720108032201]
[78261,30.406457061767501]
[78263,28.3318310777906]
[78264,28.0637816150115]
[78266,29.913136196136399]
[78330,25.4684992790222]
[78332,25.569939323527201]
[78335,0]
[78336,25.922476812850601]
[78338,25.006025222585102]
[78339,25.751998901367099]
[78340,26.445111592610601]
[78341,25.729198607303299]
[78342,25.453198928833]
[78343,25.5762042880928]
[78344,25.991600923696701]
[78349,25.459771444333398]
[78351,25.587429101126499]
[78352,26.130000686645499]
[78353,24.5597057435171]
[78355,25.246898351866498]
[78357,25.899801412819599]
[78358,25.986000823974599]
[78359,25.844001007079999]
[78361,25.2704632326579]
[78362,25.809322709303601]
[78363,25.443004989624001]
[78368,26.3368782873962]
[78369,25.869739358485901]
[78370,26.223633064479898]
[78371,25.5289575318468]
[78372,26.043290773323001]
[78373,25.969263177168902]
[78374,25.930714436939699]
[78375,25.383745339071901]
[78376,25.612646788078301]
[78377,26.952506220333099]
[78379,25.535149133855601]
[78380,25.784979227587399]
[78382,26.3631771632603]
[78383,26.2668843734135]
[78384,25.9440704756286]
[78385,25.4645706649472]
[78387,26.512665783204199]
[78389,26.528482692323902]
[78390,26.180041269911801]
[78391,26.625152749530301]
[78393,26.592084786243198]
[78401,25.746000480651801]
[78402,25.762799148559498]
[78404,25.671000194549499]
[78405,25.6852949254653]
[78406,25.845374608039801]
[78407,25.754570879254999]
[78408,25.728857476370599]
[78409,25.923243280359198]
[78410,25.999275226592999]
[78411,25.645894642879998]
[78412,25.673500251770001]
[78413,25.638666407267198]
[78414,25.628076487321099]
[78415,25.789118918725901]
[78416,25.660500240325899]
[78417,25.729034634294099]
[78418,25.979734249356401]
[78419,25.7399997711181]
[78501,23.443765438304201]
[78503,23.399368647525101]
[78504,23.469937759637801]
[78516,23.477076548062801]
[78520,23.810610493084798]
[78521,24.0374183412031]
[78526,23.8968311037336]
[78535,23.758501338958698]
[78536,23.8626301002502]
[78537,23.516046064145101]
[78538,23.642327696228001]
[78539,23.492998695373501]
[78541,23.658962196373398]
[78542,23.640417885198801]
[78543,23.605264422767998]
[78545,23.669464322498801]
[78548,23.2615716934204]
[78549,23.595789979633501]
[78550,23.7750095726871]
[78552,23.730180331475701]
[78557,23.389609518283699]
[78558,23.574000549316299]
[78559,23.663999203712699]
[78560,23.252680620233999]
[78561,23.8208569662911]
[78562,23.625427807818301]
[78563,23.836392635230901]
[78564,23.7339611247181]
[78565,23.2291574176989]
[78566,24.013243486335401]
[78567,23.724000549316401]
[78569,23.8429505036016]
[78570,23.612928690229101]
[78572,23.3480153943907]
[78573,23.419363424127699]
[78574,23.448794073217002]
[78575,23.768400268554601]
[78576,23.430141800407299]
[78577,23.429490819966901]
[78578,24.126613813685601]
[78579,23.598171452113501]
[78580,24.145677451677201]
[78582,23.9207248850912]
[78583,23.993416798750001]
[78584,23.711724574276001]
[78585,23.171828449794202]
[78586,23.713164883215399]
[78588,23.9039083990431]
[78589,23.453914195469402]
[78590,24.477599945068299]
[78591,23.9896516490262]
[78592,23.635498809814401]
[78593,23.669277492322401]
[78594,23.724000549316401]
[78595,23.444117714377001]
[78596,23.564767017265599]
[78597,24.4014549948952]
[78598,24.931000137329001]
[78602,29.970148101518198]
[78605,31.937273338344198]
[78606,32.508049373873199]
[78607,31.7414285387311]
[78608,31.347464658172999]
[78609,31.670122956496002]
[78610,30.026410910347899]
[78611,32.133735365811901]
[78612,30.0691462388852]
[78613,30.847247643045801]
[78614,28.6331378805226]
[78615,30.235420983967]
[78616,29.9343884601494]
[78617,30.005703184339801]
[78618,33.329597890008301]
[78619,30.7468656255238]
[78620,31.226000042815699]
[78621,29.9969773262243]
[78622,29.466000366210899]
[78623,31.0721406748596]
[78624,33.211982978273802]
[78626,30.731800727037399]
[78628,30.9438023570825]
[78629,28.650846241015199]
[78631,34.038467260040001]
[78632,29.403791445164501]
[78633,31.129051704013399]
[78634,30.488628412769899]
[78635,32.482392965044198]
[78636,31.829486569915201]
[78638,29.315331665832201]
[78639,31.468301722688398]
[78640,29.896513891072399]
[78641,31.150905418395901]
[78642,31.480769240550501]
[78643,31.9201993522307]
[78644,29.767724821040499]
[78645,30.5208087023566]
[78648,29.319565047476999]
[78650,30.096580037349302]
[78652,30.083100185394201]
[78653,30.0289804092025]
[78654,31.0320080414232]
[78655,29.6995165609544]
[78656,29.8358956919087]
[78657,31.191673512361501]
[78659,30.1289999961853]
[78660,30.2513333638509]
[78661,29.386000061035102]
[78662,30.139287414550701]
[78663,31.441068461169898]
[78664,30.422357061930999]
[78665,30.462782702238599]
[78666,29.944093135386701]
[78669,30.6493792566759]
[78670,29.58436348655]
[78671,32.516929402070801]
[78672,31.7960995674133]
[78675,32.407153851435702]
[78676,31.042374805534902]
[78677,28.4081381172969]
[78681,30.651038791606901]
[78701,29.794284929547899]
[78702,29.942399883270198]
[78703,29.695800247192299]
[78704,29.877483835527901]
[78705,29.7325711931501]
[78712,29.7660015106201]
[78717,30.623599929809501]
[78719,29.956852155573198]
[78721,29.963999748229899]
[78722,29.8739998626708]
[78723,29.921249771118099]
[78724,29.936042477222099]
[78725,30.174461728609501]
[78726,30.670615328275201]
[78727,30.382499803815499]
[78728,30.605999755859301]
[78729,30.5881765029009]
[78730,30.216000205993598]
[78731,29.9558182109485]
[78732,30.2113449293991]
[78733,30.0397673939549]
[78734,30.253928375244101]
[78735,30.1414648351534]
[78736,30.571320030212402]
[78737,30.712477496132902]
[78738,30.493799915313701]
[78739,30.234428378513801]
[78741,29.940667088826402]
[78742,30.0947370228014]
[78744,29.895205479451999]
[78745,29.977599868774401]
[78746,29.9424877864558]
[78747,29.934584538529499]
[78748,29.994558174665499]
[78749,30.0884572056361]
[78750,30.537200012206998]
[78751,29.880749845504699]
[78752,29.998615617018402]
[78753,30.074769181471599]
[78754,29.937574354131101]
[78756,29.907000160217201]
[78757,30.0340002059936]
[78758,30.0845458290793]
[78759,30.291600151061999]
[78801,29.598862615713301]
[78802,28.154768987802299]
[78827,26.063435891958299]
[78828,32.372161618111001]
[78829,27.3584295330431]
[78830,26.165949423929199]
[78832,28.957010981806398]
[78833,31.908956151966599]
[78834,26.289487491846]
[78836,25.6910290017662]
[78837,29.880581169466598]
[78838,31.351277359993201]
[78839,26.266582266592199]
[78840,29.7590877068046]
[78843,28.0661251544952]
[78850,28.9468097319814]
[78851,30.5752509602024]
[78852,26.630284521527098]
[78860,26.485684264333599]
[78861,29.6966516494751]
[78870,28.945720433614301]
[78871,30.461953398324901]
[78872,26.993024725072502]
[78873,32.837010138167898]
[78877,26.847804794311401]
[78879,32.308761261970702]
[78880,32.207957777857096]
[78881,29.8036248706848]
[78883,32.537999953329503]
[78884,31.915111877868199]
[78885,33.339836487894097]
[78886,28.142647569978799]
[78931,29.573186971373399]
[78932,29.7247899145828]
[78933,29.3537573479725]
[78934,29.1259388136551]
[78935,29.078142977161502]
[78938,29.3187692202054]
[78940,29.428919163105601]
[78941,29.3577825314336]
[78942,29.8245683093892]
[78943,29.142000579833901]
[78944,29.612379554222301]
[78945,29.4053856052229]
[78946,29.7125233129013]
[78947,30.200503398566799]
[78948,29.9675200653076]
[78949,29.411846735877699]
[78950,29.4766978507818]
[78951,28.974000549316401]
[78953,30.0328889211019]
[78954,29.6351593104275]
[78956,29.228204213356399]
[78957,29.770990572842699]
[78959,29.2163179520978]
[78962,29.1420884109945]
[78963,29.446768031846599]
[79001,41.046821751725702]
[79003,39.660078944657897]
[79005,41.300800515256299]
[79007,39.224307676461997]
[79009,41.069534135257499]
[79010,40.178184425532699]
[79011,39.827402614914099]
[79012,41.147333328812202]
[79013,41.530000114440902]
[79014,40.328078830801303]
[79015,40.681705239546901]
[79016,0]
[79018,41.8039342077154]
[79019,40.093991890011701]
[79021,39.374343734979597]
[79022,42.809799926267999]
[79024,41.338293899066002]
[79025,41.270045445182099]
[79027,41.130527885341003]
[79029,41.712894309439299]
[79031,40.617227514999101]
[79032,40.188818159970303]
[79033,41.3917500615119]
[79034,41.114454800906998]
[79035,41.219149161846502]
[79036,39.8477211021332]
[79039,40.6506492113527]
[79040,41.358017833743702]
[79041,39.510031105373798]
[79042,40.842059764494103]
[79043,40.766696664188601]
[79044,42.550597838215097]
[79045,41.375069408610599]
[79046,40.884654384651398]
[79051,42.821879951477001]
[79052,40.0564533437093]
[79053,40.981267644318002]
[79054,40.040134244317102]
[79056,40.739884669964098]
[79057,39.2787465122383]
[79058,40.970506801343902]
[79059,40.353058294691202]
[79061,39.869679511170503]
[79062,40.565238639162999]
[79063,41.024420164412803]
[79064,40.298018689021802]
[79065,40.597884876477103]
[79068,40.8294925720922]
[79070,41.113829093616403]
[79072,39.540850986928803]
[79078,39.2295918192182]
[79079,38.501107736567299]
[79080,39.6244701983412]
[79081,40.6591543322075]
[79082,40.533986881889703]
[79083,40.256561318475697]
[79084,42.148293804329597]
[79085,41.293200302123999]
[79086,40.940348200523403]
[79087,43.625778479864103]
[79088,40.296152774481598]
[79091,40.9450465579365]
[79092,41.937274262502797]
[79093,41.059669552678599]
[79094,39.3379945356767]
[79095,36.997339281014]
[79096,39.147258097259702]
[79097,40.810727690373099]
[79098,41.669573596044202]
[79101,41.105999851226798]
[79102,41.119999885558997]
[79103,41.0405454202131]
[79104,41.083499908447202]
[79105,40.170521810780301]
[79106,41.155090817538102]
[79107,41.070843699574397]
[79108,40.597041413738403]
[79109,41.134285518101201]
[79110,41.050105295683203]
[79111,40.957395478182001]
[79118,40.812936653420202]
[79119,41.199590048433301]
[79121,41.268000411987302]
[79124,40.919076941563503]
[79201,36.199805845128999]
[79220,36.654270424372697]
[79225,35.736257344573197]
[79226,38.4554757024585]
[79227,34.991678637119001]
[79229,36.205407697237398]
[79230,36.708239685058501]
[79231,38.523529411764599]
[79233,36.348235455681298]
[79234,36.583083062160597]
[79235,38.506665100047002]
[79236,35.186854467315896]
[79237,37.866625006198802]
[79239,36.5417960653241]
[79240,38.252689775927301]
[79241,39.164293822529999]
[79243,37.384285699753498]
[79244,36.848489193271902]
[79245,37.3204979271448]
[79247,35.763999557495097]
[79248,35.638432058862499]
[79250,38.552515486900802]
[79251,37.548288250385902]
[79252,35.915836693190897]
[79255,37.160672088962798]
[79256,36.623387356515401]
[79257,39.361104501941597]
[79258,39.163180362201103]
[79259,36.266760923233399]
[79261,36.370234435140702]
[79311,38.890974730479499]
[79312,39.860043380430199]
[79313,38.8029979303193]
[79314,39.493263334977001]
[79316,37.430704123017598]
[79322,37.490617845116503]
[79323,37.370314572366397]
[79324,40.0006458534804]
[79325,41.002280677615097]
[79326,39.922102967430597]
[79329,38.062283271723402]
[79330,35.436547176743701]
[79331,35.732842707465501]
[79336,38.771610702267097]
[79339,39.222812241904698]
[79342,36.632534093622901]
[79343,37.946621230513301]
[79344,40.028745799953597]
[79345,38.0450147609033]
[79346,39.451394513484502]
[79347,40.581179302478603]
[79350,38.254800453186]
[79351,36.423230747809697]
[79353,39.500625050067796]
[79355,38.114893846716697]
[79356,36.157082399228102]
[79357,37.750727757845098]
[79358,38.165617338005298]
[79359,37.099487905883798]
[79360,36.309844953482703]
[79363,38.406891513320602]
[79364,37.359926933117002]
[79366,37.401600151061999]
[79367,38.439384533808699]
[79369,39.341217252482501]
[79370,36.277404511196202]
[79371,40.206316722522999]
[79372,38.546400070190401]
[79373,37.148716734737299]
[79376,38.107245007038102]
[79377,36.704293677386097]
[79378,37.250347411114198]
[79379,38.9654052167133]
[79380,38.802900123596103]
[79381,37.370443525497301]
[79382,37.993662941974101]
[79401,37.662000274658098]
[79403,37.852206292804901]
[79404,37.5858052987967]
[79406,37.758000183105402]
[79407,38.203097244737599]
[79410,37.786800212860101]
[79411,37.7040000915527]
[79412,37.747500371932901]
[79413,37.851176430197299]
[79414,37.9216361826116]
[79415,38.140307785914501]
[79416,38.046450004577601]
[79423,37.699141593527898]
[79424,37.915499991636899]
[79501,33.6544253206253]
[79502,34.590594693756998]
[79503,33.846951955534799]
[79504,33.6945067477969]
[79505,34.3689101245863]
[79506,34.505358744031497]
[79508,34.007143102373298]
[79510,33.954061078539702]
[79511,34.273844120480597]
[79512,34.085557170818099]
[79517,35.356659078598]
[79518,35.755331863308399]
[79519,34.207415166890797]
[79520,33.9212503592397]
[79521,34.144103832936601]
[79525,33.592988361314298]
[79526,34.800054374259901]
[79527,34.586358443023101]
[79528,35.576858441334799]
[79529,34.047859926921497]
[79530,34.020617807612702]
[79532,34.426527292078099]
[79533,33.755216080492197]
[79534,33.9736438751221]
[79535,34.943271955725301]
[79536,33.941202130216197]
[79537,34.930237790087702]
[79538,34.554750137329002]
[79539,34.160790518827199]
[79540,34.3168964705443]
[79541,34.450644067513103]
[79543,34.2127666681344]
[79544,34.278755018726798]
[79545,34.790373686905703]
[79546,34.415394510877498]
[79547,34.354799856888597]
[79548,34.009655368290602]
[79549,35.179789965137502]
[79553,33.807937199616198]
[79556,34.4130357642658]
[79560,33.865078675345103]
[79561,33.953209828478897]
[79562,34.3587128552523]
[79563,33.682800178527799]
[79565,34.158054909517702]
[79566,34.410534940066]
[79567,33.676823422585102]
[79601,33.5666585938936]
[79602,33.843480647188898]
[79603,33.924516732612801]
[79605,33.506800308227497]
[79606,33.659945550979003]
[79607,33.542725961858501]
[79699,0]
[79701,33.592097380103098]
[79703,33.697919631957902]
[79705,33.498697724453201]
[79706,33.642711302864797]
[79707,33.701505634083503]
[79713,34.714584597074001]
[79714,34.9168019358411]
[79718,34.1203848423282]
[79719,32.757000680403202]
[79720,34.209234654585302]
[79730,32.7047023307587]
[79731,32.537786388073897]
[79733,34.1340007781982]
[79734,38.022592471021802]
[79735,33.338251963488801]
[79738,34.800098606294398]
[79739,34.212821814664601]
[79741,34.066479846555403]
[79742,32.7205461753287]
[79743,32.134072637395597]
[79744,32.4330143485913]
[79745,33.341011350866403]
[79748,34.330980045318597]
[79749,34.0615660760757]
[79752,32.525806398453199]
[79754,33.285391336938602]
[79755,33.5228870330318]
[79756,32.916667684124299]
[79758,33.695684521323699]
[79759,33.699369510527497]
[79761,33.487500381469701]
[79762,33.599513533308603]
[79763,33.580153832068802]
[79764,33.645301240254803]
[79765,33.609600173950099]
[79766,33.410098953615197]
[79770,32.935016926264304]
[79772,33.168175817484602]
[79777,32.798628011025599]
[79778,32.916483906776598]
[79780,33.2304656792139]
[79781,32.287095053205]
[79782,33.8739470286542]
[79783,34.0659932877576]
[79785,33.648736480685301]
[79788,32.875765295589602]
[79789,32.929309716023099]
[79821,34.484297878184201]
[79830,32.587874794659101]
[79831,36.163075711538902]
[79834,30.695473578818]
[79835,34.519384794968801]
[79836,34.238454437255797]
[79837,37.7875513000605]
[79838,34.509961159715303]
[79839,35.278770622146503]
[79842,34.339358318646703]
[79843,36.579903506123699]
[79845,29.886349491982401]
[79846,32.149297614324603]
[79847,36.901512653745002]
[79848,32.531482284024499]
[79849,34.060874891281102]
[79851,36.718607981149702]
[79852,30.760574832946901]
[79853,34.686324598982502]
[79854,35.059148142171203]
[79855,36.237492375052199]
[79901,33.431999588012701]
[79902,34.3244997024536]
[79903,33.761999893188403]
[79904,34.744587926303602]
[79905,33.6942859104701]
[79906,34.056428473336297]
[79907,33.553659755625603]
[79908,34.213323682897197]
[79911,35.348571559360998]
[79912,35.113975720289197]
[79915,33.690580614151401]
[79916,34.022999811172397]
[79920,0]
[79922,33.8737496852874]
[79924,34.2702856881277]
[79925,34.158571570260101]
[79927,33.583200204031797]
[79928,34.4162712685605]
[79930,35.206736755370997]
[79932,34.009245321885501]
[79934,35.246587132970099]
[79935,34.079454283280803]
[79936,34.176988937042502]
[79938,36.355523044439401]
[79942,33.923858327189699]
[80002,47.081999969482403]
[80003,47.064782623622698]
[80004,47.324399986266997]
[80005,47.5135384192833]
[80007,48.338365338398802]
[80010,47.5066363854841]
[80011,47.809851076247803]
[80012,47.816999988555899]
[80013,48.095666631062798]
[80014,48.0059999942779]
[80015,48.2550000190734]
[80016,48.500345136187399]
[80017,47.882307705512403]
[80018,48.106961560249303]
[80019,47.922562372684403]
[80020,47.396202488187001]
[80021,47.446135100802799]
[80022,47.5766044857738]
[80023,47.5219999551773]
[80024,0]
[80025,50.408478268333099]
[80026,47.710137946030102]
[80027,47.643692273360003]
[80030,47.051999931335402]
[80031,47.395090900767897]
[80033,47.1254117404713]
[80045,47.595000171661297]
[80101,49.969410576093999]
[80102,48.423918419954703]
[80103,48.499249112232199]
[80104,50.8495614517566]
[80105,48.984262844442902]
[80106,52.254664700510901]
[80107,50.376446316458903]
[80108,49.564423341124503]
[80109,49.664732670547899]
[80110,47.063999911716998]
[80111,48.080526306754599]
[80112,48.291315839165101]
[80113,47.474625045061103]
[80116,51.051428509609998]
[80117,50.159127483930703]
[80118,52.8156716481963]
[80120,47.567485722133]
[80121,47.752666664123502]
[80122,48.064687693118998]
[80123,47.565923045231699]
[80124,48.833999967574997]
[80125,48.750253028180197]
[80126,48.620756675101603]
[80127,50.313270006179799]
[80128,47.604964286940401]
[80129,48.118200016021703]
[80130,48.779250168800303]
[80131,48.215999794006301]
[80132,52.773756548010702]
[80133,56.227538468287499]
[80134,49.087397261841602]
[80135,52.490279998705901]
[80136,48.324539287438398]
[80137,48.1592143780844]
[80138,49.3010041391206]
[80202,46.6365001201629]
[80203,46.987499999999898]
[80204,46.677391259566498]
[80205,47.018999862670803]
[80206,47.248909221995902]
[80207,47.271000051498397]
[80209,47.233500051498403]
[80210,47.332434952777298]
[80211,46.758000032525302]
[80212,46.965600013732903]
[80214,47.047200050354]
[80215,47.515565026324701]
[80216,47.003143051692398]
[80218,47.117999982833801]
[80219,47.034000091552699]
[80220,47.293263244628903]
[80221,46.916000127792302]
[80222,47.607374918460799]
[80223,46.895999908447202]
[80224,47.504999685287402]
[80226,47.448171354021298]
[80227,47.3956154823303]
[80228,49.088608683710397]
[80229,47.193535862650101]
[80230,47.407999992370598]
[80231,47.673158003154498]
[80232,47.626999950408901]
[80233,47.4043635281649]
[80234,47.441999980381503]
[80235,47.575875055789901]
[80236,47.180470410515198]
[80237,47.962874901294697]
[80238,47.347000122070298]
[80239,47.540099945068299]
[80241,47.470799789428703]
[80246,47.378999948501502]
[80247,47.630307681743901]
[80249,47.831061488956003]
[80260,47.342181821302901]
[80264,0]
[80290,0]
[80293,0]
[80294,0]
[80301,47.789162755566899]
[80302,52.157728093772398]
[80303,47.825087002049301]
[80304,48.179999803815498]
[80305,47.758799915313702]
[80310,47.6460004806518]
[80401,50.798563108629402]
[80403,53.209124292698199]
[80419,0]
[80420,67.439070961597906]
[80421,60.962836760809502]
[80422,60.087844309059001]
[80423,58.292091913943899]
[80424,65.083515403016506]
[80425,52.591810076196801]
[80426,58.864738634903901]
[80427,57.175573793004702]
[80428,59.564636504876397]
[80432,60.852169424730199]
[80433,55.174971416337101]
[80434,59.452649996280599]
[80435,65.216009573426305]
[80436,62.139183661919397]
[80438,66.072746532542496]
[80439,57.907297998102599]
[80440,62.970797680328999]
[80442,62.049864767536903]
[80443,65.203724465469605]
[80444,66.478265620334398]
[80446,62.175617059931596]
[80447,64.507374612924707]
[80448,62.928067875134701]
[80449,61.052428875126999]
[80451,61.228964021954603]
[80452,63.232031435157097]
[80453,51.7440002918243]
[80454,52.643052698436499]
[80455,53.963600009282402]
[80456,61.484514413186702]
[80457,52.882499957084597]
[80459,61.0139141713369]
[80461,65.086774867094306]
[80463,58.541307682257397]
[80465,51.5173220036393]
[80466,60.243223150816398]
[80467,59.810035129409997]
[80468,62.057940707335803]
[80469,58.7903283503518]
[80470,55.990366808373899]
[80471,54.851999759674001]
[80473,62.064650595403499]
[80475,59.523681805892402]
[80476,67.0236106206671]
[80477,0]
[80478,60.523527267629397]
[80479,60.5966725994058]
[80480,61.649114543892601]
[80481,62.754433008221902]
[80482,64.117256914531893]
[80483,60.265729394169398]
[80487,59.4682654706289]
[80488,0]
[80497,65.542941172026502]
[80498,62.748908393697498]
[80501,48.214085221797802]
[80503,48.206857140858901]
[80504,48.255511050754002]
[80510,63.233393499299503]
[80511,0]
[80512,59.23066462789]
[80513,48.638352537498101]
[80514,47.971499919891301]
[80515,54.603196736437297]
[80516,47.9311558401429]
[80517,62.747540842000802]
[80520,48.170999622344901]
[80521,49.109571473938999]
[80524,49.477873602055297]
[80525,48.810514166695697]
[80526,49.5943500137329]
[80528,48.663975026607503]
[80530,48.068400020599299]
[80532,59.608601948965998]
[80534,48.524285734267401]
[80535,50.9205517456449]
[80536,54.498777242193697]
[80537,49.792363587626099]
[80538,49.967479949951098]
[80540,53.311115814892403]
[80542,48.363891544857502]
[80543,48.460536631142197]
[80544,0]
[80545,59.730509834783497]
[80546,48.630000686645502]
[80547,48.721199798583903]
[80549,51.203847090711797]
[80550,48.622184191252003]
[80601,47.861431014948799]
[80602,47.677984342800301]
[80603,47.932285717555402]
[80610,49.506925104788202]
[80611,49.453820139007703]
[80612,51.135922712446899]
[80615,48.850750604495502]
[80620,48.453103400920902]
[80621,48.193238489613499]
[80622,48.804763454090399]
[80623,48.4139991760253]
[80624,48.676115699641898]
[80631,48.439019129721103]
[80634,48.456489804326303]
[80640,47.507454601634599]
[80642,48.185661331299798]
[80643,48.271135695321199]
[80644,48.522057587585401]
[80645,48.458123620708101]
[80648,50.083953748970899]
[80649,48.589339430895897]
[80650,49.439052627964898]
[80651,48.415561220110597]
[80652,48.327231918250597]
[80653,48.564413787578701]
[80654,48.400514492693503]
[80701,48.539177044846099]
[80705,0]
[80720,48.507572498368397]
[80721,47.945454405004199]
[80722,47.7522595456538]
[80723,48.548105486967998]
[80726,48.106276277994198]
[80727,47.3495443843034]
[80728,48.222136903105898]
[80729,50.658334946403698]
[80731,48.029882663178903]
[80733,47.7918428747994]
[80734,47.830475084217603]
[80735,47.151894296351799]
[80736,48.058144780209197]
[80737,47.909870785767801]
[80740,49.175251142172002]
[80741,48.386959917030197]
[80742,49.909982265288697]
[80743,48.121919864357203]
[80744,47.9219087462915]
[80745,49.283044986658801]
[80746,47.945999908447199]
[80747,49.403822778146399]
[80749,47.9777477969294]
[80750,48.354429420972899]
[80751,48.242292381729499]
[80754,49.322786802590102]
[80755,47.144170560705]
[80757,49.019381783225199]
[80758,47.132389290101798]
[80759,47.600789989341699]
[80801,48.5674285728943]
[80802,46.579153154753101]
[80804,49.282243457229903]
[80805,47.286663613560997]
[80807,47.179693728525599]
[80808,50.8068294715329]
[80809,61.534567174782403]
[80810,46.903927327311301]
[80812,47.957659126411798]
[80813,61.312140841312498]
[80814,58.601389040570297]
[80815,48.663806783250202]
[80816,57.609588388448302]
[80817,47.284626498854301]
[80818,49.8567015715644]
[80819,57.535500079393302]
[80820,59.195449289395498]
[80821,48.644229134625299]
[80822,47.456482028961197]
[80823,47.400650799670501]
[80824,47.308205759696399]
[80825,47.141186073294101]
[80827,58.819826358993197]
[80828,49.9880772504684]
[80829,57.599357136205803]
[80830,50.378565468020099]
[80831,51.611421657470302]
[80832,50.506805232108498]
[80833,49.274309931532599]
[80834,48.101603152259898]
[80835,50.553245929029998]
[80836,47.364949290989301]
[80840,51.454923028212299]
[80860,59.2354255823115]
[80861,47.696539864803398]
[80862,47.657195573945202]
[80863,57.5346903784707]
[80864,49.444411600461997]
[80902,48.596172296589799]
[80903,48.7379999272963]
[80904,50.244461565751301]
[80905,48.863181677731603]
[80906,53.906468539646603]
[80907,49.498500013351403]
[80908,53.394737711109101]
[80909,49.447579057593003]
[80910,48.607304291103098]
[80911,48.079764781278698]
[80913,48.067764540279597]
[80914,49.457999897003099]
[80915,49.919812345504702]
[80916,49.022823462766702]
[80917,50.523130416870103]
[80918,50.462000160217201]
[80919,50.850000105406103]
[80920,51.324599910735998]
[80921,55.912705537807099]
[80922,50.855769395828197]
[80923,51.4484999656677]
[80924,52.287272618033597]
[80925,48.327333386738999]
[80926,52.874428007482003]
[80927,51.720857150214002]
[80928,47.927340749570398]
[80929,49.337142902416097]
[80930,49.764134378575498]
[80938,51.2874545704234]
[80939,50.582999897003099]
[80951,50.865176414040903]
[81001,45.797390609979502]
[81003,45.621999804178799]
[81004,46.366032018127399]
[81005,46.310047281754997]
[81006,45.662824964309401]
[81007,46.172687497734898]
[81008,46.421874785739902]
[81019,46.757999897003103]
[81020,47.969682910146297]
[81021,45.529081410918103]
[81022,45.6861457415906]
[81023,49.2188999980688]
[81024,50.165411023567003]
[81025,46.128230317825398]
[81027,45.943517120244998]
[81029,43.665718060127901]
[81030,44.706000137328999]
[81033,0]
[81036,45.841388915334903]
[81038,43.8960004806518]
[81039,45.074964352839203]
[81040,54.955245689723498]
[81041,44.478531518227697]
[81043,44.893200302124001]
[81044,44.4294038745292]
[81045,46.351840371770201]
[81047,44.649886499102699]
[81049,45.803230828055298]
[81050,44.615188497639402]
[81052,44.6513302275212]
[81054,44.533479322540302]
[81055,54.530898459100897]
[81057,44.512160329098897]
[81058,44.873054207487002]
[81059,45.359825587696498]
[81062,45.6353490884783]
[81063,46.325086478900197]
[81064,45.130513101373602]
[81067,44.859835727895998]
[81069,51.174057362867799]
[81071,45.968733328183397]
[81073,44.4353775115503]
[81076,45.647551535296898]
[81077,44.490000343322698]
[81081,47.758808216003501]
[81082,48.083278823773199]
[81084,44.3673929488697]
[81087,44.0228471711102]
[81089,47.826660859440899]
[81090,43.691029603822102]
[81091,53.835611103781403]
[81092,45.008991060968597]
[81101,56.066587843369298]
[81120,59.352576154021499]
[81121,51.416046249521898]
[81122,55.783693097480104]
[81123,56.141699426965303]
[81124,56.296571418217198]
[81125,55.478218566429199]
[81126,56.393108101148798]
[81128,58.939620894418198]
[81129,55.717846386249199]
[81130,63.118577368973398]
[81131,58.0450203083616]
[81132,60.026549534980497]
[81133,57.266468598882099]
[81136,55.799024440021]
[81137,50.431960972239999]
[81138,54.632162758361403]
[81140,56.697152672208802]
[81141,55.483719469279698]
[81143,56.332378008721903]
[81144,56.326752802495101]
[81146,56.541414382566799]
[81147,57.343390840748398]
[81148,55.595999622344898]
[81149,58.923217415248999]
[81151,55.548771223257198]
[81152,58.000059778414297]
[81154,61.798275593028301]
[81155,59.692755369011898]
[81201,58.147270296569701]
[81210,64.223027433067202]
[81211,62.222721750996399]
[81212,53.020633484873699]
[81220,58.804805165439397]
[81221,46.0244998455047]
[81222,55.286033846488401]
[81223,54.119766549477603]
[81224,63.463281463612098]
[81225,64.827615143030798]
[81226,46.910091777241497]
[81227,60.330000042915302]
[81230,60.580419599089801]
[81231,59.088000154495198]
[81232,51.651000308990398]
[81233,54.680329421190997]
[81235,64.167758051501394]
[81236,62.973463086936903]
[81237,62.260029866235001]
[81239,59.789462672240603]
[81240,49.237678742779302]
[81241,63.286724991202298]
[81242,53.336999988555903]
[81243,59.262869152120302]
[81244,46.4810768861037]
[81248,62.848671387935198]
[81251,65.859521725798103]
[81252,57.641926519209903]
[81253,50.423263356614797]
[81301,57.084431424343698]
[81303,50.3993161965818]
[81320,52.109819932523799]
[81321,48.198392021366701]
[81323,57.0202072968018]
[81324,48.6460064326726]
[81325,51.265297948876103]
[81326,52.009485705409702]
[81327,50.451358148233197]
[81328,54.250269228869499]
[81330,50.829155407483803]
[81331,48.491818386284102]
[81332,62.830675320027197]
[81334,48.215986618231597]
[81335,49.281600048065101]
[81401,51.842332226018101]
[81403,53.359952554157601]
[81410,46.777227336710098]
[81411,48.189663144161798]
[81413,55.740109356074001]
[81415,52.441284511660101]
[81416,47.029371822128098]
[81418,47.038349940776797]
[81419,51.449617330097901]
[81422,48.082441087647901]
[81423,53.5365150356985]
[81424,51.206543158274599]
[81425,51.184712535746101]
[81426,62.299791066682097]
[81427,62.721570002837097]
[81428,55.431161285880698]
[81429,48.134373039609898]
[81430,57.798788986331097]
[81431,49.396354232835897]
[81432,57.406598291657502]
[81433,65.018183205970601]
[81434,57.710183219252698]
[81435,62.224544372535199]
[81501,44.804437315464]
[81503,45.379941175965698]
[81504,44.6554285321916]
[81505,45.975526742716703]
[81506,45.0116326740809]
[81507,47.533829089950999]
[81520,45.1028780588289]
[81521,45.9943917657911]
[81522,49.315854292059598]
[81523,51.037236528597603]
[81524,46.1157133857715]
[81525,45.063857173919601]
[81526,46.153251160264503]
[81527,51.7997863078173]
[81601,57.767652493707097]
[81610,52.0396175937653]
[81611,64.422476071930404]
[81612,60.9141818501732]
[81615,59.0749091354283]
[81620,60.176214751621202]
[81621,59.156827132053998]
[81623,59.015760418898701]
[81624,57.304546219313899]
[81625,55.460033519342502]
[81630,51.429243723722301]
[81631,57.986903628311602]
[81632,59.618562343302301]
[81633,51.790738640590099]
[81635,53.248065706925203]
[81637,60.058706948187002]
[81638,56.546577850144701]
[81639,57.372539753425002]
[81640,53.526151604691499]
[81641,56.843999998418603]
[81642,62.084181812707598]
[81643,54.736078289055698]
[81645,64.4799516608538]
[81646,59.708463181186602]
[81647,56.2368199278853]
[81648,51.201151827134701]
[81649,63.273661346126502]
[81650,53.590206590982497]
[81652,51.158044704245398]
[81653,56.554970720921503]
[81654,60.476896546373197]
[81655,59.655773299833001]
[81656,55.577999782562202]
[81657,63.057908254917301]
[82001,52.967548116580197]
[82005,52.244142886570501]
[82007,52.056829133824401]
[82009,52.441911556167099]
[82050,50.633681317851803]
[82051,56.514527907494397]
[82052,56.605038466820297]
[82053,51.143393951955602]
[82054,50.960418973181]
[82055,62.111542370137201]
[82058,57.452587310055499]
[82059,55.297325555945498]
[82060,51.418975597474599]
[82061,53.472233475829]
[82063,61.266070314537501]
[82070,58.013341333079197]
[82072,56.333916749292698]
[82073,0]
[82081,50.5759432684291]
[82082,50.8327784570021]
[82083,58.485639297068303]
[82084,57.1556091244912]
[82190,63.822798704010197]
[82201,52.582378586977299]
[82210,51.558905858806703]
[82212,51.049181633079002]
[82213,52.089055288011302]
[82214,50.354145885018703]
[82215,51.668410549835002]
[82217,49.5975127671325]
[82219,52.354884602473298]
[82221,50.179565853160703]
[82222,51.201119561226598]
[82223,50.237147073184701]
[82224,51.502866050825197]
[82225,51.60890931574]
[82227,52.610626716427298]
[82229,51.884270272813303]
[82240,50.993713522295302]
[82242,52.661935262542798]
[82243,49.7714018001735]
[82244,49.825152301156798]
[82301,55.388593713375101]
[82321,55.107264936887198]
[82322,54.908999919891301]
[82323,55.3798435418502]
[82324,57.236883692461603]
[82325,57.308585852404498]
[82327,55.830592108955301]
[82329,57.064149961186203]
[82331,57.298996563707298]
[82332,56.597516122171903]
[82334,54.710438241369403]
[82335,54.904461543376598]
[82336,55.711925405081999]
[82401,52.713614012271002]
[82410,52.130168575566699]
[82411,52.525448275497702]
[82412,52.229431602076403]
[82414,62.036302995143501]
[82420,52.484935664311998]
[82421,52.330727230418702]
[82422,52.387499892711602]
[82423,52.349172365254297]
[82426,56.771831102326502]
[82428,55.794179785084097]
[82430,52.134000062942398]
[82431,54.192797698362597]
[82432,52.080852032481403]
[82433,60.447242971091399]
[82434,52.259172459964098]
[82435,52.9882871569217]
[82440,52.2840002059936]
[82441,56.509127275178301]
[82442,54.685005434637297]
[82443,55.189976451162003]
[82450,57.688335764669098]
[82501,53.107986607083099]
[82510,53.173590360204798]
[82512,58.975724215696196]
[82513,64.2500999538168]
[82514,55.672930952063602]
[82515,52.990499946049198]
[82516,54.134056274471597]
[82520,58.6295129817806]
[82523,56.2982935983826]
[82601,52.958346492682203]
[82604,53.594353618480099]
[82609,52.122529412918702]
[82620,54.185186641764197]
[82630,54.0609847789502]
[82633,52.625814546494503]
[82635,52.0657845937288]
[82636,51.877912624819999]
[82637,54.754275738309403]
[82638,53.981039960861096]
[82639,53.431541115382501]
[82640,52.469049765729203]
[82642,54.309855709130503]
[82643,51.878285721370098]
[82644,51.3929999828338]
[82646,53.297320698791999]
[82648,56.173501311160599]
[82649,53.154467196294803]
[82701,52.252756538851301]
[82710,53.050049358692597]
[82711,53.950012289526903]
[82712,53.489661633161603]
[82714,53.422363680059199]
[82715,57.9180004119873]
[82716,52.350885801883898]
[82718,52.883287144600999]
[82720,53.277078250594698]
[82721,53.074305893462999]
[82723,53.124529388371599]
[82725,52.167510534066899]
[82727,52.774954918698199]
[82729,54.975637468053201]
[82730,52.996905572089297]
[82731,52.486693242061598]
[82732,53.273125811444203]
[82801,52.671665455605201]
[82831,52.133202382600103]
[82832,53.588005746146301]
[82833,57.1566848541312]
[82834,55.7533801669992]
[82835,52.105502082442598]
[82836,61.276447841796397]
[82837,51.802683679424902]
[82838,57.157781947633801]
[82839,52.761406690151603]
[82842,54.993147660865098]
[82844,53.408383635951999]
[82845,52.595714323861202]
[82901,55.922266571153799]
[82922,62.595770154916103]
[82923,62.664657735261798]
[82925,65.198622056823595]
[82929,55.368954550136202]
[82930,61.302458224138]
[82932,59.893534416883398]
[82933,56.406750017404498]
[82934,56.158800020217903]
[82935,55.708729706583703]
[82936,58.361172401493903]
[82937,56.223146297291997]
[82938,54.333704411116699]
[82939,56.5753035245231]
[82941,63.306580440329]
[82942,55.824321428367]
[82943,55.759277011252699]
[82944,59.634914208404801]
[82945,55.787271689266099]
[83001,62.527471024321798]
[83011,63.564829312255199]
[83012,62.596342777960402]
[83013,63.287869867685401]
[83014,60.455101978984899]
[83025,60.919245291191999]
[83101,59.551641352693103]
[83110,60.140205873614697]
[83111,58.972570177849299]
[83112,60.715250880579198]
[83113,62.019141179189802]
[83114,58.820531606612597]
[83115,63.050834234940098]
[83116,59.0040000200271]
[83118,57.3860240798398]
[83119,58.679684159630199]
[83120,58.326690430617901]
[83121,59.375999879837003]
[83122,58.368327208432198]
[83123,60.431854837556003]
[83124,58.101853896628697]
[83126,61.034338586300798]
[83127,59.142058098239197]
[83128,60.362457440961101]
[83201,52.037830924987801]
[83202,52.882849725663903]
[83203,51.566903257369901]
[83204,52.349556265459903]
[83209,50.898000240325899]
[83210,52.069073248072002]
[83211,51.355871819469598]
[83212,53.687476156143703]
[83213,56.134641509422501]
[83214,52.942792104057403]
[83215,0]
[83217,55.241378973839801]
[83218,52.8060001373291]
[83220,56.820346102347699]
[83221,53.455766498627398]
[83223,56.665714236668101]
[83226,60.111238663930202]
[83227,61.296797811933999]
[83228,53.215418181506003]
[83232,51.726000002452203]
[83233,57.3188793133045]
[83234,53.710922256167898]
[83235,60.0872797047017]
[83236,55.6347943702051]
[83237,52.215483865430201]
[83238,58.116996718850899]
[83239,58.213333304723101]
[83241,54.6465668576921]
[83243,52.300559995651199]
[83244,58.376513314780503]
[83245,53.568797228886503]
[83246,54.200227607008202]
[83250,52.8775528188077]
[83251,61.910483883412603]
[83252,52.455381905354898]
[83253,60.802281597223299]
[83254,57.963913699527602]
[83255,58.819696834480098]
[83261,56.736620649798098]
[83262,52.649556329888298]
[83263,54.032895183132297]
[83271,53.107169482667501]
[83272,57.373982145105003]
[83274,53.363335082021301]
[83276,57.846382144539596]
[83277,51.612976741790703]
[83278,61.4564504933347]
[83281,52.9417499950953]
[83283,54.8343605137689]
[83285,58.487671768848003]
[83286,51.900764706555499]
[83287,57.037721137696501]
[83301,50.134229773080598]
[83302,53.008720437992999]
[83311,52.482974138933002]
[83312,52.875988432162004]
[83313,54.641704330356198]
[83314,47.827982604814601]
[83316,48.164363129578398]
[83318,50.281653940178998]
[83320,56.523777226954003]
[83321,49.500340877879701]
[83322,56.027064859712198]
[83323,50.770533584331702]
[83324,50.0866817092895]
[83325,49.4727691907148]
[83327,57.588912443777403]
[83328,48.491848372724498]
[83330,48.667214738810699]
[83332,47.070587910698798]
[83333,58.226029223298603]
[83334,50.197039498963903]
[83335,49.937845456572198]
[83336,50.161490464666002]
[83337,53.958111672169601]
[83338,49.006503899314197]
[83340,61.334577301029803]
[83341,49.986553445140103]
[83342,52.715781869308699]
[83344,49.941418089632101]
[83346,51.443999986989098]
[83347,50.706184940795303]
[83348,53.8467148287668]
[83349,52.148073073162102]
[83350,50.527331749180803]
[83352,51.324417843055897]
[83353,57.795600003003997]
[83354,0]
[83355,47.634128776435603]
[83401,54.731675203509702]
[83402,54.165470675092102]
[83404,53.4631698077579]
[83406,55.542341218966399]
[83414,61.789714892528501]
[83420,57.5805977093273]
[83421,55.9882758354318]
[83422,58.429492053531398]
[83423,57.874737029534302]
[83424,58.746870992452799]
[83425,54.980533655834797]
[83427,53.922000217437699]
[83428,58.3737969336551]
[83429,61.121478053938098]
[83431,54.5783076249636]
[83433,60.864000177383403]
[83434,54.791171221970203]
[83435,55.714799981490302]
[83436,57.070428945061003]
[83440,55.141953653730504]
[83442,54.741379000764098]
[83443,56.600243940185202]
[83444,54.767687169296501]
[83445,55.649084376105598]
[83446,60.020151725144203]
[83448,55.324819644552697]
[83449,57.674194541608301]
[83450,55.089518785118102]
[83451,55.450641561904]
[83452,58.413833009698998]
[83454,54.378000068664498]
[83455,58.569547716809403]
[83460,55.0560001373291]
[83462,57.09933045487]
[83463,58.908132354739799]
[83464,61.263881404604902]
[83465,59.808638785584002]
[83466,57.0237513900016]
[83467,57.638871584134897]
[83468,58.265880165239501]
[83469,58.744264178579002]
[83501,48.181858940508803]
[83520,49.413931136295702]
[83522,51.0734335747619]
[83523,52.463333315490402]
[83524,49.2793451699497]
[83525,57.616945007245]
[83526,53.735848128644697]
[83530,52.176299626207502]
[83533,51.672156449193501]
[83535,47.182076938335697]
[83536,50.364663198270101]
[83537,50.428717807090401]
[83539,56.516790320770099]
[83540,47.825476280887798]
[83541,49.291183662414497]
[83542,50.810626162149198]
[83543,51.160138291974803]
[83544,50.137624768629003]
[83545,49.706010263973901]
[83546,54.170886491311499]
[83547,58.882588224691503]
[83548,51.646194729762698]
[83549,55.466372921945201]
[83552,51.021072032546897]
[83553,52.979744145610901]
[83554,50.752724688641798]
[83555,52.418287624882097]
[83601,58.609891026662098]
[83602,51.242103830560403]
[83604,49.719539618409897]
[83605,46.700869729415203]
[83607,46.7980977195216]
[83610,52.890357720134098]
[83611,59.838265858987697]
[83612,53.6586689333013]
[83615,57.639224422143002]
[83616,47.849119977950998]
[83617,47.974468475204198]
[83619,46.829872330198903]
[83622,53.143961115228798]
[83623,49.359102487238196]
[83624,47.442432130935103]
[83626,46.644193581611802]
[83627,46.108425002574798]
[83628,47.699806462284997]
[83629,50.641010364473097]
[83631,54.678534915649102]
[83632,51.550388565608401]
[83633,47.791934400958397]
[83634,47.213060671833702]
[83636,46.684615648709801]
[83637,58.999384618845397]
[83638,59.6288172635997]
[83639,49.1780020421551]
[83641,46.6321312092483]
[83642,46.904142798696199]
[83643,51.309882318272301]
[83644,46.843304393602402]
[83645,50.833859023716698]
[83646,46.829509220123199]
[83647,52.8532333674504]
[83648,46.970399866104103]
[83650,51.689365703073001]
[83651,46.665107151440203]
[83654,56.376954922197903]
[83655,46.899263951110797]
[83656,46.578000068664501]
[83657,51.388914027149298]
[83660,46.771351400579]
[83661,47.995002002678298]
[83666,52.950878068877401]
[83669,46.950642974036001]
[83670,49.175635781760398]
[83671,59.200941809275498]
[83672,49.253274260500298]
[83676,46.640678552218802]
[83677,60.305430831786602]
[83686,46.886591260169702]
[83687,46.759800036294102]
[83702,49.283454525687397]
[83703,47.364000144371602]
[83704,46.8543242222553]
[83705,46.971864325313199]
[83706,46.809500217437702]
[83709,47.017640242816697]
[83712,49.586437448859201]
[83713,46.8746896480692]
[83714,47.909731369587902]
[83716,50.1427440724813]
[83801,53.273013696278603]
[83802,56.821875904859297]
[83803,53.032086829959198]
[83804,53.104253164122298]
[83805,56.6971342521434]
[83806,54.298988731255598]
[83808,54.834991501081603]
[83809,53.497258089434702]
[83810,52.5494929957352]
[83811,54.753990677830203]
[83812,54.385938026208699]
[83813,53.663626795408199]
[83814,52.165471697753297]
[83815,51.029914197921698]
[83821,54.133468528227297]
[83822,53.197013512817499]
[83823,52.893454809995099]
[83824,52.337060864489899]
[83825,52.215000200271497]
[83826,55.398000084270102]
[83827,53.701949980258902]
[83830,53.691375023871601]
[83832,49.847943449020399]
[83833,51.729297938738704]
[83834,53.115895230243297]
[83835,53.013158517154402]
[83836,55.2278947361729]
[83837,54.9877647147459]
[83839,53.322368090576902]
[83840,0]
[83841,53.452105281227503]
[83842,52.792500005597603]
[83843,51.578771017525902]
[83844,0]
[83845,54.996026727510703]
[83846,57.453249979019098]
[83847,54.762603535736702]
[83848,55.378650022745099]
[83849,54.470581397344802]
[83850,54.671156556156802]
[83851,51.986708568028]
[83852,52.417714118957498]
[83854,51.3461844488248]
[83855,52.359875778529897]
[83856,53.911208787331198]
[83857,52.5234448449891]
[83858,52.1491173477812]
[83860,52.963795108091603]
[83861,53.149387642839102]
[83864,56.225581395544502]
[83866,54.004812311881999]
[83867,54.654000009809202]
[83868,53.034976613244297]
[83869,52.934454531769603]
[83870,52.803813077801799]
[83871,51.388049113384703]
[83872,52.346709629797097]
[83873,55.640665915907697]
[83874,56.629346939738902]
[83876,51.612587629396799]
[84001,53.3872000312805]
[84002,55.662000028851999]
[84003,52.920077919960001]
[84004,53.909052636435099]
[84005,48.286932224338301]
[84006,49.958126583582199]
[84007,52.5928314541163]
[84010,47.5401289032351]
[84013,49.191531712495802]
[84014,45.5978180538524]
[84015,46.418022466509498]
[84017,56.140220237104799]
[84018,55.693990092466301]
[84020,46.5292941317838]
[84021,53.736324402046598]
[84022,48.894242809008901]
[84023,53.5142496139526]
[84024,52.9466250032186]
[84025,45.8861738204956]
[84026,50.748348776129802]
[84027,55.4253555695215]
[84028,56.8194528953644]
[84029,46.911260577140197]
[84031,60.826938008440102]
[84032,56.069539557944097]
[84033,52.610249993892801]
[84034,49.482666644061197]
[84035,50.219970891041299]
[84036,58.6134352847793]
[84037,46.013842000459299]
[84038,56.520345348934498]
[84039,54.002502286269298]
[84040,47.773714460645301]
[84041,46.316842189588002]
[84042,46.723862102113898]
[84043,46.806347181777298]
[84044,47.049166059028003]
[84045,47.278463396211897]
[84046,57.1943715418751]
[84047,45.444719947814903]
[84049,54.477919058028]
[84050,53.467830442936602]
[84051,55.171269229283602]
[84052,50.981700010299598]
[84053,52.7755384376145]
[84054,45.682628500802103]
[84055,59.739617356071001]
[84056,47.925999927520699]
[84057,46.723928669520703]
[84058,46.3728749871253]
[84060,55.914162180874797]
[84061,54.601500034332197]
[84062,52.580129041671697]
[84063,50.282243578594901]
[84064,57.894236616832501]
[84065,45.9286828715626]
[84066,51.479713873571797]
[84067,46.860774144818699]
[84069,50.578729428964401]
[84070,45.400800018310498]
[84071,51.294125257124698]
[84072,56.2884728031677]
[84073,54.8193913501241]
[84074,48.853458327054902]
[84075,45.677345539439798]
[84076,52.061408421690999]
[84078,56.441091201344399]
[84080,50.201528553281499]
[84081,46.859898279481001]
[84082,54.2165915361592]
[84083,48.159370962776201]
[84084,45.8226923869206]
[84085,58.196056256623301]
[84086,57.785984925528801]
[84087,45.134072799682599]
[84088,45.801365857008001]
[84092,55.614825681261998]
[84093,46.375909059697896]
[84094,45.7234737095079]
[84095,46.201241427454399]
[84096,49.700904588058997]
[84097,47.422560035705501]
[84098,54.9658898913532]
[84101,45.112800006866401]
[84102,45.585428483145499]
[84103,49.502699933052]
[84104,45.166799912452703]
[84105,45.571500062942398]
[84106,45.412320030212399]
[84107,45.268909055536398]
[84108,52.728904409618899]
[84109,53.780130608811703]
[84111,45.234000205993603]
[84112,46.589999771118102]
[84113,46.4699993133544]
[84115,45.148636254397204]
[84116,45.960907831944901]
[84117,45.609272783452802]
[84118,46.218000129804203]
[84119,45.249529501970997]
[84120,45.4013142013549]
[84121,55.466470549527301]
[84123,45.311032289074298]
[84124,46.632000137329101]
[84128,45.564857155935997]
[84144,0]
[84180,0]
[84301,48.173000144958401]
[84302,49.2272796453056]
[84304,50.698641429757103]
[84305,52.326790422450898]
[84306,50.705739112522203]
[84307,49.498560140339997]
[84308,51.510000044299602]
[84309,49.429090976715003]
[84310,54.228233791945797]
[84311,49.5779999542236]
[84312,49.510105214369901]
[84313,52.327881925137497]
[84314,48.606375092267903]
[84315,46.135150658594398]
[84316,51.400888888041202]
[84317,55.116755130907499]
[84318,50.947263260891503]
[84319,55.145055010557101]
[84320,51.235965551179]
[84321,55.435269234180403]
[84324,53.229346126776399]
[84325,51.611399980545002]
[84326,51.199090862274097]
[84327,50.948794500795103]
[84328,53.294516935186799]
[84329,51.774802678183001]
[84330,51.453872831517899]
[84331,51.444531639919902]
[84332,51.354750019311901]
[84333,51.651923101681902]
[84334,49.268999862670803]
[84335,50.737036010001198]
[84336,50.733553400148999]
[84337,50.601680686694202]
[84338,50.801045563004202]
[84339,52.147184264659799]
[84340,47.416340507344998]
[84341,51.465599899291902]
[84401,46.612299282344303]
[84403,52.791749992966601]
[84404,46.754562336949398]
[84405,47.572056383482099]
[84414,49.553727175972597]
[84501,49.360161327546599]
[84511,46.464043729292101]
[84512,42.9258336505711]
[84513,49.775999946594197]
[84515,45.012640749366398]
[84516,49.521094695643299]
[84518,50.585814696205098]
[84520,49.602900209426799]
[84521,49.168207748214897]
[84522,50.4451847781502]
[84523,53.015862717944898]
[84525,45.5145700038575]
[84526,56.647297288768797]
[84528,55.7821654644343]
[84529,51.0636000823974]
[84530,50.810839396908897]
[84531,42.669830719790703]
[84532,46.164274813504797]
[84533,42.0127368917111]
[84534,43.372441381957898]
[84535,48.496289999931903]
[84536,41.402454651651603]
[84537,56.373994646990297]
[84539,53.384503286247998]
[84540,49.582663794665599]
[84542,48.4820000330607]
[84601,46.226666704813603]
[84604,54.145424539837101]
[84606,48.606130425826301]
[84620,48.540857178824197]
[84621,48.5533548232047]
[84622,48.669789512533796]
[84623,50.030307725759599]
[84624,48.0282202528916]
[84626,48.847842118614601]
[84627,51.396139566288397]
[84628,51.002850043773599]
[84629,54.348058759173703]
[84630,50.466712426510199]
[84631,47.881075445436103]
[84632,53.394342797143103]
[84633,46.657455659900101]
[84634,48.866459637991397]
[84635,47.505360122680599]
[84636,47.724461530538697]
[84637,48.711504816132702]
[84638,48.269505503937403]
[84639,50.485802180401798]
[84640,47.700130487524902]
[84642,51.432673427523397]
[84643,50.035499989986398]
[84645,50.129218926659803]
[84646,51.610433130203504]
[84647,54.910861835602503]
[84648,50.3898831362716]
[84649,48.942887665512004]
[84651,52.016723424196201]
[84652,48.547434885605497]
[84653,50.503213521335802]
[84654,53.817512664311899]
[84655,48.401282627167902]
[84656,50.233905877505997]
[84657,49.562313262525798]
[84660,49.073602225372099]
[84662,54.3535279001173]
[84663,51.895685767113797]
[84664,49.241446244166397]
[84665,51.091304282520099]
[84667,52.235311439389001]
[84701,56.090678266597799]
[84710,53.609538459777703]
[84711,53.484214294297303]
[84712,55.145008760220698]
[84713,53.4442593623872]
[84714,48.210639041697497]
[84715,54.078324323087102]
[84716,54.339762298438998]
[84718,49.096527331092098]
[84719,59.958264308143796]
[84720,51.393856419784598]
[84721,48.299643710106501]
[84722,46.667999966939199]
[84723,50.1053999519348]
[84724,48.6660001373291]
[84725,47.9348840423512]
[84726,49.3401031486165]
[84728,47.500169017952899]
[84729,51.803080651067901]
[84730,48.994186086432798]
[84731,49.159344466793101]
[84732,53.076514312199102]
[84733,40.3448631992879]
[84734,43.7287422038263]
[84735,54.199363618842703]
[84736,48.865125006437196]
[84737,39.358467585847102]
[84738,36.399759044417401]
[84739,50.918290872573799]
[84740,52.028812492266198]
[84741,47.170053185131501]
[84742,47.757942891802003]
[84743,52.655953113734697]
[84744,55.304859069849797]
[84745,38.091562467813397]
[84746,36.620210491983499]
[84747,54.7713488567707]
[84749,57.194859066825501]
[84750,52.853511181771097]
[84751,48.388326054982898]
[84752,48.371590935100201]
[84753,48.708215548285899]
[84754,50.348370326006801]
[84755,46.367859094734897]
[84756,48.675016236691803]
[84757,45.805036704577702]
[84758,50.351799338796802]
[84759,54.451471519621002]
[84760,53.2081834516936]
[84761,50.277706794838601]
[84762,54.878087847136101]
[84763,39.2980000632149]
[84764,55.216545434431502]
[84765,35.051646759930698]
[84766,50.964844668027197]
[84767,46.0397945781489]
[84770,36.971702954320598]
[84772,50.100857315744598]
[84773,52.368369242961499]
[84774,39.317307791343097]
[84775,46.929723173611599]
[84776,50.716153797736503]
[84779,46.493643867246497]
[84780,34.863549323820699]
[84781,53.1810336755902]
[84782,42.747410521256199]
[84783,39.6832921124576]
[84784,45.290217428622]
[84790,33.962945397116897]
[85003,25.1256003570556]
[85004,25.151999282836901]
[85006,25.1773840977595]
[85007,25.116000747680602]
[85008,25.312894791050901]
[85009,25.135345241941199]
[85012,25.162499999999898]
[85013,25.1792725649746]
[85014,25.196249699592499]
[85015,25.1828569139753]
[85016,25.445437645912101]
[85017,25.181142589024098]
[85018,25.554461640578001]
[85019,25.2827144622802]
[85020,25.6192498326301]
[85021,25.3792498111724]
[85022,26.032687461376099]
[85023,25.869691922114399]
[85024,26.782959085581201]
[85027,26.130327405062499]
[85028,25.8509998545927]
[85029,25.719428770882701]
[85031,25.377374768257098]
[85032,25.969674310018799]
[85033,25.550999879837001]
[85034,25.152149848937899]
[85035,25.441499862670899]
[85037,25.769400100707902]
[85040,25.1900627017021]
[85041,25.26658084008]
[85042,25.5183101719823]
[85043,25.4214545683427]
[85044,25.802263943654101]
[85045,25.737857191903199]
[85048,25.834000015258699]
[85050,26.549999872843401]
[85051,25.476522097380201]
[85053,25.847142301286901]
[85054,26.617862201559099]
[85083,26.401420723764499]
[85085,26.7438200704167]
[85086,27.188179277024101]
[85087,28.457543501646601]
[85118,28.2126817903318]
[85119,26.404469762712498]
[85120,25.8851428440638]
[85121,26.0175000934039]
[85122,27.141033772672099]
[85123,27.203612838252798]
[85128,26.8763147625701]
[85131,27.240487114179999]
[85132,29.2195708382663]
[85135,29.595001029968198]
[85137,30.610758666587401]
[85138,26.308777343462001]
[85139,26.939337122541598]
[85140,26.274737680153699]
[85141,27.161716206009199]
[85142,26.429703292556599]
[85143,26.538142939976201]
[85145,27.2732368619818]
[85147,26.564071355547199]
[85172,26.695957077419202]
[85173,31.1975913361041]
[85192,32.612192190577098]
[85193,27.127691947456999]
[85194,27.025156302712102]
[85201,25.682000064849799]
[85202,25.637250137329101]
[85203,25.846114360264298]
[85204,25.8790908466685]
[85205,26.004000843593001]
[85206,26.041091121326801]
[85207,26.121473754079702]
[85208,25.9242862292698]
[85209,26.018800125121999]
[85210,25.718160049438399]
[85212,26.175951199415199]
[85213,25.9700574057442]
[85215,26.7655999973842]
[85224,25.857187306880899]
[85225,25.951411931654899]
[85226,25.684451675415001]
[85233,25.873885737827798]
[85234,26.086421374270699]
[85248,26.127666664123499]
[85249,26.3720815541792]
[85250,25.6741621584505]
[85251,25.513655366568699]
[85253,25.6856064718277]
[85254,25.9271537193885]
[85255,27.524785648073401]
[85256,25.768819774565099]
[85257,25.471042964769399]
[85258,25.682400169372499]
[85259,27.288084427739498]
[85260,25.985368447554698]
[85262,30.7517357402619]
[85263,33.254423362843298]
[85264,27.735127408532101]
[85266,28.042571367536201]
[85268,26.7394287872314]
[85281,25.352603574069001]
[85282,25.427999929479601]
[85283,25.6064570290701]
[85284,25.730999851226802]
[85286,26.140032690079401]
[85295,26.2134146341463]
[85296,26.147999979102]
[85297,26.332714217049698]
[85298,26.4516528336897]
[85301,25.524600334167399]
[85302,25.569429016113201]
[85303,25.6464546203613]
[85304,25.598181412436698]
[85305,25.789714050292901]
[85306,25.734000015258701]
[85307,25.975919906616099]
[85308,25.895999833404002]
[85309,26.082428169250399]
[85310,26.131636671586399]
[85320,30.6310054955993]
[85321,27.650514939260201]
[85322,25.423738413790801]
[85323,25.981164226247301]
[85324,34.646682210848901]
[85325,27.2758725857664]
[85326,25.630260685267]
[85328,24.203971160888599]
[85331,31.311390682286]
[85332,32.988984855697097]
[85333,25.609149257073]
[85334,24.272476608601]
[85335,26.115789835076502]
[85336,24.405598983764602]
[85337,25.688659468704699]
[85338,25.781454333218601]
[85339,25.919369258203801]
[85340,26.175490733059899]
[85341,26.580000686645501]
[85342,30.1514752905228]
[85343,25.152000045776301]
[85344,24.842618650548602]
[85345,25.671219662922098]
[85346,26.794928388501599]
[85347,25.037052803193902]
[85348,28.0638742716637]
[85349,24.316063887073099]
[85350,24.366546824755499]
[85351,25.949561049298499]
[85352,25.359065334869701]
[85353,25.856259957846099]
[85354,26.882233120663098]
[85355,26.6443727719581]
[85356,25.148908202502099]
[85357,30.054589735340802]
[85360,33.562219996770203]
[85361,27.8929078031389]
[85362,37.0475688196912]
[85363,26.0785709381103]
[85364,24.1948749780654]
[85365,27.0045603726475]
[85367,24.2329614786001]
[85371,24.434527762730902]
[85373,26.019999923705999]
[85374,26.397044759721901]
[85375,26.455161389996899]
[85377,28.776514336722201]
[85379,26.220999908447201]
[85381,25.652571487426702]
[85382,25.836937057971902]
[85383,26.8682000923156]
[85387,27.0144795904354]
[85388,26.509999923706001]
[85390,30.523427228429401]
[85392,25.903499603271399]
[85395,26.048490747415698]
[85396,26.6803366028436]
[85501,37.244298195757104]
[85530,34.859545004344596]
[85531,33.061125326156599]
[85533,43.3704017271019]
[85534,37.243206728202402]
[85535,33.483529371373699]
[85536,35.726901033271801]
[85539,37.568830144630198]
[85540,36.465454022690999]
[85541,40.201885512973398]
[85542,34.972012134184801]
[85543,36.982687209933196]
[85544,40.746237614131097]
[85545,32.707286878181698]
[85546,36.211735752639498]
[85550,39.213903512452703]
[85551,33.714666657220697]
[85552,33.345136343349097]
[85553,34.830765837514903]
[85554,42.0105338606771]
[85601,34.839953562831603]
[85602,34.320694131254903]
[85603,36.755962527036601]
[85605,35.941450375273]
[85606,36.377454591881097]
[85607,37.583892031541602]
[85608,34.9320001602172]
[85609,36.057620750624501]
[85610,36.5305019198723]
[85611,37.529961049534499]
[85613,37.357662567460302]
[85614,32.161740776344502]
[85615,37.577808712963098]
[85616,35.6337744515724]
[85617,35.277958678705701]
[85618,33.073945507672697]
[85619,38.201655745115403]
[85620,36.1379997253417]
[85621,35.460090111397299]
[85622,32.081896374143298]
[85623,33.676038460548]
[85624,37.701840004512199]
[85625,37.553773925728898]
[85626,34.266000366210903]
[85627,33.887114909437798]
[85629,32.118051018373002]
[85630,35.368701694848198]
[85631,31.944791611035601]
[85632,37.789323822140403]
[85633,34.097966277733299]
[85634,28.9430565557461]
[85635,35.026571396418902]
[85637,37.332884808289698]
[85638,35.698617827829899]
[85640,33.600749874114904]
[85641,34.695132176014098]
[85643,37.464331851200001]
[85645,33.497675056457503]
[85646,34.362719970703097]
[85648,34.894502660700702]
[85650,35.283971210177803]
[85653,27.693297850204999]
[85654,0]
[85658,29.231084476292899]
[85701,28.067999267578099]
[85704,28.569442580176101]
[85705,28.107428414480999]
[85706,28.708829274991601]
[85707,28.914375042915299]
[85708,29.048249673843301]
[85710,28.9510501098632]
[85711,28.677256883893602]
[85712,28.379279846191299]
[85713,28.656152039539901]
[85714,28.444285665239601]
[85715,28.548545629327901]
[85716,28.3979997781606]
[85718,30.875514700833399]
[85719,28.295143072945699]
[85723,0]
[85724,0]
[85726,0]
[85730,30.789593170964402]
[85735,29.7944182287786]
[85736,32.339308220868602]
[85737,29.435571547916901]
[85739,31.596929940452501]
[85741,28.182947249161501]
[85742,28.286249971389701]
[85743,27.819965196692401]
[85745,28.790296286123699]
[85746,29.108831354205499]
[85747,30.415391275157099]
[85748,29.3718946356522]
[85749,31.193598202427001]
[85750,29.392026133286301]
[85755,30.4397759582519]
[85756,29.328426806397999]
[85757,28.698130491505399]
[85901,47.0442721557013]
[85911,46.240040816714099]
[85912,45.742519532240799]
[85920,53.938701023760501]
[85922,45.989911582946696]
[85923,47.963139085355003]
[85924,44.956179269432099]
[85925,50.5417981900206]
[85926,43.229999960385797]
[85927,55.594701011107098]
[85928,47.002073088609201]
[85929,48.599085134668698]
[85930,53.517652925352898]
[85931,49.1463044295011]
[85932,54.133406632273001]
[85933,48.515405407467298]
[85934,47.7368571771894]
[85935,49.426424575251502]
[85936,45.640906689770397]
[85937,44.615534352788302]
[85938,49.9288654804229]
[85939,44.764281491399899]
[85940,49.468106272371003]
[85941,46.527919502094598]
[85942,43.011330129084897]
[86001,50.833105698123397]
[86003,44.4046098197378]
[86004,45.338178914347303]
[86011,50.898000240325899]
[86015,52.3929999828338]
[86016,45.171037947739201]
[86017,48.2190352972816]
[86018,50.9940652191639]
[86020,42.202096921839797]
[86021,42.813267895153601]
[86022,45.778266547843899]
[86023,43.731144821091803]
[86024,49.850922523303502]
[86025,43.505001877957802]
[86028,44.143120975990897]
[86029,43.216293628062601]
[86030,45.1043808429244]
[86031,44.958928970170099]
[86032,43.138891562496298]
[86033,45.744616670524401]
[86034,47.076055143820199]
[86035,42.673703767355804]
[86036,42.837507550161497]
[86038,51.766090952266303]
[86039,45.945774542895201]
[86040,42.777678816460202]
[86042,45.382977227731097]
[86043,44.8268505342227]
[86044,44.580348045482602]
[86045,42.9979630576156]
[86046,47.493261595909097]
[86047,43.742251914671698]
[86052,45.1133504144805]
[86053,42.8811109592477]
[86054,46.388527489432299]
[86301,43.421732190677098]
[86303,45.682328687449903]
[86305,42.396752611740702]
[86313,0]
[86314,42.440241208800003]
[86315,42.931439964294398]
[86320,44.831680060766701]
[86321,33.332155948628198]
[86322,38.923815773329203]
[86323,41.543965487644499]
[86324,38.694118464306698]
[86325,36.427972764838202]
[86326,36.939980314273598]
[86327,40.655046171209101]
[86329,40.504133326212497]
[86331,45.072075029611497]
[86332,38.245036688664001]
[86333,38.5197739531921]
[86334,41.215478275133201]
[86335,41.091690975489598]
[86336,40.801890210945999]
[86337,44.808085722454898]
[86338,40.652625006437297]
[86343,39.698180373720497]
[86351,38.623087262147202]
[86401,38.368638801136797]
[86403,23.6161967730912]
[86404,26.9139968610219]
[86406,26.941437629849901]
[86409,35.397805193450502]
[86411,40.248678950259603]
[86413,31.648768850766]
[86426,24.483134369351902]
[86429,27.710422662680799]
[86431,37.349661907679497]
[86432,38.941453744675002]
[86433,29.5336938337846]
[86434,38.5415847344266]
[86435,42.057270164775197]
[86436,24.941536197170901]
[86437,40.194697686128798]
[86438,31.304083949856]
[86440,23.946406526654599]
[86441,33.5247622003644]
[86442,24.804510595443301]
[86443,29.8932315128821]
[86444,34.518551642975197]
[86445,30.827472565200299]
[86502,46.051270478364998]
[86503,45.972827975924297]
[86504,50.4899302739028]
[86505,46.980109152873098]
[86506,47.835408255118303]
[86507,48.375342124078003]
[86508,48.002223955986501]
[86510,47.449447147343001]
[86511,50.023145329771197]
[86512,47.129986037781997]
[86514,45.003337245392899]
[86515,49.025429296260903]
[86520,47.586057352741001]
[86535,43.693469435132897]
[86538,44.677408979310101]
[86540,47.348013445514901]
[86544,47.801609927473898]
[86545,44.1463357535592]
[86547,44.441606521215498]
[86556,49.610790685165703]
[87001,43.561388638342301]
[87002,42.434947967830098]
[87004,42.809682762622799]
[87005,47.894691536805297]
[87006,40.902710875741597]
[87007,45.800400028228701]
[87008,50.824981142439903]
[87010,45.813495832452801]
[87011,44.580064947663899]
[87012,53.401810080512199]
[87013,49.665985834667502]
[87014,49.002140556575299]
[87015,47.503180841689399]
[87016,46.735650053499498]
[87017,51.959488157299397]
[87018,49.996894759880803]
[87020,50.024983387003402]
[87021,47.742000071207599]
[87022,41.908000183105401]
[87023,40.914545579390001]
[87024,48.152549972534104]
[87025,54.214313820318502]
[87026,44.308964315423502]
[87027,53.074676477909101]
[87028,40.957714319229098]
[87029,52.819055612572001]
[87031,42.7095856773999]
[87032,46.351875123381497]
[87034,47.443304347090603]
[87035,46.790984778718901]
[87036,45.691794522339897]
[87037,48.735317323207802]
[87038,46.328969086322502]
[87040,46.532454560019701]
[87041,46.3073233075608]
[87042,41.797579193115197]
[87043,45.269941181295003]
[87044,48.326290855407699]
[87045,49.013668369887398]
[87046,52.645680007934502]
[87047,47.126422367925201]
[87048,42.592285660335001]
[87049,48.153305076744601]
[87051,47.141464345795697]
[87052,43.313310806171302]
[87053,46.759466295027998]
[87056,47.542776165618299]
[87059,48.468173404649498]
[87061,49.1798079297537]
[87062,41.930799173810001]
[87063,45.931105131978597]
[87064,51.636246575313002]
[87068,42.655243265306602]
[87070,47.666901209066097]
[87072,43.9007143224988]
[87083,43.620857456752198]
[87102,42.090666770935002]
[87104,42.127499914169299]
[87105,42.0577499904416]
[87106,41.797578967245002]
[87107,42.246113237345]
[87108,41.974285861424001]
[87109,42.296250128746003]
[87110,42.101999931335399]
[87111,45.930800123214702]
[87112,43.211333401997798]
[87113,42.420000017606199]
[87114,42.777931042375201]
[87116,42.146624922752302]
[87117,42.3748799743652]
[87120,43.078799984795701]
[87121,43.499514545543498]
[87122,45.958485408893999]
[87123,46.205560956350098]
[87124,44.463658521233498]
[87144,44.1260000022681]
[87301,48.447757415771498]
[87305,49.012607668233201]
[87310,46.768190194593302]
[87311,48.955401947435199]
[87312,49.649743337172197]
[87313,47.957774471106298]
[87315,49.067472209513099]
[87316,50.151424885410101]
[87317,48.555428683102797]
[87319,48.3932396227559]
[87320,48.903107481903596]
[87321,50.482645601304803]
[87322,48.440999794006302]
[87323,50.104343845144001]
[87325,47.104068406422897]
[87326,49.082624423333797]
[87327,48.3933330178821]
[87328,50.892922447161503]
[87347,50.517571524211299]
[87357,50.211059758767597]
[87364,46.602831876050601]
[87375,47.801592049314998]
[87401,45.8619114916089]
[87402,46.063363552093399]
[87410,47.940005800254497]
[87412,49.559751593231397]
[87413,47.389169697098403]
[87415,46.638000144958397]
[87416,45.168158251377299]
[87417,44.933454621921797]
[87418,47.781299995942497]
[87419,49.582370573130902]
[87420,44.508691960969699]
[87421,44.782329151298399]
[87455,45.578833570539103]
[87461,49.467964846723298]
[87499,46.764282661127503]
[87501,54.097440770189998]
[87505,51.1144827513859]
[87506,47.913452059732698]
[87507,45.835850691485597]
[87508,46.948806524798698]
[87510,49.981775119136898]
[87511,48.292199960436101]
[87512,59.180518604727503]
[87513,51.547741929946298]
[87514,57.397714304924001]
[87515,56.396462148641596]
[87516,51.259739092121897]
[87517,50.842671140248299]
[87518,52.805838801255803]
[87519,53.405082337996497]
[87520,56.390259112882198]
[87521,56.453529741980503]
[87522,53.3478398652965]
[87523,49.981439964294403]
[87524,54.547821414470597]
[87525,61.624425007905799]
[87527,48.531268633657398]
[87528,53.1724343051877]
[87529,51.664727263017099]
[87530,50.704811222397197]
[87531,47.997293209850298]
[87532,46.654393390230602]
[87533,0]
[87535,50.1808672656]
[87537,47.714850680752498]
[87538,48.655360850108003]
[87539,49.503489834921602]
[87540,46.525955306226798]
[87543,55.968789457647397]
[87544,48.883934544625703]
[87548,46.509219541782201]
[87549,47.691059158217698]
[87551,53.296846158687799]
[87552,53.5125894975058]
[87553,52.896729728337803]
[87554,52.595157904373899]
[87556,56.793262349078901]
[87557,52.373295044587699]
[87558,59.685759495651403]
[87560,47.060716860406103]
[87562,49.223515686753601]
[87564,53.8608409011905]
[87565,48.204101667565801]
[87566,46.055088550229598]
[87567,45.930000026409402]
[87569,45.459061215848301]
[87571,53.568126327112999]
[87573,56.7316815157604]
[87574,50.739999961853002]
[87575,57.024453883525403]
[87577,55.620402189416502]
[87578,54.748199974894497]
[87579,57.542986903194802]
[87580,55.9749473397355]
[87581,54.990194322705797]
[87582,47.0866956710815]
[87583,45.066000039236897]
[87701,46.430426502227697]
[87710,57.3695459146847]
[87711,43.339634529062998]
[87712,49.654588259528602]
[87713,56.4568965303487]
[87714,52.537324378151702]
[87715,55.373403713773399]
[87718,57.2348999843001]
[87722,54.354664613430302]
[87723,54.016684890119897]
[87724,42.282300109863201]
[87728,48.029642990683399]
[87729,48.455042002381298]
[87730,47.063852301907197]
[87731,53.253888886504697]
[87732,54.151721811934699]
[87733,42.908304961553803]
[87734,52.926021437644899]
[87735,52.499725151789903]
[87736,50.463536850778603]
[87740,50.087547242735297]
[87742,57.089234822490802]
[87743,45.614978178932098]
[87745,50.4914348034048]
[87746,42.838586782280302]
[87747,47.727043386296003]
[87749,52.905895235650803]
[87750,48.405658484668201]
[87752,47.739684717958298]
[87753,48.966788758022702]
[87801,40.6922404584083]
[87820,50.112937489151903]
[87821,49.624695053529898]
[87823,41.477127274599901]
[87824,51.353748491138703]
[87825,47.521243555546498]
[87827,50.343019352750296]
[87828,40.4760003089904]
[87829,49.770194017630097]
[87830,49.525961276071797]
[87831,40.754333432515402]
[87832,40.980885372425703]
[87901,38.891057518920199]
[87930,38.284809118372699]
[87931,38.406042856488902]
[87933,36.699599533080999]
[87935,37.553599929809501]
[87936,36.815045616843399]
[87937,36.868053750750299]
[87939,43.2468655766559]
[87940,36.779999988109999]
[87941,36.935806052915503]
[87942,39.401065673255502]
[87943,47.065647847926797]
[88001,35.633549938201902]
[88002,36.370744871753097]
[88003,35.562000274658203]
[88004,36.433941212822397]
[88005,35.4837346366755]
[88007,36.486727889031499]
[88008,34.881017230700898]
[88009,37.965928213478698]
[88011,36.627443127198603]
[88012,37.588501129472903]
[88020,38.683587861216203]
[88021,35.8187986913873]
[88022,43.190232614029199]
[88023,42.380538456256502]
[88024,34.554000091552702]
[88025,42.1276462934417]
[88026,42.430588295880398]
[88027,35.563158962943298]
[88028,40.713279647342198]
[88029,35.867797760634303]
[88030,37.429149164825297]
[88032,0]
[88033,36.7330479334478]
[88034,40.566862269075997]
[88038,44.343899804963797]
[88039,47.449435200181902]
[88040,38.224922719868601]
[88041,43.983363106796801]
[88042,41.6968246057546]
[88043,40.469318772195201]
[88044,35.537859759820897]
[88045,37.745349023217202]
[88046,35.241599807739199]
[88047,35.325428949083502]
[88048,35.3341790839807]
[88049,48.002335274115197]
[88051,41.895275078842801]
[88052,36.5340002059936]
[88053,46.293428502764002]
[88055,40.002524590101302]
[88056,38.128383069367501]
[88061,42.235625810035799]
[88063,34.249384777362501]
[88065,43.0757143838064]
[88072,35.409890147617801]
[88081,35.314060839500598]
[88101,40.795960472129899]
[88103,40.674999999999898]
[88112,41.5192439284193]
[88113,39.9428692079684]
[88114,39.226265396552002]
[88115,40.057500171661303]
[88116,39.605197425869001]
[88118,40.2869863971911]
[88119,39.954050863371101]
[88120,41.325908116520999]
[88121,41.724843114965097]
[88124,40.791562865129798]
[88125,39.632263461130101]
[88126,39.921639304864499]
[88130,40.312708113438703]
[88132,40.1735475835345]
[88134,40.169121089908103]
[88135,40.939424246007697]
[88136,41.4252929890704]
[88201,38.752686781082403]
[88203,38.177973223583898]
[88210,36.2705557543906]
[88220,36.4979507967114]
[88230,37.493578574649298]
[88231,36.006534244589602]
[88232,37.359076687805597]
[88240,36.6626710978422]
[88242,36.9258391663057]
[88250,39.526781020895399]
[88252,34.845488006914799]
[88253,37.062339089435]
[88254,36.082411698733999]
[88255,36.115153576777502]
[88256,34.222971615049801]
[88260,38.051733921795403]
[88262,38.723474965095498]
[88263,33.762696214538899]
[88264,37.305243947517297]
[88265,36.592846158167703]
[88267,38.965000870098699]
[88268,35.813999176025298]
[88301,43.656289645766002]
[88310,37.161711874343801]
[88311,36.6934277670724]
[88312,48.900910200697602]
[88314,44.7845454753528]
[88316,43.502824816692701]
[88317,49.884042706947703]
[88318,44.701258944960202]
[88321,45.8038191973152]
[88323,0]
[88324,44.931128613608202]
[88325,44.050048828125]
[88330,36.799501132964998]
[88336,43.682827455807498]
[88337,41.791232907282101]
[88338,44.761029938326097]
[88339,43.898576181777599]
[88340,48.146888968282298]
[88341,47.888555254769102]
[88342,36.150856998988502]
[88343,41.747817230424801]
[88344,42.006991182690399]
[88345,48.184909109635697]
[88346,46.4900548647527]
[88347,51.0639415970684]
[88348,43.499000120162897]
[88349,49.8353076751415]
[88350,45.942791341421099]
[88351,41.837172930581097]
[88352,38.535608069119803]
[88353,43.6639089766254]
[88354,48.037551015737101]
[88355,0]
[88401,40.5220287691183]
[88410,43.252296159932797]
[88411,39.928275453830203]
[88414,50.247230705848096]
[88415,44.506954514474799]
[88416,40.654129077542201]
[88417,41.232386238687504]
[88418,47.846868338629697]
[88419,46.349845175191497]
[88421,41.147313563298297]
[88422,47.976026462904002]
[88424,46.736493131228499]
[88426,40.738265210951702]
[88427,42.010365791172298]
[88430,41.502694875466403]
[88431,40.799320288002399]
[88434,39.8534001295289]
[88435,41.814565504557002]
[88436,43.497053197149597]
[89001,41.399466200191597]
[89002,30.307894646493999]
[89003,39.166735229524299]
[89004,39.5336025031216]
[89005,28.742201945480701]
[89007,33.155627667647799]
[89008,40.092247025586097]
[89010,47.927546504729001]
[89011,28.691999988555899]
[89012,30.5667803973686]
[89013,45.486504208512102]
[89014,29.412967706495699]
[89015,29.682992836382699]
[89017,44.268250173151102]
[89018,36.501304311337599]
[89019,34.7554619832692]
[89020,33.312428204206299]
[89021,30.535764828850201]
[89022,52.458453157373]
[89025,34.3490179864162]
[89026,33.3676872611045]
[89027,31.028307723998999]
[89029,26.949864384279401]
[89030,29.924594538920601]
[89031,30.675257001604301]
[89032,30.582685808454201]
[89039,31.851170534114701]
[89040,29.454023271013501]
[89042,46.551133828358097]
[89043,49.521037647237698]
[89044,32.540660924496798]
[89045,52.7005885946147]
[89046,32.184858197695704]
[89047,42.539142690386001]
[89048,34.287821870307397]
[89049,48.40059044737]
[89052,32.502852699882098]
[89054,32.532315746106498]
[89060,36.496257412122603]
[89061,34.312827120329203]
[89074,29.806500077247598]
[89081,30.245117703605999]
[89084,31.015105367961599]
[89085,31.322999382018999]
[89086,30.7334994506835]
[89101,29.8079999923706]
[89102,30.503999928065699]
[89103,30.932275890481801]
[89104,29.686956521739098]
[89106,30.292499613761802]
[89107,30.831789358038598]
[89108,30.9905293632956]
[89109,30.274235310274001]
[89110,29.732056895664702]
[89113,31.835513398453902]
[89115,30.193742124495898]
[89117,31.838812422752302]
[89118,31.0987825310748]
[89119,30.203142952432401]
[89120,29.6829229501577]
[89121,29.544162399704302]
[89122,28.988062405586199]
[89123,30.481736845719102]
[89124,42.021828012176798]
[89128,31.601999525590301]
[89129,31.9265453338623]
[89130,31.1350909839976]
[89131,31.623428617204901]
[89134,32.165039978027302]
[89135,34.879248513238203]
[89138,34.259571320669899]
[89139,31.304307702871402]
[89141,31.5739023720345]
[89142,29.362421095998599]
[89143,32.3361426217215]
[89144,32.667600173950099]
[89145,31.801286234174398]
[89146,31.080999946594201]
[89147,31.7410345537909]
[89148,32.8623829699577]
[89149,31.944000077247601]
[89156,29.787628933691199]
[89161,34.438901315608398]
[89166,40.0669562103323]
[89169,30.0130908966064]
[89178,32.7521739130434]
[89179,35.491977651450597]
[89183,30.932399917602499]
[89191,29.969039840698201]
[89301,53.103591355780303]
[89310,51.963057013597599]
[89311,51.755182155429303]
[89314,50.6112279084671]
[89316,52.769608894693903]
[89317,48.719807484060603]
[89318,51.505221241976301]
[89319,53.759581381775597]
[89402,0]
[89403,48.333828670228499]
[89404,49.6570073803979]
[89405,47.824705498675698]
[89406,47.267909229552203]
[89408,45.363391282646099]
[89409,46.642481548966302]
[89410,50.275642755754099]
[89411,51.244651624058001]
[89412,51.258066332706903]
[89413,54.235031238198196]
[89414,49.911670640344902]
[89415,49.484618293986202]
[89418,48.145712662099001]
[89419,47.825980185595398]
[89420,44.427669444754102]
[89421,50.900283865451698]
[89422,50.539405915920497]
[89423,47.966368386978502]
[89424,46.2915692253112]
[89425,50.5879783825701]
[89426,50.666052736840101]
[89427,45.401288144467202]
[89428,47.549999999999898]
[89429,45.792320048014297]
[89430,47.027165464691699]
[89431,45.659485849652903]
[89433,46.9108524635189]
[89434,46.636721415597798]
[89436,46.884993935801504]
[89438,47.904553879957902]
[89439,49.904033922745]
[89440,49.939199852943403]
[89441,47.404537512659999]
[89442,47.672567309782998]
[89444,50.115739002450297]
[89445,48.762728479270002]
[89446,48.4131816777316]
[89447,48.3607479792188]
[89448,54.235200027465801]
[89449,54.3884999632835]
[89450,0]
[89451,55.057572797201203]
[89460,48.678966819844398]
[89501,45.810000228881798]
[89502,46.045623530219501]
[89503,46.398750257491997]
[89506,48.054000011110098]
[89508,50.016566043079997]
[89509,46.148571379525301]
[89510,47.593825918447202]
[89511,53.365784615003101]
[89512,46.097538559253302]
[89519,47.415310458479198]
[89521,48.354220759669197]
[89523,47.627142906188901]
[89701,48.024697707420103]
[89702,47.4780000686645]
[89703,50.735108864661399]
[89704,51.032646531280797]
[89705,52.529345486380798]
[89706,48.2233440032959]
[89801,54.605603942797501]
[89815,54.172171435058097]
[89820,49.332414581775701]
[89821,49.846996584687197]
[89822,51.385129406498898]
[89823,54.587312689951197]
[89825,52.756023497301001]
[89826,58.0144033481468]
[89828,56.2183255849882]
[89830,52.478738170576499]
[89831,54.7514964766468]
[89832,52.682480453512497]
[89833,53.596716217645003]
[89834,54.486859029045704]
[89835,53.863265579424898]
[89883,50.527439797626997]
[90001,33.087000274658102]
[90002,33.116999816894499]
[90003,33.247500228881798]
[90004,33.181500148773097]
[90005,33.182400054931598]
[90006,33.201749897003097]
[90007,33.301200027465804]
[90008,33.880285998753102]
[90010,0]
[90011,33.143571771894102]
[90012,32.6055004119873]
[90013,32.817000961303698]
[90014,32.898001098632797]
[90015,33.0689998626708]
[90016,33.927600288391098]
[90017,32.975999450683503]
[90018,33.467249965667698]
[90019,33.481714275904999]
[90020,33.2370002746582]
[90021,32.913750171661299]
[90022,32.091600265502898]
[90023,32.537000274658098]
[90024,34.529077324500399]
[90025,34.6131429944719]
[90026,32.643749570846502]
[90027,32.594400100708]
[90028,33.397499656677198]
[90029,33.037499999999902]
[90031,32.178000068664502]
[90032,31.866374802589402]
[90033,32.357999662919397]
[90034,34.399500274658202]
[90035,34.183714403424901]
[90036,33.529500102996799]
[90037,33.405856868198903]
[90038,33.333599395751897]
[90039,32.1394284929547]
[90040,32.408727004311203]
[90041,32.049428640093097]
[90042,31.982117574355101]
[90043,34.2164999485015]
[90044,33.585599533081002]
[90045,34.608449993133497]
[90046,32.820315832840699]
[90047,33.912749648094099]
[90048,33.905999450683503]
[90049,33.523745394620001]
[90056,34.576500892639103]
[90057,33.055499553680399]
[90058,32.844000005722002]
[90059,33.333600425720199]
[90061,33.659999847412102]
[90062,33.606750154495202]
[90063,32.084999370574899]
[90064,34.577293665268797]
[90065,32.061899986267001]
[90066,34.996000099182098]
[90067,34.536000823974597]
[90068,32.806071771894104]
[90069,33.874500274658203]
[90071,0]
[90073,34.518000411987302]
[90077,32.895333099365203]
[90079,0]
[90089,0]
[90090,32.627998352050703]
[90094,34.847999954223603]
[90095,34.445998764038002]
[90201,32.835473532425702]
[90210,33.3145714678083]
[90211,34.023001098632797]
[90212,34.418999290466303]
[90220,33.466799560546796]
[90221,33.250636482238697]
[90222,33.336749553680399]
[90230,34.684499716758701]
[90232,34.309999847412101]
[90240,32.484000205993603]
[90241,32.707999801635701]
[90242,32.878799972534097]
[90245,34.715999984741202]
[90247,34.114285959516202]
[90248,33.973000144958398]
[90249,34.244399986266998]
[90250,34.383391620801802]
[90254,35.166000823974599]
[90255,32.929199752807598]
[90260,34.469400329589803]
[90262,33.039157526116597]
[90263,0]
[90265,34.9336279314617]
[90266,34.829625463485698]
[90270,32.800800247192299]
[90272,33.590357167380098]
[90274,34.346099653244003]
[90275,34.569882336784801]
[90277,34.534500217437703]
[90278,34.542429052080401]
[90280,32.949999999999903]
[90290,33.050365996024901]
[90291,35.749999999999901]
[90292,35.880857358660002]
[90293,35.322600288391101]
[90301,34.351499605178802]
[90302,34.346999359130798]
[90303,34.225499725341699]
[90304,34.374000058855302]
[90305,34.097249794006302]
[90401,35.675999450683499]
[90402,35.019749450683499]
[90403,34.871999931335402]
[90404,34.824000058855297]
[90405,35.121999740600501]
[90501,34.113818081942398]
[90502,33.998999977111801]
[90503,34.2430000305175]
[90504,34.304117606667901]
[90505,34.1390530435662]
[90506,0]
[90601,31.469454704631399]
[90602,31.819285665239601]
[90603,32.003399848937903]
[90604,32.234999942779503]
[90605,31.9997999382019]
[90606,31.8235384721022]
[90620,33.098571232386902]
[90621,32.797874879837003]
[90623,33.321000480651797]
[90630,33.593368269267799]
[90631,32.152145524458398]
[90638,32.579400215148901]
[90640,31.7854836494691]
[90650,32.748857280186201]
[90660,31.8400644363895]
[90670,32.444062221050203]
[90680,33.470727122913701]
[90701,33.1499993133544]
[90703,33.111352864433698]
[90704,35.353828973309199]
[90706,32.9977499485015]
[90710,33.972000122070298]
[90712,33.379199981689403]
[90713,33.410999352591297]
[90715,33.540857751028803]
[90716,33.648001098632797]
[90717,34.066000366210901]
[90720,33.8308691771133]
[90723,33.047294392305197]
[90731,34.162114203316797]
[90732,34.150500011444002]
[90740,34.2781935661069]
[90742,0]
[90743,0]
[90744,33.940199775695802]
[90745,33.763161591560603]
[90746,33.7062855311802]
[90747,0]
[90755,33.547999954223599]
[90802,34.2182306583111]
[90803,34.3458749055862]
[90804,33.768000411987302]
[90805,33.283999633789001]
[90806,33.6239998626708]
[90807,33.436000061035102]
[90808,33.631909353082797]
[90810,33.659142494201603]
[90813,33.912750720977698]
[90814,33.833999862670801]
[90815,33.862551814112102]
[90822,0]
[90831,0]
[91001,33.239437508583002]
[91006,31.3435201263427]
[91007,31.403999862670801]
[91008,31.6956003570556]
[91010,31.363845810523301]
[91011,34.779999809265099]
[91016,31.5998182816938]
[91020,33.233999633788997]
[91024,32.361000251770001]
[91030,31.816615500816901]
[91040,33.308538260826701]
[91042,37.659535112123201]
[91046,0]
[91101,31.804500102996801]
[91103,32.220999717712303]
[91104,32.092234914442997]
[91105,31.968000411987301]
[91106,31.792799835204999]
[91107,32.384357030051]
[91108,31.731600494384701]
[91201,32.640000152587803]
[91202,32.406857299804599]
[91203,32.173499107360797]
[91204,32.146500205993597]
[91205,32.106000137328998]
[91206,32.457817944613303]
[91207,33.494250154495198]
[91208,33.135750102996802]
[91210,0]
[91214,34.973999977111802]
[91301,33.906141764723401]
[91302,33.370633767382898]
[91303,32.7150003433227]
[91304,32.894769727266699]
[91306,32.653199615478499]
[91307,32.875333658854103]
[91311,34.083449993133499]
[91316,32.870526243511001]
[91320,35.858999945900599]
[91321,34.582483442536997]
[91324,32.679428100585902]
[91325,32.7167144230433]
[91326,33.2754192352294]
[91330,32.690999794006302]
[91331,33.161647022471698]
[91335,32.711250114440901]
[91340,33.259636376120802]
[91342,34.672644270383302]
[91343,32.816571317400197]
[91344,33.474000042774598]
[91345,32.956909665194402]
[91350,34.224285834176101]
[91351,34.6033714403424]
[91352,33.261130291482601]
[91354,33.991655139265298]
[91355,33.492000132593603]
[91356,32.810077065687899]
[91360,36.002333450317302]
[91361,35.799136265841298]
[91362,34.909114330836601]
[91364,32.828482739678698]
[91367,32.805429267883198]
[91371,32.6639991760253]
[91377,34.035999870300202]
[91381,34.247611439656801]
[91384,35.280289088789203]
[91387,35.9262999916076]
[91390,36.045215057157101]
[91401,33.132000160217203]
[91402,33.099599533080998]
[91403,32.941714423043301]
[91405,33.159692265437201]
[91406,32.904207071764702]
[91411,33.166200370788502]
[91423,32.885999679565401]
[91436,33.051390987893797]
[91501,33.586799926757799]
[91502,32.709000205993597]
[91504,33.154235391055799]
[91505,32.866000175476003]
[91506,32.704500102996803]
[91601,32.902909053455602]
[91602,32.761714717319997]
[91604,32.760300350189198]
[91605,33.297999954223599]
[91606,33.111230410062298]
[91607,32.990249776840201]
[91608,32.681999588012602]
[91701,33.646079818725497]
[91702,38.948299684434197]
[91706,30.996480079650802]
[91708,32.9555994415283]
[91709,32.8364062339067]
[91710,32.7130261621977]
[91711,33.817636351151798]
[91722,31.135384456927898]
[91723,31.284749794006299]
[91724,32.110499897003102]
[91730,32.905961432823702]
[91731,31.4078574861798]
[91732,31.327200164794899]
[91733,31.4759995827308]
[91737,34.163586438935297]
[91739,37.120486972642901]
[91740,32.1820001602172]
[91741,33.213692378997798]
[91744,30.978750300407398]
[91745,31.219021346721199]
[91746,31.2078000068664]
[91748,31.698792468376801]
[91750,34.372064504315702]
[91752,32.905548384881698]
[91754,31.742625403404201]
[91755,31.661999702453599]
[91759,42.650909105936599]
[91761,32.800354122060497]
[91762,32.879647266163502]
[91763,33.046500205993603]
[91764,32.9017239011567]
[91765,32.615830993652303]
[91766,32.707297371529201]
[91767,32.953999900817799]
[91768,32.596200027465798]
[91770,31.4835000514984]
[91773,32.9636668523152]
[91775,31.696000671386699]
[91776,31.590428434099401]
[91780,31.518922981848998]
[91784,34.124647050745303]
[91786,33.301548422536499]
[91789,32.034333356221502]
[91790,30.821454776417099]
[91791,31.424076769902101]
[91792,31.293428747994501]
[91801,31.697999725341699]
[91803,31.705091545798499]
[91901,36.792714769488903]
[91902,34.506600151062003]
[91905,40.9665749073028]
[91906,40.194809545789397]
[91910,34.9092855181012]
[91911,34.813534794297297]
[91913,35.226324524750503]
[91914,35.043272833390603]
[91915,35.211870981031801]
[91916,39.769875025749201]
[91917,35.417015706002701]
[91931,41.569680004119803]
[91932,35.3228568485804]
[91934,38.122731389726901]
[91935,35.610242029019602]
[91941,34.417448162210299]
[91942,34.518000411987302]
[91945,34.845599899291898]
[91948,44.795217455988301]
[91950,34.697357123238604]
[91962,41.835586999810197]
[91963,37.354372792324703]
[91977,34.677187478542301]
[91978,34.260240005493102]
[91980,36.853845889751703]
[92003,34.549573779496903]
[92004,27.0831367601537]
[92007,36.479999999999897]
[92008,36.966947274459002]
[92009,36.072697422116299]
[92010,36.2308124184608]
[92011,36.876000176943201]
[92014,36.074571337018597]
[92019,34.082039978027296]
[92020,33.395853507809498]
[92021,34.555800028714202]
[92024,36.496819589958797]
[92025,33.976666683620799]
[92026,34.757676878708999]
[92027,35.402421410735897]
[92028,34.157737572895201]
[92029,34.439793106605201]
[92036,37.237769137009003]
[92037,35.347500085830603]
[92040,34.7787385655636]
[92054,36.184174284727597]
[92055,34.780184853177097]
[92056,35.830043394669197]
[92057,35.688339485312397]
[92058,35.999192305711603]
[92059,34.052339950561503]
[92060,40.082552234450297]
[92061,36.6201517355031]
[92064,34.565801329960102]
[92065,36.140924616674603]
[92066,40.634914283752401]
[92067,35.9099999427795]
[92069,34.655508322793899]
[92070,38.9189268437827]
[92071,33.346857234409804]
[92075,36.218400192260702]
[92078,34.928806631026703]
[92081,34.949454845081597]
[92082,35.866596868043501]
[92083,35.037000083923303]
[92084,34.627723551811002]
[92086,40.341846935363101]
[92091,36.3180004119872]
[92101,34.807999801635702]
[92102,34.484117283540598]
[92103,34.4884290422712]
[92104,34.506922707190803]
[92105,34.508099842071502]
[92106,34.828285380772101]
[92107,34.863999557495099]
[92108,34.2158570153372]
[92109,35.103290397890099]
[92110,34.854374527931199]
[92111,34.706689532049701]
[92113,34.788947296142503]
[92114,34.608000111579798]
[92115,34.853454676541404]
[92116,34.594500017166098]
[92117,34.928062427043898]
[92118,34.917599830627402]
[92119,34.567500318799702]
[92120,34.440240005493102]
[92121,35.057590874758603]
[92122,34.913399906158403]
[92123,34.6767860821315]
[92124,34.5225000858306]
[92126,34.8255314766092]
[92127,34.560366021132999]
[92128,33.846789339969]
[92129,34.865400123596203]
[92130,35.585142898559504]
[92131,34.566774282147797]
[92132,0]
[92134,34.283998489379798]
[92135,34.860001373290999]
[92139,34.522154089120697]
[92140,34.931999588012602]
[92145,34.666800155639599]
[92147,0]
[92154,35.215939844461303]
[92155,34.950000000000003]
[92173,35.006842141402302]
[92201,25.548600125312799]
[92203,24.223636228387999]
[92210,25.663956468001601]
[92211,24.182333246866801]
[92220,37.922610383219499]
[92222,24.030000686645501]
[92223,35.059384775161703]
[92225,24.864409465326698]
[92227,24.352351692226801]
[92230,32.321624886989497]
[92231,24.4468682544986]
[92233,24.5231452185532]
[92234,24.537940364097398]
[92236,24.456450061798101]
[92239,27.360313956681999]
[92240,27.296133524576799]
[92241,27.254445363797402]
[92242,24.115263356660499]
[92243,24.525037901673102]
[92249,24.469829429068199]
[92250,24.376956526331998]
[92251,24.698287999427901]
[92252,34.112245402079097]
[92253,24.752409806798699]
[92254,24.558750057220401]
[92256,37.683437448739902]
[92257,25.340549914340201]
[92258,26.080764770507699]
[92259,26.923737930264899]
[92260,27.6311650952089]
[92262,26.5719403395012]
[92264,30.325542902265202]
[92266,24.911286122768701]
[92267,24.8321379760215]
[92268,40.252724785090301]
[92270,25.456834963455901]
[92273,24.481800613403301]
[92274,24.710077820121001]
[92275,24.391518114540101]
[92276,24.727850313275699]
[92277,27.9310057143562]
[92278,29.6219993591308]
[92280,24.971852215170301]
[92281,24.648960296630801]
[92282,32.155182213056399]
[92283,23.341259187521299]
[92284,36.929778762648603]
[92285,35.645190777276603]
[92301,36.588109638266303]
[92304,25.2528551854585]
[92305,50.4893753281684]
[92307,36.479679098391998]
[92308,37.216729390761401]
[92309,29.283624528617899]
[92310,33.846600494384703]
[92311,33.365002142864697]
[92313,32.691817994551201]
[92314,49.988672707297603]
[92315,50.7882000446319]
[92316,32.441250085830603]
[92320,34.659906884126798]
[92321,44.3306666056315]
[92322,43.547250008582999]
[92324,32.965254717740102]
[92325,42.355714236668099]
[92327,31.683833344777401]
[92328,29.6382650710731]
[92332,33.3064068350903]
[92333,50.286000022888103]
[92335,32.612482531317298]
[92336,33.399199905395399]
[92337,32.644744118978799]
[92338,30.2369703236192]
[92339,46.446162089786]
[92341,47.903250002861]
[92342,34.895540787249203]
[92344,38.6649231263807]
[92345,37.531530586553998]
[92346,33.264063220776997]
[92347,33.178295268834198]
[92352,44.481729790971002]
[92354,32.663999819755503]
[92356,36.587574982642998]
[92358,40.375643811160501]
[92359,35.385355946169]
[92363,24.601021099845401]
[92364,37.237979966715699]
[92365,30.5042515150508]
[92368,35.1744807243347]
[92371,38.923821428843901]
[92372,39.393113168680401]
[92373,33.606657474988097]
[92374,33.0198259436565]
[92376,32.578846219869703]
[92377,33.177000045776303]
[92378,44.166000366210902]
[92382,44.428038410040003]
[92384,32.867894590946598]
[92385,40.023677370625101]
[92386,51.1140000343322]
[92389,31.3238307545735]
[92391,44.959500074386497]
[92392,37.419518826420102]
[92394,35.936504834369501]
[92395,36.163753896859902]
[92397,46.309349927902197]
[92398,31.5243528590482]
[92399,37.807224567569001]
[92401,32.295001029968198]
[92404,34.696252519181598]
[92405,32.550375008583003]
[92407,35.171644049175697]
[92408,32.3687027286838]
[92410,32.377800178527799]
[92411,32.460857554844402]
[92501,32.5960908716375]
[92503,32.950350036621003]
[92504,33.0595861895331]
[92505,32.818636504086498]
[92506,32.964193282588802]
[92507,32.9687837188308]
[92508,33.964736878244501]
[92509,32.729700136184597]
[92518,34.004217313683498]
[92530,33.3058636145158]
[92532,33.377999894515298]
[92536,37.262938525519097]
[92539,40.245071267772701]
[92543,33.5228180798617]
[92544,35.260354881901897]
[92545,33.342584012461899]
[92548,33.919621977934902]
[92549,44.320645153907002]
[92551,33.800454451820997]
[92553,33.9166875600814]
[92555,33.766269240012498]
[92557,33.966716510146398]
[92561,40.821222980280098]
[92562,34.013088623240002]
[92563,33.219600036621003]
[92567,33.601188933174498]
[92570,33.713593250209897]
[92571,33.671792931392197]
[92582,33.126000070571898]
[92583,33.458596251560998]
[92584,33.298075557204903]
[92585,33.349249792098902]
[92586,33.234000062942499]
[92587,33.454838598928099]
[92590,33.646324870308]
[92591,33.334064575933603]
[92592,33.862576200194198]
[92595,33.121249961853003]
[92596,33.414504387104401]
[92602,32.8199998415433]
[92603,33.614869383106999]
[92604,33.237750077247597]
[92606,33.313124656677203]
[92610,32.794499874114898]
[92612,33.6240002632141]
[92614,33.578999900817799]
[92617,33.7599994659423]
[92618,33.440918896649301]
[92620,33.268080093383702]
[92624,35.163000297546297]
[92625,34.525199546813901]
[92626,34.0896003178187]
[92627,34.644000161212396]
[92629,35.035764851289599]
[92630,33.506210547999302]
[92637,33.718500423431301]
[92646,34.941871003181703]
[92647,34.373999786376899]
[92648,34.989599990844702]
[92649,34.576764645295903]
[92651,33.9040273483485]
[92653,33.685679626464797]
[92655,33.9870002746582]
[92656,33.770689536785198]
[92657,33.968639648437403]
[92660,34.303894765753398]
[92661,35.651998901367101]
[92662,35.4180004119873]
[92663,35.248499965667698]
[92672,34.920827747213401]
[92673,34.100400085449202]
[92675,33.880413257188998]
[92676,33.9932886833925]
[92677,33.912468659877703]
[92678,35.404075467811403]
[92679,33.3619285174778]
[92683,33.971189148361603]
[92688,33.337499904632502]
[92691,33.629792719873798]
[92692,33.452210847954902]
[92694,33.674841830604898]
[92701,33.127499485015797]
[92703,33.260400009155198]
[92704,33.690666580200102]
[92705,33.1367143086024]
[92706,33.073499679565401]
[92707,33.478499794006296]
[92708,34.237799949645897]
[92780,33.171333821614503]
[92782,33.171000194549499]
[92801,32.854799560546802]
[92802,32.939999084472603]
[92804,33.088499879837002]
[92805,32.908174199643298]
[92806,32.860758866934901]
[92807,32.6960489412633]
[92808,32.856705631929202]
[92821,32.556000049297602]
[92823,32.750210591366397]
[92831,32.696400089263904]
[92832,32.770364310524599]
[92833,32.640666834513297]
[92835,32.510608689681298]
[92840,33.108960021972599]
[92841,33.5358750343322]
[92843,33.268000030517499]
[92844,33.704398956298803]
[92845,33.823500537872299]
[92860,32.911999956766699]
[92861,32.8290000915527]
[92865,32.925000214576698]
[92866,33.134999656677202]
[92867,32.878200187683099]
[92868,33.030428286961097]
[92869,32.849454324895603]
[92870,32.632695305865703]
[92879,32.747999954223602]
[92880,32.975933967841797]
[92881,33.033345926724898]
[92882,33.172645125850501]
[92883,33.492268590784697]
[92886,32.771333185831701]
[92887,32.768914195469399]
[93001,37.056471186033697]
[93003,36.119753437825999]
[93004,36.442000198364198]
[93010,36.135365937395697]
[93012,36.309275591130103]
[93013,36.547435369902203]
[93015,35.7799014239244]
[93021,35.795682402217999]
[93022,36.469411805096698]
[93023,39.513721052899797]
[93030,37.235018140619403]
[93033,37.199333381652799]
[93035,37.9998748540878]
[93036,37.207448327952399]
[93040,35.950786541285098]
[93041,37.692146343138099]
[93042,37.562888781229603]
[93043,37.830000686645498]
[93060,37.468737575047598]
[93063,34.143951136891403]
[93064,33.437142889840203]
[93065,34.713579700373799]
[93066,36.1677598686218]
[93067,36.921000480651799]
[93101,37.8133847896869]
[93103,37.2380002975463]
[93105,36.5887762316475]
[93108,36.322320007324201]
[93109,37.291636120189303]
[93110,37.338789488139902]
[93111,38.393586296870701]
[93117,37.883796776186998]
[93201,34.7340622290249]
[93202,35.170500755310002]
[93203,33.675293086161503]
[93204,34.189660707541798]
[93205,46.243047199609101]
[93206,33.776930259416901]
[93207,45.628521304559897]
[93208,48.997411784435201]
[93210,36.625940718188197]
[93212,34.834874948859103]
[93215,34.210497134310501]
[93218,33.933407310203201]
[93219,34.620336026000899]
[93220,36.1738162935996]
[93221,34.972325869635903]
[93222,46.953218161842997]
[93223,34.9752005767822]
[93224,34.210729374605002]
[93225,46.0143157553008]
[93226,41.667335308860302]
[93230,35.091496429830599]
[93234,34.130106088499303]
[93235,34.936908791281901]
[93238,42.589016334378002]
[93239,33.880878345655297]
[93240,41.172452428848899]
[93241,33.283714648655398]
[93242,34.888458955610098]
[93243,39.328532087802799]
[93244,34.853590796210497]
[93245,34.794715292722103]
[93247,34.502434219414603]
[93249,34.216085946018602]
[93250,34.036457736215603]
[93251,34.957719354290198]
[93252,41.361118578196901]
[93254,38.411811013484503]
[93255,41.161574993133399]
[93256,34.8455747956598]
[93257,37.340038069226303]
[93258,34.698001098632801]
[93260,43.4870840014392]
[93261,34.055210916619501]
[93262,54.5667705604696]
[93263,33.826724538974403]
[93265,45.186553989147498]
[93266,34.405217361450099]
[93267,34.501221297127799]
[93268,33.522552485215002]
[93270,34.311775889889901]
[93271,44.909983162383398]
[93272,34.962865082910398]
[93274,35.112312630210802]
[93276,33.7034989356994]
[93277,35.2198777817391]
[93280,34.053702365594503]
[93283,42.875865469507303]
[93285,43.3468043026716]
[93286,34.444641478556399]
[93287,35.288028096481099]
[93291,35.172153218181002]
[93292,34.926744611419799]
[93301,33.684000091552697]
[93304,33.630667241414301]
[93305,33.590526279650199]
[93306,36.341303556306002]
[93307,33.264620212532201]
[93308,35.813771754447799]
[93309,33.722727038643498]
[93311,33.361841786620303]
[93312,33.7156665802001]
[93313,33.2301071484031]
[93314,33.697994536927197]
[93401,39.139976470049596]
[93402,40.525773890951299]
[93405,39.581190222172602]
[93410,38.802000617980902]
[93420,39.145252839543502]
[93422,39.673703079556802]
[93424,39.765000000000001]
[93426,38.038298067679698]
[93427,38.249443931579499]
[93428,39.747124958038199]
[93429,40.084153901613597]
[93430,39.744575673627601]
[93432,39.473347068113398]
[93433,39.636000061035098]
[93434,40.300645125296803]
[93436,38.9488682207229]
[93437,40.469828567504798]
[93440,38.864750003814699]
[93441,37.090323509889402]
[93442,40.102085870613998]
[93444,39.712715948231001]
[93445,40.0491863929619]
[93446,38.901465234713797]
[93449,39.6263078102698]
[93450,38.180503059164799]
[93451,38.820884470483399]
[93452,39.814909112036602]
[93453,38.970184079057297]
[93454,37.950576111702503]
[93455,39.255000014738499]
[93458,39.782099962234497]
[93460,36.562736919051702]
[93461,38.595966483360897]
[93463,38.2164425453253]
[93465,39.388646318854299]
[93501,37.015270950054301]
[93505,35.334545493848303]
[93510,37.162949470045]
[93512,49.886535593655303]
[93513,48.881594932379201]
[93514,52.4441848342546]
[93516,35.673451729343299]
[93517,57.625566468116503]
[93518,41.469514980887801]
[93519,33.921010213948897]
[93522,41.045930172676201]
[93523,35.831900478394502]
[93524,35.883750772476098]
[93526,48.819053255764402]
[93527,49.834451138689303]
[93528,35.177571732657199]
[93529,56.308142873218998]
[93530,38.453999519348102]
[93531,40.670538495870701]
[93532,38.890371392113799]
[93534,36.271548511135897]
[93535,36.198006433921996]
[93536,36.503710303531598]
[93541,55.945777248410998]
[93543,38.244726506049297]
[93544,38.0175381442616]
[93545,42.278867600945802]
[93546,57.994755210433297]
[93549,42.857751551214498]
[93550,39.426878958151299]
[93551,37.21813144475]
[93552,36.5519999875861]
[93553,41.727648943718599]
[93554,35.158145374644803]
[93555,33.817770512064897]
[93558,34.883142553056899]
[93560,36.3977409787746]
[93561,43.012895681228997]
[93562,31.140545654296801]
[93563,44.442082739205198]
[93591,36.351720005035297]
[93592,30.909493118116199]
[93601,38.721381797790499]
[93602,39.751049210595198]
[93603,40.225185609006502]
[93604,48.979146543194901]
[93605,45.012000274658199]
[93606,0]
[93608,34.686674995969902]
[93609,34.873200001716597]
[93610,35.637740519826004]
[93611,34.250400924682602]
[93612,34.272923425527701]
[93614,37.122420794284103]
[93615,34.874275727107602]
[93616,34.442841158415099]
[93618,34.826601581275398]
[93619,34.675891950968101]
[93620,35.905336366133298]
[93621,37.784082939579797]
[93622,35.7752710245543]
[93623,46.105821457079401]
[93624,34.566432294228001]
[93625,34.5322000885009]
[93626,34.89702728404]
[93627,34.981127783409597]
[93628,47.317014034701003]
[93630,35.302861028121598]
[93631,34.951366265929501]
[93633,51.007594909547201]
[93634,57.6499802674062]
[93635,35.800255174948099]
[93636,34.779669853540803]
[93637,35.618391879476597]
[93638,35.245714245323398]
[93640,35.404701203290102]
[93641,41.11946344143]
[93643,40.273679998699002]
[93644,41.7058309912345]
[93645,37.019630602322998]
[93646,34.490613471657099]
[93647,35.3972272049296]
[93648,34.516902658415901]
[93650,34.356000137328998]
[93651,35.492594610678097]
[93652,34.879636001586903]
[93653,35.586563269227803]
[93654,34.586371371727097]
[93656,34.933166799759199]
[93657,34.6838698265299]
[93660,35.103252560624398]
[93662,34.673498314439598]
[93664,47.631880427832101]
[93665,35.85]
[93666,34.751998901367102]
[93667,37.193577466884101]
[93668,35.400992446058297]
[93669,39.831600036620998]
[93673,35.025601043701101]
[93675,36.6090507694826]
[93701,34.406401290893498]
[93702,34.404000854492097]
[93703,34.388572311401298]
[93704,34.383818799799101]
[93705,34.419000053405703]
[93706,34.809424377069199]
[93710,34.3135193023681]
[93711,34.458557989430901]
[93720,34.270629207066101]
[93721,34.415400466918904]
[93722,34.564459589365299]
[93723,34.843031826140702]
[93725,34.561574978828403]
[93726,34.3553078137911]
[93727,34.357024606844199]
[93728,34.414500188827503]
[93730,34.299942496163503]
[93901,40.424290861649901]
[93905,40.342587914186304]
[93906,40.3711154387547]
[93907,40.821582551604301]
[93908,40.603740472221503]
[93920,40.207152005143598]
[93921,41.190000343322701]
[93923,40.961048789140598]
[93924,40.2944600208277]
[93925,40.206709344046402]
[93926,39.917196377685997]
[93927,38.951793530884999]
[93928,38.773791042726401]
[93930,38.4360352592551]
[93932,38.161536030578603]
[93933,41.666117679371503]
[93940,41.245378365387801]
[93943,0]
[93950,41.677091008966599]
[93953,41.585400066375698]
[93954,37.818582028061599]
[93955,41.6034230287258]
[93960,39.125723425343701]
[93962,40.458000755310003]
[94002,39.185727154124798]
[94005,39.807750034332201]
[94010,40.011882288315697]
[94014,41.240571457999103]
[94015,41.301000213622999]
[94019,41.542235242619199]
[94020,39.671971965504603]
[94021,39.9254118414486]
[94022,38.761701469990697]
[94024,38.136000088282898]
[94025,38.793000025749201]
[94027,38.690727528658698]
[94028,38.392800121307303]
[94030,40.310727154124798]
[94037,41.845894823576202]
[94038,41.641499733924803]
[94040,38.293846101027199]
[94041,38.3189998626709]
[94043,38.482153789813701]
[94044,41.532508423368803]
[94060,41.3962014383549]
[94061,38.787857069287902]
[94062,39.630919688983496]
[94063,39.1181740055913]
[94065,39.282857240949298]
[94066,40.951363511518998]
[94070,39.072692320896998]
[94074,41.714086955526597]
[94080,40.742850022315899]
[94085,38.156769341688801]
[94086,38.1765000343322]
[94087,38.157750105857801]
[94089,38.299636485359798]
[94102,40.151999759673998]
[94103,40.077749991416901]
[94104,40.619999313354398]
[94105,40.7280000686645]
[94107,40.011600151061998]
[94108,40.187999725341697]
[94109,40.506000137329103]
[94110,40.089000248909002]
[94111,40.709999656677198]
[94112,40.516800041198699]
[94114,40.522285488673603]
[94115,40.543500137329097]
[94116,41.381399745941103]
[94117,40.779428591047001]
[94118,40.948499751090999]
[94121,41.286000108718802]
[94122,41.316000080108601]
[94123,40.589999771118102]
[94124,39.694125008583001]
[94127,41.203714207240502]
[94128,40.004142911093503]
[94129,41.100599670410098]
[94130,40.4880002975463]
[94131,40.6987500429153]
[94132,41.456400146484299]
[94133,40.541999816894503]
[94134,39.777272571216898]
[94158,40.188000297546303]
[94301,38.595000171661297]
[94303,38.751818223432998]
[94304,38.316720016479401]
[94305,38.385299921035703]
[94306,38.4850000381469]
[94401,39.632769056466898]
[94402,39.624000091552702]
[94403,39.528000068664497]
[94404,39.425647107292598]
[94501,39.434903212516502]
[94502,39.406000137329002]
[94503,39.677454757690398]
[94505,36.608819396237202]
[94506,38.7550541542671]
[94507,39.232499992847401]
[94508,39.838968721032103]
[94509,37.168935326606899]
[94510,38.351834909631499]
[94511,37.089428819928798]
[94512,37.639285734721497]
[94513,37.047899871826097]
[94514,36.632035681179502]
[94515,38.911813278104503]
[94516,40.111500120162901]
[94517,39.1985600051879]
[94518,37.926299972534103]
[94519,37.663764818976901]
[94520,37.590789292987999]
[94521,38.767079956054602]
[94523,37.853586071935098]
[94525,38.7197140012468]
[94526,38.977578946163703]
[94528,39.100000190734796]
[94530,39.727411853565798]
[94531,37.160651220277302]
[94533,37.418385556232501]
[94534,37.391058034538801]
[94535,37.595000171661297]
[94536,38.278999900817801]
[94538,37.962922950157697]
[94539,38.464736842105197]
[94541,39.210193430992803]
[94542,39.748799972534101]
[94544,38.845534781522502]
[94545,38.860609810526697]
[94546,39.7585713795253]
[94547,39.042857142857102]
[94548,37.003500080108601]
[94549,39.3215342691499]
[94550,38.766913896522702]
[94551,38.382179998397802]
[94552,39.741263228968499]
[94553,38.5498033117075]
[94555,38.569565068120497]
[94556,39.8870868848717]
[94558,38.049824409254697]
[94559,39.490163297069302]
[94560,38.193735986385697]
[94561,36.927428926740298]
[94563,39.930272717909297]
[94564,39.159750080108601]
[94565,37.913793177440198]
[94566,37.956000027289697]
[94567,38.259996159383199]
[94568,38.153678604534598]
[94569,38.6827498197555]
[94571,37.2361176285089]
[94572,38.9759999084472]
[94573,37.888499879836999]
[94574,38.303306826937202]
[94575,39.684000205993598]
[94576,37.559999656677199]
[94577,39.381085510253897]
[94578,39.418000125885001]
[94579,39.225818356600598]
[94580,39.100500154495201]
[94582,38.290440032958898]
[94583,38.6705357449395]
[94585,37.700577205939503]
[94586,38.612071730096197]
[94587,38.936756817070197]
[94588,38.455606260825299]
[94589,39.103090810775697]
[94590,39.6800867744114]
[94591,38.682000011867899]
[94592,39.729599876403803]
[94595,38.883900003433197]
[94596,38.567250108718802]
[94597,38.165571335383802]
[94598,38.765018171830597]
[94599,37.9619998455047]
[94601,39.4667140551975]
[94602,40.012153772207398]
[94603,39.377999925613402]
[94605,40.005428581237801]
[94606,39.434571320669903]
[94607,39.732521562990897]
[94608,39.524249982833801]
[94609,39.511714472089501]
[94610,39.561600151062002]
[94611,40.430571474347801]
[94612,39.462000274658202]
[94613,39.647999382019002]
[94618,39.943199787139797]
[94619,40.314830862191997]
[94621,39.433741729490201]
[94702,39.4860001373291]
[94703,39.608400192260703]
[94704,40.035000085830603]
[94705,40.3827272415161]
[94706,39.471599807739203]
[94707,39.938999748229897]
[94708,40.0902856554303]
[94709,39.854999828338599]
[94710,39.582545367154196]
[94720,40.295999622344901]
[94801,39.9876521649567]
[94803,39.385714244842497]
[94804,39.823154067993102]
[94805,39.560571507045204]
[94806,39.643935326606901]
[94850,39.684000205993598]
[94901,39.889200061798]
[94903,39.541636432300898]
[94904,39.753999964396101]
[94920,40.867333412170403]
[94922,41.050897956381]
[94923,42.211590364754898]
[94924,41.004847849970197]
[94925,40.774499702453603]
[94928,39.848999977111802]
[94929,42.7980000686645]
[94930,39.789934467878503]
[94931,39.884159980773902]
[94933,39.288000297546297]
[94937,42.355807203269798]
[94938,39.8441998815536]
[94939,40.083599910735998]
[94940,41.480275844705503]
[94941,40.993241382467303]
[94945,39.6719433424607]
[94946,39.640404695720299]
[94947,39.304888958401101]
[94949,39.627899980545003]
[94950,40.677818142284003]
[94951,39.875793022944997]
[94952,40.124202870777602]
[94954,39.750803394397401]
[94956,41.728878250122001]
[94957,39.459000205993597]
[94960,39.464250040054303]
[94963,39.284727079218001]
[94964,41.439000034332203]
[94965,41.332384685369597]
[94970,41.152666664123501]
[94971,41.674400100707999]
[94972,41.661199913024802]
[94973,39.382235358743102]
[95002,38.3298750758171]
[95003,39.733569250840397]
[95004,39.9180000333225]
[95005,39.455600051879799]
[95006,39.392727244984002]
[95007,39.9090002059936]
[95008,38.120076986459502]
[95010,41.8290000915527]
[95012,42.150947299756503]
[95013,37.527000331878597]
[95014,38.739267239712198]
[95017,40.683238129388698]
[95018,39.3039718735386]
[95019,40.483199958801201]
[95020,38.518749608913403]
[95023,38.940722136186103]
[95030,38.944772789695001]
[95032,38.853206910758097]
[95033,39.813384623405199]
[95035,38.275054990328201]
[95037,38.711665941638103]
[95039,42.216285678318499]
[95041,0]
[95043,38.600908875982697]
[95045,39.985550571827403]
[95046,37.767599922180104]
[95050,37.968857084001797]
[95051,38.069142763955199]
[95053,37.919999313354403]
[95054,38.002285746165597]
[95060,40.4000470397051]
[95062,42.543158039293701]
[95064,40.003499794006302]
[95065,39.445395323287599]
[95066,39.651205428658997]
[95070,39.078562527894903]
[95073,39.365538443051797]
[95075,38.952355927936097]
[95076,40.136457697061303]
[95110,37.880823460747202]
[95111,37.757100219726503]
[95112,37.8036429405212]
[95113,37.847999382018997]
[95116,37.7520001602172]
[95117,38.071999740600504]
[95118,37.991999888420096]
[95119,37.8332730206576]
[95120,38.980235357845501]
[95121,37.740000152587797]
[95122,37.730000114440898]
[95123,37.9230000686645]
[95124,38.069249868392902]
[95125,37.9305515157765]
[95126,37.976999902725197]
[95127,38.185125088691699]
[95128,38.004461332467798]
[95129,38.145600128173797]
[95130,38.153999733924799]
[95131,37.766181902451898]
[95132,39.773999941001797]
[95133,37.731818337873896]
[95134,37.882199878692603]
[95135,39.490965463375197]
[95136,37.878599739074701]
[95138,38.441443238799103]
[95139,37.610999965667702]
[95140,39.9121176663567]
[95148,38.294399888174802]
[95202,36.307200164794899]
[95203,36.364667129516498]
[95204,36.437249851226802]
[95205,36.297749948501497]
[95206,36.505505100500997]
[95207,36.567428316388799]
[95209,36.7342498540878]
[95210,36.522260881506803]
[95211,0]
[95212,36.536634203282702]
[95215,36.264152031801999]
[95219,37.128966954916898]
[95220,36.683327013708499]
[95222,37.460789278598099]
[95223,53.900669679346898]
[95224,43.034571402413398]
[95225,36.501999918619703]
[95226,36.648857280186199]
[95227,36.5835587340515]
[95228,36.639755429032299]
[95230,36.290515945188403]
[95231,36.198749999999997]
[95232,37.805172354599499]
[95233,40.286357341493797]
[95234,36.8327206008574]
[95236,36.320189558154503]
[95237,36.662117655136903]
[95240,36.601906532216297]
[95242,36.8039057526913]
[95245,38.181206104773501]
[95246,39.062100013732802]
[95247,39.110805189454702]
[95248,40.7824500417709]
[95249,37.683901852917799]
[95250,40.460571425301602]
[95251,38.261142744336802]
[95252,36.787662671560199]
[95254,36.509739602130303]
[95255,40.896171403067399]
[95257,41.679428591046999]
[95258,36.653571673801899]
[95301,35.802254046423897]
[95303,35.879374623298503]
[95304,36.8124173849532]
[95305,39.6852857351303]
[95306,36.147527334144698]
[95307,35.895066524421999]
[95310,39.082666683196997]
[95311,40.972501609785603]
[95312,35.718000411987198]
[95313,35.683818262273597]
[95314,53.878645161659499]
[95315,35.819909759066]
[95316,36.016218772530401]
[95317,35.930867103990003]
[95318,41.635999971277499]
[95319,35.933999633789]
[95320,36.0717744231913]
[95321,43.298937856516197]
[95322,35.768670637261899]
[95323,36.044713051837398]
[95324,35.802948833417197]
[95325,35.9090260765769]
[95326,35.9774722428755]
[95327,36.824522309394297]
[95328,35.916001510620099]
[95329,36.549113514481697]
[95330,36.099487814792298]
[95333,35.587923250564302]
[95334,35.859699134456299]
[95335,46.3549939823721]
[95336,36.1765005588531]
[95337,36.171017623901399]
[95338,39.057893370710403]
[95340,35.868584840947797]
[95341,35.847913150061302]
[95345,39.921365896085298]
[95346,44.1013638236305]
[95348,35.818327838084699]
[95350,35.937749326229003]
[95351,35.879455115578303]
[95354,35.8940699741758]
[95355,35.934789426703198]
[95356,36.011190765895201]
[95357,35.977355857744598]
[95358,36.023415882556399]
[95360,36.462945898617001]
[95361,36.064699794261003]
[95363,36.319080005645702]
[95364,56.498880671438798]
[95365,35.748711524575398]
[95366,36.157576966111698]
[95367,35.981683972007303]
[95368,36.144545329700797]
[95369,35.843581809255497]
[95370,39.534741132106397]
[95372,41.693250060081397]
[95374,35.935427015149898]
[95375,47.538545348427498]
[95376,36.173399620056102]
[95377,37.548990295928597]
[95379,41.679932973943799]
[95380,35.8730628490447]
[95382,35.967408579046001]
[95383,42.4502698667321]
[95385,36.253239105058697]
[95386,36.066758981957499]
[95387,37.439535315650403]
[95388,35.7690605778022]
[95389,54.238052968032001]
[95391,37.265932608186503]
[95401,39.9195555157131]
[95403,39.676674217401498]
[95404,39.140922572228199]
[95405,39.609652245562998]
[95407,39.914318197423697]
[95409,39.249268964570099]
[95410,42.981783430743299]
[95412,41.138516124602198]
[95415,40.2290704673444]
[95417,43.075973138233103]
[95420,44.852571487426701]
[95421,40.035326891892097]
[95422,39.615834346748599]
[95423,39.5927826217983]
[95425,39.106864063253603]
[95426,40.357291110557803]
[95427,41.6051208768572]
[95428,42.506624974097498]
[95429,41.491610738254998]
[95430,42.996000480651801]
[95431,0]
[95432,42.5934718205895]
[95435,40.602000617980899]
[95436,39.823813886420602]
[95437,43.996116104226601]
[95439,39.8499998092651]
[95441,39.025669192550701]
[95442,38.862319156971303]
[95443,39.330000114440899]
[95444,39.846000480651803]
[95445,41.566899065140099]
[95446,39.952171956002701]
[95448,38.958720347468201]
[95449,39.619164009475703]
[95450,42.010373796480799]
[95451,39.738271394566603]
[95452,39.2103333473205]
[95453,40.809513525060602]
[95454,42.312101894954402]
[95456,44.0286977989729]
[95457,39.161695466791898]
[95458,40.722259443128401]
[95459,42.240336986070197]
[95460,43.9211999130249]
[95461,39.138512186887702]
[95462,40.8676800384521]
[95463,41.4781303944795]
[95464,41.135571629660397]
[95465,41.2099499523639]
[95466,40.785440518915401]
[95467,38.901499986648503]
[95468,42.690217757994098]
[95469,42.363856585706401]
[95470,41.4376513769867]
[95471,40.262571389334497]
[95472,39.969850794948698]
[95476,39.5798306969265]
[95482,40.409609220682398]
[95485,41.222444394429502]
[95486,0]
[95488,43.473696317372102]
[95490,42.506721983493598]
[95492,39.767828538077197]
[95493,41.502999877929597]
[95494,40.3073707357267]
[95497,43.682612819056303]
[95501,44.959161463091398]
[95503,44.2156331163891]
[95511,42.1437040996123]
[95514,42.816411408560597]
[95519,44.981142834254598]
[95521,44.446170398044998]
[95524,44.232976793688401]
[95525,43.171139467505299]
[95526,44.280458327134397]
[95527,44.224681305099303]
[95528,43.650728155339799]
[95531,45.046980277892899]
[95536,43.7568532302517]
[95537,45.299999999999898]
[95540,43.897358613644002]
[95542,42.142339420567502]
[95543,44.995913070181103]
[95545,42.559021270021397]
[95546,41.678897642275999]
[95547,43.8078621305268]
[95548,45.003707829486103]
[95549,43.479946310568103]
[95550,44.670680526704501]
[95551,44.598104045845801]
[95552,46.547447392008301]
[95553,41.569557419634798]
[95554,41.904472910124603]
[95555,44.2823478599216]
[95556,42.598897959438503]
[95558,43.2937811365667]
[95559,42.290399951934802]
[95560,41.394137401435202]
[95562,43.396320064544597]
[95563,42.927584867962302]
[95564,45.485538350618697]
[95565,43.735208907056197]
[95567,44.330151396063599]
[95568,42.855107157570899]
[95569,43.0543548137911]
[95570,45.463188689609701]
[95571,43.004999828338597]
[95573,43.148345145465399]
[95585,42.958371423993697]
[95587,42.4679999602468]
[95589,42.714936226646799]
[95595,43.095862004587502]
[95601,37.549714687892298]
[95602,38.189067350397401]
[95603,37.914516574025903]
[95604,54.1649999141693]
[95605,36.415200347900303]
[95606,37.554422620316601]
[95607,37.352670551586598]
[95608,36.172530847666202]
[95610,35.913931195489198]
[95612,36.896330411093501]
[95614,38.219466705322198]
[95615,36.918132207681801]
[95616,36.108171255929101]
[95618,36.4332263695932]
[95619,38.398499894142098]
[95620,36.679525749673097]
[95621,35.917500441414902]
[95623,37.6500873639745]
[95624,36.526716911448197]
[95625,37.0560001373291]
[95626,36.279750082709498]
[95627,36.035707313723599]
[95628,36.103764590094997]
[95629,39.4219441248718]
[95630,36.0443079434908]
[95631,40.865899322176901]
[95632,36.562775117559902]
[95633,38.863584914297398]
[95634,39.816771154493303]
[95635,38.558430355410003]
[95636,47.164623580796601]
[95637,37.943487844234497]
[95638,36.431049331815998]
[95639,36.819158212762098]
[95640,36.376097882859199]
[95641,37.388145194240103]
[95642,37.482275844442398]
[95645,36.169681168371604]
[95646,56.3961000394821]
[95648,35.8821081316148]
[95650,36.247312474250698]
[95651,37.344837330662898]
[95652,36.1264280319213]
[95653,35.960700302124003]
[95655,36.361000347137399]
[95658,36.733272725885499]
[95659,36.336909120733097]
[95660,36.092639511108402]
[95661,35.868562710285097]
[95662,35.932883861453]
[95663,36.606562542915299]
[95664,37.366609801315597]
[95665,37.873200001716597]
[95666,46.422362808183202]
[95667,38.528008948905097]
[95668,36.1726329368881]
[95669,37.019688764566602]
[95670,36.265411780862202]
[95672,37.758808913927297]
[95673,36.230699787139798]
[95674,35.839140417556102]
[95675,38.828999519348102]
[95677,35.912000274658098]
[95678,35.914154346172602]
[95679,38.586404498239503]
[95680,37.074000549316402]
[95681,35.634782956994002]
[95682,37.249456270458602]
[95683,36.300507053858702]
[95684,41.0937168716735]
[95685,38.129876220349203]
[95686,37.061727291453899]
[95687,37.024071489061598]
[95688,37.042057129996103]
[95689,39.893270970282103]
[95690,37.064765085137402]
[95691,36.577517617169498]
[95692,35.849000008900902]
[95693,36.519982900416501]
[95694,36.584192348026697]
[95695,35.905942293894299]
[95697,35.913001441955501]
[95698,36.028987584113999]
[95699,36.885600128173799]
[95701,43.769720942474997]
[95703,38.6797894628424]
[95709,39.4155000686645]
[95713,39.703439958052201]
[95714,41.810999965667698]
[95715,46.054874973637702]
[95717,41.031299843788098]
[95720,51.5132317241397]
[95721,55.413839984893698]
[95722,39.032571315765303]
[95724,55.803000068664502]
[95726,43.093804232057103]
[95728,54.244269143617998]
[95735,54.4424999407359]
[95736,39.324000549316402]
[95742,36.2820000239781]
[95746,35.994507013240302]
[95747,35.993005611356402]
[95757,36.751642906220603]
[95758,36.645374751090898]
[95762,36.692911185315303]
[95765,35.936000213622997]
[95776,36.3058015492336]
[95811,36.2765994644164]
[95814,36.324000549316402]
[95815,36.1815487769342]
[95816,36.2665706634521]
[95817,36.315000343322701]
[95818,36.370801162719701]
[95819,36.239999313354403]
[95820,36.326000404357899]
[95821,36.145714187621998]
[95822,36.437646776087099]
[95823,36.478467860120404]
[95824,36.369231561513999]
[95825,36.241499519348103]
[95826,36.342545648054603]
[95827,36.2771995925903]
[95828,36.400499653816198]
[95829,36.435797664787103]
[95830,36.5167658055082]
[95831,36.577548648464997]
[95832,36.7299428885323]
[95833,36.3725144740513]
[95834,36.386400113786898]
[95835,36.426461615929199]
[95837,36.624500417709299]
[95838,36.149117626863301]
[95841,36.098142651149203]
[95842,36.0209997449602]
[95843,35.960077065687898]
[95864,36.256079818725503]
[95901,36.1295378315912]
[95903,35.825793141332099]
[95910,45.608382330221197]
[95912,36.256095662324299]
[95914,37.538896672478998]
[95915,44.965685379371202]
[95916,39.2712322407654]
[95917,36.079061694093497]
[95918,37.066035967765004]
[95919,39.547768454300702]
[95920,35.948829859607599]
[95922,41.234179647266799]
[95923,48.579315812964097]
[95925,40.636316505267402]
[95926,36.136714226858899]
[95928,36.0975906591746]
[95930,41.222099990844697]
[95932,36.009517117978]
[95934,47.086120495164202]
[95935,39.263419422026601]
[95936,47.463731675496902]
[95937,36.045380111479403]
[95938,36.1194980740962]
[95939,40.092704989671702]
[95941,40.4494154944786]
[95942,45.716372691067697]
[95943,35.864318223433003]
[95944,43.781999900124198]
[95945,40.840818933051303]
[95946,37.878361408968999]
[95947,48.955705997791597]
[95948,36.046629569704102]
[95949,38.441570639304103]
[95950,36.0872727827592]
[95951,36.058184006339502]
[95953,36.076469901424097]
[95954,41.121510594956398]
[95955,36.009878279836499]
[95956,46.253045478734101]
[95957,36.1059330240885]
[95959,42.542664583869602]
[95960,40.327081986724302]
[95961,35.9848494673574]
[95962,38.412504170521899]
[95963,35.836894204320998]
[95965,36.928204049427201]
[95966,37.212819550966898]
[95968,36.048001098632803]
[95969,36.4581206609463]
[95970,35.892814015533901]
[95971,47.0329132537452]
[95973,36.9866317905079]
[95974,36.064055241765097]
[95975,38.744499969482398]
[95977,36.820927229622299]
[95978,40.906434531833803]
[95979,39.496993820833403]
[95981,45.777745278473802]
[95982,36.363313995405697]
[95983,49.454129021552198]
[95984,45.793338436713498]
[95986,43.674374967813399]
[95987,37.236508378181703]
[95988,36.245075500317597]
[95991,36.030413917015302]
[95993,36.045700632968803]
[96001,36.922033617676803]
[96002,35.369302235093201]
[96003,37.250994132645403]
[96006,51.439703814382703]
[96007,35.762080989683199]
[96008,37.014080544286102]
[96009,50.287225412364499]
[96010,46.446386861534997]
[96011,44.139897188293602]
[96013,46.792281997746798]
[96014,48.867647745934399]
[96015,50.669452972412003]
[96016,46.9284277182783]
[96017,44.178340198575803]
[96019,35.901599998474097]
[96020,52.208126572717497]
[96021,35.534980926352297]
[96022,36.1225445195143]
[96023,51.255157076150397]
[96024,45.170410172706603]
[96025,47.482597790075303]
[96027,48.0436766323526]
[96028,47.3261921595277]
[96029,35.188102963391401]
[96031,46.930797454978702]
[96032,47.973234028056702]
[96033,42.159892182391602]
[96034,48.527771273429003]
[96035,35.9647134481894]
[96037,45.669600105285603]
[96038,45.760702808483202]
[96039,45.853626632576997]
[96040,48.573626742256501]
[96041,45.870455148631102]
[96044,46.561113405719198]
[96046,44.614990174720099]
[96047,39.834330856098802]
[96048,47.365315869826098]
[96049,43.546571459089002]
[96050,47.819230143365097]
[96051,41.272753417655203]
[96052,44.985257132393897]
[96054,50.179127280912702]
[96055,36.2549641248239]
[96056,48.7103472556648]
[96057,48.921049889532704]
[96058,51.325424216492003]
[96059,40.5252232783049]
[96061,50.992085882198502]
[96062,36.519966056306401]
[96063,50.449914958629201]
[96064,47.834908997111498]
[96065,43.5540526013625]
[96067,50.284695648628698]
[96068,49.799563605568601]
[96069,38.466687133192302]
[96071,50.641260191639297]
[96073,35.626372922477003]
[96074,37.581132337626201]
[96075,39.347104505282701]
[96076,43.971362658909399]
[96080,36.560889115122102]
[96084,41.211063792857701]
[96085,46.516681960684302]
[96086,46.336772366284599]
[96087,41.617667640732101]
[96088,41.746670970854602]
[96090,35.971499347686702]
[96091,48.712148515304598]
[96092,35.824406272172901]
[96093,45.783013076449002]
[96094,49.321446395771801]
[96096,42.951986590007699]
[96097,46.511538477205001]
[96101,52.0328236761261]
[96103,50.5011653088754]
[96104,51.530544612416001]
[96105,51.624260860747803]
[96106,50.332914901286998]
[96107,52.4948720979135]
[96108,52.306305812819197]
[96109,48.459000012982401]
[96110,52.217845250442302]
[96111,53.149800004225497]
[96112,52.560655720507498]
[96113,46.877400054931599]
[96114,48.898526678051297]
[96115,51.535117773850402]
[96116,52.459202422646499]
[96117,50.428217944381601]
[96118,52.644226705397301]
[96119,53.532635830836398]
[96120,53.862507349690901]
[96121,49.021532859245298]
[96122,51.707778678956501]
[96123,52.985093535965198]
[96124,51.9907894510971]
[96125,51.312971697123302]
[96126,54.002845725468198]
[96128,48.078694115000303]
[96129,51.303629046101697]
[96130,51.963038747724497]
[96132,53.386517274761303]
[96133,47.766000085506697]
[96134,51.446668584758697]
[96135,50.661389339971102]
[96136,48.886492255796803]
[96137,51.476761954171302]
[96140,54.391799955368]
[96141,54.218425509270098]
[96142,54.766988796062599]
[96143,54.592499971389699]
[96145,54.533758370828302]
[96146,55.044888867272199]
[96148,54.011999759673998]
[96150,55.5124079895972]
[96155,55.661608678361603]
[96161,54.496224992275202]
[96701,22.9328513145446]
[96703,24.505216916402102]
[96704,31.598789308891899]
[96705,24.472195943196599]
[96706,23.212331771850501]
[96707,23.398463373598801]
[96708,27.503143517545901]
[96710,32.337172605553398]
[96712,23.664686168323801]
[96713,27.427524368851198]
[96714,24.668940021764001]
[96716,24.608432769775298]
[96717,23.422419621394202]
[96719,26.7966559727986]
[96720,32.640045381479901]
[96722,24.618464152018198]
[96725,30.566209028308499]
[96726,31.533701202015799]
[96727,30.1689444259036]
[96728,32.206233978271399]
[96729,23.076756217262901]
[96730,23.393928527831999]
[96731,23.7222960545466]
[96732,27.287062131441498]
[96734,22.852330174939301]
[96737,31.6553391923417]
[96738,29.261697090278201]
[96740,29.6788240254218]
[96741,24.495115575656001]
[96742,25.167935689290299]
[96743,29.671861144317901]
[96744,23.007270393790701]
[96746,24.5001118788078]
[96747,24.451138087681301]
[96748,25.3274354457855]
[96749,32.258474159240698]
[96750,31.9839901200451]
[96751,24.4504089355468]
[96752,24.494348144531202]
[96753,27.346328388560899]
[96754,24.562843464038899]
[96755,26.821628719181199]
[96756,24.419914832481901]
[96757,24.461998358005399]
[96759,23.4710388183593]
[96760,32.417170562744097]
[96761,27.082821194488201]
[96762,23.565874161258801]
[96763,26.561808801466402]
[96764,32.152307839229103]
[96765,24.453427124023399]
[96766,24.461306990541399]
[96768,27.510567196932701]
[96769,24.318691195570199]
[96770,23.049095065094701]
[96771,32.6416481829704]
[96772,32.709196852725]
[96773,32.231035359700499]
[96774,32.167980155559398]
[96776,31.508708932059101]
[96777,33.318862084282699]
[96778,32.5363113162852]
[96779,27.2943468595805]
[96780,31.987118721008301]
[96781,32.224382914029597]
[96782,23.174581942350901]
[96783,32.109242277325301]
[96785,33.512295516379098]
[96786,23.604691235524299]
[96789,23.436259896414601]
[96790,27.528892556081601]
[96791,23.478409993279801]
[96792,23.456530008560499]
[96793,27.3554916812875]
[96795,22.7946883610316]
[96796,24.6474878990044]
[96797,23.357226458462801]
[96813,22.850459628634901]
[96814,22.8435745239257]
[96815,22.834100723266602]
[96816,22.839337031046501]
[96817,22.849702623155299]
[96818,22.8946080361643]
[96819,22.851068769182401]
[96821,22.8382464090983]
[96822,22.849563961937299]
[96825,22.826835632324201]
[96826,22.8404947916666]
[96850,0]
[96853,0]
[96857,23.481788635253899]
[96859,0]
[96860,22.875114440917901]
[96863,0]
[97001,49.228089603613]
[97002,44.540701636469102]
[97004,45.823391751161502]
[97005,44.750608659827201]
[97006,44.882117708991501]
[97007,45.098210515474001]
[97008,44.837249994277897]
[97009,45.5443999735514]
[97011,49.752827719984303]
[97013,44.507999996311298]
[97014,50.336543003612803]
[97015,44.312432562338302]
[97016,47.890355516261302]
[97017,47.560076089009002]
[97018,44.826000022888103]
[97019,47.181250974951404]
[97020,0]
[97021,48.932677986662199]
[97022,45.454333384831699]
[97023,48.0347518183018]
[97024,44.374285738808702]
[97026,44.770867927119397]
[97027,44.090999794006301]
[97028,55.525341588184702]
[97029,48.252087222143601]
[97030,44.896999883651702]
[97031,49.005403804228798]
[97032,44.589359962463298]
[97033,48.081445301324102]
[97034,44.397230661832303]
[97035,44.595230748103198]
[97037,48.903144443294103]
[97038,46.261641478988302]
[97039,48.117575050695201]
[97040,48.353867228685203]
[97041,54.8245925983069]
[97042,44.918903289302698]
[97045,44.627547107809598]
[97048,47.202641198835202]
[97049,53.674647724254797]
[97050,44.462150973193999]
[97051,47.0082419240197]
[97053,46.004793075035302]
[97054,46.809262718692899]
[97055,48.118118351592102]
[97056,47.3830572093378]
[97057,50.645999908447202]
[97058,47.6104700265548]
[97060,44.639361720389502]
[97062,44.500918035038097]
[97063,49.2449890439527]
[97064,48.583431954030999]
[97065,46.631126033558601]
[97067,51.360483880196803]
[97068,44.6067326290772]
[97070,44.527270673864003]
[97071,44.696920253112197]
[97080,45.321068215370097]
[97086,45.208468035434102]
[97089,45.318757962678497]
[97101,45.141538451268097]
[97102,46.390799972534097]
[97103,47.072862811786301]
[97106,46.569219463627398]
[97107,46.8713998889923]
[97108,48.049841985151801]
[97109,48.203271433966499]
[97110,46.292399826049703]
[97111,45.164999989902199]
[97112,47.271902016382597]
[97113,45.3030565981595]
[97114,44.920142773219503]
[97115,45.228383129200999]
[97116,45.9825342010597]
[97117,47.970000006602298]
[97118,46.322999668121298]
[97119,46.395230766316601]
[97121,46.440352989645497]
[97122,47.977983477884003]
[97123,45.410319938659597]
[97124,45.274313538010098]
[97125,47.118817988308898]
[97127,44.879999542236298]
[97128,45.360804474379997]
[97130,46.5079999923706]
[97131,47.524542286390798]
[97132,45.449579383174303]
[97133,47.520871610254801]
[97134,46.1460004806518]
[97135,46.298571395873999]
[97136,46.746279137633501]
[97137,44.727344156484101]
[97138,47.918181774486101]
[97140,45.147890080462403]
[97141,47.418099561271703]
[97144,48.495152499311999]
[97145,46.103571673801902]
[97146,46.499571453795099]
[97147,46.325999879836999]
[97148,45.801347932247502]
[97149,46.959000062942501]
[97201,45.113250017166102]
[97202,44.197935455076099]
[97203,44.533826127259601]
[97204,44.237999725341702]
[97205,45.4439998626709]
[97206,44.547214283261901]
[97208,0]
[97209,44.309999656677199]
[97210,45.190540540540503]
[97211,44.464097437044401]
[97212,44.774399814605701]
[97213,44.921100168228101]
[97214,44.401636245033899]
[97215,44.970600185394197]
[97216,44.891400089263897]
[97217,44.448719970703102]
[97218,44.4071997642517]
[97219,44.804999920299998]
[97220,44.668411799038097]
[97221,45.792631560877702]
[97222,44.105076995262699]
[97223,44.752399940490697]
[97224,44.868000118906899]
[97225,45.371357182094002]
[97227,44.534000015258698]
[97229,45.899926848527798]
[97230,44.536928435734303]
[97231,45.416622715224698]
[97232,44.535817857222099]
[97233,44.8574116314158]
[97236,44.883187401294698]
[97239,45.1715999221801]
[97266,44.689440032958899]
[97267,44.136827777994]
[97301,44.934115593249899]
[97302,45.278330134419498]
[97303,44.828862342484399]
[97304,45.437193337608797]
[97305,44.872770006179799]
[97306,45.885971148923097]
[97317,45.262932206008301]
[97321,45.157972591217202]
[97322,45.238237800030902]
[97324,46.127278074223703]
[97325,45.436363688382201]
[97326,46.352276551838401]
[97327,46.160387747628299]
[97329,48.996239959716704]
[97330,45.899259070890402]
[97331,45.281999588012603]
[97333,45.5900963725813]
[97338,45.727987021904397]
[97341,46.337032404253499]
[97342,54.661706884565]
[97343,46.312358503521601]
[97344,46.948799972534097]
[97345,47.817570547092103]
[97346,49.476676622548403]
[97347,46.550699968338002]
[97348,45.406357998094897]
[97350,53.847691080333]
[97351,45.082068639763399]
[97352,45.232699928283601]
[97355,46.192682448593303]
[97357,46.326264617022296]
[97358,49.196970295669999]
[97360,48.1325806710027]
[97361,45.659447997838797]
[97362,44.8262330990393]
[97364,46.4070004463195]
[97365,46.564183749637102]
[97366,46.6562608262767]
[97367,46.566168558999301]
[97368,47.383851891976803]
[97369,46.6260000228881]
[97370,46.702039609569098]
[97371,45.054800071716301]
[97373,45.030000686645501]
[97374,46.033540966471598]
[97375,47.933408860737401]
[97376,46.617133312225299]
[97377,45.327141542085101]
[97378,45.973250505680497]
[97380,46.328235289629703]
[97381,46.303226061281897]
[97383,46.3292553465417]
[97384,0]
[97385,46.9509438321831]
[97386,46.771741201432398]
[97388,46.126199855804401]
[97389,45.263761498912203]
[97390,45.896051614822902]
[97391,46.2881777996487]
[97392,45.5098064914826]
[97394,46.3958031166257]
[97396,46.0361435347073]
[97401,45.577649703025799]
[97402,45.505835929653998]
[97403,45.620210266113197]
[97404,45.549428476606003]
[97405,45.655514289311]
[97406,44.456268275656299]
[97408,45.834493148490203]
[97410,46.862811031867203]
[97411,45.431612916146499]
[97412,46.013899984359703]
[97413,53.0562292348136]
[97414,44.871982272325297]
[97415,43.805037300629202]
[97416,45.458171938555203]
[97417,43.835454554371999]
[97419,45.713711924743599]
[97420,45.431342616214103]
[97423,44.895992539664299]
[97424,46.441806788508202]
[97426,45.839089235237601]
[97429,44.827051215158903]
[97430,45.511827228719497]
[97431,46.461049151811402]
[97434,47.940964769581797]
[97435,45.335553354305802]
[97436,44.678633061415802]
[97437,45.493360790763901]
[97438,47.2616704923337]
[97439,46.1432847485585]
[97441,45.608000087737999]
[97442,45.608230054061899]
[97443,45.794176649219899]
[97444,44.534266662597602]
[97446,46.105658838608797]
[97447,50.525727285415201]
[97448,45.542490085601898]
[97449,45.556956539983297]
[97450,45.452125689370199]
[97451,45.800605734688901]
[97452,46.600896029662998]
[97453,45.9892219715328]
[97454,46.757012666629798]
[97455,45.654122601723103]
[97456,45.871103610399402]
[97457,44.596931773052702]
[97458,45.031208466019997]
[97459,45.580909090108797]
[97461,45.708199987411398]
[97462,45.139461714706897]
[97463,47.724406775781603]
[97465,45.093916442811299]
[97466,44.703473723562098]
[97467,45.674142853657997]
[97469,44.180766980624803]
[97470,44.770994456124697]
[97471,44.493053344434301]
[97473,45.557741351785303]
[97476,45.498983677098003]
[97477,45.558922962041898]
[97478,46.553551079729402]
[97479,45.305843314839798]
[97480,45.757386168775803]
[97481,44.786437547206802]
[97484,46.067379295414803]
[97486,44.944043491197597]
[97487,45.587403558822999]
[97488,48.056641101191197]
[97489,47.378865674716302]
[97490,45.655958306789401]
[97492,47.695705182928798]
[97493,45.847893445999802]
[97494,44.328000068664501]
[97495,44.552709684064297]
[97496,44.709867762731101]
[97497,45.7906710831193]
[97498,46.334237276497497]
[97499,45.696064053396299]
[97501,45.219254698843301]
[97502,44.181849297857902]
[97503,45.457213889105397]
[97504,45.124031236767699]
[97520,49.08]
[97522,48.115161798613698]
[97523,45.917497790752499]
[97524,45.9505998418758]
[97525,44.711796589220903]
[97526,44.8340172544019]
[97527,44.981683206854299]
[97530,46.816115331520301]
[97531,43.798500108718798]
[97532,44.106951204160303]
[97534,46.380951958894698]
[97535,44.455199890136697]
[97536,48.432063630444397]
[97537,44.852449462733297]
[97538,45.614333942629997]
[97539,45.280064576671897]
[97540,47.0658202621374]
[97541,46.858348378077999]
[97543,45.224950809166003]
[97544,48.176977272726198]
[97601,54.332422175280101]
[97603,51.726930307016502]
[97604,57.378899976328697]
[97620,52.599488263462199]
[97621,52.787457658476697]
[97622,52.499679520434299]
[97623,52.130669299448499]
[97624,53.858128434225101]
[97625,52.9934537711122]
[97626,53.043278804410299]
[97627,51.374842086591201]
[97630,52.927069730324099]
[97632,51.710352364995202]
[97633,51.688200097450803]
[97634,51.474000120162898]
[97635,52.9206774011734]
[97636,52.0922964636774]
[97637,51.241750316688503]
[97638,53.438188578356403]
[97639,52.856635017281803]
[97640,52.085675581879599]
[97641,52.912134370382702]
[97701,53.370848782569198]
[97702,51.770691421508701]
[97707,53.4885809245446]
[97710,50.528093824793999]
[97711,49.937516021291401]
[97712,54.100976429303003]
[97720,53.266344063839099]
[97721,50.963479112003398]
[97722,52.303007788040603]
[97730,51.3785358105387]
[97731,55.227656234800698]
[97732,51.889571846169403]
[97733,56.823688907218902]
[97734,49.805365130513998]
[97735,53.731344307194099]
[97736,51.830957629768903]
[97737,54.750486505353699]
[97738,53.263352966308503]
[97739,54.545059588859701]
[97741,49.1149160921332]
[97750,49.944502797473099]
[97751,52.960168029831998]
[97752,52.322805570231502]
[97753,50.891218434259201]
[97754,52.408615929365297]
[97756,50.301428547626699]
[97758,53.314514870486001]
[97759,53.4426617716165]
[97760,49.769805029868998]
[97761,49.0270276091778]
[97801,46.962103830173298]
[97810,49.094243131864999]
[97812,46.082641731920802]
[97813,47.715052219888399]
[97814,52.965611054842299]
[97817,55.874937294999903]
[97818,44.579269583328902]
[97819,53.108225819372301]
[97820,54.614805029023302]
[97823,49.128461544649198]
[97824,54.928130115316797]
[97825,51.067697013716]
[97826,45.906468607074103]
[97827,52.450979158282301]
[97828,53.207006010492599]
[97830,49.654899251923503]
[97833,53.7271536246785]
[97834,54.918618539052503]
[97835,46.446448218334098]
[97836,50.691837192786998]
[97837,54.076538305151402]
[97838,44.776936964350298]
[97839,45.663081466827897]
[97840,49.169751953703198]
[97841,50.633294236800197]
[97842,52.698602405370004]
[97843,46.403980276710001]
[97844,44.429142886570503]
[97845,50.7050294101237]
[97846,55.287384948634902]
[97848,50.044867506265597]
[97850,51.465346168096197]
[97856,51.584570019826003]
[97857,57.560838038893699]
[97859,52.905131186827198]
[97862,48.2567079256076]
[97864,50.1678081573207]
[97865,52.049255085050298]
[97867,52.729099339818198]
[97868,50.561102060512603]
[97869,55.059286324018203]
[97870,49.846317050681201]
[97873,55.865266447455902]
[97874,49.1621111128064]
[97875,44.981712201952497]
[97876,51.927941634533099]
[97877,56.749261664424999]
[97880,53.304280116759102]
[97882,44.628265439936499]
[97883,56.369550005721599]
[97884,54.010587217086901]
[97885,52.507534569858798]
[97886,51.975092977645097]
[97901,47.419942429082802]
[97903,51.218765592947598]
[97904,53.123776552977098]
[97905,51.761627142283899]
[97906,50.624123065710698]
[97907,49.996308371254003]
[97908,53.660339996337903]
[97909,48.857492968062203]
[97910,50.652150718767999]
[97911,51.506018509982503]
[97913,48.690133974225297]
[97914,47.482454291473097]
[97918,48.0705427093122]
[97920,51.959981509239498]
[98001,45.980800018310497]
[98002,45.266400089263897]
[98003,46.257959987640298]
[98004,45.376199970245302]
[98005,45.712411813174903]
[98006,46.774851036071702]
[98007,46.1794286727905]
[98008,45.623000097274698]
[98010,47.632702739818598]
[98011,45.873692365792998]
[98012,46.7426471345564]
[98014,46.5172186075255]
[98019,48.491983075477698]
[98020,45.825000071525501]
[98021,46.216325515924403]
[98022,53.736338875103598]
[98023,46.152954522046102]
[98024,46.605925235569998]
[98026,46.501609876679197]
[98027,48.148322894254001]
[98028,45.712666765848802]
[98029,46.976700010299602]
[98030,46.168235324410801]
[98031,46.211249828338602]
[98032,45.033839973449602]
[98033,46.049250025749203]
[98034,45.906139515721499]
[98036,46.617375040054299]
[98037,46.897714396885398]
[98038,48.534142366829499]
[98039,45.105000114440898]
[98040,45.523071384429898]
[98042,46.7124959197998]
[98043,46.5695998764037]
[98045,53.099536632149501]
[98047,45.317999787764101]
[98050,48.282857240949298]
[98051,49.536131040498098]
[98052,45.620778880872201]
[98053,46.3705190687689]
[98055,45.858782635564303]
[98056,45.873428649902301]
[98057,44.907723860905001]
[98058,46.565553212673102]
[98059,47.2641686473984]
[98065,48.7904023723489]
[98068,56.460988668950499]
[98070,45.943392848968401]
[98072,46.239333301120297]
[98074,46.248374998569503]
[98075,46.258178492954798]
[98077,46.4564415646838]
[98087,47.108999941899199]
[98092,46.475004892116601]
[98101,45.156000137329102]
[98102,45.7824000549316]
[98103,45.641999980381499]
[98104,45.408000183105401]
[98105,45.413624918460798]
[98106,45.584249997138897]
[98107,45.229199867248497]
[98108,45.206210547999298]
[98109,45.447000217437697]
[98110,45.716551199484897]
[98112,45.337384546720003]
[98115,45.868909055536399]
[98116,45.388941091649599]
[98117,45.5445881787468]
[98118,45.219692120185201]
[98119,45.448499679565401]
[98121,45.039000034332197]
[98122,45.877500200271598]
[98125,46.011391316289398]
[98126,45.586615474407402]
[98133,46.417124980688001]
[98134,44.953200187683102]
[98136,45.492600288391102]
[98144,45.4957499742507]
[98146,45.821052179838397]
[98148,45.762375068664497]
[98154,0]
[98155,46.274812549352603]
[98158,46.1441999244689]
[98164,0]
[98166,45.457304440373903]
[98168,45.726731635302997]
[98174,0]
[98177,45.823499894142103]
[98178,45.697565136785002]
[98188,45.676971375601603]
[98195,45.084000205993597]
[98198,45.500000047683699]
[98199,45.313263280768098]
[98201,46.524499988555903]
[98203,46.945961479040299]
[98204,47.316999816894501]
[98205,46.528595741758899]
[98207,47.0819995880126]
[98208,46.6502500295639]
[98220,49.2744781369748]
[98221,47.617019681968202]
[98222,47.775870932302098]
[98223,49.580933234058101]
[98224,53.944046972261901]
[98225,47.156377450475098]
[98226,47.960848222910599]
[98229,48.340140485369403]
[98230,47.647164208141703]
[98232,47.836911295306301]
[98233,47.2954615336198]
[98235,0]
[98236,46.820914322989303]
[98237,51.932231277874401]
[98238,0]
[98239,47.259157897834399]
[98240,47.567062354087803]
[98241,54.507111708981498]
[98243,47.274000120162903]
[98244,53.804156259128199]
[98245,48.254958872599097]
[98247,47.674175696437402]
[98248,47.559617971733402]
[98249,47.232657443007298]
[98250,47.330676010344497]
[98251,52.935808704832297]
[98252,51.952794047916498]
[98253,47.391157873053203]
[98255,47.339999771118102]
[98256,53.813000004632102]
[98257,47.734285763331798]
[98258,47.149242905207998]
[98260,47.055899991989101]
[98261,47.223733380635501]
[98262,47.568418706849499]
[98263,47.153999519348098]
[98264,47.382242587734602]
[98266,49.646452159881498]
[98267,55.257871690544299]
[98270,47.038208950099602]
[98271,47.616641892721397]
[98272,47.375179584269603]
[98273,47.570204071122703]
[98274,50.096959522710499]
[98275,46.979657184055803]
[98276,46.974000549316401]
[98277,47.5531845958416]
[98278,47.705519920349097]
[98279,48.485156250000003]
[98280,47.573225728927099]
[98281,46.967519920349098]
[98282,47.676494505117198]
[98283,56.473138778863401]
[98284,49.8349194525222]
[98286,47.370947290721602]
[98288,56.0421868964333]
[98290,47.181884994400598]
[98292,48.153789460031497]
[98294,49.182641207352802]
[98295,48.031432799438903]
[98296,46.426251684277197]
[98297,46.805700130462597]
[98303,46.706842141402298]
[98304,59.059738100060699]
[98305,48.265184525282102]
[98310,46.6155651755954]
[98311,46.241192227143401]
[98312,47.678864995830999]
[98314,45.641999816894497]
[98315,47.177086892335304]
[98320,50.389757437345899]
[98321,47.521875000000001]
[98323,53.2127178132043]
[98325,47.547635070076801]
[98326,48.696632957877597]
[98327,46.856181855635199]
[98328,50.177266446774198]
[98329,46.6227692237266]
[98330,50.327586266090101]
[98331,49.208332196776801]
[98332,46.284505372298298]
[98333,46.176959815978897]
[98335,46.160142803192102]
[98336,50.888703949514102]
[98337,45.7031999588012]
[98338,47.497144145480597]
[98339,46.990500068664502]
[98340,46.436999988555897]
[98342,46.054200096130302]
[98345,45.870000457763602]
[98346,46.282571343013203]
[98349,46.5772652703888]
[98350,48.050624871253902]
[98351,46.728171304975199]
[98353,45.169500017166101]
[98354,45.836399917602499]
[98355,52.4872589083012]
[98356,49.229910422286402]
[98357,48.794307632446198]
[98358,46.721999964994502]
[98359,46.503000068664498]
[98360,48.0632000078473]
[98361,55.622342322315802]
[98362,53.657496888518999]
[98363,51.029348189108497]
[98364,0]
[98365,47.3804210662841]
[98366,46.137436994534099]
[98367,47.114673880390399]
[98368,47.549265282299999]
[98370,46.793574858838099]
[98371,45.629877604270398]
[98372,45.919627073255597]
[98373,46.883526330245097]
[98374,46.906135198232199]
[98375,47.076255433102801]
[98376,48.243622390889598]
[98377,51.441987200666901]
[98380,47.369434529449201]
[98381,48.4738217892032]
[98382,48.810561750583098]
[98383,46.7996250128746]
[98385,0]
[98387,47.148049608340898]
[98388,46.5183428355625]
[98390,45.423857116699203]
[98391,47.1039537286483]
[98392,46.265999794006298]
[98394,46.4364544955166]
[98396,49.369180344753502]
[98402,45.786000394821102]
[98403,46.082999467849703]
[98404,46.552588025261301]
[98405,46.703999733924803]
[98406,46.558105237860403]
[98407,45.983307684384798]
[98408,46.908749914169299]
[98409,46.768363744562301]
[98416,0]
[98418,46.780499982833803]
[98421,45.1582498669624]
[98422,46.220999965667701]
[98424,45.157928568976203]
[98430,46.839000034332201]
[98433,46.9274481937803]
[98438,46.782000160217201]
[98439,46.8078462453988]
[98443,46.275130437767999]
[98444,46.782545575228603]
[98445,46.9318723638007]
[98446,47.016244837702502]
[98447,0]
[98465,46.725600357055598]
[98466,46.7155715193067]
[98467,46.675714138575898]
[98498,46.773136372999701]
[98499,46.670454545454497]
[98501,47.017480436547899]
[98502,47.217838064185898]
[98503,47.009345252297102]
[98506,46.981818164478597]
[98512,47.356334787948498]
[98513,47.0062387736875]
[98516,47.063323346474903]
[98520,48.003308207577398]
[98524,46.825064646813097]
[98526,47.920758118296703]
[98527,47.3871429715837]
[98528,47.312377371878]
[98530,46.788315973783803]
[98531,46.574170233106798]
[98532,47.013668807448902]
[98533,50.510845122510503]
[98535,47.339142865550699]
[98536,47.866527076060102]
[98537,47.885297443827596]
[98538,47.849366379606302]
[98541,47.208461550565801]
[98542,46.519584868089197]
[98544,0]
[98546,46.960569248199398]
[98547,47.112763678810801]
[98548,49.2218019650714]
[98550,47.542905115360199]
[98552,48.126917484894499]
[98555,47.226400127410798]
[98557,47.3322331153541]
[98558,46.884000205993601]
[98559,0]
[98560,48.590247086484403]
[98562,47.779500102996799]
[98563,48.5311745250008]
[98564,48.897143253155903]
[98565,46.420499897003097]
[98568,47.221346717869899]
[98569,47.085970620547997]
[98570,48.119698272867403]
[98571,47.659349970817502]
[98572,48.052697433923299]
[98575,49.001279490899798]
[98576,47.6686363703244]
[98577,47.8154496323872]
[98579,46.721506257187897]
[98580,47.0465722713258]
[98581,47.884546901285603]
[98582,46.706057150704503]
[98583,46.226999759674001]
[98584,47.462884701781597]
[98585,47.791553689752199]
[98586,47.945822085737198]
[98587,48.163800091376601]
[98588,47.231108093261703]
[98589,46.997713606112796]
[98590,47.213142749241399]
[98591,46.497017545867301]
[98592,47.334666697184197]
[98593,46.427368324681296]
[98595,46.878856904166]
[98596,46.581120587832899]
[98597,47.31317646251]
[98601,47.7262524009126]
[98602,51.091902490941401]
[98603,49.350683104788303]
[98604,46.753471004732198]
[98605,49.511619050162203]
[98606,46.745250013896303]
[98607,46.496796345602803]
[98610,50.704816588025601]
[98611,46.720565221620603]
[98612,47.741325203336103]
[98613,48.8539900377801]
[98614,47.6676378250122]
[98616,53.751583411090103]
[98617,45.070499930014897]
[98619,50.873798762588898]
[98620,50.2589323376354]
[98621,47.865344191379201]
[98624,46.990000045299503]
[98625,47.660275307130199]
[98626,47.522505794150597]
[98628,47.524999999999999]
[98629,46.711418183066598]
[98631,46.895249962806702]
[98632,47.312516076455402]
[98635,48.803062135923398]
[98638,47.921311456649001]
[98639,47.472000058492]
[98640,46.887681815840899]
[98641,0]
[98642,45.4926486571322]
[98643,47.415496908082503]
[98644,46.857000446319503]
[98645,46.799351406097401]
[98647,47.829368029739697]
[98648,48.525176485022001]
[98649,49.373294112261497]
[98650,51.5079173426982]
[98651,48.230142852238203]
[98660,44.679539995193402]
[98661,45.264749979972798]
[98662,45.490800109863201]
[98663,45.1275789762798]
[98664,45.348521804809501]
[98665,45.382153877845099]
[98670,49.4865980807865]
[98671,46.469770960043398]
[98672,49.6031320729345]
[98673,44.626109567406999]
[98674,46.590436369165097]
[98675,48.577236639452302]
[98682,45.764203195273801]
[98683,45.139124965667698]
[98684,45.4422581088158]
[98685,45.280285794394302]
[98686,45.540479976653998]
[98801,51.326518531787499]
[98802,50.7527867695864]
[98811,52.009909070621802]
[98812,49.867894471156099]
[98813,49.074330977103898]
[98814,54.740865666631599]
[98815,50.9671386225166]
[98816,53.922518718146698]
[98817,46.368000125884997]
[98819,57.612666661398698]
[98821,48.2250005722045]
[98822,55.833482984910702]
[98823,48.404170593412701]
[98824,47.504999828338597]
[98826,56.873870363068598]
[98827,57.210509687002698]
[98828,49.5802641483522]
[98829,52.177339798269898]
[98830,50.327855734268297]
[98831,51.014963311759701]
[98832,48.636255448432401]
[98833,60.538943832938401]
[98834,52.123988049350501]
[98836,48.206470467062502]
[98837,47.500895479499903]
[98840,51.427857444574101]
[98841,52.545882348535699]
[98843,49.158094037214397]
[98844,54.418144420769998]
[98845,48.917887517809802]
[98846,51.182613849403801]
[98847,54.016619251961501]
[98848,48.048357232489899]
[98849,52.617579833399198]
[98850,46.830465533815499]
[98851,47.796689769237602]
[98852,58.133931627987401]
[98853,48.1593659005513]
[98855,53.986063127022398]
[98856,56.892575292827303]
[98857,47.568122764629003]
[98858,51.421480875855103]
[98859,56.453702892510698]
[98860,48.488541778432499]
[98862,57.576300584786097]
[98901,48.980878636464901]
[98902,47.297999968179802]
[98903,55.182703354441301]
[98908,49.720191723679797]
[98921,0]
[98922,54.853206667459098]
[98923,49.8764998912811]
[98925,55.722567411228901]
[98926,51.354183316370801]
[98929,56.899199924468903]
[98930,45.911652241582402]
[98932,45.509048325111102]
[98933,46.395403828987703]
[98934,49.327499914169302]
[98935,47.672345856257799]
[98936,48.708287060203702]
[98937,56.438376294460497]
[98938,46.841962733772199]
[98939,46.4699993133544]
[98940,56.375481340505701]
[98941,53.446421030948002]
[98942,51.425568342894998]
[98943,51.6449999570846]
[98944,45.614057198757799]
[98946,50.932405102403798]
[98947,51.360483875582297]
[98948,46.523719022871902]
[98950,45.712964045572598]
[98951,46.918486241681798]
[98952,49.083953641739903]
[98953,47.309424333466801]
[99001,50.951999974250803]
[99003,51.436211522725898]
[99004,50.897844794574397]
[99005,50.575314617156899]
[99006,51.931949480173799]
[99008,51.374669013716399]
[99009,52.016677703542101]
[99011,51.129428591047002]
[99012,51.239871113852203]
[99013,50.146546982822898]
[99016,50.814212405787103]
[99017,49.827409115704597]
[99018,51.420972946527797]
[99019,51.102605459230702]
[99020,0]
[99021,51.998678888913503]
[99022,51.166368706226201]
[99023,51.807000001839199]
[99025,51.618183708677499]
[99026,50.083315789072103]
[99027,50.631342904227097]
[99029,51.337902446625101]
[99030,51.727740300953002]
[99031,51.151811713057597]
[99032,50.328717792253499]
[99033,51.446696621112601]
[99034,50.770767085192901]
[99036,51.036295091910397]
[99037,50.126400032043399]
[99039,51.009912897192898]
[99040,50.423949857843098]
[99101,52.699521144582903]
[99102,49.8539995193481]
[99103,50.451160991017403]
[99105,47.878466161928699]
[99109,53.498806385936902]
[99110,52.237392870017402]
[99111,49.219926388336503]
[99113,49.128678996678502]
[99114,54.386680656659003]
[99115,49.861106735858499]
[99116,49.042425001859598]
[99117,50.935159179970199]
[99118,55.295645904697302]
[99119,55.359778733101201]
[99121,55.068375008772399]
[99122,50.887344391797498]
[99123,48.8735376362986]
[99124,46.830000686645498]
[99125,48.197561826028]
[99126,52.1973137999179]
[99128,51.7628616723607]
[99129,49.985296914421902]
[99130,51.163736885472296]
[99131,50.558795077756301]
[99133,49.431552059266103]
[99134,50.876491536225203]
[99135,49.673401532331702]
[99136,46.4267560121489]
[99137,51.538909099515699]
[99138,51.774672512652501]
[99139,56.3515646761524]
[99140,50.999881591765501]
[99141,53.252518633815903]
[99143,47.021193057078797]
[99144,50.100382174352099]
[99146,54.8835874262411]
[99147,48.4262143543788]
[99148,52.9961087247599]
[99149,50.091599979400598]
[99150,55.828584255261298]
[99151,0]
[99152,53.407615327835003]
[99153,57.887326180566397]
[99154,50.598939783027298]
[99155,52.547227187370602]
[99156,53.408558348698698]
[99157,52.191349980831099]
[99158,50.994557412387699]
[99159,49.4105156094287]
[99160,55.502208237266899]
[99161,51.265939539076598]
[99163,50.098369596004403]
[99164,0]
[99166,55.633502246305497]
[99167,51.773536935908602]
[99169,49.1475586656167]
[99170,50.658749958346803]
[99171,49.457683154423499]
[99173,51.6539382556699]
[99174,50.412000274658197]
[99176,50.448952971065701]
[99179,48.375555531183799]
[99180,53.517497862551998]
[99181,51.557502235532297]
[99185,50.603761914519602]
[99201,49.237500143051101]
[99202,49.379250025749201]
[99203,50.5515000343322]
[99204,49.6956000137329]
[99205,49.583076887864301]
[99206,50.2146922835936]
[99207,49.703400020599297]
[99208,50.1784778493695]
[99212,49.583678494180901]
[99216,49.853999925093198]
[99217,50.967877751146297]
[99218,49.477999877929598]
[99223,50.985165332433702]
[99224,50.526287918676502]
[99301,45.105150631339399]
[99320,45.594039478427398]
[99321,45.918915279841002]
[99322,49.212876779780302]
[99323,44.574571989313903]
[99324,44.361000108718798]
[99326,46.480516511721603]
[99328,50.5157741351954]
[99329,48.020000076293897]
[99330,45.749205889421297]
[99333,45.9416956818622]
[99335,46.062164074927502]
[99336,44.4683999960763]
[99337,45.233707316328797]
[99338,45.668387086929798]
[99341,48.198930138583101]
[99343,45.822459085195597]
[99344,46.846756458092798]
[99345,44.774456055569999]
[99346,45.2069052615918]
[99347,49.244000600422098]
[99348,45.621472163822297]
[99349,45.971450104533901]
[99350,46.6810789968089]
[99352,44.653200007847303]
[99353,44.553620728130902]
[99354,44.450399875640798]
[99356,47.537196199999002]
[99357,46.954870570126701]
[99359,45.144205275083699]
[99360,44.6030270344502]
[99361,47.710292789026603]
[99362,46.642647126199201]
[99363,44.7469959640502]
[99371,47.545225717359401]
[99401,50.616587620371398]
[99402,49.4215850477567]
[99403,47.261358090212099]
[99501,60.7682783603668]
[99502,60.4044400850931]
[99503,67.722091748164203]
[99504,62.849736606373497]
[99505,61.860868809586798]
[99506,61.449056586440697]
[99507,63.061948341235698]
[99508,62.058661410683001]
[99510,84.986489587786593]
[99513,0]
[99515,61.670282575819201]
[99516,62.703768227317099]
[99517,59.575489468044701]
[99518,61.2041007995605]
[99519,82.622638802574599]
[99540,61.6131553076263]
[99546,56.906582938300197]
[99547,57.222522125244097]
[99548,58.630232334136899]
[99549,59.938484077166699]
[99550,58.084529126811198]
[99551,67.383589426676394]
[99552,67.355537414550696]
[99553,57.509518214634397]
[99554,69.490307166928105]
[99555,64.155023911420002]
[99556,61.269287614384098]
[99557,66.537712472790304]
[99558,69.882734599866296]
[99559,67.067311868434899]
[99561,66.1160898844401]
[99563,67.866302490234304]
[99564,58.695217268807497]
[99565,58.722406645078898]
[99566,67.759491846958298]
[99567,61.4661804068881]
[99568,62.863039652506501]
[99569,63.421321868896399]
[99571,59.138179338895299]
[99572,61.1595595643875]
[99573,68.373506227453504]
[99574,59.534607891614797]
[99575,68.610376764290606]
[99576,65.167881936971995]
[99577,61.323602451596898]
[99578,66.330890655517507]
[99579,62.147709965705801]
[99580,63.577250439187701]
[99581,69.636246109008695]
[99583,58.661908642999002]
[99585,68.717586705713998]
[99586,71.614374309706903]
[99587,60.045234818563799]
[99588,72.622179758063794]
[99589,64.273099263509096]
[99590,70.278536115373797]
[99591,61.635386624178999]
[99602,69.226566933296795]
[99603,59.791874637351803]
[99604,67.893104553222599]
[99605,61.160924560972298]
[99606,61.918129840775698]
[99607,68.491580525505697]
[99609,67.640248847730206]
[99610,62.152172609239301]
[99611,62.127593773312498]
[99612,58.517047500610303]
[99613,61.987589139104998]
[99614,65.724433898925696]
[99615,58.292218104222101]
[99620,69.815372467041001]
[99621,67.229623865198207]
[99622,65.689930255596394]
[99624,58.775292518811298]
[99625,63.029528835169202]
[99626,68.135017395019503]
[99627,70.767692599492193]
[99628,63.7775834165259]
[99630,66.5308322906494]
[99631,60.850747758501299]
[99632,69.035345531645206]
[99633,63.017251088069003]
[99634,67.123182296752901]
[99636,63.682868590721696]
[99637,66.565533487420296]
[99638,57.122534434000599]
[99639,62.221570505937699]
[99640,63.082881954978397]
[99641,67.631860733032198]
[99643,58.071033408425002]
[99644,57.553784658742501]
[99645,62.094506801662298]
[99647,61.4702545256687]
[99648,58.082453182765398]
[99649,60.856598274662801]
[99650,68.784733363560207]
[99651,64.084746434138296]
[99652,62.999948179865399]
[99653,61.868654571803198]
[99654,61.6514051592493]
[99655,65.505214146205304]
[99656,68.531043067345195]
[99657,68.600159732224498]
[99658,68.956843128910705]
[99659,70.5695991516113]
[99660,62.6898835020245]
[99661,57.016614544105899]
[99662,68.213163829985106]
[99663,59.021420295924301]
[99664,59.520486728641998]
[99665,69.973096575055806]
[99666,68.945299234476096]
[99667,64.210175172882998]
[99668,68.048501417371895]
[99669,63.308630935973603]
[99670,62.969788156236902]
[99671,70.536904758877199]
[99672,62.212021211206398]
[99674,65.572328857212099]
[99676,64.334060528456604]
[99677,57.602176666259702]
[99678,64.576272972643906]
[99679,67.572441101074205]
[99680,66.630626944608395]
[99681,66.661271383596002]
[99682,61.040128885664899]
[99683,64.646343640639103]
[99684,71.908988033022098]
[99685,57.0685182802236]
[99686,60.915180576135803]
[99688,63.7709308568718]
[99689,57.779383018310902]
[99690,66.584716736563493]
[99691,69.371690991925405]
[99692,0]
[99693,60.266534944859899]
[99694,63.209466157136099]
[99695,58.092262268066399]
[99701,76.899316594888106]
[99702,70.252476733663798]
[99703,69.865040519020695]
[99704,70.100627899169893]
[99705,70.700854174512997]
[99706,71.907211817607902]
[99709,68.977448955635793]
[99712,71.389021183033506]
[99714,70.522180641890699]
[99720,74.788242829151599]
[99721,79.950188856858404]
[99722,81.543017136423202]
[99723,86.1921437998286]
[99724,75.424094350714398]
[99726,75.924739285819001]
[99727,74.147750854492102]
[99729,70.078157058223496]
[99730,74.4691845840089]
[99732,77.074121165555994]
[99733,75.9872230474096]
[99734,85.749928783267407]
[99736,73.819437662760393]
[99737,71.478033368725704]
[99738,74.571462827480104]
[99739,72.110588564548294]
[99740,78.6046001691779]
[99741,71.970768590127193]
[99742,72.288151156517699]
[99743,69.356095502187998]
[99744,70.105970504436002]
[99745,74.270075284517702]
[99746,73.790115911455601]
[99747,83.610210963657906]
[99748,72.7826375961303]
[99749,76.348124186197893]
[99750,76.468551635742102]
[99751,76.782752990722599]
[99752,76.598161347896493]
[99753,72.580649239676305]
[99754,72.586295127868596]
[99755,70.152591547317002]
[99756,71.160045796215101]
[99757,70.179206608268302]
[99758,69.510616847446897]
[99759,0]
[99760,70.243520816121205]
[99761,77.100621541341098]
[99762,71.472184638178703]
[99763,75.747188568115206]
[99764,75.297554768563998]
[99765,72.713840007781897]
[99766,78.734728872040094]
[99767,70.214337666829394]
[99768,72.359161217337302]
[99769,72.104398999895295]
[99770,76.212395822464501]
[99771,71.893669128417898]
[99772,74.445125611435003]
[99773,76.695260440601999]
[99774,69.256789975049998]
[99775,0]
[99776,72.564831924438394]
[99777,72.509851098060594]
[99778,73.059199166496299]
[99780,72.949867276853297]
[99781,79.383807156728494]
[99782,84.144142753199503]
[99783,76.217834115028296]
[99784,71.4459203084309]
[99785,73.698614756266196]
[99786,77.372539773034802]
[99788,75.050709088643302]
[99789,85.332695628138197]
[99790,68.084421811511106]
[99791,85.255540649804701]
[99801,57.231850483828403]
[99820,54.721853481306702]
[99824,54.734930038452099]
[99825,55.435997828730798]
[99826,56.3213909945068]
[99827,56.476632634641597]
[99829,54.867744264148499]
[99830,54.266846909482197]
[99832,55.290592628890501]
[99833,54.692588056105301]
[99835,53.465072000074102]
[99836,52.893981456756499]
[99840,56.274553497632297]
[99841,54.214545038011302]
[99901,52.258947329213598]
[99903,52.967554441772997]
[99918,53.027197886987999]
[99919,52.710451344497301]
[99921,52.3682892897234]
[99922,51.798407843238401]
[99925,52.411201132668303]
[99926,51.759715198206798]
[99927,53.498647811838197]
[99929,53.356294471146299]

{"sheet":"Memory","index":2,"n_rows":305,"n_cols":11,"rows_kept":305,"cut":false,"hidden":true,"merged":[[115,1,137,1],[3,1,16,1],[18,1,84,1],[86,1,92,1],[93,1,114,1]]}
[]
[null,null,null,null,null,null,null,null,"UserForm ID"]
[null,"Tab","User Input","Description","Facility",null,null,null,"Facility/Project Name",null,"Example"]
[null,"1 - Digester","TVol","\"Known total volume\" Option Button",null,0,"Begin","Begin","Begin",null,false]
[null,null,"Dimen","\"Use Digester Dimensions\" Option Button",null,1,"CommandButton1","CommandButton1","CommandButton1",null,false]
[null,null,"txtTVol","Total Digester Volume Used in 1-Digester",null,2,"cb_Next","cb_Next","cb_Next",null,false]
[null,null,"txtH","Digester height",null,3,"cb_Previous","cb_Previous","cb_Previous",null,false]
[null,null,"txtD","Digester diameter",null,4,"TheHeart","TheHeart","TheHeart",null,2]
[null,null,"txtQ","Number of digesters",null,5,"Title","Title","Title"]
[null,null,"txtEfCap","Effective operating capacity",null,6,"US_EPA_Logo","US_EPA_Logo","US_EPA_Logo"]
[null,null,"txtCapPer","Percent of total volume for buffer capacity",null,7,"facility_name","facility_name","facility_name",null,"Example"]
[null,null,"txtCapGal","Total volume of buffer capacity",null,8,"facility","facility","facility"]
[null,null,"txtCost","Annual operational and maintenance costs",null,9,"developers","developers","developers"]
[null,null,"txtActualVol","Total volume after effective and buffer capacity are accounted for",null,10,"bygs1","bygs3","bygs3"]
[null,null,"val_PercVSReducCur","Current percentage for volatile solids reduction",null,11,"bygs2","TitleDescrip","TitleDescrip"]
[null,null,"val_PercVSReducPro","Proposed percentage for volatile solids reduction",null,12,"bygs3","bttn_Questions","bttn_Questions",null,false]
[null,null,"val_HDTCur","Current hydraulic retention time",null,13,"TitleDescrip","Label1","Label1"]
[null,null,"val_HDTPro","Proposed hydraulic retention time",null,14,"bttn_Questions","labelDimen","labelDimen"]
[null,null,"Feed1","Feedstock #1",null,15,"Label1","txtH","txtH"]
[null,null,"cb_TU1","#1 Time of Use",null,16,"labelDimen","txtD","txtD"]
[null,null,"valQ1","#1 Quantity",null,17,"txtH","txtQ","txtQ"]
[null,null,"cb_U1","#1 Units",null,18,"txtD","labelH","labelH"]
[null,null,"valSP1","#1 Specific Gravity",null,19,"txtQ","labelD","labelD"]
[null,null,"valTS1","#1 Total Solids",null,20,"labelH","labelQ","labelQ"]
[null,null,"valRat1","#1 Volatile solids to total solids ratio",null,21,"labelD","lblOCapacity","lblOCapacity"]
[null,null,"Feed2","Feedstock #2",null,22,"labelQ","txtEfCap","txtEfCap",null,98]
[null,null,"cb_TU2","#2 Time of Use",null,23,"lblOCapacity","labelPerc","labelPerc"]
[null,null,"valQ2","#2 Quantity",null,24,"txtEfCap","labelBuffer","labelBuffer"]
[null,null,"cb_U2","#2 Units",null,25,"labelPerc","labelInstructions1","labelInstructions1"]
[null,null,"valSP2","#2 Specific Gravity",null,26,"labelBuffer","txtCapPer","txtCapPer",null,4]
[null,null,"valTS2","#2 Total Solids",null,27,"labelInstructions1","labelPercent2","labelPercent2"]
[null,null,"valRat2","#2 Volatile solids to total solids ratio",null,28,"txtCapPer","labelEquals1","labelEquals1"]
[null,null,"Feed3","Feedstock #3",null,29,"labelPercent2","labelGal1","labelGal1"]
[null,null,"cb_TU3","#3 Time of Use",null,30,"labelEquals1","labelOMCosts","labelOMCosts"]
[null,null,"valQ3","#3 Quantity",null,31,"labelGal1","txtCost","txtCost",null,2500]
[null,null,"cb_U3","#3 Units",null,32,"labelOMCosts","labelDollar1","labelDollar1"]
[null,null,"valSP3","#3 Specific Gravity",null,33,"txtCost","labelGal2","labelGal2"]
[null,null,"valTS3","#3 Total Solids",null,34,"labelDollar1","txtActualVol","txtActualVol"]
[null,null,"valRat3","#3 Volatile solids to total solids ratio",null,35,"labelGal2","Label55","Label55"]
[null,null,"Feed4","Feedstock #4",null,36,"txtActualVol","val_PercVSReducCur","val_PercVSReducCur",null,30]
[null,null,"cb_TU4","#4 Time of Use",null,37,"Label55","Label57","Label57"]
[null,null,"valQ4","#4 Quantity",null,38,"val_PercVSReducCur","Label20","Label20"]
[null,null,"cb_U4","#4 Units",null,39,"Label57","Label22","Label22"]
[null,null,"valSP4","#4 Specific Gravity",null,40,"Label20","valTS1","valTS1",null,2]
[null,null,"valTS4","#4 Total Solids",null,41,"Label22","Label24","Label24"]
[null,null,"valRat4","#4 Volatile solids to total solids ratio",null,42,"valTS1","Label25","Label25"]
[null,null,"Feed5","Feedstock #5",null,43,"Label24","Label26","Label26"]
[null,null,"cb_TU5","#5 Time of Use",null,44,"Label25","valRat1","valRat1",null,0.75]
[null,null,"valQ5","#5 Quantity",null,45,"Label26","Feed1","Feed1",null,"Waste Activated Sludge (WAS)"]
[null,null,"cb_U5","#5 Units",null,46,"valRat1","cb_U1","cb_U1",null,"Gal."]
[null,null,"valSP5","#5 Specific Gravity",null,47,"Feed1","valSP1","valSP1",null,1.02]
[null,null,"valTS5","#5 Total Solids",null,48,"cb_U1","Label39","Label39"]
[null,null,"valRat5","#5 Volatile solids to total solids ratio",null,49,"valSP1","Feed2","Feed2",null,"Brown Grease"]
[null,null,"Feed6","Feedstock #6",null,50,"Label39","valTS2","valTS2",null,29.9]
[null,null,"cb_TU6","#6 Time of Use",null,51,"Feed2","valRat2","valRat2",null,0.96]
[null,null,"valQ6","#6 Quantity",null,52,"valTS2","cb_U2","cb_U2",null,"Gal."]
[null,null,"cb_U6","#6 Units",null,53,"valRat2","valSP2","valSP2",null,0.92]
[null,null,"valSP6","#6 Specific Gravity",null,54,"cb_U2","Feed3","Feed3",null,"Cooking Oil"]
[null,null,"valTS6","#6 Total Solids",null,55,"valSP2","valTS3","valTS3",null,90]
[null,null,"valRat6","#6 Volatile solids to total solids ratio",null,56,"Feed3","valRat3","valRat3",null,0.96]
[null,null,"Feed7","Feedstock #7",null,57,"valTS3","cb_U3","cb_U3",null,"Gal."]
[null,null,"cb_TU7","#7 Time of Use",null,58,"valRat3","valSP3","valSP3",null,0.92]
[null,null,"valQ7","#7 Quantity",null,59,"cb_U3","Feed5","Feed5",null,"Other Food"]
[null,null,"cb_U7","#7 Units",null,60,"valSP3","valTS5","valTS5",null,30]
[null,null,"valSP7","#7 Specific Gravity",null,61,"Feed5","valRat5","valRat5",null,0.85]
[null,null,"valTS7","#7 Total Solids",null,62,"valTS5","cb_U5","cb_U5",null,"Gal."]
[null,null,"valRat7","#7 Volatile solids to total solids ratio",null,63,"valRat5","valSP5","valSP5",null,1.1000000000000001]
[null,null,"Feed8","Feedstock #8",null,64,"cb_U5","Feed4","Feed4",null,"DFAC Food"]
[null,null,"cb_TU8","#8 Time of Use",null,65,"valSP5","valTS4","valTS4",null,30]
[null,null,"valQ8","#8 Quantity",null,66,"Feed4","valRat4","valRat4",null,0.85]
[null,null,"cb_U8","#8 Units",null,67,"valTS4","cb_U4","cb_U4",null,"Gal."]
[null,null,"valSP8","#8 Specific Gravity",null,68,"valRat4","valSP4","valSP4",null,1.1000000000000001]
[null,null,"valTS8","#8 Total Solids",null,69,"cb_U4","Feed6","Feed6",null,"Horse Manure"]
[null,null,"valRat8","#8 Volatile solids to total solids ratio",null,70,"valSP4","valTS6","valTS6",null,40]
[null,null,"valQf1","Current composite Quantity",null,71,"Feed6","valRat6","valRat6",null,0.8]
[null,null,"cb_Uf1","Current composite Units",null,72,"valTS6","cb_U6","cb_U6",null,"Gal."]
[null,null,"valSGf1","Current composite Specific Gravity",null,73,"valRat6","valSP6","valSP6",null,1.02]
[null,null,"valTSf1","Current composite Total Solids",null,74,"cb_U6","Feed7","Feed7"]
[null,null,"valRatf1","Current composite Volatile solids to total solids ratio",null,75,"valSP6","valTS7","valTS7"]
[null,null,"valQf2","Proposed composite Quantity",null,76,"Feed7","valRat7","valRat7"]
[null,null,"cb_Uf2","Proposed composite Units",null,77,"valTS7","cb_U7","cb_U7"]
[null,null,"valSGf2","Proposed composite Specific Gravity",null,78,"valRat7","valSP7","valSP7"]
[null,null,"valTSf2","Proposed composite Total Solids",null,79,"cb_U7","Feed8","Feed8"]
[null,null,"valRatf2","Proposed composite Volatile solids to total solids ratio",null,80,"valSP7","valTS8","valTS8"]
[null,null,"val_PercSolid","Current percent solids of homogenized feedstock sent to the digester",null,81,"Feed8","valRat8","valRat8"]
[null,null,"val_PercSolidPro","Proposed percent solids of homogenized feedstock sent to the digester",null,82,"valTS8","cb_U8","cb_U8"]
[null,"3 - Economic Inputs","val_ElecCost","Current average electricity rate",null,83,"valRat8","valSP8","valSP8"]
[null,null,"val_GasCost","Current average natural gas rate",null,84,"cb_U8","Label40","Label40"]
[null,null,"val_ElecBuy","Proposed buyback rate for electricity",null,85,"valSP8","Label42","Label42"]
[null,null,"val_GasBuy","Proposed buyback rate for biogas",null,86,"Label40","Label43","Label43"]
[null,null,"val_FOGTip","Average FOG/Liquid tipping fee",null,87,"Label42","Label45","Label45"]
[null,null,"val_FoodTip","Average FoodWaste/Solids tipping fee",null,88,"Label43","Label46","Label46"]
[null,null,"val_CapCost","Capital cost estimate for required plant upgrades",null,89,"Label45","Label47","Label47"]
[null,"4 - Biosolids","val_SludgPerCur","Current percent solids of biosolids",null,90,"Label46","Label48","Label48"]
[null,null,"val_ProCur","Current processing cost for the year",null,91,"Label47","Label49","Label49"]
[null,null,"val_TransCur","Current transportation cost for the year",null,92,"Label48","valTSf1","valTSf1",null,2]
[null,null,"val_TipBioCur","Current total cost of biosolids disposal for the year",null,93,"Label49","valRatf1","valRatf1",null,0.75]
[null,null,"val_WCostCur","Total amount of biosolids disposed",null,94,"valTSf1","valSGf1","valSGf1",null,1.02]
[null,null,"val_SludgeCostCur","Current total cost per ton of biosolids",null,95,"valRatf1","Label50","Label50"]
[null,null,"val_TotRevCur","Total amount of revenue from biosolids",null,96,"valSGf1","valQf1","valQf1",null,32.5]
[null,null,"val_WRevCur","Total amount of biosolids sold",null,97,"Label50","cb_Uf1","cb_Uf1",null,"Tons"]
[null,null,"val_SludgeRevCur","Current income per ton of biosolid",null,98,"valQf1","valQ1","valQ1",null,7650]
[null,null,"Yes5","Selection for change in proposed % of biosolids",null,99,"cb_Uf1","Label51","Label51"]
[null,null,"No5","Selection for change in proposed % of biosolids",null,100,"valQ1","valQ3","valQ3",null,400]
[null,null,"val_SludgPerPro","Proposed percent solids of biosolids",null,101,"Label51","valQ2","valQ2",null,548]
[null,null,"Yes4","Selection for a change in how biosolids are reused/disposed",null,102,"valQ3","valQ5","valQ5",null,450]
[null,null,"No4","Selection for a change in how biosolids are reused/disposed",null,103,"valQ2","valQ4","valQ4",null,400]
[null,null,"val_ProPro","Proposed processing costs",null,104,"valQ5","valQ6","valQ6",null,300]
[null,null,"val_TransPro","Proposed transportation costs",null,105,"valQ4","valQ7","valQ7"]
[null,null,"val_TipBioPro","Proposed tipping fee",null,106,"valQ6","valQ8","valQ8"]
[null,null,"val_SludgeCostPro","Proposed cost of disposal per ton of biosolid",null,107,"valQ7","Label54","Label54"]
[null,null,"val_SludgeRevPro","Proposed income per ton of biosolid",null,108,"valQ8","val_PercSolid","val_PercSolid",null,2]
[null,null,"Yes6","Selection for a change in the ratio of biosolids ",null,109,"Label54","Label56","Label56"]
[null,null,"No6","Selection for a change in the ratio of biosolids ",null,110,"val_PercSolid","Label90","Label90"]
[null,null,"val_DisposePer","Proposed percentage change of biosolids being sold or disposed",null,111,"Label56","cb_TU8","cb_TU8"]
[null,"5 - Heating","cb_State","Selection for temperature region",null,112,"Label90","cb_TU7","cb_TU7"]
[null,null,"val_h","Height of digesters",null,113,"cb_TU8","cb_TU6","cb_TU6",null,"Future"]
[null,null,"val_d","Diameter of digesters",null,114,"cb_TU7","cb_TU5","cb_TU5",null,"Future"]
[null,null,"val_Q","Number of digesters",null,115,"cb_TU6","cb_TU2","cb_TU2",null,"Future"]
[null,null,"cb_Wall","Wall material selection",null,116,"cb_TU5","cb_TU4","cb_TU4",null,"Future"]
[null,null,"val_SAWall","Wall surface area",null,117,"cb_TU2","cb_TU1","cb_TU1",null,"Both"]
[null,null,"val_UWall","Wall heat transfer coefficient",null,118,"cb_TU4","cb_TU3","cb_TU3",null,"Future"]
[null,null,"cb_Roof","Roof material selection",null,119,"cb_TU1","valQf2","valQf2",null,41.4]
[null,null,"val_SARoof","Surface area of roof",null,120,"cb_TU3","valTSf2","valTSf2",null,10.5]
[null,null,"val_URoof","Roof heat transfer coeficient",null,121,"valQf2","valRatf2","valRatf2",null,0.88]
[null,null,"cb_Floor","Floor material selection",null,122,"valTSf2","valSGf2","valSGf2",null,1.02]
[null,null,"val_SAFloor","Surface area of floor",null,123,"valRatf2","cb_Uf2","cb_Uf2",null,"Tons"]
[null,null,"val_UFloor","Heat transfer coefficient of floor",null,124,"valSGf2","Label92","Label92"]
[null,null,"val_DigTemp","Digester operating temperature",null,125,"cb_Uf2","Label93","Label93"]
[null,null,"val_ELoss","Annual heat energy loss from digester",null,126,"Label92","Label94","Label94"]
[null,null,"val_Cp","Specific heat of incoming feedstock",null,127,"Label93","Label95","Label95"]
[null,null,"val_UnHeat","Temperature of incoming feedstock",null,128,"Label94","val_PercSolidPro","val_PercSolidPro",null,8]
[null,null,"val_CurW","Current total weight of incoming feedstock",null,129,"Label95","Label96","Label96"]
[null,null,"val_FutW","Proposed total weight of incoming feedstock",null,130,"val_PercSolidPro","Label97","Label97"]
[null,null,"val_EFeedCur","Current total energy needed for initial heating of the feedstock",null,131,"Label96","Label98","Label98"]
[null,null,"val_EFeedFut","Proposed total energy needed for initial heating of the feedstock",null,132,"Label97","Label63","Label63"]
[null,null,"val_ETotCur","Current total heat energy needed to operate the digester",null,133,"Label98","Label66","Label66"]
[null,null,"val_ETotFut","Proposed total heat energy needed to operate the digester",null,134,"Label63","Label67","Label67"]
[null,null,null,null,null,135,"Label66","val_GasCost","val_GasCost",null,0.98899999999999999]
[null,null,null,null,null,136,"Label67","val_ElecCost","val_ElecCost",null,8.5000000000000006E-2]
[null,null,null,null,null,137,"val_GasCost","Label68","Label68"]
[null,null,null,null,null,138,"val_ElecCost","Label110","Label110"]
[null,null,null,null,null,139,"Label68","val_FoodTip","val_FoodTip",null,33]
[null,null,null,null,null,140,"Label110","Label111","Label111"]
[null,null,null,null,null,141,"val_FoodTip","Label112","Label112"]
[null,null,null,null,null,142,"Label111","Label79","Label79"]
[null,null,null,null,null,143,"Label112","val_CapCost","val_CapCost",null,193144]
[null,null,null,null,null,144,"Label79","Label81","Label81"]
[null,null,null,null,null,145,"val_CapCost","CapitalEstimate","CapitalEstimate",null,false]
[null,null,null,null,null,146,"Label81","Label115","Label115"]
[null,null,null,null,null,147,"CapitalEstimate","Label122","Label122"]
[null,null,null,null,null,148,"Label115","Label124","Label124"]
[null,null,null,null,null,149,"Label122","val_FOGTip","val_FOGTip",null,0.35]
[null,null,null,null,null,150,"Label124","Label125","Label125"]
[null,null,null,null,null,151,"val_FOGTip","Label58","Label58"]
[null,null,null,null,null,152,"Label125","Label60","Label60"]
[null,null,null,null,null,153,"Label58","val_SludgPerCur","val_SludgPerCur",null,16]
[null,null,null,null,null,154,"Label60","Label62","Label62"]
[null,null,null,null,null,155,"val_SludgPerCur","Label61","Label61"]
[null,null,null,null,null,156,"Label62","val_TransCur","val_TransCur"]
[null,null,null,null,null,157,"Label61","Label100","Label100"]
[null,null,null,null,null,158,"val_TransCur","Label101","Label101"]
[null,null,null,null,null,159,"Label100","val_TipBioCur","val_TipBioCur"]
[null,null,null,null,null,160,"Label101","val_SludgeCostCur","val_SludgeCostCur",null,35]
[null,null,null,null,null,161,"val_TipBioCur","Label103","Label103"]
[null,null,null,null,null,162,"val_SludgeCostCur","Label116","Label116"]
[null,null,null,null,null,163,"Label103","val_ProCur","val_ProCur"]
[null,null,null,null,null,164,"val_SludgeRevCur","Label117","Label117"]
[null,null,null,null,null,165,"Label116","Label126","Label126"]
[null,null,null,null,null,166,"val_ProCur","Label127","Label127"]
[null,null,null,null,null,167,"Label117","Label128","Label128"]
[null,null,null,null,null,168,"Label126","val_SludgPerPro","val_SludgPerPro",null,16]
[null,null,null,null,null,169,"Label127","Label129","Label129"]
[null,null,null,null,null,170,"Label128","Label130","Label130"]
[null,null,null,null,null,171,"val_SludgPerPro","val_TransPro","val_TransPro",null,0]
[null,null,null,null,null,172,"Label129","Label131","Label131"]
[null,null,null,null,null,173,"Label130","Label132","Label132"]
[null,null,null,null,null,174,"val_TransPro","val_TipBioPro","val_TipBioPro",null,0]
[null,null,null,null,null,175,"Label131","Label133","Label133"]
[null,null,null,null,null,176,"Label132","val_SludgeCostPro","val_SludgeCostPro",null,35]
[null,null,null,null,null,177,"val_TipBioPro","Label134","Label134"]
[null,null,null,null,null,178,"Label133","Label135","Label135"]
[null,null,null,null,null,179,"val_SludgeCostPro","val_SludgeRevPro","val_SludgeRevPro"]
[null,null,null,null,null,180,"Label134","Label138","Label138"]
[null,null,null,null,null,181,"Label135","val_ProPro","val_ProPro",null,0]
[null,null,null,null,null,182,"val_SludgeRevPro","Label146","Label146"]
[null,null,null,null,null,183,"Label138","Label152","Label152"]
[null,null,null,null,null,184,"val_ProPro","Label153","Label153"]
[null,null,null,null,null,185,"Label146","Label154","Label154"]
[null,null,null,null,null,186,"Label152","val_PercVSReducPro","val_PercVSReducPro",null,60]
[null,null,null,null,null,187,"Label153","Label158","Label158"]
[null,null,null,null,null,188,"Label154","val_TotRevCur","val_TotRevCur"]
[null,null,null,null,null,189,"val_PercVSReducPro","Label165","Label165"]
[null,null,null,null,null,190,"Label155","Label166","Label166"]
[null,null,null,null,null,191,"val_WCostCur","Yes4","Yes4",null,false]
[null,null,null,null,null,192,"Label156","No4","No4",null,true]
[null,null,null,null,null,193,"Label157","Label167","Label167"]
[null,null,null,null,null,194,"Label158","Label169","Label169"]
[null,null,null,null,null,195,"Label159","Label170","Label170"]
[null,null,null,null,null,196,"Label160","Label171","Label171"]
[null,null,null,null,null,197,"val_WRevCur","Yes5","Yes5",null,false]
[null,null,null,null,null,198,"Label161","No5","No5",null,true]
[null,null,null,null,null,199,"Label162","Label172","Label172"]
[null,null,null,null,null,200,"val_TotRevCur","Yes6","Yes6",null,false]
[null,null,null,null,null,201,"Label163","No6","No6",null,true]
[null,null,null,null,null,202,"Label164","lab_PerDisp","lab_PerDisp"]
[null,null,null,null,null,203,"Label165","Label174","Label174"]
[null,null,null,null,null,204,"Label166","Lb2","Lb2"]
[null,null,null,null,null,205,"Yes4","lb1","lb1"]
[null,null,null,null,null,206,"No4","val_DisposePer","val_DisposePer"]
[null,null,null,null,null,207,"Label167","Label175","Label175"]
[null,null,null,null,null,208,"Label169","Label176","Label176"]
[null,null,null,null,null,209,"Label170","Label178","Label178"]
[null,null,null,null,null,210,"Label171","val_h","val_h"]
[null,null,null,null,null,211,"Yes5","val_d","val_d"]
[null,null,null,null,null,212,"No5","val_Q","val_Q"]
[null,null,null,null,null,213,"Label172","Label180","Label180"]
[null,null,null,null,null,214,"Yes6","Label181","Label181"]
[null,null,null,null,null,215,"No6","Label182","Label182"]
[null,null,null,null,null,216,"lab_PerDisp","Label183","Label183"]
[null,null,null,null,null,217,"Label174","Label184","Label184"]
[null,null,null,null,null,218,"Lb2","Label186","Label186"]
[null,null,null,null,null,219,"lb1","cb_Wall","cb_Wall",null,"Concrete wall 300mm thick, not insulated (above ground)"]
[null,null,null,null,null,220,"val_DisposePer","Label187","Label187"]
[null,null,null,null,null,221,"Label175","txtCapGal","txtCapGal",null,9800]
[null,null,null,null,null,222,"Label176","val_UWall","val_UWall",null,0.86270000000000002]
[null,null,null,null,null,223,"Label178","Label188","Label188"]
[null,null,null,null,null,224,"val_h","Label189","Label189"]
[null,null,null,null,null,225,"val_d","Label190","Label190"]
[null,null,null,null,null,226,"val_Q","cb_Roof","cb_Roof",null,"Fixed concrete cover 100mm thick and covered, 25 insulation"]
[null,null,null,null,null,227,"Label180","val_URoof","val_URoof",null,0.2465]
[null,null,null,null,null,228,"Label181","Label191","Label191"]
[null,null,null,null,null,229,"Label182","cb_Floor","cb_Floor",null,"Concrete floor 300mm thick (in contact with dry eart)"]
[null,null,null,null,null,230,"Label183","val_UFloor","val_UFloor",null,0.2465]
[null,null,null,null,null,231,"Label184","Label192","Label192"]
[null,null,null,null,null,232,"Label186","val_DigTemp","val_DigTemp",null,98]
[null,null,null,null,null,233,"cb_Wall","Label193","Label193"]
[null,null,null,null,null,234,"Label187","Label194","Label194"]
[null,null,null,null,null,235,"txtCapGal","val_ELoss","val_ELoss",null,1283]
[null,null,null,null,null,236,"val_UWall","val_SAWall","val_SAWall",null,3513]
[null,null,null,null,null,237,"Label188","val_SARoof","val_SARoof",null,1805]
[null,null,null,null,null,238,"Label189","val_SAFloor","val_SAFloor",null,1805]
[null,null,null,null,null,239,"Label190","val_UnHeat","val_UnHeat",null,60]
[null,null,null,null,null,240,"cb_Roof","val_Cp","val_Cp",null,1]
[null,null,null,null,null,241,"val_URoof","Label195","Label195"]
[null,null,null,null,null,242,"Label191","Label196","Label196"]
[null,null,null,null,null,243,"cb_Floor","Label197","Label197"]
[null,null,null,null,null,244,"val_UFloor","Label198","Label198"]
[null,null,null,null,null,245,"Label192","Label199","Label199"]
[null,null,null,null,null,246,"val_DigTemp","val_CurW","val_CurW",null,32.5]
[null,null,null,null,null,247,"Label193","Label200","Label200"]
[null,null,null,null,null,248,"Label194","Label201","Label201"]
[null,null,null,null,null,249,"val_ELoss","val_FutW","val_FutW",null,54.337499999999999]
[null,null,null,null,null,250,"val_SAWall","Label202","Label202"]
[null,null,null,null,null,251,"val_SARoof","Label203","Label203"]
[null,null,null,null,null,252,"val_SAFloor","Label204","Label204"]
[null,null,null,null,null,253,"val_UnHeat","Label205","Label205"]
[null,null,null,null,null,254,"val_Cp","val_EFeedCur","val_EFeedCur",null,902]
[null,null,null,null,null,255,"Label195","Label206","Label206"]
[null,null,null,null,null,256,"Label196","val_ETotCur","val_ETotCur",null,2185]
[null,null,null,null,null,257,"Label197","val_EFeedFut","val_EFeedFut",null,1507]
[null,null,null,null,null,258,"Label198","Label208","Label208"]
[null,null,null,null,null,259,"Label199","Label209","Label209"]
[null,null,null,null,null,260,"val_CurW","Label210","Label210"]
[null,null,null,null,null,261,"Label200","val_ETotFut","val_ETotFut",null,2790]
[null,null,null,null,null,262,"Label201","Label211","Label211"]
[null,null,null,null,null,263,"val_FutW","Label53","Label53",null,false]
[null,null,null,null,null,264,"Label202","Options","Options",null,false]
[null,null,null,null,null,265,"Label203","Info1","Info1"]
[null,null,null,null,null,266,"Label204","txtTVol","txtTVol",null,250000]
[null,null,null,null,null,267,"Label205","lblVolume","lblVolume"]
[null,null,null,null,null,268,"val_EFeedCur","TVol","TVol",null,true]
[null,null,null,null,null,269,"Label206","Dimen","Dimen",null,false]
[null,null,null,null,null,270,"val_ETotCur","labelTVol","labelTVol"]
[null,null,null,null,null,271,"val_EFeedFut","cb_State","cb_State",null,85613]
[null,null,null,null,null,272,"Label208","Label151","Label151"]
[null,null,null,null,null,273,"Label209","Label147","Label147"]
[null,null,null,null,null,274,"Label210","val_HDTCur","val_HDTCur",null,15]
[null,null,null,null,null,275,"val_ETotFut","Label148","Label148"]
[null,null,null,null,null,276,"Label211","Label149","Label149"]
[null,null,null,null,null,277,"Label212","Label150","Label150"]
[null,null,null,null,null,278,"Label53","val_HDTPro","val_HDTPro",null,15]
[null,null,null,null,null,279,"Options","im_Check","im_Check"]
[null,null,null,null,null,280,"Info1","im_X","im_X"]
[null,null,null,null,null,281,"txtTVol","cb_NatGas","cb_NatGas",null,"$/CCF"]
[null,null,null,null,null,282,"lblVolume","Label213","Label213"]
[null,null,null,null,null,283,"TVol","val_BioRate","val_BioRate",null,15]
[null,null,null,null,null,284,"Dimen","Label214","Label214"]
[null,null,null,null,null,285,"labelTVol","Label215","Label215"]
[null,null,null,null,null,286,"cb_State","Label216","Label216"]
[null,null,null,null,null,287,"Label151","cb_PrintInput","cb_PrintInput",null,false]
[null,null,null,null,null,288,"Label147","cb_WSInput","cb_WSInput",null,false]
[null,null,null,null,null,289,"val_HDTCur","Label217","Label217"]
[null,null,null,null,null,290,"Label148","Label218","Label218"]
[null,null,null,null,null,291,"Label149","Label220","Label219"]
[null,null,null,null,null,292,"Label150","val_Heated","Label220",null,98]
[null,null,null,null,null,293,"val_HDTPro","Label221","val_Heated"]
[null,null,null,null,null,294,"im_Check","Label222","Label221"]
[null,null,null,null,null,null,"im_X","Label223","Label222"]
[null,null,null,null,null,null,"cb_NatGas","Label224","Label223"]
[null,null,null,null,null,null,"Label213","Label225"]
[null,null,null,null,null,null,"val_BioRate","val_PerDisp",null,null,100]
[null,null,null,null,null,null,"Label214","Label226"]
[null,null,null,null,null,null,null,"Label226"]
[null,null,null,null,null,null,null,null,"ADCur",null,6]

{"sheet":"Graphics","index":3,"n_rows":59,"n_cols":13,"rows_kept":59,"cut":false,"hidden":true,"merged":[[11,9,12,12],[6,1,6,4],[6,5,6,8],[6,9,6,12],[13,9,15,12],[7,1,7,4],[7,5,7,8],[7,9,7,12]]}
[]
[]
[]
[]
[]
[]
[null,"Collection",null,null,null,"Digestion",null,null,null,"Effluent"]
[]
[null,"Feedstock Characteristics",null,null,null," Digester Infrastructure",null,null,null," Residual Mangement"]
[null,null,"-","Food Waste",null,null,"-","Excess Capacity",null,null,"-","Transportation"]
[null,null,"-","Fats, Oils, & Grease (FOG)",null,null,"-","Needed Capacity",null,null,"-","Tipping Fees"]
[null,null,null,null,null,null,"-","Acillary Equipment",null,"Biogas"]
[null,"Feedstock Receiving"]
[null,null,"-","Landfill Tipping Fees",null," Operations &"]
[null,null,"-","Tipping Fee at Digester",null," Maintenance"]
[null,null,null,null,null,null,"-","Repari, cleaning, etc."]
[null,"Feedstock Processing",null,null,null,null,"-","Labor",null," Characteristics"]
[null,null,"-","Equipment",null,null,"-","Operating Parameters",null," Quantity"]
[null,null,"-","Operations & Maintenance",null,null,null,null,null," Value"]
[null,null,null,null,null,null,null,null,null,null,"-","Heating"]
[null,null,null,null,null,null,null,null,null,null,"-","Combined Heat and Power (CHP)"]
[null,null,null,null,null,null,null,null,null,null,"-","Renewable Natural Gas (RNG)"]
[null,null,null,null,null,null,null,null,null," Cleaning"]
[]
[]
[]
[]
[]
[]
[]
[]
[]
[]
[]
[]
[]
[]
[]
[]
[]
[]
[]
[]
[]
[]
[]
[]
[]
[]
[]
[]
[]
[]
[null,null,null,"Key"]
[null,null,null,null,null,"Data does not remain in GUI",null,null,null,null,null,null,"   GUI Interface"]
[]
[null,null,null,null,null,"Data remains in GUI",null,null,null,null,null,null,"   Actions"]
[]
[null,null,null,null,null,"GUI Buttons"]

{"sheet":"Current Default Formulas","index":4,"n_rows":223,"n_cols":19,"rows_kept":223,"cut":false,"hidden":true,"merged":[]}
[]
[]
[]
[]
[]
[]
[]
[]
[]
[]
[]
[]
[]
[]
[]
[null,null,null,null,"A check for the user to assure that specific critical values are correct ",null,null,null,null,"MCRT = Mean Cell Residence Time"]
[]
[null,null,null,null,"Information Display",null,null,null,null,"MGD = Million Gallons Per Day"]
[]
[null,null,null,null,"Default parameters that can be changed by user to personalize model",null,null,null,null,"TS = Total Solids"]
[]
[null,null,null,null,"Useful/Important information",null,null,null,null,"VS = Volatile Solids"]
[]
[]
[]
[]
[]
[]
[]
[]
[]
[null,null,null,null,"Enter the dimensions to calculate the volume"]
[null,null,null,null,null,"Total Volume [gal]",null,"Diameter [ft]",null,"Max Liquid Height [ft]",null,"Quantity"]
[null,null,null,null,null,null,"<=======>"]
[]
[null,null,null,null,null,"Effective Operating Capacity [%]"]
[]
[null,null,null,null,null,"      "]
[]
[null,null,null,null,"Percent of total volume to remain as buffer capacity:"]
[null,null,null,null,null,null,"[%]"]
[null,null,null,null,null,{"$f":"IF($F$34>0,$F$34*$F$37,(PI()*J34*((H34/2)^2))*$L$34*7.48*F37)*F41","v":0},"[gal]"]
[]
[null,null,null,null,"Maximum Capcity of Digester. This will be used in calculations."]
[null,null,null,null,null,{"$f":"IF($F$34>0,$F$34*$F$37-F42,(PI()*J34*((H34/2)^2))*$L$34*7.48*F37-F42)","v":0},"[Total Gal]"]
[]
[null,null,null,null,"Enter the annual Operational and Maintenance Cost of the Digester (this includes O&M costs from the digester only including cleaning and repair):"]
[null,null,null,null,null,null,"[$/year]"]
[]
[]
[]
[]
[]
[null,null,null,null,"Enter %VS reduction:"]
[null,null,null,null,null,null,"[% VS Reduction]"]
[]
[]
[null,null,null,null,"Feedstock",null,"Short Tons/Day","Specific Gravity","Total Solids [%]","VS/TS Ratio","Volatile Solids [short ton/day]","TS [short ton/day]"]
[]
[]
[null,null,null,null,"Composite Feedstock",null,null,null,null,null,{"$f":"J61*L61","v":0},{"$f":"G61*I61","v":0}]
[]
[]
[]
[]
[]
[]
[]
[null,null,null,null,"FOG/Liquid Quantity:",null,null,"Food Waste/Solids Quantity"]
[null,null,null,null,null,null,"[gal/day]",null,null,"[ton/day]"]
[]
[null,null,null,null,"FOG/Liquid Tipping Fee:",null,null,"Food Waste/Solids Tipping Fee:"]
[null,null,null,null,null,null,"[$/gal]",null,null,"[$/ton]"]
[]
[]
[null,null,null,null,"Enter the amount of biosolids disposed of per year:"]
[null,null,null,null,null,null,"[short tons/yr]"]
[]
[null,null,null,null,"Disposal method"]
[]
[]
[null,null,null,null,"Average Cost of Disposal Method",null,null,"Average Revenue from Biosolids"]
[null,null,null,null,null,null,"[$/short ton]",null,"[$/short ton]"]
[]
[null,null,null,null,"If cost is based on wet basis please enter 0, if cost is based on dry basis (0% water) please enter 1"]
[]
[]
[null,null,null,null,"Enter %Solids of Disposed Biosolids",null,null,"Percent of Total Sludge Not Generating Revenue"]
[null,null,null,null,null,null,"[% Solids]",null,"[%]"]
[]
[]
[null,null,null,null,"Enter the amount of biogas produced per day:"]
[null,null,null,null,null,75898,"[cf/day]"]
[]
[null,null,null,null,"Average Annual Heat Loss from Tanks"]
[]
[null,null,null,null,null,null,"[MBTU/yr]"]
[]
[null,null,null,null,"Average Annual Initial Heating Requirement of Feedstock"]
[null,null,null,null,null,null,"[MBTU/yr]"]
[]
[]
[null,null,null,null,"Total Energy Needed for Heating"]
[]
[null,null,null,null,null,null,"[MBTU/yr]"]
[]
[]
[]
[]
[]
[]
[]
[]
[]
[]
[]
[]
[null,null,null,null,"Average Electricity Rate:",null,null,"U.S. Department of Energy:"]
[null,null,null,null,null,null,"[$/ KWh]","http://www.afdc.energy.gov/fuels/prices.html"]
[]
[null,null,null,null,"What is your maximum monthly consumption of electricity?"]
[null,null,null,null,null,null,"[kWh]"]
[]
[null,null,null,null,"Average Natural Gas Rate:",null,null,"U.S. Energy Information Administration tracks data:"]
[null,null,null,null,null,null,"[$/CCF]","http://www.eia.doe.gov/neic/experts/heatcalc.xls"]
[]
[null,null,null,null,"What is your maximum monthly consumption of natural gas?"]
[null,null,null,null,null,null,"[CCF]"]
[]
[]
[null,null,null,null,"Excess Digester Capacity ",null,null,null,"Income from External Feedstock"]
[null,null,null,null,null,{"$f":"H190/H179","v":{"$error":"#DIV/0!"}},"[gal/day]",null,null,{"$f":"(I220+I221)*365","v":0},"[$/yr]"]
[]
[null,null,null,null,null,null,null,null,"Current Utility Costs"]
[null,null,null,null,null,null,null,null,"Electricity:",{"$f":"F119","v":0},"[$/kWh]"]
[]
[null,null,null,null,"Calculated Biogas Production",null,null,null,"Natural Gas:",{"$f":"F125","v":0},"[$/ccf]"]
[null,null,null,null,null,{"$f":"H195*365","v":0},"[cf/yr]"]
[]
[null,null,null,null,"Biogas Value",null,null,null,"Net Biosolids Value"]
[null,null,null,null,null,{"$f":"(I222+I223)*365","v":{"$error":"#DIV/0!"}},"[$/yr",null,null,{"$f":"(I219+I215)*365","v":0},"[$/yr]"]
[]
[]
[]
[]
[]
[]
[]
[]
[]
[null,null,null,null,"External Feedstock Summary"]
[null,null,null,null," Mass (Solids)",null,null,null,{"$f":"L61","v":0},"short ton/day"]
[]
[null,null,null,null,"Solids Content",null,null,null,{"$f":"I61","v":0},"% TS"]
[null,null,null,null," VS Content (%)",null,null,null,{"$f":"J61","v":0},"% VS/TS"]
[null,null,null,null,"Mass of VS",null,null,null,{"$f":"K61","v":0},"short ton/day"]
[null,null,null,null,"VS Destruction (%)",null,null,null,{"$f":"IF(F55=\"\",0.54,F55)","v":0.54},"% VS Reduced"]
[null,null,null,null,"Mass of VS Reduced",null,null,null,{"$f":"I156*I157","v":0},"short ton/day"]
[null,null,null,null,"Mass of Remaining Solids",null,null,null,{"$f":"I152-I158","v":0},"short ton/day"]
[]
[]
[]
[]
[]
[]
[]
[]
[]
[]
[]
[]
[null,null,null,null,null,null,null,"Composite Feedstock"]
[null,null,null,null,"Digestion Process Parameters",null,null,"Value",null,"Units"]
[null,null,null,null,"Digester Volume",null,null,"V=Qθ"]
[null,null,null,null,"Composite SG (sg - specific gravity)",null,null,{"$f":"IF(H61=\"\",0.000001,H61)","v":9.9999999999999995E-7}]
[null,null,null,null,"Constant (Specific Weight of Water)",null,null,8.34,null,"lb/gal"]
[null,null,null,null,"Composite Solids Fed to Digester",null,null,null,null,"% TS","Depends on process. Likely range is between 4-10%."]
[null,null,null,null,"Q (Feedstock Flowrate)",null,null,{"$f":"(I152)*2000/(H177*(H175*H176))","v":{"$error":"#DIV/0!"}},null,"gal/day"]
[null,null,null,null,"θ (Hydraulic retention Time)",null,null,null,null,"days","Can change to lengthen hydraulic retention time, 15 days is high rate digestion and is the lowest recommended mean cell residence time."]
[null,null,null,null,"Required Volume",null,null,{"$f":"H178*H179","v":{"$error":"#DIV/0!"}},null,"gal "]
[]
[null,null,null,null,"Existing Cylindrical Digester Diameter",null,null,{"$f":"#REF!","v":{"$error":"#REF!"}},null,"ft"]
[null,null,null,null,"Existing Cylindrical Digester Height",null,null,{"$f":"#REF!","v":{"$error":"#REF!"}},null,"ft"]
[null,null,null,null,"Max Available Capacity - Total",null,null,{"$f":"F45","v":0},null,"gal"]
[null,null,null,null,"Effective Digester Capacity %",null,null,{"$f":"#REF!","v":{"$error":"#REF!"}},null,"%"]
[null,null,null,null,"Effective Digester Capacity",null,null,{"$f":"F45","v":0},null,"gal"]
[null,null,null,null,"New Digester Capacity Required ",null,null,{"$f":"IF(H180-H186<0,0,H180-H186)","v":{"$error":"#DIV/0!"}},null,"gal"]
[null,null,null,null,"Number of New Digesters Required ",null,null,{"$f":"IF(H187<=0,0,ROUNDUP(H187/H184,0))","v":{"$error":"#DIV/0!"}},null,"gal"]
[]
[null,null,null,null,"Capacity Available",null,null,{"$f":"H186-H180","v":{"$error":"#DIV/0!"}},null,"gal"]
[]
[null,null,null,null,"Biogas Production",null,null,null,null,null,null,null,null,"Daily Biogas Production",null,null,"Conversion Factors:"]
[null,null,null,null,"Total VS Reduced",null,null,{"$f":"(I158)*2000","v":0},"VS lb/day",null,null,null,null,"V",{"$f":"H195*R193","v":0},"L/d","1 cf=",28.316849999999999,"Liter"]
[null,null,null,null,"Biogas Production Rate",null,null,15,"ft³ biogas/lb VS destroyed",null,"(12-18 cf/lb) Metcalf & Eddy - max typical size",null,null,"T",293.14999999999998,"K"]
[null,null,null,null,"Biogas Production based on VS Destroyed",null,null,{"$f":"H194*H193","v":0},"ft³ biogas/day",null,null,null,null,"P",101.3,"kPa","1 g=",2.2046000000000001E-3,"lb"]
[null,null,null,null,"Mass of Biogas",null,null,{"$f":"O208","v":0},"short ton/day"]
[null,null,null,null,null,null,null,null,null,null,null,null,null,null,null,null,"1 lb=",4.5359239999999998E-4,"metric ton"]
[null,null,null,null,"Energy Content"]
[null,null,null,null,"Annual Biogas Production ",null,null,{"$f":"H195*365","v":0},"ft³/yr",null,null,null,null,null,null,null,"1 KWh=",3412.1414798999999,"Btu"]
[null,null,null,null,"Methane to Biogas Ratio",null,null,0.6,null,null,null,null,null,"R",8.3144720000000003]
[null,null,null,null,"High Heat Value of Methane (Btu/cubic foot)",null,null,1011,"Btu/ft3",null,null,null,null,"n",{"$f":"O195*O193/(O194*O200)","v":0},"moles"]
[null,null,null,null,null,"Heat Recovery Efficiency",null,{"$f":"'4. Biogas Use'!F42","v":0.75}]
[null,null,null,null,"Heat Value Estimate",null,null,{"$f":"(H199*H200*H201)","v":0},"Btu/yr"]
[null,null,null,null,"Heat Value Estimate",null,null,{"$f":"(H199*H200*H201)*H202/1000000","v":0},"MBtu/yr"]
[null,null,null,null,"KWh Value Estimate",null,null,{"$f":"(H199*H200*H201)/R199*N211","v":0},"KWh/yr",null,null,null,null,"Biogas MW",{"$f":"H200*16+0.35*44","v":25},"g/mol"]
[null,null,null,null,null,null,null,null,null,null,null,null,null,"Biogas Mass",{"$f":"O201*O205","v":0},"g"]
[null,null,null,null,"Mass of Remaining Biosolids (Wet Basis):",null,null,null,null,null,null,null,null,null,{"$f":"O206*R195","v":0},"lb"]
[null,null,null,null,null,{"$f":"IF(F89 = \"\", 0, I159/F89)","v":0},"[short tons/day]",null,null,null,null,null,null,null,{"$f":"O207*R197","v":0},"metric ton/d"]
[]
[null,null,null,null,"Cost of Biosolids Disposal:",null,null,"Revenue from Biosolids:",null,null,null,null,null," Biogas to electricity internal combustion engine efficiency"]
[null,null,null,null,null,{"$f":"F208*F83*H89","v":0},"[$/day]",{"$f":"F208*H83*(1-H89)","v":0},"[$/day]",null,null,null,null,{"$f":"Elec_Effic","v":0.28000000000000003}]
[]
[]
[null,null,null,null,null,null,"$/unit","quantity of unit/day","total/day","unit"]
[null,null,null,null,"Biosolids Disposal",null,{"$f":"-F83","v":0},{"$f":"F208*H89","v":0},{"$f":"H215*G215","v":0},"tons"]
[null,null,null,null,"Digester O&M",null,null,null,{"$f":"-F48","v":0},"$"]
[null,null,null,null,"Capital Costs"]
[]
[null,null,null,null,"Biosolids Revenue",null,{"$f":"H83","v":0},{"$f":"F208*(1-H89)","v":0},{"$f":"G219*H219","v":0},"tons"]
[null,null,null,null,"Solids Tipping Fees",null,{"$f":"I73","v":0},{"$f":"I70","v":0},{"$f":"G220*H220","v":0},"ton"]
[null,null,null,null,"Liquids Tipping Fees",null,{"$f":"F73","v":0},{"$f":"F70","v":0},{"$f":"G221*H221","v":0},"gal"]
[null,null,null,null,"Avoided Natural Gas",null,{"$f":"F125","v":0},{"$f":"IF(H204<F105,H199*H200/100/365,(F105/H204)*H199*H200/100/365)","v":{"$error":"#DIV/0!"}},{"$f":"G222*H222","v":{"$error":"#DIV/0!"}},"CCF methane"]
[null,null,null,null,"Avoided Electricity",null,{"$f":"F119","v":0},null,{"$f":"G223*H223","v":0},"kWh"]

{"sheet":"Current Default Formulas NoAD","index":5,"n_rows":226,"n_cols":19,"rows_kept":226,"cut":false,"hidden":true,"merged":[]}
[]
[]
[]
[]
[]
[]
[]
[]
[]
[]
[]
[]
[]
[]
[]
[]
[]
[]
[]
[]
[]
[]
[]
[]
[]
[]
[]
[]
[]
[]
[null,null,"Existing Anaerobic Digester"]
[null,null,null,null,"Enter the dimensions to calculate the volume"]
[null,null,null,null,null,"Total Volume [gal]",null,"Diameter [ft]",null,"Max Liquid Height [ft]",null,"Quantity"]
[null,null,null,null,null,null,"<=======>"]
[]
[null,null,null,null,null,"Effective Operating Capacity [%]"]
[]
[null,null,null,null,null,"      "]
[]
[null,null,null,null,"Percent of total volume to remain as buffer capacity:"]
[null,null,null,null,null,null,"[%]"]
[null,null,null,null,null,{"$f":"IF($F$34>0,$F$34*$F$37,(PI()*J34*((H34/2)^2))*$L$34*7.48*F37)*F41","v":0},"[gal]"]
[]
[null,null,null,null,"Maximum Capcity of Digester. This will be used in calculations."]
[null,null,null,null,null,{"$f":"IF($F$34>0,$F$34*$F$37-F42,(PI()*J34*((H34/2)^2))*$L$34*7.48*F37-F42)","v":0},"[Total Gal]"]
[]
[null,null,null,null,"Enter the annual Operational and Maintenance Cost of the Digester (this includes O&M costs from the digester only including cleaning and repair):"]
[null,null,null,null,null,null,"[$/year]"]
[]
[]
[null,null,"Feedstocks:  Sludge & External Sources"]
[]
[]
[null,null,null,null,"Enter %VS reduction:"]
[null,null,null,null,null,null,"[% VS Reduction]"]
[]
[]
[null,null,null,null,"Feedstock",null,"Short Tons/Day","Specific Gravity","Total Solids [%]","VS/TS Ratio","Volatile Solids [short ton/day]","TS [short ton/day]"]
[]
[]
[null,null,null,null,"Composite Feedstock",null,null,null,null,null,{"$f":"J61*L61","v":0},{"$f":"G61*I61","v":0}]
[]
[]
[]
[]
[null,null,"External Feedstock Economics"]
[]
[]
[null,null,null,null,"FOG/Liquid Quantity:",null,null,"Food Waste/Solids Quantity"]
[null,null,null,null,null,null,"[gal/day]",null,null,"[ton/day]"]
[]
[null,null,null,null,"FOG/Liquid Tipping Fee:",null,null,"Food Waste/Solids Tipping Fee:"]
[null,null,null,null,null,null,"[$/gal]",null,null,"[$/ton]"]
[]
[]
[null,null,"Biosolids",null,"Enter the amount of biosolids disposed of per year:"]
[null,null,null,null,null,null,"[short tons/yr]"]
[]
[null,null,null,null,"Disposal method"]
[]
[]
[null,null,null,null,"Average Cost of Disposal Method",null,null,"Average Revenue from Biosolids"]
[null,null,null,null,null,null,"[$/short ton]",null,"[$/short ton]"]
[]
[null,null,null,null,"If cost is based on wet basis please enter 0, if cost is based on dry basis (0% water) please enter 1"]
[]
[]
[null,null,null,null,"Enter %Solids of Disposed Biosolids",null,null,"Percent of Total Sludge Not Generating Revenue"]
[null,null,null,null,null,null,"[% Solids]",null,"[%]"]
[]
[]
[null,null,"Heating",null,"Enter the amount of biogas produced per day:"]
[null,null,null,null,null,75898,"[cf/day]"]
[]
[null,null,null,null,"Average Annual Heat Loss from Tanks"]
[]
[null,null,null,null,null,null,"[MBTU/yr]"]
[]
[null,null,null,null,"Average Annual Initial Heating Requirement of Feedstock"]
[null,null,null,null,null,null,"[MBTU/yr]"]
[]
[]
[null,null,null,null,"Total Energy Needed for Heating"]
[]
[null,null,null,null,null,null,"[MBTU/yr]"]
[]
[]
[]
[]
[]
[]
[]
[]
[]
[]
[]
[]
[null,null,"Utilities",null,"Average Electricity Rate:",null,null,"U.S. Department of Energy:"]
[null,null,null,null,null,null,"[$/ KWh]","http://www.afdc.energy.gov/fuels/prices.html"]
[]
[null,null,null,null,"What is your maximum monthly consumption of electricity?"]
[null,null,null,null,null,null,"[kWh]"]
[]
[null,null,null,null,"Average Natural Gas Rate:",null,null,"U.S. Energy Information Administration tracks data:"]
[null,null,null,null,null,null,"[$/CCF]","http://www.eia.doe.gov/neic/experts/heatcalc.xls"]
[]
[null,null,null,null,"What is your maximum monthly consumption of natural gas?"]
[null,null,null,null,null,null,"[CCF]"]
[]
[]
[null,null,"Executive Summary",null,"Excess Digester Capacity ",null,null,null,"Income from External Feedstock"]
[null,null,null,null,null,0,"[gal/day]",null,null,{"$f":"(I220+I221)*365","v":0},"[$/yr]"]
[]
[null,null,null,null,null,null,null,null,"Current Utility Costs"]
[null,null,null,null,null,null,null,null,"Electricity:",{"$f":"F119","v":0},"[$/kWh]"]
[]
[null,null,null,null,"Calculated Biogas Production",null,null,null,"Natural Gas:",{"$f":"F125","v":0},"[$/ccf]"]
[null,null,null,null,null,{"$f":"H195*365","v":0},"[cf/yr]"]
[]
[null,null,null,null,"Biogas Value",null,null,null,"Net Biosolids Value"]
[null,null,null,null,null,{"$f":"(I222+I223)*365","v":0},"[$/yr",null,null,{"$f":"(I219+I215)*365","v":0},"[$/yr]"]
[]
[]
[]
[]
[]
[]
["End of User Inputs: The  information below is calculated from the above input data and will be used in the model calculations.                                                             Please consider the default parameters and alter as appropriate for your facility."]
[]
[null,null,"Feedstock Summary"]
[null,null,null,null,"External Feedstock Summary"]
[null,null,null,null," Mass (Solids)",null,null,null,{"$f":"L61","v":0},"short ton/day"]
[]
[null,null,null,null,"Solids Content",null,null,null,{"$f":"I61","v":0},"% TS"]
[null,null,null,null," VS Content (%)",null,null,null,{"$f":"J61","v":0},"% VS/TS"]
[null,null,null,null,"Mass of VS",null,null,null,{"$f":"K61","v":0},"short ton/day"]
[null,null,null,null,"VS Destruction (%)",null,null,null,{"$f":"IF(F55=\"\",0.54,F55)","v":0.54},"% VS Reduced"]
[null,null,null,null,"Mass of VS Reduced",null,null,null,{"$f":"I156*I157","v":0},"short ton/day"]
[null,null,null,null,"Mass of Remaining Solids",null,null,null,{"$f":"I152-I158","v":0},"short ton/day"]
[]
[]
[]
[]
[]
[]
[]
[]
[]
[]
[]
[]
[null,null,"Digester Capacity",null,null,null,null,"Composite Feedstock"]
[null,null,null,null,"Digestion Process Parameters",null,null,"Value",null,"Units"]
[null,null,null,null,"Digester Volume",null,null,"V=Qθ"]
[null,null,null,null,"Composite SG (sg - specific gravity)",null,null,{"$f":"IF(H61=\"\",0.000001,H61)","v":9.9999999999999995E-7}]
[null,null,null,null,"Constant (Specific Weight of Water)",null,null,8.34,null,"lb/gal"]
[null,null,null,null,"Composite Solids Fed to Digester",null,null,null,null,"% TS","Depends on process. Likely range is between 4-10%."]
[null,null,null,null,"Q (Feedstock Flowrate)",null,null,0,null,"gal/day"]
[null,null,null,null,"θ (Hydraulic retention Time)",null,null,null,null,"days","Can change to lengthen hydraulic retention time, 15 days is high rate digestion and is the lowest recommended mean cell residence time."]
[null,null,null,null,"Required Volume",null,null,0,null,"gal "]
[]
[null,null,null,null,"Existing Cylindrical Digester Diameter",null,null,{"$f":"#REF!","v":{"$error":"#REF!"}},null,"ft"]
[null,null,null,null,"Existing Cylindrical Digester Height",null,null,{"$f":"#REF!","v":{"$error":"#REF!"}},null,"ft"]
[null,null,null,null,"Max Available Capacity - Total",null,null,{"$f":"F45","v":0},null,"gal"]
[null,null,null,null,"Effective Digester Capacity %",null,null,{"$f":"#REF!","v":{"$error":"#REF!"}},null,"%"]
[null,null,null,null,"Effective Digester Capacity",null,null,{"$f":"F45","v":0},null,"gal"]
[null,null,null,null,"New Digester Capacity Required ",null,null,{"$f":"IF(H180-H186<0,0,H180-H186)","v":0},null,"gal"]
[null,null,null,null,"Number of New Digesters Required ",null,null,{"$f":"IF(H187<=0,0,ROUNDUP(H187/H184,0))","v":0},null,"gal"]
[]
[null,null,null,null,"Capacity Available",null,null,{"$f":"H186-H180","v":0},null,"gal"]
[]
[null,null,"Biogas Production",null,"Biogas Production",null,null,null,null,null,null,null,null,"Daily Biogas Production",null,null,"Conversion Factors:"]
[null,null,null,null,"Total VS Reduced",null,null,{"$f":"(I158)*2000","v":0},"VS lb/day",null,null,null,null,"V",{"$f":"H195*R193","v":0},"L/d","1 cf=",28.316849999999999,"Liter"]
[null,null,null,null,"Biogas Production Rate",null,null,15,"ft³ biogas/lb VS destroyed",null,"(12-18 cf/lb) Metcalf & Eddy - max typical size",null,null,"T",293.14999999999998,"K"]
[null,null,null,null,"Biogas Production based on VS Destroyed",null,null,0,"ft³ biogas/day",null,null,null,null,"P",101.3,"kPa","1 g=",2.2046000000000001E-3,"lb"]
[null,null,null,null,"Mass of Biogas",null,null,{"$f":"O208","v":0},"short ton/day"]
[null,null,null,null,null,null,null,null,null,null,null,null,null,null,null,null,"1 lb=",4.5359239999999998E-4,"metric ton"]
[null,null,null,null,"Energy Content"]
[null,null,null,null,"Annual Biogas Production ",null,null,0,"ft³/yr",null,null,null,null,null,null,null,"1 KWh=",3412.1414798999999,"Btu"]
[null,null,null,null,"Methane to Biogas Ratio",null,null,0.6,null,null,null,null,null,"R",8.3144720000000003]
[null,null,null,null,"High Heat Value of Methane (Btu/cubic foot)",null,null,1011,"Btu/ft3",null,null,null,null,"n",{"$f":"O195*O193/(O194*O200)","v":0},"moles"]
[null,null,null,null,null,"Heat Recovery Efficiency",null,{"$f":"'4. Biogas Use'!F42","v":0.75}]
[null,null,null,null,"Heat Value Estimate",null,null,{"$f":"(H199*H200*H201)","v":0},"Btu/yr"]
[null,null,null,null,"Heat Value Estimate",null,null,{"$f":"(H199*H200*H201)*H202/1000000","v":0},"MBtu/yr"]
[null,null,null,null,"KWh Value Estimate",null,null,{"$f":"(H199*H200*H201)/R199*N211","v":0},"KWh/yr",null,null,null,null,"Biogas MW",{"$f":"H200*16+0.35*44","v":25},"g/mol"]
[null,null,null,null,null,null,null,null,null,null,null,null,null,"Biogas Mass",{"$f":"O201*O205","v":0},"g"]
[null,null,"Biosolids Disposal",null,"Mass of Remaining Biosolids (Wet Basis):",null,null,null,null,null,null,null,null,null,{"$f":"O206*R195","v":0},"lb"]
[null,null,null,null,null,{"$f":"IF(F89 = \"\", 0, I159/F89)","v":0},"[short tons/day]",null,null,null,null,null,null,null,{"$f":"O207*R197","v":0},"metric ton/d"]
[]
[null,null,null,null,"Cost of Biosolids Disposal:",null,null,"Revenue from Biosolids:",null,null,null,null,null," Biogas to electricity internal combustion engine efficiency"]
[null,null,null,null,null,{"$f":"F208*F83*H89","v":0},"[$/day]",{"$f":"F208*H83*(1-H89)","v":0},"[$/day]",null,null,null,null,{"$f":"Elec_Effic","v":0.28000000000000003}]
[]
[]
[null,null,"Costs",null,null,null,"$/unit","quantity of unit/day","total/day","unit"]
[null,null,null,null,"Biosolids Disposal",null,{"$f":"-F83","v":0},{"$f":"F208*H89","v":0},{"$f":"H215*G215","v":0},"tons"]
[null,null,null,null,"Digester O&M",null,null,null,{"$f":"-F48","v":0},"$"]
[null,null,null,null,"Capital Costs"]
[]
[null,null,"Savings & Revenue",null,"Biosolids Revenue",null,{"$f":"H83","v":0},{"$f":"F208*(1-H89)","v":0},{"$f":"G219*H219","v":0},"tons"]
[null,null,null,null,"Solids Tipping Fees",null,{"$f":"I73","v":0},{"$f":"I70","v":0},{"$f":"G220*H220","v":0},"ton"]
[null,null,null,null,"Liquids Tipping Fees",null,{"$f":"F73","v":0},{"$f":"F70","v":0},{"$f":"G221*H221","v":0},"gal"]
[null,null,null,null,"Avoided Natural Gas",null,{"$f":"F125","v":0},{"$f":"(H204-F105)*1000000/H202/H201/100/365","v":0},{"$f":"G222*H222","v":0},"CCF methane"]
[null,null,null,null,"Avoided Electricity",null,{"$f":"F119","v":0},null,{"$f":"G223*H223","v":0},"kWh"]
[]
[]
["Proceed to the following worksheet \"2. Fututre Parameters\"."]

{"sheet":"1. Current Parameters","index":6,"n_rows":236,"n_cols":19,"rows_kept":236,"cut":false,"hidden":false,"merged":[[225,0,225,13],[216,4,216,5],[219,4,219,5],[221,4,221,5],[204,4,204,6],[214,4,214,5],[191,2,204,2],[222,4,222,5],[182,7,182,8],[198,4,198,6],[215,4,215,5],[193,8,193,9],[192,4,192,6],[193,4,193,6],[199,4,199,6],[200,4,200,6],[202,4,202,6],[203,4,203,6],[195,4,195,6],[197,4,197,6],[213,2,214,2],[215,2,217,2],[194,8,194,9],[195,8,195,9],[206,2,211,2],[220,4,220,5],[218,2,222,2],[218,4,218,5],[153,4,153,7],[154,4,154,7],[189,7,189,8],[172,4,172,6],[162,4,162,7],[163,4,163,7],[176,4,176,6],[177,4,177,6],[178,4,178,6],[175,7,175,8],[174,4,174,6],[173,4,173,6],[167,4,167,7],[168,4,168,7],[171,7,171,8],[172,7,172,8],[179,7,179,8],[181,7,181,8],[171,2,189,2],[173,7,173,8],[178,10,180,14],[176,7,176,8],[187,7,187,8],[183,7,183,8],[184,7,184,8],[185,7,185,8],[179,4,179,6],[177,7,177,8],[178,7,178,8],[194,4,194,6],[175,4,175,6],[181,4,181,6],[182,4,182,6],[183,4,183,6],[189,4,189,6],[191,4,191,6],[184,4,184,6],[186,4,186,6],[185,4,185,6],[187,4,187,6],[166,4,166,7],[28,6,28,12],[151,4,151,7],[152,4,152,7],[169,4,169,7],[58,13,58,16],[112,10,113,11],[58,4,58,5],[59,4,59,5],[71,7,71,8],[68,7,68,8],[29,4,29,11],[61,4,63,11],[1,20,1,21],[11,2,12,2],[7,1,7,11],[8,1,8,11],[9,2,9,9],[107,10,107,11],[129,9,129,10],[129,11,129,12],[57,4,57,5],[50,2,63,2],[75,2,89,2],[91,2,113,2],[117,2,124,2],[65,2,73,2],[192,8,192,9],[1,1,1,9],[155,4,155,7],[156,4,156,7],[157,4,157,7],[158,4,158,7],[159,4,159,7],[174,7,174,8],[186,7,186,8],[10,1,10,12],[60,4,60,5],[147,0,148,13],[130,2,140,2],[11,9,12,11],[13,9,13,11],[15,9,15,11],[17,9,17,11],[21,9,21,11],[19,9,19,11],[96,10,105,13],[30,2,48,2],[149,2,169,2],[164,4,164,7],[165,4,165,7]]}
[]
[null,"Co-EAT: Co-digestion Economic Analysis Tool: BETA                                                                                                                                                                     An analysis tool to assess the economic feasibility of co-digestion at a Water Resource Recovery Facility",null,null,null,null,null,null,null,null,null,{"$f":"TODAY()","v":"2017-09-26"}]
[null,"U.S. EPA "]
[]
[null,"Current Operating Parameters"]
[]
[]
[null,"Purpose: Observe/Change current operating parameters imported from the graphical user interface."]
[null,"Instructions:"]
[null,null,"- Input known parameters in the designated cells located between rows 27 and 119                                                                                                                                                                                                - Observe the default parameters and alter the parameters to better model your operation                                                                                                                        - After completion, proceed to the \"2. Future Parameters\" worksheet                                                                                                     "]
[null,"The numbered worksheets contain assumptions and default values that provide the underlying functionality of the Model.  Once familiar with the inputs, outputs, and data used to calculate values, users can customize the Model by modifying data in the rest of the worksheets. Be sure to save a copy of the tool prior to making any changes. All worksheets' defualt values can be restored using the \"Resotre Default Formulas & Values\" button."]
[null,null,"Key",null,null,null,null,null,null,"Acronyms Commonly Used"]
[]
[null,null,"XXX","=","User Inputs",null,null,null,null,"ADWF = Average Dry Weather Flow"]
[]
[null,null,"XXX","=","A check for the user to assure that specific critical values are correct ",null,null,null,null,"MCRT = Mean Cell Residence Time"]
[]
[null,null,"XXX","=","Information Display",null,null,null,null,"MGD = Million Gallons Per Day"]
[]
[null,null,"XXX","=","Default parameters that can be changed by user to personalize model",null,null,null,null,"TS = Total Solids"]
[]
[null,null,"XXX","=","Useful/Important information",null,null,null,null,"VS = Volatile Solids"]
[]
[]
[]
[]
[]
[]
[]
[]
[null,null,"Existing Anaerobic Digester"]
[null,null,null,null,"Enter the dimensions to calculate the volume"]
[null,null,null,null,null,"Total Volume [gal]",null,"Diameter [ft]",null,"Max Liquid Height [ft]",null,"Quantity"]
[null,null,null,null,null,null,"<=======>"]
[]
[null,null,null,null,null,"Effective Operating Capacity [%]"]
[]
[null,null,null,null,null,"      "]
[]
[null,null,null,null,"Percent of total volume to remain as buffer capacity:"]
[null,null,null,null,null,null,"[%]"]
[null,null,null,null,null,{"$f":"IF($F$34>0,$F$34*$F$37,(PI()*J34*((H34/2)^2))*$L$34*7.48*F37)*F41","v":0},"[gal]"]
[]
[null,null,null,null,"Maximum Capcity of Digester. This will be used in calculations."]
[null,null,null,null,null,{"$f":"IF($F$34>0,$F$34*$F$37-F42,(PI()*J34*((H34/2)^2))*$L$34*7.48*F37-F42)","v":0},"[Total Gal]"]
[]
[null,null,null,null,"Enter the annual Operational and Maintenance Cost of the Digester (this includes O&M costs from the digester only including cleaning and repair):"]
[null,null,null,null,null,null,"[$/year]"]
[]
[]
[null,null,"Feedstocks:  Sludge & External Sources"]
[]
[]
[null,null,null,null,"Enter %VS reduction:"]
[null,null,null,null,null,null,"[% VS Reduction]"]
[]
[]
[null,null,null,null,"Feedstock",null,"Short Tons/Day","Specific Gravity","Total Solids [%]","VS/TS Ratio","Volatile Solids [short ton/day]","TS [short ton/day]"]
[]
[]
[null,null,null,null,"Composite Feedstock",null,null,null,null,null,{"$f":"J61*L61","v":0},{"$f":"G61*I61","v":0}]
[]
[]
[]
[]
[null,null,"External Feedstock Economics"]
[]
[]
[null,null,null,null,"FOG/Liquid Quantity:",null,null,"Food Waste/Solids Quantity"]
[null,null,null,null,null,null,"[gal/day]",null,null,"[ton/day]"]
[]
[null,null,null,null,"FOG/Liquid Tipping Fee:",null,null,"Food Waste/Solids Tipping Fee:"]
[null,null,null,null,null,null,"[$/gal]",null,null,"[$/ton]"]
[]
[]
[null,null,"Biosolids",null,"Enter the amount of biosolids disposed of per year:"]
[null,null,null,null,null,null,"[short tons/yr]"]
[]
[null,null,null,null,"Disposal method"]
[]
[]
[null,null,null,null,"Average Cost of Disposal Method",null,null,"Average Revenue from Biosolids"]
[null,null,null,null,null,null,"[$/short ton]",null,"[$/short ton]"]
[]
[null,null,null,null,"If cost is based on wet basis please enter 0, if cost is based on dry basis (0% water) please enter 1"]
[]
[]
[null,null,null,null,"Enter %Solids of Disposed Biosolids",null,null,"Percent of Total Sludge Not Generating Revenue"]
[null,null,null,null,null,null,"[% Solids]",null,"[%]"]
[]
[]
[null,null,"Heating",null,"Enter the amount of biogas produced per day:"]
[null,null,null,null,null,75898,"[cf/day]"]
[]
[null,null,null,null,"Average Annual Heat Loss from Tanks"]
[]
[null,null,null,null,null,null,"[MBTU/yr]"]
[]
[null,null,null,null,"Average Annual Initial Heating Requirement of Feedstock"]
[null,null,null,null,null,null,"[MBTU/yr]"]
[]
[]
[null,null,null,null,"Total Energy Needed for Heating"]
[]
[null,null,null,null,null,null,"[MBTU/yr]"]
[]
[]
[]
[null,null,null,null,null,null,null,null,null,null,null,""]
[null,null,null,null,null,null,null,null,null,null,null,""]
[null,null,null,null,null,null,null,null,null,null,null,""]
[null,null,null,null,null,null,null,null,null,null,""]
[]
[]
[]
[]
[]
[null,null,"Utilities",null,"Average Electricity Rate:",null,null,"U.S. Department of Energy:"]
[null,null,null,null,null,null,"[$/ KWh]","http://www.afdc.energy.gov/fuels/prices.html"]
[]
[null,null,null,null,"What is your maximum monthly consumption of electricity?"]
[null,null,null,null,null,null,"[kWh]"]
[]
[null,null,null,null,"Average Natural Gas Rate:",null,null,"U.S. Energy Information Administration tracks data:"]
[null,null,null,null,null,null,"[$/CCF]","http://www.eia.doe.gov/neic/experts/heatcalc.xls"]
[]
[null,null,null,null,"What is your maximum monthly consumption of natural gas?"]
[null,null,null,null,null,null,"[CCF]"]
[]
[]
[null,null,"Executive Summary",null,"Excess Digester Capacity ",null,null,null,"Income from External Feedstock"]
[null,null,null,null,null,{"$f":"H190/H179","v":{"$error":"#DIV/0!"}},"[gal/day]",null,null,{"$f":"(I220+I221)*365","v":0},"[$/yr]"]
[]
[null,null,null,null,null,null,null,null,"Current Utility Costs"]
[null,null,null,null,null,null,null,null,"Electricity:",{"$f":"F119","v":0},"[$/kWh]"]
[]
[null,null,null,null,"Calculated Biogas Production",null,null,null,"Natural Gas:",{"$f":"F125","v":0},"[$/ccf]"]
[null,null,null,null,null,{"$f":"H195*365","v":0},"[cf/yr]"]
[]
[null,null,null,null,"Biogas Value",null,null,null,"Net Biosolids Value"]
[null,null,null,null,null,{"$f":"(I222+I223)*365","v":{"$error":"#DIV/0!"}},"[$/yr",null,null,{"$f":"(I219+I215)*365","v":0},"[$/yr]"]
[]
[]
[]
[]
[]
[]
["End of User Inputs: The  information below is calculated from the above input data and will be used in the model calculations.                                                             Please consider the default parameters and alter as appropriate for your facility."]
[]
[null,null,"Feedstock Summary"]
[null,null,null,null,"External Feedstock Summary"]
[null,null,null,null," Mass (Solids)",null,null,null,{"$f":"L61","v":0},"short ton/day"]
[]
[null,null,null,null,"Solids Content",null,null,null,{"$f":"I61","v":0},"% TS"]
[null,null,null,null," VS Content (%)",null,null,null,{"$f":"J61","v":0},"% VS/TS"]
[null,null,null,null,"Mass of VS",null,null,null,{"$f":"K61","v":0},"short ton/day"]
[null,null,null,null,"VS Destruction (%)",null,null,null,{"$f":"IF(F55=\"\",0.54,F55)","v":0.54},"% VS Reduced"]
[null,null,null,null,"Mass of VS Reduced",null,null,null,{"$f":"I156*I157","v":0},"short ton/day"]
[null,null,null,null,"Mass of Remaining Solids",null,null,null,{"$f":"I152-I158","v":0},"short ton/day"]
[]
[]
[]
[]
[]
[]
[]
[]
[]
[]
[]
[]
[null,null,"Digester Capacity",null,null,null,null,"Composite Feedstock"]
[null,null,null,null,"Digestion Process Parameters",null,null,"Value",null,"Units"]
[null,null,null,null,"Digester Volume",null,null,"V=Qθ"]
[null,null,null,null,"Composite SG (sg - specific gravity)",null,null,{"$f":"IF(H61=\"\",0.000001,H61)","v":9.9999999999999995E-7}]
[null,null,null,null,"Constant (Specific Weight of Water)",null,null,8.34,null,"lb/gal"]
[null,null,null,null,"Composite Solids Fed to Digester",null,null,null,null,"% TS","Depends on process. Likely range is between 4-10%."]
[null,null,null,null,"Q (Feedstock Flowrate)",null,null,{"$f":"(I152)*2000/(H177*(H175*H176))","v":{"$error":"#DIV/0!"}},null,"gal/day"]
[null,null,null,null,"θ (Hydraulic retention Time)",null,null,null,null,"days","Can change to lengthen hydraulic retention time, 15 days is high rate digestion and is the lowest recommended mean cell residence time."]
[null,null,null,null,"Required Volume",null,null,{"$f":"H178*H179","v":{"$error":"#DIV/0!"}},null,"gal "]
[]
[null,null,null,null,"Existing Cylindrical Digester Diameter",null,null,{"$f":"#REF!","v":{"$error":"#REF!"}},null,"ft"]
[null,null,null,null,"Existing Cylindrical Digester Height",null,null,{"$f":"#REF!","v":{"$error":"#REF!"}},null,"ft"]
[null,null,null,null,"Max Available Capacity - Total",null,null,{"$f":"F45","v":0},null,"gal"]
[null,null,null,null,"Effective Digester Capacity %",null,null,{"$f":"#REF!","v":{"$error":"#REF!"}},null,"%"]
[null,null,null,null,"Effective Digester Capacity",null,null,{"$f":"F45","v":0},null,"gal"]
[null,null,null,null,"New Digester Capacity Required ",null,null,{"$f":"IF(H180-H186<0,0,H180-H186)","v":{"$error":"#DIV/0!"}},null,"gal"]
[null,null,null,null,"Number of New Digesters Required ",null,null,{"$f":"IF(H187<=0,0,ROUNDUP(H187/H184,0))","v":{"$error":"#DIV/0!"}},null,"gal"]
[]
[null,null,null,null,"Capacity Available",null,null,{"$f":"H186-H180","v":{"$error":"#DIV/0!"}},null,"gal"]
[]
[null,null,"Biogas Production",null,"Biogas Production",null,null,null,null,null,null,null,null,"Daily Biogas Production",null,null,"Conversion Factors:"]
[null,null,null,null,"Total VS Reduced",null,null,{"$f":"(I158)*2000","v":0},"VS lb/day",null,null,null,null,"V",{"$f":"H195*R193","v":0},"L/d","1 cf=",28.316849999999999,"Liter"]
[null,null,null,null,"Biogas Production Rate",null,null,15,"ft³ biogas/lb VS destroyed",null,"(12-18 cf/lb) Metcalf & Eddy - max typical size",null,null,"T",293.14999999999998,"K"]
[null,null,null,null,"Biogas Production based on VS Destroyed",null,null,{"$f":"H194*H193","v":0},"ft³ biogas/day",null,null,null,null,"P",101.3,"kPa","1 g=",2.2046000000000001E-3,"lb"]
[null,null,null,null,"Mass of Biogas",null,null,{"$f":"O208","v":0},"short ton/day"]
[null,null,null,null,null,null,null,null,null,null,null,null,null,null,null,null,"1 lb=",4.5359239999999998E-4,"metric ton"]
[null,null,null,null,"Energy Content"]
[null,null,null,null,"Annual Biogas Production ",null,null,{"$f":"H195*365","v":0},"ft³/yr",null,null,null,null,null,null,null,"1 KWh=",3412.1414798999999,"Btu"]
[null,null,null,null,"Methane to Biogas Ratio",null,null,0.6,null,null,null,null,null,"R",8.3144720000000003]
[null,null,null,null,"High Heat Value of Methane (Btu/cubic foot)",null,null,1011,"Btu/ft3",null,null,null,null,"n",{"$f":"O195*O193/(O194*O200)","v":0},"moles"]
[null,null,null,null,null,"Heat Recovery Efficiency",null,{"$f":"'4. Biogas Use'!F42","v":0.75}]
[null,null,null,null,"Heat Value Estimate",null,null,{"$f":"(H199*H200*H201)","v":0},"Btu/yr"]
[null,null,null,null,"Heat Value Estimate",null,null,{"$f":"(H199*H200*H201)*H202/1000000","v":0},"MBtu/yr"]
[null,null,null,null,"KWh Value Estimate",null,null,{"$f":"(H199*H200*H201)/R199*N211","v":0},"KWh/yr",null,null,null,null,"Biogas MW",{"$f":"H200*16+0.35*44","v":25},"g/mol"]
[null,null,null,null,null,null,null,null,null,null,null,null,null,"Biogas Mass",{"$f":"O201*O205","v":0},"g"]
[null,null,"Biosolids Disposal",null,"Mass of Remaining Biosolids (Wet Basis):",null,null,null,null,null,null,null,null,null,{"$f":"O206*R195","v":0},"lb"]
[null,null,null,null,null,{"$f":"IF(F89 = \"\", 0, I159/F89)","v":0},"[short tons/day]",null,null,null,null,null,null,null,{"$f":"O207*R197","v":0},"metric ton/d"]
[]
[null,null,null,null,"Cost of Biosolids Disposal:",null,null,"Revenue from Biosolids:",null,null,null,null,null," Biogas to electricity internal combustion engine efficiency"]
[null,null,null,null,null,{"$f":"F208*F83*H89","v":0},"[$/day]",{"$f":"F208*H83*(1-H89)","v":0},"[$/day]",null,null,null,null,{"$f":"Elec_Effic","v":0.28000000000000003}]
[]
[]
[null,null,"Costs",null,null,null,"$/unit","quantity of unit/day","total/day","unit"]
[null,null,null,null,"Biosolids Disposal",null,{"$f":"-F83","v":0},{"$f":"F208*H89","v":0},{"$f":"H215*G215","v":0},"tons"]
[null,null,null,null,"Digester O&M",null,null,null,{"$f":"-F48","v":0},"$"]
[null,null,null,null,"Capital Costs"]
[]
[null,null,"Savings & Revenue",null,"Biosolids Revenue",null,{"$f":"H83","v":0},{"$f":"F208*(1-H89)","v":0},{"$f":"G219*H219","v":0},"tons"]
[null,null,null,null,"Solids Tipping Fees",null,{"$f":"I73","v":0},{"$f":"I70","v":0},{"$f":"G220*H220","v":0},"ton"]
[null,null,null,null,"Liquids Tipping Fees",null,{"$f":"F73","v":0},{"$f":"F70","v":0},{"$f":"G221*H221","v":0},"gal"]
[null,null,null,null,"Avoided Natural Gas",null,{"$f":"F125","v":0},{"$f":"IF(H204<F105,H199*H200/100/365,(F105/H204)*H199*H200/100/365)","v":{"$error":"#DIV/0!"}},{"$f":"G222*H222","v":{"$error":"#DIV/0!"}},"CCF methane"]
[null,null,null,null,"Avoided Electricity",null,{"$f":"F119","v":0},null,{"$f":"G223*H223","v":0},"kWh"]
[]
[]
["Proceed to the following worksheet \"2. Fututre Parameters\"."]
[]
[]
[]
[]
[]
[]
[]
[]
[]
[null,null,"Notes"]

{"sheet":"2. Future Parameters","index":7,"n_rows":195,"n_cols":21,"rows_kept":195,"cut":false,"hidden":false,"merged":[[9,2,9,9],[192,2,194,2],[194,4,194,5],[178,2,183,2],[185,2,186,2],[187,2,189,2],[192,4,192,5],[193,4,193,5],[143,2,161,2],[163,2,176,2],[165,4,165,6],[166,4,166,6],[171,4,171,6],[172,4,172,6],[175,4,175,6],[176,4,176,6],[187,4,187,5],[186,4,186,5],[145,4,145,6],[158,4,158,6],[157,4,157,6],[154,4,154,6],[155,4,155,6],[190,4,190,5],[191,4,191,5],[8,1,8,12],[10,1,10,12],[130,4,130,7],[131,4,131,7],[156,4,156,6],[159,4,159,6],[153,4,153,6],[144,4,144,6],[124,4,124,7],[56,2,69,2],[71,2,79,2],[72,7,72,8],[75,7,75,8],[123,4,123,7],[81,2,95,2],[35,2,54,2],[97,2,106,2],[147,4,147,6],[156,7,156,8],[157,7,157,8],[158,7,158,8],[154,7,154,8],[149,7,149,8],[1,20,1,21],[153,7,153,8],[143,7,143,8],[144,7,144,8],[148,7,148,8],[136,4,136,7],[67,4,69,11],[1,1,1,9],[121,2,141,2],[135,4,135,7],[141,4,141,7],[134,4,134,7],[149,4,149,6],[37,6,37,12],[65,4,65,5],[66,4,66,5],[63,4,63,5],[64,4,64,5],[125,4,125,7],[7,1,7,12],[128,4,128,7],[145,7,145,8],[146,7,146,8],[147,7,147,8],[150,7,150,8],[151,7,151,8],[108,2,115,2],[127,4,127,7],[129,4,129,7],[137,4,137,7],[138,4,138,7],[148,4,148,6],[150,4,150,6],[126,4,126,7],[151,4,151,6],[139,4,139,7],[140,4,140,7],[146,4,146,6],[165,8,165,9],[159,7,159,8],[155,7,155,8],[166,8,166,9],[167,8,167,9],[161,7,161,8],[164,8,164,9],[188,4,188,5],[170,4,170,6],[167,4,167,6],[174,4,174,6],[169,4,169,6],[163,4,163,6],[164,4,164,6],[161,4,161,6]]}
[]
[null,"Co-EAT: Co-digestion Economic Analysis Tool: BETA                                                                                                                                                                     An analysis tool to assess the economic feasibility of co-digestion at a Water Resource Recovery Facility",null,null,null,null,null,null,null,null,null,{"$f":"TODAY()","v":"2017-09-26"}]
[null,"U.S. EPA "]
[]
[null,"Proposed Future Operating Parameters"]
[]
[]
[null,"Purpose: Observe/Change propossed operating parameters imported from the graphical user interface.                                                      -"]
[null,"Instructions:    "]
[null,"-                                              -                                                             -                                                               -                                                                                                                                                                                             ","Review the assumptions in the worksheet. Note: These assumptions are identical to the assumptions made in                     \"1. Current Parameters\" worksheet                                                                                                                                                                                                                                                                                                                                                                                                                    The assumptions on this worksheet can be altered to mimic changes in process parameters (e.g. % Volatile Solids Reduction). Note: once these values are changed, they WILL NOT equal the values in \"1. Current Parameters\".                                                                                                                                                                                                                                                                                                                                                                                                                                                                                                                                                     "]
[null,"The numbered worksheets contain assumptions and default values that provide the underlying functionality of the Model.  Once familiar with the inputs, outputs, and data used to calculate values, users can customize the Model by modifying data in the rest of the worksheets. Be sure to save a copy of the tool prior to making any changes. All worksheets' defualt values can be restored using the \"Resotre Default Formulas & Values\" button."]
[]
[]
[]
[]
[null,null,null,null,"Percent capacity to remain as buffer capacity of total system:"]
[null,null,null,null,{"$f":"'1. Current Parameters'!F41","v":0},"[%]"]
[null,null,null,null,{"$f":"'1. Current Parameters'!F42","v":0},"[gal]"]
[]
[null,null,null,null,"Total amount of external feedstock that can be taken:"]
[null,null,null,null,{"$f":"'1. Current Parameters'!H190/'1. Current Parameters'!H179","v":{"$error":"#DIV/0!"}},"[gal/day]"]
[]
[]
[]
[]
[]
[]
[]
[]
[]
[]
[]
[]
[]
[]
[null,null,"Existing Anaerobic Digester",null,"Does your wastewater treatment plant already have an anaerobic digester?",0]
[]
[null,null,null,null,null,{"$f":"'1. Current Parameters'!F29","v":0},">>If no, skip this section and go to the next section. Also select \"No\" if you will build a separate digester to process food waste. "]
[]
[]
[null,null,null,null,"Size and effective Capacity of Digester"]
[null,null,null,null,null,"Effective Operating Capacity [%]"]
[null,null,null,null,null,{"$f":"'1. Current Parameters'!F37","v":0}]
[]
[null,null,null,null,null,"Volume [gal]",null,"Diameter [ft]",null,"Max Liquid Height [ft]",null,"Quantity"]
[null,null,null,null,null,{"$f":"'1. Current Parameters'!F34","v":0},"<=======>",{"$f":"'1. Current Parameters'!H34","v":0},null,{"$f":"'1. Current Parameters'!J34","v":0},null,{"$f":"'1. Current Parameters'!L34","v":0}]
[]
[]
[]
[null,null,null,null,"Maximum Capacity of Digester. Volume Used in Calculations"]
[null,null,null,null,null,{"$f":"'1. Current Parameters'!F45","v":0},"[Total Gal]"]
[]
[null,null,null,null,"Annual Operational and Maintenance Cost of the Digester (only costs for the digester including cleaning and repair):"]
[null,null,null,null,null,null,"[$/year]"]
[]
[]
[null,null,"Feedstock  Sludge & External Sources"]
[]
[]
[null,null,null,null,"Enter %VS reduction:"]
[null,null,null,null,null,null,"[% VS Reduction]"]
[]
[]
[null,null,null,null,"Feedstock",null,"Short Tons/Day","Specific Gravity","Total Solids [%]","VS/TS Ratio","Volatile Solids [short ton/day]","TS [short ton/day]"]
[]
[]
[null,null,null,null,"Future Composite Feedstock",null,null,null,null,null,{"$f":"L67*J67","v":0},{"$f":"G67*I67","v":0}]
[]
[]
[null,null,null,null,null,null,null,null,null,null,null,null,{"$f":"IF(G70=\"\",\"\",H70*J70)","v":""}]
[]
[null,null,"External Feedstock Economics"]
[null,null,null,null,"FOG/Liquid Quantity",null,null,"Food Waste/Solids Quantity"]
[null,null,null,null,null,null,"[gal/day]",null,null,"[ton/day]"]
[]
[null,null,null,null,"FOG/Liquid Tipping Fee",null,null,"Food Waste/Solids Tipping Fee"]
[null,null,null,null,null,null,"[$/gal]",null,null,"[$/ton]"]
[]
[]
[]
[]
[null,null,"Biosolids",null,"Enter the amount of biosolids disposed of per year:"]
[null,null,null,null,null,{"$f":"'1. Current Parameters'!F77","v":0},"[short tons/yr]"]
[]
[null,null,null,null,"Disposal method"]
[null,null,null,null,null,{"$f":"'1. Current Parameters'!F80","v":0}]
[]
[null,null,null,null,"Average Cost of Disposal Method",null,null,"Average Revenue from Biosolids"]
[null,null,null,null,null,null,"[$/short ton]",null,"[$/short ton]"]
[]
[]
[]
[]
[null,null,null,null,"Enter %Solids of Disposed Biosolids",null,null,"Percent of Total Sludge Not Generating Revenue"]
[null,null,null,null,null,null,"[% Solids]",null,"[%]"]
[]
[]
[null,null,"Biogas",null,"Average Annual Heat Loss from Tanks"]
[null,null,null,null,null,null,"[MBTU/yr]"]
[]
[null,null,null,null,"Average Annual Initial Heating Requirement of Feedstock"]
[null,null,null,null,null,null,"[MBTU/yr]"]
[]
[null,null,null,null,"Total Energy Needed for Heating"]
[null,null,null,null,null,null,"[MBTU/yr]"]
[]
[]
[]
[null,null,"Utilities",null,"Average Electricity Rate",null,null,"U.S. Department of Energy:"]
[null,null,null,null,null,null,"[$/ KWh]","http://www.eia.doe.gov/cneaf/electricity/epm/table5_3.html"]
[]
[null,null,null,null,"What is your maximum monthly consumption of electricity?"]
[null,null,null,null,null,null,"[kWh]"]
[]
[null,null,null,null,"Average Natural Gas Rate",null,null,"U.S. Energy Information Administration tracks data:"]
[null,null,null,null,null,null,"[$/CCF]","http://www.eia.doe.gov/neic/experts/heatcalc.xls"]
[]
[null,null,null,null,"What is your maximum monthly consumption of natural gas?"]
[null,null,null,null,null,{"$f":"'1. Current Parameters'!F128","v":0},"[CCF]"]
[]
[]
[null,null,"Feedstock Summary"]
[null,null,null,null,"Composite Feedstock Summary"]
[null,null,null,null," Mass (Solids)",null,null,null,{"$f":"L67","v":0},"short ton/day"]
[]
[null,null,null,null,"Solids Content",null,null,null,{"$f":"I67","v":0},"% TS"]
[null,null,null,null," VS Content (%)",null,null,null,{"$f":"J67","v":0},"% VS/TS"]
[null,null,null,null,"Mass of VS",null,null,null,{"$f":"K67","v":0},"short ton/day"]
[null,null,null,null,"VS Destruction (%)",null,null,null,{"$f":"IF(F61=\"\",0.54,F61)","v":0.54},"% VS Reduced","If value is unknown, VS destruction is 54%"]
[null,null,null,null,"Mass of VS Reduced",null,null,null,{"$f":"I128*I129","v":0},"short ton/day"]
[null,null,null,null,"Mass of Remaining Solids",null,null,null,{"$f":"I124-I130","v":0},"short ton/day"]
[]
[]
[]
[]
[]
[]
[]
[]
[]
[]
[]
[]
[null,null,"Digester Capacity",null,null,null,null,"Composite Feedstock"]
[null,null,null,null,"Digester Volume & Number Based Upon MCRT",null,null,"Value"]
[null,null,null,null,"Digester Volume",null,null,"V=Qθ"]
[null,null,null,null,"Assume Sludge SG (sg - specific gravity)",null,null,{"$f":"H67","v":0}]
[null,null,null,null,"Constant (Specific Weight of Water)",null,null,8.34,null,"lb/gal"]
[null,null,null,null,"Solids Content of Feedstock",null,null,null,null,"% TS","Depends on process. Likely range is between 4-10%."]
[null,null,null,null,"Q (Feedstock Flowrate)",null,null,{"$f":"IF(OR((H149 = 0),(H147 = 0), (H148 = 0)), 0,(I124)*2000/(H149*(H147*H148)))","v":0},null,"gal/day"]
[null,null,null,null,"θ (Hydraulic Retention Time)",null,null,null,null,"days","Can change to lengthen hydraulic retention time, 15 days is high rate digestion and is the lowest recommended mean cell residence time."]
[null,null,null,null,"Required Volume",null,null,{"$f":"H150*H151","v":0},null,"gal "]
[]
[null,null,null,null,"Existing Cylindrical Digester Diameter",null,null,{"$f":"#REF!","v":{"$error":"#REF!"}},null,"ft"]
[null,null,null,null,"Existing Cylindrical Digester Height",null,null,{"$f":"#REF!","v":{"$error":"#REF!"}},null,"ft"]
[null,null,null,null,"Max Available Capacity - Total",null,null,{"$f":"#REF!","v":{"$error":"#REF!"}},null,"gal"]
[null,null,null,null,"Effective Digester Capacity %",null,null,{"$f":"#REF!","v":{"$error":"#REF!"}},null,"%"]
[null,null,null,null,"Effective Digester Capacity",null,null,{"$f":"F51","v":0},null,"gal"]
[null,null,null,null,"New Digester Capacity Required ",null,null,{"$f":"IF((H152+$E$18)-H158<0,0,(H152+$E$18)-H158)","v":0},null,"gal"]
[null,null,null,null,"Number of New Digesters Required ",null,null,{"$f":"IF(H154<=0,0,ROUNDUP(H154/H151,0))","v":{"$error":"#REF!"}},null,"gal"]
[]
[null,null,null,null,"Capacity Available",null,null,{"$f":"H158-H152","v":0},null,"gal"]
[]
[null,null,"Biogas Production",null,"Biogas Production",null,null,null,null,null,null,null,null,null,null,"Daily Biogas Production",null,null,"Conversion Factors:"]
[null,null,null,null,"Total VS Reduced",null,null,{"$f":"(I130)*2000","v":0},"VS lb/day",null,null,null,null,null,null,"V",{"$f":"H167*T165","v":0},"L/d","1 cf=",28.316849999999999,"Liter"]
[null,null,null,null,"Biogas Production Rate",null,null,{"$f":"'1. Current Parameters'!H194","v":15},"ft³ biogas/lb VS destroyed",null,"(12-18 cf/lb) Metcalf & Eddy - max typical size",null,null,null,null,"T",293.14999999999998,"K"]
[null,null,null,null,"Biogas Production based on VS Destroyed",null,null,{"$f":"H166*H165","v":0},"ft³ biogas/day",null,null,null,null,null,null,"P",101.3,"kPa","1 g=",2.2046000000000001E-3,"lb"]
[null,null,null,null,"Mass of Biogas",null,null,{"$f":"Q180","v":0},"short ton/day"]
[null,null,null,null,null,null,null,null,null,null,null,null,null,null,null,null,null,null,"1 lb=",4.5359239999999998E-4,"metric ton"]
[null,null,null,null,"Energy Content"]
[null,null,null,null,"Annual Biogas Production ",null,null,{"$f":"H167*365","v":0},"ft³/yr",null,null,null,null,null,null,null,null,null,"1 KWh=",3412.1414798999999,"Btu"]
[null,null,null,null,"Methane to Biogas Ratio",null,null,0.6,null,null,null,null,null,null,null,"R",8.3144720000000003]
[null,null,null,null,"High Heat Value of Methane (Btu/cubic foot)",null,null,1011,"Btu/ft3",null,null,null,null,null,null,"n",{"$f":"Q167*Q165/(Q166*Q172)","v":0},"moles"]
[null,null,null,null,null,"Heat Recovery Efficiency",null,{"$f":"'4. Biogas Use'!F42","v":0.75}]
[null,null,null,null,"Heat Value Estimate",null,null,{"$f":"(H171*H172*H173)*H174","v":0},"Btu/yr"]
[null,null,null,null,"Heat Value Estimate",null,null,{"$f":"(H171*H172*H173)*H174/1000000","v":0},"MBtu/yr"]
[null,null,null,null,"KWh Value Estimate",null,null,{"$f":"(H171*H172*H173)/T171*P183","v":0},"KWh/yr",null,null,null,null,null,null,"Biogas MW",{"$f":"H172*16+0.35*44","v":25},"g/mol"]
[null,null,null,null,null,null,null,null,null,null,null,null,null,null,null,"Biogas Mass",{"$f":"Q173*Q177","v":0},"g"]
[null,null,"Biosolids Disposal",null,"Mass of Remaining Biosolids:",null,null,null,null,null,null,null,null,null,null,null,{"$f":"Q178*T167","v":0},"lb"]
[null,null,null,null,null,{"$f":"IF(F95=\"\",0,I131/F95)","v":0},"[short tons/day]",null,null,null,null,null,null,null,null,null,{"$f":"Q179*T169","v":0},"metric ton/d"]
[]
[null,null,null,null,"Cost of Biosolids Disposal:",null,null,"Revenue from Biosolids:",null,null,null,null,null,null,null," Biogas to electricity internal combustion engine efficiency"]
[null,null,null,null,null,{"$f":"F180*H95*F89","v":0},"[$/day]",{"$f":"F180*(1-H95)*H89","v":0},"[$/day]",null,null,null,null,null,null,{"$f":"Elec_Effic","v":0.28000000000000003}]
[]
[]
[null,null,"Costs",null,null,null,"$/unit","quantity of unit/day","total/day","unit"]
[null,null,"Costs",null,"Biosolids Disposal",null,{"$f":"-F89","v":0},{"$f":"F180*H95","v":0},{"$f":"H187*G187","v":0},"tons"]
[null,null,null,null,"Digester O&M",null,null,null,{"$f":"-F54","v":0}]
[null,null,null,null,"Capital Costs"]
[]
[null,null,null,null,"Biosolids Revenue",null,{"$f":"H89","v":0},{"$f":"F180*(1-H95)","v":0},{"$f":"G191*H191","v":0},"tons"]
[null,null,null,null,"Solids Tipping Fee",null,{"$f":"I77","v":0},{"$f":"I74","v":0},{"$f":"G192*H192","v":0},"tons"]
[null,null,"Savings & Revenue",null,"Liquid Tipping Fee",null,{"$f":"F77","v":0},{"$f":"F74","v":0},{"$f":"G193*H193","v":0},"gallon"]
[null,null,null,null,"Avoided Natural Gas",null,{"$f":"F116","v":0},{"$f":"(H176-F105)*1000000/H173/H174/100/365","v":0},{"$f":"G194*H194","v":0},"CCF"]
[null,null,null,null,"Avoided Electricity",null,{"$f":"F110","v":0},null,{"$f":"G195*H195","v":0},"kWh"]

{"sheet":"3. Comparison","index":8,"n_rows":68,"n_cols":12,"rows_kept":68,"cut":false,"hidden":false,"merged":[[52,4,53,9],[143,8,165,8],[1,1,1,9],[1,20,1,21],[7,1,7,12],[8,1,8,12],[9,2,9,11],[10,1,10,12],[58,2,74,2],[54,4,55,9],[44,4,45,9],[46,4,47,9],[48,4,49,9],[50,4,51,9]]}
[]
[null,"Co-EAT: Co-digestion Economic Analysis Tool: BETA                                                                                                                                                                     An analysis tool to assess the economic feasibility of co-digestion at a Water Resource Recovery Facility",null,null,null,null,null,null,null,null,null,{"$f":"TODAY()","v":"2017-09-26"}]
[null,"U.S. EPA "]
[]
[null,"Scenario Comparison"]
[]
[]
[null,"Purpose: Compare econmics and plant operations between current and future scenarios and analyze results                                                                                                                                                                                                           -"]
[]
[null,null,"                                                                                                                                                                                                                                                                                                                                                                                                                                                                                                                                                                                                                                                                                                                                                                                                                                                                                                                               "]
[null,"The numbered worksheets contain assumptions and default values that provide the underlying functionality of the Model.  Once familiar with the inputs, outputs, and data used to calculate values, users can customize the Model by modifying data in the rest of the worksheets. Be sure to save a copy of the tool prior to making any changes. All worksheets' defualt values can be restored using the \"Resotre Default Formulas & Values\" button."]
[]
[]
[]
[null,null,null,null,"Current ","Future A","Future B","Future C","Future D"]
[null,null,null,"Biogas Produced (cf/yr)",{"$f":"'1. Current Parameters'!H199","v":0},{"$f":"'2. Future Parameters'!$H171","v":0},{"$f":"'2. Future Parameters'!$H171","v":0},{"$f":"'2. Future Parameters'!$H171","v":0},{"$f":"'2. Future Parameters'!$H171","v":0}]
[null,null,null,"Total Biogas Heating Energy (MBTU/yr)",{"$f":"'1. Current Parameters'!H204","v":0},{"$f":"'2. Future Parameters'!$H176","v":0},{"$f":"H_Energy","v":0},{"$f":"'2. Future Parameters'!$H176","v":0},0]
[null,null,null,"Total Energy Needed for Heating (MBTU/yr)",{"$f":"'1. Current Parameters'!F105","v":0},{"$f":"'2. Future Parameters'!$F105","v":0},{"$f":"'2. Future Parameters'!$F105","v":0},{"$f":"'2. Future Parameters'!$F105","v":0},{"$f":"'2. Future Parameters'!$F105","v":0}]
[]
[null,null,null,"Max Capacity of Digester (gal)",{"$f":"'1. Current Parameters'!F34","v":0},{"$f":"'2. Future Parameters'!F46","v":0},{"$f":"'2. Future Parameters'!F46","v":0},{"$f":"'2. Future Parameters'!F46","v":0},{"$f":"'2. Future Parameters'!F46","v":0}]
[null,null,null,"Feedstock Feed Rate (gal/day)",{"$f":"'1. Current Parameters'!H178","v":{"$error":"#DIV/0!"}},{"$f":"'2. Future Parameters'!H150","v":0},{"$f":"'2. Future Parameters'!H150","v":0},{"$f":"'2. Future Parameters'!H150","v":0},{"$f":"'2. Future Parameters'!H150","v":0}]
[null,null,null,"% Solids of Feedstock Fed to Digester (%)",{"$f":"'1. Current Parameters'!H177","v":0},{"$f":"'2. Future Parameters'!H149","v":0},{"$f":"'2. Future Parameters'!H149","v":0},{"$f":"'2. Future Parameters'!H149","v":0},{"$f":"'2. Future Parameters'!H149","v":0}]
[null,null,null,"Percent Volatile Solids Reduction (%)",{"$f":"'1. Current Parameters'!F55","v":0},{"$f":"'2. Future Parameters'!$F61","v":0},{"$f":"'2. Future Parameters'!$F61","v":0},{"$f":"'2. Future Parameters'!$F61","v":0},{"$f":"'2. Future Parameters'!$F61","v":0}]
[null,null,null,"Actual Hyraulic Retention Time (days)",{"$f":"IF('1. Current Parameters'!H178=0,0,'1. Current Parameters'!H186/'1. Current Parameters'!H178)","v":{"$error":"#DIV/0!"}},{"$f":"IF('2. Future Parameters'!H150=0,0,'2. Future Parameters'!H158/'2. Future Parameters'!H150)","v":0},{"$f":"IF('2. Future Parameters'!H150=0,0,'2. Future Parameters'!H158/'2. Future Parameters'!H150)","v":0},{"$f":"IF('2. Future Parameters'!H150=0,0,'2. Future Parameters'!H158/'2. Future Parameters'!H150)","v":0},{"$f":"IF('2. Future Parameters'!H150=0,0,'2. Future Parameters'!H158/'2. Future Parameters'!H150)","v":0}]
[null,null,null,"Target Hydraulic Retention Time (days)",{"$f":"'1. Current Parameters'!H179","v":0},{"$f":"'2. Future Parameters'!$H151","v":0},{"$f":"'2. Future Parameters'!$H151","v":0},{"$f":"'2. Future Parameters'!$H151","v":0},{"$f":"'2. Future Parameters'!$H151","v":0}]
[]
[null,null,null,"Available Capacity (Gal/day)",{"$f":"IF('1. Current Parameters'!H190<=0,0,'1. Current Parameters'!H190/E25)","v":{"$error":"#DIV/0!"}},{"$f":"IF('2. Future Parameters'!$H162<= 0, 0,'2. Future Parameters'!$H162/F25)","v":0},{"$f":"IF('2. Future Parameters'!$H162<= 0, 0,'2. Future Parameters'!$H162/F25)","v":0},{"$f":"IF('2. Future Parameters'!$H162<= 0, 0,'2. Future Parameters'!$H162/F25)","v":0},{"$f":"IF('2. Future Parameters'!$H162<= 0, 0,'2. Future Parameters'!$H162/F25)","v":0}]
[null,null,null,"Additional Volume Needed to Treat Feedstock (gal)",{"$f":"IF('1. Current Parameters'!H190<0,-1*'1. Current Parameters'!H190,0)","v":{"$error":"#DIV/0!"}},{"$f":"IF('2. Future Parameters'!H162<0,-1*'2. Future Parameters'!H162,0)","v":0},{"$f":"IF('2. Future Parameters'!H162<0,-1*'2. Future Parameters'!H162,0)","v":0},{"$f":"IF('2. Future Parameters'!H162<0,-1*'2. Future Parameters'!H162,0)","v":0},{"$f":"IF('2. Future Parameters'!H162<0,-1*'2. Future Parameters'!H162,0)","v":0}]
[]
[]
[null,null,null,"Mass of Biosolids (Tons/yr)",{"$f":"'1. Current Parameters'!F208*365","v":0},{"$f":"'2. Future Parameters'!$F180*365","v":0},{"$f":"'2. Future Parameters'!$F180*365","v":0},{"$f":"'2. Future Parameters'!$F180*365","v":0},{"$f":"'2. Future Parameters'!$F180*365","v":0}]
[null,null,null,"Biosolids Cost ($/yr)",{"$f":"'1. Current Parameters'!I215*365","v":0},{"$f":"'2. Future Parameters'!$I187*365","v":0},{"$f":"'2. Future Parameters'!$I187*365","v":0},{"$f":"'2. Future Parameters'!$I187*365","v":0},{"$f":"'2. Future Parameters'!$I187*365","v":0}]
[null,null,null,"Biosolids Revenue ($/yr)",{"$f":"'1. Current Parameters'!I219*365","v":0},{"$f":"'2. Future Parameters'!$I191*365","v":0},{"$f":"'2. Future Parameters'!$I191*365","v":0},{"$f":"'2. Future Parameters'!$I191*365","v":0},{"$f":"'2. Future Parameters'!$I191*365","v":0}]
[]
[null,null,null,"Tipping Fees ($/yr)",{"$f":"('1. Current Parameters'!I220+'1. Current Parameters'!I221)*365","v":0},{"$f":"('2. Future Parameters'!$I192+'2. Future Parameters'!$I193)*365","v":0},{"$f":"('2. Future Parameters'!$I192+'2. Future Parameters'!$I193)*365","v":0},{"$f":"('2. Future Parameters'!$I192+'2. Future Parameters'!$I193)*365","v":0},{"$f":"('2. Future Parameters'!$I192+'2. Future Parameters'!$I193)*365","v":0}]
[null,null,null,"Avoided Natural Gas Costs ($/yr)",{"$f":"'1. Current Parameters'!I222*365","v":{"$error":"#DIV/0!"}},{"$f":"'2. Future Parameters'!I194*365","v":0},{"$f":"'4. Biogas Use'!F84","v":0},{"$f":"'4. Biogas Use'!F131","v":0},{"$f":"'4. Biogas Use'!J131","v":0}]
[null,null,null,"Avoided Electricity Costs ($/yr)",0,0,{"$f":"'4. Biogas Use'!F81","v":0},0,0]
[null,null,null,"Avoided Vehicle Fuel ($/yr)",0,0,0,{"$f":"'4. Biogas Use'!F128","v":0},{"$f":"'4. Biogas Use'!J128","v":0}]
[]
[null,null,null,"Annualized Cost of Plant Upgrades ($/yr)",0,{"$f":"'4. Biogas Use'!F36","v":0},{"$f":"'4. Biogas Use'!H90","v":0},{"$f":"'4. Biogas Use'!$H143","v":-56887.745984640555},{"$f":"'4. Biogas Use'!$H143","v":-56887.745984640555}]
[null,null,null,"Annual Operations and Maintenance ($/yr)",{"$f":"-'1. Current Parameters'!F48","v":0},{"$f":"-'4. Biogas Use'!J36","v":0},{"$f":"-'4. Biogas Use'!F93","v":0},{"$f":"-'4. Biogas Use'!F146","v":0},{"$f":"-'4. Biogas Use'!F146","v":0}]
[]
[null,null,null,"Net Annualized Value ($/yr)",{"$f":"SUM(E35:E38,E32:E33,E40:E41)","v":{"$error":"#DIV/0!"}},{"$f":"SUM(F35:F38,F32:F33,F40:F41)","v":0},{"$f":"SUM(G35:G38,G32:G33,G40:G41)","v":0},{"$f":"SUM(H35:H38,H32:H33,H40:H41)","v":-56887.745984640555},{"$f":"SUM(I35:I38,I32:I33,I40:I41)","v":-56887.745984640555}]
[]
[null,null,null,"Current:","Use biogas to heat digester and incomming feedstock. Value is given to excess heat. If digester heating demand is not met, expense for natural gas will incur."]
[]
[null,null,null,"Future A:","Use biogas to heat digester and incomming feedstock. Value is given to excess heat. If digester heating demand is not met, expense for natural gas will incur."]
[]
[null,null,null,"Future B:","Use biogas in CHP to heat digester and incomming feedstock and generate electricity. Value is given to the electricity generated and excess heat. If digester heating demand is not met, expense for natural gas will incur."]
[]
[null,null,null,"Future C:","Use biogas to heat the digester and convert the rest to vehicle fuel. If digester heating demand is not met, no biogas will be available for CNG and an expense for natural gas will incur. "]
[]
[null,null,null,"Future D:","All biogas is converted into vehicle fuel. Cost of natural gas to meet the heating demand of the digester and incomming feedstock will incur."]
[]
[null,null,null,null,"For a detailed review of the calculations and assumptions, please observe the \"4. Biogas Use\" worksheet."]
[]
[]
[]
[null,null,"Analysis"]
[null,null,null,null,null,"Percent increase in heating demand  =",{"$f":"(F18-E18)/E18","v":{"$error":"#DIV/0!"}}]
[]
[null,null,null,null,null,"Percent increase in biogas production =",{"$f":"(F16-E16)/E16","v":{"$error":"#DIV/0!"}}]
[]
[null,null,null,null,null,"Percent increase in biosolids =",{"$f":"(F31-E31)/E31","v":{"$error":"#DIV/0!"}}]
[]
[null,null,null,null,null,"Additional volume needed to treat feedstock =",{"$f":"IF('2. Future Parameters'!H162>=0, \"None\",'2. Future Parameters'!H162*-1)","v":"None"},"[gal]"]
[]
[null,null,null,null,null,"Size of CHP =",{"$f":"'4. Biogas Use'!N56","v":0},"kW"]

{"sheet":"Comparison Default Formulas","index":9,"n_rows":68,"n_cols":9,"rows_kept":68,"cut":false,"hidden":true,"merged":[]}
[]
[]
[]
[]
[]
[]
[]
[]
[]
[]
[]
[]
[]
[]
[null,null,null,null,"Current ","Future A","Future B","Future C","Future D"]
[null,null,null,"Biogas Produced (cf/yr)",{"$f":"'1. Current Parameters'!H199","v":0},{"$f":"'2. Future Parameters'!$H171","v":0},{"$f":"'2. Future Parameters'!$H171","v":0},{"$f":"'2. Future Parameters'!$H171","v":0},{"$f":"'2. Future Parameters'!$H171","v":0}]
[null,null,null,"Total Biogas Heating Energy (MBTU/yr)",{"$f":"'1. Current Parameters'!H204","v":0},{"$f":"'2. Future Parameters'!$H176","v":0},{"$f":"H_Energy","v":0},{"$f":"'2. Future Parameters'!$H176","v":0},0]
[null,null,null,"Total Energy Needed for Heating (MBTU/yr)",{"$f":"'1. Current Parameters'!F105","v":0},{"$f":"'2. Future Parameters'!$F105","v":0},{"$f":"'2. Future Parameters'!$F105","v":0},{"$f":"'2. Future Parameters'!$F105","v":0},{"$f":"'2. Future Parameters'!$F105","v":0}]
[]
[null,null,null,"Max Capacity of Digester (gal)",{"$f":"'1. Current Parameters'!F34","v":0},{"$f":"'2. Future Parameters'!F46","v":0},{"$f":"'2. Future Parameters'!F46","v":0},{"$f":"'2. Future Parameters'!F46","v":0},{"$f":"'2. Future Parameters'!F46","v":0}]
[null,null,null,"Feedstock Feed Rate (gal/day)",{"$f":"'1. Current Parameters'!H178","v":{"$error":"#DIV/0!"}},{"$f":"'2. Future Parameters'!H150","v":0},{"$f":"'2. Future Parameters'!H150","v":0},{"$f":"'2. Future Parameters'!H150","v":0},{"$f":"'2. Future Parameters'!H150","v":0}]
[null,null,null,"% Solids of Feedstock Fed to Digester (%)",{"$f":"'1. Current Parameters'!H177","v":0},{"$f":"'2. Future Parameters'!H149","v":0},{"$f":"'2. Future Parameters'!H149","v":0},{"$f":"'2. Future Parameters'!H149","v":0},{"$f":"'2. Future Parameters'!H149","v":0}]
[null,null,null,"Percent Volatile Solids Reduction (%)",{"$f":"'1. Current Parameters'!F55","v":0},{"$f":"'2. Future Parameters'!$F61","v":0},{"$f":"'2. Future Parameters'!$F61","v":0},{"$f":"'2. Future Parameters'!$F61","v":0},{"$f":"'2. Future Parameters'!$F61","v":0}]
[null,null,null,"Actual Hyraulic Retention Time (days)",{"$f":"IF('1. Current Parameters'!H178=0,0,'1. Current Parameters'!H186/'1. Current Parameters'!H178)","v":{"$error":"#DIV/0!"}},{"$f":"IF('2. Future Parameters'!H150=0,0,'2. Future Parameters'!H158/'2. Future Parameters'!H150)","v":0},{"$f":"IF('2. Future Parameters'!H150=0,0,'2. Future Parameters'!H158/'2. Future Parameters'!H150)","v":0},{"$f":"IF('2. Future Parameters'!H150=0,0,'2. Future Parameters'!H158/'2. Future Parameters'!H150)","v":0},{"$f":"IF('2. Future Parameters'!H150=0,0,'2. Future Parameters'!H158/'2. Future Parameters'!H150)","v":0}]
[null,null,null,"Target Hydraulic Retention Time (days)",{"$f":"'1. Current Parameters'!H179","v":0},{"$f":"'2. Future Parameters'!$H151","v":0},{"$f":"'2. Future Parameters'!$H151","v":0},{"$f":"'2. Future Parameters'!$H151","v":0},{"$f":"'2. Future Parameters'!$H151","v":0}]
[]
[null,null,null,"Available Capacity (Gal/day)",{"$f":"IF('1. Current Parameters'!H190<=0,0,'1. Current Parameters'!H190/E25)","v":{"$error":"#DIV/0!"}},{"$f":"IF('2. Future Parameters'!$H162<= 0, 0,'2. Future Parameters'!$H162/F25)","v":0},{"$f":"IF('2. Future Parameters'!$H162<= 0, 0,'2. Future Parameters'!$H162/F25)","v":0},{"$f":"IF('2. Future Parameters'!$H162<= 0, 0,'2. Future Parameters'!$H162/F25)","v":0},{"$f":"IF('2. Future Parameters'!$H162<= 0, 0,'2. Future Parameters'!$H162/F25)","v":0}]
[null,null,null,"Additional Volume Needed to Treat Feedstock (gal)",{"$f":"IF('1. Current Parameters'!H190<0,-1*'1. Current Parameters'!H190,0)","v":{"$error":"#DIV/0!"}},{"$f":"IF('2. Future Parameters'!H162<0,-1*'2. Future Parameters'!H162,0)","v":0},{"$f":"IF('2. Future Parameters'!H162<0,-1*'2. Future Parameters'!H162,0)","v":0},{"$f":"IF('2. Future Parameters'!H162<0,-1*'2. Future Parameters'!H162,0)","v":0},{"$f":"IF('2. Future Parameters'!H162<0,-1*'2. Future Parameters'!H162,0)","v":0}]
[]
[]
[null,null,null,"Mass of Biosolids (Tons/yr)",{"$f":"'1. Current Parameters'!F208*365","v":0},{"$f":"'2. Future Parameters'!$F180*365","v":0},{"$f":"'2. Future Parameters'!$F180*365","v":0},{"$f":"'2. Future Parameters'!$F180*365","v":0},{"$f":"'2. Future Parameters'!$F180*365","v":0}]
[null,null,null,"Biosolids Cost ($/yr)",{"$f":"'1. Current Parameters'!I215*365","v":0},{"$f":"'2. Future Parameters'!$I187*365","v":0},{"$f":"'2. Future Parameters'!$I187*365","v":0},{"$f":"'2. Future Parameters'!$I187*365","v":0},{"$f":"'2. Future Parameters'!$I187*365","v":0}]
[null,null,null,"Biosolids Revenue ($/yr)",{"$f":"'1. Current Parameters'!I219*365","v":0},{"$f":"'2. Future Parameters'!$I191*365","v":0},{"$f":"'2. Future Parameters'!$I191*365","v":0},{"$f":"'2. Future Parameters'!$I191*365","v":0},{"$f":"'2. Future Parameters'!$I191*365","v":0}]
[]
[null,null,null,"Tipping Fees ($/yr)",{"$f":"('1. Current Parameters'!I220+'1. Current Parameters'!I221)*365","v":0},{"$f":"('2. Future Parameters'!$I192+'2. Future Parameters'!$I193)*365","v":0},{"$f":"('2. Future Parameters'!$I192+'2. Future Parameters'!$I193)*365","v":0},{"$f":"('2. Future Parameters'!$I192+'2. Future Parameters'!$I193)*365","v":0},{"$f":"('2. Future Parameters'!$I192+'2. Future Parameters'!$I193)*365","v":0}]
[null,null,null,"Avoided Natural Gas Costs ($/yr)",{"$f":"'1. Current Parameters'!I222*365","v":{"$error":"#DIV/0!"}},{"$f":"'2. Future Parameters'!I194*365","v":0},{"$f":"'4. Biogas Use'!F84","v":0},{"$f":"'4. Biogas Use'!F131","v":0},{"$f":"'4. Biogas Use'!J131","v":0}]
[null,null,null,"Avoided Electricity Costs ($/yr)",0,0,{"$f":"'4. Biogas Use'!F81","v":0},0,0]
[null,null,null,"Avoided Vehicle Fuel ($/yr)",0,0,0,{"$f":"'4. Biogas Use'!F128","v":0},{"$f":"'4. Biogas Use'!J128","v":0}]
[]
[null,null,null,"Annualized Cost of Plant Upgrades ($/yr)",0,{"$f":"'4. Biogas Use'!F36","v":0},{"$f":"'4. Biogas Use'!H90","v":0},{"$f":"'4. Biogas Use'!$H143","v":-56887.745984640555},{"$f":"'4. Biogas Use'!$H143","v":-56887.745984640555}]
[null,null,null,"Annual Operations and Maintenance ($/yr)",{"$f":"-'1. Current Parameters'!F48","v":0},{"$f":"-'4. Biogas Use'!J36","v":0},{"$f":"-'4. Biogas Use'!F93","v":0},{"$f":"-'4. Biogas Use'!F146","v":0},{"$f":"-'4. Biogas Use'!F146","v":0}]
[]
[null,null,null,"Net Annualized Value ($/yr)",{"$f":"SUM(E35:E38,E32:E33,E40:E41)","v":{"$error":"#DIV/0!"}},{"$f":"SUM(F35:F38,F32:F33,F40:F41)","v":0},{"$f":"SUM(G35:G38,G32:G33,G40:G41)","v":0},{"$f":"SUM(H35:H38,H32:H33,H40:H41)","v":-56887.745984640555},{"$f":"SUM(I35:I38,I32:I33,I40:I41)","v":-56887.745984640555}]
[]
[null,null,null,"Current:","Use biogas to heat digester and incomming feedstock. Value is given to excess heat. If digester heating demand is not met, expense for natural gas will incur."]
[]
[null,null,null,"Future A:","Use biogas to heat digester and incomming feedstock. Value is given to excess heat. If digester heating demand is not met, expense for natural gas will incur."]
[]
[null,null,null,"Future B:","Use biogas in CHP to heat digester and incomming feedstock and generate electricity. Value is given to the electricity generated and excess heat. If digester heating demand is not met, expense for natural gas will incur."]
[]
[null,null,null,"Future C:","Use biogas to heat the digester and convert the rest to vehicle fuel. If digester heating demand is not met, no biogas will be available for CNG and an expense for natural gas will incur. "]
[]
[null,null,null,"Future D:","All biogas is converted into vehicle fuel. Cost of natural gas to meet the heating demand of the digester and incomming feedstock will incur."]
[]
[null,null,null,null,"For a detailed review of the calculations and assumptions, please observe the \"4. Biogas Use\" worksheet."]
[]
[]
[]
[]
[null,null,null,null,null,"Percent increase in heating demand  =",{"$f":"(F18-E18)/E18","v":{"$error":"#DIV/0!"}}]
[]
[null,null,null,null,null,"Percent increase in biogas production =",{"$f":"(F16-E16)/E16","v":{"$error":"#DIV/0!"}}]
[]
[null,null,null,null,null,"Percent increase in biosolids =",{"$f":"(F31-E31)/E31","v":{"$error":"#DIV/0!"}}]
[]
[null,null,null,null,null,"Additional volume needed to treat feedstock =",{"$f":"IF('2. Future Parameters'!H162>=0, \"None\",'2. Future Parameters'!H162*-1)","v":"None"},"[gal]"]
[]
[null,null,null,null,null,"Size of CHP =",{"$f":"'4. Biogas Use'!N56","v":0},"kW"]

{"sheet":"4. Biogas Use","index":10,"n_rows":146,"n_cols":15,"rows_kept":146,"cut":false,"hidden":false,"merged":[[22,9,22,10],[97,2,143,2],[32,2,32,5],[46,2,90,2],[34,2,44,2],[21,2,26,2],[104,9,104,11],[99,8,99,10],[58,9,60,11],[61,9,62,11],[8,1,8,12],[9,2,9,11],[10,1,10,12],[1,20,1,21],[16,4,16,5],[7,1,7,12],[1,1,1,10],[17,4,17,5],[18,4,18,5],[19,4,19,5],[15,2,19,2],[13,0,13,23]]}
[]
[null,"Co-EAT: Co-digestion Economic Analysis Tool: BETA                                                                                                                                                                     An analysis tool to assess the economic feasibility of co-digestion at a Water Resource Recovery Facility",null,null,null,null,null,null,null,null,null,null,null,{"$f":"TODAY()","v":"2017-09-26"}]
[null,"U.S. EPA "]
[]
[null,"Biogas Use Options"]
[]
[]
[null,"Purpose: Input biogas use options parameters for the three different scenarios."]
[null,"Instructions:    "]
[null," -                                              -                                                             -                                                               -                                                                                                                                                                                       ","Input the capital recovery factor information and capital cost information for the receiving station and other. Capital cost for the receiving station and other can be determined by using the \"5. Digester and Ancillary Equipment\" worksheet                                                                                                                                                                                                                                                                                                                                                                                                                                                  Review the assumptions made for each biogas use option. This section does not require any user input.                                                                                                                                                                                                                      Return to \"2. Scenario Comparison\" when information has been input and assumptions reviewed                                                                                                                                                                                                                                                                                                                                                                                                                                                                                                                                                      "]
[null,"The numbered worksheets contain assumptions and default values that provide the underlying functionality of the Model.  Once familiar with the inputs, outputs, and data used to calculate values, users can customize the Model by modifying data in the rest of the worksheets. Be sure to save a copy of the tool prior to making any changes. All worksheets' defualt values can be restored using the \"Resotre Default Formulas & Values\" button."]
[]
[]
[]
[]
[null,null,"Capital Recovery Factor",null,"Capital Recovery Factor"]
[null,null,null,null,"Discount Rate",null,0.04,"[%]"]
[null,null,null,null,"Analysis Period",null,15,"[yr]"]
[null,null,null,null,"Factor",null,{"$f":"IF(G18=\"\",0,-PMT(G17,G18,1))","v":8.9941100370973207E-2}]
[]
[]
[null,null,"Receiving Station and other Capital Costs",null,"Capital Cost of AD System Upgrades",null,null,null,"Engineering and Installation Factor"]
[null,null,null,null,null,null,null,null,null,0.15]
[]
[null,null,null,null,"Annualized Cost of AD System Upgrades"]
[null,null,null,null,null,{"$f":"-(F23)*(1+Eng_Fac)*G19","v":0},"[$/yr] "]
[]
[]
[]
[]
[]
[]
[null,null,"Biogas Options"]
[]
[null,null,"Future A: Existing System          (Boiler + Flare)",null,"Annualized Capital Costs of AD System Upgrades",null,null,null,"Annual Operations and Maintenance Costs"]
[null,null,null,null,null,{"$f":"-F23*(1+Eng_Fac)*G19","v":0},"[$/yr]",null,null,{"$f":"'1. Current Parameters'!F48","v":0}]
[]
[null,null,null,null,"Value of Biogas"]
[null,null,null,null,null,{"$f":"('2. Future Parameters'!I194)*365","v":0},"[$/yr]"]
[]
[null,null,null,null,"Boiler Efficiency"]
[null,null,null,null,null,0.75]
[]
[]
[]
[]
[null,null,"Future B: Combined Heat and Power (CHP)",null,"Volume of gas produced:"]
[null,null,null,null,null,{"$f":"'2. Future Parameters'!H167*365","v":0},"[cf/yr]"]
[]
[null,null,null,null,"Low Heating Value of Methane:"]
[null,null,null,null,null,1011,"[Btu/cf]","Metcal & Eddy 2003"]
[]
[null,null,null,null,"Btu Conversion Factor:"]
[null,null,null,null,null,3412.1414798999999,"[Btu/kWh]"]
[null,null,null,null,null,null,null,null,null,null,null,null,null,"CHP Calculations"]
[null,null,null,null,"Methane Content of Biogas:",null,null,null,null,null,null,null,null,{"$f":"ROUND(F69,0)","v":0},"kW Engine Rating"]
[null,null,null,null,null,{"$f":"'2. Future Parameters'!H172","v":0.6},null,null,null,null,null,null,null,{"$f":"IF(F69<=0,0,N56/F69)","v":0},{"$f":"\"Hours of gas production necessary to supply \"&N56&\" kW of power\"","v":"Hours of gas production necessary to supply 0 kW of power"}]
[null,null,null,null,null,null,null,null,null,null,null,null,null,{"$f":"Biogas_Vol/365/24*N57","v":0},{"$f":"\"How much biogas storage (ft^3) is necessary to run engine for 1 hour if engine is rated at \"&N56&\" kW\"","v":"How much biogas storage (ft^3) is necessary to run engine for 1 hour if engine is rated at 0 kW"}]
[null,null,null,null,"Engine Electric Efficiency*:",null,null,null,null,"* US EPA, Opportunities for Combined Heat and Power at Wastewater Treatment Facilities: Market Analysis and Lessons from the Field"]
[null,null,null,null,null,0.28000000000000003,"Typical Values: 28-33%*"]
[]
[null,null,null,null,"Engine Heat Efficiency*:",null,null,null,null,"Opportunities for Combined Heat and Power at Wastewater Treatment Facilities"]
[null,null,null,null,null,0.48,"Typical Values: 43-48%*"]
[]
[null,null,null,null,"Electrical Energy Generated:"]
[null,null,null,null,null,{"$f":"Biogas_Vol_cf_yr*Meth_Percent*BTU_cf*Elec_Effic/BTU_kWh","v":0},"[kWh for one year]"]
[]
[null,null,null,null,"Average Electrical Power:"]
[null,null,null,null,null,{"$f":"F66/8760","v":0},"[kW]"]
[]
[null,null,null,null,"Heat Energy Captured:"]
[null,null,null,null,null,{"$f":"Biogas_Vol_cf_yr*Meth_Percent*Heat_Effic*BTU_cf/1000000","v":0},"[MBTU/yr]"]
[]
[null,null,null,null,"Amount of heat energy needed to heat digester:"]
[null,null,null,null,null,{"$f":"'2. Future Parameters'!F105","v":0},"[MBTU/yr]"]
[]
[null,null,null,null,"Capital Cost Factor for Gen-Set*:"]
[null,null,null,null,null,5000,"[$/kW]"]
[]
[null,null,null,null,"Value of Electrical Energy:"]
[null,null,null,null,null,{"$f":"F66*'1. Current Parameters'!F119","v":0},"[$/yr]"]
[]
[null,null,null,null,"Value of Heat Energy:"]
[null,null,null,null,null,{"$f":"(H_Energy-Req_Energy)*1000000/F42/BTU_cf/100*'1. Current Parameters'!G222","v":0},"[$/yr]"]
[]
[null,null,null,null,"Total Profit/Savings:"]
[null,null,null,null,null,{"$f":"F84+F81","v":0},"[$/yr]"]
[]
[null,null,null,null,"Capital Costs:",null,null,"Annualized:"]
[null,null,null,null,null,{"$f":"-1*(F69*F78+F23)*(1+Eng_Fac)","v":0},"[$]",{"$f":"F90*G19","v":0},"[$/yr]"]
[]
[null,null,null,null,"Annual Operations and Maintenance Costs:"]
[null,null,null,null,null,{"$f":"'2. Future Parameters'!F54","v":0},"[$/yr]"]
[]
[]
[]
[]
[null,null,"Future C: Boiler + Vehicle Fuel (CNG)"]
[]
[null,null,null,null,"Volume of gas produced:",null,null,null,"Heat Required by Digesters"]
[null,null,null,null,null,{"$f":"'2. Future Parameters'!H167*365","v":0},"[cf/yr]",null,null,{"$f":"'2. Future Parameters'!F105","v":0},"[MBTU/yr]"]
[]
[null,null,null,null,"Volume of Biogas available for CNG:",null,null,null,"Volume of Biogas Needed for Heating"]
[null,null,null,null,null,{"$f":"IF(VolB_Max>=BioGTotal,0,BioGTotal-VolB_Max)","v":0},"[cf/yr]",null,null,{"$f":"BVol_Sup/F42*1000000/F110/F107","v":0},"[cf/yr]"]
[]
[null,null,null,null,"Percent Methane of Biogas:"]
[null,null,null,null,null,{"$f":"'2. Future Parameters'!H172","v":0.6},"[%]"]
[]
[null,null,null,null,"Low heat value of methane (Btu/cf):"]
[null,null,null,null,null,1011,"[Btu/cf]"]
[]
[null,null,null,null,"Energy Content of Methane:"]
[null,null,null,null,null,20160,"BTU/lb"]
[]
[null,null,null,null,"GGE conversion factor:"]
[null,null,null,null,null,5.66,"lb/GGE"]
[]
[null,null,null,null,"Gas Purification Efficiency:"]
[null,null,null,null,null,0.98,"[%]"]
[]
[null,null,null,null,"Amount of GGE When Using Biogas for Heating:",null,null,null,"Amount of GGE When All Biogas is Used as Vehicle Fuel:"]
[null,null,null,null,null,{"$f":"((F104*F107*F110*F119)/(F113))/F116","v":0},"GGE/yr",null,null,{"$f":"((F101*F107*F110*F119)/(F113))/F116","v":0},"GGE/yr"]
[]
[null,null,null,null,"Price of CNG based on National Average:",null,null,null,"U.S Department of Energy"]
[null,null,null,null,null,2.08,"[$/GGE]","Source:","Alternative Fuel Prices"]
[]
[null,null,null,null,"Value of CNG When Using Biogas for Heating:",null,null,null,"Value of CNG When All Biogas is Used as Vehicle Fuel:"]
[null,null,null,null,null,{"$f":"F122*F125","v":0},"[$/yr]",null,null,{"$f":"J122*F125","v":0},"[$/yr]"]
[]
[null,null,null,null,"Value of heat energy:",null,null,null,"Cost to Heat Digester:"]
[null,null,null,null,null,{"$f":"IF(BioGTotal>VolB_Max,0,(BioGTotal-VolB_Max)*F107/100*'1. Current Parameters'!G222)","v":0},"[$/yr]",null,null,{"$f":"BVol_Sup*1000000/F42/F110/100*'1. Current Parameters'!G222*-1","v":0},"[$/yr]"]
[]
[null,null,null,null,"Cost assumption of CNG fueling station + truck upgrades:"]
[null,null,null,null,null,400000,"[$]"]
[]
[null,null,null,null,"Capital cost of gas upgrading system:"]
[null,null,null,null,null,150000,"[$]"]
[]
[null,null,null,null,"Total Profit/Expenses",null,null,null,"Total Profit/Expenses"]
[null,null,null,null,null,{"$f":"F128+F131","v":0},"[$/yr]",null,null,{"$f":"J128+J131","v":0},"[$/yr]"]
[]
[null,null,null,null,"Capital Costs:",null,null,"Annualized"]
[null,null,null,null,null,{"$f":"(F134+F137+F23)*(1+Eng_Fac)*-1","v":-632500},"[$]",{"$f":"F143*G19","v":-56887.745984640555},"[$/yr]"]
[]
[null,null,null,null,"Annual Operations and Maintenance Costs"]
[null,null,null,null,null,{"$f":"'2. Future Parameters'!F54","v":0},"[$/yr]"]

{"sheet":"Process Default Formulas","index":11,"n_rows":194,"n_cols":21,"rows_kept":194,"cut":false,"hidden":true,"merged":[[66,4,66,5],[37,6,37,12],[63,4,63,5],[64,4,64,5],[64,14,64,17],[65,4,65,5],[131,4,131,7],[67,4,67,5],[68,4,68,5],[69,4,69,5],[123,4,123,7],[124,4,124,7],[125,4,125,7],[126,4,126,7],[127,4,127,7],[128,4,128,7],[129,4,129,7],[130,4,130,7],[146,4,146,6],[147,4,147,6],[148,4,148,6],[145,4,145,6],[134,4,134,7],[135,4,135,7],[136,4,136,7],[137,4,137,7],[138,4,138,7],[139,4,139,7],[140,4,140,7],[141,4,141,7],[144,4,144,6],[153,4,153,6],[154,4,154,6],[155,4,155,6],[149,4,149,6],[150,4,150,6],[151,4,151,6],[164,4,164,6],[164,8,164,9],[156,4,156,6],[157,4,157,6],[158,4,158,6],[159,4,159,6],[161,4,161,6],[163,4,163,6],[174,4,174,6],[165,4,165,6],[165,8,165,9],[166,4,166,6],[166,8,166,9],[167,4,167,6],[167,8,167,9],[169,4,169,6],[170,4,170,6],[171,4,171,6],[172,4,172,6],[191,4,191,5],[192,4,192,5],[175,4,175,6],[185,4,185,5],[186,4,186,5],[187,4,187,5],[188,4,188,5],[190,4,190,5]]}
[]
[]
[]
[]
[]
[]
[]
[]
[]
[]
[]
[]
[]
[]
[]
[null,null,null,null,"Percent capacity to remain as buffer capacity of total system:"]
[null,null,null,null,{"$f":"'1. Current Parameters'!F41","v":0},"[%]"]
[null,null,null,null,{"$f":"'1. Current Parameters'!F42","v":0},"[gal]"]
[]
[null,null,null,null,"Total amount of external feedstock that can be taken:"]
[null,null,null,null,{"$f":"'1. Current Parameters'!H190/'1. Current Parameters'!H179","v":{"$error":"#DIV/0!"}},"[gal/day]"]
[]
[]
[]
[]
[]
[]
[]
[]
[]
[]
[]
[]
[]
[]
[null,null,null,null,"Does your wastewater treatment plant already have an anaerobic digester?",0]
[]
[null,null,null,null,null,{"$f":"'1. Current Parameters'!F29","v":0},">>If no, skip this section and go to the next section. Also select \"No\" if you will build a separate digester to process food waste. "]
[]
[]
[null,null,null,null,"Size and effective Capacity of Digester"]
[null,null,null,null,null,"Effective Operating Capacity [%]"]
[null,null,null,null,null,{"$f":"'1. Current Parameters'!F37","v":0}]
[]
[null,null,null,null,null,"Volume [gal]",null,"Diameter [ft]",null,"Max Liquid Height [ft]",null,"Quantity"]
[null,null,null,null,null,{"$f":"'1. Current Parameters'!F34","v":0},"<=======>",{"$f":"'1. Current Parameters'!H34","v":0},null,{"$f":"'1. Current Parameters'!J34","v":0},null,{"$f":"'1. Current Parameters'!L34","v":0}]
[]
[]
[]
[null,null,null,null,"Maximum Capacity of Digester. Volume Used in Calculations"]
[null,null,null,null,null,{"$f":"'1. Current Parameters'!F45","v":0},"[Total Gal]"]
[]
[null,null,null,null,"Annual Operational and Maintenance Cost of the Digester (only costs for the digester including cleaning and repair):"]
[null,null,null,null,null,null,"[$/year]"]
[]
[]
[]
[]
[]
[null,null,null,null,"Enter %VS reduction:"]
[null,null,null,null,null,null,"[% VS Reduction]"]
[]
[]
[null,null,null,null,"Feedstock",null,"Short Tons/Day","Specific Gravity","Total Solids [%]","VS/TS Ratio","Volatile Solids [short ton/day]","TS [short ton/day]"]
[]
[]
[null,null,null,null,"Future Composite Feedstock",null,null,null,null,null,{"$f":"L67*J67","v":0},{"$f":"G67*I67","v":0}]
[]
[]
[null,null,null,null,null,null,null,null,null,null,null,null,{"$f":"IF(G70=\"\",\"\",H70*J70)","v":""}]
[]
[]
[null,null,null,null,"FOG/Liquid Quantity",null,null,"Food Waste/Solids Quantity"]
[null,null,null,null,null,null,"[gal/day]",null,null,"[ton/day]"]
[]
[null,null,null,null,"FOG/Liquid Tipping Fee",null,null,"Food Waste/Solids Tipping Fee"]
[null,null,null,null,null,null,"[$/gal]",null,null,"[$/ton]"]
[]
[]
[]
[]
[null,null,null,null,"Enter the amount of biosolids disposed of per year:"]
[null,null,null,null,null,{"$f":"'1. Current Parameters'!F77","v":0},"[short tons/yr]"]
[]
[null,null,null,null,"Disposal method"]
[null,null,null,null,null,{"$f":"'1. Current Parameters'!F80","v":0}]
[]
[null,null,null,null,"Average Cost of Disposal Method",null,null,"Average Revenue from Biosolids"]
[null,null,null,null,null,null,"[$/short ton]",null,"[$/short ton]"]
[]
[]
[]
[]
[null,null,null,null,"Enter %Solids of Disposed Biosolids",null,null,"Percent of Total Sludge Not Generating Revenue"]
[null,null,null,null,null,null,"[% Solids]",null,"[%]"]
[]
[]
[null,null,null,null,"Average Annual Heat Loss from Tanks"]
[null,null,null,null,null,null,"[MBTU/yr]"]
[]
[null,null,null,null,"Average Annual Initial Heating Requirement of Feedstock"]
[null,null,null,null,null,null,"[MBTU/yr]"]
[]
[null,null,null,null,"Total Energy Needed for Heating"]
[null,null,null,null,null,null,"[MBTU/yr]"]
[]
[]
[]
[null,null,null,null,"Average Electricity Rate",null,null,"U.S. Department of Energy:"]
[null,null,null,null,null,null,"[$/ KWh]","http://www.eia.doe.gov/cneaf/electricity/epm/table5_3.html"]
[]
[null,null,null,null,"What is your maximum monthly consumption of electricity?"]
[null,null,null,null,null,null,"[kWh]"]
[]
[null,null,null,null,"Average Natural Gas Rate",null,null,"U.S. Energy Information Administration tracks data:"]
[null,null,null,null,null,null,"[$/CCF]","http://www.eia.doe.gov/neic/experts/heatcalc.xls"]
[]
[null,null,null,null,"What is your maximum monthly consumption of natural gas?"]
[null,null,null,null,null,{"$f":"'1. Current Parameters'!F128","v":0},"[CCF]"]
[]
[]
[]
[null,null,null,null,"Composite Feedstock Summary"]
[null,null,null,null," Mass (Solids)",null,null,null,{"$f":"L67","v":0},"short ton/day"]
[]
[null,null,null,null,"Solids Content",null,null,null,{"$f":"I67","v":0},"% TS"]
[null,null,null,null," VS Content (%)",null,null,null,{"$f":"J67","v":0},"% VS/TS"]
[null,null,null,null,"Mass of VS",null,null,null,{"$f":"K67","v":0},"short ton/day"]
[null,null,null,null,"VS Destruction (%)",null,null,null,{"$f":"IF(F61=\"\",0.54,F61)","v":0.54},"% VS Reduced","If value is unknown, VS destruction is 54%"]
[null,null,null,null,"Mass of VS Reduced",null,null,null,{"$f":"I128*I129","v":0},"short ton/day"]
[null,null,null,null,"Mass of Remaining Solids",null,null,null,{"$f":"I124-I130","v":0},"short ton/day"]
[]
[]
[]
[]
[]
[]
[]
[]
[]
[]
[]
[]
[null,null,null,null,null,null,null,"Composite Feedstock"]
[null,null,null,null,"Digester Volume & Number Based Upon MCRT",null,null,"Value"]
[null,null,null,null,"Digester Volume",null,null,"V=Qθ"]
[null,null,null,null,"Assume Sludge SG (sg - specific gravity)",null,null,{"$f":"H67","v":0}]
[null,null,null,null,"Constant (Specific Weight of Water)",null,null,8.34,null,"lb/gal"]
[null,null,null,null,"Solids Content of Feedstock",null,null,null,null,"% TS","Depends on process. Likely range is between 4-10%."]
[null,null,null,null,"Q (Feedstock Flowrate)",null,null,{"$f":"IF(OR((H149 = 0),(H147 = 0), (H148 = 0)), 0,(I124)*2000/(H149*(H147*H148)))","v":0},null,"gal/day"]
[null,null,null,null,"θ (Hydraulic Retention Time)",null,null,null,null,"days","Can change to lengthen hydraulic retention time, 15 days is high rate digestion and is the lowest recommended mean cell residence time."]
[null,null,null,null,"Required Volume",null,null,{"$f":"H150*H151","v":0},null,"gal "]
[]
[null,null,null,null,"Existing Cylindrical Digester Diameter",null,null,{"$f":"#REF!","v":{"$error":"#REF!"}},null,"ft"]
[null,null,null,null,"Existing Cylindrical Digester Height",null,null,{"$f":"#REF!","v":{"$error":"#REF!"}},null,"ft"]
[null,null,null,null,"Max Available Capacity - Total",null,null,{"$f":"#REF!","v":{"$error":"#REF!"}},null,"gal"]
[null,null,null,null,"Effective Digester Capacity %",null,null,{"$f":"#REF!","v":{"$error":"#REF!"}},null,"%"]
[null,null,null,null,"Effective Digester Capacity",null,null,{"$f":"F51","v":0},null,"gal"]
[null,null,null,null,"New Digester Capacity Required ",null,null,{"$f":"IF((H152+$E$18)-H158<0,0,(H152+$E$18)-H158)","v":0},null,"gal"]
[null,null,null,null,"Number of New Digesters Required ",null,null,{"$f":"IF(H154<=0,0,ROUNDUP(H154/H151,0))","v":{"$error":"#REF!"}},null,"gal"]
[]
[null,null,null,null,"Capacity Available",null,null,{"$f":"H158-H152","v":0},null,"gal"]
[]
[null,null,null,null,"Biogas Production",null,null,null,null,null,null,null,null,null,null,"Daily Biogas Production",null,null,"Conversion Factors:"]
[null,null,null,null,"Total VS Reduced",null,null,{"$f":"(I130)*2000","v":0},"VS lb/day",null,null,null,null,null,null,"V",{"$f":"H167*T165","v":0},"L/d","1 cf=",28.316849999999999,"Liter"]
[null,null,null,null,"Biogas Production Rate",null,null,{"$f":"'1. Current Parameters'!H194","v":15},"ft³ biogas/lb VS destroyed",null,"(12-18 cf/lb) Metcalf & Eddy - max typical size",null,null,null,null,"T",293.14999999999998,"K"]
[null,null,null,null,"Biogas Production based on VS Destroyed",null,null,{"$f":"H166*H165","v":0},"ft³ biogas/day",null,null,null,null,null,null,"P",101.3,"kPa","1 g=",2.2046000000000001E-3,"lb"]
[null,null,null,null,"Mass of Biogas",null,null,{"$f":"Q180","v":0},"short ton/day"]
[null,null,null,null,null,null,null,null,null,null,null,null,null,null,null,null,null,null,"1 lb=",4.5359239999999998E-4,"metric ton"]
[null,null,null,null,"Energy Content"]
[null,null,null,null,"Annual Biogas Production ",null,null,{"$f":"H167*365","v":0},"ft³/yr",null,null,null,null,null,null,null,null,null,"1 KWh=",3412.1414798999999,"Btu"]
[null,null,null,null,"Methane to Biogas Ratio",null,null,0.6,null,null,null,null,null,null,null,"R",8.3144720000000003]
[null,null,null,null,"High Heat Value of Methane (Btu/cubic foot)",null,null,1011,"Btu/ft3",null,null,null,null,null,null,"n",{"$f":"Q167*Q165/(Q166*Q172)","v":0},"moles"]
[null,null,null,null,null,"Heat Recovery Efficiency",null,{"$f":"'4. Biogas Use'!F42","v":0.75}]
[null,null,null,null,"Heat Value Estimate",null,null,{"$f":"(H171*H172*H173)*H174","v":0},"Btu/yr"]
[null,null,null,null,"Heat Value Estimate",null,null,{"$f":"(H171*H172*H173)*H174/1000000","v":0},"MBtu/yr"]
[null,null,null,null,"KWh Value Estimate",null,null,{"$f":"(H171*H172*H173)/T171*P183","v":0},"KWh/yr",null,null,null,null,null,null,"Biogas MW",{"$f":"H172*16+0.35*44","v":25},"g/mol"]
[null,null,null,null,null,null,null,null,null,null,null,null,null,null,null,"Biogas Mass",{"$f":"Q173*Q177","v":0},"g"]
[null,null,null,null,"Mass of Remaining Biosolids:",null,null,null,null,null,null,null,null,null,null,null,{"$f":"Q178*T167","v":0},"lb"]
[null,null,null,null,null,{"$f":"IF(F95=\"\",0,I131/F95)","v":0},"[short tons/day]",null,null,null,null,null,null,null,null,null,{"$f":"Q179*T169","v":0},"metric ton/d"]
[]
[null,null,null,null,"Cost of Biosolids Disposal:",null,null,"Revenue from Biosolids:",null,null,null,null,null,null,null," Biogas to electricity internal combustion engine efficiency"]
[null,null,null,null,null,{"$f":"F180*H95*F89","v":0},"[$/day]",{"$f":"F180*(1-H95)*H89","v":0},"[$/day]",null,null,null,null,null,null,{"$f":"Elec_Effic","v":0.28000000000000003}]
[]
[]
[null,null,null,null,null,null,"$/unit","quantity of unit/day","total/day","unit"]
[null,null,null,null,"Biosolids Disposal",null,{"$f":"-F89","v":0},{"$f":"F180*H95","v":0},{"$f":"H187*G187","v":0},"tons"]
[null,null,null,null,"Digester O&M",null,null,null,{"$f":"-F54","v":0}]
[null,null,null,null,"Capital Costs"]
[]
[null,null,null,null,"Biosolids Revenue",null,{"$f":"H89","v":0},{"$f":"F180*(1-H95)","v":0},{"$f":"G191*H191","v":0},"tons"]
[null,null,null,null,"Solids Tipping Fee",null,{"$f":"I77","v":0},{"$f":"I74","v":0},{"$f":"G192*H192","v":0},"tons"]
[null,null,null,null,"Liquid Tipping Fee",null,{"$f":"F77","v":0},{"$f":"F74","v":0},{"$f":"G193*H193","v":0},"gallon"]
[null,null,null,null,"Avoided Natural Gas",null,{"$f":"F116","v":0},{"$f":"IF(H176<F105,H171*H172/100/365,(F105/H176)*H171*H172/100/365)","v":{"$error":"#DIV/0!"}},{"$f":"G194*H194","v":{"$error":"#DIV/0!"}},"CCF"]

{"sheet":"Biogas Default Formulas","index":12,"n_rows":146,"n_cols":15,"rows_kept":146,"cut":false,"hidden":true,"merged":[]}
[]
[]
[]
[]
[]
[]
[]
[]
[]
[]
[]
[]
[]
[]
[]
[null,null,null,null,"Capital Recovery Factor"]
[null,null,null,null,"Discount Rate",null,0.04,"[%]"]
[null,null,null,null,"Analysis Period",null,15,"[yr]"]
[null,null,null,null,"Factor",null,{"$f":"IF(G18=\"\",0,-PMT(G17,G18,1))","v":8.9941100370973207E-2}]
[]
[]
[null,null,null,null,"Capital Cost of AD System Upgrades",null,null,null,"Engineering and Installation Factor"]
[null,null,null,null,null,193144,null,null,null,0.15]
[]
[null,null,null,null,"Annualized Cost of AD System Upgrades"]
[null,null,null,null,null,{"$f":"-(F23)*(1+Eng_Fac)*G19","v":-19977.321473558935},"[$/yr] "]
[]
[]
[]
[]
[]
[]
[]
[]
[null,null,null,null,"Annualized Capital Costs of AD System Upgrades",null,null,null,"Annual Operations and Maintenance Costs"]
[null,null,null,null,null,{"$f":"-F23*(1+Eng_Fac)*G19","v":-19977.321473558935},"[$/yr]",null,null,{"$f":"'1. Current Parameters'!F48","v":0}]
[]
[null,null,null,null,"Value of Biogas"]
[null,null,null,null,null,{"$f":"('2. Future Parameters'!I194)*365","v":0},"[$/yr]"]
[]
[null,null,null,null,"Boiler Efficiency"]
[null,null,null,null,null,0.75]
[]
[]
[]
[]
[null,null,null,null,"Volume of gas produced:"]
[null,null,null,null,null,{"$f":"'2. Future Parameters'!H167*365","v":0},"[cf/yr]"]
[]
[null,null,null,null,"Low Heating Value of Methane:"]
[null,null,null,null,null,1011,"[Btu/cf]","Metcal & Eddy 2003"]
[]
[null,null,null,null,"Btu Conversion Factor:"]
[null,null,null,null,null,3412.1414798999999,"[Btu/kWh]"]
[null,null,null,null,null,null,null,null,null,null,null,null,null,"CHP Calculations"]
[null,null,null,null,"Methane Content of Biogas:",null,null,null,null,null,null,null,null,{"$f":"ROUND(F69,0)","v":0},"kW Engine Rating"]
[null,null,null,null,null,{"$f":"'2. Future Parameters'!H172","v":0.6},null,null,null,null,null,null,null,{"$f":"IF(F69<=0,0,N56/F69)","v":0},{"$f":"\"Hours of gas production necessary to supply \"&N56&\" kW of power\"","v":"Hours of gas production necessary to supply 0 kW of power"}]
[null,null,null,null,null,null,null,null,null,null,null,null,null,{"$f":"Biogas_Vol/365/24*N57","v":0},{"$f":"\"How much biogas storage (ft^3) is necessary to run engine for 1 hour if engine is rated at \"&N56&\" kW\"","v":"How much biogas storage (ft^3) is necessary to run engine for 1 hour if engine is rated at 0 kW"}]
[null,null,null,null,"Engine Electric Efficiency*:",null,null,null,null,"* US EPA, Opportunities for Combined Heat and Power at Wastewater Treatment Facilities: Market Analysis and Lessons from the Field"]
[null,null,null,null,null,0.28000000000000003,"Typical Values: 28-33%*"]
[]
[null,null,null,null,"Engine Heat Efficiency*:",null,null,null,null,"Opportunities for Combined Heat and Power at Wastewater Treatment Facilities"]
[null,null,null,null,null,0.48,"Typical Values: 43-48%*"]
[]
[null,null,null,null,"Electrical Energy Generated:"]
[null,null,null,null,null,{"$f":"Biogas_Vol_cf_yr*Meth_Percent*BTU_cf*Elec_Effic/BTU_kWh","v":0},"[kWh for one year]"]
[]
[null,null,null,null,"Average Electrical Power:"]
[null,null,null,null,null,{"$f":"F66/8760","v":0},"[kW]"]
[]
[null,null,null,null,"Heat Energy Captured:"]
[null,null,null,null,null,{"$f":"Biogas_Vol_cf_yr*Meth_Percent*Heat_Effic*BTU_cf/1000000","v":0},"[MBTU/yr]"]
[]
[null,null,null,null,"Amount of heat energy needed to heat digester:"]
[null,null,null,null,null,{"$f":"'2. Future Parameters'!F105","v":0},"[MBTU/yr]"]
[]
[null,null,null,null,"Capital Cost Factor for Gen-Set*:"]
[null,null,null,null,null,5000,"[$/kW]"]
[]
[null,null,null,null,"Value of Electrical Energy:"]
[null,null,null,null,null,{"$f":"F66*'1. Current Parameters'!F119","v":0},"[$/yr]"]
[]
[null,null,null,null,"Value of Heat Energy:"]
[null,null,null,null,null,{"$f":"(H_Energy-Req_Energy)*1000000/F42/BTU_cf/100*'1. Current Parameters'!G222","v":0},"[$/yr]"]
[]
[null,null,null,null,"Total Profit/Savings:"]
[null,null,null,null,null,{"$f":"F84+F81","v":0},"[$/yr]"]
[]
[null,null,null,null,"Capital Costs:",null,null,"Annualized:"]
[null,null,null,null,null,{"$f":"-1*(F69*F78+F23)*(1+Eng_Fac)","v":-222115.59999999998},"[$]",{"$f":"F90*G19","v":-19977.321473558935},"[$/yr]"]
[]
[null,null,null,null,"Annual Operations and Maintenance Costs:"]
[null,null,null,null,null,{"$f":"'2. Future Parameters'!F54","v":0},"[$/yr]"]
[]
[]
[]
[]
[]
[]
[null,null,null,null,"Volume of gas produced:",null,null,null,"Heat Required by Digesters"]
[null,null,null,null,null,{"$f":"'2. Future Parameters'!H167*365","v":0},"[cf/yr]",null,null,{"$f":"'2. Future Parameters'!F105","v":0},"[MBTU/yr]"]
[]
[null,null,null,null,"Volume of Biogas available for CNG:",null,null,null,"Volume of Biogas Needed for Heating"]
[null,null,null,null,null,{"$f":"IF(VolB_Max>=BioGTotal,0,BioGTotal-VolB_Max)","v":0},"[cf/yr]",null,null,{"$f":"BVol_Sup/F42*1000000/F110/F107","v":0},"[cf/yr]"]
[]
[null,null,null,null,"Percent Methane of Biogas:"]
[null,null,null,null,null,{"$f":"'2. Future Parameters'!H172","v":0.6},"[%]"]
[]
[null,null,null,null,"Low heat value of methane (Btu/cf):"]
[null,null,null,null,null,1011,"[Btu/cf]"]
[]
[null,null,null,null,"Energy Content of Methane:"]
[null,null,null,null,null,20160,"BTU/lb"]
[]
[null,null,null,null,"GGE conversion factor:"]
[null,null,null,null,null,5.66,"lb/GGE"]
[]
[null,null,null,null,"Gas Purification Efficiency:"]
[null,null,null,null,null,0.98,"[%]"]
[]
[null,null,null,null,"Amount of GGE When Using Biogas for Heating:",null,null,null,"Amount of GGE When All Biogas is Used as Vehicle Fuel:"]
[null,null,null,null,null,{"$f":"((F104*F107*F110*F119)/(F113))/F116","v":0},"GGE/yr",null,null,{"$f":"((F101*F107*F110*F119)/(F113))/F116","v":0},"GGE/yr"]
[]
[null,null,null,null,"Price of CNG based on National Average:",null,null,null,"U.S Department of Energy"]
[null,null,null,null,null,2.08,"[$/GGE]","Source:","Alternative Fuel Prices"]
[]
[null,null,null,null,"Value of CNG When Using Biogas for Heating:",null,null,null,"Value of CNG When All Biogas is Used as Vehicle Fuel:"]
[null,null,null,null,null,{"$f":"F122*F125","v":0},"[$/yr]",null,null,{"$f":"J122*F125","v":0},"[$/yr]"]
[]
[null,null,null,null,"Value of heat energy:",null,null,null,"Cost to Heat Digester:"]
[null,null,null,null,null,{"$f":"IF(BioGTotal>VolB_Max,0,(BioGTotal-VolB_Max)*F107/100*'1. Current Parameters'!G222)","v":0},"[$/yr]",null,null,{"$f":"BVol_Sup*1000000/F42/F110/100*'1. Current Parameters'!G222*-1","v":0},"[$/yr]"]
[]
[null,null,null,null,"Cost assumption of CNG fueling station + truck upgrades:"]
[null,null,null,null,null,400000,"[$]"]
[]
[null,null,null,null,"Capital cost of gas upgrading system:"]
[null,null,null,null,null,150000,"[$]"]
[]
[null,null,null,null,"Total Profit/Expenses",null,null,null,"Total Profit/Expenses"]
[null,null,null,null,null,{"$f":"F128+F131","v":0},"[$/yr]",null,null,{"$f":"J128+J131","v":0},"[$/yr]"]
[]
[null,null,null,null,"Capital Costs:",null,null,"Annualized"]
[null,null,null,null,null,{"$f":"(F134+F137+F23)*(1+Eng_Fac)*-1","v":-854615.6},"[$]",{"$f":"F143*G19","v":-76865.067458199483},"[$/yr]"]
[]
[null,null,null,null,"Annual Operations and Maintenance Costs"]
[null,null,null,null,null,{"$f":"'2. Future Parameters'!F54","v":0},"[$/yr]"]

{"sheet":"5. Digester & Ancillary Equip.","index":13,"n_rows":101,"n_cols":8,"rows_kept":101,"cut":false,"hidden":false,"merged":[[109,3,109,4],[110,3,110,4],[111,3,111,4],[112,3,112,4],[113,3,113,4],[108,3,108,4],[48,5,48,7],[49,5,50,7],[58,1,58,6],[59,1,59,5],[60,1,60,5],[96,6,97,11],[104,3,104,4],[105,3,105,4],[106,3,106,4],[107,3,107,4],[1,20,1,21],[39,5,39,7],[7,1,7,7],[9,1,9,7],[19,1,19,10],[21,1,21,2],[36,1,36,10],[1,1,1,4]]}
[]
[null,"Co-EAT: Co-digestion Economic Analysis Tool: BETA                                                                                                                                                                     An analysis tool to assess the economic feasibility of co-digestion at a Water Resource Recovery Facility",null,null,null,null,null,{"$f":"TODAY()","v":"2017-09-26"}]
[null,"U.S. EPA "]
[]
[null,"Digester and Ancillary Equipment Calculator"]
[]
[]
[null,"This worksheet calculates various capital costs including excess digesters and all other costs:  (1) FOG Receiving Station if the facility will be collecting and processing FOG, a high-value feedstock that requires separate handling and pre-processing, (2) Feedstock Processing  (grinding, sifting, etc.) to prepare food waste for digestion, and (3) Ancillary Equipment and Services including engineering and environmental studies associated with siting and constructing the digesters."]
[null,"Please also note that EPA does not endorse or verify the information provided by vendors."]
[null,"The numbered worksheets contain assumptions and default values that provide the underlying functionality of the Model.  Once familiar with the inputs, outputs and data used to calculate values, users can customize the Model by modifying data in the rest of the worksheets."]
[]
[]
[]
[]
[]
[]
[]
[]
[]
[null,"Fats, Oils, and Grease (FOG) Receiving Station"]
[]
[null,"Fats, Oils, and Grease (FOG) Receiving Station"]
[null,"Tank",25000]
[null,"Pumps (chopper and process gravity pumps)",10000]
[null,"Tank Pad",12000]
[null,"Heat Exchanger",5000]
[null,"Agitator",10000]
[null,"Piping",50000]
[null,"Electrical",27000]
[null,"TOTAL",{"$f":"SUM(C23:C29)","v":139000}]
[null,"Installation and Miscellaneous",0.15]
[null,"TOTAL COST (+ 15%)",{"$f":"C$30*(1+C$31)","v":159850}]
[null,"TOTAL COST (- 15%)",{"$f":"C$30*(1-C$31)","v":118150}]
[]
[]
[]
[null,"Feedstock Processing"]
[null,"Please note that EPA does not endorse or verify the information provided by vendors."]
[null,"Feedstock Pre-Processing is required to process the food waste into a thick slurry that is amenable to anaerobic digestion"]
[]
[null,"Companies"]
[null,"Rotochopper"]
[null,"Ph: (320) 548-3586"]
[null,"Rotochopper Website"]
[]
[null,"Franklin Miller"]
[null,"Ph: (973) 535-9200"]
[null,"Franklin Miller Website"]
[]
[null,"Vecoplan LLC"]
[null,"(336) 252-4462"]
[null,"Vecoplan Website"]
[]
[null,"Canada Anaerobic Digestion BTA"]
[null,"BTA Process and Accomplishments"]
[]
[]
[]
[null,"Ancillary Services and Equipment Costing Spreadsheet"]
[null,"Ancillary equipment and/or services support digester vessel operation. This spreadsheet is not linked to other parts of the model."]
[null,"These costs are estimations based on some research done by the Humboldt Waste Management Authority. For more accurate cost estimates, a project specific assessment should be completed. "]
[null,"Major costs for digestion ","Cost per unit ($/unit) ","Units Needed","Replacements over 30 years","Total cost ($)"]
[null,"Building ($/ft2) w/slab",100,0,0,{"$f":"C63*D63","v":0}]
[null,"50' Truck weighing scales",32700,0,0,{"$f":"C64*D64","v":0}]
[null,"Foundation for scales inclu. Const.",20000,0,0,0]
[null,"Print Kiosk (for weight records)",4000,0,0,0]
[null,"Software capable of running reports ",10000,0,0,0]
[null,"PC computer",2000,0,0,0]
[null,"Card Scanner ",5000,0,0,0]
[null,"Odor Control System",85000,0,0,0]
[null,"Front-End Loader",118000,0,0,0]
[null,"Pre-processing equipment",450000,0,0,0]
[null,"Metering Pumps",40000,0,0,0]
[null,"Pumps",90000,0,0,0]
[null,"Trommel screen",110000,0,0,0]
[null,"Buffer tank ($/ft3)",9,0,0,0]
[null,"Mixers",40000,0,0,0]
[null,"Post digestion tank (for gravity separation) ($/ft3)",9,0,0,0]
[null,"Gas collection equipment",75000,0,0,0]
[null,"H2S Scrubber Tank",5000,0,0,0]
[null,"H2S scrubber media (Sulfa Treat)",5760,0,0,0]
[null,"Solids drying area ($/ft2) concrete slab",30,0,0,0]
[null,"Monitoring equipment (SCADA)",100000,0,0,0]
[null,"Engineering Planning and Design",250000,0,0,0]
[null,"Permitting",100000,0,0,0]
[null,"Environmental Impact Statement",250000,0,0,0]
[null,"New Full Solid Waste Permit",6300,0,0,0]
[null,"Geotechnical analysis",17500,0,0,0]
[null,"Wetland delineation",17500,0,0,0]
[null,"Land Preparation",30000,0,0,0]
[null,"Infrastructure (fencing) ($/linear foot)",35,0,0,0]
[null,"Infrastructure (roads) ($/ft2)",12,0,0,0]
[null,"Program Design",100000,0,0,0]
[null,"New Water Service",110,0,0,0]
[null,"Access Gates",10000,0,0,{"$f":"C95*D95","v":0}]
[]
[null,"Digester vessel ($/ft3)",27,{"$f":"0/7.48","v":0},0,{"$f":"C97*D97","v":0},"Note: Cost estimate for digester vessel are based on engineering quotes from Brown & Caldwell"]
[]
[null,null,null,null,null,"Receiving Station",{"$f":"C30","v":139000}]
[null,null,null,null,null,"Sum of Other",{"$f":"SUM(F63:F97)","v":0}]
[null,null,null,null,null,"Total",{"$f":"G99+G100","v":139000}]

{"sheet":"Input Variables","index":14,"n_rows":166,"n_cols":26,"rows_kept":166,"cut":false,"hidden":false,"merged":[[165,13,165,16],[163,13,163,16],[161,13,161,16],[160,0,161,12],[159,13,159,16],[157,13,157,16],[155,13,155,16],[153,13,153,16],[151,13,151,16],[149,13,149,16],[147,2,147,5],[145,13,145,16],[143,13,143,16],[141,13,141,16],[139,13,139,16],[137,13,137,16],[137,19,137,22],[135,13,135,16],[131,2,131,5],[129,13,129,16],[127,2,127,5],[119,13,119,16],[117,13,117,16],[116,0,116,25],[93,7,93,12],[95,9,95,12],[97,9,97,12],[109,13,109,16],[111,13,111,16],[108,13,108,16],[110,13,110,16],[112,13,112,16],[104,2,104,13],[102,2,102,13],[106,2,106,13],[107,13,107,16],[104,15,104,18],[102,15,102,18],[106,15,106,18],[104,20,104,23],[102,20,102,23],[113,13,113,16],[79,19,79,22],[77,12,77,15],[77,19,77,22],[76,13,76,16],[83,19,83,22],[106,20,106,23],[88,13,88,16],[90,13,90,16],[92,13,92,16],[94,13,94,16],[96,13,96,16],[99,15,99,18],[100,15,100,18],[98,13,98,16],[99,19,99,25],[100,19,100,25],[93,13,93,16],[95,13,95,16],[97,13,97,16],[91,13,91,16],[100,2,100,13],[81,19,81,22],[78,13,78,16],[79,12,79,15],[19,13,19,16],[21,13,21,16],[23,13,23,16],[32,13,32,16],[60,13,60,16],[31,12,31,15],[31,19,31,22],[39,22,39,24],[41,22,41,24],[43,22,43,24],[45,22,45,24],[47,22,47,24],[49,22,49,24],[51,22,51,24],[36,22,36,24],[37,22,37,24],[36,16,36,18],[36,19,36,21],[37,19,37,21],[53,16,53,18],[53,19,53,21],[47,19,47,21],[36,14,36,15],[37,14,37,15],[1,8,1,17],[2,11,2,14],[3,6,3,19],[5,0,5,2],[5,3,5,12],[5,14,5,17],[5,18,5,23],[9,0,10,25],[13,7,13,12],[15,9,15,12],[17,9,17,12],[13,13,13,16],[15,13,15,16],[17,13,17,16],[29,11,29,16],[25,13,25,16],[27,13,27,16],[59,12,59,15],[57,12,57,15],[58,13,58,16],[43,11,43,13],[45,11,45,13],[51,16,51,18],[47,9,47,10],[47,11,47,13],[47,14,47,15],[47,16,47,18],[53,11,53,13],[29,18,29,23],[53,22,53,24],[55,18,55,23],[53,14,53,15],[59,19,59,22],[36,9,36,10],[37,9,37,10],[39,9,39,10],[41,9,41,10],[43,9,43,10],[45,9,45,10],[37,11,37,13],[39,11,39,13],[41,11,41,13],[37,16,37,18],[39,16,39,18],[41,16,41,18],[43,16,43,18],[45,16,45,18],[49,19,49,21],[51,1,51,8],[51,9,51,10],[51,11,51,13],[51,14,51,15],[51,19,51,21],[39,1,39,8],[41,1,41,8],[43,1,43,8],[45,1,45,8],[47,1,47,8],[39,19,39,21],[41,19,41,21],[43,19,43,21],[45,19,45,21],[39,14,39,15],[41,14,41,15],[43,14,43,15],[45,14,45,15],[55,11,55,16],[63,13,63,16],[65,13,65,16],[57,19,57,22],[75,11,75,16],[75,18,75,23],[64,13,64,16],[66,13,66,16],[68,13,68,16],[70,13,70,16],[72,13,72,16],[67,13,67,16],[69,13,69,16],[71,13,71,16],[114,13,114,16],[166,13,166,16],[124,13,124,16],[49,1,49,8],[49,9,49,10],[49,11,49,13],[49,14,49,15],[49,16,49,18],[121,13,121,16],[123,13,123,16],[120,13,120,16],[122,13,122,16],[83,0,83,10],[85,13,85,16],[87,13,87,16],[80,13,80,16],[82,13,82,16],[84,13,84,16],[86,13,86,16],[81,12,81,15],[83,12,83,15],[133,13,133,16],[53,1,53,8],[53,9,53,10]]}
[]
[null,null,null,null,null,null,null,null,"Co-Digestion Econmic Analysis Tool"]
[null,null,null,null,null,null,null,null,null,null,null,"(Co-EAT)"]
[null,null,null,null,null,null,"United States Environmental Protection Agency"]
[]
["Facility:  ",null,null,{"$f":"'1. Current Parameters'!E30","v":0},null,null,null,null,null,null,null,null,null,null,"Simulated on:  "]
[]
["****","****","****","****","****","****","****","****","****","****","****","****","****","****","****","****","****","****","****","****","****","****","****","****","****","***"]
[]
["GUI Input Variables"]
[]
[null,null,"Digester"]
[]
[null,null,null,null,null,null,"Dimensions:","Max Liquid Height : ",null,null,null,null,null,{"$f":"IF('1. Current Parameters'!J34=0,\"n/a\",IF('1. Current Parameters'!J34=\"\",\"n/a\",'1. Current Parameters'!J34))","v":"n/a"},null,null,null,"ft"]
[]
[null,null,null,null,null,null,null,null,null,"Diameter : ",null,null,null,{"$f":"IF('1. Current Parameters'!H34=0,\"n/a\",IF('1. Current Parameters'!H34=\"\",\"n/a\",'1. Current Parameters'!H34))","v":"n/a"},null,null,null,"ft"]
[]
[null,null,null,null,null,null,null,null,null,"Quantity : ",null,null,null,{"$f":"IF('1. Current Parameters'!L34=0,\"n/a\",IF('1. Current Parameters'!L34=\"\",\"n/a\",'1. Current Parameters'!L34))","v":"n/a"},null,null,null,"# of Digesters"]
[]
[null,null,null,null,null,null,null,null,null,null,null,null,"Effective Operating Capacity : ",{"$f":"'1. Current Parameters'!F37","v":0}]
[]
[null,null,null,null,null,null,null,null,null,null,null,null,"Buffer Capacity : ",{"$f":"'1. Current Parameters'!F41","v":0}]
[]
[null,null,null,null,null,null,null,null,null,null,null,null,"Total Digester Volume : ",{"$f":"'1. Current Parameters'!F45","v":0},null,null,null,"gal"]
[]
[null,null,null,null,null,null,null,null,null,null,null,null,"Annual Operational and Maintenance Cost:",{"$f":"'1. Current Parameters'!F48","v":0}]
[]
[null,null,null,null,null,null,null,null,null,null,null,null,"Biogas Production Rate:",{"$f":"'1. Current Parameters'!H194","v":15},null,null,null,"ft^3(biogas)/lb(vs destroyed)"]
[]
[null,null,null,null,null,null,null,null,null,null,null,"Current",null,null,null,null,null,null,"Future"]
[]
[null,null,null,null,null,null,null,null,null,null,"Percent Volatile Solids Reduction:",null,{"$f":"'1. Current Parameters'!F55","v":0},null,null,null,null,null,null,{"$f":"'2. Future Parameters'!F61","v":0}]
[]
[]
[null,null,"Feedstocks"]
[]
[null,null,null,null,null,null,null,null,null,"Time of",null,null,null,null,"Units",null,"Specific ",null,null,"Total Solids ",null,null,"VS/TS"]
[null,"Feedstock",null,null,null,null,null,null,null,"Use",null,"Quantity",null,null,"per Day",null,"Gravity",null,null,"(%)",null,null,"Ratio"]
[]
["#1"]
[]
["#2"]
[]
["#3"]
[]
["#4"]
[]
["#5"]
[]
["#6"]
[]
["#7"]
[]
["#8"]
[]
[null,null,null,null,null,null,null,null,null,null,null,"Current",null,null,null,null,null,null,"Future"]
[]
[null,null,null,null,null,null,null,null,null,null,"Percent Solids Fed to Digester:",null,{"$f":"'1. Current Parameters'!H177","v":0},null,null,null,null,null,null,{"$f":"'2. Future Parameters'!H149","v":0}]
[]
[null,null,null,null,null,null,null,null,null,null,"Hydraulic retention Time:",null,{"$f":"'1. Current Parameters'!H179","v":0},null,null,null,"days",null,null,{"$f":"'2. Future Parameters'!H151","v":0},null,null,null,"days"]
[]
[null,null,"Economics"]
[]
[null,null,null,null,null,null,null,null,null,null,null,null,"Average Electricity Rate:",{"$f":"'1. Current Parameters'!F119","v":0},null,null,null,{"$f":"MID('1. Current Parameters'!G119,2,6)","v":"$/ KWh"}]
[]
[null,null,null,null,null,null,null,null,null,null,null,null,"Average Natural Gas Rate:",{"$f":"'1. Current Parameters'!F125","v":0},null,null,null,"$/CCF"]
[]
[null,null,null,null,null,null,null,null,null,null,null,null,"Fog/Liquid Tipping Fee:",{"$f":"'1. Current Parameters'!F73","v":0},null,null,null,"$/gal"]
[]
[null,null,null,null,null,null,null,null,null,null,null,null,"Food Waste/Solid Tipping Feed:",{"$f":"'1. Current Parameters'!I73","v":0},null,null,null,"$/ton"]
[]
[null,null,null,null,null,null,null,null,null,null,null,null,"Capital Cost of New Equipment:",{"$f":"'4. Biogas Use'!F23","v":0}]
[]
[null,null,"Biosolids"]
[]
[null,null,null,null,null,null,null,null,null,null,null,"Current",null,null,null,null,null,null,"Future"]
[]
[null,null,null,null,null,null,null,null,null,null,"Percent Solids of Biosolids:",null,{"$f":"'1. Current Parameters'!F89","v":0},null,null,null,null,null,null,{"$f":"'2. Future Parameters'!F95","v":0}]
[]
[null,null,null,null,null,null,null,null,null,null,"Cost of Biosolids Disposal:",null,{"$f":"'1. Current Parameters'!F83","v":0},null,null,null,"$/ton",null,null,{"$f":"'2. Future Parameters'!F89","v":0},null,null,null,"$/ton"]
[]
[null,null,null,null,null,null,null,null,null,null,"Revenue from Biosolids:",null,{"$f":"'1. Current Parameters'!H83","v":0},null,null,null,"$/ton",null,null,{"$f":"'2. Future Parameters'!H89","v":0},null,null,null,"$/ton"]
[]
["Percent biosolids not generating revenue:",null,null,null,null,null,null,null,null,null,null,null,{"$f":"'1. Current Parameters'!H89","v":0},null,null,null,null,null,null,{"$f":"'2. Future Parameters'!H95","v":0}]
[]
[null,null,null,null,null,null,null,null,null,null,null,null,"Current Weight Biosolids Not Generating Revenue:",null,null,null,null,"ton/yr"]
[]
[null,null,null,null,null,null,null,null,null,null,null,null,"Current Weight Biosolids Generating Revenue:",null,null,null,null,"ton/yr"]
[]
[null,null,"Heating"]
[]
[null,null,null,null,null,null,null,null,null,null,null,null,"5 Digit Zip Code:"]
[]
[null,null,null,null,null,null,"Dimensions:","Height : ",null,null,null,null,null,null,null,null,null,"ft"]
[]
[null,null,null,null,null,null,null,null,null,"Diameter : ",null,null,null,null,null,null,null,"ft"]
[]
[null,null,null,null,null,null,null,null,null,"Quantity : ",null,null,null,null,null,null,null,"# of Digesters"]
[]
[null,null,null,null,null,null,null,null,null,null,null,null,null,null,null,"Surface Area",null,null,null,"Heat Transfer Coefficient"]
[null,null,"Tank Materials",null,null,null,null,null,null,null,null,null,null,null,null," (ft^2)",null,null,null,"(BTU/[hr  ft^2  °F])"]
[]
[null,"Wall:"]
[]
[null,"Roof:"]
[]
[null,"Floor:"]
[]
[null,null,null,null,null,null,null,null,null,null,null,null,"Digester Operating Temperature:",null,null,null,null,"°F"]
[]
[null,null,null,null,null,null,null,null,null,null,null,null,"Specific Heat of Homogenized Feedstock:",null,null,null,null,"BTU/[lb  °F]"]
[]
[null,null,null,null,null,null,null,null,null,null,null,null,"Temperature of Unheated Feedstock:",null,null,null,null,"°F"]
[]
[null,null,null,null,null,null,null,null,null,null,null,null,"Max Feedstock Temperature:",null,null,null,null,"°F"]
[]
["Biogas Use Variables"]
[]
[null,null,"Economics"]
[]
[null,null,null,null,null,null,null,null,null,null,null,null,"Discount Rate:",{"$f":"'4. Biogas Use'!G17","v":0.04}]
[]
[null,null,null,null,null,null,null,null,null,null,null,null,"Analysis Period:",{"$f":"'4. Biogas Use'!G18","v":15}]
[]
[null,null,null,null,null,null,null,null,null,null,null,null,"Engineering & Installation Factor:",{"$f":"'4. Biogas Use'!J23","v":0.15}]
[null,null,"Future Biogas Use Scenario Variables"]
[]
[null,null,"Future A"]
[]
[null,null,null,null,null,null,null,null,null,null,null,null,"Heat Recovery Efficiency:",{"$f":"'4. Biogas Use'!F42","v":0.75}]
[]
[null,null,"Future B"]
[]
[null,null,null,null,null,null,null,null,null,null,null,null,"Low Heating Value of Methane:",{"$f":"'4. Biogas Use'!F51","v":1011},null,null,null,"Btu/cf"]
[]
[null,null,null,null,null,null,null,null,null,null,null,null,"Btu Conversion Factor:",{"$f":"'4. Biogas Use'!F54","v":3412.1414798999999},null,null,null,"Btu/kWh"]
[]
[null,null,null,null,null,null,null,null,null,null,null,null,"Methane Content of Biogas:",{"$f":"'4. Biogas Use'!F57","v":0.6}]
[]
[null,null,null,null,null,null,null,null,null,null,null,null,"Engine Electric Efficiency:",{"$f":"'4. Biogas Use'!F60","v":0.28000000000000003}]
[]
[null,null,null,null,null,null,null,null,null,null,null,null,"Engine Heat Efficiency:",{"$f":"'4. Biogas Use'!F63","v":0.48}]
[]
[null,null,null,null,null,null,null,null,null,null,null,null,"Capital Cost Factor for Gen-Set:",{"$f":"'4. Biogas Use'!F78","v":5000},null,null,null,"$/kW"]
[]
[null,null,null,null,null,null,null,null,null,null,null,null,"Annual Operations and Maintenance Costs:",{"$f":"'4. Biogas Use'!F93","v":0}]
[]
[null,null,"Future C"]
[]
[null,null,null,null,null,null,null,null,null,null,null,null,"Methane Content of Biogas:",{"$f":"'4. Biogas Use'!F107","v":0.6}]
[]
[null,null,null,null,null,null,null,null,null,null,null,null,"Low Heating Value of Methane:",{"$f":"'4. Biogas Use'!F110","v":1011},null,null,null,"Btu/cf"]
[]
[null,null,null,null,null,null,null,null,null,null,null,null,"Energy Content of Methane:",{"$f":"'4. Biogas Use'!F113","v":20160},null,null,null,"BTU/lb"]
[]
[null,null,null,null,null,null,null,null,null,null,null,null,"GGE conversion factor:",{"$f":"'4. Biogas Use'!F116","v":5.66},null,null,null,"lb/GGE"]
[]
[null,null,null,null,null,null,null,null,null,null,null,null,"Gas Purification Efficiency:",{"$f":"'4. Biogas Use'!F119","v":0.98}]
[]
[null,null,null,null,null,null,null,null,null,null,null,null,"Price of CNG based on National Average:",{"$f":"'4. Biogas Use'!F125","v":2.08}]
["Cost assumption of CNG fueling station + truck upgrades:"]
[null,null,null,null,null,null,null,null,null,null,null,null,null,{"$f":"'4. Biogas Use'!F134","v":400000}]
[]
[null,null,null,null,null,null,null,null,null,null,null,null,"Capital cost of gas upgrading system:",{"$f":"'4. Biogas Use'!F137","v":150000}]
[]
[null,null,null,null,null,null,null,null,null,null,null,null,"Annual Operations and Maintenance Costs:",{"$f":"'4. Biogas Use'!F146","v":0}]

{"sheet":"Input Copy","index":15,"n_rows":166,"n_cols":26,"rows_kept":166,"cut":false,"hidden":true,"merged":[]}
[]
[null,null,null,null,null,null,null,null,"Co-Digestion Econmic Analysis Tool"]
[null,null,null,null,null,null,null,null,null,null,null,"(Co-EAT)"]
[null,null,null,null,null,null,"United States Environmental Protection Agency"]
[]
["Facility:  ",null,null,{"$f":"'1. Current Parameters'!E30","v":0},null,null,null,null,null,null,null,null,null,null,"Simulated on:  "]
[]
["****","****","****","****","****","****","****","****","****","****","****","****","****","****","****","****","****","****","****","****","****","****","****","****","****","***"]
[]
["GUI Input Variables"]
[]
[null,null,"Digester"]
[]
[null,null,null,null,null,null,"Dimensions:","Max Liquid Height : ",null,null,null,null,null,{"$f":"IF('1. Current Parameters'!J34=0,\"n/a\",IF('1. Current Parameters'!J34=\"\",\"n/a\",'1. Current Parameters'!J34))","v":"n/a"},null,null,null,"ft"]
[]
[null,null,null,null,null,null,null,null,null,"Diameter : ",null,null,null,{"$f":"IF('1. Current Parameters'!H34=0,\"n/a\",IF('1. Current Parameters'!H34=\"\",\"n/a\",'1. Current Parameters'!H34))","v":"n/a"},null,null,null,"ft"]
[]
[null,null,null,null,null,null,null,null,null,"Quantity : ",null,null,null,{"$f":"IF('1. Current Parameters'!L34=0,\"n/a\",IF('1. Current Parameters'!L34=\"\",\"n/a\",'1. Current Parameters'!L34))","v":"n/a"},null,null,null,"# of Digesters"]
[]
[null,null,null,null,null,null,null,null,null,null,null,null,"Effective Operating Capacity : ",{"$f":"'1. Current Parameters'!F37","v":0}]
[]
[null,null,null,null,null,null,null,null,null,null,null,null,"Buffer Capacity : ",{"$f":"'1. Current Parameters'!F41","v":0}]
[]
[null,null,null,null,null,null,null,null,null,null,null,null,"Total Digester Volume : ",{"$f":"'1. Current Parameters'!F45","v":0},null,null,null,"gal"]
[]
[null,null,null,null,null,null,null,null,null,null,null,null,"Annual Operational and Maintenance Cost:",{"$f":"'1. Current Parameters'!F48","v":0}]
[]
[null,null,null,null,null,null,null,null,null,null,null,null,"Biogas Production Rate:",{"$f":"'1. Current Parameters'!H194","v":15},null,null,null,"ft^3(biogas)/lb(vs destroyed)"]
[]
[null,null,null,null,null,null,null,null,null,null,null,"Current",null,null,null,null,null,null,"Future"]
[]
[null,null,null,null,null,null,null,null,null,null,"Percent Volatile Solids Reduction:",null,{"$f":"'1. Current Parameters'!F55","v":0},null,null,null,null,null,null,{"$f":"'2. Future Parameters'!F61","v":0}]
[]
[]
[null,null,"Feedstocks"]
[]
[null,null,null,null,null,null,null,null,null,"Time of",null,null,null,null,"Units",null,"Specific ",null,null,"Total Solids ",null,null,"VS/TS"]
[null,"Feedstock",null,null,null,null,null,null,null,"Use",null,"Quantity",null,null,"per Day",null,"Gravity",null,null,"(%)",null,null,"Ratio"]
[]
["#1"]
[]
["#2"]
[]
["#3"]
[]
["#4"]
[]
["#5"]
[]
["#6"]
[]
["#7"]
[]
["#8"]
[]
[null,null,null,null,null,null,null,null,null,null,null,"Current",null,null,null,null,null,null,"Future"]
[]
[null,null,null,null,null,null,null,null,null,null,"Percent Solids Fed to Digester:",null,{"$f":"'1. Current Parameters'!H177","v":0},null,null,null,null,null,null,{"$f":"'2. Future Parameters'!H149","v":0}]
[]
[null,null,null,null,null,null,null,null,null,null,"Hydraulic retention Time:",null,{"$f":"'1. Current Parameters'!H179","v":0},null,null,null,"days",null,null,{"$f":"'2. Future Parameters'!H151","v":0},null,null,null,"days"]
[]
[null,null,"Economics"]
[]
[null,null,null,null,null,null,null,null,null,null,null,null,"Average Electricity Rate:",{"$f":"'1. Current Parameters'!F119","v":0},null,null,null,{"$f":"MID('1. Current Parameters'!G119,2,6)","v":"$/ KWh"}]
[]
[null,null,null,null,null,null,null,null,null,null,null,null,"Average Natural Gas Rate:",{"$f":"'1. Current Parameters'!F125","v":0},null,null,null,"$/CCF"]
[]
[null,null,null,null,null,null,null,null,null,null,null,null,"Fog/Liquid Tipping Fee:",{"$f":"'1. Current Parameters'!F73","v":0},null,null,null,"$/gal"]
[]
[null,null,null,null,null,null,null,null,null,null,null,null,"Food Waste/Solid Tipping Feed:",{"$f":"'1. Current Parameters'!I73","v":0},null,null,null,"$/ton"]
[]
[null,null,null,null,null,null,null,null,null,null,null,null,"Capital Cost of New Equipment:",{"$f":"'4. Biogas Use'!F23","v":0}]
[]
[null,null,"Biosolids"]
[]
[null,null,null,null,null,null,null,null,null,null,null,"Current",null,null,null,null,null,null,"Future"]
[]
[null,null,null,null,null,null,null,null,null,null,"Percent Solids of Biosolids:",null,{"$f":"'1. Current Parameters'!F89","v":0},null,null,null,null,null,null,{"$f":"'2. Future Parameters'!F95","v":0}]
[]
[null,null,null,null,null,null,null,null,null,null,"Cost of Biosolids Disposal:",null,{"$f":"'1. Current Parameters'!F83","v":0},null,null,null,"$/ton",null,null,{"$f":"'2. Future Parameters'!F89","v":0},null,null,null,"$/ton"]
[]
[null,null,null,null,null,null,null,null,null,null,"Revenue from Biosolids:",null,{"$f":"'1. Current Parameters'!H83","v":0},null,null,null,"$/ton",null,null,{"$f":"'2. Future Parameters'!H89","v":0},null,null,null,"$/ton"]
[]
["Percent biosolids not generating revenue:",null,null,null,null,null,"Percent biosolids not generating revenue:",null,null,null,null,null,{"$f":"'1. Current Parameters'!H89","v":0},null,null,null,null,null,null,{"$f":"'2. Future Parameters'!H95","v":0}]
[]
[null,null,null,null,null,null,null,null,null,null,null,null,"Current Weight Biosolids Not Generating Revenue:",null,null,null,null,"ton/yr"]
[]
[null,null,null,null,null,null,null,null,null,null,null,null,"Current Weight Biosolids Generating Revenue:",null,null,null,null,"ton/yr"]
[]
[null,null,"Heating"]
[]
[null,null,null,null,null,null,null,null,null,null,null,null,"5 Digit Zip Code:"]
[]
[null,null,null,null,null,null,"Dimensions:","Height : ",null,null,null,null,null,null,null,null,null,"ft"]
[]
[null,null,null,null,null,null,null,null,null,"Diameter : ",null,null,null,null,null,null,null,"ft"]
[]
[null,null,null,null,null,null,null,null,null,"Quantity : ",null,null,null,null,null,null,null,"# of Digesters"]
[]
[null,null,null,null,null,null,null,null,null,null,null,null,null,null,null,"Surface Area",null,null,null,"Heat Transfer Coefficient"]
[null,null,"Tank Materials",null,null,null,null,null,null,null,null,null,null,null,null," (ft^2)",null,null,null,"(BTU/[hr  ft^2  °F])"]
[]
[null,"Wall:"]
[]
[null,"Roof:"]
[]
[null,"Floor:"]
[]
[null,null,null,null,null,null,null,null,null,null,null,null,"Digester Operating Temperature:",null,null,null,null,"°F"]
[]
[null,null,null,null,null,null,null,null,null,null,null,null,"Specific Heat of Homogenized Feedstock:",null,null,null,null,"BTU/[lb  °F]"]
[]
[null,null,null,null,null,null,null,null,null,null,null,null,"Temperature of Unheated Feedstock:",null,null,null,null,"°F"]
[]
[null,null,null,null,null,null,null,null,null,null,null,null,"Max Feedstock Temperature:",null,null,null,null,"°F"]
[]
["Biogas Use Variables"]
[]
[null,null,"Economics"]
[]
[null,null,null,null,null,null,null,null,null,null,null,null,"Discount Rate:",{"$f":"'4. Biogas Use'!G17","v":0.04}]
[]
[null,null,null,null,null,null,null,null,null,null,null,null,"Analysis Period:",{"$f":"'4. Biogas Use'!G18","v":15}]
[]
[null,null,null,null,null,null,null,null,null,null,null,null,"Engineering & Installation Factor:",{"$f":"'4. Biogas Use'!J23","v":0.15}]
[null,null,"Future Biogas Use Scenario Variables"]
[]
[null,null,"Future A"]
[]
[null,null,null,null,null,null,null,null,null,null,null,null,"Heat Recovery Efficiency:",{"$f":"'4. Biogas Use'!F42","v":0.75}]
[]
[null,null,"Future B"]
[]
[null,null,null,null,null,null,null,null,null,null,null,null,"Low Heating Value of Methane:",{"$f":"'4. Biogas Use'!F51","v":1011},null,null,null,"Btu/cf"]
[]
[null,null,null,null,null,null,null,null,null,null,null,null,"Btu Conversion Factor:",{"$f":"'4. Biogas Use'!F54","v":3412.1414798999999},null,null,null,"Btu/kWh"]
[]
[null,null,null,null,null,null,null,null,null,null,null,null,"Methane Content of Biogas:",{"$f":"'4. Biogas Use'!F57","v":0.6}]
[]
[null,null,null,null,null,null,null,null,null,null,null,null,"Engine Electric Efficiency:",{"$f":"'4. Biogas Use'!F60","v":0.28000000000000003}]
[]
[null,null,null,null,null,null,null,null,null,null,null,null,"Engine Heat Efficiency:",{"$f":"'4. Biogas Use'!F63","v":0.48}]
[]
[null,null,null,null,null,null,null,null,null,null,null,null,"Capital Cost Factor for Gen-Set:",{"$f":"'4. Biogas Use'!F78","v":5000},null,null,null,"$/kW"]
[]
[null,null,null,null,null,null,null,null,null,null,null,null,"Annual Operations and Maintenance Costs:",{"$f":"'4. Biogas Use'!F93","v":0}]
[]
[null,null,"Future C"]
[]
[null,null,null,null,null,null,null,null,null,null,null,null,"Methane Content of Biogas:",{"$f":"'4. Biogas Use'!F107","v":0.6}]
[]
[null,null,null,null,null,null,null,null,null,null,null,null,"Low Heating Value of Methane:",{"$f":"'4. Biogas Use'!F110","v":1011},null,null,null,"Btu/cf"]
[]
[null,null,null,null,null,null,null,null,null,null,null,null,"Energy Content of Methane:",{"$f":"'4. Biogas Use'!F113","v":20160},null,null,null,"BTU/lb"]
[]
[null,null,null,null,null,null,null,null,null,null,null,null,"GGE conversion factor:",{"$f":"'4. Biogas Use'!F116","v":5.66},null,null,null,"lb/GGE"]
[]
[null,null,null,null,null,null,null,null,null,null,null,null,"Gas Purification Efficiency:",{"$f":"'4. Biogas Use'!F119","v":0.98}]
[]
[null,null,null,null,null,null,null,null,null,null,null,null,"Price of CNG based on National Average:",{"$f":"'4. Biogas Use'!F125","v":2.08}]
["Cost assumption of CNG fueling station + truck upgrades:"]
[null,null,null,null,null,null,null,null,null,null,null,null,null,{"$f":"'4. Biogas Use'!F134","v":400000}]
[]
[null,null,null,null,null,null,null,null,null,null,null,null,"Capital cost of gas upgrading system:",{"$f":"'4. Biogas Use'!F137","v":150000}]
[]
[null,null,null,null,null,null,null,null,null,null,null,null,"Annual Operations and Maintenance Costs:",{"$f":"'4. Biogas Use'!F146","v":0}]

{"sheet":"Data Sheet","index":16,"n_rows":62,"n_cols":6,"rows_kept":62,"cut":false,"hidden":false,"merged":[[30,1,43,1],[44,1,60,1],[0,2,0,4],[28,2,28,4],[2,1,12,1],[13,1,21,1],[22,1,26,1]]}
[null,null,"       Co-EAT Input Data Sheet",null,null,"page 1 of 2"]
[null,"Tab","Description","Model*","Value","Units"]
[null,"1 - Digester","Total Digester Volume",null,null,"gal"]
[null,null,"Digester Liquid Level",null,null,"ft"]
[null,null,"Digester diameter",null,null,"ft"]
[null,null,"Number of digesters",null,null,"#"]
[null,null,"Effective operating capacity",null,null,"%"]
[null,null,"Percent of total volume for buffer capacity",null,null,"%"]
[null,null,"Annual operational and maintenance costs",null,null,"$/yr"]
[null,null,"Current percentage for volatile solids reduction",null,null,"%"]
[null,null,"Proposed percentage for volatile solids reduction",null,null,"%"]
[null,null,"Current hydraulic retention time",null,null,"days"]
[null,null,"Proposed hydraulic retention time",null,null,"days"]
[null,"2 - Feedstocks","Feedstock Information - Name","X"]
[null,null,"#1 Time of Use","X"]
[null,null,"#1 Quantity","X"]
[null,null,"#1 Units","X"]
[null,null,"#1 Specific Gravity","X"]
[null,null,"#1 Total Solids","X",null,"%"]
[null,null,"#1 Volatile solids to total solids ratio","X",null,"decimal"]
[null,null,"Current percent solids of homogenized feedstock sent to the digester",null,null,"%"]
[null,null,"Proposed percent solids of homogenized feedstock sent to the digester",null,null,"%"]
[null,"3 - Economics","Current average electricity rate"]
[null,null,"Current average natural gas rate",null,null,"$/ccf"]
[null,null,"Average FOG/Liquid tipping fee",null,null,"$/gal"]
[null,null,"Average FoodWaste/Solids tipping fee",null,null,"$/ton"]
[null,null,"Capital cost estimate for required plant upgrades","X",null,"$"]
[null,null,"*Values can be calculated or obtained from the model. "]
[null,null,"       Co-EAT Input Data Sheet",null,null,"page 2 of 2"]
[null,"Tab","Description","Model*","Value","Units"]
[null,"4 - Biosolids","Current percent solids of biosolids",null,null,"%"]
[null,null,"Current processing cost for the year",null,null,"$/yr"]
[null,null,"Current transportation cost for the year",null,null,"$/yr"]
[null,null,"Current total cost of biosolids disposal for the year",null,null,"$/yr"]
[null,null,"Total amount of biosolids disposed/no-revenue",null,null,"ton/yr"]
[null,null,"Total amount of revenue from biosolids",null,null,"$/yr"]
[null,null,"Total amount of biosolids sold",null,null,"ton/yr"]
[null,null,"Proposed percent solids of biosolids","X",null,"%"]
[null,null,"Proposed processing costs","X",null,"$/ton"]
[null,null,"Proposed transportation costs","X",null,"$/ton"]
[null,null,"Proposed tipping fee","X",null,"$/ton"]
[null,null,"Proposed cost of disposal per ton of biosolid","X",null,"$/ton"]
[null,null,"Proposed income per ton of biosolid","X",null,"$/ton"]
[null,null,"Proposed percentage change of biosolids being sold or disposed","X",null,"%"]
[null,"5 - Heating","Zip Code"]
[null,null,"Height of digesters",null,null,"ft"]
[null,null,"Diameter of digesters",null,null,"ft"]
[null,null,"Number of digesters"]
[null,null,"Wall material selection","X"]
[null,null,"Wall surface area","X",null,"ft﻿^2"]
[null,null,"Wall heat transfer coefficient","X",null,"BTU/(hr * ft^2 * °F)"]
[null,null,"Roof material selection","X"]
[null,null,"Surface area of roof","X",null,"ft﻿^2"]
[null,null,"Roof heat transfer coeficient","X",null,"BTU/(hr * ft^2 * °F)"]
[null,null,"Floor material selection","X"]
[null,null,"Surface area of floor","X",null,"ft﻿^2"]
[null,null,"Heat transfer coefficient of floor","X",null,"BTU/(hr * ft^2 * °F)"]
[null,null,"Digester operating temperature",null,null,"°F"]
[null,null,"Specific heat of incoming feedstock","X",null,"BTU/(lb * °F)"]
[null,null,"Temperature of incoming feedstock",null,null,"°F"]
[null,null,"Max Feedstock Temperature",null,null,"°F"]
[null,null,"*Values can be calculated or obtained from the model. "]

{"sheet":"Glossary","index":17,"n_rows":31,"n_cols":16,"rows_kept":31,"cut":false,"hidden":false,"merged":[[1,20,1,21],[1,1,1,11]]}
[]
[null,"Co-EAT: Co-digestion Economic Analysis Tool: BETA                                                                                                                                                                     An analysis tool to assess the economic feasibility of co-digestion at a Water Resource Recovery Facility",null,null,null,null,null,null,null,null,null,null,null,null,null,{"$f":"TODAY()","v":"2017-09-26"}]
[null,"U.S. EPA"]
[]
[null,"Glossary"]
[]
[]
[]
[null,"acetogenesis:","The third of four biological steps in anaerobic digestion. The process by which volatile fatty acids are converted into acetic acid, carbon dioxide, and hydrogen."]
[]
[null,"acidogenesis:","The second of four biological steps in anaerobic digestion. The process by which simple monomers are converted into volatile fatty acids. Also referred to as a fermentation step."]
[]
[null,"aerobic digestion:","Biochemical decomposition of organic matter into carbon dioxide and water by microorganisms in the presence of air."]
[]
[null,"anaerobic digester:","An air-tight vessel used to convert organic material into biogas and biosolids."]
[]
[null,"anaerobic digestion:","Biochemical decomposition of organic matter into methane gas, carbon dioxide, and trace gasses by microorganisms in the absence of oxygen."]
[]
[null,"biogas:","A mixture of approximately 60% methane (CH4) and 40% carbon dioxide (CO2) together with trace levels of other gases. Biogas is produced "]
[null,null,"when organic material is broken down by microorganisms in an oxygen free, or anaerobic, environment."]
[]
[null,"codigestion:","The digestion of two or more feedstocks in a single anaerobic digestion system."]
[]
[null,"feedstocks (anaerobic digestion):","Any organic waste used to produce biogas"]
[null,null,"I.E. manure, silage, sewage, biosolids, food waste, yard waste, FOG, and industrial organic byproducts."]
[]
[null,"highsolid AD systems:","Greater than 15% solids content."]
[]
[null,"lowsolid AD systems:","Less than 15% solids content ."]
[]
[null,"methanogenesis:","The fourth biological step in anaerobic digestion. The process by which acetate is converted into methane and carbon dioxide, while hydrogen is consumed."]

{"sheet":"EQ Surface Area and Temp","index":18,"n_rows":61,"n_cols":13,"rows_kept":61,"cut":false,"hidden":true,"merged":[[6,2,6,7],[6,8,6,12]]}
[]
[]
[null,"Calculations and Assumptions for Heating Demand"]
[null,null,"Equivalent Surface Area Calculations and Assumtpions"]
[]
[]
[null,null,"SA of Acid Tank Calculation",null,null,null,null,null,"SA of Methane Tank Calculation"]
[]
[null,null,null,null,25000,"gal",null,null,null,null,250000,"gal"]
[]
[null,null,null,"Assuming a cylindrical tank,",null,null,null,null,null,"Assuming a cylindrical tank,"]
[]
[]
[]
[]
[]
[null,null,null,null,"Where,",null,null,null,null,null,"Where,"]
[null,null,null,null,"h =",15,"ft",null,null,null,"h =",20,"ft"]
[]
[null,null,null,null,"Conversion Factor:",7.48,"gal/cf",null,null,null,"Conversion Factor:",7.48,"gal/cf"]
[]
[]
[]
[]
[]
[]
[null,null,null,null,null,{"$f":"SQRT(E9/PI()/F18/7.48)","v":8.4216781401881562},"ft",null,null,null,null,{"$f":"SQRT(K9/PI()/L18/7.48)","v":23.063715447146041},"ft"]
[]
[]
[]
[null,null,null,null,null,{"$f":"2*PI()*F27*F18","v":793.72446528338583},"sf",null,null,null,null,{"$f":"2*PI()*L27*L18","v":2898.2719605295774},"sf"]
[]
[]
[]
[null,null,null,null,null,{"$f":"PI()*F27^2","v":222.81639928698746},"sf",null,null,null,null,{"$f":"PI()*L27^2","v":1671.1229946524063},"sf"]
[]
[]
[]
[null,null,null,null,null,{"$f":"F35","v":222.81639928698746},"sf",null,null,null,null,{"$f":"L35","v":1671.1229946524063},"sf"]
[]
[null,null,null,null,null,{"$f":"F39+F35+F31","v":1239.3572638573607},"sf",null,null,null,null,{"$f":"L39+L35+L31","v":6240.5179498343896}]
[]
[null,null,null,null,null,{"$f":"F31+L31","v":3691.996425812963},"sf"]
[]
[null,null,null,null,null,{"$f":"F35+L35","v":1893.9393939393938},"sf"]
[]
[null,null,null,null,null,{"$f":"F39+L39","v":1893.9393939393938},"sf"]
[]
[null,null,"Weighted Digester Operating Temperature Calculation"]
[]
[]
[]
[]
[null,null,null,null,null,120,"°F"]
[]
[null,null,null,null,null,98,"°F"]
[]
[]
[]
[]
[null,null,null,null,null,{"$f":"((F54*F41)+(F56*L41))/(F41+L41)","v":101.64522923523543},"°F"]

{"sheet":"Model Assumptions","index":19,"n_rows":34,"n_cols":17,"rows_kept":34,"cut":false,"hidden":true,"merged":[[28,2,30,16],[12,1,13,13],[31,1,31,14],[15,1,15,13],[1,20,1,21],[1,16,1,17],[7,1,9,16],[22,1,22,13],[23,2,23,12],[25,1,25,11],[27,1,27,11],[16,2,16,15],[17,2,18,14],[20,1,20,13]]}
[]
[null,"Anaerobic Digestion Economic Model: BETA 1.1",null,null,null,null,null,null,null,null,null,null,null,null,null,null,{"$f":"TODAY()","v":"2017-09-26"}]
[null,"U.S. EPA "]
[]
[null,"Current Operating Parameters"]
[]
[]
[null,"Purpose: Review the current assumptions of the model. Make a note of the assumptions that do not match your current process so they can be easily identified later in the tool."]
[]
[]
[null,"Assumptions"]
[]
[null,"In order to determine the excess volume in the digester, all feedstock is feed to the digester at 4.2% solids and 1.012 specific gravity with a mean cell residence time of 15 days unless the default values are changed by user."]
[]
[]
[null,"Model does not contribute any cost benefit to using the biogas for heating the digester."]
[null,null,"All biogas use options approriate the same amount of biogas that is currently consumed for heating the digesters "]
[null,null,"The model will contribute cost benefit to the use of biogas to heat the digester in scenarios where the digesters are not completely heated by the current biogas production. Only the difference in biogas consumption is attributed as savings."]
[]
[]
[null,"There is not differentiate between electricity costs and peak electricity costs."]
[]
[null,"Does not account for fluctuation in biogas production throughout the seasons."]
[null,null,"Assumes constant biogas production"]
[]
[null,"Capital costs for biogas options assume a 1.15 engineering cost factor."]
[]
[null,"When creating a scenario, all other current biogas uses are disregarded except heating of any kind."]
[null,null,"e.g. If a portion of the biogas is currently used to run a blower and the model is told to assume a CHP, the model will not account for the blower. The model will only take into acount the CHP and the digester heating requirements."]
[]
[]
[null,"Option B in biogas Use Options Assumes Excess heat in  winter will be beneficially used on-site to offset natural gas costs."]
[]
[null,"Option C in biogas Use Options appropriates the required amount of biogas to heat the digesters even if the current process does not provide enough biogas to do so."]