{"text_format":"1","workbook":"xlsx","n_sheets":9,"sheets":["READ ME","Run Log","Map","Emissions GWh Btu MW","All Run Comparison","Whisker","RPE Files","Named Ranges","Lookup tables"],"not_rendered":{"charts":16,"images":0,"macros":1,"external_links":0,"defined_names":79,"comments":4,"pivot_tables":0},"unopened":[],"bounds":{"document_bytes":16777216,"sheet_cells":100000,"rows_first":2000,"rows_last":500,"rows_between":2000,"halvings":0,"cell_chars":16384,"cell_head_chars":4096},"cells_cut":0,"cells_raw":0,"read":"whole","date_system":"1900"}

{"sheet":"READ ME","index":0,"n_rows":233,"n_cols":12,"rows_kept":233,"cut":false,"hidden":false,"merged":[[107,4,109,17],[93,5,93,6],[94,5,94,6],[95,5,95,6],[96,5,96,6],[95,11,95,15],[96,11,96,15],[97,5,98,15],[101,4,102,17],[104,4,105,17],[93,7,93,10],[94,7,94,10],[90,11,90,15],[91,11,91,15],[92,11,92,15],[93,11,93,15],[94,11,94,15],[37,3,42,17],[46,3,47,17],[49,3,50,17],[68,3,78,17],[16,3,35,17],[63,3,64,17],[115,4,120,17],[122,4,124,17],[80,3,82,17],[52,3,53,17],[55,3,57,17],[59,3,61,17],[111,4,113,17],[95,7,95,10],[96,7,96,10],[84,4,88,17],[90,5,90,6],[91,5,91,6],[92,5,92,6],[90,7,90,10],[91,7,91,10],[92,7,92,10],[126,4,127,17],[129,4,132,17],[159,4,160,17],[161,4,162,17],[147,4,150,17],[152,4,155,17],[157,4,157,17],[223,4,231,17],[232,3,233,17],[134,4,136,17],[138,4,140,17],[142,4,145,17],[168,3,185,17],[187,4,201,17],[205,3,221,17]]}
[]
[null,"Table of Contents (click to jump to section)"]
[null,null,"IPM Results Viewer Overview"]
[null,null,null,"Overview"]
[null,null,null,"Beta-Test Disclaimer"]
[null,null,"Data Views / Worksheets"]
[null,null,"Navigation and Controls"]
[null,null,null,"Workbook Navigation / Exporting Data:"]
[null,null,null,"Dropdown Controls"]
[null,null,"Historical Data"]
[null,null,"RPE File Deep Dive"]
[]
[]
[]
[]
[null,null,"IPM Results Viewer Overview"]
[null,null,null,"Overview: The IPM Results Viewer is designed to allow a user to easily explore IPM case results via data visualizations. The viewer is pre-populated with data from the RPE files of IPM cases. This data includes details of IPM model plants, including the capacity, generation, heat input, emissions, pollution controls, retrofits, retirements, and new builds. The viewer does not currently contain cost data, including fuel prices, unit O&M costs, and system costs. This data may be found in the standard IPM output files.\n\nThe data can be viewed on a state map, a state whisker chart, or line, column, and pie charts detailing outputs for specific states or the CONUS. Drop down boxes (highlighted in green or blue) allow users to filter data based on multiple characteristics, including plant and fuel types, presence or lack of pollution controls, retrofits, and if the unit is a fossil unit > 25 MW (a frequent proxy for units covered by various power sector regulations). \n\nAdditionally, the actual data for an individual case can be viewed, or data can be displayed as a comparison (absolute or percent change) to other IPM cases or run years. Users also have advanced options to display emission rates or create fractions from the data (e.g., the fraction of generation that comes from coal steam units).\n\nTo enable the Results Viewer to operate faster, the file will not attempt to update automatically while the user is changing field settings.  Instead, the user must click the “Update” button after changing drop-down selections to update calculates and graphs. \n\nFinally, to add context to IPM projections, historical data is included; however, the user should take caution that some of the historical data may not be on a fully apples-to-apples basis with IPM projections based on accounting differences in EGU representation between reported data sets and IPM modeling projections."]
[]
[]
[]
[]
[]
[]
[]
[]
[]
[]
[]
[]
[]
[]
[]
[]
[]
[]
[]
[]
[null,null,null,"Beta-Test Disclaimer: This IPM Results Viewer is in a beta-testing state. It may have bugs or features that may need clarification or changes. If you find any errors or have any comments or questions, please send them to Jeremy Mark (mark.jeremy@epa.gov). \n\nIt should be noted that the historic data currently included in this viewer is rough and incomplete. See the note on historic data below for details about how it was derived and its limitations. "]
[]
[]
[]
[]
[]
[]
[]
[null,null,"Data Views / Worksheets"]
[null,null,null,"Run Log: This worksheet contains information describing the details of each IPM case loaded into this version of the IPM Results Viewer."]
[]
[]
[null,null,null,"Map: This worksheet contains a map that will display state-level outputs and color-code the states based on the data. Users can use the drop-down controls on the left (see Drop-Down Controls section for more details) to filter and change what data is displayed. "]
[]
[]
[null,null,null,"Whisker: This worksheet contains a whisker chart that will display one or two state-level outputs. Users can use the drop-down controls on the left (see Drop-Down Controls section for more details) to filter and change what data is displayed. "]
[]
[]
[null,null,null,"Emissions GWh Btu MW: This worksheet contains a variety of line, bar, and pie charts to display emissions, generation, heat input, and capacity outputs either nationally or for a user-chosen state. Users can use the drop-down controls on the left (see Drop-Down Controls section for more details) to filter and change what data is displayed. "]
[]
[]
[]
[null,null,null,"All Run Comparison: This worksheet contains a line chart that will display a single variable either nationally or for a user-chosen state across all cases in this version of the IPM Results Viewer.  Users can use the drop-down controls on the left (see Drop-Down Controls section for more details) to filter and change what data is displayed."]
[]
[]
[]
[null,null,null,"RPE Files: This worksheet contains the data from the RPE files for the IPM cases included in the viewer. It also contains additional data on model plant characteristics. This is described further in the RPE Files Deep Dive section of this document."]
[]
[]
[]
[null,null,"Navigation and Controls"]
[null,null,null,"Workbook Navigation / Exporting Data: The user can navigate to different worksheets in the IPM Results Viewer by either clicking the green worksheet tabs or clicking the green navigation buttons on each worksheet. Note that the Profile worksheet has two navigation buttons to flip between charts for emissions and generation/heat input/capacity. \n\nSome charts do not automatically update after changing filters (this helps the workbook run faster). To update the charts, click the update button. To reset the filters, click the reset button. \n\nEach worksheet has a button that allows users to export the data for a graph they have created, along with a screenshot of the graph. After clicking the button, the user will be asked to create a unique name for the worksheet that the data will be reported to and if they want the screenshot to include a picture of the control settings they had selected. Users can then use this exported, static data and photos for graphs or future reference/discussion.\n"]
[]
[]
[]
[]
[]
[]
[]
[]
[]
[]
[]
[null,null,null,"Dropdown Controls: On each worksheet, there are drop down controls (cells highlighted light green or light blue) that allow the user to choose what data is displayed and filter that data based on several different criteria. Below is a description of these various controls. Filters that are greyed out are either not active due to other selections the user has made or are inactive in this Beta-Test version.  "]
[]
[]
[]
[null,null,null,null,"Primary vs Comparison Data: The set of data filters on all the worksheets, except the profile worksheet, are labeled either “Primary” or “Comparison.” Understanding which measures, cases, years, and dimensions to select for the primary and comparison case data is key to display the data you want to view. The function of the Primary and Comparison selections differs based on the display value type and is summarized in the chart below. You can also hover the cursor over the display value type on the worksheet to see a pop-up comment that contains this information.  "]
[]
[]
[]
[]
[null,null,null,null,"Table for choosing the right measure, runs, years, and dimensions for each display value type"]
[null,null,null,null,null,"Display Value Type",null,"Primary Run/Dimensions",null,null,null,"Comparison Run/Dimensions"]
[null,null,null,null,null,"Actual",null,"Data you want to view",null,null,null,"N/A"]
[null,null,null,null,null,"Absolute Change",null,"How the [Primary Run/Year/Dimensions]",null,null,null,"Changes from the [Comparison Run/Year/Dimensions]"]
[null,null,null,null,null,"Percent Change",null,"How the [Primary Run/Year/Dimensions]",null,null,null,"Changes from the [Comparison Run/Year/Dimensions]"]
[null,null,null,null,null,"Fraction",null,"Numerator",null,null,null,"Denominator"]
[null,null,null,null,null,"Emissions Rate*",null,"Emissions",null,null,null,"Generation or Heat Input"]
[null,null,null,null,null,"Capacity Factor*",null,"Generation",null,null,null,"Capacity"]
[null,null,null,null,null,"*Run, Year, Dimensions, and season of the metric should be (Annual or Summer) should match between the Primary and Comparison selections"]
[]
[]
[]
[null,null,null,null,"Run: This dropdown allows the user to choose the case from which the data will be displayed. A Description of the cases appears on the “Run Log” worksheet. Users can also choose to view Historical data."]
[]
[]
[null,null,null,null,"Year: This dropdown allows the user to choose the year from which the data will be displayed. The dropdown options will change between the list of IPM cases years and historical years, depending on what case is selected.  "]
[]
[]
[null,null,null,null,"Region: On some worksheets, the user can select the region of interest for the data. Currently, the user can choose to see data either aggregated for the contiguous United States (CONUS) or for a specific state. If the user selects “state”, a second dropdown becomes available allowing the user to pick the state of interest."]
[]
[]
[]
[null,null,null,null,"Fuel Type: This dropdown allows the user to choose the year from which the data will be displayed. The dropdown options will change between the list of IPM run years and historical years, depending on what case is selected. Note that at the end of the list is an option “*Unit Did Not Operate” which can be used to filter for non-retired units that did not operate. "]
[]
[]
[]
[null,null,null,null,"Fossil >25 MW: This dropdown allows the user to choose to view either data for all units or just for units that are BOTH fossil-fired AND > 25 MW. Fossil-fired units > 25 MW are typically covered by EPA emission rules (like the CSAPR Update) and typically (but there are exceptions) report emissions to CAMD.  \n\nThis is a helpful filter when wanting to compare to historical data, as the current historical data for fossil-fired units is taken from CAMD data. See the section on historical data below for more information on how the historical data set was created and important data caveats."]
[]
[]
[]
[]
[]
[]
[null,null,null,null,"Existing/New/Retired: This dropdown allows the user to choose whether to view data for Existing and New (model built) units (the combination of which reflects the entire active fleet in the model), data for either Existing Units or New Units, or Retired Units (the latter being helpful to look at retired capacity). "]
[]
[]
[]
[null,null,null,null,"Plant Type: This dropdown allows the user to filter data based on the plant types in IPM. This is like the Plant Categories filter, which groups some plant types together. Users only need to use one filter or the other. These filters will likely be merged in future versions of this viewer."]
[]
[]
[null,null,null,null,"Plant Category: This dropdown allows the user to filter data based on the plant categories. While some of these categories have a 1-to-1 correspondence with plant types, others are a combination of plant types. This includes plant types Coal Steam and IGCC being combined in to a “Coal” category and all renewables (solar, wind, geothermal, biomass, and hydro) being grouped together. This filter and the Plant Type filter will likely be merged, with additional plant categories added, in future versions of this viewer.  "]
[]
[]
[]
[]
[null,null,null,null,"Plant Controls: This dropdown allows the user to filter data based on the types of post-combustion controls a unit has or does not have, as well as heat rate improvement (HRI) retrofits. “Any NOx control” includes either SCR or SNCR and “Any SO2 Control” includes either FGD or DSI; “No NOX Control” and “No SO2 Control” indicates the lack of either SCR/SNCR or FGD/DSI.  "]
[]
[]
[]
[null,null,null,null,"Existing or New Controls: This dropdown allows the user to filter data based on if they have Existing or New post-combustion controls (notes that all HRI retrofits are considered new controls for the use of this filter). This filter only works when a specific post-combustion control is chosen for the “Plant Controls” filter (this excludes “Any NOx Control” and “Any SO2 Control)."]
[]
[]
[]
[null,null,null,null,"Comparison Type: Some graphs on the Profile worksheet have a dropdown option that allows the user to select the “comparison type.” This functions like the Display Value Type, but the only options are “Actual” or “Absolute Change.” If “Absolute Change” is selected, the user will then be able to use a further series of dropdowns to describe what case (or historic data) should the comparison be made to and if the comparison run year should be fixed or variable.  "]
[]
[]
[]
[]
[null,null,null,null,"Fixed or Parallel (Comparison): Some graphs have a dropdown option that allow the user to choose a fixed or parallel run year for a comparison. A parallel run year means that like run years will be compared among cases (i.e. 2021 vs 2021, 2030 vs 2030, etc.). Changes from historic data will not be shown if a parallel comparison is selected. Alternatively, selecting a fixed year for comparison means all data will be displayed as a change from the specific run year (for the specific case) or historic year selected.  "]
[]
[]
[]
[]
[null,null,null,null,"Aggregation:  For the column and pie charts displaying Generation, Heat Input, and Capacity on the Profile worksheet, the user can select how the data should be aggregated. “Detailed” is the most granular view, showing all unit types in IPM. “Grouped” aggregates the detailed unit types into broader categories. Finally, “Highlight Single” allows the user to show a data single plant type or plant category and aggregates all other data into a single group. "]
[]
[]
[]
[]
[null,null,null,null,"Show/Hide: On the “All Run Comparison” worksheet, users can use the drop-down boxes to either show or hide a series on the graph."]
[]
[null,null,null,null,"Color: On the “All Run Comparison” worksheet, users can change the fill color of the cells to change the line colors in the graph."]
[]
[null,null,null,null,"Sort By: On the “Whisker” worksheet, users can change the order the states are displayed on the whisker chart so they are sorted either alphabetically or in ascending or descending order. "]
[]
[]
[]
[]
[]
[null,null,"Historical Data"]
[null,null,null,"Historical Data: The historical data in this beta version of the IPM Results Viewer is incomplete, but 1) may be helpful in many cases; 2) demonstrates the Results Viewer capability for displaying historic data; and 3) will be updated and refined in future versions. \n\nThe data historical data in the Results Viewer includes NOx, SO2, and CO2 emissions, net summer capacity, heat input, and generation (gross generation for fossil units and net generation for non-fossil units). \n\nData for fossil units is derived from CAMD Data. As such, it only includes units that report to this system, meaning that it tends to exclude fossil units less than 25 MW and some larger fossil units in Western states (particularly in California) that do not report CAMD data (as they are not covered by relevant EPA regulations requiring such reporting). Additionally, CAMD data is reported as gross generation, while IPM projects net generation levels; as a result, all comparisons including projected and historical generation will not be on an apples-to-apples basis due to this difference in gross (historical) versus net (projected) generation data. \n\nThe historical data provided in the viewer for non-fossil units that do not report to CAMD (i.e. nuclear, hydro, wind, solar, geothermal, and other non-fossil technologies) were derived from EIA form 923. \n\nFinally, as it is a frequent point of reference, CO2 emissions for 2005 are included at the state level, but no other emission, generation, or heat input data is available for that year."]
[]
[]
[]
[]
[]
[]
[]
[]
[]
[]
[]
[]
[]
[]
[]
[]
[]
[null,null,null,"    Data Caveats:"]
[null,null,null,null,"1) No data is included for fossil-fired units that do not report to CAMD (i.e. fossil units < 25 MW and some fossil units > 25 MW units, primarily in California and other western states, that do not report to CAMD. Therefore, in comparing emissions or results for fossil units, it is recommended the user filter the results to only show fossil > 25 MW. Otherwise, the user should remember this data is not an apples-to-apples comparison when comparing IPM results and historical data\n\n2) Historical generation data is a mix of gross generation (for fossil units) and net generation (for non-fossil units). IPM results are net generation.\n\n3) As several large fossil units in California do not report CAMD data, the historical data (emissions, generation, and heat input) shown for California is significantly lower than it was. Therefore, users should be cognizant of this when interpreting historical data for California. When considering national-level data, the impact of this issue is much less noticeable. \n\n4) For 2017 Historical Data, only emissions reported to CAMD are included. Generation and heat input are not included because non-fossil data for 2017 is not yet available.  \n"]
[]
[]
[]
[]
[]
[]
[]
[]
[]
[]
[]
[]
[]
[]
[]
[]
[null,null,"RPE File Deep Dive:"]
[null,null,null,"RPE Files Deep Dive: The data that underlies this IPM Results Viewer comes from the RPE file, one of the output files of IPM. It contains data about the model plant characteristics and how they were projected to operate (heat input, generation, emissions, and retrofit/retirement/build decisions) in all run years of the model. The model plants, as described in the IPM documentation, are developed by aggregating similar units (by state, IPM region, unit type, fuel type, and controls). These model plants can be identified by their “UnitID” (a field in the RPE file). This UnitID refers specifically to model plants and does not relate to ORIS or CAMD IDs. \n\nTo reduce the size of this IPM Results Viewer, this data is aggregated such that units in the same state and IPM region, with the same unit type (including controls) and fuel type are merged. The UnitIDs of the model plants that are aggregated in each row entry on the “RPE Files” worksheet are preserved in the “UnitID” column (column E). This field will have one or more UnitIDs, which can be used to trace model plants back to the RPE files (for instance, if one wanted to see how specific units operated instead of the aggregated unit). [note: historical data does not have entries in the UnitID column, as this parameter only applies to IPM model plants for which the model projects (future) run-year results]\n\nUsers who want to understand what model plants are contributing to specific results can go to the “RPE Files” worksheet and filter the data to identify specific model plants (or aggregations of model plants) that underlie the results. The “RPE Files” worksheet includes data from the RPE files, along with additional data to describe units (for example, “plant category”) and formulas that determine if the data should or should not be included based on filters the user has selected on other worksheets. \n\n"]
[]
[]
[]
[]
[]
[]
[]
[]
[]
[]
[]
[]
[]
[]
[]
[]
[null,null,null," For IPM Run data (i.e. not the historical data):"]
[null,null,null,null,"- Columns B-Y and AA come from the RPE files. \n- Columns A (case name), Z (unique capacity), AB-AF (if a unit is fossil, > 25 MW, Existing or New, plant type, and plant category) are data fields added to provide further description of each row, often by breaking out data contained in the original RPE file “Plant Type” field. The “Unique Capacity” field is added because the RPE file will list capacity for the same model plant multiple time if the model plant consumes two or more types of fuel. To address this, the capacity is only included the first time the model plant appears in the RPE file for each run year. \n- Columns AG-AQ indicate if various post-combustion controls are present on the model plant, based on the original RPE file “Plant Type” field. \n- Columns AR-AZ calculate if the control configuration for the model plant matches that selected by the user on the various worksheets (historical data does not include information about controls. Therefore, it will be excluded if the control filters are activated by the user). \n"]
[]
[]
[]
[]
[]
[]
[]
[]
[null,null,null,"For All Data: Columns BB-BH calculate if the model plant or historical data matches all the criteria selected by the user on the various worksheets. These values are then referenced by formulas on the various output worksheets to check if the data for the data row should be included."]

{"sheet":"Run Log","index":1,"n_rows":14,"n_cols":4,"rows_kept":14,"cut":false,"hidden":false,"merged":[[13,2,13,3]]}
[]
["(runs highlighted in Green are included in this workbook)"]
[null,null,"Data Viewer Name","Run Describption"]
[]
[null,null,"Initial_v6","Initial Run v6 (See IPM v6 Documentation)"]
[null,null,"Low_Demand_v6","i) Initial Run v6 with electricity demand from the AEO 2018 with CPP Case."]
[null,null,"High_Demand_v6","i) Initial Run v6 with electricity demand calculated as the summation of AEO 2017 no CPP case demand and the difference in demands between the AEO 2018 High Economic Growth with no CPP and AEO 2018 no CPP cases."]
[null,null,"Low_Renew_Cost_v6","i) Initial Run v6 with low LCOE (optimistic) assumptions for new solar PV, new solar thermal and new onshore wind units from NREL ATB 2017. The assumptions for new offshore wind units are from NREL ATB 2016."]
[null,null,"High_Renew_Cost_v6","i) Initial Run v6 with high LCOE (pessimistic) assumptions for new solar PV, new solar thermal and new onshore wind units from NREL ATB 2017. The assumptions for new offshore wind units are from NREL ATB 2016."]
[null,null,"New_Tax_Law_v6","i) Initial Run v6 with financial assumptions based on the 2017 Tax Reform Bill.\nii) The IDC, life extension costs, wind PTC and solar tariffs are based on the revised discount rate."]
[null,null,"Higher_Gas_Cost_v6","i) Initial Run v6 with lower resource recovery and higher LNG exports"]
[]
[]
[null,null,"See \"Documentation for EPA's Power Sector Modeling Using IPM\" and \"Supplemental Documentation for Scenario Suite EPA’s Power Sector Modeling Platform v6 using IPM\" for more information about the details of these run. \nhttps://www.epa.gov/airmarkets/clean-air-markets-power-sector-modeling"]

{"sheet":"Map","index":2,"n_rows":87,"n_cols":62,"rows_kept":87,"cut":false,"hidden":false,"merged":[[80,57,80,58],[75,57,75,58],[76,57,76,58],[77,57,77,58],[78,57,78,58],[79,57,79,58],[73,57,73,58],[74,57,74,58],[0,29,0,32],[1,50,2,59],[17,59,17,60],[0,11,0,26],[71,57,71,58],[72,57,72,58],[23,59,23,60],[24,59,24,60],[25,59,25,60],[22,59,22,60],[18,59,18,60],[19,59,19,60],[20,59,20,60],[21,59,21,60],[43,48,44,59]]}
[null,"PRIMARY DIMENSIONS",null,"MEASURES",null,"DISPLAY VALUE TYPE",null,"COMPARISON DIMENSIONS",null,"COMPARISON MEASURES",null,"Categories and Sub-Categories",null,null,null,null,null,null,null,null,null,null,null,null,null,null,null,null,null,"Display Value Formats",null,null,null,null,null,null,null,null,null,null,null,null,null,969659.09181491588]
[null,"Fuel Type",null,"Fuel Consumption Summer TBtu",null,"Actual",null,"Fuel Type",null,"Fuel Consumption Summer TBtu",null,"Historic Years","Year","Region of Interest","IPM Region","State","State2","IPM Run","Fuel Type","Fossil >25 MW","Existing, New, Retired","Plant Type","Plant Category","Plant Controls",null,null,null,null,null,"Fuel Consumption Winter TBtu","Decimal",null,null,null,null,null,"PRIMARY CASE","Initial_v6",null,null,null,null,null,null,{"$f":"IF($AL$18=\"Percent Change\",\"Percent\",IF(OR($AL$18=\"Fraction\",$AL$18=\"Emissions Rate\"),\"Decimal\",\"Round\"))","v":"Round"},null,null,null,null,null,{"$f":"IF($AL$18=\"Actual\",VLOOKUP(AL16,$V$38:$W$48,2,0),\nIF($AL$18=\"Absolute Change\",IF(VLOOKUP(AL16,$V$38:$W$48,2,0)=VLOOKUP(AL33,$V$38:$W$48,2,0),\"Change in \"&VLOOKUP(AL16,$V$38:$W$48,2,0),\"Unit of Measure Mismatch\"),\nIF($AL$18=\"Percent Change\",IF(AL16=AL33,\"Percent Change of \"&VLOOKUP(AL16,$V$38:$W$48,2,0),\"Unit of Measure Mismatch\"),\nIF($AL$18=\"Emissions Rate\",IF(AND(NOT(ISERROR(SEARCH(\"tons\",$AL$16))),OR(NOT(ISERROR(SEARCH(\"GWh\",$AL$33))),NOT(ISERROR(SEARCH(\"TBtu\",$AL$33))))),IF(ISERROR(SEARCH(\"Summer\",$AL$16))<>ISERROR(SEARCH(\"Summer\",$AL$33)),\"Unit of Measure Mismatch\",\"lbs \"&LEFT($AL$16,3)&\"/\"&IF(RIGHT($AL$33,4)=\"TBtu\",\"mmBtu\",\"kWh\")),\"Unit of Measure Mismatch\"),\nIF($AL$18=\"Fraction\",IF(AL16=AL33,\"Dimensionless Fraction or Ratio\",VLOOKUP(AL16,$V$38:$W$48,2,0)&\" / \"&VLOOKUP(AL33,$V$38:$W$48,2,0)),\nIF(AND($AL$18=\"Capacity Factor\",NOT(ISERROR(SEARCH(\"Generation\",$AL$16))),NOT(ISERROR(SEARCH(\"Capacity\",$AL$33)))),\"Capacity Factor\",\"ERROR\"))))))","v":"Thousand (short) tons NOx"}]
[null,"Fossil >25 MW",null,"Fuel Consumption Total TBtu",null,"Absolute Change",null,"Fossil >25 MW",null,"Fuel Consumption Total TBtu",null,2011,2021,"National","ERC_FRNT","AL","National","Historic","All Units","All Units","Existing and New","All Units","All Units","All Units",null,null,null,null,null,"Fuel Consumption Summer TBtu","Decimal",null,null,null,null,null,null,null,null,null,null,"Primary Value","Comparison Value","Display Value","Display Value Format","Display Color"]
[null,"Existing or New Unit",null,"Generation Summer GWh",null,"Percent Change",null,"Existing or New Unit",null,"Generation Summer GWh",null,2012,2023,"State","ERC_GWAY","AR","AL","Initial_v6","Biomass","Only Fossil > 25 MW","Existing","Biomass","Coal","Both NOx and SO2 Post Combustion Controls",null,null,null,null,null,"Fuel Consumption Total TBtu","Decimal",null,null,null,null,null,"PRIMARY YEAR",2021,null,null,"National",{"$f":"SUM(AP5:AP68)","v":388.29731138431083},{"$f":"SUM(AQ5:AQ68)","v":0},{"$f":"IFERROR(IF($AL$18=\"Actual\",AP4,IF($AL$18=\"Absolute Change\",AP4-AQ4,IF($AL$18=\"Percent Change\",(AP4-AQ4)/AQ4,IF($AL$18=\"Emissions Rate\",(AP4*2/AQ4),IF($AL$18=\"Capacity Factor\",AP4*1000/(AQ4*IF(NOT(ISERROR(SEARCH(\"Summer\",$AL$16))),3672,8760)),AP4/AQ4))))),\"\")","v":388.29731138431083},{"$f":"IF(AR4=\"\",\"\",IF($AS$2=\"Percent\",TEXT(AR4,\"##0%\"),IF($AS$2=\"Decimal\",TEXT(AR4,\"0.00\"),IF(ABS(AR4)>=100,TEXT(AR4,\"###,###\"),IF(ABS(AR4)>=10,TEXT(AR4,\"##0.0\"),IF(ABS(AR4)>=1,TEXT(AR4,\"#0.00\"),TEXT(AR4,\"#0.000\")))))))","v":"388"}]
[null,"Plant Type",null,"Generation Total GWh",null,"Fraction",null,"Plant Type",null,"Generation Total GWh",null,2013,2025,"IPM Region","ERC_REST","AZ","AR","High_Demand_v6","Coal",null,"New","Coal Steam","Combined Cycle","Any NOx Post Combustion",null,null,null,null,null,"Generation Winter GWh","Decimal",null,null,null,null,null,null,null,null,null,{"$f":"IF($AL$6=\"state\",P3,O3)","v":"AL"},{"$f":"IF(AO5=0,\"\",SUMIFS(CHOOSE(VLOOKUP($AL$16,'Lookup tables'!$AK$5:$AM$15,3,0), RPE_FuelConsumptionSummerTBtu, RPE_FuelConsumptionTotalTBtu, RPE_GenerationSummerGWh, RPE_GenerationTotalGWh, RPE_CO2EmissionsSummerThousandTons, RPE_CO2EmissionsTotalThousandTons, RPE_NOXEmissionsSummerThousandTons, RPE_NOXEmissionsTotalThousandTons, RPE_SO2EmissionsSummerThousandTons, RPE_SO2EmissionsTotalThousandTons, RPE_DispatchableCapacityMW), MeetPrimaryCriteria,\"=1\",IF($AL$6=\"IPM Region\",RPE_IPMRegionGroupAcronym,RPE_State),\"=\"&IF($AL$6=\"National\",\"*\",$AO5)))","v":6.5673523705518599},{"$f":"IF(AO5=0,\"\",IF($AL$18=\"Actual\",0,SUMIFS(CHOOSE(VLOOKUP($AL$33,'Lookup tables'!$AK$5:$AM$15,3,0), RPE_FuelConsumptionSummerTBtu, RPE_FuelConsumptionTotalTBtu, RPE_GenerationSummerGWh, RPE_GenerationTotalGWh, RPE_CO2EmissionsSummerThousandTons, RPE_CO2EmissionsTotalThousandTons, RPE_NOXEmissionsSummerThousandTons, RPE_NOXEmissionsTotalThousandTons, RPE_SO2EmissionsSummerThousandTons, RPE_SO2EmissionsTotalThousandTons, RPE_DispatchableCapacityMW), MeetComparisonCriteria,\"=1\",IF($AL$6=\"IPM Region\",RPE_IPMRegionGroupAcronym,RPE_State),\"=\"&IF($AL$6=\"National\",\"*\",$AO5))))","v":0},{"$f":"IFERROR(IF($AL$18=\"Actual\",AP5,IF($AL$18=\"Absolute Change\",AP5-AQ5,IF($AL$18=\"Percent Change\",(AP5-AQ5)/AQ5,IF($AL$18=\"Emissions Rate\",(AP5*2/AQ5),IF($AL$18=\"Capacity Factor\",AP5*1000/(AQ5*IF(NOT(ISERROR(SEARCH(\"Summer\",$AL$16))),3672,8760)),AP5/AQ5))))),\"\")","v":6.5673523705518599},{"$f":"IF(AR5=\"\",\"\",IF($AS$2=\"Percent\",TEXT(AR5,\"##0%\"),IF($AS$2=\"Decimal\",TEXT(AR5,\"0.00\"),IF(ABS(AR5)>=100,TEXT(AR5,\"###,###\"),IF(ABS(AR5)>=10,TEXT(AR5,\"##0.0\"),IF(ABS(AR5)>=1,TEXT(AR5,\"#0.00\"),TEXT(AR5,\"#0.000\")))))))","v":"6.57"},{"$f":"IF(OR(AR5=\"\",0),16777215,IF(AR5<$BF$74,$BH$73,IF(AR5<$BF$75,$BH$74,IF(AR5<$BF$76,$BH$75,IF(AR5<$BF$77,BH$76,IF(AR5<$BF$78,$BH$78,IF(AR5<$BF$79,$BH$79,IF(AR5<$BF$80,$BH$80,$BH$81))))))))","v":11854022}]
[null,"Plant Category",null,"CO2 Emissions Summer Thousand Tons",null,"Emissions Rate",null,"Plant Category",null,"CO2 Emissions Summer Thousand Tons",null,2014,2030,null,"ERC_WEST","CA","AZ","Low_Demand_v6","Fwaste",null,"Retired","Combined Cycle","Combustion Turbine","--SCR",null,null,null,null,null,"Generation Summer GWh","Decimal",null,null,null,null,null,"Regional Aggregation","State",{"$f":"IF(AL6=\"State\",\"RPE_State\",\"RPE_RegionGroupAcronym\")","v":"RPE_State"},null,"AR",{"$f":"IF(AO6=0,\"\",SUMIFS(CHOOSE(VLOOKUP($AL$16,'Lookup tables'!$AK$5:$AM$15,3,0), RPE_FuelConsumptionSummerTBtu, RPE_FuelConsumptionTotalTBtu, RPE_GenerationSummerGWh, RPE_GenerationTotalGWh, RPE_CO2EmissionsSummerThousandTons, RPE_CO2EmissionsTotalThousandTons, RPE_NOXEmissionsSummerThousandTons, RPE_NOXEmissionsTotalThousandTons, RPE_SO2EmissionsSummerThousandTons, RPE_SO2EmissionsTotalThousandTons, RPE_DispatchableCapacityMW), MeetPrimaryCriteria,\"=1\",IF($AL$6=\"IPM Region\",RPE_IPMRegionGroupAcronym,RPE_State),\"=\"&IF($AL$6=\"National\",\"*\",$AO6)))","v":9.2965638873042025},{"$f":"IF(AO6=0,\"\",IF($AL$18=\"Actual\",0,SUMIFS(CHOOSE(VLOOKUP($AL$33,'Lookup tables'!$AK$5:$AM$15,3,0), RPE_FuelConsumptionSummerTBtu, RPE_FuelConsumptionTotalTBtu, RPE_GenerationSummerGWh, RPE_GenerationTotalGWh, RPE_CO2EmissionsSummerThousandTons, RPE_CO2EmissionsTotalThousandTons, RPE_NOXEmissionsSummerThousandTons, RPE_NOXEmissionsTotalThousandTons, RPE_SO2EmissionsSummerThousandTons, RPE_SO2EmissionsTotalThousandTons, RPE_DispatchableCapacityMW), MeetComparisonCriteria,\"=1\",IF($AL$6=\"IPM Region\",RPE_IPMRegionGroupAcronym,RPE_State),\"=\"&IF($AL$6=\"National\",\"*\",$AO6))))","v":0},9.2965638873042025,{"$f":"IF(AR6=\"\",\"\",IF($AS$2=\"Percent\",TEXT(AR6,\"##0%\"),IF($AS$2=\"Decimal\",TEXT(AR6,\"0.00\"),IF(ABS(AR6)>=100,TEXT(AR6,\"###,###\"),IF(ABS(AR6)>=10,TEXT(AR6,\"##0.0\"),IF(ABS(AR6)>=1,TEXT(AR6,\"#0.00\"),TEXT(AR6,\"#0.000\")))))))","v":"9.30"},{"$f":"IF(OR(AR6=\"\",0),16777215,IF(AR6<$BF$74,$BH$73,IF(AR6<$BF$75,$BH$74,IF(AR6<$BF$76,$BH$75,IF(AR6<$BF$77,BH$76,IF(AR6<$BF$78,$BH$78,IF(AR6<$BF$79,$BH$79,IF(AR6<$BF$80,$BH$80,$BH$81))))))))","v":11854022}]
[null,"Plant Controls",null,"CO2 Emissions Total Thousand Tons",null,"Capacity Factor",null,"Plant Controls",null,"CO2 Emissions Total Thousand Tons",null,2015,2035,null,"FRCC","CO","CA","High_Renew_Cost_v6","Geothermal",null,null,"Combustion Turbine","Nuclear","--SNCR",null,null,null,null,null,"Generation Total GWh","Decimal",null,null,null,null,null,null,null,null,null,"AZ",{"$f":"IF(AO7=0,\"\",SUMIFS(CHOOSE(VLOOKUP($AL$16,'Lookup tables'!$AK$5:$AM$15,3,0), RPE_FuelConsumptionSummerTBtu, RPE_FuelConsumptionTotalTBtu, RPE_GenerationSummerGWh, RPE_GenerationTotalGWh, RPE_CO2EmissionsSummerThousandTons, RPE_CO2EmissionsTotalThousandTons, RPE_NOXEmissionsSummerThousandTons, RPE_NOXEmissionsTotalThousandTons, RPE_SO2EmissionsSummerThousandTons, RPE_SO2EmissionsTotalThousandTons, RPE_DispatchableCapacityMW), MeetPrimaryCriteria,\"=1\",IF($AL$6=\"IPM Region\",RPE_IPMRegionGroupAcronym,RPE_State),\"=\"&IF($AL$6=\"National\",\"*\",$AO7)))","v":8.0826327705116459},{"$f":"IF(AO7=0,\"\",IF($AL$18=\"Actual\",0,SUMIFS(CHOOSE(VLOOKUP($AL$33,'Lookup tables'!$AK$5:$AM$15,3,0), RPE_FuelConsumptionSummerTBtu, RPE_FuelConsumptionTotalTBtu, RPE_GenerationSummerGWh, RPE_GenerationTotalGWh, RPE_CO2EmissionsSummerThousandTons, RPE_CO2EmissionsTotalThousandTons, RPE_NOXEmissionsSummerThousandTons, RPE_NOXEmissionsTotalThousandTons, RPE_SO2EmissionsSummerThousandTons, RPE_SO2EmissionsTotalThousandTons, RPE_DispatchableCapacityMW), MeetComparisonCriteria,\"=1\",IF($AL$6=\"IPM Region\",RPE_IPMRegionGroupAcronym,RPE_State),\"=\"&IF($AL$6=\"National\",\"*\",$AO7))))","v":0},8.0826327705116459,"8.08",11854022]
[null,null,null,"NOX Emissions Summer Thousand Tons",null,null,null,null,null,"NOX Emissions Summer Thousand Tons",null,2016,2040,null,"MAP_WAUE","CT","CO","Low_Renew_Cost_v6","Hydro",null,null,"Fossil Other","O/G Steam","Any SO2 Post Combustion",null,null,null,null,null,"CO2 Emissions Winter Thousand Tons","Decimal",null,null,null,null,null,"PRIMARY DIMENSIONS",null,null,null,"CA",{"$f":"IF(AO8=0,\"\",SUMIFS(CHOOSE(VLOOKUP($AL$16,'Lookup tables'!$AK$5:$AM$15,3,0), RPE_FuelConsumptionSummerTBtu, RPE_FuelConsumptionTotalTBtu, RPE_GenerationSummerGWh, RPE_GenerationTotalGWh, RPE_CO2EmissionsSummerThousandTons, RPE_CO2EmissionsTotalThousandTons, RPE_NOXEmissionsSummerThousandTons, RPE_NOXEmissionsTotalThousandTons, RPE_SO2EmissionsSummerThousandTons, RPE_SO2EmissionsTotalThousandTons, RPE_DispatchableCapacityMW), MeetPrimaryCriteria,\"=1\",IF($AL$6=\"IPM Region\",RPE_IPMRegionGroupAcronym,RPE_State),\"=\"&IF($AL$6=\"National\",\"*\",$AO8)))","v":5.1167867045228101},{"$f":"IF(AO8=0,\"\",IF($AL$18=\"Actual\",0,SUMIFS(CHOOSE(VLOOKUP($AL$33,'Lookup tables'!$AK$5:$AM$15,3,0), RPE_FuelConsumptionSummerTBtu, RPE_FuelConsumptionTotalTBtu, RPE_GenerationSummerGWh, RPE_GenerationTotalGWh, RPE_CO2EmissionsSummerThousandTons, RPE_CO2EmissionsTotalThousandTons, RPE_NOXEmissionsSummerThousandTons, RPE_NOXEmissionsTotalThousandTons, RPE_SO2EmissionsSummerThousandTons, RPE_SO2EmissionsTotalThousandTons, RPE_DispatchableCapacityMW), MeetComparisonCriteria,\"=1\",IF($AL$6=\"IPM Region\",RPE_IPMRegionGroupAcronym,RPE_State),\"=\"&IF($AL$6=\"National\",\"*\",$AO8))))","v":0},5.1167867045228101,"5.12",11854022]
[null,null,null,"NOX Emissions Total Thousand Tons",null,null,null,null,null,"NOX Emissions Total Thousand Tons",null,2017,2045,null,"MIS_IA","DC","CT","Higher_Gas_Cost_v6","LF Gas",null,null,"Fuel Cell","Other","--FGD",null,null,null,null,null,"CO2 Emissions Summer Thousand Tons","Decimal",null,null,null,null,null,"Fuel Type","All Units","RPE_FuelType",null,"CO",{"$f":"IF(AO9=0,\"\",SUMIFS(CHOOSE(VLOOKUP($AL$16,'Lookup tables'!$AK$5:$AM$15,3,0), RPE_FuelConsumptionSummerTBtu, RPE_FuelConsumptionTotalTBtu, RPE_GenerationSummerGWh, RPE_GenerationTotalGWh, RPE_CO2EmissionsSummerThousandTons, RPE_CO2EmissionsTotalThousandTons, RPE_NOXEmissionsSummerThousandTons, RPE_NOXEmissionsTotalThousandTons, RPE_SO2EmissionsSummerThousandTons, RPE_SO2EmissionsTotalThousandTons, RPE_DispatchableCapacityMW), MeetPrimaryCriteria,\"=1\",IF($AL$6=\"IPM Region\",RPE_IPMRegionGroupAcronym,RPE_State),\"=\"&IF($AL$6=\"National\",\"*\",$AO9)))","v":8.3677728318366942},{"$f":"IF(AO9=0,\"\",IF($AL$18=\"Actual\",0,SUMIFS(CHOOSE(VLOOKUP($AL$33,'Lookup tables'!$AK$5:$AM$15,3,0), RPE_FuelConsumptionSummerTBtu, RPE_FuelConsumptionTotalTBtu, RPE_GenerationSummerGWh, RPE_GenerationTotalGWh, RPE_CO2EmissionsSummerThousandTons, RPE_CO2EmissionsTotalThousandTons, RPE_NOXEmissionsSummerThousandTons, RPE_NOXEmissionsTotalThousandTons, RPE_SO2EmissionsSummerThousandTons, RPE_SO2EmissionsTotalThousandTons, RPE_DispatchableCapacityMW), MeetComparisonCriteria,\"=1\",IF($AL$6=\"IPM Region\",RPE_IPMRegionGroupAcronym,RPE_State),\"=\"&IF($AL$6=\"National\",\"*\",$AO9))))","v":0},8.3677728318366942,"8.37",11854022]
[null,null,null,"SO2 Emissions Summer Thousand Tons",null,null,null,null,null,"SO2 Emissions Summer Thousand Tons",null,2005,2050,null,"MIS_IL","DE","DC","New_Tax_Law_v6","MSW",null,null,"Geothermal","Renewable","--DSI",null,null,null,null,null,"CO2 Emissions Total Thousand Tons","Decimal",null,null,null,null,null,"Fossil >25 MW","All Units","RPE_Fossil25MW",null,"CT",{"$f":"IF(AO10=0,\"\",SUMIFS(CHOOSE(VLOOKUP($AL$16,'Lookup tables'!$AK$5:$AM$15,3,0), RPE_FuelConsumptionSummerTBtu, RPE_FuelConsumptionTotalTBtu, RPE_GenerationSummerGWh, RPE_GenerationTotalGWh, RPE_CO2EmissionsSummerThousandTons, RPE_CO2EmissionsTotalThousandTons, RPE_NOXEmissionsSummerThousandTons, RPE_NOXEmissionsTotalThousandTons, RPE_SO2EmissionsSummerThousandTons, RPE_SO2EmissionsTotalThousandTons, RPE_DispatchableCapacityMW), MeetPrimaryCriteria,\"=1\",IF($AL$6=\"IPM Region\",RPE_IPMRegionGroupAcronym,RPE_State),\"=\"&IF($AL$6=\"National\",\"*\",$AO10)))","v":1.9197669645290496},{"$f":"IF(AO10=0,\"\",IF($AL$18=\"Actual\",0,SUMIFS(CHOOSE(VLOOKUP($AL$33,'Lookup tables'!$AK$5:$AM$15,3,0), RPE_FuelConsumptionSummerTBtu, RPE_FuelConsumptionTotalTBtu, RPE_GenerationSummerGWh, RPE_GenerationTotalGWh, RPE_CO2EmissionsSummerThousandTons, RPE_CO2EmissionsTotalThousandTons, RPE_NOXEmissionsSummerThousandTons, RPE_NOXEmissionsTotalThousandTons, RPE_SO2EmissionsSummerThousandTons, RPE_SO2EmissionsTotalThousandTons, RPE_DispatchableCapacityMW), MeetComparisonCriteria,\"=1\",IF($AL$6=\"IPM Region\",RPE_IPMRegionGroupAcronym,RPE_State),\"=\"&IF($AL$6=\"National\",\"*\",$AO10))))","v":0},1.9197669645290496,"1.92",11854022]
[null,null,null,"SO2 Emissions Total Thousand Tons",null,null,null,null,null,"SO2 Emissions Total Thousand Tons",null,null,null,null,"MIS_INKY","FL","DE",null,"NaturalGas",null,null,"Hydro","Coal w/CCS","ACI",null,null,null,null,null,"NOX Emissions Winter Thousand Tons","Decimal",null,null,null,null,null,"Existing/New/Retired","Existing and New","RPE_ExistingorNewUnit",null,"DC",{"$f":"IF(AO11=0,\"\",SUMIFS(CHOOSE(VLOOKUP($AL$16,'Lookup tables'!$AK$5:$AM$15,3,0), RPE_FuelConsumptionSummerTBtu, RPE_FuelConsumptionTotalTBtu, RPE_GenerationSummerGWh, RPE_GenerationTotalGWh, RPE_CO2EmissionsSummerThousandTons, RPE_CO2EmissionsTotalThousandTons, RPE_NOXEmissionsSummerThousandTons, RPE_NOXEmissionsTotalThousandTons, RPE_SO2EmissionsSummerThousandTons, RPE_SO2EmissionsTotalThousandTons, RPE_DispatchableCapacityMW), MeetPrimaryCriteria,\"=1\",IF($AL$6=\"IPM Region\",RPE_IPMRegionGroupAcronym,RPE_State),\"=\"&IF($AL$6=\"National\",\"*\",$AO11)))","v":1.2934985635160842E-3},{"$f":"IF(AO11=0,\"\",IF($AL$18=\"Actual\",0,SUMIFS(CHOOSE(VLOOKUP($AL$33,'Lookup tables'!$AK$5:$AM$15,3,0), RPE_FuelConsumptionSummerTBtu, RPE_FuelConsumptionTotalTBtu, RPE_GenerationSummerGWh, RPE_GenerationTotalGWh, RPE_CO2EmissionsSummerThousandTons, RPE_CO2EmissionsTotalThousandTons, RPE_NOXEmissionsSummerThousandTons, RPE_NOXEmissionsTotalThousandTons, RPE_SO2EmissionsSummerThousandTons, RPE_SO2EmissionsTotalThousandTons, RPE_DispatchableCapacityMW), MeetComparisonCriteria,\"=1\",IF($AL$6=\"IPM Region\",RPE_IPMRegionGroupAcronym,RPE_State),\"=\"&IF($AL$6=\"National\",\"*\",$AO11))))","v":0},1.2934985635160842E-3,"0.001",11854022]
[null,null,null,"Dispatchable Capacity MW",null,null,null,null,null,"Dispatchable Capacity MW",null,null,null,null,"MIS_LMI","GA","FL",null,"None",null,null,"IGCC","NGCC w/CCS","C2G",null,null,null,null,null,"NOX Emissions Summer Thousand Tons","Decimal",null,null,null,null,null,"Plant Type","All Units","RPE_PlantType",null,"DE",{"$f":"IF(AO12=0,\"\",SUMIFS(CHOOSE(VLOOKUP($AL$16,'Lookup tables'!$AK$5:$AM$15,3,0), RPE_FuelConsumptionSummerTBtu, RPE_FuelConsumptionTotalTBtu, RPE_GenerationSummerGWh, RPE_GenerationTotalGWh, RPE_CO2EmissionsSummerThousandTons, RPE_CO2EmissionsTotalThousandTons, RPE_NOXEmissionsSummerThousandTons, RPE_NOXEmissionsTotalThousandTons, RPE_SO2EmissionsSummerThousandTons, RPE_SO2EmissionsTotalThousandTons, RPE_DispatchableCapacityMW), MeetPrimaryCriteria,\"=1\",IF($AL$6=\"IPM Region\",RPE_IPMRegionGroupAcronym,RPE_State),\"=\"&IF($AL$6=\"National\",\"*\",$AO12)))","v":0.25435111287121781},{"$f":"IF(AO12=0,\"\",IF($AL$18=\"Actual\",0,SUMIFS(CHOOSE(VLOOKUP($AL$33,'Lookup tables'!$AK$5:$AM$15,3,0), RPE_FuelConsumptionSummerTBtu, RPE_FuelConsumptionTotalTBtu, RPE_GenerationSummerGWh, RPE_GenerationTotalGWh, RPE_CO2EmissionsSummerThousandTons, RPE_CO2EmissionsTotalThousandTons, RPE_NOXEmissionsSummerThousandTons, RPE_NOXEmissionsTotalThousandTons, RPE_SO2EmissionsSummerThousandTons, RPE_SO2EmissionsTotalThousandTons, RPE_DispatchableCapacityMW), MeetComparisonCriteria,\"=1\",IF($AL$6=\"IPM Region\",RPE_IPMRegionGroupAcronym,RPE_State),\"=\"&IF($AL$6=\"National\",\"*\",$AO12))))","v":0},0.25435111287121781,"0.254",11854022]
[null,null,null,null,null,null,null,null,null,null,null,null,null,null,"MIS_MAPP","IA","GA",null,"Non-Fossil",null,null,"International Imports",null,"No NOx Post Combustion Controls",null,null,null,null,null,"NOX Emissions Total Thousand Tons","Decimal",null,null,null,null,null,"Plant Category","All Units","RPE_PlantCategory",null,"FL",{"$f":"IF(AO13=0,\"\",SUMIFS(CHOOSE(VLOOKUP($AL$16,'Lookup tables'!$AK$5:$AM$15,3,0), RPE_FuelConsumptionSummerTBtu, RPE_FuelConsumptionTotalTBtu, RPE_GenerationSummerGWh, RPE_GenerationTotalGWh, RPE_CO2EmissionsSummerThousandTons, RPE_CO2EmissionsTotalThousandTons, RPE_NOXEmissionsSummerThousandTons, RPE_NOXEmissionsTotalThousandTons, RPE_SO2EmissionsSummerThousandTons, RPE_SO2EmissionsTotalThousandTons, RPE_DispatchableCapacityMW), MeetPrimaryCriteria,\"=1\",IF($AL$6=\"IPM Region\",RPE_IPMRegionGroupAcronym,RPE_State),\"=\"&IF($AL$6=\"National\",\"*\",$AO13)))","v":17.984846790168536},{"$f":"IF(AO13=0,\"\",IF($AL$18=\"Actual\",0,SUMIFS(CHOOSE(VLOOKUP($AL$33,'Lookup tables'!$AK$5:$AM$15,3,0), RPE_FuelConsumptionSummerTBtu, RPE_FuelConsumptionTotalTBtu, RPE_GenerationSummerGWh, RPE_GenerationTotalGWh, RPE_CO2EmissionsSummerThousandTons, RPE_CO2EmissionsTotalThousandTons, RPE_NOXEmissionsSummerThousandTons, RPE_NOXEmissionsTotalThousandTons, RPE_SO2EmissionsSummerThousandTons, RPE_SO2EmissionsTotalThousandTons, RPE_DispatchableCapacityMW), MeetComparisonCriteria,\"=1\",IF($AL$6=\"IPM Region\",RPE_IPMRegionGroupAcronym,RPE_State),\"=\"&IF($AL$6=\"National\",\"*\",$AO13))))","v":0},17.984846790168536,"18.0",9359529]
[null,null,null,null,null,null,null,null,null,null,null,null,null,null,"MIS_MIDA","ID","IA",null,"Nuclear",null,null,"Landfill Gas",null,"No SO2 Post Combustion Controls",null,null,null,null,null,"SO2 Emissions Winter Thousand Tons","Decimal",null,null,null,null,null,"Control/Retrofit Types","All Units",{"$f":"MATCH(AL14,Controls,0)","v":1},null,"GA",{"$f":"IF(AO14=0,\"\",SUMIFS(CHOOSE(VLOOKUP($AL$16,'Lookup tables'!$AK$5:$AM$15,3,0), RPE_FuelConsumptionSummerTBtu, RPE_FuelConsumptionTotalTBtu, RPE_GenerationSummerGWh, RPE_GenerationTotalGWh, RPE_CO2EmissionsSummerThousandTons, RPE_CO2EmissionsTotalThousandTons, RPE_NOXEmissionsSummerThousandTons, RPE_NOXEmissionsTotalThousandTons, RPE_SO2EmissionsSummerThousandTons, RPE_SO2EmissionsTotalThousandTons, RPE_DispatchableCapacityMW), MeetPrimaryCriteria,\"=1\",IF($AL$6=\"IPM Region\",RPE_IPMRegionGroupAcronym,RPE_State),\"=\"&IF($AL$6=\"National\",\"*\",$AO14)))","v":9.969489005302071},{"$f":"IF(AO14=0,\"\",IF($AL$18=\"Actual\",0,SUMIFS(CHOOSE(VLOOKUP($AL$33,'Lookup tables'!$AK$5:$AM$15,3,0), RPE_FuelConsumptionSummerTBtu, RPE_FuelConsumptionTotalTBtu, RPE_GenerationSummerGWh, RPE_GenerationTotalGWh, RPE_CO2EmissionsSummerThousandTons, RPE_CO2EmissionsTotalThousandTons, RPE_NOXEmissionsSummerThousandTons, RPE_NOXEmissionsTotalThousandTons, RPE_SO2EmissionsSummerThousandTons, RPE_SO2EmissionsTotalThousandTons, RPE_DispatchableCapacityMW), MeetComparisonCriteria,\"=1\",IF($AL$6=\"IPM Region\",RPE_IPMRegionGroupAcronym,RPE_State),\"=\"&IF($AL$6=\"National\",\"*\",$AO14))))","v":0},9.969489005302071,"9.97",11854022]
[null,null,null,null,null,null,null,null,null,null,null,null,null,null,"MIS_MNWI","IL","ID",null,"Oil",null,null,"Non-Fossil Other",null,"HRI",null,null,null,null,null,"SO2 Emissions Summer Thousand Tons","Decimal",null,null,null,null,null,"Existing or New Controls","All Controls",null,null,"IA",{"$f":"IF(AO15=0,\"\",SUMIFS(CHOOSE(VLOOKUP($AL$16,'Lookup tables'!$AK$5:$AM$15,3,0), RPE_FuelConsumptionSummerTBtu, RPE_FuelConsumptionTotalTBtu, RPE_GenerationSummerGWh, RPE_GenerationTotalGWh, RPE_CO2EmissionsSummerThousandTons, RPE_CO2EmissionsTotalThousandTons, RPE_NOXEmissionsSummerThousandTons, RPE_NOXEmissionsTotalThousandTons, RPE_SO2EmissionsSummerThousandTons, RPE_SO2EmissionsTotalThousandTons, RPE_DispatchableCapacityMW), MeetPrimaryCriteria,\"=1\",IF($AL$6=\"IPM Region\",RPE_IPMRegionGroupAcronym,RPE_State),\"=\"&IF($AL$6=\"National\",\"*\",$AO15)))","v":10.905637505660572},{"$f":"IF(AO15=0,\"\",IF($AL$18=\"Actual\",0,SUMIFS(CHOOSE(VLOOKUP($AL$33,'Lookup tables'!$AK$5:$AM$15,3,0), RPE_FuelConsumptionSummerTBtu, RPE_FuelConsumptionTotalTBtu, RPE_GenerationSummerGWh, RPE_GenerationTotalGWh, RPE_CO2EmissionsSummerThousandTons, RPE_CO2EmissionsTotalThousandTons, RPE_NOXEmissionsSummerThousandTons, RPE_NOXEmissionsTotalThousandTons, RPE_SO2EmissionsSummerThousandTons, RPE_SO2EmissionsTotalThousandTons, RPE_DispatchableCapacityMW), MeetComparisonCriteria,\"=1\",IF($AL$6=\"IPM Region\",RPE_IPMRegionGroupAcronym,RPE_State),\"=\"&IF($AL$6=\"National\",\"*\",$AO15))))","v":0},10.905637505660572,"10.9",11854022]
[null,null,null,null,null,null,null,null,null,null,null,null,null,null,"MIS_MO","IN","IL",null,"Pet. Coke",null,null,"Nuclear",null,"CCS",null,null,null,null,null,"SO2 Emissions Total Thousand Tons","Decimal",null,null,null,null,null,"PRIMARY MEASURE","NOX Emissions Summer Thousand Tons",{"$f":"VLOOKUP(AL16,'Lookup tables'!$AD$5:$AF$68,3,0)","v":"RPE_NOXEmissionsSummerThousandTons"},null,"ID",{"$f":"IF(AO16=0,\"\",SUMIFS(CHOOSE(VLOOKUP($AL$16,'Lookup tables'!$AK$5:$AM$15,3,0), RPE_FuelConsumptionSummerTBtu, RPE_FuelConsumptionTotalTBtu, RPE_GenerationSummerGWh, RPE_GenerationTotalGWh, RPE_CO2EmissionsSummerThousandTons, RPE_CO2EmissionsTotalThousandTons, RPE_NOXEmissionsSummerThousandTons, RPE_NOXEmissionsTotalThousandTons, RPE_SO2EmissionsSummerThousandTons, RPE_SO2EmissionsTotalThousandTons, RPE_DispatchableCapacityMW), MeetPrimaryCriteria,\"=1\",IF($AL$6=\"IPM Region\",RPE_IPMRegionGroupAcronym,RPE_State),\"=\"&IF($AL$6=\"National\",\"*\",$AO16)))","v":0.1047514658186271},{"$f":"IF(AO16=0,\"\",IF($AL$18=\"Actual\",0,SUMIFS(CHOOSE(VLOOKUP($AL$33,'Lookup tables'!$AK$5:$AM$15,3,0), RPE_FuelConsumptionSummerTBtu, RPE_FuelConsumptionTotalTBtu, RPE_GenerationSummerGWh, RPE_GenerationTotalGWh, RPE_CO2EmissionsSummerThousandTons, RPE_CO2EmissionsTotalThousandTons, RPE_NOXEmissionsSummerThousandTons, RPE_NOXEmissionsTotalThousandTons, RPE_SO2EmissionsSummerThousandTons, RPE_SO2EmissionsTotalThousandTons, RPE_DispatchableCapacityMW), MeetComparisonCriteria,\"=1\",IF($AL$6=\"IPM Region\",RPE_IPMRegionGroupAcronym,RPE_State),\"=\"&IF($AL$6=\"National\",\"*\",$AO16))))","v":0},0.1047514658186271,"0.105",11854022]
[null,null,null,null,null,null,null,null,null,null,null,null,null,null,"MIS_WUMS","KS","IN",null,"Pumps",null,null,"O/G Steam",null,null,null,null,null,null,null,"Dispatchable Capacity MW","Whole",null,null,null,null,null,null,null,null,null,"IL",{"$f":"IF(AO17=0,\"\",SUMIFS(CHOOSE(VLOOKUP($AL$16,'Lookup tables'!$AK$5:$AM$15,3,0), RPE_FuelConsumptionSummerTBtu, RPE_FuelConsumptionTotalTBtu, RPE_GenerationSummerGWh, RPE_GenerationTotalGWh, RPE_CO2EmissionsSummerThousandTons, RPE_CO2EmissionsTotalThousandTons, RPE_NOXEmissionsSummerThousandTons, RPE_NOXEmissionsTotalThousandTons, RPE_SO2EmissionsSummerThousandTons, RPE_SO2EmissionsTotalThousandTons, RPE_DispatchableCapacityMW), MeetPrimaryCriteria,\"=1\",IF($AL$6=\"IPM Region\",RPE_IPMRegionGroupAcronym,RPE_State),\"=\"&IF($AL$6=\"National\",\"*\",$AO17)))","v":14.24912595378906},{"$f":"IF(AO17=0,\"\",IF($AL$18=\"Actual\",0,SUMIFS(CHOOSE(VLOOKUP($AL$33,'Lookup tables'!$AK$5:$AM$15,3,0), RPE_FuelConsumptionSummerTBtu, RPE_FuelConsumptionTotalTBtu, RPE_GenerationSummerGWh, RPE_GenerationTotalGWh, RPE_CO2EmissionsSummerThousandTons, RPE_CO2EmissionsTotalThousandTons, RPE_NOXEmissionsSummerThousandTons, RPE_NOXEmissionsTotalThousandTons, RPE_SO2EmissionsSummerThousandTons, RPE_SO2EmissionsTotalThousandTons, RPE_DispatchableCapacityMW), MeetComparisonCriteria,\"=1\",IF($AL$6=\"IPM Region\",RPE_IPMRegionGroupAcronym,RPE_State),\"=\"&IF($AL$6=\"National\",\"*\",$AO17))))","v":0},14.24912595378906,"14.2",9359529]
[null,null,null,"NOT INCLUDED",null,null,null,null,null,"NOT INCLUDED",null,null,null,null,"NENG_CT","KY","KS",null,"Solar",null,null,"Offshore Wind",null,null,null,null,null,null,null,null,null,null,null,null,null,null,"DISPLAY VALUE TYPE","Actual",null,null,"IN",{"$f":"IF(AO18=0,\"\",SUMIFS(CHOOSE(VLOOKUP($AL$16,'Lookup tables'!$AK$5:$AM$15,3,0), RPE_FuelConsumptionSummerTBtu, RPE_FuelConsumptionTotalTBtu, RPE_GenerationSummerGWh, RPE_GenerationTotalGWh, RPE_CO2EmissionsSummerThousandTons, RPE_CO2EmissionsTotalThousandTons, RPE_NOXEmissionsSummerThousandTons, RPE_NOXEmissionsTotalThousandTons, RPE_SO2EmissionsSummerThousandTons, RPE_SO2EmissionsTotalThousandTons, RPE_DispatchableCapacityMW), MeetPrimaryCriteria,\"=1\",IF($AL$6=\"IPM Region\",RPE_IPMRegionGroupAcronym,RPE_State),\"=\"&IF($AL$6=\"National\",\"*\",$AO18)))","v":17.03233152028259},{"$f":"IF(AO18=0,\"\",IF($AL$18=\"Actual\",0,SUMIFS(CHOOSE(VLOOKUP($AL$33,'Lookup tables'!$AK$5:$AM$15,3,0), RPE_FuelConsumptionSummerTBtu, RPE_FuelConsumptionTotalTBtu, RPE_GenerationSummerGWh, RPE_GenerationTotalGWh, RPE_CO2EmissionsSummerThousandTons, RPE_CO2EmissionsTotalThousandTons, RPE_NOXEmissionsSummerThousandTons, RPE_NOXEmissionsTotalThousandTons, RPE_SO2EmissionsSummerThousandTons, RPE_SO2EmissionsTotalThousandTons, RPE_DispatchableCapacityMW), MeetComparisonCriteria,\"=1\",IF($AL$6=\"IPM Region\",RPE_IPMRegionGroupAcronym,RPE_State),\"=\"&IF($AL$6=\"National\",\"*\",$AO18))))","v":0},17.03233152028259,"17.0",9359529,null,null,null,null,null,null,null,null,null,null,null,null,null,{"$f":"\"< \"&BI74","v":"< -33"},null,801923]
[null,null,null,"Fuel Consumption Winter TBtu",null,null,null,null,null,"Fuel Consumption Winter TBtu",null,null,null,null,"NENG_ME","LA","KY",null,"Tires",null,null,"Pumped Storage",null,null,null,null,null,null,null,null,null,null,null,null,null,null,null,null,null,null,"KS",{"$f":"IF(AO19=0,\"\",SUMIFS(CHOOSE(VLOOKUP($AL$16,'Lookup tables'!$AK$5:$AM$15,3,0), RPE_FuelConsumptionSummerTBtu, RPE_FuelConsumptionTotalTBtu, RPE_GenerationSummerGWh, RPE_GenerationTotalGWh, RPE_CO2EmissionsSummerThousandTons, RPE_CO2EmissionsTotalThousandTons, RPE_NOXEmissionsSummerThousandTons, RPE_NOXEmissionsTotalThousandTons, RPE_SO2EmissionsSummerThousandTons, RPE_SO2EmissionsTotalThousandTons, RPE_DispatchableCapacityMW), MeetPrimaryCriteria,\"=1\",IF($AL$6=\"IPM Region\",RPE_IPMRegionGroupAcronym,RPE_State),\"=\"&IF($AL$6=\"National\",\"*\",$AO19)))","v":8.2472521139952288},{"$f":"IF(AO19=0,\"\",IF($AL$18=\"Actual\",0,SUMIFS(CHOOSE(VLOOKUP($AL$33,'Lookup tables'!$AK$5:$AM$15,3,0), RPE_FuelConsumptionSummerTBtu, RPE_FuelConsumptionTotalTBtu, RPE_GenerationSummerGWh, RPE_GenerationTotalGWh, RPE_CO2EmissionsSummerThousandTons, RPE_CO2EmissionsTotalThousandTons, RPE_NOXEmissionsSummerThousandTons, RPE_NOXEmissionsTotalThousandTons, RPE_SO2EmissionsSummerThousandTons, RPE_SO2EmissionsTotalThousandTons, RPE_DispatchableCapacityMW), MeetComparisonCriteria,\"=1\",IF($AL$6=\"IPM Region\",RPE_IPMRegionGroupAcronym,RPE_State),\"=\"&IF($AL$6=\"National\",\"*\",$AO19))))","v":0},8.2472521139952288,"8.25",11854022,null,null,null,null,null,null,null,null,null,null,null,null,null,{"$f":"\"between \"&BI74&\" and \"&BI75","v":"between -33 and -22"},null,1137094]
[null,null,null,"Generation Winter GWh",null,null,null,null,null,"Generation Winter GWh",null,null,null,null,"NENGREST","MA","LA",null,"Waste Coal",null,null,"Solar PV",null,null,null,null,null,null,null,null,null,null,null,null,null,null,null,null,null,null,"KY",{"$f":"IF(AO20=0,\"\",SUMIFS(CHOOSE(VLOOKUP($AL$16,'Lookup tables'!$AK$5:$AM$15,3,0), RPE_FuelConsumptionSummerTBtu, RPE_FuelConsumptionTotalTBtu, RPE_GenerationSummerGWh, RPE_GenerationTotalGWh, RPE_CO2EmissionsSummerThousandTons, RPE_CO2EmissionsTotalThousandTons, RPE_NOXEmissionsSummerThousandTons, RPE_NOXEmissionsTotalThousandTons, RPE_SO2EmissionsSummerThousandTons, RPE_SO2EmissionsTotalThousandTons, RPE_DispatchableCapacityMW), MeetPrimaryCriteria,\"=1\",IF($AL$6=\"IPM Region\",RPE_IPMRegionGroupAcronym,RPE_State),\"=\"&IF($AL$6=\"National\",\"*\",$AO20)))","v":11.508903628216675},{"$f":"IF(AO20=0,\"\",IF($AL$18=\"Actual\",0,SUMIFS(CHOOSE(VLOOKUP($AL$33,'Lookup tables'!$AK$5:$AM$15,3,0), RPE_FuelConsumptionSummerTBtu, RPE_FuelConsumptionTotalTBtu, RPE_GenerationSummerGWh, RPE_GenerationTotalGWh, RPE_CO2EmissionsSummerThousandTons, RPE_CO2EmissionsTotalThousandTons, RPE_NOXEmissionsSummerThousandTons, RPE_NOXEmissionsTotalThousandTons, RPE_SO2EmissionsSummerThousandTons, RPE_SO2EmissionsTotalThousandTons, RPE_DispatchableCapacityMW), MeetComparisonCriteria,\"=1\",IF($AL$6=\"IPM Region\",RPE_IPMRegionGroupAcronym,RPE_State),\"=\"&IF($AL$6=\"National\",\"*\",$AO20))))","v":0},11.508903628216675,"11.5",9359529,null,null,null,null,null,null,null,null,null,null,null,null,null,{"$f":"\"between \"&BI75&\" and \"&BI76","v":"between -22 and -11"},null,8696052]
[null,null,null,"CO2 Emissions Winter Thousand Tons",null,null,null,null,null,"CO2 Emissions Winter Thousand Tons",null,null,null,null,"NY_Z_A&B","MD","MA",null,"Wind",null,null,"Solar Thermal",null,null,null,null,null,null,null,null,null,null,null,null,null,null,"COMPARISON CASE","Initial_v6",null,null,"LA",{"$f":"IF(AO21=0,\"\",SUMIFS(CHOOSE(VLOOKUP($AL$16,'Lookup tables'!$AK$5:$AM$15,3,0), RPE_FuelConsumptionSummerTBtu, RPE_FuelConsumptionTotalTBtu, RPE_GenerationSummerGWh, RPE_GenerationTotalGWh, RPE_CO2EmissionsSummerThousandTons, RPE_CO2EmissionsTotalThousandTons, RPE_NOXEmissionsSummerThousandTons, RPE_NOXEmissionsTotalThousandTons, RPE_SO2EmissionsSummerThousandTons, RPE_SO2EmissionsTotalThousandTons, RPE_DispatchableCapacityMW), MeetPrimaryCriteria,\"=1\",IF($AL$6=\"IPM Region\",RPE_IPMRegionGroupAcronym,RPE_State),\"=\"&IF($AL$6=\"National\",\"*\",$AO21)))","v":8.7457897511718787},{"$f":"IF(AO21=0,\"\",IF($AL$18=\"Actual\",0,SUMIFS(CHOOSE(VLOOKUP($AL$33,'Lookup tables'!$AK$5:$AM$15,3,0), RPE_FuelConsumptionSummerTBtu, RPE_FuelConsumptionTotalTBtu, RPE_GenerationSummerGWh, RPE_GenerationTotalGWh, RPE_CO2EmissionsSummerThousandTons, RPE_CO2EmissionsTotalThousandTons, RPE_NOXEmissionsSummerThousandTons, RPE_NOXEmissionsTotalThousandTons, RPE_SO2EmissionsSummerThousandTons, RPE_SO2EmissionsTotalThousandTons, RPE_DispatchableCapacityMW), MeetComparisonCriteria,\"=1\",IF($AL$6=\"IPM Region\",RPE_IPMRegionGroupAcronym,RPE_State),\"=\"&IF($AL$6=\"National\",\"*\",$AO21))))","v":0},8.7457897511718787,"8.75",11854022,null,null,null,null,null,null,null,null,null,null,null,null,null,{"$f":"\"between \"&BI76&\" and \"&BI77","v":"between -11 and 0"},null,11389944]
[null,null,null,"NOX Emissions Winter Thousand Tons",null,null,null,null,null,"NOX Emissions Winter Thousand Tons",null,null,null,null,"NY_Z_C&E","ME","MD",null,"*Unit Did Not Operate",null,null,"Wind",null,null,null,null,null,null,null,null,null,null,null,null,null,null,null,null,null,null,"MA",{"$f":"IF(AO22=0,\"\",SUMIFS(CHOOSE(VLOOKUP($AL$16,'Lookup tables'!$AK$5:$AM$15,3,0), RPE_FuelConsumptionSummerTBtu, RPE_FuelConsumptionTotalTBtu, RPE_GenerationSummerGWh, RPE_GenerationTotalGWh, RPE_CO2EmissionsSummerThousandTons, RPE_CO2EmissionsTotalThousandTons, RPE_NOXEmissionsSummerThousandTons, RPE_NOXEmissionsTotalThousandTons, RPE_SO2EmissionsSummerThousandTons, RPE_SO2EmissionsTotalThousandTons, RPE_DispatchableCapacityMW), MeetPrimaryCriteria,\"=1\",IF($AL$6=\"IPM Region\",RPE_IPMRegionGroupAcronym,RPE_State),\"=\"&IF($AL$6=\"National\",\"*\",$AO22)))","v":3.3170241674288325},{"$f":"IF(AO22=0,\"\",IF($AL$18=\"Actual\",0,SUMIFS(CHOOSE(VLOOKUP($AL$33,'Lookup tables'!$AK$5:$AM$15,3,0), RPE_FuelConsumptionSummerTBtu, RPE_FuelConsumptionTotalTBtu, RPE_GenerationSummerGWh, RPE_GenerationTotalGWh, RPE_CO2EmissionsSummerThousandTons, RPE_CO2EmissionsTotalThousandTons, RPE_NOXEmissionsSummerThousandTons, RPE_NOXEmissionsTotalThousandTons, RPE_SO2EmissionsSummerThousandTons, RPE_SO2EmissionsTotalThousandTons, RPE_DispatchableCapacityMW), MeetComparisonCriteria,\"=1\",IF($AL$6=\"IPM Region\",RPE_IPMRegionGroupAcronym,RPE_State),\"=\"&IF($AL$6=\"National\",\"*\",$AO22))))","v":0},3.3170241674288325,"3.32",11854022,null,null,null,null,null,null,null,null,null,null,null,null,null,{"$f":"BI77","v":"0"},null,16777215]
[null,null,null,"SO2 Emissions Winter Thousand Tons",null,null,null,null,null,"SO2 Emissions Winter Thousand Tons",null,null,null,null,"NY_Z_D","MI","ME",null,null,null,null,"Coal 30% CCS",null,null,null,null,null,null,null,null,null,null,null,null,null,null,"COMPARISON YEAR",2021,null,null,"MD",{"$f":"IF(AO23=0,\"\",SUMIFS(CHOOSE(VLOOKUP($AL$16,'Lookup tables'!$AK$5:$AM$15,3,0), RPE_FuelConsumptionSummerTBtu, RPE_FuelConsumptionTotalTBtu, RPE_GenerationSummerGWh, RPE_GenerationTotalGWh, RPE_CO2EmissionsSummerThousandTons, RPE_CO2EmissionsTotalThousandTons, RPE_NOXEmissionsSummerThousandTons, RPE_NOXEmissionsTotalThousandTons, RPE_SO2EmissionsSummerThousandTons, RPE_SO2EmissionsTotalThousandTons, RPE_DispatchableCapacityMW), MeetPrimaryCriteria,\"=1\",IF($AL$6=\"IPM Region\",RPE_IPMRegionGroupAcronym,RPE_State),\"=\"&IF($AL$6=\"National\",\"*\",$AO23)))","v":2.5199614960224248},{"$f":"IF(AO23=0,\"\",IF($AL$18=\"Actual\",0,SUMIFS(CHOOSE(VLOOKUP($AL$33,'Lookup tables'!$AK$5:$AM$15,3,0), RPE_FuelConsumptionSummerTBtu, RPE_FuelConsumptionTotalTBtu, RPE_GenerationSummerGWh, RPE_GenerationTotalGWh, RPE_CO2EmissionsSummerThousandTons, RPE_CO2EmissionsTotalThousandTons, RPE_NOXEmissionsSummerThousandTons, RPE_NOXEmissionsTotalThousandTons, RPE_SO2EmissionsSummerThousandTons, RPE_SO2EmissionsTotalThousandTons, RPE_DispatchableCapacityMW), MeetComparisonCriteria,\"=1\",IF($AL$6=\"IPM Region\",RPE_IPMRegionGroupAcronym,RPE_State),\"=\"&IF($AL$6=\"National\",\"*\",$AO23))))","v":0},2.5199614960224248,"2.52",11854022,null,null,null,null,null,null,null,null,null,null,null,null,null,{"$f":"\"between \"&BI77&\" and \"&BI78","v":"between 0 and 11"},null,11854022]
[null,null,null,null,null,null,null,null,null,null,null,null,null,null,"NY_Z_F","MN","MI",null,null,null,null,"Coal 90% CCS",null,null,null,null,null,null,null,null,null,null,null,null,null,null,null,null,null,null,"ME",{"$f":"IF(AO24=0,\"\",SUMIFS(CHOOSE(VLOOKUP($AL$16,'Lookup tables'!$AK$5:$AM$15,3,0), RPE_FuelConsumptionSummerTBtu, RPE_FuelConsumptionTotalTBtu, RPE_GenerationSummerGWh, RPE_GenerationTotalGWh, RPE_CO2EmissionsSummerThousandTons, RPE_CO2EmissionsTotalThousandTons, RPE_NOXEmissionsSummerThousandTons, RPE_NOXEmissionsTotalThousandTons, RPE_SO2EmissionsSummerThousandTons, RPE_SO2EmissionsTotalThousandTons, RPE_DispatchableCapacityMW), MeetPrimaryCriteria,\"=1\",IF($AL$6=\"IPM Region\",RPE_IPMRegionGroupAcronym,RPE_State),\"=\"&IF($AL$6=\"National\",\"*\",$AO24)))","v":1.1111357172712866},{"$f":"IF(AO24=0,\"\",IF($AL$18=\"Actual\",0,SUMIFS(CHOOSE(VLOOKUP($AL$33,'Lookup tables'!$AK$5:$AM$15,3,0), RPE_FuelConsumptionSummerTBtu, RPE_FuelConsumptionTotalTBtu, RPE_GenerationSummerGWh, RPE_GenerationTotalGWh, RPE_CO2EmissionsSummerThousandTons, RPE_CO2EmissionsTotalThousandTons, RPE_NOXEmissionsSummerThousandTons, RPE_NOXEmissionsTotalThousandTons, RPE_SO2EmissionsSummerThousandTons, RPE_SO2EmissionsTotalThousandTons, RPE_DispatchableCapacityMW), MeetComparisonCriteria,\"=1\",IF($AL$6=\"IPM Region\",RPE_IPMRegionGroupAcronym,RPE_State),\"=\"&IF($AL$6=\"National\",\"*\",$AO24))))","v":0},1.1111357172712866,"1.11",11854022,null,null,null,null,null,null,null,null,null,null,null,null,null,{"$f":"\"between \"&BI78&\" and \"&BI79","v":"between 11 and 22"},null,9359529]
[null,null,null,null,null,null,null,null,null,null,null,null,null,null,"NY_Z_G-I","MO","MN",null,null,null,null,"Coal W/CCS",null,null,null,null,null,null,null,null,null,null,null,null,null,null,"COMPARISON DIMENSIONS",null,null,null,"MI",{"$f":"IF(AO25=0,\"\",SUMIFS(CHOOSE(VLOOKUP($AL$16,'Lookup tables'!$AK$5:$AM$15,3,0), RPE_FuelConsumptionSummerTBtu, RPE_FuelConsumptionTotalTBtu, RPE_GenerationSummerGWh, RPE_GenerationTotalGWh, RPE_CO2EmissionsSummerThousandTons, RPE_CO2EmissionsTotalThousandTons, RPE_NOXEmissionsSummerThousandTons, RPE_NOXEmissionsTotalThousandTons, RPE_SO2EmissionsSummerThousandTons, RPE_SO2EmissionsTotalThousandTons, RPE_DispatchableCapacityMW), MeetPrimaryCriteria,\"=1\",IF($AL$6=\"IPM Region\",RPE_IPMRegionGroupAcronym,RPE_State),\"=\"&IF($AL$6=\"National\",\"*\",$AO25)))","v":13.293746809139304},{"$f":"IF(AO25=0,\"\",IF($AL$18=\"Actual\",0,SUMIFS(CHOOSE(VLOOKUP($AL$33,'Lookup tables'!$AK$5:$AM$15,3,0), RPE_FuelConsumptionSummerTBtu, RPE_FuelConsumptionTotalTBtu, RPE_GenerationSummerGWh, RPE_GenerationTotalGWh, RPE_CO2EmissionsSummerThousandTons, RPE_CO2EmissionsTotalThousandTons, RPE_NOXEmissionsSummerThousandTons, RPE_NOXEmissionsTotalThousandTons, RPE_SO2EmissionsSummerThousandTons, RPE_SO2EmissionsTotalThousandTons, RPE_DispatchableCapacityMW), MeetComparisonCriteria,\"=1\",IF($AL$6=\"IPM Region\",RPE_IPMRegionGroupAcronym,RPE_State),\"=\"&IF($AL$6=\"National\",\"*\",$AO25))))","v":0},13.293746809139304,"13.3",9359529,null,null,null,null,null,null,null,null,null,null,null,null,null,{"$f":"\"between \"&BI79&\" and \"&BI80","v":"between 22 and 33"},null,4697456]
[null,null,null,null,null,null,null,null,null,null,null,null,null,null,"NY_Z_J","MS","MO",null,null,null,null,"NGCC w/CCS",null,null,null,null,null,null,null,null,null,null,null,null,null,null,"Fuel Type","All Units","RPE_FuelType",null,"MN",{"$f":"IF(AO26=0,\"\",SUMIFS(CHOOSE(VLOOKUP($AL$16,'Lookup tables'!$AK$5:$AM$15,3,0), RPE_FuelConsumptionSummerTBtu, RPE_FuelConsumptionTotalTBtu, RPE_GenerationSummerGWh, RPE_GenerationTotalGWh, RPE_CO2EmissionsSummerThousandTons, RPE_CO2EmissionsTotalThousandTons, RPE_NOXEmissionsSummerThousandTons, RPE_NOXEmissionsTotalThousandTons, RPE_SO2EmissionsSummerThousandTons, RPE_SO2EmissionsTotalThousandTons, RPE_DispatchableCapacityMW), MeetPrimaryCriteria,\"=1\",IF($AL$6=\"IPM Region\",RPE_IPMRegionGroupAcronym,RPE_State),\"=\"&IF($AL$6=\"National\",\"*\",$AO26)))","v":7.4324943137434314},{"$f":"IF(AO26=0,\"\",IF($AL$18=\"Actual\",0,SUMIFS(CHOOSE(VLOOKUP($AL$33,'Lookup tables'!$AK$5:$AM$15,3,0), RPE_FuelConsumptionSummerTBtu, RPE_FuelConsumptionTotalTBtu, RPE_GenerationSummerGWh, RPE_GenerationTotalGWh, RPE_CO2EmissionsSummerThousandTons, RPE_CO2EmissionsTotalThousandTons, RPE_NOXEmissionsSummerThousandTons, RPE_NOXEmissionsTotalThousandTons, RPE_SO2EmissionsSummerThousandTons, RPE_SO2EmissionsTotalThousandTons, RPE_DispatchableCapacityMW), MeetComparisonCriteria,\"=1\",IF($AL$6=\"IPM Region\",RPE_IPMRegionGroupAcronym,RPE_State),\"=\"&IF($AL$6=\"National\",\"*\",$AO26))))","v":0},7.4324943137434314,"7.43",11854022,null,null,null,null,null,null,null,null,null,null,null,null,null,{"$f":"\"> \"&BI80","v":"> 33"},null,3506772]
[null,null,null,null,null,null,null,null,null,"RPE_FuelConsumptionSummerTBtu",null,null,null,null,"NY_Z_K","MT","MS",null,null,null,null,null,null,null,null,null,null,null,null,null,null,null,null,null,null,null,"Fossil >25 MW","All Units","RPE_Fossil25MW",null,"MO",{"$f":"IF(AO27=0,\"\",SUMIFS(CHOOSE(VLOOKUP($AL$16,'Lookup tables'!$AK$5:$AM$15,3,0), RPE_FuelConsumptionSummerTBtu, RPE_FuelConsumptionTotalTBtu, RPE_GenerationSummerGWh, RPE_GenerationTotalGWh, RPE_CO2EmissionsSummerThousandTons, RPE_CO2EmissionsTotalThousandTons, RPE_NOXEmissionsSummerThousandTons, RPE_NOXEmissionsTotalThousandTons, RPE_SO2EmissionsSummerThousandTons, RPE_SO2EmissionsTotalThousandTons, RPE_DispatchableCapacityMW), MeetPrimaryCriteria,\"=1\",IF($AL$6=\"IPM Region\",RPE_IPMRegionGroupAcronym,RPE_State),\"=\"&IF($AL$6=\"National\",\"*\",$AO27)))","v":14.342998647173731},{"$f":"IF(AO27=0,\"\",IF($AL$18=\"Actual\",0,SUMIFS(CHOOSE(VLOOKUP($AL$33,'Lookup tables'!$AK$5:$AM$15,3,0), RPE_FuelConsumptionSummerTBtu, RPE_FuelConsumptionTotalTBtu, RPE_GenerationSummerGWh, RPE_GenerationTotalGWh, RPE_CO2EmissionsSummerThousandTons, RPE_CO2EmissionsTotalThousandTons, RPE_NOXEmissionsSummerThousandTons, RPE_NOXEmissionsTotalThousandTons, RPE_SO2EmissionsSummerThousandTons, RPE_SO2EmissionsTotalThousandTons, RPE_DispatchableCapacityMW), MeetComparisonCriteria,\"=1\",IF($AL$6=\"IPM Region\",RPE_IPMRegionGroupAcronym,RPE_State),\"=\"&IF($AL$6=\"National\",\"*\",$AO27))))","v":0},14.342998647173731,"14.3",9359529]
[null,null,null,null,null,null,null,null,null,"RPE_FuelConsumptionTotalTBtu",null,null,null,null,"PJM_AP","NC","MT",null,null,null,null,null,null,null,null,null,null,null,null,null,null,null,null,null,null,null,"Existing/New/Retired","Existing and New","RPE_ExistingorNewUnit",null,"MS",{"$f":"IF(AO28=0,\"\",SUMIFS(CHOOSE(VLOOKUP($AL$16,'Lookup tables'!$AK$5:$AM$15,3,0), RPE_FuelConsumptionSummerTBtu, RPE_FuelConsumptionTotalTBtu, RPE_GenerationSummerGWh, RPE_GenerationTotalGWh, RPE_CO2EmissionsSummerThousandTons, RPE_CO2EmissionsTotalThousandTons, RPE_NOXEmissionsSummerThousandTons, RPE_NOXEmissionsTotalThousandTons, RPE_SO2EmissionsSummerThousandTons, RPE_SO2EmissionsTotalThousandTons, RPE_DispatchableCapacityMW), MeetPrimaryCriteria,\"=1\",IF($AL$6=\"IPM Region\",RPE_IPMRegionGroupAcronym,RPE_State),\"=\"&IF($AL$6=\"National\",\"*\",$AO28)))","v":2.9049725811274874},{"$f":"IF(AO28=0,\"\",IF($AL$18=\"Actual\",0,SUMIFS(CHOOSE(VLOOKUP($AL$33,'Lookup tables'!$AK$5:$AM$15,3,0), RPE_FuelConsumptionSummerTBtu, RPE_FuelConsumptionTotalTBtu, RPE_GenerationSummerGWh, RPE_GenerationTotalGWh, RPE_CO2EmissionsSummerThousandTons, RPE_CO2EmissionsTotalThousandTons, RPE_NOXEmissionsSummerThousandTons, RPE_NOXEmissionsTotalThousandTons, RPE_SO2EmissionsSummerThousandTons, RPE_SO2EmissionsTotalThousandTons, RPE_DispatchableCapacityMW), MeetComparisonCriteria,\"=1\",IF($AL$6=\"IPM Region\",RPE_IPMRegionGroupAcronym,RPE_State),\"=\"&IF($AL$6=\"National\",\"*\",$AO28))))","v":0},2.9049725811274874,"2.90",11854022]
[null,null,null,null,null,null,null,null,null,"RPE_GenerationSummerGWh",null,null,null,null,"PJM_ATSI","ND","NC",null,null,null,null,null,null,null,null,null,null,null,null,null,null,null,null,null,null,null,"Plant Type","All Units","RPE_PlantType",null,"MT",{"$f":"IF(AO29=0,\"\",SUMIFS(CHOOSE(VLOOKUP($AL$16,'Lookup tables'!$AK$5:$AM$15,3,0), RPE_FuelConsumptionSummerTBtu, RPE_FuelConsumptionTotalTBtu, RPE_GenerationSummerGWh, RPE_GenerationTotalGWh, RPE_CO2EmissionsSummerThousandTons, RPE_CO2EmissionsTotalThousandTons, RPE_NOXEmissionsSummerThousandTons, RPE_NOXEmissionsTotalThousandTons, RPE_SO2EmissionsSummerThousandTons, RPE_SO2EmissionsTotalThousandTons, RPE_DispatchableCapacityMW), MeetPrimaryCriteria,\"=1\",IF($AL$6=\"IPM Region\",RPE_IPMRegionGroupAcronym,RPE_State),\"=\"&IF($AL$6=\"National\",\"*\",$AO29)))","v":6.6875389505587615},{"$f":"IF(AO29=0,\"\",IF($AL$18=\"Actual\",0,SUMIFS(CHOOSE(VLOOKUP($AL$33,'Lookup tables'!$AK$5:$AM$15,3,0), RPE_FuelConsumptionSummerTBtu, RPE_FuelConsumptionTotalTBtu, RPE_GenerationSummerGWh, RPE_GenerationTotalGWh, RPE_CO2EmissionsSummerThousandTons, RPE_CO2EmissionsTotalThousandTons, RPE_NOXEmissionsSummerThousandTons, RPE_NOXEmissionsTotalThousandTons, RPE_SO2EmissionsSummerThousandTons, RPE_SO2EmissionsTotalThousandTons, RPE_DispatchableCapacityMW), MeetComparisonCriteria,\"=1\",IF($AL$6=\"IPM Region\",RPE_IPMRegionGroupAcronym,RPE_State),\"=\"&IF($AL$6=\"National\",\"*\",$AO29))))","v":0},6.6875389505587615,"6.69",11854022]
[null,null,null,null,null,null,null,null,null,"RPE_GenerationTotalGWh",null,null,null,null,"PJM_COMD","NE","ND",null,null,null,null,null,null,null,null,null,null,null,null,null,null,null,null,null,null,null,"Plant Category","All Units","RPE_PlantCategory",null,"NC",{"$f":"IF(AO30=0,\"\",SUMIFS(CHOOSE(VLOOKUP($AL$16,'Lookup tables'!$AK$5:$AM$15,3,0), RPE_FuelConsumptionSummerTBtu, RPE_FuelConsumptionTotalTBtu, RPE_GenerationSummerGWh, RPE_GenerationTotalGWh, RPE_CO2EmissionsSummerThousandTons, RPE_CO2EmissionsTotalThousandTons, RPE_NOXEmissionsSummerThousandTons, RPE_NOXEmissionsTotalThousandTons, RPE_SO2EmissionsSummerThousandTons, RPE_SO2EmissionsTotalThousandTons, RPE_DispatchableCapacityMW), MeetPrimaryCriteria,\"=1\",IF($AL$6=\"IPM Region\",RPE_IPMRegionGroupAcronym,RPE_State),\"=\"&IF($AL$6=\"National\",\"*\",$AO30)))","v":13.319287152148679},{"$f":"IF(AO30=0,\"\",IF($AL$18=\"Actual\",0,SUMIFS(CHOOSE(VLOOKUP($AL$33,'Lookup tables'!$AK$5:$AM$15,3,0), RPE_FuelConsumptionSummerTBtu, RPE_FuelConsumptionTotalTBtu, RPE_GenerationSummerGWh, RPE_GenerationTotalGWh, RPE_CO2EmissionsSummerThousandTons, RPE_CO2EmissionsTotalThousandTons, RPE_NOXEmissionsSummerThousandTons, RPE_NOXEmissionsTotalThousandTons, RPE_SO2EmissionsSummerThousandTons, RPE_SO2EmissionsTotalThousandTons, RPE_DispatchableCapacityMW), MeetComparisonCriteria,\"=1\",IF($AL$6=\"IPM Region\",RPE_IPMRegionGroupAcronym,RPE_State),\"=\"&IF($AL$6=\"National\",\"*\",$AO30))))","v":0},13.319287152148679,"13.3",9359529]
[null,null,null,null,null,null,null,null,null,"RPE_CO2EmissionsSummerThousandTons",null,null,null,null,"PJM_Dom","NH","NE",null,null,null,null,null,null,null,null,null,null,null,null,null,null,null,null,null,null,null,"Control/Retrofit Types","All Units",{"$f":"MATCH(AL31,Controls,0)","v":1},null,"ND",{"$f":"IF(AO31=0,\"\",SUMIFS(CHOOSE(VLOOKUP($AL$16,'Lookup tables'!$AK$5:$AM$15,3,0), RPE_FuelConsumptionSummerTBtu, RPE_FuelConsumptionTotalTBtu, RPE_GenerationSummerGWh, RPE_GenerationTotalGWh, RPE_CO2EmissionsSummerThousandTons, RPE_CO2EmissionsTotalThousandTons, RPE_NOXEmissionsSummerThousandTons, RPE_NOXEmissionsTotalThousandTons, RPE_SO2EmissionsSummerThousandTons, RPE_SO2EmissionsTotalThousandTons, RPE_DispatchableCapacityMW), MeetPrimaryCriteria,\"=1\",IF($AL$6=\"IPM Region\",RPE_IPMRegionGroupAcronym,RPE_State),\"=\"&IF($AL$6=\"National\",\"*\",$AO31)))","v":10.504303966155785},{"$f":"IF(AO31=0,\"\",IF($AL$18=\"Actual\",0,SUMIFS(CHOOSE(VLOOKUP($AL$33,'Lookup tables'!$AK$5:$AM$15,3,0), RPE_FuelConsumptionSummerTBtu, RPE_FuelConsumptionTotalTBtu, RPE_GenerationSummerGWh, RPE_GenerationTotalGWh, RPE_CO2EmissionsSummerThousandTons, RPE_CO2EmissionsTotalThousandTons, RPE_NOXEmissionsSummerThousandTons, RPE_NOXEmissionsTotalThousandTons, RPE_SO2EmissionsSummerThousandTons, RPE_SO2EmissionsTotalThousandTons, RPE_DispatchableCapacityMW), MeetComparisonCriteria,\"=1\",IF($AL$6=\"IPM Region\",RPE_IPMRegionGroupAcronym,RPE_State),\"=\"&IF($AL$6=\"National\",\"*\",$AO31))))","v":0},10.504303966155785,"10.5",11854022]
[null,null,null,null,null,null,null,null,null,"RPE_CO2EmissionsTotalThousandTons",null,null,null,null,"PJM_EMAC","NJ","NH",null,null,null,null,null,null,null,null,null,null,null,null,null,null,null,null,null,null,null,"Existing or New Controls","All Controls",null,null,"NE",{"$f":"IF(AO32=0,\"\",SUMIFS(CHOOSE(VLOOKUP($AL$16,'Lookup tables'!$AK$5:$AM$15,3,0), RPE_FuelConsumptionSummerTBtu, RPE_FuelConsumptionTotalTBtu, RPE_GenerationSummerGWh, RPE_GenerationTotalGWh, RPE_CO2EmissionsSummerThousandTons, RPE_CO2EmissionsTotalThousandTons, RPE_NOXEmissionsSummerThousandTons, RPE_NOXEmissionsTotalThousandTons, RPE_SO2EmissionsSummerThousandTons, RPE_SO2EmissionsTotalThousandTons, RPE_DispatchableCapacityMW), MeetPrimaryCriteria,\"=1\",IF($AL$6=\"IPM Region\",RPE_IPMRegionGroupAcronym,RPE_State),\"=\"&IF($AL$6=\"National\",\"*\",$AO32)))","v":11.478638723177733},{"$f":"IF(AO32=0,\"\",IF($AL$18=\"Actual\",0,SUMIFS(CHOOSE(VLOOKUP($AL$33,'Lookup tables'!$AK$5:$AM$15,3,0), RPE_FuelConsumptionSummerTBtu, RPE_FuelConsumptionTotalTBtu, RPE_GenerationSummerGWh, RPE_GenerationTotalGWh, RPE_CO2EmissionsSummerThousandTons, RPE_CO2EmissionsTotalThousandTons, RPE_NOXEmissionsSummerThousandTons, RPE_NOXEmissionsTotalThousandTons, RPE_SO2EmissionsSummerThousandTons, RPE_SO2EmissionsTotalThousandTons, RPE_DispatchableCapacityMW), MeetComparisonCriteria,\"=1\",IF($AL$6=\"IPM Region\",RPE_IPMRegionGroupAcronym,RPE_State),\"=\"&IF($AL$6=\"National\",\"*\",$AO32))))","v":0},11.478638723177733,"11.5",9359529]
[null,null,null,null,null,null,null,null,null,"RPE_NOXEmissionsSummerThousandTons",null,null,null,null,"PJM_PENE","NM","NJ",null,null,null,null,null,null,null,null,null,null,null,null,null,null,null,null,null,null,null,"COMPARISON MEASURE","NOX Emissions Summer Thousand Tons",{"$f":"VLOOKUP(AL33,'Lookup tables'!$AD$5:$AF$68,3,0)","v":"RPE_NOXEmissionsSummerThousandTons"},null,"NH",{"$f":"IF(AO33=0,\"\",SUMIFS(CHOOSE(VLOOKUP($AL$16,'Lookup tables'!$AK$5:$AM$15,3,0), RPE_FuelConsumptionSummerTBtu, RPE_FuelConsumptionTotalTBtu, RPE_GenerationSummerGWh, RPE_GenerationTotalGWh, RPE_CO2EmissionsSummerThousandTons, RPE_CO2EmissionsTotalThousandTons, RPE_NOXEmissionsSummerThousandTons, RPE_NOXEmissionsTotalThousandTons, RPE_SO2EmissionsSummerThousandTons, RPE_SO2EmissionsTotalThousandTons, RPE_DispatchableCapacityMW), MeetPrimaryCriteria,\"=1\",IF($AL$6=\"IPM Region\",RPE_IPMRegionGroupAcronym,RPE_State),\"=\"&IF($AL$6=\"National\",\"*\",$AO33)))","v":0.35789036714077582},{"$f":"IF(AO33=0,\"\",IF($AL$18=\"Actual\",0,SUMIFS(CHOOSE(VLOOKUP($AL$33,'Lookup tables'!$AK$5:$AM$15,3,0), RPE_FuelConsumptionSummerTBtu, RPE_FuelConsumptionTotalTBtu, RPE_GenerationSummerGWh, RPE_GenerationTotalGWh, RPE_CO2EmissionsSummerThousandTons, RPE_CO2EmissionsTotalThousandTons, RPE_NOXEmissionsSummerThousandTons, RPE_NOXEmissionsTotalThousandTons, RPE_SO2EmissionsSummerThousandTons, RPE_SO2EmissionsTotalThousandTons, RPE_DispatchableCapacityMW), MeetComparisonCriteria,\"=1\",IF($AL$6=\"IPM Region\",RPE_IPMRegionGroupAcronym,RPE_State),\"=\"&IF($AL$6=\"National\",\"*\",$AO33))))","v":0},0.35789036714077582,"0.358",11854022]
[null,null,null,null,null,null,null,null,null,"RPE_NOXEmissionsTotalThousandTons",null,null,null,null,"PJM_SMAC","NV","NM",null,null,null,null,null,null,null,null,null,null,null,null,null,null,null,null,null,null,null,null,null,null,null,"NJ",{"$f":"IF(AO34=0,\"\",SUMIFS(CHOOSE(VLOOKUP($AL$16,'Lookup tables'!$AK$5:$AM$15,3,0), RPE_FuelConsumptionSummerTBtu, RPE_FuelConsumptionTotalTBtu, RPE_GenerationSummerGWh, RPE_GenerationTotalGWh, RPE_CO2EmissionsSummerThousandTons, RPE_CO2EmissionsTotalThousandTons, RPE_NOXEmissionsSummerThousandTons, RPE_NOXEmissionsTotalThousandTons, RPE_SO2EmissionsSummerThousandTons, RPE_SO2EmissionsTotalThousandTons, RPE_DispatchableCapacityMW), MeetPrimaryCriteria,\"=1\",IF($AL$6=\"IPM Region\",RPE_IPMRegionGroupAcronym,RPE_State),\"=\"&IF($AL$6=\"National\",\"*\",$AO34)))","v":2.6855731493884516},{"$f":"IF(AO34=0,\"\",IF($AL$18=\"Actual\",0,SUMIFS(CHOOSE(VLOOKUP($AL$33,'Lookup tables'!$AK$5:$AM$15,3,0), RPE_FuelConsumptionSummerTBtu, RPE_FuelConsumptionTotalTBtu, RPE_GenerationSummerGWh, RPE_GenerationTotalGWh, RPE_CO2EmissionsSummerThousandTons, RPE_CO2EmissionsTotalThousandTons, RPE_NOXEmissionsSummerThousandTons, RPE_NOXEmissionsTotalThousandTons, RPE_SO2EmissionsSummerThousandTons, RPE_SO2EmissionsTotalThousandTons, RPE_DispatchableCapacityMW), MeetComparisonCriteria,\"=1\",IF($AL$6=\"IPM Region\",RPE_IPMRegionGroupAcronym,RPE_State),\"=\"&IF($AL$6=\"National\",\"*\",$AO34))))","v":0},2.6855731493884516,"2.69",11854022]
[null,null,null,null,null,null,null,null,null,"RPE_SO2EmissionsSummerThousandTons",null,null,null,null,"PJM_West","NY","NV",null,null,null,null,null,null,null,null,null,null,null,null,null,null,null,null,null,null,null,null,null,null,null,"NM",{"$f":"IF(AO35=0,\"\",SUMIFS(CHOOSE(VLOOKUP($AL$16,'Lookup tables'!$AK$5:$AM$15,3,0), RPE_FuelConsumptionSummerTBtu, RPE_FuelConsumptionTotalTBtu, RPE_GenerationSummerGWh, RPE_GenerationTotalGWh, RPE_CO2EmissionsSummerThousandTons, RPE_CO2EmissionsTotalThousandTons, RPE_NOXEmissionsSummerThousandTons, RPE_NOXEmissionsTotalThousandTons, RPE_SO2EmissionsSummerThousandTons, RPE_SO2EmissionsTotalThousandTons, RPE_DispatchableCapacityMW), MeetPrimaryCriteria,\"=1\",IF($AL$6=\"IPM Region\",RPE_IPMRegionGroupAcronym,RPE_State),\"=\"&IF($AL$6=\"National\",\"*\",$AO35)))","v":4.7564653258170226},{"$f":"IF(AO35=0,\"\",IF($AL$18=\"Actual\",0,SUMIFS(CHOOSE(VLOOKUP($AL$33,'Lookup tables'!$AK$5:$AM$15,3,0), RPE_FuelConsumptionSummerTBtu, RPE_FuelConsumptionTotalTBtu, RPE_GenerationSummerGWh, RPE_GenerationTotalGWh, RPE_CO2EmissionsSummerThousandTons, RPE_CO2EmissionsTotalThousandTons, RPE_NOXEmissionsSummerThousandTons, RPE_NOXEmissionsTotalThousandTons, RPE_SO2EmissionsSummerThousandTons, RPE_SO2EmissionsTotalThousandTons, RPE_DispatchableCapacityMW), MeetComparisonCriteria,\"=1\",IF($AL$6=\"IPM Region\",RPE_IPMRegionGroupAcronym,RPE_State),\"=\"&IF($AL$6=\"National\",\"*\",$AO35))))","v":0},4.7564653258170226,"4.76",11854022]
[null,null,null,null,null,null,null,null,null,"RPE_SO2EmissionsTotalThousandTons",null,null,null,null,"PJM_WMAC","OH","NY",null,null,null,null,null,null,null,null,null,null,null,null,null,null,null,null,null,null,null,null,null,null,null,"NV",{"$f":"IF(AO36=0,\"\",SUMIFS(CHOOSE(VLOOKUP($AL$16,'Lookup tables'!$AK$5:$AM$15,3,0), RPE_FuelConsumptionSummerTBtu, RPE_FuelConsumptionTotalTBtu, RPE_GenerationSummerGWh, RPE_GenerationTotalGWh, RPE_CO2EmissionsSummerThousandTons, RPE_CO2EmissionsTotalThousandTons, RPE_NOXEmissionsSummerThousandTons, RPE_NOXEmissionsTotalThousandTons, RPE_SO2EmissionsSummerThousandTons, RPE_SO2EmissionsTotalThousandTons, RPE_DispatchableCapacityMW), MeetPrimaryCriteria,\"=1\",IF($AL$6=\"IPM Region\",RPE_IPMRegionGroupAcronym,RPE_State),\"=\"&IF($AL$6=\"National\",\"*\",$AO36)))","v":0.64596792160987726},{"$f":"IF(AO36=0,\"\",IF($AL$18=\"Actual\",0,SUMIFS(CHOOSE(VLOOKUP($AL$33,'Lookup tables'!$AK$5:$AM$15,3,0), RPE_FuelConsumptionSummerTBtu, RPE_FuelConsumptionTotalTBtu, RPE_GenerationSummerGWh, RPE_GenerationTotalGWh, RPE_CO2EmissionsSummerThousandTons, RPE_CO2EmissionsTotalThousandTons, RPE_NOXEmissionsSummerThousandTons, RPE_NOXEmissionsTotalThousandTons, RPE_SO2EmissionsSummerThousandTons, RPE_SO2EmissionsTotalThousandTons, RPE_DispatchableCapacityMW), MeetComparisonCriteria,\"=1\",IF($AL$6=\"IPM Region\",RPE_IPMRegionGroupAcronym,RPE_State),\"=\"&IF($AL$6=\"National\",\"*\",$AO36))))","v":0},0.64596792160987726,"0.646",11854022]
[null,null,null,null,null,null,null,null,null,"RPE_DispatchableCapacityMW",null,null,null,null,"S_C_KY","OK","OH",null,null,null,null,null,null,null,null,null,null,null,null,null,null,null,null,null,null,null,"***You must click the update button to update the map",null,null,null,{"$f":"IF($AL$6=\"state\",P35,O35)","v":"NY"},{"$f":"IF(AO37=0,\"\",SUMIFS(CHOOSE(VLOOKUP($AL$16,'Lookup tables'!$AK$5:$AM$15,3,0), RPE_FuelConsumptionSummerTBtu, RPE_FuelConsumptionTotalTBtu, RPE_GenerationSummerGWh, RPE_GenerationTotalGWh, RPE_CO2EmissionsSummerThousandTons, RPE_CO2EmissionsTotalThousandTons, RPE_NOXEmissionsSummerThousandTons, RPE_NOXEmissionsTotalThousandTons, RPE_SO2EmissionsSummerThousandTons, RPE_SO2EmissionsTotalThousandTons, RPE_DispatchableCapacityMW), MeetPrimaryCriteria,\"=1\",IF($AL$6=\"IPM Region\",RPE_IPMRegionGroupAcronym,RPE_State),\"=\"&IF($AL$6=\"National\",\"*\",$AO37)))","v":7.8056421617871088},{"$f":"IF(AO37=0,\"\",IF($AL$18=\"Actual\",0,SUMIFS(CHOOSE(VLOOKUP($AL$33,'Lookup tables'!$AK$5:$AM$15,3,0), RPE_FuelConsumptionSummerTBtu, RPE_FuelConsumptionTotalTBtu, RPE_GenerationSummerGWh, RPE_GenerationTotalGWh, RPE_CO2EmissionsSummerThousandTons, RPE_CO2EmissionsTotalThousandTons, RPE_NOXEmissionsSummerThousandTons, RPE_NOXEmissionsTotalThousandTons, RPE_SO2EmissionsSummerThousandTons, RPE_SO2EmissionsTotalThousandTons, RPE_DispatchableCapacityMW), MeetComparisonCriteria,\"=1\",IF($AL$6=\"IPM Region\",RPE_IPMRegionGroupAcronym,RPE_State),\"=\"&IF($AL$6=\"National\",\"*\",$AO37))))","v":0},7.8056421617871088,"7.81",11854022]
[null,null,null,null,null,null,null,null,null,null,null,null,null,null,"S_C_TVA","OR","OK",null,null,null,null,"Fuel Consumption Summer TBtu","TBtu",null,null,null,null,null,null,null,null,null,null,null,null,null,null,null,null,null,"OH",{"$f":"IF(AO38=0,\"\",SUMIFS(CHOOSE(VLOOKUP($AL$16,'Lookup tables'!$AK$5:$AM$15,3,0), RPE_FuelConsumptionSummerTBtu, RPE_FuelConsumptionTotalTBtu, RPE_GenerationSummerGWh, RPE_GenerationTotalGWh, RPE_CO2EmissionsSummerThousandTons, RPE_CO2EmissionsTotalThousandTons, RPE_NOXEmissionsSummerThousandTons, RPE_NOXEmissionsTotalThousandTons, RPE_SO2EmissionsSummerThousandTons, RPE_SO2EmissionsTotalThousandTons, RPE_DispatchableCapacityMW), MeetPrimaryCriteria,\"=1\",IF($AL$6=\"IPM Region\",RPE_IPMRegionGroupAcronym,RPE_State),\"=\"&IF($AL$6=\"National\",\"*\",$AO38)))","v":16.720227951142753},{"$f":"IF(AO38=0,\"\",IF($AL$18=\"Actual\",0,SUMIFS(CHOOSE(VLOOKUP($AL$33,'Lookup tables'!$AK$5:$AM$15,3,0), RPE_FuelConsumptionSummerTBtu, RPE_FuelConsumptionTotalTBtu, RPE_GenerationSummerGWh, RPE_GenerationTotalGWh, RPE_CO2EmissionsSummerThousandTons, RPE_CO2EmissionsTotalThousandTons, RPE_NOXEmissionsSummerThousandTons, RPE_NOXEmissionsTotalThousandTons, RPE_SO2EmissionsSummerThousandTons, RPE_SO2EmissionsTotalThousandTons, RPE_DispatchableCapacityMW), MeetComparisonCriteria,\"=1\",IF($AL$6=\"IPM Region\",RPE_IPMRegionGroupAcronym,RPE_State),\"=\"&IF($AL$6=\"National\",\"*\",$AO38))))","v":0},16.720227951142753,"16.7",9359529]
[null,null,null,null,null,null,null,null,null,null,null,null,null,null,"S_D_AMSO","PA","OR",null,null,null,null,"Fuel Consumption Total TBtu","TBtu",null,null,null,null,null,null,null,null,null,null,null,null,null,null,null,null,null,"OK",{"$f":"IF(AO39=0,\"\",SUMIFS(CHOOSE(VLOOKUP($AL$16,'Lookup tables'!$AK$5:$AM$15,3,0), RPE_FuelConsumptionSummerTBtu, RPE_FuelConsumptionTotalTBtu, RPE_GenerationSummerGWh, RPE_GenerationTotalGWh, RPE_CO2EmissionsSummerThousandTons, RPE_CO2EmissionsTotalThousandTons, RPE_NOXEmissionsSummerThousandTons, RPE_NOXEmissionsTotalThousandTons, RPE_SO2EmissionsSummerThousandTons, RPE_SO2EmissionsTotalThousandTons, RPE_DispatchableCapacityMW), MeetPrimaryCriteria,\"=1\",IF($AL$6=\"IPM Region\",RPE_IPMRegionGroupAcronym,RPE_State),\"=\"&IF($AL$6=\"National\",\"*\",$AO39)))","v":9.9929191517982439},{"$f":"IF(AO39=0,\"\",IF($AL$18=\"Actual\",0,SUMIFS(CHOOSE(VLOOKUP($AL$33,'Lookup tables'!$AK$5:$AM$15,3,0), RPE_FuelConsumptionSummerTBtu, RPE_FuelConsumptionTotalTBtu, RPE_GenerationSummerGWh, RPE_GenerationTotalGWh, RPE_CO2EmissionsSummerThousandTons, RPE_CO2EmissionsTotalThousandTons, RPE_NOXEmissionsSummerThousandTons, RPE_NOXEmissionsTotalThousandTons, RPE_SO2EmissionsSummerThousandTons, RPE_SO2EmissionsTotalThousandTons, RPE_DispatchableCapacityMW), MeetComparisonCriteria,\"=1\",IF($AL$6=\"IPM Region\",RPE_IPMRegionGroupAcronym,RPE_State),\"=\"&IF($AL$6=\"National\",\"*\",$AO39))))","v":0},9.9929191517982439,"9.99",11854022]
[null,null,null,null,null,null,null,null,null,null,null,null,null,null,"S_D_N_AR","RI","PA",null,null,null,null,"Generation Summer GWh","GWh",null,null,null,null,null,null,null,null,null,null,null,null,null,null,null,null,null,"OR",{"$f":"IF(AO40=0,\"\",SUMIFS(CHOOSE(VLOOKUP($AL$16,'Lookup tables'!$AK$5:$AM$15,3,0), RPE_FuelConsumptionSummerTBtu, RPE_FuelConsumptionTotalTBtu, RPE_GenerationSummerGWh, RPE_GenerationTotalGWh, RPE_CO2EmissionsSummerThousandTons, RPE_CO2EmissionsTotalThousandTons, RPE_NOXEmissionsSummerThousandTons, RPE_NOXEmissionsTotalThousandTons, RPE_SO2EmissionsSummerThousandTons, RPE_SO2EmissionsTotalThousandTons, RPE_DispatchableCapacityMW), MeetPrimaryCriteria,\"=1\",IF($AL$6=\"IPM Region\",RPE_IPMRegionGroupAcronym,RPE_State),\"=\"&IF($AL$6=\"National\",\"*\",$AO40)))","v":0.76192155662157357},{"$f":"IF(AO40=0,\"\",IF($AL$18=\"Actual\",0,SUMIFS(CHOOSE(VLOOKUP($AL$33,'Lookup tables'!$AK$5:$AM$15,3,0), RPE_FuelConsumptionSummerTBtu, RPE_FuelConsumptionTotalTBtu, RPE_GenerationSummerGWh, RPE_GenerationTotalGWh, RPE_CO2EmissionsSummerThousandTons, RPE_CO2EmissionsTotalThousandTons, RPE_NOXEmissionsSummerThousandTons, RPE_NOXEmissionsTotalThousandTons, RPE_SO2EmissionsSummerThousandTons, RPE_SO2EmissionsTotalThousandTons, RPE_DispatchableCapacityMW), MeetComparisonCriteria,\"=1\",IF($AL$6=\"IPM Region\",RPE_IPMRegionGroupAcronym,RPE_State),\"=\"&IF($AL$6=\"National\",\"*\",$AO40))))","v":0},0.76192155662157357,"0.762",11854022]
[null,null,null,null,null,null,null,null,null,null,null,null,null,null,"S_D_REST","SC","RI",null,null,null,null,"Generation Total GWh","GWh",null,null,null,null,null,null,null,null,null,null,null,null,null,null,null,null,null,"PA",{"$f":"IF(AO41=0,\"\",SUMIFS(CHOOSE(VLOOKUP($AL$16,'Lookup tables'!$AK$5:$AM$15,3,0), RPE_FuelConsumptionSummerTBtu, RPE_FuelConsumptionTotalTBtu, RPE_GenerationSummerGWh, RPE_GenerationTotalGWh, RPE_CO2EmissionsSummerThousandTons, RPE_CO2EmissionsTotalThousandTons, RPE_NOXEmissionsSummerThousandTons, RPE_NOXEmissionsTotalThousandTons, RPE_SO2EmissionsSummerThousandTons, RPE_SO2EmissionsTotalThousandTons, RPE_DispatchableCapacityMW), MeetPrimaryCriteria,\"=1\",IF($AL$6=\"IPM Region\",RPE_IPMRegionGroupAcronym,RPE_State),\"=\"&IF($AL$6=\"National\",\"*\",$AO41)))","v":18.798082114749473},{"$f":"IF(AO41=0,\"\",IF($AL$18=\"Actual\",0,SUMIFS(CHOOSE(VLOOKUP($AL$33,'Lookup tables'!$AK$5:$AM$15,3,0), RPE_FuelConsumptionSummerTBtu, RPE_FuelConsumptionTotalTBtu, RPE_GenerationSummerGWh, RPE_GenerationTotalGWh, RPE_CO2EmissionsSummerThousandTons, RPE_CO2EmissionsTotalThousandTons, RPE_NOXEmissionsSummerThousandTons, RPE_NOXEmissionsTotalThousandTons, RPE_SO2EmissionsSummerThousandTons, RPE_SO2EmissionsTotalThousandTons, RPE_DispatchableCapacityMW), MeetComparisonCriteria,\"=1\",IF($AL$6=\"IPM Region\",RPE_IPMRegionGroupAcronym,RPE_State),\"=\"&IF($AL$6=\"National\",\"*\",$AO41))))","v":0},18.798082114749473,"18.8",9359529]
[null,null,null,null,null,null,null,null,null,null,null,null,null,null,"S_D_WOTA","SD","SC",null,null,null,null,"CO2 Emissions Summer Thousand Tons","Thousand (short) tons CO2",null,null,null,null,null,null,null,null,null,null,null,null,null,null,null,null,null,"RI",{"$f":"IF(AO42=0,\"\",SUMIFS(CHOOSE(VLOOKUP($AL$16,'Lookup tables'!$AK$5:$AM$15,3,0), RPE_FuelConsumptionSummerTBtu, RPE_FuelConsumptionTotalTBtu, RPE_GenerationSummerGWh, RPE_GenerationTotalGWh, RPE_CO2EmissionsSummerThousandTons, RPE_CO2EmissionsTotalThousandTons, RPE_NOXEmissionsSummerThousandTons, RPE_NOXEmissionsTotalThousandTons, RPE_SO2EmissionsSummerThousandTons, RPE_SO2EmissionsTotalThousandTons, RPE_DispatchableCapacityMW), MeetPrimaryCriteria,\"=1\",IF($AL$6=\"IPM Region\",RPE_IPMRegionGroupAcronym,RPE_State),\"=\"&IF($AL$6=\"National\",\"*\",$AO42)))","v":0.48098848856174542},{"$f":"IF(AO42=0,\"\",IF($AL$18=\"Actual\",0,SUMIFS(CHOOSE(VLOOKUP($AL$33,'Lookup tables'!$AK$5:$AM$15,3,0), RPE_FuelConsumptionSummerTBtu, RPE_FuelConsumptionTotalTBtu, RPE_GenerationSummerGWh, RPE_GenerationTotalGWh, RPE_CO2EmissionsSummerThousandTons, RPE_CO2EmissionsTotalThousandTons, RPE_NOXEmissionsSummerThousandTons, RPE_NOXEmissionsTotalThousandTons, RPE_SO2EmissionsSummerThousandTons, RPE_SO2EmissionsTotalThousandTons, RPE_DispatchableCapacityMW), MeetComparisonCriteria,\"=1\",IF($AL$6=\"IPM Region\",RPE_IPMRegionGroupAcronym,RPE_State),\"=\"&IF($AL$6=\"National\",\"*\",$AO42))))","v":0},0.48098848856174542,"0.481",11854022,null,null,null,{"$f":"AL6","v":"State"},"National",null,null,"Comparison Year:","Parallel"]
[null,null,null,null,null,null,null,null,null,null,null,null,null,null,"S_SOU","TN","SD",null,null,null,null,"CO2 Emissions Total Thousand Tons","Thousand (short) tons CO2",null,null,null,null,null,null,null,null,null,null,null,null,null,null,null,null,null,"SC",{"$f":"IF(AO43=0,\"\",SUMIFS(CHOOSE(VLOOKUP($AL$16,'Lookup tables'!$AK$5:$AM$15,3,0), RPE_FuelConsumptionSummerTBtu, RPE_FuelConsumptionTotalTBtu, RPE_GenerationSummerGWh, RPE_GenerationTotalGWh, RPE_CO2EmissionsSummerThousandTons, RPE_CO2EmissionsTotalThousandTons, RPE_NOXEmissionsSummerThousandTons, RPE_NOXEmissionsTotalThousandTons, RPE_SO2EmissionsSummerThousandTons, RPE_SO2EmissionsTotalThousandTons, RPE_DispatchableCapacityMW), MeetPrimaryCriteria,\"=1\",IF($AL$6=\"IPM Region\",RPE_IPMRegionGroupAcronym,RPE_State),\"=\"&IF($AL$6=\"National\",\"*\",$AO43)))","v":6.0052900307578403},{"$f":"IF(AO43=0,\"\",IF($AL$18=\"Actual\",0,SUMIFS(CHOOSE(VLOOKUP($AL$33,'Lookup tables'!$AK$5:$AM$15,3,0), RPE_FuelConsumptionSummerTBtu, RPE_FuelConsumptionTotalTBtu, RPE_GenerationSummerGWh, RPE_GenerationTotalGWh, RPE_CO2EmissionsSummerThousandTons, RPE_CO2EmissionsTotalThousandTons, RPE_NOXEmissionsSummerThousandTons, RPE_NOXEmissionsTotalThousandTons, RPE_SO2EmissionsSummerThousandTons, RPE_SO2EmissionsTotalThousandTons, RPE_DispatchableCapacityMW), MeetComparisonCriteria,\"=1\",IF($AL$6=\"IPM Region\",RPE_IPMRegionGroupAcronym,RPE_State),\"=\"&IF($AL$6=\"National\",\"*\",$AO43))))","v":0},6.0052900307578403,"6.01",11854022]
[null,null,null,null,null,null,null,null,null,null,null,null,null,null,"S_VACA","TX","TN",null,null,null,null,"NOX Emissions Summer Thousand Tons","Thousand (short) tons NOx",null,null,null,null,null,null,null,null,null,null,null,null,null,null,null,null,null,"SD",{"$f":"IF(AO44=0,\"\",SUMIFS(CHOOSE(VLOOKUP($AL$16,'Lookup tables'!$AK$5:$AM$15,3,0), RPE_FuelConsumptionSummerTBtu, RPE_FuelConsumptionTotalTBtu, RPE_GenerationSummerGWh, RPE_GenerationTotalGWh, RPE_CO2EmissionsSummerThousandTons, RPE_CO2EmissionsTotalThousandTons, RPE_NOXEmissionsSummerThousandTons, RPE_NOXEmissionsTotalThousandTons, RPE_SO2EmissionsSummerThousandTons, RPE_SO2EmissionsTotalThousandTons, RPE_DispatchableCapacityMW), MeetPrimaryCriteria,\"=1\",IF($AL$6=\"IPM Region\",RPE_IPMRegionGroupAcronym,RPE_State),\"=\"&IF($AL$6=\"National\",\"*\",$AO44)))","v":0.39476285818064016},{"$f":"IF(AO44=0,\"\",IF($AL$18=\"Actual\",0,SUMIFS(CHOOSE(VLOOKUP($AL$33,'Lookup tables'!$AK$5:$AM$15,3,0), RPE_FuelConsumptionSummerTBtu, RPE_FuelConsumptionTotalTBtu, RPE_GenerationSummerGWh, RPE_GenerationTotalGWh, RPE_CO2EmissionsSummerThousandTons, RPE_CO2EmissionsTotalThousandTons, RPE_NOXEmissionsSummerThousandTons, RPE_NOXEmissionsTotalThousandTons, RPE_SO2EmissionsSummerThousandTons, RPE_SO2EmissionsTotalThousandTons, RPE_DispatchableCapacityMW), MeetComparisonCriteria,\"=1\",IF($AL$6=\"IPM Region\",RPE_IPMRegionGroupAcronym,RPE_State),\"=\"&IF($AL$6=\"National\",\"*\",$AO44))))","v":0},0.39476285818064016,"0.395",11854022,null,null,"*Historical data is still under development. It is approximate and may not always provide an apples-to-apples comparison to IPM outputs. See READ ME worksheet for more info."]
[null,null,null,null,null,null,null,null,null,null,null,null,null,null,"SPP_KIAM","UT","TX",null,null,null,null,"NOX Emissions Total Thousand Tons","Thousand (short) tons NOx",null,null,null,null,null,null,null,null,null,null,null,null,null,null,null,null,null,"TN",{"$f":"IF(AO45=0,\"\",SUMIFS(CHOOSE(VLOOKUP($AL$16,'Lookup tables'!$AK$5:$AM$15,3,0), RPE_FuelConsumptionSummerTBtu, RPE_FuelConsumptionTotalTBtu, RPE_GenerationSummerGWh, RPE_GenerationTotalGWh, RPE_CO2EmissionsSummerThousandTons, RPE_CO2EmissionsTotalThousandTons, RPE_NOXEmissionsSummerThousandTons, RPE_NOXEmissionsTotalThousandTons, RPE_SO2EmissionsSummerThousandTons, RPE_SO2EmissionsTotalThousandTons, RPE_DispatchableCapacityMW), MeetPrimaryCriteria,\"=1\",IF($AL$6=\"IPM Region\",RPE_IPMRegionGroupAcronym,RPE_State),\"=\"&IF($AL$6=\"National\",\"*\",$AO45)))","v":2.9685223950155364},{"$f":"IF(AO45=0,\"\",IF($AL$18=\"Actual\",0,SUMIFS(CHOOSE(VLOOKUP($AL$33,'Lookup tables'!$AK$5:$AM$15,3,0), RPE_FuelConsumptionSummerTBtu, RPE_FuelConsumptionTotalTBtu, RPE_GenerationSummerGWh, RPE_GenerationTotalGWh, RPE_CO2EmissionsSummerThousandTons, RPE_CO2EmissionsTotalThousandTons, RPE_NOXEmissionsSummerThousandTons, RPE_NOXEmissionsTotalThousandTons, RPE_SO2EmissionsSummerThousandTons, RPE_SO2EmissionsTotalThousandTons, RPE_DispatchableCapacityMW), MeetComparisonCriteria,\"=1\",IF($AL$6=\"IPM Region\",RPE_IPMRegionGroupAcronym,RPE_State),\"=\"&IF($AL$6=\"National\",\"*\",$AO45))))","v":0},2.9685223950155364,"2.97",11854022]
[null,null,null,null,null,null,null,null,null,null,null,null,null,null,"SPP_N","VA","UT",null,null,null,null,"SO2 Emissions Summer Thousand Tons","Thousand (short) tons SO2",null,null,null,null,null,null,null,null,null,null,null,null,null,null,null,null,null,"TX",{"$f":"IF(AO46=0,\"\",SUMIFS(CHOOSE(VLOOKUP($AL$16,'Lookup tables'!$AK$5:$AM$15,3,0), RPE_FuelConsumptionSummerTBtu, RPE_FuelConsumptionTotalTBtu, RPE_GenerationSummerGWh, RPE_GenerationTotalGWh, RPE_CO2EmissionsSummerThousandTons, RPE_CO2EmissionsTotalThousandTons, RPE_NOXEmissionsSummerThousandTons, RPE_NOXEmissionsTotalThousandTons, RPE_SO2EmissionsSummerThousandTons, RPE_SO2EmissionsTotalThousandTons, RPE_DispatchableCapacityMW), MeetPrimaryCriteria,\"=1\",IF($AL$6=\"IPM Region\",RPE_IPMRegionGroupAcronym,RPE_State),\"=\"&IF($AL$6=\"National\",\"*\",$AO46)))","v":43.767341242919635},{"$f":"IF(AO46=0,\"\",IF($AL$18=\"Actual\",0,SUMIFS(CHOOSE(VLOOKUP($AL$33,'Lookup tables'!$AK$5:$AM$15,3,0), RPE_FuelConsumptionSummerTBtu, RPE_FuelConsumptionTotalTBtu, RPE_GenerationSummerGWh, RPE_GenerationTotalGWh, RPE_CO2EmissionsSummerThousandTons, RPE_CO2EmissionsTotalThousandTons, RPE_NOXEmissionsSummerThousandTons, RPE_NOXEmissionsTotalThousandTons, RPE_SO2EmissionsSummerThousandTons, RPE_SO2EmissionsTotalThousandTons, RPE_DispatchableCapacityMW), MeetComparisonCriteria,\"=1\",IF($AL$6=\"IPM Region\",RPE_IPMRegionGroupAcronym,RPE_State),\"=\"&IF($AL$6=\"National\",\"*\",$AO46))))","v":0},43.767341242919635,"43.8",3506772]
[null,null,null,null,null,null,null,null,null,null,null,null,null,null,"SPP_NEBR","VT","VA",null,null,null,null,"SO2 Emissions Total Thousand Tons","Thousand (short) tons SO2",null,null,null,null,null,null,null,null,null,null,null,null,null,null,null,null,null,"UT",{"$f":"IF(AO47=0,\"\",SUMIFS(CHOOSE(VLOOKUP($AL$16,'Lookup tables'!$AK$5:$AM$15,3,0), RPE_FuelConsumptionSummerTBtu, RPE_FuelConsumptionTotalTBtu, RPE_GenerationSummerGWh, RPE_GenerationTotalGWh, RPE_CO2EmissionsSummerThousandTons, RPE_CO2EmissionsTotalThousandTons, RPE_NOXEmissionsSummerThousandTons, RPE_NOXEmissionsTotalThousandTons, RPE_SO2EmissionsSummerThousandTons, RPE_SO2EmissionsTotalThousandTons, RPE_DispatchableCapacityMW), MeetPrimaryCriteria,\"=1\",IF($AL$6=\"IPM Region\",RPE_IPMRegionGroupAcronym,RPE_State),\"=\"&IF($AL$6=\"National\",\"*\",$AO47)))","v":12.660577413982887},{"$f":"IF(AO47=0,\"\",IF($AL$18=\"Actual\",0,SUMIFS(CHOOSE(VLOOKUP($AL$33,'Lookup tables'!$AK$5:$AM$15,3,0), RPE_FuelConsumptionSummerTBtu, RPE_FuelConsumptionTotalTBtu, RPE_GenerationSummerGWh, RPE_GenerationTotalGWh, RPE_CO2EmissionsSummerThousandTons, RPE_CO2EmissionsTotalThousandTons, RPE_NOXEmissionsSummerThousandTons, RPE_NOXEmissionsTotalThousandTons, RPE_SO2EmissionsSummerThousandTons, RPE_SO2EmissionsTotalThousandTons, RPE_DispatchableCapacityMW), MeetComparisonCriteria,\"=1\",IF($AL$6=\"IPM Region\",RPE_IPMRegionGroupAcronym,RPE_State),\"=\"&IF($AL$6=\"National\",\"*\",$AO47))))","v":0},12.660577413982887,"12.7",9359529,null,null,null,null,"Primary Value"]
[null,null,null,null,null,null,null,null,null,null,null,null,null,null,"SPP_SE","WA","VT",null,null,null,null,"Dispatchable Capacity MW","MW",null,null,null,null,null,null,null,null,null,null,null,null,null,null,null,null,null,"VA",{"$f":"IF(AO48=0,\"\",SUMIFS(CHOOSE(VLOOKUP($AL$16,'Lookup tables'!$AK$5:$AM$15,3,0), RPE_FuelConsumptionSummerTBtu, RPE_FuelConsumptionTotalTBtu, RPE_GenerationSummerGWh, RPE_GenerationTotalGWh, RPE_CO2EmissionsSummerThousandTons, RPE_CO2EmissionsTotalThousandTons, RPE_NOXEmissionsSummerThousandTons, RPE_NOXEmissionsTotalThousandTons, RPE_SO2EmissionsSummerThousandTons, RPE_SO2EmissionsTotalThousandTons, RPE_DispatchableCapacityMW), MeetPrimaryCriteria,\"=1\",IF($AL$6=\"IPM Region\",RPE_IPMRegionGroupAcronym,RPE_State),\"=\"&IF($AL$6=\"National\",\"*\",$AO48)))","v":5.0824618484456083},{"$f":"IF(AO48=0,\"\",IF($AL$18=\"Actual\",0,SUMIFS(CHOOSE(VLOOKUP($AL$33,'Lookup tables'!$AK$5:$AM$15,3,0), RPE_FuelConsumptionSummerTBtu, RPE_FuelConsumptionTotalTBtu, RPE_GenerationSummerGWh, RPE_GenerationTotalGWh, RPE_CO2EmissionsSummerThousandTons, RPE_CO2EmissionsTotalThousandTons, RPE_NOXEmissionsSummerThousandTons, RPE_NOXEmissionsTotalThousandTons, RPE_SO2EmissionsSummerThousandTons, RPE_SO2EmissionsTotalThousandTons, RPE_DispatchableCapacityMW), MeetComparisonCriteria,\"=1\",IF($AL$6=\"IPM Region\",RPE_IPMRegionGroupAcronym,RPE_State),\"=\"&IF($AL$6=\"National\",\"*\",$AO48))))","v":0},5.0824618484456083,"5.08",11854022,null,null,null,null,2021,2023,2025,2030,2035,2040,2045,2050]
[null,null,null,null,null,null,null,null,null,null,null,null,null,null,"SPP_SPS","WI","WA",null,null,null,null,null,null,null,null,null,null,null,null,null,null,null,null,null,null,null,null,null,null,null,"VT",{"$f":"IF(AO49=0,\"\",SUMIFS(CHOOSE(VLOOKUP($AL$16,'Lookup tables'!$AK$5:$AM$15,3,0), RPE_FuelConsumptionSummerTBtu, RPE_FuelConsumptionTotalTBtu, RPE_GenerationSummerGWh, RPE_GenerationTotalGWh, RPE_CO2EmissionsSummerThousandTons, RPE_CO2EmissionsTotalThousandTons, RPE_NOXEmissionsSummerThousandTons, RPE_NOXEmissionsTotalThousandTons, RPE_SO2EmissionsSummerThousandTons, RPE_SO2EmissionsTotalThousandTons, RPE_DispatchableCapacityMW), MeetPrimaryCriteria,\"=1\",IF($AL$6=\"IPM Region\",RPE_IPMRegionGroupAcronym,RPE_State),\"=\"&IF($AL$6=\"National\",\"*\",$AO49)))","v":1.3296994992000001E-2},{"$f":"IF(AO49=0,\"\",IF($AL$18=\"Actual\",0,SUMIFS(CHOOSE(VLOOKUP($AL$33,'Lookup tables'!$AK$5:$AM$15,3,0), RPE_FuelConsumptionSummerTBtu, RPE_FuelConsumptionTotalTBtu, RPE_GenerationSummerGWh, RPE_GenerationTotalGWh, RPE_CO2EmissionsSummerThousandTons, RPE_CO2EmissionsTotalThousandTons, RPE_NOXEmissionsSummerThousandTons, RPE_NOXEmissionsTotalThousandTons, RPE_SO2EmissionsSummerThousandTons, RPE_SO2EmissionsTotalThousandTons, RPE_DispatchableCapacityMW), MeetComparisonCriteria,\"=1\",IF($AL$6=\"IPM Region\",RPE_IPMRegionGroupAcronym,RPE_State),\"=\"&IF($AL$6=\"National\",\"*\",$AO49))))","v":0},1.3296994992000001E-2,"0.013",11854022,null,null,null,"National",{"$f":"SUMIFS(INDIRECT($AM$16),MeetPrimaryCriteriaSeries,\"=1\",RPE_Year,\"=\"&AY$48)","v":388.29731138431055},403.32018521358407,404.09772596475523,399.84692561306969,393.09269067383843,393.32357787587273,386.79334344960864,349.59942471396488]
[null,null,null,null,null,null,null,null,null,null,null,null,null,null,"SPP_WEST","WV","WI",null,null,null,null,null,null,null,null,null,null,null,null,null,null,null,null,null,null,null,null,null,null,null,"WA",{"$f":"IF(AO50=0,\"\",SUMIFS(CHOOSE(VLOOKUP($AL$16,'Lookup tables'!$AK$5:$AM$15,3,0), RPE_FuelConsumptionSummerTBtu, RPE_FuelConsumptionTotalTBtu, RPE_GenerationSummerGWh, RPE_GenerationTotalGWh, RPE_CO2EmissionsSummerThousandTons, RPE_CO2EmissionsTotalThousandTons, RPE_NOXEmissionsSummerThousandTons, RPE_NOXEmissionsTotalThousandTons, RPE_SO2EmissionsSummerThousandTons, RPE_SO2EmissionsTotalThousandTons, RPE_DispatchableCapacityMW), MeetPrimaryCriteria,\"=1\",IF($AL$6=\"IPM Region\",RPE_IPMRegionGroupAcronym,RPE_State),\"=\"&IF($AL$6=\"National\",\"*\",$AO50)))","v":0.54565719305258831},{"$f":"IF(AO50=0,\"\",IF($AL$18=\"Actual\",0,SUMIFS(CHOOSE(VLOOKUP($AL$33,'Lookup tables'!$AK$5:$AM$15,3,0), RPE_FuelConsumptionSummerTBtu, RPE_FuelConsumptionTotalTBtu, RPE_GenerationSummerGWh, RPE_GenerationTotalGWh, RPE_CO2EmissionsSummerThousandTons, RPE_CO2EmissionsTotalThousandTons, RPE_NOXEmissionsSummerThousandTons, RPE_NOXEmissionsTotalThousandTons, RPE_SO2EmissionsSummerThousandTons, RPE_SO2EmissionsTotalThousandTons, RPE_DispatchableCapacityMW), MeetComparisonCriteria,\"=1\",IF($AL$6=\"IPM Region\",RPE_IPMRegionGroupAcronym,RPE_State),\"=\"&IF($AL$6=\"National\",\"*\",$AO50))))","v":0},0.54565719305258831,"0.546",11854022,null,null,null,{"$f":"AY42","v":"National"},{"$f":"SUMIFS(INDIRECT($AM$16),MeetPrimaryCriteriaSeries,\"=1\",RPE_State,\"=\"&$AX50,RPE_Year,\"=\"&AY$48)","v":0},{"$f":"SUMIFS(INDIRECT($AM$16),MeetPrimaryCriteriaSeries,\"=1\",RPE_State,\"=\"&$AX50,RPE_Year,\"=\"&AZ$48)","v":0},0,0,0,0,0,0]
[null,null,null,null,null,null,null,null,null,null,null,null,null,null,"WEC_CALN","WY","WV",null,null,null,null,null,null,null,null,null,null,null,null,null,null,null,null,null,null,null,null,null,null,null,"WI",{"$f":"IF(AO51=0,\"\",SUMIFS(CHOOSE(VLOOKUP($AL$16,'Lookup tables'!$AK$5:$AM$15,3,0), RPE_FuelConsumptionSummerTBtu, RPE_FuelConsumptionTotalTBtu, RPE_GenerationSummerGWh, RPE_GenerationTotalGWh, RPE_CO2EmissionsSummerThousandTons, RPE_CO2EmissionsTotalThousandTons, RPE_NOXEmissionsSummerThousandTons, RPE_NOXEmissionsTotalThousandTons, RPE_SO2EmissionsSummerThousandTons, RPE_SO2EmissionsTotalThousandTons, RPE_DispatchableCapacityMW), MeetPrimaryCriteria,\"=1\",IF($AL$6=\"IPM Region\",RPE_IPMRegionGroupAcronym,RPE_State),\"=\"&IF($AL$6=\"National\",\"*\",$AO51)))","v":3.7113425760639225},{"$f":"IF(AO51=0,\"\",IF($AL$18=\"Actual\",0,SUMIFS(CHOOSE(VLOOKUP($AL$33,'Lookup tables'!$AK$5:$AM$15,3,0), RPE_FuelConsumptionSummerTBtu, RPE_FuelConsumptionTotalTBtu, RPE_GenerationSummerGWh, RPE_GenerationTotalGWh, RPE_CO2EmissionsSummerThousandTons, RPE_CO2EmissionsTotalThousandTons, RPE_NOXEmissionsSummerThousandTons, RPE_NOXEmissionsTotalThousandTons, RPE_SO2EmissionsSummerThousandTons, RPE_SO2EmissionsTotalThousandTons, RPE_DispatchableCapacityMW), MeetComparisonCriteria,\"=1\",IF($AL$6=\"IPM Region\",RPE_IPMRegionGroupAcronym,RPE_State),\"=\"&IF($AL$6=\"National\",\"*\",$AO51))))","v":0},3.7113425760639225,"3.71",11854022]
[null,null,null,null,null,null,null,null,null,null,null,null,null,null,"WEC_LADW","  ","WY",null,null,null,null,null,null,null,null,null,null,null,null,null,null,null,null,null,null,null,null,null,null,null,"WV",{"$f":"IF(AO52=0,\"\",SUMIFS(CHOOSE(VLOOKUP($AL$16,'Lookup tables'!$AK$5:$AM$15,3,0), RPE_FuelConsumptionSummerTBtu, RPE_FuelConsumptionTotalTBtu, RPE_GenerationSummerGWh, RPE_GenerationTotalGWh, RPE_CO2EmissionsSummerThousandTons, RPE_CO2EmissionsTotalThousandTons, RPE_NOXEmissionsSummerThousandTons, RPE_NOXEmissionsTotalThousandTons, RPE_SO2EmissionsSummerThousandTons, RPE_SO2EmissionsTotalThousandTons, RPE_DispatchableCapacityMW), MeetPrimaryCriteria,\"=1\",IF($AL$6=\"IPM Region\",RPE_IPMRegionGroupAcronym,RPE_State),\"=\"&IF($AL$6=\"National\",\"*\",$AO52)))","v":17.083686583918297},{"$f":"IF(AO52=0,\"\",IF($AL$18=\"Actual\",0,SUMIFS(CHOOSE(VLOOKUP($AL$33,'Lookup tables'!$AK$5:$AM$15,3,0), RPE_FuelConsumptionSummerTBtu, RPE_FuelConsumptionTotalTBtu, RPE_GenerationSummerGWh, RPE_GenerationTotalGWh, RPE_CO2EmissionsSummerThousandTons, RPE_CO2EmissionsTotalThousandTons, RPE_NOXEmissionsSummerThousandTons, RPE_NOXEmissionsTotalThousandTons, RPE_SO2EmissionsSummerThousandTons, RPE_SO2EmissionsTotalThousandTons, RPE_DispatchableCapacityMW), MeetComparisonCriteria,\"=1\",IF($AL$6=\"IPM Region\",RPE_IPMRegionGroupAcronym,RPE_State),\"=\"&IF($AL$6=\"National\",\"*\",$AO52))))","v":0},17.083686583918297,"17.1",9359529,null,null,null,null,"Comaprison Value"]
[null,null,null,null,null,null,null,null,null,null,null,null,null,null,"WEC_SDGE",null,"  ",null,null,null,null,null,null,null,null,null,null,null,null,null,null,null,null,null,null,null,null,null,null,null,"WY",{"$f":"IF(AO53=0,\"\",SUMIFS(CHOOSE(VLOOKUP($AL$16,'Lookup tables'!$AK$5:$AM$15,3,0), RPE_FuelConsumptionSummerTBtu, RPE_FuelConsumptionTotalTBtu, RPE_GenerationSummerGWh, RPE_GenerationTotalGWh, RPE_CO2EmissionsSummerThousandTons, RPE_CO2EmissionsTotalThousandTons, RPE_NOXEmissionsSummerThousandTons, RPE_NOXEmissionsTotalThousandTons, RPE_SO2EmissionsSummerThousandTons, RPE_SO2EmissionsTotalThousandTons, RPE_DispatchableCapacityMW), MeetPrimaryCriteria,\"=1\",IF($AL$6=\"IPM Region\",RPE_IPMRegionGroupAcronym,RPE_State),\"=\"&IF($AL$6=\"National\",\"*\",$AO53)))","v":7.791943659320995},{"$f":"IF(AO53=0,\"\",IF($AL$18=\"Actual\",0,SUMIFS(CHOOSE(VLOOKUP($AL$33,'Lookup tables'!$AK$5:$AM$15,3,0), RPE_FuelConsumptionSummerTBtu, RPE_FuelConsumptionTotalTBtu, RPE_GenerationSummerGWh, RPE_GenerationTotalGWh, RPE_CO2EmissionsSummerThousandTons, RPE_CO2EmissionsTotalThousandTons, RPE_NOXEmissionsSummerThousandTons, RPE_NOXEmissionsTotalThousandTons, RPE_SO2EmissionsSummerThousandTons, RPE_SO2EmissionsTotalThousandTons, RPE_DispatchableCapacityMW), MeetComparisonCriteria,\"=1\",IF($AL$6=\"IPM Region\",RPE_IPMRegionGroupAcronym,RPE_State),\"=\"&IF($AL$6=\"National\",\"*\",$AO53))))","v":0},7.791943659320995,"7.79",11854022,null,null,null,null,2021,2023,2025,2030,2035,2040,2045,2050]
[null,null,null,null,null,null,null,null,null,null,null,null,null,null,"WECC_AZ",null,null,null,null,null,null,null,null,null,null,null,null,null,null,null,null,null,null,null,null,null,null,null,null,null,"  ",{"$f":"IF(AO54=0,\"\",SUMIFS(CHOOSE(VLOOKUP($AL$16,'Lookup tables'!$AK$5:$AM$15,3,0), RPE_FuelConsumptionSummerTBtu, RPE_FuelConsumptionTotalTBtu, RPE_GenerationSummerGWh, RPE_GenerationTotalGWh, RPE_CO2EmissionsSummerThousandTons, RPE_CO2EmissionsTotalThousandTons, RPE_NOXEmissionsSummerThousandTons, RPE_NOXEmissionsTotalThousandTons, RPE_SO2EmissionsSummerThousandTons, RPE_SO2EmissionsTotalThousandTons, RPE_DispatchableCapacityMW), MeetPrimaryCriteria,\"=1\",IF($AL$6=\"IPM Region\",RPE_IPMRegionGroupAcronym,RPE_State),\"=\"&IF($AL$6=\"National\",\"*\",$AO54)))","v":0},{"$f":"IF(AO54=0,\"\",IF($AL$18=\"Actual\",0,SUMIFS(CHOOSE(VLOOKUP($AL$33,'Lookup tables'!$AK$5:$AM$15,3,0), RPE_FuelConsumptionSummerTBtu, RPE_FuelConsumptionTotalTBtu, RPE_GenerationSummerGWh, RPE_GenerationTotalGWh, RPE_CO2EmissionsSummerThousandTons, RPE_CO2EmissionsTotalThousandTons, RPE_NOXEmissionsSummerThousandTons, RPE_NOXEmissionsTotalThousandTons, RPE_SO2EmissionsSummerThousandTons, RPE_SO2EmissionsTotalThousandTons, RPE_DispatchableCapacityMW), MeetComparisonCriteria,\"=1\",IF($AL$6=\"IPM Region\",RPE_IPMRegionGroupAcronym,RPE_State),\"=\"&IF($AL$6=\"National\",\"*\",$AO54))))","v":0},0,"0.000",11854022,null,null,null,"National",{"$f":"IF($AL$18=\"Actual\",0,SUMIFS(INDIRECT($AM$33),MeetComparisonCriteriaSeries,\"=1\",RPE_Year,\"=\"&IF($BC$42=\"Parallel\",AY$53,$AL$23)))","v":0},0,0,0,0,0,0,0]
[null,null,null,null,null,null,null,null,null,null,null,null,null,null,"WECC_CO",null,null,null,null,null,null,null,null,null,null,null,null,null,null,null,null,null,null,null,null,null,null,null,null,null,0,{"$f":"IF(AO55=0,\"\",SUMIFS(CHOOSE(VLOOKUP($AL$16,'Lookup tables'!$AK$5:$AM$15,3,0), RPE_FuelConsumptionSummerTBtu, RPE_FuelConsumptionTotalTBtu, RPE_GenerationSummerGWh, RPE_GenerationTotalGWh, RPE_CO2EmissionsSummerThousandTons, RPE_CO2EmissionsTotalThousandTons, RPE_NOXEmissionsSummerThousandTons, RPE_NOXEmissionsTotalThousandTons, RPE_SO2EmissionsSummerThousandTons, RPE_SO2EmissionsTotalThousandTons, RPE_DispatchableCapacityMW), MeetPrimaryCriteria,\"=1\",IF($AL$6=\"IPM Region\",RPE_IPMRegionGroupAcronym,RPE_State),\"=\"&IF($AL$6=\"National\",\"*\",$AO55)))","v":""},{"$f":"IF(AO55=0,\"\",IF($AL$18=\"Actual\",0,SUMIFS(CHOOSE(VLOOKUP($AL$33,'Lookup tables'!$AK$5:$AM$15,3,0), RPE_FuelConsumptionSummerTBtu, RPE_FuelConsumptionTotalTBtu, RPE_GenerationSummerGWh, RPE_GenerationTotalGWh, RPE_CO2EmissionsSummerThousandTons, RPE_CO2EmissionsTotalThousandTons, RPE_NOXEmissionsSummerThousandTons, RPE_NOXEmissionsTotalThousandTons, RPE_SO2EmissionsSummerThousandTons, RPE_SO2EmissionsTotalThousandTons, RPE_DispatchableCapacityMW), MeetComparisonCriteria,\"=1\",IF($AL$6=\"IPM Region\",RPE_IPMRegionGroupAcronym,RPE_State),\"=\"&IF($AL$6=\"National\",\"*\",$AO55))))","v":""},"","",16777215,null,null,null,{"$f":"AY42","v":"National"},{"$f":"IF($AL$18=\"Actual\",0,SUMIFS(INDIRECT($AM$33),MeetComparisonCriteriaSeries,\"=1\",RPE_State,\"=\"&$AX55,RPE_Year,\"=\"&AY$53))","v":0},0,0,0,0,0,0,0]
[null,null,null,null,null,null,null,null,null,null,null,null,null,null,"WECC_ID",null,null,null,null,null,null,null,null,null,null,null,null,null,null,null,null,null,null,null,null,null,null,null,null,null,0,{"$f":"IF(AO56=0,\"\",SUMIFS(CHOOSE(VLOOKUP($AL$16,'Lookup tables'!$AK$5:$AM$15,3,0), RPE_FuelConsumptionSummerTBtu, RPE_FuelConsumptionTotalTBtu, RPE_GenerationSummerGWh, RPE_GenerationTotalGWh, RPE_CO2EmissionsSummerThousandTons, RPE_CO2EmissionsTotalThousandTons, RPE_NOXEmissionsSummerThousandTons, RPE_NOXEmissionsTotalThousandTons, RPE_SO2EmissionsSummerThousandTons, RPE_SO2EmissionsTotalThousandTons, RPE_DispatchableCapacityMW), MeetPrimaryCriteria,\"=1\",IF($AL$6=\"IPM Region\",RPE_IPMRegionGroupAcronym,RPE_State),\"=\"&IF($AL$6=\"National\",\"*\",$AO56)))","v":""},{"$f":"IF(AO56=0,\"\",IF($AL$18=\"Actual\",0,SUMIFS(CHOOSE(VLOOKUP($AL$33,'Lookup tables'!$AK$5:$AM$15,3,0), RPE_FuelConsumptionSummerTBtu, RPE_FuelConsumptionTotalTBtu, RPE_GenerationSummerGWh, RPE_GenerationTotalGWh, RPE_CO2EmissionsSummerThousandTons, RPE_CO2EmissionsTotalThousandTons, RPE_NOXEmissionsSummerThousandTons, RPE_NOXEmissionsTotalThousandTons, RPE_SO2EmissionsSummerThousandTons, RPE_SO2EmissionsTotalThousandTons, RPE_DispatchableCapacityMW), MeetComparisonCriteria,\"=1\",IF($AL$6=\"IPM Region\",RPE_IPMRegionGroupAcronym,RPE_State),\"=\"&IF($AL$6=\"National\",\"*\",$AO56))))","v":""},"","",16777215]
[null,null,null,null,null,null,null,null,null,null,null,null,null,null,"WECC_IID",null,null,null,null,null,null,null,null,null,null,null,null,null,null,null,null,null,null,null,null,null,null,null,null,null,0,{"$f":"IF(AO57=0,\"\",SUMIFS(CHOOSE(VLOOKUP($AL$16,'Lookup tables'!$AK$5:$AM$15,3,0), RPE_FuelConsumptionSummerTBtu, RPE_FuelConsumptionTotalTBtu, RPE_GenerationSummerGWh, RPE_GenerationTotalGWh, RPE_CO2EmissionsSummerThousandTons, RPE_CO2EmissionsTotalThousandTons, RPE_NOXEmissionsSummerThousandTons, RPE_NOXEmissionsTotalThousandTons, RPE_SO2EmissionsSummerThousandTons, RPE_SO2EmissionsTotalThousandTons, RPE_DispatchableCapacityMW), MeetPrimaryCriteria,\"=1\",IF($AL$6=\"IPM Region\",RPE_IPMRegionGroupAcronym,RPE_State),\"=\"&IF($AL$6=\"National\",\"*\",$AO57)))","v":""},{"$f":"IF(AO57=0,\"\",IF($AL$18=\"Actual\",0,SUMIFS(CHOOSE(VLOOKUP($AL$33,'Lookup tables'!$AK$5:$AM$15,3,0), RPE_FuelConsumptionSummerTBtu, RPE_FuelConsumptionTotalTBtu, RPE_GenerationSummerGWh, RPE_GenerationTotalGWh, RPE_CO2EmissionsSummerThousandTons, RPE_CO2EmissionsTotalThousandTons, RPE_NOXEmissionsSummerThousandTons, RPE_NOXEmissionsTotalThousandTons, RPE_SO2EmissionsSummerThousandTons, RPE_SO2EmissionsTotalThousandTons, RPE_DispatchableCapacityMW), MeetComparisonCriteria,\"=1\",IF($AL$6=\"IPM Region\",RPE_IPMRegionGroupAcronym,RPE_State),\"=\"&IF($AL$6=\"National\",\"*\",$AO57))))","v":""},"","",16777215,null,null,null,null,"Display Value"]
[null,null,null,null,null,null,null,null,null,null,null,null,null,null,"WECC_MT",null,null,null,null,null,null,null,null,null,null,null,null,null,null,null,null,null,null,null,null,null,null,null,null,null,0,{"$f":"IF(AO58=0,\"\",SUMIFS(CHOOSE(VLOOKUP($AL$16,'Lookup tables'!$AK$5:$AM$15,3,0), RPE_FuelConsumptionSummerTBtu, RPE_FuelConsumptionTotalTBtu, RPE_GenerationSummerGWh, RPE_GenerationTotalGWh, RPE_CO2EmissionsSummerThousandTons, RPE_CO2EmissionsTotalThousandTons, RPE_NOXEmissionsSummerThousandTons, RPE_NOXEmissionsTotalThousandTons, RPE_SO2EmissionsSummerThousandTons, RPE_SO2EmissionsTotalThousandTons, RPE_DispatchableCapacityMW), MeetPrimaryCriteria,\"=1\",IF($AL$6=\"IPM Region\",RPE_IPMRegionGroupAcronym,RPE_State),\"=\"&IF($AL$6=\"National\",\"*\",$AO58)))","v":""},{"$f":"IF(AO58=0,\"\",IF($AL$18=\"Actual\",0,SUMIFS(CHOOSE(VLOOKUP($AL$33,'Lookup tables'!$AK$5:$AM$15,3,0), RPE_FuelConsumptionSummerTBtu, RPE_FuelConsumptionTotalTBtu, RPE_GenerationSummerGWh, RPE_GenerationTotalGWh, RPE_CO2EmissionsSummerThousandTons, RPE_CO2EmissionsTotalThousandTons, RPE_NOXEmissionsSummerThousandTons, RPE_NOXEmissionsTotalThousandTons, RPE_SO2EmissionsSummerThousandTons, RPE_SO2EmissionsTotalThousandTons, RPE_DispatchableCapacityMW), MeetComparisonCriteria,\"=1\",IF($AL$6=\"IPM Region\",RPE_IPMRegionGroupAcronym,RPE_State),\"=\"&IF($AL$6=\"National\",\"*\",$AO58))))","v":""},"","",16777215,null,null,null,null,2021,2023,2025,2030,2035,2040,2045,2050]
[null,null,null,null,null,null,null,null,null,null,null,null,null,null,"WECC_NM",null,null,null,null,null,null,null,null,null,null,null,null,null,null,null,null,null,null,null,null,null,null,null,null,null,0,{"$f":"IF(AO59=0,\"\",SUMIFS(CHOOSE(VLOOKUP($AL$16,'Lookup tables'!$AK$5:$AM$15,3,0), RPE_FuelConsumptionSummerTBtu, RPE_FuelConsumptionTotalTBtu, RPE_GenerationSummerGWh, RPE_GenerationTotalGWh, RPE_CO2EmissionsSummerThousandTons, RPE_CO2EmissionsTotalThousandTons, RPE_NOXEmissionsSummerThousandTons, RPE_NOXEmissionsTotalThousandTons, RPE_SO2EmissionsSummerThousandTons, RPE_SO2EmissionsTotalThousandTons, RPE_DispatchableCapacityMW), MeetPrimaryCriteria,\"=1\",IF($AL$6=\"IPM Region\",RPE_IPMRegionGroupAcronym,RPE_State),\"=\"&IF($AL$6=\"National\",\"*\",$AO59)))","v":""},{"$f":"IF(AO59=0,\"\",IF($AL$18=\"Actual\",0,SUMIFS(CHOOSE(VLOOKUP($AL$33,'Lookup tables'!$AK$5:$AM$15,3,0), RPE_FuelConsumptionSummerTBtu, RPE_FuelConsumptionTotalTBtu, RPE_GenerationSummerGWh, RPE_GenerationTotalGWh, RPE_CO2EmissionsSummerThousandTons, RPE_CO2EmissionsTotalThousandTons, RPE_NOXEmissionsSummerThousandTons, RPE_NOXEmissionsTotalThousandTons, RPE_SO2EmissionsSummerThousandTons, RPE_SO2EmissionsTotalThousandTons, RPE_DispatchableCapacityMW), MeetComparisonCriteria,\"=1\",IF($AL$6=\"IPM Region\",RPE_IPMRegionGroupAcronym,RPE_State),\"=\"&IF($AL$6=\"National\",\"*\",$AO59))))","v":""},"","",16777215,null,null,null,"National",{"$f":"IFERROR(IF($AL$18=\"Actual\",AY49,IF($AL$18=\"Absolute Change\",AY49-AY54,IF($AL$18=\"Percent Change\",(AY49-AY54)/AY54,IF($AL$18=\"Emissions Rate\",AY49*2/AY54,IF($AL$18=\"Capacity Factor\",AY49*1000/(AY54*IF(NOT(ISERROR(SEARCH(\"Summer\",$AL$16))),3672,8760)),AY49/AY54))))),\"\")","v":388.29731138431055},{"$f":"IFERROR(IF($AL$18=\"Actual\",AZ49,IF($AL$18=\"Absolute Change\",AZ49-AZ54,IF($AL$18=\"Percent Change\",(AZ49-AZ54)/AZ54,IF($AL$18=\"Emissions Rate\",AZ49*2/AZ54,IF($AL$18=\"Capacity Factor\",AZ49*1000/(AZ54*IF(NOT(ISERROR(SEARCH(\"Summer\",$AL$16))),3672,8760)),AZ49/AZ54))))),\"\")","v":403.32018521358407},404.09772596475523,399.84692561306969,393.09269067383843,393.32357787587273,386.79334344960864,349.59942471396488]
[null,null,null,null,null,null,null,null,null,null,null,null,null,null,"WECC_NNV",null,null,null,null,null,null,null,null,null,null,null,null,null,null,null,null,null,null,null,null,null,null,null,null,null,0,{"$f":"IF(AO60=0,\"\",SUMIFS(CHOOSE(VLOOKUP($AL$16,'Lookup tables'!$AK$5:$AM$15,3,0), RPE_FuelConsumptionSummerTBtu, RPE_FuelConsumptionTotalTBtu, RPE_GenerationSummerGWh, RPE_GenerationTotalGWh, RPE_CO2EmissionsSummerThousandTons, RPE_CO2EmissionsTotalThousandTons, RPE_NOXEmissionsSummerThousandTons, RPE_NOXEmissionsTotalThousandTons, RPE_SO2EmissionsSummerThousandTons, RPE_SO2EmissionsTotalThousandTons, RPE_DispatchableCapacityMW), MeetPrimaryCriteria,\"=1\",IF($AL$6=\"IPM Region\",RPE_IPMRegionGroupAcronym,RPE_State),\"=\"&IF($AL$6=\"National\",\"*\",$AO60)))","v":""},{"$f":"IF(AO60=0,\"\",IF($AL$18=\"Actual\",0,SUMIFS(CHOOSE(VLOOKUP($AL$33,'Lookup tables'!$AK$5:$AM$15,3,0), RPE_FuelConsumptionSummerTBtu, RPE_FuelConsumptionTotalTBtu, RPE_GenerationSummerGWh, RPE_GenerationTotalGWh, RPE_CO2EmissionsSummerThousandTons, RPE_CO2EmissionsTotalThousandTons, RPE_NOXEmissionsSummerThousandTons, RPE_NOXEmissionsTotalThousandTons, RPE_SO2EmissionsSummerThousandTons, RPE_SO2EmissionsTotalThousandTons, RPE_DispatchableCapacityMW), MeetComparisonCriteria,\"=1\",IF($AL$6=\"IPM Region\",RPE_IPMRegionGroupAcronym,RPE_State),\"=\"&IF($AL$6=\"National\",\"*\",$AO60))))","v":""},"","",16777215,null,null,null,{"$f":"AY42","v":"National"},{"$f":"IFERROR(IF($AL$18=\"Actual\",AY50,IF($AL$18=\"Absolute Change\",AY50-AY55,IF($AL$18=\"Percent Change\",(AY50-AY55)/AY55,IF($AL$18=\"Emissions Rate\",AY50*2/AY55,IF($AL$18=\"Capacity Factor\",AY50*1000/(AY55*IF(NOT(ISERROR(SEARCH(\"Summer\",$AL$16))),3672,8760)),AY50/AY55))))),\"\")","v":0},{"$f":"IFERROR(IF($AL$18=\"Actual\",AZ50,IF($AL$18=\"Absolute Change\",AZ50-AZ55,IF($AL$18=\"Percent Change\",(AZ50-AZ55)/AZ55,IF($AL$18=\"Emissions Rate\",AZ50*2/AZ55,IF($AL$18=\"Capacity Factor\",AZ50*1000/(AZ55*IF(NOT(ISERROR(SEARCH(\"Summer\",$AL$16))),3672,8760)),AZ50/AZ55))))),\"\")","v":0},0,0,0,0,0,0]
[null,null,null,null,null,null,null,null,null,null,null,null,null,null,"WECC_PNW",null,null,null,null,null,null,null,null,null,null,null,null,null,null,null,null,null,null,null,null,null,null,null,null,null,0,{"$f":"IF(AO61=0,\"\",SUMIFS(CHOOSE(VLOOKUP($AL$16,'Lookup tables'!$AK$5:$AM$15,3,0), RPE_FuelConsumptionSummerTBtu, RPE_FuelConsumptionTotalTBtu, RPE_GenerationSummerGWh, RPE_GenerationTotalGWh, RPE_CO2EmissionsSummerThousandTons, RPE_CO2EmissionsTotalThousandTons, RPE_NOXEmissionsSummerThousandTons, RPE_NOXEmissionsTotalThousandTons, RPE_SO2EmissionsSummerThousandTons, RPE_SO2EmissionsTotalThousandTons, RPE_DispatchableCapacityMW), MeetPrimaryCriteria,\"=1\",IF($AL$6=\"IPM Region\",RPE_IPMRegionGroupAcronym,RPE_State),\"=\"&IF($AL$6=\"National\",\"*\",$AO61)))","v":""},{"$f":"IF(AO61=0,\"\",IF($AL$18=\"Actual\",0,SUMIFS(CHOOSE(VLOOKUP($AL$33,'Lookup tables'!$AK$5:$AM$15,3,0), RPE_FuelConsumptionSummerTBtu, RPE_FuelConsumptionTotalTBtu, RPE_GenerationSummerGWh, RPE_GenerationTotalGWh, RPE_CO2EmissionsSummerThousandTons, RPE_CO2EmissionsTotalThousandTons, RPE_NOXEmissionsSummerThousandTons, RPE_NOXEmissionsTotalThousandTons, RPE_SO2EmissionsSummerThousandTons, RPE_SO2EmissionsTotalThousandTons, RPE_DispatchableCapacityMW), MeetComparisonCriteria,\"=1\",IF($AL$6=\"IPM Region\",RPE_IPMRegionGroupAcronym,RPE_State),\"=\"&IF($AL$6=\"National\",\"*\",$AO61))))","v":""},"","",16777215,null,null,null,"Display",{"$f":"IF($AY$42=\"National\",AY59,AY60)","v":388.29731138431055},{"$f":"IF($AY$42=\"National\",AZ59,AZ60)","v":403.32018521358407},404.09772596475523,399.84692561306969,393.09269067383843,{"$f":"IF($AY$42=\"National\",BD59,BD60)","v":393.32357787587273},386.79334344960864,349.59942471396488]
[null,null,null,null,null,null,null,null,null,null,null,null,null,null,"WECC_SCE",null,null,null,null,null,null,null,null,null,null,null,null,null,null,null,null,null,null,null,null,null,null,null,null,null,0,{"$f":"IF(AO62=0,\"\",SUMIFS(CHOOSE(VLOOKUP($AL$16,'Lookup tables'!$AK$5:$AM$15,3,0), RPE_FuelConsumptionSummerTBtu, RPE_FuelConsumptionTotalTBtu, RPE_GenerationSummerGWh, RPE_GenerationTotalGWh, RPE_CO2EmissionsSummerThousandTons, RPE_CO2EmissionsTotalThousandTons, RPE_NOXEmissionsSummerThousandTons, RPE_NOXEmissionsTotalThousandTons, RPE_SO2EmissionsSummerThousandTons, RPE_SO2EmissionsTotalThousandTons, RPE_DispatchableCapacityMW), MeetPrimaryCriteria,\"=1\",IF($AL$6=\"IPM Region\",RPE_IPMRegionGroupAcronym,RPE_State),\"=\"&IF($AL$6=\"National\",\"*\",$AO62)))","v":""},{"$f":"IF(AO62=0,\"\",IF($AL$18=\"Actual\",0,SUMIFS(CHOOSE(VLOOKUP($AL$33,'Lookup tables'!$AK$5:$AM$15,3,0), RPE_FuelConsumptionSummerTBtu, RPE_FuelConsumptionTotalTBtu, RPE_GenerationSummerGWh, RPE_GenerationTotalGWh, RPE_CO2EmissionsSummerThousandTons, RPE_CO2EmissionsTotalThousandTons, RPE_NOXEmissionsSummerThousandTons, RPE_NOXEmissionsTotalThousandTons, RPE_SO2EmissionsSummerThousandTons, RPE_SO2EmissionsTotalThousandTons, RPE_DispatchableCapacityMW), MeetComparisonCriteria,\"=1\",IF($AL$6=\"IPM Region\",RPE_IPMRegionGroupAcronym,RPE_State),\"=\"&IF($AL$6=\"National\",\"*\",$AO62))))","v":""},"","",16777215]
[null,null,null,null,null,null,null,null,null,null,null,null,null,null,"WECC_SF",null,null,null,null,null,null,null,null,null,null,null,null,null,null,null,null,null,null,null,null,null,null,null,null,null,0,{"$f":"IF(AO63=0,\"\",SUMIFS(CHOOSE(VLOOKUP($AL$16,'Lookup tables'!$AK$5:$AM$15,3,0), RPE_FuelConsumptionSummerTBtu, RPE_FuelConsumptionTotalTBtu, RPE_GenerationSummerGWh, RPE_GenerationTotalGWh, RPE_CO2EmissionsSummerThousandTons, RPE_CO2EmissionsTotalThousandTons, RPE_NOXEmissionsSummerThousandTons, RPE_NOXEmissionsTotalThousandTons, RPE_SO2EmissionsSummerThousandTons, RPE_SO2EmissionsTotalThousandTons, RPE_DispatchableCapacityMW), MeetPrimaryCriteria,\"=1\",IF($AL$6=\"IPM Region\",RPE_IPMRegionGroupAcronym,RPE_State),\"=\"&IF($AL$6=\"National\",\"*\",$AO63)))","v":""},{"$f":"IF(AO63=0,\"\",IF($AL$18=\"Actual\",0,SUMIFS(CHOOSE(VLOOKUP($AL$33,'Lookup tables'!$AK$5:$AM$15,3,0), RPE_FuelConsumptionSummerTBtu, RPE_FuelConsumptionTotalTBtu, RPE_GenerationSummerGWh, RPE_GenerationTotalGWh, RPE_CO2EmissionsSummerThousandTons, RPE_CO2EmissionsTotalThousandTons, RPE_NOXEmissionsSummerThousandTons, RPE_NOXEmissionsTotalThousandTons, RPE_SO2EmissionsSummerThousandTons, RPE_SO2EmissionsTotalThousandTons, RPE_DispatchableCapacityMW), MeetComparisonCriteria,\"=1\",IF($AL$6=\"IPM Region\",RPE_IPMRegionGroupAcronym,RPE_State),\"=\"&IF($AL$6=\"National\",\"*\",$AO63))))","v":""},"","",16777215]
[null,null,null,null,null,null,null,null,null,null,null,null,null,null,"WECC_SNV",null,null,null,null,null,null,null,null,null,null,null,null,null,null,null,null,null,null,null,null,null,null,null,null,null,0,{"$f":"IF(AO64=0,\"\",SUMIFS(CHOOSE(VLOOKUP($AL$16,'Lookup tables'!$AK$5:$AM$15,3,0), RPE_FuelConsumptionSummerTBtu, RPE_FuelConsumptionTotalTBtu, RPE_GenerationSummerGWh, RPE_GenerationTotalGWh, RPE_CO2EmissionsSummerThousandTons, RPE_CO2EmissionsTotalThousandTons, RPE_NOXEmissionsSummerThousandTons, RPE_NOXEmissionsTotalThousandTons, RPE_SO2EmissionsSummerThousandTons, RPE_SO2EmissionsTotalThousandTons, RPE_DispatchableCapacityMW), MeetPrimaryCriteria,\"=1\",IF($AL$6=\"IPM Region\",RPE_IPMRegionGroupAcronym,RPE_State),\"=\"&IF($AL$6=\"National\",\"*\",$AO64)))","v":""},{"$f":"IF(AO64=0,\"\",IF($AL$18=\"Actual\",0,SUMIFS(CHOOSE(VLOOKUP($AL$33,'Lookup tables'!$AK$5:$AM$15,3,0), RPE_FuelConsumptionSummerTBtu, RPE_FuelConsumptionTotalTBtu, RPE_GenerationSummerGWh, RPE_GenerationTotalGWh, RPE_CO2EmissionsSummerThousandTons, RPE_CO2EmissionsTotalThousandTons, RPE_NOXEmissionsSummerThousandTons, RPE_NOXEmissionsTotalThousandTons, RPE_SO2EmissionsSummerThousandTons, RPE_SO2EmissionsTotalThousandTons, RPE_DispatchableCapacityMW), MeetComparisonCriteria,\"=1\",IF($AL$6=\"IPM Region\",RPE_IPMRegionGroupAcronym,RPE_State),\"=\"&IF($AL$6=\"National\",\"*\",$AO64))))","v":""},"","",16777215]
[null,null,null,null,null,null,null,null,null,null,null,null,null,null,"WECC_UT",null,null,null,null,null,null,null,null,null,null,null,null,null,null,null,null,null,null,null,null,null,null,null,null,null,0,{"$f":"IF(AO65=0,\"\",SUMIFS(CHOOSE(VLOOKUP($AL$16,'Lookup tables'!$AK$5:$AM$15,3,0), RPE_FuelConsumptionSummerTBtu, RPE_FuelConsumptionTotalTBtu, RPE_GenerationSummerGWh, RPE_GenerationTotalGWh, RPE_CO2EmissionsSummerThousandTons, RPE_CO2EmissionsTotalThousandTons, RPE_NOXEmissionsSummerThousandTons, RPE_NOXEmissionsTotalThousandTons, RPE_SO2EmissionsSummerThousandTons, RPE_SO2EmissionsTotalThousandTons, RPE_DispatchableCapacityMW), MeetPrimaryCriteria,\"=1\",IF($AL$6=\"IPM Region\",RPE_IPMRegionGroupAcronym,RPE_State),\"=\"&IF($AL$6=\"National\",\"*\",$AO65)))","v":""},{"$f":"IF(AO65=0,\"\",IF($AL$18=\"Actual\",0,SUMIFS(CHOOSE(VLOOKUP($AL$33,'Lookup tables'!$AK$5:$AM$15,3,0), RPE_FuelConsumptionSummerTBtu, RPE_FuelConsumptionTotalTBtu, RPE_GenerationSummerGWh, RPE_GenerationTotalGWh, RPE_CO2EmissionsSummerThousandTons, RPE_CO2EmissionsTotalThousandTons, RPE_NOXEmissionsSummerThousandTons, RPE_NOXEmissionsTotalThousandTons, RPE_SO2EmissionsSummerThousandTons, RPE_SO2EmissionsTotalThousandTons, RPE_DispatchableCapacityMW), MeetComparisonCriteria,\"=1\",IF($AL$6=\"IPM Region\",RPE_IPMRegionGroupAcronym,RPE_State),\"=\"&IF($AL$6=\"National\",\"*\",$AO65))))","v":""},"","",16777215,null,null,null,null,"RPE_NOXEmissionsSummerThousandTons",null,null,null,null,null,null,null,null,"min",{"$f":"MIN($AR$5:$AR$53)","v":1.2934985635160842E-3}]
[null,null,null,null,null,null,null,null,null,null,null,null,null,null,"WECC_WY",null,null,null,null,null,null,null,null,null,null,null,null,null,null,null,null,null,null,null,null,null,null,null,null,null,0,{"$f":"IF(AO66=0,\"\",SUMIFS(CHOOSE(VLOOKUP($AL$16,'Lookup tables'!$AK$5:$AM$15,3,0), RPE_FuelConsumptionSummerTBtu, RPE_FuelConsumptionTotalTBtu, RPE_GenerationSummerGWh, RPE_GenerationTotalGWh, RPE_CO2EmissionsSummerThousandTons, RPE_CO2EmissionsTotalThousandTons, RPE_NOXEmissionsSummerThousandTons, RPE_NOXEmissionsTotalThousandTons, RPE_SO2EmissionsSummerThousandTons, RPE_SO2EmissionsTotalThousandTons, RPE_DispatchableCapacityMW), MeetPrimaryCriteria,\"=1\",IF($AL$6=\"IPM Region\",RPE_IPMRegionGroupAcronym,RPE_State),\"=\"&IF($AL$6=\"National\",\"*\",$AO66)))","v":""},{"$f":"IF(AO66=0,\"\",IF($AL$18=\"Actual\",0,SUMIFS(CHOOSE(VLOOKUP($AL$33,'Lookup tables'!$AK$5:$AM$15,3,0), RPE_FuelConsumptionSummerTBtu, RPE_FuelConsumptionTotalTBtu, RPE_GenerationSummerGWh, RPE_GenerationTotalGWh, RPE_CO2EmissionsSummerThousandTons, RPE_CO2EmissionsTotalThousandTons, RPE_NOXEmissionsSummerThousandTons, RPE_NOXEmissionsTotalThousandTons, RPE_SO2EmissionsSummerThousandTons, RPE_SO2EmissionsTotalThousandTons, RPE_DispatchableCapacityMW), MeetComparisonCriteria,\"=1\",IF($AL$6=\"IPM Region\",RPE_IPMRegionGroupAcronym,RPE_State),\"=\"&IF($AL$6=\"National\",\"*\",$AO66))))","v":""},"","",16777215,null,null,null,null,null,null,null,null,null,null,null,null,null,"max",{"$f":"MAX($AR$5:$AR$53)","v":43.767341242919635}]
[null,null,null,null,null,null,null,null,null,null,null,null,null,null,null,null,null,null,null,null,null,null,null,null,null,null,null,null,null,null,null,null,null,null,null,null,null,null,null,null,0,{"$f":"IF(AO67=0,\"\",SUMIFS(CHOOSE(VLOOKUP($AL$16,'Lookup tables'!$AK$5:$AM$15,3,0), RPE_FuelConsumptionSummerTBtu, RPE_FuelConsumptionTotalTBtu, RPE_GenerationSummerGWh, RPE_GenerationTotalGWh, RPE_CO2EmissionsSummerThousandTons, RPE_CO2EmissionsTotalThousandTons, RPE_NOXEmissionsSummerThousandTons, RPE_NOXEmissionsTotalThousandTons, RPE_SO2EmissionsSummerThousandTons, RPE_SO2EmissionsTotalThousandTons, RPE_DispatchableCapacityMW), MeetPrimaryCriteria,\"=1\",IF($AL$6=\"IPM Region\",RPE_IPMRegionGroupAcronym,RPE_State),\"=\"&IF($AL$6=\"National\",\"*\",$AO67)))","v":""},{"$f":"IF(AO67=0,\"\",IF($AL$18=\"Actual\",0,SUMIFS(CHOOSE(VLOOKUP($AL$33,'Lookup tables'!$AK$5:$AM$15,3,0), RPE_FuelConsumptionSummerTBtu, RPE_FuelConsumptionTotalTBtu, RPE_GenerationSummerGWh, RPE_GenerationTotalGWh, RPE_CO2EmissionsSummerThousandTons, RPE_CO2EmissionsTotalThousandTons, RPE_NOXEmissionsSummerThousandTons, RPE_NOXEmissionsTotalThousandTons, RPE_SO2EmissionsSummerThousandTons, RPE_SO2EmissionsTotalThousandTons, RPE_DispatchableCapacityMW), MeetComparisonCriteria,\"=1\",IF($AL$6=\"IPM Region\",RPE_IPMRegionGroupAcronym,RPE_State),\"=\"&IF($AL$6=\"National\",\"*\",$AO67))))","v":""},"","",16777215]
[null,null,null,null,null,null,null,null,null,null,null,null,null,null,null,null,null,null,null,null,null,null,null,null,null,null,null,null,null,null,null,null,null,null,null,null,null,null,null,null,0,{"$f":"IF(AO68=0,\"\",SUMIFS(CHOOSE(VLOOKUP($AL$16,'Lookup tables'!$AK$5:$AM$15,3,0), RPE_FuelConsumptionSummerTBtu, RPE_FuelConsumptionTotalTBtu, RPE_GenerationSummerGWh, RPE_GenerationTotalGWh, RPE_CO2EmissionsSummerThousandTons, RPE_CO2EmissionsTotalThousandTons, RPE_NOXEmissionsSummerThousandTons, RPE_NOXEmissionsTotalThousandTons, RPE_SO2EmissionsSummerThousandTons, RPE_SO2EmissionsTotalThousandTons, RPE_DispatchableCapacityMW), MeetPrimaryCriteria,\"=1\",IF($AL$6=\"IPM Region\",RPE_IPMRegionGroupAcronym,RPE_State),\"=\"&IF($AL$6=\"National\",\"*\",$AO68)))","v":""},{"$f":"IF(AO68=0,\"\",IF($AL$18=\"Actual\",0,SUMIFS(CHOOSE(VLOOKUP($AL$33,'Lookup tables'!$AK$5:$AM$15,3,0), RPE_FuelConsumptionSummerTBtu, RPE_FuelConsumptionTotalTBtu, RPE_GenerationSummerGWh, RPE_GenerationTotalGWh, RPE_CO2EmissionsSummerThousandTons, RPE_CO2EmissionsTotalThousandTons, RPE_NOXEmissionsSummerThousandTons, RPE_NOXEmissionsTotalThousandTons, RPE_SO2EmissionsSummerThousandTons, RPE_SO2EmissionsTotalThousandTons, RPE_DispatchableCapacityMW), MeetComparisonCriteria,\"=1\",IF($AL$6=\"IPM Region\",RPE_IPMRegionGroupAcronym,RPE_State),\"=\"&IF($AL$6=\"National\",\"*\",$AO68))))","v":""},"","",16777215,null,null,null,null,null,null,null,null,null,null,null,null,null,"largest absolute",{"$f":"MAX(ABS(BI65),ABS(BI66))","v":43.767341242919635}]
[null,null,null,null,null,null,null,null,null,null,null,null,null,null,null,null,null,null,null,null,null,null,null,null,null,null,null,null,null,null,null,null,null,null,null,null,null,null,null,null,null,null,null,null,null,null,null,null,null,null,null,null,null,null,null,null,null,null,null,"step",{"$f":"BI68/4","v":10.941835310729909}]
[]
[]
[null,null,null,null,null,null,null,null,null,null,null,null,null,null,null,null,null,null,null,null,null,null,null,null,null,null,null,null,null,null,null,null,null,null,null,null,null,null,null,null,null,null,null,null,null,null,null,null,null,null,null,null,null,null,null,null,"Bucket",null,null,"Coloring"]
[null,null,null,null,null,null,null,null,null,null,null,null,null,null,null,null,null,null,null,null,null,null,null,null,null,null,null,null,null,null,null,null,null,null,null,null,null,null,null,null,null,null,null,null,null,null,null,null,null,null,null,null,null,null,null,null,0,{"$f":"BF74-BI69","v":-43.767341242919635},null,801923,{"$f":"IF($AS$2=\"Round\",TEXT(BF73,\"###,##0\"),IF($AS$2=\"Decimal\",TEXT(BF73,\"0.000\"),TEXT(BF73,\"#0%\")))","v":"-44"}]
[null,null,null,null,null,null,null,null,null,null,null,null,null,null,null,null,null,null,null,null,null,null,null,null,null,null,null,null,null,null,null,null,null,null,null,null,null,null,null,null,null,null,null,null,null,null,null,null,null,null,null,null,null,null,null,null,1,{"$f":"BF75-BI69","v":-32.825505932189728},null,1137094,{"$f":"IF($AS$2=\"Round\",TEXT(BF74,\"###,##0\"),IF($AS$2=\"Decimal\",TEXT(BF74,\"0.000\"),TEXT(BF74,\"#0%\")))","v":"-33"}]
[null,null,null,null,null,null,null,null,null,null,null,null,null,null,null,null,null,null,null,null,null,null,null,null,null,null,null,null,null,null,null,null,null,null,null,null,null,null,null,null,null,null,null,null,null,null,null,null,null,null,null,null,null,null,null,null,2,{"$f":"BF76-BI69","v":-21.883670621459817},null,8696052,"-22"]
[null,null,null,null,null,null,null,null,null,null,null,null,null,null,null,null,null,null,null,null,null,null,null,null,null,null,null,null,null,null,null,null,null,null,null,null,null,null,null,null,null,null,null,null,null,null,null,null,null,null,null,null,null,null,null,null,3,{"$f":"BF77-BI69","v":-10.941835310729909},null,11389944,"-11"]
[null,null,null,null,null,null,null,null,null,null,null,null,null,null,null,null,null,null,null,null,null,null,null,null,null,null,null,null,null,null,null,null,null,null,null,null,null,null,null,null,null,null,null,null,null,null,null,null,null,null,null,null,null,null,null,null,4,0,null,16777215,"0"]
[null,null,null,null,null,null,null,null,null,null,null,null,null,null,null,null,null,null,null,null,null,null,null,null,null,null,null,null,null,null,null,null,null,null,null,null,null,null,null,null,null,null,null,null,null,null,null,null,null,null,null,null,null,null,null,null,5,{"$f":"BF77+BI69","v":10.941835310729909},null,11854022,"11"]
[null,null,null,null,null,null,null,null,null,null,null,null,null,null,null,null,null,null,null,null,null,null,null,null,null,null,null,null,null,null,null,null,null,null,null,null,null,null,null,null,null,null,null,null,null,null,null,null,null,null,null,null,null,null,null,null,6,{"$f":"BF78+BI69","v":21.883670621459817},null,9359529,"22"]
[null,null,null,null,null,null,null,null,null,null,null,null,null,null,null,null,null,null,null,null,null,null,null,null,null,null,null,null,null,null,null,null,null,null,null,null,null,null,null,null,null,null,null,null,null,null,null,null,null,null,null,null,null,null,null,null,7,{"$f":"BF79+BI69","v":32.825505932189728},null,4697456,"33"]
[null,null,null,null,null,null,null,null,null,null,null,null,null,null,null,null,null,null,null,null,null,null,null,null,null,null,null,null,null,null,null,null,null,null,null,null,null,null,null,null,null,null,null,null,null,null,null,null,null,null,null,null,null,null,null,null,8,{"$f":"BF80+BI69","v":43.767341242919635},null,3506772,"44"]
[]
[null,null,null,null,null,null,null,null,null,null,null,null,null,null,null,null,null,null,null,null,null,null,null,null,null,null,null,null,null,null,null,null,null,null,null,null,null,null,null,null,null,null,null,null,null,null,null,null,null,null,null,null,null,null,null,null,null,"(works with lookup above)"]
[null,null,null,null,null,null,null,null,null,null,null,null,null,null,null,null,null,null,null,null,null,null,null,null,null,null,null,null,null,null,null,null,null,null,null,null,null,null,null,null,null,null,null,null,null,null,null,null,null,null,null,null,null,null,null,null,null,{"$f":"BF81","v":43.767341242919635}]
[null,null,null,null,null,null,null,null,null,null,null,null,null,null,null,null,null,null,null,null,null,null,null,null,null,null,null,null,null,null,null,null,null,null,null,null,null,null,null,null,null,null,null,null,null,null,null,null,null,null,null,null,null,null,null,null,null,{"$f":"BF80","v":32.825505932189728}]
[null,null,null,null,null,null,null,null,null,null,null,null,null,null,null,null,null,null,null,null,null,null,null,null,null,null,null,null,null,null,null,null,null,null,null,null,null,null,null,null,null,null,null,null,null,null,null,null,null,null,null,null,null,null,null,null,null,{"$f":"BF79","v":21.883670621459817}]
[null,null,null,null,null,null,null,null,null,null,null,null,null,null,null,null,null,null,null,null,null,null,null,null,null,null,null,null,null,null,null,null,null,null,null,null,null,null,null,null,null,null,null,null,null,null,null,null,null,null,null,null,null,null,null,null,null,{"$f":"BF78","v":10.941835310729909}]

{"sheet":"Emissions GWh Btu MW","index":3,"n_rows":215,"n_cols":47,"rows_kept":215,"cut":false,"hidden":false,"merged":[[35,39,35,41],[88,15,88,17],[89,6,89,8],[89,9,89,11],[89,12,89,14],[89,15,89,17],[69,15,69,17],[48,9,48,11],[48,15,48,17],[49,15,49,17],[68,9,68,11],[68,12,68,14],[68,15,68,17],[36,39,36,41],[39,39,39,41],[38,39,38,41],[88,6,88,8],[88,9,88,11],[49,9,49,11],[48,12,48,14],[49,12,49,14],[88,12,88,14],[68,6,68,8],[69,6,69,8],[69,9,69,11],[69,12,69,14],[48,6,48,8],[49,6,49,8],[38,33,38,34],[34,12,34,14],[35,12,35,14],[36,12,36,14],[37,12,37,14],[91,21,97,21],[76,21,84,21],[67,21,74,21],[58,21,65,21],[50,21,56,21],[40,5,41,18],[35,33,35,34],[36,33,36,34],[37,33,37,34],[168,21,175,21],[36,26,36,28],[35,26,35,28],[37,26,37,28],[38,26,38,28],[159,21,166,21],[151,21,157,21],[139,21,145,21],[130,21,136,21],[122,21,128,21],[108,21,114,21],[99,21,105,21]]}
[]
[null,null,null,null,"EMISSIONS"]
[]
["PRIMARY CASE","Initial_v6"]
["SECONDARY CASE","High_Demand_v6"]
[]
["Regional Aggregation","National",{"$f":"IF(B7=\"State\",\"RPE_State\",\"RPE_RegionGroupAcronym\")","v":"RPE_RegionGroupAcronym"}]
["Region","WI"]
[]
["FILTERS"]
["Fuel Type","All Units","RPE_FuelType"]
["Fossil >25 MW","All Units","RPE_Fossil25MW"]
["Existing/New/Retired","Existing and New","RPE_ExistingorNewUnit"]
["Plant Type","All Units","RPE_PlantType"]
["Plant Category","All Units","RPE_PlantCategory"]
["Plant Controls","All Units",{"$f":"MATCH(B16,Controls,0)","v":1}]
["Existing or New Controls","All Controls"]
[]
[]
[]
["***You must click the update button to update the charts"]
[]
[]
[]
[]
[]
[]
[]
[]
[]
[]
[]
[]
[null,null,null,null,null,null,null,null,null,"Emissions Charts Only Controls"]
[null,null,null,null,null,null,null,null,null,null,null,"Comparison Type:","Actual",null,null,null,null,null,null,null,null,null,null,null,null,"Column Chart Only Controls",null,null,null,null,null,null,"Column and Pie Chart Controls",null,null,null,null,null,"Pie Chart Only Controls"]
[null,null,null,null,null,null,null,null,null,null,null,"Comparison:","Initial_v6",null,null,null,null,null,null,null,null,null,null,null,null,"Comparison Type:","Actual",null,null,null,null,null,"Category:","Generation",null,null,"Pie Chart 1",null,"Run","Historical Data"]
[null,null,null,null,null,null,null,null,null,null,null,"Fixed or Parallel:","Parallel",null,null,null,null,null,null,null,null,null,null,null,null,"Comparison:","High_Demand_v6",null,null,null,0,null,"Timeframe:","Annual",null,null,null,null,"Year",2016]
[null,null,null,null,null,null,null,null,null,null,null,"Comparison Year:",2021,null,null,null,null,null,null,null,null,null,null,null,null,"Fixed or Parallel:","Parallel",null,null,null,null,null,"Aggregation:","Grouped"]
[null,null,null,null,null,null,null,null,null,null,null,null,null,null,null,null,null,null,null,null,null,null,null,null,null,"Comparison Year:",2021,null,null,null,null,null,"Highlight:","*All Renewables Except Hydro",null,null,"Pie Chart 2",null,"Run","High_Demand_v6"]
[null,null,null,null,null,null,null,null,null,null,null,null,null,null,null,null,null,null,null,null,null,null,null,null,null,null,null,null,null,null,null,null,null,null,null,null,null,null,"Year",2030]
[null,null,null,null,null,"*Historical data is still under development. It is approximate and may not always provide an apples-to-apples comparison to IPM outputs. See READ ME worksheet for more info.",null,null,null,null,null,null,null,null,null,null,null,null,null,null,null,null,null,"*Historical data is still under development. It is approximate and may have significant error in some circumstances. See READ ME worksheet for more info."]
[]
[]
[]
[]
[]
[]
[null,null,null,null,null,null,"THESE TABELS AREN'T GRAPHED; see set below",null,null,null,null,null,null,null,null,null,null,null,null,null,null,null,null,null,{"$f":"IF($AH$36=\"Capacity\",VLOOKUP($AH$36,$A$170:$B$174,2,0),VLOOKUP($AH$36&\"_\"&$AH$37,$A$170:$B$174,2,0))","v":"RPE_GenerationTotalGWh"},null,null,null,null,{"$f":"IF(AH36=\"Heat Input\",\"TBtu\",IF(AH36=\"Capacity\",\"MW\",\"GWh\"))","v":"GWh"},{"$f":"AH37&\" \"&AH36&\" (\"&AD48&\")\"","v":"Annual Generation (GWh)"},null,null,null,null,{"$f":"AE48&\", \"&AN36&\" \"&AN37","v":"Annual Generation (GWh), Historical Data 2016"},{"$f":"AE48&\", \"&AN39&\" \"&AN40","v":"Annual Generation (GWh), High_Demand_v6 2030"}]
[null,null,null,null,null,null,"Annual SO2",null,null,"Annual CO2",null,null,"Annual NOx",null,null,"Ozone Season NOx",null,null,null,null,null,null,null,1,{"$f":"X49+1","v":2},{"$f":"Y49+1","v":3},4,5,6,7,8,9,10,11,12,13,14,15,16,17,18,19,20]
[null,null,null,null,null,null,"RPE_SO2EmissionsTotalThousandTons",null,null,"RPE_CO2EmissionsTotalThousandTons",null,null,"RPE_NOXEmissionsTotalThousandTons",null,null,"RPE_NOXEmissionsSummerThousandTons",null,null,null,null,null,null,"Year","All Units","Biomass","Coal Steam","Combined Cycle","Combustion Turbine","Fossil Other","Fuel Cell","Geothermal","Hydro","IGCC","International Imports","Landfill Gas","Non-Fossil Other","Nuclear","O/G Steam","Offshore Wind","Pumped Storage","Solar PV","Solar Thermal","Wind","Coal 30% CCS","Coal 90% CCS","Coal W/CCS","NGCC w/CCS"]
[{"$f":"IF(M35=\"Percent Change\",\"Percent Change\",\"thousands of short tons\")","v":"thousands of short tons"},null,null,null,null,null,"Historical",{"$f":"$B$4","v":"Initial_v6"},{"$f":"$B$5","v":"High_Demand_v6"},"Historical",{"$f":"$B$4","v":"Initial_v6"},{"$f":"$B$5","v":"High_Demand_v6"},"Historical",{"$f":"$B$4","v":"Initial_v6"},{"$f":"$B$5","v":"High_Demand_v6"},"Historical",{"$f":"$B$4","v":"Initial_v6"},{"$f":"$B$5","v":"High_Demand_v6"},null,null,1,"Historical",2011,{"$f":"CHOOSE(VLOOKUP($AH$36&\"_\"&$AH$37,$A$176:$B$181,2,0),\n\nSUMIFS(RPE_FuelConsumptionSummerTBtu,MeetHistoricCriteriaSeries2,\"=1\", IF($B$7=\"IPM Region\",RPE_RegionGroupAcronym,RPE_State),\"=\"&IF($B$7=\"National\",\"*\",$B$8),RPE_Year,\"=\"&$W51),\n\nSUMIFS(RPE_FuelConsumptionTotalTBtu,MeetHistoricCriteriaSeries2,\"=1\", IF($B$7=\"IPM Region\",RPE_RegionGroupAcronym,RPE_State),\"=\"&IF($B$7=\"National\",\"*\",$B$8),RPE_Year,\"=\"&$W51),\n\nSUMIFS(RPE_GenerationSummerGWh,MeetHistoricCriteriaSeries2,\"=1\", IF($B$7=\"IPM Region\",RPE_RegionGroupAcronym,RPE_State),\"=\"&IF($B$7=\"National\",\"*\",$B$8),RPE_Year,\"=\"&$W51),\n\nSUMIFS(RPE_GenerationTotalGWh,MeetHistoricCriteriaSeries2,\"=1\", IF($B$7=\"IPM Region\",RPE_RegionGroupAcronym,RPE_State),\"=\"&IF($B$7=\"National\",\"*\",$B$8),RPE_Year,\"=\"&$W51),\n\nSUMIFS(RPE_DispatchableCapacityMW,MeetHistoricCriteriaSeries2,\"=1\", IF($B$7=\"IPM Region\",RPE_RegionGroupAcronym,RPE_State),\"=\"&IF($B$7=\"National\",\"*\",$B$8),RPE_Year,\"=\"&$W51))","v":4029565.2057049996},{"$f":"CHOOSE(VLOOKUP($AH$36&\"_\"&$AH$37,$A$176:$B$181,2,0),\n\nSUMIFS(RPE_FuelConsumptionSummerTBtu,MeetHistoricCriteriaSeries2,\"=1\", IF($B$7=\"IPM Region\",RPE_RegionGroupAcronym,RPE_State),\"=\"&IF($B$7=\"National\",\"*\",$B$8),RPE_Year,\"=\"&$W51,RPE_PlantType,\"=\"&Y$50),\n\nSUMIFS(RPE_FuelConsumptionTotalTBtu,MeetHistoricCriteriaSeries2,\"=1\", IF($B$7=\"IPM Region\",RPE_RegionGroupAcronym,RPE_State),\"=\"&IF($B$7=\"National\",\"*\",$B$8),RPE_Year,\"=\"&$W51,RPE_PlantType,\"=\"&Y$50),\n\nSUMIFS(RPE_GenerationSummerGWh,MeetHistoricCriteriaSeries2,\"=1\", IF($B$7=\"IPM Region\",RPE_RegionGroupAcronym,RPE_State),\"=\"&IF($B$7=\"National\",\"*\",$B$8),RPE_Year,\"=\"&$W51,RPE_PlantType,\"=\"&Y$50),\n\nSUMIFS(RPE_GenerationTotalGWh,MeetHistoricCriteriaSeries2,\"=1\", IF($B$7=\"IPM Region\",RPE_RegionGroupAcronym,RPE_State),\"=\"&IF($B$7=\"National\",\"*\",$B$8),RPE_Year,\"=\"&$W51,RPE_PlantType,\"=\"&Y$50),\n\nSUMIFS(RPE_DispatchableCapacityMW,MeetHistoricCriteriaSeries2,\"=1\", IF($B$7=\"IPM Region\",RPE_RegionGroupAcronym,RPE_State),\"=\"&IF($B$7=\"National\",\"*\",$B$8),RPE_Year,\"=\"&$W51,RPE_PlantType,\"=\"&Y$50))","v":40357.789223000014},1739571.0350430002,733698.21896999993,56810.367849999995,0,56.634999999999998,15373.223000000002,319442.44540999999,1194.4209499999999,0,{"$f":"CHOOSE(VLOOKUP($AH$36&\"_\"&$AH$37,$A$176:$B$181,2,0),\n\nSUMIFS(RPE_FuelConsumptionSummerTBtu,MeetHistoricCriteriaSeries2,\"=1\", IF($B$7=\"IPM Region\",RPE_RegionGroupAcronym,RPE_State),\"=\"&IF($B$7=\"National\",\"*\",$B$8),RPE_Year,\"=\"&$W51,RPE_PlantType,\"=\"&AI$50),\n\nSUMIFS(RPE_FuelConsumptionTotalTBtu,MeetHistoricCriteriaSeries2,\"=1\", IF($B$7=\"IPM Region\",RPE_RegionGroupAcronym,RPE_State),\"=\"&IF($B$7=\"National\",\"*\",$B$8),RPE_Year,\"=\"&$W51,RPE_PlantType,\"=\"&AI$50),\n\nSUMIFS(RPE_GenerationSummerGWh,MeetHistoricCriteriaSeries2,\"=1\", IF($B$7=\"IPM Region\",RPE_RegionGroupAcronym,RPE_State),\"=\"&IF($B$7=\"National\",\"*\",$B$8),RPE_Year,\"=\"&$W51,RPE_PlantType,\"=\"&AI$50),\n\nSUMIFS(RPE_GenerationTotalGWh,MeetHistoricCriteriaSeries2,\"=1\", IF($B$7=\"IPM Region\",RPE_RegionGroupAcronym,RPE_State),\"=\"&IF($B$7=\"National\",\"*\",$B$8),RPE_Year,\"=\"&$W51,RPE_PlantType,\"=\"&AI$50),\n\nSUMIFS(RPE_DispatchableCapacityMW,MeetHistoricCriteriaSeries2,\"=1\", IF($B$7=\"IPM Region\",RPE_RegionGroupAcronym,RPE_State),\"=\"&IF($B$7=\"National\",\"*\",$B$8),RPE_Year,\"=\"&$W51,RPE_PlantType,\"=\"&AI$50))","v":8909.8919219999989},26039.765404999998,790206.35209299996,174804.86320000002,0,238.43099999999998,1011.6530720000002,1035.2905819999999,120176.59862800001,0,0,0,0]
[null,null,null,null,null,2012,{"$f":"SUMIFS(RPE_SO2EmissionsTotalThousandTons, MeetHistoricCriteriaSeries2,\"=1\",RPE_Year,\"=\"&$F52, IF($B$7=\"IPM Region\", RPE_RegionGroupAcronym, RPE_State),\"=\"&IF($B$7=\"National\",\"*\",$B$8))","v":3321.7345060000011},null,null,{"$f":"SUMIFS(RPE_CO2EmissionsTotalThousandTons, MeetHistoricCriteriaSeries2,\"=1\",RPE_Year,\"=\"&$F52, IF($B$7=\"IPM Region\", RPE_RegionGroupAcronym, RPE_State),\"=\"&IF($B$7=\"National\",\"*\",$B$8))","v":2208934.1348909996},null,null,{"$f":"SUMIFS(RPE_NOXEmissionsTotalThousandTons, MeetHistoricCriteriaSeries2,\"=1\",RPE_Year,\"=\"&$F52, IF($B$7=\"IPM Region\", RPE_RegionGroupAcronym, RPE_State),\"=\"&IF($B$7=\"National\",\"*\",$B$8))","v":1715.8469480000003},null,null,{"$f":"SUMIFS(RPE_NOXEmissionsSummerThousandTons, MeetHistoricCriteriaSeries2,\"=1\",RPE_Year,\"=\"&$F52, IF($B$7=\"IPM Region\", RPE_RegionGroupAcronym, RPE_State),\"=\"&IF($B$7=\"National\",\"*\",$B$8))","v":787.46597299999985},null,null,null,null,{"$f":"U51+1","v":2},null,2012,3971853.7597730006,40855.921668999988,1532126.4277250003,922939.09767999977,68785.679510000016,0,145.07997,15727.773625999998,276244.67760599998,1173.64526,0,9792.7961560000003,24858.003755000002,769331.482342,162926.22689999992,0,776.42500000000007,3450.5922960000007,1089.8209450000002,140821.71471999996,0,0,0,0]
[null,null,null,null,null,2013,3245.1738469999987,null,null,2233849.6959250001,null,null,1725.690503,null,null,750.29746400000022,null,null,null,null,{"$f":"U52+1","v":3},null,2013,4009391.3301449958,42691.689021000013,1607446.0125899997,872799.9312100003,56241.242929999986,0,339.39234999999996,15933.91308,268565.382729,4154.1103899999998,0,10466.200566,23825.709827000002,789016.47300000011,139529.59735999999,0,553.59100000000001,8121.0001779999984,975.90719999999988,167839.745444,0,0,0,0]
[null,null,null,null,null,2014,3157.0922819999982,null,null,2233715.4815760003,null,null,1667.2321780000011,null,null,695.62110899999982,null,null,null,null,4,null,2014,4034924.5292459978,46680.909096999996,1599622.3824300005,882735.1726899998,57596.762279999974,0,538.15497000000005,15876.941000000003,259366.62186299995,6048.1796299999996,0,11255.083898000001,22531.503635000005,797165.98199999996,135096.99129000006,0,79.866,15249.662101000002,2492.6990880000003,181655.28179400004,0,0,0,0]
[null,null,null,null,null,2015,2216.6843699999986,null,null,2093951.0266560011,null,null,1382.9763710000007,null,null,616.79623699999979,null,null,null,null,5,null,2015,4006745.0464189989,45504.899211999997,1390807.8514000005,1046314.7547899997,74057.90727999997,0,694.46393999999987,15917.575000000001,249080.08483699997,9104.7887100000007,0,11339.171480000001,21897.679877000006,797177.87699999998,127331.50641,0,601.5440000000001,21665.951976000008,3327.9986260000001,190718.54770499998,0,0,0,0]
[null,null,null,null,null,2016,1490.2818350000002,null,null,1994074.4728859996,null,null,1204.5676150000002,null,null,554.0761950000001,null,null,null,null,6,null,2016,4001922.9353320012,47611.397648999984,1295888.4541900007,1074863.8119399997,89057.652619999993,0,746.71440099999995,15825.807000000003,267962.61407999991,8375.5918999999994,0,11259.601093999998,8346.2284309999995,805693.94799999997,110884.34357999999,0,1052.742,32670.424147000002,3308.3960000000002,226992.56212900003,0,0,0,0]
[null,null,null,null,null,2017,1340.1996729999998,null,null,1911086.0129759994,null,null,1064.0999879999997,null,null,465.41706299999976,null,null,null,null,7]
[null,null,null,null,null,2021,null,{"$f":"SUMIFS(RPE_SO2EmissionsTotalThousandTons, MeetPrimaryCriteriaSeries2,\"=1\",RPE_Year,\"=\"&$F58, IF($B$7=\"IPM Region\", RPE_RegionGroupAcronym, RPE_State),\"=\"&IF($B$7=\"National\",\"*\",$B$8))","v":849.68284438162527},{"$f":"SUMIFS(RPE_SO2EmissionsTotalThousandTons, MeetComparisonCriteriaSeries2,\"=1\",RPE_Year,\"=\"&$F58, IF($B$7=\"IPM Region\", RPE_RegionGroupAcronym, RPE_State),\"=\"&IF($B$7=\"National\",\"*\",$B$8))","v":860.78602374564798},null,{"$f":"SUMIFS(RPE_CO2EmissionsTotalThousandTons, MeetPrimaryCriteriaSeries2,\"=1\",RPE_Year,\"=\"&$F58, IF($B$7=\"IPM Region\", RPE_RegionGroupAcronym, RPE_State),\"=\"&IF($B$7=\"National\",\"*\",$B$8))","v":1700600.8809468863},{"$f":"SUMIFS(RPE_CO2EmissionsTotalThousandTons, MeetComparisonCriteriaSeries2,\"=1\",RPE_Year,\"=\"&$F58, IF($B$7=\"IPM Region\", RPE_RegionGroupAcronym, RPE_State),\"=\"&IF($B$7=\"National\",\"*\",$B$8))","v":1714676.0824828162},null,{"$f":"SUMIFS(RPE_NOXEmissionsTotalThousandTons, MeetPrimaryCriteriaSeries2,\"=1\",RPE_Year,\"=\"&$F58, IF($B$7=\"IPM Region\", RPE_RegionGroupAcronym, RPE_State),\"=\"&IF($B$7=\"National\",\"*\",$B$8))","v":831.34577234566905},{"$f":"SUMIFS(RPE_NOXEmissionsTotalThousandTons, MeetComparisonCriteriaSeries2,\"=1\",RPE_Year,\"=\"&$F58, IF($B$7=\"IPM Region\", RPE_RegionGroupAcronym, RPE_State),\"=\"&IF($B$7=\"National\",\"*\",$B$8))","v":838.27371750098655},null,{"$f":"SUMIFS(RPE_NOXEmissionsSummerThousandTons, MeetPrimaryCriteriaSeries2,\"=1\",RPE_Year,\"=\"&$F58, IF($B$7=\"IPM Region\", RPE_RegionGroupAcronym, RPE_State),\"=\"&IF($B$7=\"National\",\"*\",$B$8))","v":388.29731138431055},{"$f":"SUMIFS(RPE_NOXEmissionsSummerThousandTons, MeetComparisonCriteriaSeries2,\"=1\",RPE_Year,\"=\"&$F58, IF($B$7=\"IPM Region\", RPE_RegionGroupAcronym, RPE_State),\"=\"&IF($B$7=\"National\",\"*\",$B$8))","v":391.91187162300736},null,null,8]
[null,null,null,null,null,2023,null,894.37643480373447,901.51743724425501,null,1769023.7533338023,1782324.9033567524,null,868.53866744448135,875.84779170456397,null,403.32018521358407,408.81529394811298,null,null,9,{"$f":"B4","v":"Initial_v6"},2021,{"$f":"CHOOSE(VLOOKUP($AH$36&\"_\"&$AH$37,$A$176:$B$181,2,0),\n\nSUMIFS(RPE_FuelConsumptionSummerTBtu,MeetPrimaryCriteriaSeries2,\"=1\", IF($B$7=\"IPM Region\",RPE_RegionGroupAcronym,RPE_State),\"=\"&IF($B$7=\"National\",\"*\",$B$8),RPE_Year,\"=\"&$W59),\n\nSUMIFS(RPE_FuelConsumptionTotalTBtu,MeetPrimaryCriteriaSeries2,\"=1\", IF($B$7=\"IPM Region\",RPE_RegionGroupAcronym,RPE_State),\"=\"&IF($B$7=\"National\",\"*\",$B$8),RPE_Year,\"=\"&$W59),\n\nSUMIFS(RPE_GenerationSummerGWh,MeetPrimaryCriteriaSeries2,\"=1\", IF($B$7=\"IPM Region\",RPE_RegionGroupAcronym,RPE_State),\"=\"&IF($B$7=\"National\",\"*\",$B$8),RPE_Year,\"=\"&$W59),\n\nSUMIFS(RPE_GenerationTotalGWh,MeetPrimaryCriteriaSeries2,\"=1\", IF($B$7=\"IPM Region\",RPE_RegionGroupAcronym,RPE_State),\"=\"&IF($B$7=\"National\",\"*\",$B$8),RPE_Year,\"=\"&$W59),\n\nSUMIFS(RPE_DispatchableCapacityMW,MeetPrimaryCriteriaSeries2,\"=1\", IF($B$7=\"IPM Region\",RPE_RegionGroupAcronym,RPE_State),\"=\"&IF($B$7=\"National\",\"*\",$B$8),RPE_Year,\"=\"&$W59))","v":4090068.7026221235},{"$f":"CHOOSE(VLOOKUP($AH$36&\"_\"&$AH$37,$A$176:$B$181,2,0),\n\nSUMIFS(RPE_FuelConsumptionSummerTBtu,MeetPrimaryCriteriaSeries2,\"=1\", IF($B$7=\"IPM Region\",RPE_RegionGroupAcronym,RPE_State),\"=\"&IF($B$7=\"National\",\"*\",$B$8),RPE_Year,\"=\"&$W59,RPE_PlantType,\"=\"&Y$50),\n\nSUMIFS(RPE_FuelConsumptionTotalTBtu,MeetPrimaryCriteriaSeries2,\"=1\", IF($B$7=\"IPM Region\",RPE_RegionGroupAcronym,RPE_State),\"=\"&IF($B$7=\"National\",\"*\",$B$8),RPE_Year,\"=\"&$W59,RPE_PlantType,\"=\"&Y$50),\n\nSUMIFS(RPE_GenerationSummerGWh,MeetPrimaryCriteriaSeries2,\"=1\", IF($B$7=\"IPM Region\",RPE_RegionGroupAcronym,RPE_State),\"=\"&IF($B$7=\"National\",\"*\",$B$8),RPE_Year,\"=\"&$W59,RPE_PlantType,\"=\"&Y$50),\n\nSUMIFS(RPE_GenerationTotalGWh,MeetPrimaryCriteriaSeries2,\"=1\", IF($B$7=\"IPM Region\",RPE_RegionGroupAcronym,RPE_State),\"=\"&IF($B$7=\"National\",\"*\",$B$8),RPE_Year,\"=\"&$W59,RPE_PlantType,\"=\"&Y$50),\n\nSUMIFS(RPE_DispatchableCapacityMW,MeetPrimaryCriteriaSeries2,\"=1\", IF($B$7=\"IPM Region\",RPE_RegionGroupAcronym,RPE_State),\"=\"&IF($B$7=\"National\",\"*\",$B$8),RPE_Year,\"=\"&$W59,RPE_PlantType,\"=\"&Y$50))","v":2032.9855660000003},868947.58514261188,1538898.3441990761,24584.828845260996,3236.6413251439999,0,19320.831624843999,295142.10401700099,4289.456636424,6339.6119990930001,{"$f":"CHOOSE(VLOOKUP($AH$36&\"_\"&$AH$37,$A$176:$B$181,2,0),\n\nSUMIFS(RPE_FuelConsumptionSummerTBtu,MeetPrimaryCriteriaSeries2,\"=1\", IF($B$7=\"IPM Region\",RPE_RegionGroupAcronym,RPE_State),\"=\"&IF($B$7=\"National\",\"*\",$B$8),RPE_Year,\"=\"&$W59,RPE_PlantType,\"=\"&AI$50),\n\nSUMIFS(RPE_FuelConsumptionTotalTBtu,MeetPrimaryCriteriaSeries2,\"=1\", IF($B$7=\"IPM Region\",RPE_RegionGroupAcronym,RPE_State),\"=\"&IF($B$7=\"National\",\"*\",$B$8),RPE_Year,\"=\"&$W59,RPE_PlantType,\"=\"&AI$50),\n\nSUMIFS(RPE_GenerationSummerGWh,MeetPrimaryCriteriaSeries2,\"=1\", IF($B$7=\"IPM Region\",RPE_RegionGroupAcronym,RPE_State),\"=\"&IF($B$7=\"National\",\"*\",$B$8),RPE_Year,\"=\"&$W59,RPE_PlantType,\"=\"&AI$50),\n\nSUMIFS(RPE_GenerationTotalGWh,MeetPrimaryCriteriaSeries2,\"=1\", IF($B$7=\"IPM Region\",RPE_RegionGroupAcronym,RPE_State),\"=\"&IF($B$7=\"National\",\"*\",$B$8),RPE_Year,\"=\"&$W59,RPE_PlantType,\"=\"&AI$50),\n\nSUMIFS(RPE_DispatchableCapacityMW,MeetPrimaryCriteriaSeries2,\"=1\", IF($B$7=\"IPM Region\",RPE_RegionGroupAcronym,RPE_State),\"=\"&IF($B$7=\"National\",\"*\",$B$8),RPE_Year,\"=\"&$W59,RPE_PlantType,\"=\"&AI$50))","v":11888.776473391003},23109.316978784002,724114.05311654415,63099.796226465005,122.420639574793,6629.4009192520007,97105.333805386836,3101.7824370661019,398105.43267020601,0,0,0,0]
[null,null,null,null,null,2025,null,930.32185610752003,941.99878564571304,null,1802806.8802388844,1827741.1926384687,null,887.24799903196072,898.90984970806926,null,404.09772596475523,409.98916175005155,null,null,10,null,2023,4176985.1901988685,2151.5290710000004,926117.40150916181,1540477.0895203103,31987.923674643993,3236.6413212819998,0,21308.188609735,304550.90048147459,4289.456636424,6339.6120001029994,11888.577759937003,23209.804960461006,732925.33871808019,62466.839636455989,122.420639574793,7600.9167475639997,97105.333805386836,3101.7824370661019,398105.43267020601,0,0,0,0]
[null,null,null,null,null,2030,null,909.73520000712972,917.71722960276179,null,1777799.6442248004,1805823.6996307566,null,838.75726602327461,849.97209708213927,null,399.84692561306969,405.04407671835571,null,null,11,null,2025,4248568.3565825317,2278.1939600000005,944379.28210441791,1556745.5738541787,39680.978195738004,3236.6413184200001,0.93959999999999999,21589.237648116999,310479.42385955399,4289.456636424,6339.6119978329998,11888.776493576999,23199.989683005995,724044.41822035215,62980.991166675994,122.420639574793,8265.8353069470013,127839.37079044414,3101.7824370661019,398105.43267020601,0,0,0,0]
[null,null,null,null,null,2035,null,841.42224396534539,865.53065606893426,null,1765252.170177863,1820357.2335275547,null,792.90993430720619,812.22213512981898,null,393.09269067383843,400.87223008673851,null,null,12,null,2030,4370195.925269478,2079.6610967900001,911386.48170274682,1601478.8392051647,40906.123385396975,2966.9378185869996,0.93959999999999999,21589.237648310002,314561.36717441597,4289.456636424,6339.6119989710005,10517.623831495001,22884.772686251006,715118.78414253611,60713.516951824997,122.420639574793,9557.731339513999,177942.09393017393,3101.7824370661019,464638.54304424138,0,0,0,0]
[null,null,null,null,null,2040,null,836.58152404098121,871.51086014577936,null,1822013.1871382974,1913928.9086933448,null,785.39280383441462,815.08242291353463,null,393.32357787587273,404.46896039597573,null,null,13,null,2035,4506632.2688156664,2150.732188,818211.28773925221,1798523.3946319583,59439.756096716985,3011.3736123559997,0.93959999999999999,21589.237645084995,317360.40923301305,4289.456636424,6339.611997342,10728.485786044001,22880.508290316997,715118.78414253611,66385.473572678995,122.420639574793,9234.2416707109987,183491.5137716239,3101.7824370661019,464652.85912497155,0,0,0,0]
[null,null,null,null,null,2045,null,844.60938079948858,889.26944336373595,null,1812268.22484713,1917790.8342705397,null,762.210397261107,799.82550994647431,null,386.79334344960864,399.84216263175284,null,null,14,null,2040,4674185.493683625,2303.8842030000001,829913.83980770095,1971435.1166370788,59041.939628861001,3017.4885735789999,0,21589.237643593999,319196.74464571098,4163.9235332560002,6339.6119993800003,10824.022730215996,22864.295971591,715118.78414253611,46947.316184689982,122.420639574793,9435.3175798750017,183920.05750876493,3101.7824370661019,464849.70981715957,0,0,0,0]
[null,null,null,null,null,2050,null,762.78947161074746,819.7415193714445,null,1779703.2308622077,1909799.3123123946,null,692.8772161418533,740.72344086722796,null,349.59942471396488,368.32993139578673,null,null,15,null,2045,4823397.1048537223,2352.6925190000002,823282.03978344996,2031154.712120703,53972.36419097599,3100.9858732899997,3.1320000000000001E-2,21589.237643514,319470.46082279395,3954.6308145960002,6339.6120005440007,11065.659094825,22942.946759678998,715118.78414253611,33199.604907995999,122.420639574793,9040.4918383980003,203169.06318865813,3101.7824370661019,560419.58475611964,0,0,0,0]
[null,null,null,null,null,null,null,null,null,null,null,null,null,null,null,null,null,null,null,null,16,null,2050,4990927.269946347,2085.7548080000001,737955.7560315514,2258981.8471623543,55885.18284118898,3100.9858669969999,3.1320000000000001E-2,21589.237644618999,319470.46079987503,0,6339.6120005440007,10873.476288664999,22901.474520126998,697989.0449116081,17406.582453546001,122.420639574793,8281.4531101819994,215524.5470042974,3101.7824370661019,609317.62010615412,0,0,0,0]
[null,null,null,null,null,null,null,null,null,null,null,null,null,null,null,null,null,null,null,null,17]
[null,null,null,null,null,null,"SUBTRACTIONS",null,null,null,null,null,null,null,null,null,null,null,null,null,18,{"$f":"B5","v":"High_Demand_v6"},2021,{"$f":"CHOOSE(VLOOKUP($AH$36&\"_\"&$AH$37,$A$176:$B$181,2,0),\n\nSUMIFS(RPE_FuelConsumptionSummerTBtu,MeetComparisonCriteriaSeries2,\"=1\", IF($B$7=\"IPM Region\",RPE_RegionGroupAcronym,RPE_State),\"=\"&IF($B$7=\"National\",\"*\",$B$8),RPE_Year,\"=\"&$W68),\n\nSUMIFS(RPE_FuelConsumptionTotalTBtu,MeetComparisonCriteriaSeries2,\"=1\", IF($B$7=\"IPM Region\",RPE_RegionGroupAcronym,RPE_State),\"=\"&IF($B$7=\"National\",\"*\",$B$8),RPE_Year,\"=\"&$W68),\n\nSUMIFS(RPE_GenerationSummerGWh,MeetComparisonCriteriaSeries2,\"=1\", IF($B$7=\"IPM Region\",RPE_RegionGroupAcronym,RPE_State),\"=\"&IF($B$7=\"National\",\"*\",$B$8),RPE_Year,\"=\"&$W68),\n\nSUMIFS(RPE_GenerationTotalGWh,MeetComparisonCriteriaSeries2,\"=1\", IF($B$7=\"IPM Region\",RPE_RegionGroupAcronym,RPE_State),\"=\"&IF($B$7=\"National\",\"*\",$B$8),RPE_Year,\"=\"&$W68),\n\nSUMIFS(RPE_DispatchableCapacityMW,MeetComparisonCriteriaSeries2,\"=1\", IF($B$7=\"IPM Region\",RPE_RegionGroupAcronym,RPE_State),\"=\"&IF($B$7=\"National\",\"*\",$B$8),RPE_Year,\"=\"&$W68))","v":4105938.6659183158},{"$f":"CHOOSE(VLOOKUP($AH$36&\"_\"&$AH$37,$A$176:$B$181,2,0),\n\nSUMIFS(RPE_FuelConsumptionSummerTBtu,MeetComparisonCriteriaSeries2,\"=1\", IF($B$7=\"IPM Region\",RPE_RegionGroupAcronym,RPE_State),\"=\"&IF($B$7=\"National\",\"*\",$B$8),RPE_Year,\"=\"&$W68,RPE_PlantType,\"=\"&Y$50),\n\nSUMIFS(RPE_FuelConsumptionTotalTBtu,MeetComparisonCriteriaSeries2,\"=1\", IF($B$7=\"IPM Region\",RPE_RegionGroupAcronym,RPE_State),\"=\"&IF($B$7=\"National\",\"*\",$B$8),RPE_Year,\"=\"&$W68,RPE_PlantType,\"=\"&Y$50),\n\nSUMIFS(RPE_GenerationSummerGWh,MeetComparisonCriteriaSeries2,\"=1\", IF($B$7=\"IPM Region\",RPE_RegionGroupAcronym,RPE_State),\"=\"&IF($B$7=\"National\",\"*\",$B$8),RPE_Year,\"=\"&$W68,RPE_PlantType,\"=\"&Y$50),\n\nSUMIFS(RPE_GenerationTotalGWh,MeetComparisonCriteriaSeries2,\"=1\", IF($B$7=\"IPM Region\",RPE_RegionGroupAcronym,RPE_State),\"=\"&IF($B$7=\"National\",\"*\",$B$8),RPE_Year,\"=\"&$W68,RPE_PlantType,\"=\"&Y$50),\n\nSUMIFS(RPE_DispatchableCapacityMW,MeetComparisonCriteriaSeries2,\"=1\", IF($B$7=\"IPM Region\",RPE_RegionGroupAcronym,RPE_State),\"=\"&IF($B$7=\"National\",\"*\",$B$8),RPE_Year,\"=\"&$W68,RPE_PlantType,\"=\"&Y$50))","v":2052.5529820000006},880501.33511517814,1540248.2505722018,24997.512428682989,3236.6413224530002,0,19320.831622546997,296268.05982839188,4289.456636424,6339.612000741,{"$f":"CHOOSE(VLOOKUP($AH$36&\"_\"&$AH$37,$A$176:$B$181,2,0),\n\nSUMIFS(RPE_FuelConsumptionSummerTBtu,MeetComparisonCriteriaSeries2,\"=1\", IF($B$7=\"IPM Region\",RPE_RegionGroupAcronym,RPE_State),\"=\"&IF($B$7=\"National\",\"*\",$B$8),RPE_Year,\"=\"&$W68,RPE_PlantType,\"=\"&AI$50),\n\nSUMIFS(RPE_FuelConsumptionTotalTBtu,MeetComparisonCriteriaSeries2,\"=1\", IF($B$7=\"IPM Region\",RPE_RegionGroupAcronym,RPE_State),\"=\"&IF($B$7=\"National\",\"*\",$B$8),RPE_Year,\"=\"&$W68,RPE_PlantType,\"=\"&AI$50),\n\nSUMIFS(RPE_GenerationSummerGWh,MeetComparisonCriteriaSeries2,\"=1\", IF($B$7=\"IPM Region\",RPE_RegionGroupAcronym,RPE_State),\"=\"&IF($B$7=\"National\",\"*\",$B$8),RPE_Year,\"=\"&$W68,RPE_PlantType,\"=\"&AI$50),\n\nSUMIFS(RPE_GenerationTotalGWh,MeetComparisonCriteriaSeries2,\"=1\", IF($B$7=\"IPM Region\",RPE_RegionGroupAcronym,RPE_State),\"=\"&IF($B$7=\"National\",\"*\",$B$8),RPE_Year,\"=\"&$W68,RPE_PlantType,\"=\"&AI$50),\n\nSUMIFS(RPE_DispatchableCapacityMW,MeetComparisonCriteriaSeries2,\"=1\", IF($B$7=\"IPM Region\",RPE_RegionGroupAcronym,RPE_State),\"=\"&IF($B$7=\"National\",\"*\",$B$8),RPE_Year,\"=\"&$W68,RPE_PlantType,\"=\"&AI$50))","v":11888.776478481999},23097.947756567009,724426.1027583601,64143.147050175015,122.420639574793,6661.8723602850005,97067.776215674225,3101.7824370661019,398174.58771350957,0,0,0,0]
[null,null,null,null,null,null,"Annual SO2",null,null,"Annual CO2",null,null,"Annual NOx",null,null,"Ozone Season NOx",null,null,null,null,19,null,2023,4205928.3446557913,2230.3994208320005,933510.13801409176,1548738.2013134365,32629.811944741999,3236.6413223179998,0.93959999999999999,21813.376185360001,303900.17781613593,4289.456636424,6339.6119976639993,11888.577759613005,23201.827767850009,742265.94361996814,63831.950099756003,122.420639574793,7489.1546227579993,99163.345744692851,3101.7824370661019,398174.58771350957,0,0,0,0]
[null,null,null,null,null,null,"RPE_SO2EmissionsTotalThousandTons",null,null,"RPE_CO2EmissionsTotalThousandTons",null,null,"RPE_NOXEmissionsTotalThousandTons",null,null,"RPE_NOXEmissionsSummerThousandTons",null,null,null,null,20,null,2025,4295540.8623969397,2328.8035420000006,958189.25411252957,1571569.1900395688,42826.690061469992,3236.6413230679996,0.93959999999999999,22206.957933516998,311161.88997401705,4289.456636424,6339.6119994109995,11888.776479256996,23209.408451104995,733385.02312224009,64636.393634899992,122.420639574793,8448.327250786002,130424.70744649328,3101.7824370661019,398174.58771350957,0,0,0,0]
[null,null,null,null,null,null,"Historical",{"$f":"H51","v":"Initial_v6"},{"$f":"I51","v":"High_Demand_v6"},"Historical",{"$f":"K51","v":"Initial_v6"},{"$f":"L51","v":"High_Demand_v6"},"Historical",{"$f":"N51","v":"Initial_v6"},{"$f":"O51","v":"High_Demand_v6"},"Historical",{"$f":"Q51","v":"Initial_v6"},{"$f":"R51","v":"High_Demand_v6"},null,null,21,null,2030,4472466.3747521751,2108.2274729999999,927161.62764359091,1623209.5463196016,45538.891521174985,2967.1891907699996,0.93959999999999999,22279.507485759001,316996.03190415795,4289.456636424,6339.6120023570002,10435.773561662996,22887.493514583995,724459.38904442405,61112.995366158008,122.420639574793,9732.5785633289997,189672.43035648609,3101.7824370661019,500050.48149205715,0,0,0,0]
[null,null,null,null,null,2012,{"$f":"IF(AND($M$37=\"Parallel\",$M$35=\"Absolute Change\"),\"\",IF($M$35=\"Actual\",0,\n   IF($M$36=\"Historical Data\",INDEX($G$52:$G$57,MATCH($M$38,$F$52:$F$57,0),1),\n         INDEX($H$58:$I$64,MATCH($M$38,$F$58:$F$64,0),MATCH($M$36,$H$51:$I$51,0)))))","v":0},null,null,{"$f":"IF(AND($M$37=\"Parallel\",$M$35=\"Absolute Change\"),\"\",IF($M$35=\"Actual\",0,\n   IF($M$36=\"Historical Data\",INDEX($J$52:$J$57,MATCH($M$38,$F$52:$F$57,0),1),\n         INDEX($K$58:$L$64,MATCH($M$38,$F$58:$F$64,0),MATCH($M$36,$K$51:$L$51,0)))))","v":0},null,null,{"$f":"IF(AND($M$37=\"Parallel\",$M$35=\"Absolute Change\"),\"\",IF($M$35=\"Actual\",0,\n   IF($M$36=\"Historical Data\",INDEX($M$52:$M$57,MATCH($M$38,$F$52:$F$57,0),1),\n         INDEX($N$58:$O$64,MATCH($M$38,$F$58:$F$64,0),MATCH($M$36,$N$51:$O$51,0)))))","v":0},null,null,{"$f":"IF(AND($M$37=\"Parallel\",$M$35=\"Absolute Change\"),\"\",IF($M$35=\"Actual\",0,\n   IF($M$36=\"Historical Data\",INDEX($P$52:$P$57,MATCH($M$38,$F$52:$F$57,0),1),\n         INDEX($Q$58:$R$64,MATCH($M$38,$F$58:$F$64,0),MATCH($M$36,$Q$51:$R$51,0)))))","v":0},null,null,null,null,22,null,2035,4662982.2748024678,2282.171833631,845597.75958872854,1871407.9976082919,61456.669713629009,3011.3736146699994,0.93959999999999999,22279.507474575999,317798.34535116615,4289.456636424,6339.611999234,10753.380923891002,22889.123663841998,724459.38904442405,62425.476956806015,122.420639574793,9736.2091784470012,194980.17704601138,3101.7824370661019,500050.48149205715,0,0,0,0]
[null,null,null,null,null,2013,0,null,null,0,null,null,0,null,null,0,null,null,null,null,23,null,2040,4909163.4957870245,2349.9672964639999,872144.59239743755,2102383.4951970093,62540.288849367011,3097.3333089409994,0.93959999999999999,22279.507480016,319470.46081934893,4289.456636424,6339.612001902,10911.080062292001,22876.427782109993,724459.38904442405,41680.877349448994,122.420639574793,9243.5779783160015,196378.00560116247,3101.7824370661019,505494.28130572545,0,0,0,0]
[null,null,null,null,null,2014,0,null,null,0,null,null,0,null,null,0,null,null,null,null,24,null,2045,5155484.1288297242,2395.7137430000002,872954.30376080354,2178803.7862476469,53992.884318137985,3102.7095478319998,3.1320000000000001E-2,22279.507477633993,320292.23225272499,4289.456636424,6339.6120005440007,11149.946268669995,23014.948172289991,724459.38904442405,30806.975463907995,122.420639574793,9490.5113801570005,223915.23525636579,3101.7824370661019,664972.68286252336,0,0,0,0]
["Historic Run Years","IPM Run Years",null,null,null,2015,0,null,null,0,null,null,0,null,null,0,null,null,null,null,25,null,2050,5416047.788440641,2499.0105630000003,803329.51468529447,2422831.3744702069,59254.532062807993,3102.7095499039997,3.1320000000000001E-2,22279.507478307998,320802.22552180698,0,6339.6120005440007,10937.050567516997,22940.158246916999,707329.64981349604,14375.659636065007,122.420639574793,8798.6813237099996,241134.43063725115,3101.7824370661019,766869.43748716905,0,0,0,0]
[2011,"Parallel",null,null,null,2016,0,null,null,0,null,null,0,null,null,0]
[2012,2021,null,null,null,2017,0,null,null,0,null,null,0,null,null,0,null,null,null,null,null,"SUBTRACTION (if necessary)","HISTORICAL",{"$f":"IF(OR($AA$36=\"Actual\",$AA$38=\"Parallel\"),0,INDEX($X$51:$AQ$75,VLOOKUP($AA$37,$A$88:$B$90,2,0)+IF($AA$37=\"Historical Data\",MATCH($AA$39,HistoricalYears,0),MATCH($AA$39,IPMRunYears,0))-1,X$49))","v":0},0,0,0,0,0,0,0,0,0,0,0,0,0,0,0,0,0,0,0,0,0,0,0]
[2013,2023,null,null,null,2021,null,{"$f":"IF($M$35=\"Actual\",0,IF($M$37=\"Fixed\",\n   IF($M$36=\"Historical Data\",INDEX($G$52:$G$57,MATCH($M$38,$F$52:$F$57,0),1),\n         INDEX($H$58:$I$65,MATCH($M$38,$F$58:$F$65,0),MATCH($M$36,$H$51:$I$51,0))),\n   INDEX($H$58:$I$65,MATCH($F78,$F$58:$F$65,0),MATCH($M$36,$H$51:$I$51,0))\n\n\n))","v":0},{"$f":"IF($M$35=\"Actual\",0,IF($M$37=\"Fixed\",\n   IF($M$36=\"Historical Data\",INDEX($G$52:$G$57,MATCH($M$38,$F$52:$F$57,0),1),\n         INDEX($H$58:$I$65,MATCH($M$38,$F$58:$F$65,0),MATCH($M$36,$H$51:$I$51,0))),\n   INDEX($H$58:$I$65,MATCH($F78,$F$58:$F$65,0),MATCH($M$36,$H$51:$I$51,0))\n\n\n))","v":0},null,{"$f":"IF($M$35=\"Actual\",0,IF($M$37=\"Fixed\",\n   IF($M$36=\"Historical Data\",INDEX($J$52:$J$57,MATCH($M$38,$F$52:$F$57,0),1),\n         INDEX($K$58:$L$65,MATCH($M$38,$F$58:$F$65,0),MATCH($M$36,$K$51:$L$51,0))),\n   INDEX($K$58:$L$65,MATCH($F78,$F$58:$F$65,0),MATCH($M$36,$K$51:$L$51,0))\n\n\n))","v":0},0,null,{"$f":"IF($M$35=\"Actual\",0,IF($M$37=\"Fixed\",\n   IF($M$36=\"Historical Data\",INDEX($M$52:$M$57,MATCH($M$38,$F$52:$F$57,0),1),\n         INDEX($N$58:$O$65,MATCH($M$38,$F$58:$F$65,0),MATCH($M$36,$N$51:$O$51,0))),\n   INDEX($N$58:$O$65,MATCH($F78,$F$58:$F$65,0),MATCH($M$36,$N$51:$O$51,0))\n\n\n))","v":0},0,null,{"$f":"IF($M$35=\"Actual\",0,IF($M$37=\"Fixed\",\n   IF($M$36=\"Historical Data\",INDEX($P$52:$P$57,MATCH($M$38,$F$52:$F$57,0),1),\n         INDEX($Q$58:$R$65,MATCH($M$38,$F$58:$F$65,0),MATCH($M$36,$Q$51:$R$51,0))),\n   INDEX($Q$58:$R$65,MATCH($F78,$F$58:$F$65,0),MATCH($M$36,$Q$51:$R$51,0))\n\n\n))","v":0},0,null,null,null,null,2021,{"$f":"IF($AA$36=\"Actual\",0,INDEX($X$51:$AQ$75,VLOOKUP($AA$37,$A$88:$B$90,2,0)+IF($AA$37=\"Historical Data\",MATCH($AA$39,HistoricalYears,0),IF($AA$38=\"Fixed\",MATCH($AA$39,Year,0),MATCH($W78,Year,0))),X$49))","v":0},0,0,0,0,0,0,0,0,0,{"$f":"IF($AA$36=\"Actual\",0,INDEX($X$51:$AQ$75,VLOOKUP($AA$37,$A$88:$B$90,2,0)+IF($AA$37=\"Historical Data\",MATCH($AA$39,HistoricalYears,0),IF($AA$38=\"Fixed\",MATCH($AA$39,Year,0),MATCH($W78,Year,0))),AH$49))","v":0},0,0,0,0,0,0,0,0,0,0,0,0,0]
[2014,2025,null,null,null,2023,null,{"$f":"IF($M$35=\"Actual\",0,IF($M$37=\"Fixed\",\n   IF($M$36=\"Historical Data\",INDEX($G$52:$G$57,MATCH($M$38,$F$52:$F$57,0),1),\n         INDEX($H$58:$I$65,MATCH($M$38,$F$58:$F$65,0),MATCH($M$36,$H$51:$I$51,0))),\n   INDEX($H$58:$I$65,MATCH($F79,$F$58:$F$65,0),MATCH($M$36,$H$51:$I$51,0))\n\n\n))","v":0},{"$f":"IF($M$35=\"Actual\",0,IF($M$37=\"Fixed\",\n   IF($M$36=\"Historical Data\",INDEX($G$52:$G$57,MATCH($M$38,$F$52:$F$57,0),1),\n         INDEX($H$58:$I$65,MATCH($M$38,$F$58:$F$65,0),MATCH($M$36,$H$51:$I$51,0))),\n   INDEX($H$58:$I$65,MATCH($F79,$F$58:$F$65,0),MATCH($M$36,$H$51:$I$51,0))\n\n\n))","v":0},null,0,0,null,0,0,null,0,0,null,null,null,null,2023,0,0,0,0,0,0,0,0,0,0,0,0,0,0,0,0,0,0,0,0,0,0,0,0]
[2015,2030,null,null,null,2025,null,0,0,null,0,0,null,0,0,null,0,0,null,null,null,null,2025,0,0,0,0,0,0,0,0,0,0,0,0,0,0,0,0,0,0,0,0,0,0,0,0]
[2016,2035,null,null,null,2030,null,0,0,null,0,0,null,0,0,null,0,0,null,null,null,null,2030,0,0,0,0,0,0,0,0,0,0,0,0,0,0,0,0,0,0,0,0,0,0,0,0]
[null,2040,null,null,null,2035,null,0,0,null,0,0,null,0,0,null,0,0,null,null,null,null,2035,0,0,0,0,0,0,0,0,0,0,0,0,0,0,0,0,0,0,0,0,0,0,0,0]
[null,2045,null,null,null,2040,null,0,0,null,0,0,null,0,0,null,0,0,null,null,null,null,2040,0,0,0,0,0,0,0,0,0,0,0,0,0,0,0,0,0,0,0,0,0,0,0,0]
[null,2050,null,null,null,2045,null,0,0,null,0,0,null,0,0,null,0,0,null,null,null,null,2045,0,0,0,0,0,0,0,0,0,0,0,0,0,0,0,0,0,0,0,0,0,0,0,0]
[null,null,null,null,null,2050,null,0,0,null,0,0,null,0,0,null,0,0,null,null,null,null,2050,0,0,0,0,0,0,0,0,0,0,0,0,0,0,0,0,0,0,0,0,0,0,0,0]
[null,null,null,null,null,null,{"$f":"G89&\" (thousand short tons)\"","v":"Annual SO2 (thousand short tons)"},null,null,{"$f":"J89&\" (thousand short tons)\"","v":"Annual CO2 (thousand short tons)"},null,null,{"$f":"M89&\" (thousand short tons)\"","v":"Annual NOx (thousand short tons)"},null,null,{"$f":"P89&\" (thousand short tons)\"","v":"Ozone Season NOx (thousand short tons)"}]
["Indexing Table"]
["Historical Data",0,null,null,null,null,"USE DYNAMIC NAMED RANGES FOR GRAPH AREAS"]
[{"$f":"B4","v":"Initial_v6"},8,null,null,null,null,"Annual SO2",null,null,"Annual CO2",null,null,"Annual NOx",null,null,"Ozone Season NOx",null,null,null,null,null,"DETAILED CATEGORIES"]
[{"$f":"B5","v":"High_Demand_v6"},17,null,null,null,null,"RPE_SO2EmissionsTotalThousandTons",null,null,"RPE_CO2EmissionsTotalThousandTons",null,null,"RPE_NOXEmissionsTotalThousandTons",null,null,"RPE_NOXEmissionsSummerThousandTons"]
[null,null,null,null,null,null,"Historical",{"$f":"H71","v":"Initial_v6"},{"$f":"I71","v":"High_Demand_v6"},"Historical",{"$f":"K71","v":"Initial_v6"},{"$f":"L71","v":"High_Demand_v6"},"Historical",{"$f":"N71","v":"Initial_v6"},{"$f":"O71","v":"High_Demand_v6"},"Historical",{"$f":"Q71","v":"Initial_v6"},{"$f":"R71","v":"High_Demand_v6"},null,null,null,null,null,"All Units","Biomass","Coal Steam","Combined Cycle","Combustion Turbine","Fossil Other","Fuel Cell","Geothermal","Hydro","IGCC","International Imports","Landfill Gas","Non-Fossil Other","Nuclear","O/G Steam","Offshore Wind","Pumped Storage","Solar PV","Solar Thermal","Wind","Coal 30% CCS","Coal 90% CCS","Coal W/CCS","NGCC w/CCS"]
[null,null,null,null,null,2012,{"$f":"IF(AND($M$37=\"Parallel\",OR($M$35=\"Absolute Change\",$M$35=\"Percent Change\")),NA(),IF($M$35=\"Percent Change\",(G52-G72)/G72,G52-G72))","v":3321.7345060000011},null,null,{"$f":"IF(AND($M$37=\"Parallel\",OR($M$35=\"Absolute Change\",$M$35=\"Percent Change\")),NA(),IF($M$35=\"Percent Change\",(J52-J72)/J72,J52-J72))","v":2208934.1348909996},null,null,{"$f":"IF(AND($M$37=\"Parallel\",OR($M$35=\"Absolute Change\",$M$35=\"Percent Change\")),NA(),IF($M$35=\"Percent Change\",(M52-M72)/M72,M52-M72))","v":1715.8469480000003},null,null,{"$f":"IF(AND($M$37=\"Parallel\",OR($M$35=\"Absolute Change\",$M$35=\"Percent Change\")),NA(),IF($M$35=\"Percent Change\",(P52-P72)/P72,P52-P72))","v":787.46597299999985},null,null,null,null,1,"Historical Data                        ",2011,{"$f":"IF($AA$36=\"Actual\",X51,IF($AA$38=\"Parallel\",\"\",X51-X$77))","v":4029565.2057049996},40357.789223000014,1739571.0350430002,733698.21896999993,56810.367849999995,0,56.634999999999998,15373.223000000002,319442.44540999999,1194.4209499999999,0,8909.8919219999989,26039.765404999998,790206.35209299996,174804.86320000002,0,238.43099999999998,1011.6530720000002,1035.2905819999999,120176.59862800001,0,0,0,0]
[null,null,null,null,null,2013,3245.1738469999987,null,null,2233849.6959250001,null,null,1725.690503,null,null,750.29746400000022,null,null,null,null,{"$f":"U92+1","v":2},null,2012,{"$f":"IF($AA$36=\"Actual\",X52,IF($AA$38=\"Parallel\",\"\",X52-X$77))","v":3971853.7597730006},40855.921668999988,1532126.4277250003,922939.09767999977,68785.679510000016,0,145.07997,15727.773625999998,276244.67760599998,1173.64526,0,9792.7961560000003,24858.003755000002,769331.482342,162926.22689999992,0,776.42500000000007,3450.5922960000007,1089.8209450000002,140821.71471999996,0,0,0,0]
[null,null,null,null,null,2014,3157.0922819999982,null,null,2233715.4815760003,null,null,1667.2321780000011,null,null,695.62110899999982,null,null,null,null,{"$f":"U93+1","v":3},null,2013,{"$f":"IF($AA$36=\"Actual\",X53,IF($AA$38=\"Parallel\",\"\",X53-X$77))","v":4009391.3301449958},42691.689021000013,1607446.0125899997,872799.9312100003,56241.242929999986,0,339.39234999999996,15933.91308,268565.382729,4154.1103899999998,0,10466.200566,23825.709827000002,789016.47300000011,139529.59735999999,0,553.59100000000001,8121.0001779999984,975.90719999999988,167839.745444,0,0,0,0]
[null,null,null,null,null,2015,2216.6843699999986,null,null,2093951.0266560011,null,null,1382.9763710000007,null,null,616.79623699999979,null,null,null,null,4,null,2014,{"$f":"IF($AA$36=\"Actual\",X54,IF($AA$38=\"Parallel\",\"\",X54-X$77))","v":4034924.5292459978},46680.909096999996,1599622.3824300005,882735.1726899998,57596.762279999974,0,538.15497000000005,15876.941000000003,259366.62186299995,6048.1796299999996,0,11255.083898000001,22531.503635000005,797165.98199999996,135096.99129000006,0,79.866,15249.662101000002,2492.6990880000003,181655.28179400004,0,0,0,0]
[null,null,null,null,null,2016,1490.2818350000002,null,null,1994074.4728859996,null,null,1204.5676150000002,null,null,554.0761950000001,null,null,null,null,5,null,2015,{"$f":"IF($AA$36=\"Actual\",X55,IF($AA$38=\"Parallel\",\"\",X55-X$77))","v":4006745.0464189989},45504.899211999997,1390807.8514000005,1046314.7547899997,74057.90727999997,0,694.46393999999987,15917.575000000001,249080.08483699997,9104.7887100000007,0,11339.171480000001,21897.679877000006,797177.87699999998,127331.50641,0,601.5440000000001,21665.951976000008,3327.9986260000001,190718.54770499998,0,0,0,0]
[null,null,null,null,null,2017,1340.1996729999998,null,null,1911086.0129759994,null,null,1064.0999879999997,null,null,465.41706299999976,null,null,null,null,6,null,2016,{"$f":"IF($AA$36=\"Actual\",X56,IF($AA$38=\"Parallel\",\"\",X56-X$77))","v":4001922.9353320012},47611.397648999984,1295888.4541900007,1074863.8119399997,89057.652619999993,0,746.71440099999995,15825.807000000003,267962.61407999991,8375.5918999999994,0,11259.601093999998,8346.2284309999995,805693.94799999997,110884.34357999999,0,1052.742,32670.424147000002,3308.3960000000002,226992.56212900003,0,0,0,0]
[null,null,null,null,null,2021,null,{"$f":"IF(AND(OR($M$35=\"Absolute Change\",$M$35=\"Percent Change\"),$M$37=\"Parallel\",$B$4=$M$36),NA(),IF($M$35=\"Percent Change\",(H58-H78)/H78,H58-H78))","v":849.68284438162527},{"$f":"IF(AND(OR($M$35=\"Absolute Change\",$M$35=\"Percent Change\"),$M$37=\"Parallel\",$B$5=$M$36),NA(),IF($M$35=\"Percent Change\",(I58-I78)/I78,I58-I78))","v":860.78602374564798},null,{"$f":"IF(AND(OR($M$35=\"Absolute Change\",$M$35=\"Percent Change\"),$M$37=\"Parallel\",$B$4=$M$36),NA(),IF($M$35=\"Percent Change\",(K58-K78)/K78,K58-K78))","v":1700600.8809468863},{"$f":"IF(AND(OR($M$35=\"Absolute Change\",$M$35=\"Percent Change\"),$M$37=\"Parallel\",$B$5=$M$36),NA(),IF($M$35=\"Percent Change\",(L58-L78)/L78,L58-L78))","v":1714676.0824828162},null,{"$f":"IF(AND(OR($M$35=\"Absolute Change\",$M$35=\"Percent Change\"),$M$37=\"Parallel\",$B$4=$M$36),NA(),IF($M$35=\"Percent Change\",(N58-N78)/N78,N58-N78))","v":831.34577234566905},{"$f":"IF(AND(OR($M$35=\"Absolute Change\",$M$35=\"Percent Change\"),$M$37=\"Parallel\",$B$5=$M$36),NA(),IF($M$35=\"Percent Change\",(O58-O78)/O78,O58-O78))","v":838.27371750098655},null,{"$f":"IF(AND(OR($M$35=\"Absolute Change\",$M$35=\"Percent Change\"),$M$37=\"Parallel\",$B$4=$M$36),NA(),IF($M$35=\"Percent Change\",(Q58-Q78)/Q78,Q58-Q78))","v":388.29731138431055},{"$f":"IF(AND(OR($M$35=\"Absolute Change\",$M$35=\"Percent Change\"),$M$37=\"Parallel\",$B$5=$M$36),NA(),IF($M$35=\"Percent Change\",(R58-R78)/R78,R58-R78))","v":391.91187162300736},null,null,7]
[null,null,null,null,null,2023,null,894.37643480373447,901.51743724425501,null,1769023.7533338023,1782324.9033567524,null,868.53866744448135,875.84779170456397,null,403.32018521358407,408.81529394811298,null,null,8,null,null,"All Units","Biomass","Coal Steam","Combined Cycle","Combustion Turbine","Fossil Other","Fuel Cell","Geothermal","Hydro","IGCC","International Imports","Landfill Gas","Non-Fossil Other","Nuclear","O/G Steam","Offshore Wind","Pumped Storage","Solar PV","Solar Thermal","Wind","Coal 30% CCS","Coal 90% CCS","Coal W/CCS","NGCC w/CCS"]
[null,null,null,null,null,2025,null,930.32185610752003,941.99878564571304,null,1802806.8802388844,1827741.1926384687,null,887.24799903196072,898.90984970806926,null,404.09772596475523,409.98916175005155,null,null,9,{"$f":"V59","v":"Initial_v6"},2021,{"$f":"IF($AA$36=\"Actual\",X59,X59-X78)","v":4090068.7026221235},2032.9855660000003,868947.58514261188,1538898.3441990761,24584.828845260996,3236.6413251439999,0,19320.831624843999,295142.10401700099,4289.456636424,6339.6119990930001,11888.776473391003,23109.316978784002,724114.05311654415,63099.796226465005,122.420639574793,6629.4009192520007,97105.333805386836,3101.7824370661019,398105.43267020601,{"$f":"IF($AA$36=\"Actual\",AR59,AR59-AR78)","v":0},0,0,0]
[null,null,null,null,null,2030,null,909.73520000712972,917.71722960276179,null,1777799.6442248004,1805823.6996307566,null,838.75726602327461,849.97209708213927,null,399.84692561306969,405.04407671835571,null,null,10,null,2023,{"$f":"IF($AA$36=\"Actual\",X60,X60-X79)","v":4176985.1901988685},2151.5290710000004,926117.40150916181,1540477.0895203103,31987.923674643993,3236.6413212819998,0,21308.188609735,304550.90048147459,4289.456636424,6339.6120001029994,11888.577759937003,23209.804960461006,732925.33871808019,62466.839636455989,122.420639574793,7600.9167475639997,97105.333805386836,3101.7824370661019,398105.43267020601,0,0,0,0]
[null,null,null,null,null,2035,null,841.42224396534539,865.53065606893426,null,1765252.170177863,1820357.2335275547,null,792.90993430720619,812.22213512981898,null,393.09269067383843,400.87223008673851,null,null,11,null,2025,{"$f":"IF($AA$36=\"Actual\",X61,X61-X80)","v":4248568.3565825317},2278.1939600000005,944379.28210441791,1556745.5738541787,39680.978195738004,3236.6413184200001,0.93959999999999999,21589.237648116999,310479.42385955399,4289.456636424,6339.6119978329998,11888.776493576999,23199.989683005995,724044.41822035215,62980.991166675994,122.420639574793,8265.8353069470013,127839.37079044414,3101.7824370661019,398105.43267020601,0,0,0,0]
[null,null,null,null,null,2040,null,836.58152404098121,871.51086014577936,null,1822013.1871382974,1913928.9086933448,null,785.39280383441462,815.08242291353463,null,393.32357787587273,404.46896039597573,null,null,12,null,2030,{"$f":"IF($AA$36=\"Actual\",X62,X62-X81)","v":4370195.925269478},2079.6610967900001,911386.48170274682,1601478.8392051647,40906.123385396975,2966.9378185869996,0.93959999999999999,21589.237648310002,314561.36717441597,4289.456636424,6339.6119989710005,10517.623831495001,22884.772686251006,715118.78414253611,60713.516951824997,122.420639574793,9557.731339513999,177942.09393017393,3101.7824370661019,464638.54304424138,0,0,0,0]
[null,null,null,null,null,2045,null,844.60938079948858,889.26944336373595,null,1812268.22484713,1917790.8342705397,null,762.210397261107,799.82550994647431,null,386.79334344960864,399.84216263175284,null,null,13,null,2035,{"$f":"IF($AA$36=\"Actual\",X63,X63-X82)","v":4506632.2688156664},2150.732188,818211.28773925221,1798523.3946319583,59439.756096716985,3011.3736123559997,0.93959999999999999,21589.237645084995,317360.40923301305,4289.456636424,6339.611997342,10728.485786044001,22880.508290316997,715118.78414253611,66385.473572678995,122.420639574793,9234.2416707109987,183491.5137716239,3101.7824370661019,464652.85912497155,0,0,0,0]
[null,null,null,null,null,2050,null,762.78947161074746,819.7415193714445,null,1779703.2308622077,1909799.3123123946,null,692.8772161418533,740.72344086722796,null,349.59942471396488,368.32993139578673,null,null,14,null,2040,{"$f":"IF($AA$36=\"Actual\",X64,X64-X83)","v":4674185.493683625},2303.8842030000001,829913.83980770095,1971435.1166370788,59041.939628861001,3017.4885735789999,0,21589.237643593999,319196.74464571098,4163.9235332560002,6339.6119993800003,10824.022730215996,22864.295971591,715118.78414253611,46947.316184689982,122.420639574793,9435.3175798750017,183920.05750876493,3101.7824370661019,464849.70981715957,0,0,0,0]
[null,null,null,null,null,null,null,null,null,null,null,null,null,null,null,null,null,null,null,null,15,null,2045,{"$f":"IF($AA$36=\"Actual\",X65,X65-X84)","v":4823397.1048537223},2352.6925190000002,823282.03978344996,2031154.712120703,53972.36419097599,3100.9858732899997,3.1320000000000001E-2,21589.237643514,319470.46082279395,3954.6308145960002,6339.6120005440007,11065.659094825,22942.946759678998,715118.78414253611,33199.604907995999,122.420639574793,9040.4918383980003,203169.06318865813,3101.7824370661019,560419.58475611964,0,0,0,0]
[null,null,null,null,null,null,null,null,null,null,null,null,null,null,null,null,null,null,null,null,16,null,2050,4990927.269946347,2085.7548080000001,737955.7560315514,2258981.8471623543,55885.18284118898,3100.9858669969999,3.1320000000000001E-2,21589.237644618999,319470.46079987503,0,6339.6120005440007,10873.476288664999,22901.474520126998,697989.0449116081,17406.582453546001,122.420639574793,8281.4531101819994,215524.5470042974,3101.7824370661019,609317.62010615412,0,0,0,0]
[null,null,null,null,null,null,null,null,null,null,null,null,null,null,null,null,null,null,null,null,17,null,null,"All Units","Biomass","Coal Steam","Combined Cycle","Combustion Turbine","Fossil Other","Fuel Cell","Geothermal","Hydro","IGCC","International Imports","Landfill Gas","Non-Fossil Other","Nuclear","O/G Steam","Offshore Wind","Pumped Storage","Solar PV","Solar Thermal","Wind","Coal 30% CCS","Coal 90% CCS","Coal W/CCS","NGCC w/CCS"]
[null,null,null,null,null,null,null,null,null,null,null,null,null,null,null,null,null,null,null,null,18,{"$f":"V68","v":"High_Demand_v6"},2021,{"$f":"IF($AA$36=\"Actual\",X68,X68-X78)","v":4105938.6659183158},2052.5529820000006,880501.33511517814,1540248.2505722018,24997.512428682989,3236.6413224530002,0,19320.831622546997,296268.05982839188,4289.456636424,6339.612000741,11888.776478481999,23097.947756567009,724426.1027583601,64143.147050175015,122.420639574793,6661.8723602850005,97067.776215674225,3101.7824370661019,398174.58771350957,{"$f":"IF($AA$36=\"Actual\",AR68,AR68-AR78)","v":0},0,0,0]
[null,"Hydro",null,null,null,null,null,null,null,null,null,null,null,null,null,null,null,null,null,null,19,null,2023,{"$f":"IF($AA$36=\"Actual\",X69,X69-X79)","v":4205928.3446557913},2230.3994208320005,933510.13801409176,1548738.2013134365,32629.811944741999,3236.6413223179998,0.93959999999999999,21813.376185360001,303900.17781613593,4289.456636424,6339.6119976639993,11888.577759613005,23201.827767850009,742265.94361996814,63831.950099756003,122.420639574793,7489.1546227579993,99163.345744692851,3101.7824370661019,398174.58771350957,0,0,0,0]
[null,"Nuclear",null,null,null,null,null,null,null,null,null,null,null,null,null,null,null,null,null,null,20,null,2025,{"$f":"IF($AA$36=\"Actual\",X70,X70-X80)","v":4295540.8623969397},2328.8035420000006,958189.25411252957,1571569.1900395688,42826.690061469992,3236.6413230679996,0.93959999999999999,22206.957933516998,311161.88997401705,4289.456636424,6339.6119994109995,11888.776479256996,23209.408451104995,733385.02312224009,64636.393634899992,122.420639574793,8448.327250786002,130424.70744649328,3101.7824370661019,398174.58771350957,0,0,0,0]
[null,"Non-Fossil Other",null,null,null,null,null,null,null,null,null,null,null,null,null,null,null,null,null,null,21,null,2030,{"$f":"IF($AA$36=\"Actual\",X71,X71-X81)","v":4472466.3747521751},2108.2274729999999,927161.62764359091,1623209.5463196016,45538.891521174985,2967.1891907699996,0.93959999999999999,22279.507485759001,316996.03190415795,4289.456636424,6339.6120023570002,10435.773561662996,22887.493514583995,724459.38904442405,61112.995366158008,122.420639574793,9732.5785633289997,189672.43035648609,3101.7824370661019,500050.48149205715,0,0,0,0]
[null,"Fossil Other",null,null,null,null,null,null,null,null,null,null,null,null,null,null,null,null,null,null,22,null,2035,{"$f":"IF($AA$36=\"Actual\",X72,X72-X82)","v":4662982.2748024678},2282.171833631,845597.75958872854,1871407.9976082919,61456.669713629009,3011.3736146699994,0.93959999999999999,22279.507474575999,317798.34535116615,4289.456636424,6339.611999234,10753.380923891002,22889.123663841998,724459.38904442405,62425.476956806015,122.420639574793,9736.2091784470012,194980.17704601138,3101.7824370661019,500050.48149205715,0,0,0,0]
[null,"Coal Steam",null,null,null,null,null,null,null,null,null,null,null,null,null,null,null,null,null,null,23,null,2040,{"$f":"IF($AA$36=\"Actual\",X73,X73-X83)","v":4909163.4957870245},2349.9672964639999,872144.59239743755,2102383.4951970093,62540.288849367011,3097.3333089409994,0.93959999999999999,22279.507480016,319470.46081934893,4289.456636424,6339.612001902,10911.080062292001,22876.427782109993,724459.38904442405,41680.877349448994,122.420639574793,9243.5779783160015,196378.00560116247,3101.7824370661019,505494.28130572545,0,0,0,0]
[null,"IGCC",null,null,null,null,null,null,null,null,null,null,null,null,null,null,null,null,null,null,24,null,2045,{"$f":"IF($AA$36=\"Actual\",X74,X74-X84)","v":5155484.1288297242},2395.7137430000002,872954.30376080354,2178803.7862476469,53992.884318137985,3102.7095478319998,3.1320000000000001E-2,22279.507477633993,320292.23225272499,4289.456636424,6339.6120005440007,11149.946268669995,23014.948172289991,724459.38904442405,30806.975463907995,122.420639574793,9490.5113801570005,223915.23525636579,3101.7824370661019,664972.68286252336,0,0,0,0]
[null,"Combined Cycle",null,null,null,null,null,null,null,null,null,null,null,null,null,null,null,null,null,null,25,null,2050,5416047.788440641,2499.0105630000003,803329.51468529447,2422831.3744702069,59254.532062807993,3102.7095499039997,3.1320000000000001E-2,22279.507478307998,320802.22552180698,0,6339.6120005440007,10937.050567516997,22940.158246916999,707329.64981349604,14375.659636065007,122.420639574793,8798.6813237099996,241134.43063725115,3101.7824370661019,766869.43748716905,0,0,0,0]
[null,"Combustion Turbine",null,null,null,null,null,null,null,null,null,null,null,null,null,null,null,null,null,null,26]
[null,"O/G Steam"]
[null,"Wind"]
[null,"Offshore Wind",null,null,null,null,null,null,null,null,null,null,null,null,null,null,null,null,null,null,null,"ROLLED UP CATEGORIES"]
[null,"Solar PV"]
[null,"Solar Thermal",null,null,null,null,null,null,null,null,null,null,null,null,null,null,null,null,null,null,null,null,null,"All Units","Coal","Combined Cycle","CT, O/G Steam, Other Fossil","Nuclear","Other","All Renewables","Coal w/CCS","NGCC w/CCS","All Fossil","All Non-Fossil","All Renewables Except Hydro","All CCS"]
[null,"Landfill Gas",null,null,null,null,null,null,null,null,null,null,null,null,null,null,null,null,null,null,1,"Historical Data",2011,{"$f":"IF($AH$38=\"Detailed\",\"\",IF(AND($AA$38=\"Parallel\",$AA$36=\"Absolue Change\"),\"\",X92))","v":4029565.2057049996},{"$f":"IF($AH$38=\"Detailed\",\"\",IF(AND($AA$38=\"Parallel\",$AA$36=\"Absolue Change\"),\"\",Z92+AG92))","v":1740765.4559930002},{"$f":"IF($AH$38=\"Detailed\",\"\",IF(AND($AA$38=\"Parallel\",$AA$36=\"Absolue Change\"),\"\",AA92))","v":733698.21896999993},{"$f":"IF($AH$38=\"Detailed\",\"\",IF(AND($AA$38=\"Parallel\",$AA$36=\"Absolue Change\"),\"\",AB92+AC92+AL92))","v":231615.23105},{"$f":"IF($AH$38=\"Detailed\",\"\",IF(AND($AA$38=\"Parallel\",$AA$36=\"Absolue Change\"),\"\",AK92))","v":790206.35209299996},{"$f":"IF($AH$38=\"Detailed\",\"\",IF(AND($AA$38=\"Parallel\",$AA$36=\"Absolue Change\"),\"\",AD92+AH92+AJ92+AN92))","v":26334.831404999997},{"$f":"IF($AH$38=\"Detailed\",\"\",IF(AND($AA$38=\"Parallel\",$AA$36=\"Absolue Change\"),\"\",Y92+AE92+AF92+AI92+AM92+AO92+AP92+AQ92))","v":506306.89183699997},{"$f":"IF($AH$38=\"Detailed\",\"\",IF(AND($AA$38=\"Parallel\",$AA$36=\"Absolue Change\"),\"\",AR92+AS92+AT92))","v":0},{"$f":"IF($AH$38=\"Detailed\",\"\",IF(AND($AA$38=\"Parallel\",$AA$36=\"Absolue Change\"),\"\",AU92))","v":0},{"$f":"SUM(Y123:AA123,AE123:AF123)","v":2706078.9060130003},{"$f":"SUM(AB123:AD123)","v":1322848.0753349999},{"$f":"AD123-AF92","v":186864.44642699999},{"$f":"AE123+AF123","v":0}]
[null,"Geothermal",null,null,null,null,null,null,null,null,null,null,null,null,null,null,null,null,null,null,{"$f":"U123+1","v":2},null,2012,3971853.7597730006,1533300.0729850002,922939.09767999977,231711.90640999994,769331.482342,25779.508725,487983.29701799992,0,0,2687951.0770749999,1283094.2880849999,211738.61941199994,0]
[null,"Biomass",null,null,null,null,null,null,null,null,null,null,null,null,null,null,null,null,null,null,{"$f":"U124+1","v":3},null,2013,4009391.3301449958,1611600.1229799998,872799.9312100003,195770.84028999996,789016.47300000011,24718.693177000001,514593.83821800008,0,0,2680170.8944800003,1328329.0043950002,246028.45548900007,0]
[null,"Fuel Cell",null,null,null,null,null,null,null,null,null,null,null,null,null,null,null,null,null,null,4,null,2014,4034924.5292459978,1605670.5620600004,882735.1726899998,192693.75357000003,797165.98199999996,23149.524605000006,532577.19884099998,0,0,2681099.4883200005,1352892.705446,273210.576978,0]
[null,"International Imports",null,null,null,null,null,null,null,null,null,null,null,null,null,null,null,null,null,null,5,null,2015,4006745.0464189989,1399912.6401100005,1046314.7547899997,201389.41368999996,797177.87699999998,23193.687817000009,537554.22883599997,0,0,2647616.80859,1357925.7936529999,288474.14399899996,0]
[null,"Pumped Storage",null,null,null,null,null,null,null,null,null,null,null,null,null,null,null,null,null,null,6,null,2016,4001922.9353320012,1304264.0460900008,1074863.8119399997,199941.99619999999,805693.94799999997,10145.684831999999,605630.80209899996,0,0,2579069.8542300006,1421470.434931,337668.18801900005,0]
[null,null,null,null,null,null,null,null,null,null,null,null,null,null,null,null,null,null,null,null,7]
[null,null,null,null,null,null,null,null,null,null,null,null,null,null,null,null,null,null,null,null,8,null,null,"All Units","Coal","Combined Cycle","CT, O/G Steam, Other Fossil","Nuclear","Other","All Renewables","Coal w/CCS","NGCC w/CCS","All Fossil","All Non-Fossil","All Renewables Except Hydro","All CCS"]
[null,"Biomass Co-firing",null,null,null,null,null,null,null,null,null,null,null,null,null,null,null,null,null,null,9,{"$f":"V59","v":"Initial_v6"},2021,{"$f":"IF($AH$38=\"Detailed\",\"\",X100)","v":4090068.7026221235},{"$f":"IF($AH$38=\"Detailed\",\"\",Z100+AG100)","v":873237.04177903582},{"$f":"IF($AH$38=\"Detailed\",\"\",AA100)","v":1538898.3441990761},{"$f":"IF($AH$38=\"Detailed\",\"\",AB100+AC100+AL100)","v":90921.266396869993},{"$f":"IF($AH$38=\"Detailed\",\"\",AK100)","v":724114.05311654415},{"$f":"IF($AH$38=\"Detailed\",\"\",AD100+AH100+AJ100+AN100)","v":36078.329897129006},{"$f":"IF($AH$38=\"Detailed\",\"\",Y100+AE100+AF100+AI100+AM100+AO100+AP100+AQ100)","v":826819.66723346966},{"$f":"IF($AH$38=\"Detailed\",\"\",IF(AND($AA$38=\"Parallel\",$AA$36=\"Absolue Change\"),\"\",AR100+AS100+AT100))","v":0},{"$f":"IF($AH$38=\"Detailed\",\"\",IF(AND($AA$38=\"Parallel\",$AA$36=\"Absolue Change\"),\"\",AU100))","v":0},{"$f":"SUM(Y131:AA131,AE131:AF131)","v":2503056.6523749819},{"$f":"SUM(AB131:AD131)","v":1587012.0502471428},{"$f":"AD131-AF100","v":531677.56321646867},{"$f":"AE131+AF131","v":0}]
[null,"PC (w/biomass)",null,null,null,null,null,null,null,null,null,null,null,null,null,null,null,null,null,null,10,null,2023,4176985.1901988685,930406.85814558575,1540477.0895203103,97691.404632381978,732925.33871808019,37150.333708128004,838334.16547438037,0,0,2568575.3522982784,{"$f":"SUM(AB132:AD132)","v":1608409.8379005885},{"$f":"AD132-AF101","v":533783.26499290578},0]
[null,"IGCC - CCS",null,null,null,null,null,null,null,null,null,null,null,null,null,null,null,null,null,null,11,null,2025,4248568.3565825317,948668.73874084186,1556745.5738541787,105898.610680834,724044.41822035215,37806.376587785999,875404.63849853911,0,0,2611312.9232758544,1637255.4333066773,564925.21463898511,0]
[null,"Combined Cycle - CCS",null,null,null,null,null,null,null,null,null,null,null,null,null,null,null,null,null,null,12,null,2030,4370195.925269478,915675.93833917077,1601478.8392051647,104586.57815580897,715118.78414253611,38783.055624736007,994552.72980206716,0,0,2621741.3557001445,1748454.5695693393,679991.36262765119,0]
[null,"Coal 30% CCS",null,null,null,null,null,null,null,null,null,null,null,null,null,null,null,null,null,null,13,null,2035,4506632.2688156664,822500.74437567615,1798523.3946319583,128836.60328175197,715118.78414253611,38455.301558369996,1003197.4408253783,0,0,2749860.7422893867,1756771.5265262844,685837.03159236524,0]
[null,"Coal 90% CCS",null,null,null,null,null,null,null,null,null,null,null,null,null,null,null,null,null,null,14,null,2040,4674185.493683625,834077.763340957,1971435.1166370788,109006.74438712999,715118.78414253611,38639.225550846,1005907.8596250863,0,0,2914519.6243651654,1759665.8693184685,686711.11497937539,0]
[null,"Coal w/CCS",null,null,null,null,null,null,null,null,null,null,null,null,null,null,null,null,null,null,15,null,2045,4823397.1048537223,827236.67059804592,2031154.712120703,90272.954972262,715118.78414253611,38323.081918620999,1121290.9011015515,0,0,2948664.3376910109,1874732.7671627086,801820.4402787576,0]
[null,"NGCC w/CCS",null,null,null,null,null,null,null,null,null,null,null,null,null,null,null,null,null,null,16,null,2050,4990927.269946347,{"$f":"IF($AH$38=\"Detailed\",\"\",Z107+AG107)","v":737955.7560315514},{"$f":"IF($AH$38=\"Detailed\",\"\",AA107)","v":2258981.8471623543},{"$f":"IF($AH$38=\"Detailed\",\"\",AB107+AC107+AL107)","v":76392.751161731983},{"$f":"IF($AH$38=\"Detailed\",\"\",AK107)","v":697989.0449116081},{"$f":"IF($AH$38=\"Detailed\",\"\",AD107+AH107+AJ107+AN107)","v":37522.570950852998},{"$f":"IF($AH$38=\"Detailed\",\"\",Y107+AE107+AF107+AI107+AM107+AO107+AP107+AQ107)","v":1182085.2997282515},0,0,3073330.3543556374,{"$f":"SUM(AB138:AD138)","v":1917596.9155907126},{"$f":"AD138-AF107","v":862614.83892837656},0]
[null,null,null,null,null,null,null,null,null,null,null,null,null,null,null,null,null,null,null,null,17,null,null,"All Units","Coal","Combined Cycle","CT, O/G Steam, Other Fossil","Nuclear","Other","All Renewables","Coal w/CCS","NGCC w/CCS","All Fossil","All Non-Fossil","All Renewables Except Hydro","All CCS"]
[null,null,null,null,null,null,null,null,null,null,null,null,null,null,null,null,null,null,null,null,18,{"$f":"V68","v":"High_Demand_v6"},2021,{"$f":"IF($AH$38=\"Detailed\",\"\",X109)","v":4105938.6659183158},{"$f":"IF($AH$38=\"Detailed\",\"\",Z109+AG109)","v":884790.79175160208},{"$f":"IF($AH$38=\"Detailed\",\"\",AA109)","v":1540248.2505722018},{"$f":"IF($AH$38=\"Detailed\",\"\",AB109+AC109+AL109)","v":92377.300801311008},{"$f":"IF($AH$38=\"Detailed\",\"\",AK109)","v":724426.1027583601},{"$f":"IF($AH$38=\"Detailed\",\"\",AD109+AH109+AJ109+AN109)","v":36099.432117593009},{"$f":"IF($AH$38=\"Detailed\",\"\",Y109+AE109+AF109+AI109+AM109+AO109+AP109+AQ109)","v":827996.78791724565},{"$f":"IF($AH$38=\"Detailed\",\"\",IF(AND($AA$38=\"Parallel\",$AA$36=\"Absolue Change\"),\"\",AR109+AS109+AT109))","v":0},{"$f":"IF($AH$38=\"Detailed\",\"\",IF(AND($AA$38=\"Parallel\",$AA$36=\"Absolue Change\"),\"\",AU109))","v":0},{"$f":"SUM(Y140:AA140,AE140:AF140)","v":2517416.3431251151},{"$f":"SUM(AB140:AD140)","v":1588522.3227931987},{"$f":"AD140-AF109","v":531728.72808885376},{"$f":"AE140+AF140","v":0}]
[null,null,null,null,null,null,null,null,null,null,null,null,null,null,null,null,null,null,null,null,19,null,2023,4205928.3446557913,937799.5946505157,1548738.2013134365,99698.403366815997,742265.94361996814,37031.533988272007,840394.66771678417,0,0,2586236.1993307685,{"$f":"SUM(AB141:AD141)","v":1619692.1453250241},{"$f":"AD141-AF110","v":536494.48990064824},0]
[null,null,null,null,null,null,null,null,null,null,null,null,null,null,null,null,null,null,null,null,20,null,2025,4295540.8623969397,962478.71074895351,1571569.1900395688,110699.72501943799,733385.02312224009,37998.287301302,879409.92616543476,0,0,2644747.6258079605,1650793.2365889768,568248.03619141772,0]
[null,null,null,null,null,null,null,null,null,null,null,null,null,null,null,null,null,null,null,null,21,null,2030,4472466.3747521751,931451.08428001485,1623209.5463196016,109619.07607810298,724459.38904442405,38960.623680269993,1044766.655349764,0,0,2664279.7066777195,1808186.6680744581,727770.62344560609,0]
[null,null,null,null,null,null,null,null,null,null,null,null,null,null,null,null,null,null,null,null,22,null,2035,4662982.2748024678,849887.21622515249,1871407.9976082919,126893.52028510503,724459.38904442405,38965.884441522998,1051368.2671979736,0,0,2848188.7341185492,1814793.5406839205,733569.92184680747,0]
[null,null,null,null,null,null,null,null,null,null,null,null,null,null,null,null,null,null,null,null,23,null,2040,4909163.4957870245,876434.04903386149,2102383.4951970093,107318.49950775699,724459.38904442405,38460.557362327992,1060107.5056416497,0,0,3086136.0437386278,1823027.4520484018,740637.04482230078,0]
[null,null,null,null,null,null,null,null,null,null,null,null,null,null,null,null,null,null,null,null,24,null,2045,5155484.1288297242,877243.76039722748,2178803.7862476469,87902.569329877981,724459.38904442405,38845.102872990989,1248229.5209375592,0,0,3143950.1159747522,2011534.0128549743,927937.28868483426,0]
[null,null,null,null,null,null,null,null,null,null,null,null,null,null,null,null,null,null,null,null,null,null,2050,5416047.788440641,{"$f":"IF($AH$38=\"Detailed\",\"\",Z116+AG116)","v":803329.51468529447},{"$f":"IF($AH$38=\"Detailed\",\"\",AA116)","v":2422831.3744702069},{"$f":"IF($AH$38=\"Detailed\",\"\",AB116+AC116+AL116)","v":76732.901248776994},{"$f":"IF($AH$38=\"Detailed\",\"\",AK116)","v":707329.64981349604},{"$f":"IF($AH$38=\"Detailed\",\"\",AD116+AH116+AJ116+AN116)","v":38078.482891170999},{"$f":"IF($AH$38=\"Detailed\",\"\",Y116+AE116+AF116+AI116+AM116+AO116+AP116+AQ116)","v":1367745.8653316931},0,0,3302893.7904042783,{"$f":"SUM(AB147:AD147)","v":2113153.9980363604},{"$f":"AD147-AF116","v":1046943.6398098861},0]
[]
[null,null,null,null,null,null,null,null,null,null,null,null,null,null,null,null,null,null,null,null,null,"HIGHLIGHT SINGLE"]
[null,"Coal",null,null,null,null,null,null,null,null,null,null,null,null,null,null,null,null,null,null,null,null,null,null,null,null,"Lookuptable"]
[null,"Combined Cycle",null,null,null,null,null,null,null,null,null,null,null,null,null,null,null,null,null,null,null,null,null,"All Other Units",{"$f":"AH39","v":"*All Renewables Except Hydro"},null,{"$f":"VLOOKUP($AH$39,$AF$151:$AH$182,3,0)","v":2},null,null,null,null,"*All Fossil","All Fossil",2]
[null,"CT, O/G Steam, Other Fossil",null,null,null,null,null,null,null,null,null,null,null,null,null,null,null,null,null,null,1,"Historical",2011,{"$f":"IF($AH$38=\"Detailed\",\"\",IF(AND($AA$38=\"Parallel\",$AA$36=\"Absolue Change\"),\"\",X92-Y152))","v":3842700.7592779994},{"$f":"IF($AH$38=\"Detailed\",\"\",IF(AND($AA$38=\"Parallel\",$AA$36=\"Absolue Change\"),\"\",\n      IF($AA$151=1,HLOOKUP($AA$152,$X$91:$AU$98,MATCH($W152,$W$91:$W$98,0),0),\n      HLOOKUP($AA$152,$X$122:$AJ$129,MATCH($W152,$W$122:$W$129,0), 0))))","v":186864.44642699999},null,{"$f":"VLOOKUP($AH$39,$AF$151:$AH$182,2,0)","v":"All Renewables Except Hydro"},null,null,null,null,"*All Non-Fossil","All Non-Fossil",2]
[null,"Nuclear",null,null,null,null,null,null,null,null,null,null,null,null,null,null,null,null,null,null,{"$f":"U152+1","v":2},null,2012,3760115.1403610008,211738.61941199994,null,null,null,null,null,null,"All Coal","Coal",2]
[null,"Other",null,null,null,null,null,null,null,null,null,null,null,null,null,null,null,null,null,null,{"$f":"U153+1","v":3},null,2013,3763362.8746559955,246028.45548900007,null,null,null,null,null,null,"--Coal Steam","Coal Steam",1]
[null,"All Renewables",null,null,null,null,null,null,null,null,null,null,null,null,null,null,null,null,null,null,4,null,2014,3761713.9522679979,273210.576978,null,null,null,null,null,null,"--IGCC","IGCC",1]
[null,"Coal w/CCS",null,null,null,null,null,null,null,null,null,null,null,null,null,null,null,null,null,null,5,null,2015,3718270.9024199988,288474.14399899996,null,null,null,null,null,null,"Combined Cycle","Combined Cycle",1]
[null,"NGCC w/CCS",null,null,null,null,null,null,null,null,null,null,null,null,null,null,null,null,null,null,6,null,2016,3664254.7473130012,337668.18801900005,null,null,null,null,null,null,"*CT, O/G Steam, Other Fossil","CT, O/G Steam, Other Fossil",2]
[null,null,null,null,null,null,null,null,null,null,null,null,null,null,null,null,null,null,null,null,7,null,null,null,null,null,null,null,null,null,null,"Combustion Turbine","Combustion Turbine",1]
[null,null,null,null,null,null,null,null,null,null,null,null,null,null,null,null,null,null,null,null,8,null,null,null,null,null,null,null,null,null,null,"O/G Steam","O/G Steam",1]
[null,null,null,null,null,null,null,null,null,null,null,null,null,null,null,null,null,null,null,null,9,{"$f":"V131","v":"Initial_v6"},2021,{"$f":"IF($AH$38=\"Detailed\",\"\",X100-Y160)","v":4090068.7026221235},{"$f":"IF($AH$38<>\"Highlight Single\",0,\n      IF($AA$151=1,HLOOKUP($AA$152,$X$99:$AU$107,MATCH($W160,$W$99:$W$107,0),0),\n      HLOOKUP($AA$152,$X$130:$AJ$138,MATCH($W160,$W$130:$W$138,0), 0)))","v":0},null,null,null,null,null,null,"Fossil Other","Fossil Other",1]
[null,null,null,null,null,null,null,null,null,null,null,null,null,null,null,null,null,null,null,null,10,null,2023,4176985.1901988685,{"$f":"IF($AH$38<>\"Highlight Single\",0,\n      IF($AA$151=1,HLOOKUP($AA$152,$X$99:$AU$107,MATCH($W161,$W$99:$W$107,0),0),\n      HLOOKUP($AA$152,$X$130:$AJ$138,MATCH($W161,$W$130:$W$138,0), 0)))","v":0},null,null,null,null,null,null,"Nuclear","Nuclear",1]
[null,null,null,null,null,null,null,null,null,null,null,null,null,null,null,null,null,null,null,null,11,null,2025,4248568.3565825317,0,null,null,null,null,null,null,"*All CCS",null,2]
[null,null,null,null,null,null,null,null,null,null,null,null,null,null,null,null,null,null,null,null,12,null,2030,4370195.925269478,0,null,null,null,null,null,null,"All Coal w/CCS",null,2]
[null,null,null,null,null,null,null,null,null,null,null,null,null,null,null,null,null,null,null,null,13,null,2035,4506632.2688156664,0,null,null,null,null,null,null,"--Coal 30% CCS","Coal 30% CCS",1]
[null,null,null,null,null,null,null,null,null,null,null,null,null,null,null,null,null,null,null,null,14,null,2040,4674185.493683625,0,null,null,null,null,null,null,"--Coal 90% CCS","Coal 90% CCS",1]
[null,null,null,null,null,null,null,null,null,null,null,null,null,null,null,null,null,null,null,null,15,null,2045,4823397.1048537223,0,null,null,null,null,null,null,"--Coal w/CCS","Coal w/CCS",1]
[null,null,null,null,null,null,null,null,null,null,null,null,null,null,null,null,null,null,null,null,16,null,2050,{"$f":"IF($AH$38=\"Detailed\",\"\",X107-Y167)","v":4990927.269946347},0,null,null,null,null,null,null,"NGCC w/CCS","NGCC w/CCS",1]
[null,null,null,null,null,null,null,null,null,null,null,null,null,null,null,null,null,null,null,null,17,null,null,null,null,null,null,null,null,null,null,"*All Renewables","All Renewables",2]
[null,null,null,null,null,null,null,null,null,null,null,null,null,null,null,null,null,null,null,null,18,{"$f":"V140","v":"High_Demand_v6"},2021,{"$f":"IF($AH$38=\"Detailed\",\"\",X109-Y169)","v":4105938.6659183158},{"$f":"IF($AH$38<>\"Highlight Single\",0,\n      IF($AA$151=1,HLOOKUP($AA$152,$X$108:$AU$117,MATCH($W169,$W$108:$W$117,0),0),\n      HLOOKUP($AA$152,$X$139:$AJ$147,MATCH($W169,$W$139:$W$147,0), 0)))","v":0},null,null,null,null,null,null,"*All Renewables Except Hydro","All Renewables Except Hydro",2]
["Heat Input_Ozone Season","RPE_FuelConsumptionSummerTBtu",null,null,null,null,null,null,null,null,null,null,null,null,null,null,null,null,null,null,19,null,2023,4205928.3446557913,{"$f":"IF($AH$38<>\"Highlight Single\",0,\n      IF($AA$151=1,HLOOKUP($AA$152,$X$108:$AU$117,MATCH($W170,$W$108:$W$117,0),0),\n      HLOOKUP($AA$152,$X$139:$AJ$147,MATCH($W170,$W$139:$W$147,0), 0)))","v":0},null,null,null,null,null,null,"--Biomass","Biomass",1]
["Heat Input_Annual","RPE_FuelConsumptionTotalTBtu",null,null,null,null,null,null,null,null,null,null,null,null,null,null,null,null,null,null,20,null,2025,4295540.8623969397,0,null,null,null,null,null,null,"--Geothermal","Geothermal",1]
["Generation_Ozone Season","RPE_GenerationSummerGWh",null,null,null,null,null,null,null,null,null,null,null,null,null,null,null,null,null,null,21,null,2030,4472466.3747521751,0,null,null,null,null,null,null,"--Hydro","Hydro",1]
["Generation_Annual","RPE_GenerationTotalGWh",null,null,null,null,null,null,null,null,null,null,null,null,null,null,null,null,null,null,22,null,2035,4662982.2748024678,0,null,null,null,null,null,null,"--Landfill Gas","Landfill Gas",1]
["Capacity","RPE_DispatchableCapacityMW",null,null,null,null,null,null,null,null,null,null,null,null,null,null,null,null,null,null,23,null,2040,4909163.4957870245,0,null,null,null,null,null,null,"--Solar PV","Solar PV",1]
[null,null,null,null,null,null,null,null,null,null,null,null,null,null,null,null,null,null,null,null,24,null,2045,5155484.1288297242,0,null,null,null,null,null,null,"--Solar Thermal","Solar Thermal",1]
["Heat Input_Ozone Season",1,null,null,null,null,null,null,null,null,null,null,null,null,null,null,null,null,null,null,25,null,2050,{"$f":"IF($AH$38=\"Detailed\",\"\",X116-Y176)","v":5416047.788440641},0,null,null,null,null,null,null,"--Offshore Wind","Offshore Wind",1]
["Heat Input_Annual",2,null,null,null,null,null,null,null,null,null,null,null,null,null,null,null,null,null,null,null,null,null,null,null,null,null,null,null,null,null,"--Wind","Wind",1]
["Generation_Ozone Season",3,null,null,null,null,null,null,null,null,null,null,null,null,null,null,null,null,null,null,null,null,null,null,null,null,null,null,null,null,null,"*All Other","Other",2]
["Generation_Annual",4,null,null,null,null,null,null,null,null,null,null,null,null,null,null,null,null,null,null,null,null,null,null,null,null,null,null,null,null,null,"--Fuel Cell",null,1]
["Capacity_Ozone Season",5,null,null,null,null,null,null,null,null,null,null,null,null,null,null,null,null,null,null,null,null,null,null,null,null,null,null,null,null,null,"--International Imports",null,1]
["Capacity_Annual",5,null,null,null,null,null,null,null,null,null,null,null,null,null,null,null,null,null,null,null,null,null,null,null,null,null,null,null,null,null,"--Non-Fossil Other",null,1]
[null,null,null,null,null,null,null,null,null,null,null,null,null,null,null,null,null,null,null,null,null,null,null,null,null,null,null,null,null,null,null,"--Pumped Storage",null,1]
[]
[]
[null,null,null,null,null,null,null,null,null,null,null,null,null,null,null,null,null,null,null,null,null,null,null,"All Units","Hydro","Nuclear","Non-Fossil Other","Fossil Other","Coal Steam","IGCC","Combined Cycle","Combustion Turbine","O/G Steam","Wind","Offshore Wind","Solar PV","Solar Thermal","Landfill Gas","Geothermal","Biomass","Fuel Cell","International Imports","Pumped Storage","Coal 30% CCS","Coal 90% CCS","Coal W/CCS","NGCC w/CCS"]
[null,null,null,null,null,null,null,null,null,null,null,null,null,null,null,null,null,null,null,null,1,{"$f":"AN36","v":"Historical Data"},{"$f":"AN37","v":2016},{"$f":"IF($V186=\"Historical Data\",INDEX($X$51:$AU$57,MATCH($W186,$W$51:$W$57,0),MATCH(X$185,$X$50:$AU$50,0)),\n     IF($V186=$V$59,INDEX($X$59:$AU$66,MATCH($W186,$W$59:$W$66,0),MATCH(X$185,$X$50:$AU$50,0)),\n                                   INDEX($X$68:$AU75,MATCH($W186,$W$68:$W$75,0),MATCH(X$185,$X$50:$AU$50,0))))","v":4001922.9353320012},{"$f":"IF($V186=\"Historical Data\",INDEX($X$51:$AU$57,MATCH($W186,$W$51:$W$57,0),MATCH(Y$185,$X$50:$AU$50,0)),\n     IF($V186=$V$59,INDEX($X$59:$AU$66,MATCH($W186,$W$59:$W$66,0),MATCH(Y$185,$X$50:$AU$50,0)),\n                                   INDEX($X$68:$AU75,MATCH($W186,$W$68:$W$75,0),MATCH(Y$185,$X$50:$AU$50,0))))","v":267962.61407999991},{"$f":"IF($V186=\"Historical Data\",INDEX($X$51:$AU$57,MATCH($W186,$W$51:$W$57,0),MATCH(Z$185,$X$50:$AU$50,0)),\n     IF($V186=$V$59,INDEX($X$59:$AU$66,MATCH($W186,$W$59:$W$66,0),MATCH(Z$185,$X$50:$AU$50,0)),\n                                   INDEX($X$68:$AU75,MATCH($W186,$W$68:$W$75,0),MATCH(Z$185,$X$50:$AU$50,0))))","v":805693.94799999997},{"$f":"IF($V186=\"Historical Data\",INDEX($X$51:$AU$57,MATCH($W186,$W$51:$W$57,0),MATCH(AA$185,$X$50:$AU$50,0)),\n     IF($V186=$V$59,INDEX($X$59:$AU$66,MATCH($W186,$W$59:$W$66,0),MATCH(AA$185,$X$50:$AU$50,0)),\n                                   INDEX($X$68:$AU75,MATCH($W186,$W$68:$W$75,0),MATCH(AA$185,$X$50:$AU$50,0))))","v":8346.2284309999995},{"$f":"IF($V186=\"Historical Data\",INDEX($X$51:$AU$57,MATCH($W186,$W$51:$W$57,0),MATCH(AB$185,$X$50:$AU$50,0)),\n     IF($V186=$V$59,INDEX($X$59:$AU$66,MATCH($W186,$W$59:$W$66,0),MATCH(AB$185,$X$50:$AU$50,0)),\n                                   INDEX($X$68:$AU75,MATCH($W186,$W$68:$W$75,0),MATCH(AB$185,$X$50:$AU$50,0))))","v":0},{"$f":"IF($V186=\"Historical Data\",INDEX($X$51:$AU$57,MATCH($W186,$W$51:$W$57,0),MATCH(AC$185,$X$50:$AU$50,0)),\n     IF($V186=$V$59,INDEX($X$59:$AU$66,MATCH($W186,$W$59:$W$66,0),MATCH(AC$185,$X$50:$AU$50,0)),\n                                   INDEX($X$68:$AU75,MATCH($W186,$W$68:$W$75,0),MATCH(AC$185,$X$50:$AU$50,0))))","v":1295888.4541900007},{"$f":"IF($V186=\"Historical Data\",INDEX($X$51:$AU$57,MATCH($W186,$W$51:$W$57,0),MATCH(AD$185,$X$50:$AU$50,0)),\n     IF($V186=$V$59,INDEX($X$59:$AU$66,MATCH($W186,$W$59:$W$66,0),MATCH(AD$185,$X$50:$AU$50,0)),\n                                   INDEX($X$68:$AU75,MATCH($W186,$W$68:$W$75,0),MATCH(AD$185,$X$50:$AU$50,0))))","v":8375.5918999999994},{"$f":"IF($V186=\"Historical Data\",INDEX($X$51:$AU$57,MATCH($W186,$W$51:$W$57,0),MATCH(AE$185,$X$50:$AU$50,0)),\n     IF($V186=$V$59,INDEX($X$59:$AU$66,MATCH($W186,$W$59:$W$66,0),MATCH(AE$185,$X$50:$AU$50,0)),\n                                   INDEX($X$68:$AU75,MATCH($W186,$W$68:$W$75,0),MATCH(AE$185,$X$50:$AU$50,0))))","v":1074863.8119399997},{"$f":"IF($V186=\"Historical Data\",INDEX($X$51:$AU$57,MATCH($W186,$W$51:$W$57,0),MATCH(AF$185,$X$50:$AU$50,0)),\n     IF($V186=$V$59,INDEX($X$59:$AU$66,MATCH($W186,$W$59:$W$66,0),MATCH(AF$185,$X$50:$AU$50,0)),\n                                   INDEX($X$68:$AU75,MATCH($W186,$W$68:$W$75,0),MATCH(AF$185,$X$50:$AU$50,0))))","v":89057.652619999993},{"$f":"IF($V186=\"Historical Data\",INDEX($X$51:$AU$57,MATCH($W186,$W$51:$W$57,0),MATCH(AG$185,$X$50:$AU$50,0)),\n     IF($V186=$V$59,INDEX($X$59:$AU$66,MATCH($W186,$W$59:$W$66,0),MATCH(AG$185,$X$50:$AU$50,0)),\n                                   INDEX($X$68:$AU75,MATCH($W186,$W$68:$W$75,0),MATCH(AG$185,$X$50:$AU$50,0))))","v":110884.34357999999},{"$f":"IF($V186=\"Historical Data\",INDEX($X$51:$AU$57,MATCH($W186,$W$51:$W$57,0),MATCH(AH$185,$X$50:$AU$50,0)),\n     IF($V186=$V$59,INDEX($X$59:$AU$66,MATCH($W186,$W$59:$W$66,0),MATCH(AH$185,$X$50:$AU$50,0)),\n                                   INDEX($X$68:$AU75,MATCH($W186,$W$68:$W$75,0),MATCH(AH$185,$X$50:$AU$50,0))))","v":226992.56212900003},{"$f":"IF($V186=\"Historical Data\",INDEX($X$51:$AU$57,MATCH($W186,$W$51:$W$57,0),MATCH(AI$185,$X$50:$AU$50,0)),\n     IF($V186=$V$59,INDEX($X$59:$AU$66,MATCH($W186,$W$59:$W$66,0),MATCH(AI$185,$X$50:$AU$50,0)),\n                                   INDEX($X$68:$AU75,MATCH($W186,$W$68:$W$75,0),MATCH(AI$185,$X$50:$AU$50,0))))","v":0},{"$f":"IF($V186=\"Historical Data\",INDEX($X$51:$AU$57,MATCH($W186,$W$51:$W$57,0),MATCH(AJ$185,$X$50:$AU$50,0)),\n     IF($V186=$V$59,INDEX($X$59:$AU$66,MATCH($W186,$W$59:$W$66,0),MATCH(AJ$185,$X$50:$AU$50,0)),\n                                   INDEX($X$68:$AU75,MATCH($W186,$W$68:$W$75,0),MATCH(AJ$185,$X$50:$AU$50,0))))","v":32670.424147000002},{"$f":"IF($V186=\"Historical Data\",INDEX($X$51:$AU$57,MATCH($W186,$W$51:$W$57,0),MATCH(AK$185,$X$50:$AU$50,0)),\n     IF($V186=$V$59,INDEX($X$59:$AU$66,MATCH($W186,$W$59:$W$66,0),MATCH(AK$185,$X$50:$AU$50,0)),\n                                   INDEX($X$68:$AU75,MATCH($W186,$W$68:$W$75,0),MATCH(AK$185,$X$50:$AU$50,0))))","v":3308.3960000000002},{"$f":"IF($V186=\"Historical Data\",INDEX($X$51:$AU$57,MATCH($W186,$W$51:$W$57,0),MATCH(AL$185,$X$50:$AU$50,0)),\n     IF($V186=$V$59,INDEX($X$59:$AU$66,MATCH($W186,$W$59:$W$66,0),MATCH(AL$185,$X$50:$AU$50,0)),\n                                   INDEX($X$68:$AU75,MATCH($W186,$W$68:$W$75,0),MATCH(AL$185,$X$50:$AU$50,0))))","v":11259.601093999998},{"$f":"IF($V186=\"Historical Data\",INDEX($X$51:$AU$57,MATCH($W186,$W$51:$W$57,0),MATCH(AM$185,$X$50:$AU$50,0)),\n     IF($V186=$V$59,INDEX($X$59:$AU$66,MATCH($W186,$W$59:$W$66,0),MATCH(AM$185,$X$50:$AU$50,0)),\n                                   INDEX($X$68:$AU75,MATCH($W186,$W$68:$W$75,0),MATCH(AM$185,$X$50:$AU$50,0))))","v":15825.807000000003},{"$f":"IF($V186=\"Historical Data\",INDEX($X$51:$AU$57,MATCH($W186,$W$51:$W$57,0),MATCH(AN$185,$X$50:$AU$50,0)),\n     IF($V186=$V$59,INDEX($X$59:$AU$66,MATCH($W186,$W$59:$W$66,0),MATCH(AN$185,$X$50:$AU$50,0)),\n                                   INDEX($X$68:$AU75,MATCH($W186,$W$68:$W$75,0),MATCH(AN$185,$X$50:$AU$50,0))))","v":47611.397648999984},{"$f":"IF($V186=\"Historical Data\",INDEX($X$51:$AU$57,MATCH($W186,$W$51:$W$57,0),MATCH(AO$185,$X$50:$AU$50,0)),\n     IF($V186=$V$59,INDEX($X$59:$AU$66,MATCH($W186,$W$59:$W$66,0),MATCH(AO$185,$X$50:$AU$50,0)),\n                                   INDEX($X$68:$AU75,MATCH($W186,$W$68:$W$75,0),MATCH(AO$185,$X$50:$AU$50,0))))","v":746.71440099999995},{"$f":"IF($V186=\"Historical Data\",INDEX($X$51:$AU$57,MATCH($W186,$W$51:$W$57,0),MATCH(AP$185,$X$50:$AU$50,0)),\n     IF($V186=$V$59,INDEX($X$59:$AU$66,MATCH($W186,$W$59:$W$66,0),MATCH(AP$185,$X$50:$AU$50,0)),\n                                   INDEX($X$68:$AU75,MATCH($W186,$W$68:$W$75,0),MATCH(AP$185,$X$50:$AU$50,0))))","v":0},{"$f":"IF($V186=\"Historical Data\",INDEX($X$51:$AU$57,MATCH($W186,$W$51:$W$57,0),MATCH(AQ$185,$X$50:$AU$50,0)),\n     IF($V186=$V$59,INDEX($X$59:$AU$66,MATCH($W186,$W$59:$W$66,0),MATCH(AQ$185,$X$50:$AU$50,0)),\n                                   INDEX($X$68:$AU75,MATCH($W186,$W$68:$W$75,0),MATCH(AQ$185,$X$50:$AU$50,0))))","v":1052.742},{"$f":"IF($V186=\"Historical Data\",INDEX($X$51:$AU$57,MATCH($W186,$W$51:$W$57,0),MATCH(AR$185,$X$50:$AU$50,0)),\n     IF($V186=$V$59,INDEX($X$59:$AU$66,MATCH($W186,$W$59:$W$66,0),MATCH(AR$185,$X$50:$AU$50,0)),\n                                   INDEX($X$68:$AU75,MATCH($W186,$W$68:$W$75,0),MATCH(AR$185,$X$50:$AU$50,0))))","v":0},{"$f":"IF($V186=\"Historical Data\",INDEX($X$51:$AU$57,MATCH($W186,$W$51:$W$57,0),MATCH(AS$185,$X$50:$AU$50,0)),\n     IF($V186=$V$59,INDEX($X$59:$AU$66,MATCH($W186,$W$59:$W$66,0),MATCH(AS$185,$X$50:$AU$50,0)),\n                                   INDEX($X$68:$AU75,MATCH($W186,$W$68:$W$75,0),MATCH(AS$185,$X$50:$AU$50,0))))","v":0},{"$f":"IF($V186=\"Historical Data\",INDEX($X$51:$AU$57,MATCH($W186,$W$51:$W$57,0),MATCH(AT$185,$X$50:$AU$50,0)),\n     IF($V186=$V$59,INDEX($X$59:$AU$66,MATCH($W186,$W$59:$W$66,0),MATCH(AT$185,$X$50:$AU$50,0)),\n                                   INDEX($X$68:$AU75,MATCH($W186,$W$68:$W$75,0),MATCH(AT$185,$X$50:$AU$50,0))))","v":0},{"$f":"IF($V186=\"Historical Data\",INDEX($X$51:$AU$57,MATCH($W186,$W$51:$W$57,0),MATCH(AU$185,$X$50:$AU$50,0)),\n     IF($V186=$V$59,INDEX($X$59:$AU$66,MATCH($W186,$W$59:$W$66,0),MATCH(AU$185,$X$50:$AU$50,0)),\n                                   INDEX($X$68:$AU75,MATCH($W186,$W$68:$W$75,0),MATCH(AU$185,$X$50:$AU$50,0))))","v":0}]
[null,null,null,null,null,null,null,null,null,null,null,null,null,null,null,null,null,null,null,null,{"$f":"U186+1","v":2},{"$f":"AN39","v":"High_Demand_v6"},{"$f":"AN40","v":2030},{"$f":"IF($V187=\"Historical Data\",INDEX($X$51:$AU$57,MATCH($W187,$W$51:$W$57,0),MATCH(X$185,$X$50:$AU$50,0)),\n     IF($V187=$V$59,INDEX($X$59:$AU$66,MATCH($W187,$W$59:$W$66,0),MATCH(X$185,$X$50:$AU$50,0)),\n                                   INDEX($X$68:$AU$75,MATCH($W187,$W$68:$W$75,0),MATCH(X$185,$X$50:$AU$50,0))))","v":4472466.3747521751},316996.03190415795,724459.38904442405,22887.493514583995,2967.1891907699996,927161.62764359091,4289.456636424,1623209.5463196016,45538.891521174985,61112.995366158008,500050.48149205715,122.420639574793,189672.43035648609,3101.7824370661019,10435.773561662996,22279.507485759001,2108.2274729999999,0.93959999999999999,6339.6120023570002,9732.5785633289997,{"$f":"IF($V187=\"Historical Data\",INDEX($X$51:$AU$57,MATCH($W187,$W$51:$W$57,0),MATCH(AR$185,$X$50:$AU$50,0)),\n     IF($V187=$V$59,INDEX($X$59:$AU$66,MATCH($W187,$W$59:$W$66,0),MATCH(AR$185,$X$50:$AU$50,0)),\n                                   INDEX($X$68:$AU$75,MATCH($W187,$W$68:$W$75,0),MATCH(AR$185,$X$50:$AU$50,0))))","v":0},{"$f":"IF($V187=\"Historical Data\",INDEX($X$51:$AU$57,MATCH($W187,$W$51:$W$57,0),MATCH(AS$185,$X$50:$AU$50,0)),\n     IF($V187=$V$59,INDEX($X$59:$AU$66,MATCH($W187,$W$59:$W$66,0),MATCH(AS$185,$X$50:$AU$50,0)),\n                                   INDEX($X$68:$AU$75,MATCH($W187,$W$68:$W$75,0),MATCH(AS$185,$X$50:$AU$50,0))))","v":0},{"$f":"IF($V187=\"Historical Data\",INDEX($X$51:$AU$57,MATCH($W187,$W$51:$W$57,0),MATCH(AT$185,$X$50:$AU$50,0)),\n     IF($V187=$V$59,INDEX($X$59:$AU$66,MATCH($W187,$W$59:$W$66,0),MATCH(AT$185,$X$50:$AU$50,0)),\n                                   INDEX($X$68:$AU$75,MATCH($W187,$W$68:$W$75,0),MATCH(AT$185,$X$50:$AU$50,0))))","v":0},{"$f":"IF($V187=\"Historical Data\",INDEX($X$51:$AU$57,MATCH($W187,$W$51:$W$57,0),MATCH(AU$185,$X$50:$AU$50,0)),\n     IF($V187=$V$59,INDEX($X$59:$AU$66,MATCH($W187,$W$59:$W$66,0),MATCH(AU$185,$X$50:$AU$50,0)),\n                                   INDEX($X$68:$AU$75,MATCH($W187,$W$68:$W$75,0),MATCH(AU$185,$X$50:$AU$50,0))))","v":0}]
[null,null,null,null,null,null,null,null,null,null,null,null,null,null,null,null,null,null,null,null,{"$f":"U187+1","v":3}]
[null,null,null,null,null,null,null,null,null,null,null,null,null,null,null,null,null,null,null,null,4]
[null,null,null,null,null,null,null,null,null,null,null,null,null,null,null,null,null,null,null,null,5,null,null,"All Units","Coal","Combined Cycle","CT, O/G Steam, Other Fossil","Nuclear","Other","All Renewables","Coal w/CCS","NGCC w/CCS","All Fossil","All Non-Fossil","All Renewables Except Hydro","All CCS"]
[null,null,null,null,null,null,null,null,null,null,null,null,null,null,null,null,null,null,null,null,6,{"$f":"AN36","v":"Historical Data"},{"$f":"AN37","v":2016},{"$f":"X186","v":4001922.9353320012},{"$f":"AC186+AD186","v":1304264.0460900008},{"$f":"AE186","v":1074863.8119399997},{"$f":"AF186+AB186+AG186","v":199941.99619999999},{"$f":"Z186","v":805693.94799999997},{"$f":"AA186+AP186+AO186+AQ186","v":10145.684831999999},{"$f":"Y186+AH186+AJ186+AI186+AM186+AK186+AL186+AN186","v":605630.80209899985},{"$f":"AR186+AS186+AT186","v":0},{"$f":"AU186","v":0},{"$f":"Y191+Z191+AA191","v":2579069.8542300006},{"$f":"X191-AG191","v":1422853.0811020005},{"$f":"AH186+AJ186+AI186+AM186+AK186+AL186+AN186","v":337668.18801900005},{"$f":"AE191+AF191","v":0}]
[null,null,null,null,null,null,null,null,null,null,null,null,null,null,null,null,null,null,null,null,7,{"$f":"AN39","v":"High_Demand_v6"},{"$f":"AN40","v":2030},{"$f":"X187","v":4472466.3747521751},{"$f":"AC187+AD187","v":931451.08428001485},{"$f":"AE187","v":1623209.5463196016},{"$f":"AF187+AB187+AG187","v":109619.07607810298},{"$f":"Z187","v":724459.38904442405},{"$f":"AA187+AP187+AO187+AQ187","v":38960.62368027},{"$f":"Y187+AH187+AJ187+AI187+AM187+AK187+AL187+AN187","v":1044766.655349764},{"$f":"AR187+AS187+AT187","v":0},{"$f":"AU187","v":0},{"$f":"Y192+Z192+AA192","v":2664279.7066777195},{"$f":"X192-AG192","v":1808186.6680744556},{"$f":"AH187+AJ187+AI187+AM187+AK187+AL187+AN187","v":727770.62344560598},{"$f":"AE192+AF192","v":0}]
[null,null,null,null,null,null,null,null,null,null,null,null,null,null,null,null,null,null,null,null,8]
[null,null,null,null,null,null,null,null,null,null,null,null,null,null,null,null,null,null,null,null,9,null,null,"All Other Units",{"$f":"AH39","v":"*All Renewables Except Hydro"}]
[null,null,null,null,null,null,null,null,null,null,null,null,null,null,null,null,null,null,null,null,10,{"$f":"AN36","v":"Historical Data"},{"$f":"AN37","v":2016},{"$f":"X191-Y195","v":4001922.9353320012},{"$f":"IF($AH$38<>\"Highlight Single\",0,\n      IF($AA$151=1,HLOOKUP($AA$152,$X$185:$AU$187,2,0),\n      HLOOKUP($AA$152,$X$190:$AJ$192,2, 0)))","v":0}]
[null,null,null,null,null,null,null,null,null,null,null,null,null,null,null,null,null,null,null,null,11,{"$f":"AN39","v":"High_Demand_v6"},{"$f":"AN40","v":2030},{"$f":"X192-Y196","v":4472466.3747521751},{"$f":"IF($AH$38<>\"Highlight Single\",0,\n      IF($AA$151=1,HLOOKUP($AA$152,$X$185:$AU$187,3,0),\n      HLOOKUP($AA$152,$X$190:$AJ$192,3, 0)))","v":0}]
[null,null,null,null,null,null,null,null,null,null,null,null,null,null,null,null,null,null,null,null,null,null,null,null,null,null,null,null,null,"Hydro"]
[null,null,null,null,null,null,null,null,null,null,null,null,null,null,null,null,null,null,null,null,null,2021,null,null,null,null,null,null,null,"Nuclear"]
[null,null,null,null,null,null,null,null,null,null,null,null,null,null,null,null,null,null,null,null,null,2023,null,null,null,null,null,null,null,"Non-Fossil Other"]
[null,null,null,null,null,null,null,null,null,null,null,null,null,null,null,null,null,null,null,null,null,2025,null,null,null,null,null,null,null,"Fossil Other"]
[null,null,null,null,null,null,null,null,null,null,null,null,null,null,null,null,null,null,null,null,null,2030,null,null,null,null,null,null,null,"Coal Steam"]
[null,null,null,null,null,null,null,null,null,null,null,null,null,null,null,null,null,null,null,null,null,2035,null,null,null,null,null,null,null,"IGCC"]
[null,null,null,null,null,null,null,null,null,null,null,null,null,null,null,null,null,null,null,null,null,2040,null,null,null,null,null,null,null,"Combined Cycle"]
[null,null,null,null,null,null,null,null,null,null,null,null,null,null,null,null,null,null,null,null,null,2045,null,null,null,null,null,null,null,"Combustion Turbine"]
[null,null,null,null,null,null,null,null,null,null,null,null,null,null,null,null,null,null,null,null,null,2050,null,null,null,null,null,null,null,"O/G Steam"]
[null,null,null,null,null,null,null,null,null,null,null,null,null,null,null,null,null,null,null,null,null,null,null,null,null,null,null,null,null,"Wind"]
[null,null,null,null,null,null,null,null,null,null,null,null,null,null,null,null,null,null,null,null,null,null,null,null,null,null,null,null,null,"Offshore Wind"]
[null,null,null,null,null,null,null,null,null,null,null,null,null,null,null,null,null,null,null,null,null,null,null,null,null,null,null,null,null,"Solar PV"]
[null,null,null,null,null,null,null,null,null,null,null,null,null,null,null,null,null,null,null,null,null,null,null,null,null,null,null,null,null,"Solar Thermal"]
[null,null,null,null,null,null,null,null,null,null,null,null,null,null,null,null,null,null,null,null,null,null,null,null,null,null,null,null,null,"Landfill Gas"]
[null,null,null,null,null,null,null,null,null,null,null,null,null,null,null,null,null,null,null,null,null,null,null,null,null,null,null,null,null,"Geothermal"]
[null,null,null,null,null,null,null,null,null,null,null,null,null,null,null,null,null,null,null,null,null,null,null,null,null,null,null,null,null,"Biomass"]
[null,null,null,null,null,null,null,null,null,null,null,null,null,null,null,null,null,null,null,null,null,null,null,null,null,null,null,null,null,"Fuel Cell"]
[null,null,null,null,null,null,null,null,null,null,null,null,null,null,null,null,null,null,null,null,null,null,null,null,null,null,null,null,null,"International Imports"]
[null,null,null,null,null,null,null,null,null,null,null,null,null,null,null,null,null,null,null,null,null,null,null,null,null,null,null,null,null,"Pumped Storage"]

{"sheet":"All Run Comparison","index":4,"n_rows":137,"n_cols":22,"rows_kept":137,"cut":false,"hidden":false,"merged":[[2,5,3,11]]}
[]
[]
[null,null,null,null,null,{"$f":"IF($B$20=\"Actual\",VLOOKUP(B18,$A$127:$B$137,2,0),\nIF($B$20=\"Absolute Change\",IF(VLOOKUP(B18,$A$127:$B$137,2,0)=VLOOKUP(B35,$A$127:$B$137,2,0),\"Change in \"&VLOOKUP(B18,$A$127:$B$137,2,0),\"Unit of Measure Mismatch\"),\nIF($B$20=\"Percent Change\",IF(B18=B35,\"Percent Change of \"&VLOOKUP(B18,$A$127:$B$137,2,0),\"Unit of Measure Mismatch\"),\nIF($B$20=\"Emissions Rate\",IF(AND(NOT(ISERROR(SEARCH(\"tons\",$B$18))),OR(NOT(ISERROR(SEARCH(\"GWh\",$B$35))),NOT(ISERROR(SEARCH(\"TBtu\",$B$35))))),IF(ISERROR(SEARCH(\"Summer\",$B$18))<>ISERROR(SEARCH(\"Summer\",$B$35)),\"Unit of Measure Mismatch\",\"lbs \"&LEFT($B$18,3)&\"/\"&IF(RIGHT($B$35,4)=\"TBtu\",\"mmBtu\",\"kWh\")),\"Unit of Measure Mismatch\"),\nIF($B$20=\"Fraction\",IF(B18=B35,\"Dimensionless Fraction or Ratio\",VLOOKUP(B18,$A$127:$B$137,2,0)&\" / \"&VLOOKUP(B35,$A$127:$B$137,2,0)),\nIF(AND($B$20=\"Capacity Factor\",NOT(ISERROR(SEARCH(\"Generation\",$B$18))),NOT(ISERROR(SEARCH(\"Capacity\",$B$35)))),\"Capacity Factor\",\"ERROR\"))))))","v":"Thousand (short) tons NOx"}]
["PRIMARY CASE","All Runs (up to 8)"]
["PRIMARY YEAR","All Years"]
[]
["Regional Aggregation","National",{"$f":"IF(B7=\"State\",\"RPE_State\",\"RPE_RegionGroupAcronym\")","v":"RPE_RegionGroupAcronym"}]
[" ","AL"]
[]
["PRIMARY DIMENSIONS"]
["Fuel Type","All Units","RPE_FuelType"]
["Fossil >25 MW","All Units","RPE_Fossil25MW"]
["Existing/New/Retired","Existing and New","RPE_ExistingorNewUnit"]
["Plant Type","All Units","RPE_PlantType"]
["Plant Category","All Units","RPE_PlantCategory"]
["Plant Controls","All Units",{"$f":"MATCH(B16,Controls,0)","v":1}]
["Existing or New Controls","All Controls"]
["PRIMARY MEASURE","NOX Emissions Summer Thousand Tons",{"$f":"VLOOKUP(B18,'Lookup tables'!$AD$5:$AF$68,3,0)","v":"RPE_NOXEmissionsSummerThousandTons"}]
[]
["DISPLAY VALUE TYPE","Actual"]
[]
[]
["COMPARISON CASE","Self"]
[]
["COMPARISON YEAR","Parallel"]
[]
["COMPARISON DIMENSIONS"]
["Fuel Type","All Units","RPE_FuelType"]
["Fossil >25 MW","All Units","RPE_Fossil25MW"]
["Existing/New/Retired","Existing and New","RPE_ExistingorNewUnit"]
["Plant Type","All Units","RPE_PlantType"]
["Plant Category","All Units","RPE_PlantCategory"]
["Plant Controls","All Units",{"$f":"IF(B20=\"actual\",0,MATCH(B33,Controls,0))","v":0},null,"Case",{"$f":"TRANSPOSE(G59:G67)","v":"Historic"},"Initial_v6","High_Demand_v6","Low_Demand_v6","High_Renew_Cost_v6","Low_Renew_Cost_v6","Higher_Gas_Cost_v6","New_Tax_Law_v6",""]
["Existing or New Controls","All Controls",null,null,"Show/ Hide?","Show","Show","Show","Show","Show","Show","Show","Show","Show"]
["COMPARISON MEASURE","NOX Emissions Summer Thousand Tons",{"$f":"VLOOKUP(B35,'Lookup tables'!$AD$5:$AF$68,3,0)","v":"RPE_NOXEmissionsSummerThousandTons"},null,"Color"]
[]
[]
[null,null,null,null,"*Historical data is still under development. It is approximate and may not always provide an apples-to-apples comparison to IPM outputs. See READ ME worksheet for more info."]
[]
[]
[]
[]
[]
[]
["***You must click the update button to update the charts"]
[]
[]
[]
[]
[]
[]
[]
[]
[]
[]
[]
[]
[null,null,null,null,null,"PRIMARY",null,2011,2012,2013,2014,2015,2016,2017,2021,2023,2025,2030,2035,2040,2045,2050]
[null,null,null,null,null,null,"Historic",{"$f":"IF($G59=\"\",\"\",SUMIFS(CHOOSE(VLOOKUP($B$18,$A$113:$B$123,2,0),  RPE_FuelConsumptionSummerTBtu, RPE_FuelConsumptionTotalTBtu, RPE_GenerationSummerGWh, RPE_GenerationTotalGWh, RPE_CO2EmissionsSummerThousandTons, RPE_CO2EmissionsTotalThousandTons, RPE_NOXEmissionsSummerThousandTons, RPE_NOXEmissionsTotalThousandTons, RPE_SO2EmissionsSummerThousandTons, RPE_SO2EmissionsTotalThousandTons, RPE_DispatchableCapacityMW),MeetPrimaryCriteriaSeries3,\"=1\",RPE_Run,\"=\"&$G59,RPE_Year,\"=\"&H$58))","v":889.32886600000006},787.46597299999985,750.29746400000022,695.62110899999982,616.79623699999979,554.0761950000001,465.41706299999976]
[null,null,null,null,null,null,{"$f":"IF(Map!R4=\"\",\"\",Map!R4)","v":"Initial_v6"},null,null,null,null,null,null,null,{"$f":"IF($G60=\"\",\"\",SUMIFS(CHOOSE(VLOOKUP($B$18,$A$113:$B$123,2,0),  RPE_FuelConsumptionSummerTBtu, RPE_FuelConsumptionTotalTBtu, RPE_GenerationSummerGWh, RPE_GenerationTotalGWh, RPE_CO2EmissionsSummerThousandTons, RPE_CO2EmissionsTotalThousandTons, RPE_NOXEmissionsSummerThousandTons, RPE_NOXEmissionsTotalThousandTons, RPE_SO2EmissionsSummerThousandTons, RPE_SO2EmissionsTotalThousandTons, RPE_DispatchableCapacityMW),MeetPrimaryCriteriaSeries3,\"=1\",RPE_Run,\"=\"&$G60,RPE_Year,\"=\"&O$58))","v":388.29731138431055},403.32018521358407,404.09772596475523,399.84692561306969,393.09269067383843,393.32357787587273,386.79334344960864,349.59942471396488]
[null,null,null,null,null,null,{"$f":"IF(Map!R5=\"\",\"\",Map!R5)","v":"High_Demand_v6"},null,null,null,null,null,null,null,391.91187162300736,408.81529394811298,409.98916175005155,405.04407671835571,400.87223008673851,404.46896039597573,399.84216263175284,368.32993139578673]
[null,null,null,null,null,null,{"$f":"IF(Map!R6=\"\",\"\",Map!R6)","v":"Low_Demand_v6"},null,null,null,null,null,null,null,378.38718120755505,385.42679883728709,381.86324673635426,384.6300894227337,377.74479278008602,379.07871591218657,373.97479166780437,340.38621901613425]
[null,null,null,null,null,null,{"$f":"IF(Map!R7=\"\",\"\",Map!R7)","v":"High_Renew_Cost_v6"},null,null,null,null,null,null,null,397.15707487764689,405.00736956346407,404.51701739550111,410.26189189470102,398.49878155877195,399.7434322392312,405.84214633340429,378.77990153944324]
[null,null,null,null,null,null,{"$f":"IF(Map!R8=\"\",\"\",Map!R8)","v":"Low_Renew_Cost_v6"},null,null,null,null,null,null,null,{"$f":"IF($G64=\"\",\"\",CHOOSE(VLOOKUP($B$18,$A$113:$B$123,2,0),\nSUMIFS(RPE_FuelConsumptionSummerTBtu,MeetPrimaryCriteriaSeries3,\"=1\",RPE_Run,\"=\"&$G64,RPE_Year,\"=\"&O$58),\nSUMIFS(RPE_FuelConsumptionTotalTBtu,MeetPrimaryCriteriaSeries3,\"=1\",RPE_Run,\"=\"&$G64,RPE_Year,\"=\"&O$58),\nSUMIFS(RPE_GenerationSummerGWh,MeetPrimaryCriteriaSeries3,\"=1\",RPE_Run,\"=\"&$G64,RPE_Year,\"=\"&O$58),\nSUMIFS(RPE_GenerationTotalGWh,MeetPrimaryCriteriaSeries3,\"=1\",RPE_Run,\"=\"&$G64,RPE_Year,\"=\"&O$58),\nSUMIFS(RPE_CO2EmissionsSummerThousandTons,MeetPrimaryCriteriaSeries3,\"=1\",RPE_Run,\"=\"&$G64,RPE_Year,\"=\"&O$58),\nSUMIFS(RPE_CO2EmissionsTotalThousandTons,MeetPrimaryCriteriaSeries3,\"=1\",RPE_Run,\"=\"&$G64,RPE_Year,\"=\"&O$58),\nSUMIFS(RPE_NOXEmissionsSummerThousandTons,MeetPrimaryCriteriaSeries3,\"=1\",RPE_Run,\"=\"&$G64,RPE_Year,\"=\"&O$58),\nSUMIFS(RPE_NOXEmissionsTotalThousandTons,MeetPrimaryCriteriaSeries3,\"=1\",RPE_Run,\"=\"&$G64,RPE_Year,\"=\"&O$58),\nSUMIFS(RPE_SO2EmissionsSummerThousandTons,MeetPrimaryCriteriaSeries3,\"=1\",RPE_Run,\"=\"&$G64,RPE_Year,\"=\"&O$58),\nSUMIFS(RPE_SO2EmissionsTotalThousandTons,MeetPrimaryCriteriaSeries3,\"=1\",RPE_Run,\"=\"&$G64,RPE_Year,\"=\"&O$58),\nSUMIFS(RPE_DispatchableCapacityMW,MeetPrimaryCriteriaSeries3,\"=1\",RPE_Run,\"=\"&$G64,RPE_Year,\"=\"&O$58)))","v":379.76179436252374},395.27341965520554,393.0453714784382,355.17022345695256,349.01503821919584,339.03809427595809,320.42912870317019,264.33426522992676]
[null,null,null,null,null,null,{"$f":"IF(Map!R9=\"\",\"\",Map!R9)","v":"Higher_Gas_Cost_v6"},null,null,null,null,null,null,null,385.10175285942341,401.49667854849088,413.91827992507831,411.7896420649306,418.49970220958488,419.89001857148543,405.92979694410491,390.18474373690759]
[null,null,null,null,null,null,{"$f":"IF(Map!R10=\"\",\"\",Map!R10)","v":"New_Tax_Law_v6"},null,null,null,null,null,null,null,386.78052679753011,400.84944445146158,400.78657013714064,397.99132844299214,389.54913977382432,389.55285740163362,381.60856103492262,346.01474378332233]
[null,null,null,null,null,null,{"$f":"IF(Map!R11=\"\",\"\",Map!R11)","v":""},null,null,null,null,null,null,null,"","","","","","","",""]
[null,null,null,null,null,null,{"$f":"IF(Map!R12=\"\",\"\",Map!R12)","v":""},null,null,null,null,null,null,null,"","","","","","","",""]
[null,null,null,null,null,null,{"$f":"IF(Map!R13=\"\",\"\",Map!R13)","v":""},null,null,null,null,null,null,null,"","","","","","","",""]
[null,"Comparison Run List"]
[null,"Self",null,null,null,"COMPARISON",null,2011,2012,2013,2014,2015,2016,2017,2021,2023,2025,2030,2035,2040,2045,2050]
[null,{"$f":"G72","v":"Historic"},null,null,null,null,{"$f":"G59","v":"Historic"},{"$f":"IF($G72=\"\",\"\",SUMIFS(CHOOSE(VLOOKUP($B$35,$A$113:$B$123,2,0),  RPE_FuelConsumptionSummerTBtu, RPE_FuelConsumptionTotalTBtu, RPE_GenerationSummerGWh, RPE_GenerationTotalGWh, RPE_CO2EmissionsSummerThousandTons, RPE_CO2EmissionsTotalThousandTons, RPE_NOXEmissionsSummerThousandTons, RPE_NOXEmissionsTotalThousandTons, RPE_SO2EmissionsSummerThousandTons, RPE_SO2EmissionsTotalThousandTons, RPE_DispatchableCapacityMW),MeetComparisonCriteriaSeries3,\"=1\",RPE_Run,\"=\"&IF($B$23=\"self\",$G72,$B$23),RPE_Year,\"=\"&IF($B$25=\"Parallel\",H$71,$B$25)))","v":0},0,0,0,0,0,0]
[null,{"$f":"G73","v":"Initial_v6"},null,null,null,null,{"$f":"G60","v":"Initial_v6"},null,null,null,null,null,null,null,{"$f":"IF($G73=\"\",\"\",SUMIFS(CHOOSE(VLOOKUP($B$35,$A$113:$B$123,2,0),  RPE_FuelConsumptionSummerTBtu, RPE_FuelConsumptionTotalTBtu, RPE_GenerationSummerGWh, RPE_GenerationTotalGWh, RPE_CO2EmissionsSummerThousandTons, RPE_CO2EmissionsTotalThousandTons, RPE_NOXEmissionsSummerThousandTons, RPE_NOXEmissionsTotalThousandTons, RPE_SO2EmissionsSummerThousandTons, RPE_SO2EmissionsTotalThousandTons, RPE_DispatchableCapacityMW),MeetComparisonCriteriaSeries3,\"=1\",RPE_Run,\"=\"&IF($B$23=\"Self\",$G73,$B$23),RPE_Year,\"=\"&IF($B$25=\"Parallel\",O$71,$B$25)))","v":0},{"$f":"IF($G73=\"\",\"\",SUMIFS(CHOOSE(VLOOKUP($B$35,$A$113:$B$123,2,0),  RPE_FuelConsumptionSummerTBtu, RPE_FuelConsumptionTotalTBtu, RPE_GenerationSummerGWh, RPE_GenerationTotalGWh, RPE_CO2EmissionsSummerThousandTons, RPE_CO2EmissionsTotalThousandTons, RPE_NOXEmissionsSummerThousandTons, RPE_NOXEmissionsTotalThousandTons, RPE_SO2EmissionsSummerThousandTons, RPE_SO2EmissionsTotalThousandTons, RPE_DispatchableCapacityMW),MeetComparisonCriteriaSeries3,\"=1\",RPE_Run,\"=\"&IF($B$23=\"self\",$G73,$B$23),RPE_Year,\"=\"&IF($B$25=\"Parallel\",P$71,$B$25)))","v":0},0,0,0,0,0,0]
[null,"High_Demand_v6",null,null,null,null,"High_Demand_v6",null,null,null,null,null,null,null,0,0,0,0,0,0,0,0]
[null,"Low_Demand_v6",null,null,null,null,"Low_Demand_v6",null,null,null,null,null,null,null,0,0,0,0,0,0,0,0]
[null,"High_Renew_Cost_v6",null,null,null,null,"High_Renew_Cost_v6",null,null,null,null,null,null,null,0,0,0,0,0,0,0,0]
[null,"Low_Renew_Cost_v6",null,null,null,null,"Low_Renew_Cost_v6",null,null,null,null,null,null,null,0,0,0,0,0,0,0,0]
[null,"Higher_Gas_Cost_v6",null,null,null,null,"Higher_Gas_Cost_v6",null,null,null,null,null,null,null,0,0,0,0,0,0,0,0]
[null,"New_Tax_Law_v6",null,null,null,null,"New_Tax_Law_v6",null,null,null,null,null,null,null,0,0,0,0,0,0,0,0]
[null,"",null,null,null,null,"",null,null,null,null,null,null,null,"","","","","","","",""]
[null,"",null,null,null,null,"",null,null,null,null,null,null,null,{"$f":"IF($G81=\"\",\"\",SUMIFS(CHOOSE(VLOOKUP($B$35,$A$113:$B$123,2,0),  RPE_FuelConsumptionSummerTBtu, RPE_FuelConsumptionTotalTBtu, RPE_GenerationSummerGWh, RPE_GenerationTotalGWh, RPE_CO2EmissionsSummerThousandTons, RPE_CO2EmissionsTotalThousandTons, RPE_NOXEmissionsSummerThousandTons, RPE_NOXEmissionsTotalThousandTons, RPE_SO2EmissionsSummerThousandTons, RPE_SO2EmissionsTotalThousandTons, RPE_DispatchableCapacityMW),MeetComparisonCriteriaSeries3,\"=1\",RPE_Run,\"=\"&$G81,RPE_Year,\"=\"&O$71))","v":""},"","","","","","",""]
[null,"",null,null,null,null,"",null,null,null,null,null,null,null,"","","","","","","",""]
[]
["Historic Year List","Run Year List",null,null,null,"DISPLAY",null,2011,2012,2013,2014,2015,2016,2017,2021,2023,2025,2030,2035,2040,2045,2050]
[2011,"Parallel",null,null,{"$f":"IF(OR($B$7=\"IPM Region\",AND($B$25=\"Parallel\",OR($B$20=\"Absolute Change\",$B$20=\"Percent Change\"))),\"Hide\",\"Show\")","v":"Show"},{"$f":"G72","v":"Historic"},{"$f":"IF(E85=\"Hide\",\"\",F85)","v":"Historic"},{"$f":"IF($E85=\"Hide\",NA(),IFERROR(IF($B$20=\"Actual\",H59,IF(AND(OR($B$20=\"Absolute Change\",$B$20=\"Percent Change\"),$B$25=\"Parallel\"),\"\",IF($B$20=\"Absolute Change\",H59-H72,IF($B$20=\"Percent Change\",(H59-H72)/H72,IF($B$20=\"Emissions Rate\",(H59*2/H72)/IF(LEFT($B$18,3)=\"CO2\",1.10231,1),IF($B$20=\"Capacity Factor\",H59*1000/(H72*IF(NOT(ISERROR(SEARCH(\"Summer\",$B$18))),3672,8760)),H59/H72)))))),0))","v":889.32886600000006},787.46597299999985,750.29746400000022,695.62110899999982,616.79623699999979,554.0761950000001,{"$f":"IF(OR(ISERROR(SEARCH(\"Emissions\",$B$18)>0),$B$20=\"Emissions Rate\"),NA(), IF($E85=\"Hide\",NA(),IFERROR(IF($B$20=\"Actual\",N59,IF(AND(OR($B$20=\"Absolute Change\",$B$20=\"Percent Change\"),$B$25=\"Parallel\"),\"\",IF($B$20=\"Absolute Change\",N59-N72,IF($B$20=\"Percent Change\",(N59-N72)/N72,IF($B$20=\"Emissions Rate\",(N59*2/N72)/IF(LEFT($B$18,3)=\"CO2\",1.10231,1),IF($B$20=\"Capacity Factor\",N59*1000/(N72*IF(NOT(ISERROR(SEARCH(\"Summer\",$B$18))),3672,8760)),N59/N72)))))),0)))","v":465.41706299999976}]
[2012,2021,null,null,null,"Initial_v6",{"$f":"F86","v":"Initial_v6"},null,null,null,null,null,null,null,{"$f":"IF($F86=\"\",\"\",IFERROR(IF($B$20=\"Actual\",O60,IF($B$20=\"Absolute Change\",O60-O73,IF($B$20=\"Percent Change\",(O60-O73)/O73,IF($B$20=\"Emissions Rate\",(O60*2/O73)/IF(LEFT($B$18,3)=\"CO2\",1.10231,1),IF($B$20=\"Capacity Factor\",O60*1000/(O73*IF(NOT(ISERROR(SEARCH(\"Summer\",$B$18))),3672,8760)),O60/O73))))),0))","v":388.29731138431055},403.32018521358407,404.09772596475523,399.84692561306969,393.09269067383843,393.32357787587273,386.79334344960864,349.59942471396488]
[2013,2023,null,null,null,"High_Demand_v6",{"$f":"F87","v":"High_Demand_v6"},null,null,null,null,null,null,null,391.91187162300736,408.81529394811298,409.98916175005155,405.04407671835571,400.87223008673851,404.46896039597573,399.84216263175284,368.32993139578673]
[2014,2025,null,null,null,"Low_Demand_v6","Low_Demand_v6",null,null,null,null,null,null,null,378.38718120755505,385.42679883728709,381.86324673635426,384.6300894227337,377.74479278008602,379.07871591218657,373.97479166780437,340.38621901613425]
[2015,2030,null,null,null,"High_Renew_Cost_v6","High_Renew_Cost_v6",null,null,null,null,null,null,null,397.15707487764689,405.00736956346407,404.51701739550111,410.26189189470102,398.49878155877195,399.7434322392312,405.84214633340429,378.77990153944324]
[2016,2035,null,null,null,"Low_Renew_Cost_v6","Low_Renew_Cost_v6",null,null,null,null,null,null,null,379.76179436252374,395.27341965520554,393.0453714784382,355.17022345695256,349.01503821919584,339.03809427595809,320.42912870317019,264.33426522992676]
[2017,2040,null,null,null,"Higher_Gas_Cost_v6","Higher_Gas_Cost_v6",null,null,null,null,null,null,null,385.10175285942341,401.49667854849088,413.91827992507831,411.7896420649306,418.49970220958488,419.89001857148543,405.92979694410491,390.18474373690759]
[2005,2045,null,null,null,"New_Tax_Law_v6","New_Tax_Law_v6",null,null,null,null,null,null,null,386.78052679753011,400.84944445146158,400.78657013714064,397.99132844299214,389.54913977382432,389.55285740163362,381.60856103492262,346.01474378332233]
[null,2050,null,null,null,"","",null,null,null,null,null,null,null,"","","","","","","",""]
[null,null,null,null,null,"","",null,null,null,null,null,null,null,"","","","","","","",""]
[null,null,null,null,null,"","",null,null,null,null,null,null,null,"","","","","","","",""]
[]
[null,null,null,null,null,null,null,null,null,null,null,null,"=IF(OR(ISERROR(SEARCH(\"Emissions\",$B$18)>0),$B$20=\"Emissions Rate\"),NA(),1)"]
[]
[]
["Show"]
["Hide"]
[]
[]
[]
[]
[]
[]
[]
[]
[]
[]
[]
["Fuel Consumption Summer TBtu",1]
["Fuel Consumption Total TBtu",2]
["Generation Summer GWh",3]
["Generation Total GWh",4]
["CO2 Emissions Summer Thousand Tons",5]
["CO2 Emissions Total Thousand Tons",6]
["NOX Emissions Summer Thousand Tons",7]
["NOX Emissions Total Thousand Tons",8]
["SO2 Emissions Summer Thousand Tons",9]
["SO2 Emissions Total Thousand Tons",10]
["Dispatchable Capacity MW",11]
[]
[]
[]
["Fuel Consumption Summer TBtu","TBtu"]
["Fuel Consumption Total TBtu","TBtu"]
["Generation Summer GWh","GWh"]
["Generation Total GWh","GWh"]
["CO2 Emissions Summer Thousand Tons","Thousand (short) tons CO2"]
["CO2 Emissions Total Thousand Tons","Thousand (short) tons CO2"]
["NOX Emissions Summer Thousand Tons","Thousand (short) tons NOx"]
["NOX Emissions Total Thousand Tons","Thousand (short) tons NOx"]
["SO2 Emissions Summer Thousand Tons","Thousand (short) tons SO2"]
["SO2 Emissions Total Thousand Tons","Thousand (short) tons SO2"]
["Dispatchable Capacity MW","MW"]

{"sheet":"Whisker","index":5,"n_rows":118,"n_cols":23,"rows_kept":118,"cut":false,"hidden":false,"merged":[[1,8,2,13],[1,15,2,20],[47,7,49,20]]}
[null,null,null,null,null,null,null,null,"Data Point 1",null,null,null,null,null,null,"Data Point 2"]
[null,"Point 1",null,null,"Point 2 (Optional)",null,null,null,{"$f":"IF($B$20=\"Actual\",VLOOKUP(B18,$A$56:$B$66,2,0),\nIF($B$20=\"Absolute Change\",IF(VLOOKUP(B18,$A$56:$B$66,2,0)=VLOOKUP(B35,$A$56:$B$66,2,0),\"Change in \"&VLOOKUP(B18,$A$56:$B$66,2,0),\"Unit of Measure Mismatch\"),\nIF($B$20=\"Percent Change\",IF(B18=B35,\"Percent Change of \"&VLOOKUP(B18,$A$56:$B$66,2,0),\"Unit of Measure Mismatch\"),\nIF($B$20=\"Emissions Rate\",IF(AND(NOT(ISERROR(SEARCH(\"tons\",$B$18))),OR(NOT(ISERROR(SEARCH(\"GWh\",$B$35))),NOT(ISERROR(SEARCH(\"TBtu\",$B$35))))),IF(ISERROR(SEARCH(\"Summer\",$B$18))<>ISERROR(SEARCH(\"Summer\",$B$35)),\"Unit of Measure Mismatch\",\"lbs \"&LEFT($B$18,3)&\"/\"&IF(RIGHT($B$35,4)=\"TBtu\",\"mmBtu\",\"kWh\")),\"Unit of Measure Mismatch\"),\nIF($B$20=\"Fraction\",IF(B18=B35,\"Dimensionless Fraction or Ratio\",VLOOKUP(B18,$A$56:$B$66,2,0)&\" / \"&VLOOKUP(B35,$A$56:$B$66,2,0)),\nIF(AND($B$20=\"Capacity Factor\",NOT(ISERROR(SEARCH(\"Generation\",$B$18))),NOT(ISERROR(SEARCH(\"Capacity\",$B$35)))),\"Capacity Factor\",\"ERROR\"))))))","v":"Thousand (short) tons NOx"},null,null,null,null,null,null,{"$f":"IF(E3=\"Off\",\"[Data Point Off]\",IF($E$20=\"Actual\",VLOOKUP(E18,$A$56:$B$66,2,0),\nIF($E$20=\"Absolute Change\",IF(VLOOKUP(E18,$A$56:$B$66,2,0)=VLOOKUP(E35,$A$56:$B$66,2,0),\"Change in \"&VLOOKUP(E18,$A$56:$B$66,2,0),\"Unit of Measure Mismatch\"),\nIF($E$20=\"Percent Change\",IF(E18=E35,\"Percent Change of \"&VLOOKUP(E18,$A$56:$B$66,2,0),\"Unit of Measure Mismatch\"),\nIF($E$20=\"Emissions Rate\",IF(AND(NOT(ISERROR(SEARCH(\"tons\",$E$18))),OR(NOT(ISERROR(SEARCH(\"GWh\",$E$35))),NOT(ISERROR(SEARCH(\"TBtu\",$E$35))))),IF(ISERROR(SEARCH(\"Summer\",$E$18))<>ISERROR(SEARCH(\"Summer\",$E$35)),\"Unit of Measure Mismatch\",\"lbs \"&LEFT($E$18,3)&\"/\"&IF(RIGHT($E$35,4)=\"TBtu\",\"mmBtu\",\"kWh\")),\"Unit of Measure Mismatch\"),\nIF($E$20=\"Fraction\",IF(E18=E35,\"Dimensionless Fraction or Ratio\",VLOOKUP(E18,$A$56:$B$66,2,0)&\" / \"&VLOOKUP(E35,$A$56:$B$66,2,0)),\nIF(AND($E$20=\"Capacity Factor\",NOT(ISERROR(SEARCH(\"Generation\",$E$18))),NOT(ISERROR(SEARCH(\"Capacity\",$E$35)))),\"Capacity Factor\",\"ERROR\")))))))","v":"[Data Point Off]"}]
[null,null,null,null,"Off"]
["PRIMARY RUN","Initial_v6",null,null,"Initial_v6"]
[]
["PRIMARY YEAR",2021,null,null,2021]
[]
["Regional Aggregation","State",{"$f":"IF(B8=\"State\",\"RPE_State\",\"RPE_RegionGroupAcronym\")","v":"RPE_State"},null,"State",{"$f":"IF(E8=\"State\",\"RPE_State\",\"RPE_RegionGroupAcronym\")","v":"RPE_State"}]
[]
["PRIMARY DIMENSIONS"]
["Fuel Type","All Units","RPE_FuelType",null,"All Units","RPE_FuelType"]
["Fossil >25 MW","All Units","RPE_Fossil25MW",null,"All Units","RPE_Fossil25MW"]
["Existing/New/Retired","Existing and New","RPE_ExistingorNewUnit",null,"Existing and New","RPE_ExistingorNewUnit"]
["Plant Type","All Units","RPE_PlantType",null,"All Units","RPE_PlantType"]
["Plant Category","All Units","RPE_PlantCategory",null,"All Units","RPE_PlantCategory"]
["Plant Controls","All Units",{"$f":"MATCH(B16,Controls,0)","v":1},null,"All Units",{"$f":"IF(E3=\"Off\",0,MATCH(E16,Controls,0))","v":0}]
["Existing or New Controls","All Controls",null,null,"All Controls"]
["PRIMARY MEASURE","NOX Emissions Summer Thousand Tons",{"$f":"VLOOKUP(B18,'Lookup tables'!$AD$5:$AF$68,3,0)","v":"RPE_NOXEmissionsSummerThousandTons"},null,"NOX Emissions Summer Thousand Tons",{"$f":"VLOOKUP(E18,'Lookup tables'!$AD$5:$AF$68,3,0)","v":"RPE_NOXEmissionsSummerThousandTons"}]
[]
["DISPLAY VALUE TYPE","Actual",null,null,"Actual"]
["SORT BY","Ascending"]
[]
["COMPARISON RUN","Initial_v6",null,null,"Initial_v6"]
[]
["COMPARISON YEAR",2021,null,null,2021]
[]
["COMPARISON DIMENSIONS"]
["Fuel Type","All Units","RPE_FuelType",null,"All Units","RPE_FuelType"]
["Fossil >25 MW","All Units","RPE_Fossil25MW",null,"All Units","RPE_Fossil25MW"]
["Existing/New/Retired","Existing and New","RPE_ExistingorNewUnit",null,"Existing and New","RPE_ExistingorNewUnit"]
["Plant Type","All Units","RPE_PlantType",null,"All Units","RPE_PlantType"]
["Plant Category","All Units","RPE_PlantCategory",null,"All Units","RPE_PlantCategory"]
["Plant Controls","All Units",{"$f":"IF(B20=\"actual\",0,MATCH(B33,Controls,0))","v":0},null,"All Units",{"$f":"IF(OR(E20=\"actual\",E3=\"off\"),0,MATCH(E33,Controls,0))","v":0}]
["Existing or New Controls","All Controls",null,null,"All Controls"]
["COMPARISON MEASURE","NOX Emissions Summer Thousand Tons",{"$f":"VLOOKUP(B35,'Lookup tables'!$AD$5:$AF$68,3,0)","v":"RPE_NOXEmissionsSummerThousandTons"},null,"NOX Emissions Summer Thousand Tons",{"$f":"VLOOKUP(E35,'Lookup tables'!$AD$5:$AF$68,3,0)","v":"RPE_NOXEmissionsSummerThousandTons"}]
[]
["POINT COLOR"]
[]
[]
[]
[null,"***You must click the update button to update the chart"]
[]
[]
[]
[]
[]
[]
[null,null,null,null,null,null,null,"*Historical data is still under development. It is approximate and may not always provide an apples-to-apples comparison to IPM outputs. See READ ME worksheet for more info."]
[]
[]
[]
[null,null,null,null,null,null,null,null,null,null,null,null,null,null,null,null,"Sort:",null,null,null,null,"show",{"$f":"MIN($U$56:$V$104)","v":0}]
[null,null,null,null,null,null,null,null,null,null,null,null,null,null,null,null,{"$f":"B21","v":"Ascending"},null,null,null,null,{"$f":"E3","v":"Off"},{"$f":"IF(W52<0,ROUNDUP(W52,0),ROUNDDOWN(W52,0))","v":0}]
[null,null,null,null,null,null,null,null,null,"Primary Value","Comparison Value","Display Value","Primary Value","Comparison Value","Display Value","Rank of Point 1","Rank Tie Break",null,"Rank","State","Point 1",{"$f":"IF(E3=\"Off\",\"\",\"Point 2\")","v":""},"Dummy"]
[null,null,null,null,null,null,null,null,"National",{"$f":"SUM(J56:J119)","v":388.29731138431083},{"$f":"SUM(K56:K119)","v":0},{"$f":"IF(I55=0,\"\",IFERROR(IF($B$20=\"Actual\",J55,IF($B$20=\"Absolute Change\",J55-K55,IF($B$20=\"Percent Change\",(J55-K55)/K55,IF($B$20=\"Emissions Rate\",(J55*2/K55),IF($B$20=\"Capacity Factor\",J55*1000/(K55*IF(NOT(ISERROR(SEARCH(\"Summer\",$B$18))),3672,8760)),J55/K55))))),0))","v":388.29731138431083},{"$f":"SUM(M56:M119)","v":0},{"$f":"SUM(N56:N119)","v":0},{"$f":"IF(I55=0,\"\",IFERROR(IF($E$20=\"Actual\",M55,IF($E$20=\"Absolute Change\",M55-N55,IF($E$20=\"Percent Change\",(M55-N55)/N55,IF($E$20=\"Emissions Rate\",(M55*2/N55),IF($E$20=\"Capacity Factor\",M55*1000/(N55*IF(NOT(ISERROR(SEARCH(\"Summer\",$E$18))),3672,8760)),M55/N55))))),0))","v":0}]
["Fuel Consumption Summer TBtu","TBtu",null,null,null,null,null,null,{"$f":"IF($B$8=\"State\",Map!P3,Map!O3)","v":"AL"},{"$f":"IF(I56=0,\"\",SUMIFS(CHOOSE(VLOOKUP($B$18,'Lookup tables'!$AK$5:$AM$15,3,0), RPE_FuelConsumptionSummerTBtu, RPE_FuelConsumptionTotalTBtu, RPE_GenerationSummerGWh, RPE_GenerationTotalGWh, RPE_CO2EmissionsSummerThousandTons, RPE_CO2EmissionsTotalThousandTons, RPE_NOXEmissionsSummerThousandTons, RPE_NOXEmissionsTotalThousandTons, RPE_SO2EmissionsSummerThousandTons, RPE_SO2EmissionsTotalThousandTons, RPE_DispatchableCapacityMW), MeetPrimaryCriteria2,\"=1\",IF($B$8=\"IPM Region\",RPE_IPMRegionGroupAcronym,RPE_State),\"=\"&IF($B$8=\"National\",\"*\",$I56)))","v":6.5673523705518599},{"$f":"IF(I56=0,\"\",IF($B$20=\"Actual\",0,SUMIFS(CHOOSE(VLOOKUP($B$35,'Lookup tables'!$AK$5:$AM$15,3,0), RPE_FuelConsumptionSummerTBtu, RPE_FuelConsumptionTotalTBtu, RPE_GenerationSummerGWh, RPE_GenerationTotalGWh, RPE_CO2EmissionsSummerThousandTons, RPE_CO2EmissionsTotalThousandTons, RPE_NOXEmissionsSummerThousandTons, RPE_NOXEmissionsTotalThousandTons, RPE_SO2EmissionsSummerThousandTons, RPE_SO2EmissionsTotalThousandTons, RPE_DispatchableCapacityMW), MeetComparisonCriteria2,\"=1\",IF($B$8=\"IPM Region\",RPE_IPMRegionGroupAcronym,RPE_State),\"=\"&IF($B$8=\"National\",\"*\",$I56))))","v":0},{"$f":"IF(I56=0,\"\",IFERROR(IF($B$20=\"Actual\",J56,IF($B$20=\"Absolute Change\",J56-K56,IF($B$20=\"Percent Change\",(J56-K56)/K56,IF($B$20=\"Emissions Rate\",(J56*2/K56),IF($B$20=\"Capacity Factor\",J56*1000/(K56*IF(NOT(ISERROR(SEARCH(\"Summer\",$B$18))),3672,8760)),J56/K56))))),0))","v":6.5673523705518599},{"$f":"IF(I56=0,\"\",SUMIFS(CHOOSE(VLOOKUP($E$18,'Lookup tables'!$AK$5:$AM$15,3,0), RPE_FuelConsumptionSummerTBtu, RPE_FuelConsumptionTotalTBtu, RPE_GenerationSummerGWh, RPE_GenerationTotalGWh, RPE_CO2EmissionsSummerThousandTons, RPE_CO2EmissionsTotalThousandTons, RPE_NOXEmissionsSummerThousandTons, RPE_NOXEmissionsTotalThousandTons, RPE_SO2EmissionsSummerThousandTons, RPE_SO2EmissionsTotalThousandTons, RPE_DispatchableCapacityMW), MeetPrimaryCriteria3,\"=1\",IF($E$8=\"IPM Region\",RPE_IPMRegionGroupAcronym,RPE_State),\"=\"&IF($E$8=\"National\",\"*\",$I56)))","v":0},{"$f":"IF(I56=0,\"\",IF($E$20=\"Actual\",0,SUMIFS(CHOOSE(VLOOKUP($E$35,'Lookup tables'!$AK$5:$AM$15,3,0), RPE_FuelConsumptionSummerTBtu, RPE_FuelConsumptionTotalTBtu, RPE_GenerationSummerGWh, RPE_GenerationTotalGWh, RPE_CO2EmissionsSummerThousandTons, RPE_CO2EmissionsTotalThousandTons, RPE_NOXEmissionsSummerThousandTons, RPE_NOXEmissionsTotalThousandTons, RPE_SO2EmissionsSummerThousandTons, RPE_SO2EmissionsTotalThousandTons, RPE_DispatchableCapacityMW), MeetComparisonCriteria3,\"=1\",IF($E$8=\"IPM Region\",RPE_IPMRegionGroupAcronym,RPE_State),\"=\"&IF($E$8=\"National\",\"*\",$I56))))","v":0},{"$f":"IF(I56=0,\"\",IFERROR(IF($E$20=\"Actual\",M56,IF($E$20=\"Absolute Change\",M56-N56,IF($E$20=\"Percent Change\",(M56-N56)/N56,IF($E$20=\"Emissions Rate\",(M56*2/N56),IF($E$20=\"Capacity Factor\",M56*1000/(N56*IF(NOT(ISERROR(SEARCH(\"Summer\",$E$18))),3672,8760)),M56/N56))))),0))","v":0},{"$f":"IF(OR(I56=\"  \",I56=0),\"\",(RANK(L56,IF($B$8=\"State\",$L$56:$L$104,$L$56:$L$118))+ROW()*0.0000000001))","v":27.0000000056},{"$f":"IF(OR(I56=\"  \",I56=0),\"\",IF($Q$53=\"Alphabetical\",99-(ROW()-6),RANK(P56,IF($B$8=\"State\",$P$56:$P$104,$P$56:$P$118),IF($Q$53=\"Descending\",0,1))))","v":27},null,1,{"$f":"IF(S56=\"\",\"\",INDEX($I$56:$I$118,MATCH(S56,$Q$56:$Q$118,0),1))","v":"TX"},{"$f":"IF(S56=\"\",\"\",INDEX($L$56:$L$118,MATCH(S56,$Q$56:$Q$118,0),1))","v":43.767341242919635},{"$f":"IF(S56=\"\",\"\",IF($V$53=\"off\",0,INDEX($O$56:$O$118,MATCH(S56,$Q$56:$Q$118,0),1)))","v":0},{"$f":"$W$53","v":0}]
["Fuel Consumption Total TBtu","TBtu",null,null,null,null,null,null,{"$f":"IF($B$8=\"State\",Map!P4,Map!O4)","v":"AR"},{"$f":"IF(I57=0,\"\",SUMIFS(CHOOSE(VLOOKUP($B$18,'Lookup tables'!$AK$5:$AM$15,3,0), RPE_FuelConsumptionSummerTBtu, RPE_FuelConsumptionTotalTBtu, RPE_GenerationSummerGWh, RPE_GenerationTotalGWh, RPE_CO2EmissionsSummerThousandTons, RPE_CO2EmissionsTotalThousandTons, RPE_NOXEmissionsSummerThousandTons, RPE_NOXEmissionsTotalThousandTons, RPE_SO2EmissionsSummerThousandTons, RPE_SO2EmissionsTotalThousandTons, RPE_DispatchableCapacityMW), MeetPrimaryCriteria2,\"=1\",IF($B$8=\"IPM Region\",RPE_IPMRegionGroupAcronym,RPE_State),\"=\"&IF($B$8=\"National\",\"*\",$I57)))","v":9.2965638873042025},{"$f":"IF(I57=0,\"\",IF($B$20=\"Actual\",0,SUMIFS(CHOOSE(VLOOKUP($B$35,'Lookup tables'!$AK$5:$AM$15,3,0), RPE_FuelConsumptionSummerTBtu, RPE_FuelConsumptionTotalTBtu, RPE_GenerationSummerGWh, RPE_GenerationTotalGWh, RPE_CO2EmissionsSummerThousandTons, RPE_CO2EmissionsTotalThousandTons, RPE_NOXEmissionsSummerThousandTons, RPE_NOXEmissionsTotalThousandTons, RPE_SO2EmissionsSummerThousandTons, RPE_SO2EmissionsTotalThousandTons, RPE_DispatchableCapacityMW), MeetComparisonCriteria2,\"=1\",IF($B$8=\"IPM Region\",RPE_IPMRegionGroupAcronym,RPE_State),\"=\"&IF($B$8=\"National\",\"*\",$I57))))","v":0},{"$f":"IF(I57=0,\"\",IFERROR(IF($B$20=\"Actual\",J57,IF($B$20=\"Absolute Change\",J57-K57,IF($B$20=\"Percent Change\",(J57-K57)/K57,IF($B$20=\"Emissions Rate\",(J57*2/K57),IF($B$20=\"Capacity Factor\",J57*1000/(K57*IF(NOT(ISERROR(SEARCH(\"Summer\",$B$18))),3672,8760)),J57/K57))))),0))","v":9.2965638873042025},{"$f":"IF(I57=0,\"\",SUMIFS(CHOOSE(VLOOKUP($E$18,'Lookup tables'!$AK$5:$AM$15,3,0), RPE_FuelConsumptionSummerTBtu, RPE_FuelConsumptionTotalTBtu, RPE_GenerationSummerGWh, RPE_GenerationTotalGWh, RPE_CO2EmissionsSummerThousandTons, RPE_CO2EmissionsTotalThousandTons, RPE_NOXEmissionsSummerThousandTons, RPE_NOXEmissionsTotalThousandTons, RPE_SO2EmissionsSummerThousandTons, RPE_SO2EmissionsTotalThousandTons, RPE_DispatchableCapacityMW), MeetPrimaryCriteria3,\"=1\",IF($E$8=\"IPM Region\",RPE_IPMRegionGroupAcronym,RPE_State),\"=\"&IF($E$8=\"National\",\"*\",$I57)))","v":0},{"$f":"IF(I57=0,\"\",IF($E$20=\"Actual\",0,SUMIFS(CHOOSE(VLOOKUP($E$35,'Lookup tables'!$AK$5:$AM$15,3,0), RPE_FuelConsumptionSummerTBtu, RPE_FuelConsumptionTotalTBtu, RPE_GenerationSummerGWh, RPE_GenerationTotalGWh, RPE_CO2EmissionsSummerThousandTons, RPE_CO2EmissionsTotalThousandTons, RPE_NOXEmissionsSummerThousandTons, RPE_NOXEmissionsTotalThousandTons, RPE_SO2EmissionsSummerThousandTons, RPE_SO2EmissionsTotalThousandTons, RPE_DispatchableCapacityMW), MeetComparisonCriteria3,\"=1\",IF($E$8=\"IPM Region\",RPE_IPMRegionGroupAcronym,RPE_State),\"=\"&IF($E$8=\"National\",\"*\",$I57))))","v":0},{"$f":"IF(I57=0,\"\",IFERROR(IF($E$20=\"Actual\",M57,IF($E$20=\"Absolute Change\",M57-N57,IF($E$20=\"Percent Change\",(M57-N57)/N57,IF($E$20=\"Emissions Rate\",(M57*2/N57),IF($E$20=\"Capacity Factor\",M57*1000/(N57*IF(NOT(ISERROR(SEARCH(\"Summer\",$E$18))),3672,8760)),M57/N57))))),0))","v":0},18.000000005699999,{"$f":"IF(OR(I57=\"  \",I57=0),\"\",IF($Q$53=\"Alphabetical\",99-(ROW()-6),RANK(P57,IF($B$8=\"State\",$P$56:$P$104,$P$56:$P$118),IF($Q$53=\"Descending\",0,1))))","v":18},null,{"$f":"IF(OR(I57=\"  \",I57=0),\"\",S56+1)","v":2},{"$f":"IF(S57=\"\",\"\",INDEX($I$56:$I$118,MATCH(S57,$Q$56:$Q$118,0),1))","v":"PA"},{"$f":"IF(S57=\"\",\"\",INDEX($L$56:$L$118,MATCH(S57,$Q$56:$Q$118,0),1))","v":18.798082114749473},{"$f":"IF(S57=\"\",\"\",IF($V$53=\"off\",0,INDEX($O$56:$O$118,MATCH(S57,$Q$56:$Q$118,0),1)))","v":0},{"$f":"$W$53","v":0}]
["Generation Summer GWh","GWh",null,null,null,null,null,null,{"$f":"IF($B$8=\"State\",Map!P5,Map!O5)","v":"AZ"},{"$f":"IF(I58=0,\"\",SUMIFS(CHOOSE(VLOOKUP($B$18,'Lookup tables'!$AK$5:$AM$15,3,0), RPE_FuelConsumptionSummerTBtu, RPE_FuelConsumptionTotalTBtu, RPE_GenerationSummerGWh, RPE_GenerationTotalGWh, RPE_CO2EmissionsSummerThousandTons, RPE_CO2EmissionsTotalThousandTons, RPE_NOXEmissionsSummerThousandTons, RPE_NOXEmissionsTotalThousandTons, RPE_SO2EmissionsSummerThousandTons, RPE_SO2EmissionsTotalThousandTons, RPE_DispatchableCapacityMW), MeetPrimaryCriteria2,\"=1\",IF($B$8=\"IPM Region\",RPE_IPMRegionGroupAcronym,RPE_State),\"=\"&IF($B$8=\"National\",\"*\",$I58)))","v":8.0826327705116459},{"$f":"IF(I58=0,\"\",IF($B$20=\"Actual\",0,SUMIFS(CHOOSE(VLOOKUP($B$35,'Lookup tables'!$AK$5:$AM$15,3,0), RPE_FuelConsumptionSummerTBtu, RPE_FuelConsumptionTotalTBtu, RPE_GenerationSummerGWh, RPE_GenerationTotalGWh, RPE_CO2EmissionsSummerThousandTons, RPE_CO2EmissionsTotalThousandTons, RPE_NOXEmissionsSummerThousandTons, RPE_NOXEmissionsTotalThousandTons, RPE_SO2EmissionsSummerThousandTons, RPE_SO2EmissionsTotalThousandTons, RPE_DispatchableCapacityMW), MeetComparisonCriteria2,\"=1\",IF($B$8=\"IPM Region\",RPE_IPMRegionGroupAcronym,RPE_State),\"=\"&IF($B$8=\"National\",\"*\",$I58))))","v":0},8.0826327705116459,{"$f":"IF(I58=0,\"\",SUMIFS(CHOOSE(VLOOKUP($E$18,'Lookup tables'!$AK$5:$AM$15,3,0), RPE_FuelConsumptionSummerTBtu, RPE_FuelConsumptionTotalTBtu, RPE_GenerationSummerGWh, RPE_GenerationTotalGWh, RPE_CO2EmissionsSummerThousandTons, RPE_CO2EmissionsTotalThousandTons, RPE_NOXEmissionsSummerThousandTons, RPE_NOXEmissionsTotalThousandTons, RPE_SO2EmissionsSummerThousandTons, RPE_SO2EmissionsTotalThousandTons, RPE_DispatchableCapacityMW), MeetPrimaryCriteria3,\"=1\",IF($E$8=\"IPM Region\",RPE_IPMRegionGroupAcronym,RPE_State),\"=\"&IF($E$8=\"National\",\"*\",$I58)))","v":0},{"$f":"IF(I58=0,\"\",IF($E$20=\"Actual\",0,SUMIFS(CHOOSE(VLOOKUP($E$35,'Lookup tables'!$AK$5:$AM$15,3,0), RPE_FuelConsumptionSummerTBtu, RPE_FuelConsumptionTotalTBtu, RPE_GenerationSummerGWh, RPE_GenerationTotalGWh, RPE_CO2EmissionsSummerThousandTons, RPE_CO2EmissionsTotalThousandTons, RPE_NOXEmissionsSummerThousandTons, RPE_NOXEmissionsTotalThousandTons, RPE_SO2EmissionsSummerThousandTons, RPE_SO2EmissionsTotalThousandTons, RPE_DispatchableCapacityMW), MeetComparisonCriteria3,\"=1\",IF($E$8=\"IPM Region\",RPE_IPMRegionGroupAcronym,RPE_State),\"=\"&IF($E$8=\"National\",\"*\",$I58))))","v":0},0,22.0000000058,22,null,{"$f":"IF(OR(I58=\"  \",I58=0),\"\",S57+1)","v":3},"FL",17.984846790168536,0,0]
["Generation Total GWh","GWh",null,null,null,null,null,null,{"$f":"IF($B$8=\"State\",Map!P6,Map!O6)","v":"CA"},{"$f":"IF(I59=0,\"\",SUMIFS(CHOOSE(VLOOKUP($B$18,'Lookup tables'!$AK$5:$AM$15,3,0), RPE_FuelConsumptionSummerTBtu, RPE_FuelConsumptionTotalTBtu, RPE_GenerationSummerGWh, RPE_GenerationTotalGWh, RPE_CO2EmissionsSummerThousandTons, RPE_CO2EmissionsTotalThousandTons, RPE_NOXEmissionsSummerThousandTons, RPE_NOXEmissionsTotalThousandTons, RPE_SO2EmissionsSummerThousandTons, RPE_SO2EmissionsTotalThousandTons, RPE_DispatchableCapacityMW), MeetPrimaryCriteria2,\"=1\",IF($B$8=\"IPM Region\",RPE_IPMRegionGroupAcronym,RPE_State),\"=\"&IF($B$8=\"National\",\"*\",$I59)))","v":5.1167867045228101},{"$f":"IF(I59=0,\"\",IF($B$20=\"Actual\",0,SUMIFS(CHOOSE(VLOOKUP($B$35,'Lookup tables'!$AK$5:$AM$15,3,0), RPE_FuelConsumptionSummerTBtu, RPE_FuelConsumptionTotalTBtu, RPE_GenerationSummerGWh, RPE_GenerationTotalGWh, RPE_CO2EmissionsSummerThousandTons, RPE_CO2EmissionsTotalThousandTons, RPE_NOXEmissionsSummerThousandTons, RPE_NOXEmissionsTotalThousandTons, RPE_SO2EmissionsSummerThousandTons, RPE_SO2EmissionsTotalThousandTons, RPE_DispatchableCapacityMW), MeetComparisonCriteria2,\"=1\",IF($B$8=\"IPM Region\",RPE_IPMRegionGroupAcronym,RPE_State),\"=\"&IF($B$8=\"National\",\"*\",$I59))))","v":0},5.1167867045228101,{"$f":"IF(I59=0,\"\",SUMIFS(CHOOSE(VLOOKUP($E$18,'Lookup tables'!$AK$5:$AM$15,3,0), RPE_FuelConsumptionSummerTBtu, RPE_FuelConsumptionTotalTBtu, RPE_GenerationSummerGWh, RPE_GenerationTotalGWh, RPE_CO2EmissionsSummerThousandTons, RPE_CO2EmissionsTotalThousandTons, RPE_NOXEmissionsSummerThousandTons, RPE_NOXEmissionsTotalThousandTons, RPE_SO2EmissionsSummerThousandTons, RPE_SO2EmissionsTotalThousandTons, RPE_DispatchableCapacityMW), MeetPrimaryCriteria3,\"=1\",IF($E$8=\"IPM Region\",RPE_IPMRegionGroupAcronym,RPE_State),\"=\"&IF($E$8=\"National\",\"*\",$I59)))","v":0},{"$f":"IF(I59=0,\"\",IF($E$20=\"Actual\",0,SUMIFS(CHOOSE(VLOOKUP($E$35,'Lookup tables'!$AK$5:$AM$15,3,0), RPE_FuelConsumptionSummerTBtu, RPE_FuelConsumptionTotalTBtu, RPE_GenerationSummerGWh, RPE_GenerationTotalGWh, RPE_CO2EmissionsSummerThousandTons, RPE_CO2EmissionsTotalThousandTons, RPE_NOXEmissionsSummerThousandTons, RPE_NOXEmissionsTotalThousandTons, RPE_SO2EmissionsSummerThousandTons, RPE_SO2EmissionsTotalThousandTons, RPE_DispatchableCapacityMW), MeetComparisonCriteria3,\"=1\",IF($E$8=\"IPM Region\",RPE_IPMRegionGroupAcronym,RPE_State),\"=\"&IF($E$8=\"National\",\"*\",$I59))))","v":0},0,29.000000005899999,29,null,4,"WV",17.083686583918297,0,0]
["CO2 Emissions Summer Thousand Tons","Thousand (short) tons CO2",null,null,null,null,null,null,{"$f":"IF($B$8=\"State\",Map!P7,Map!O7)","v":"CO"},{"$f":"IF(I60=0,\"\",SUMIFS(CHOOSE(VLOOKUP($B$18,'Lookup tables'!$AK$5:$AM$15,3,0), RPE_FuelConsumptionSummerTBtu, RPE_FuelConsumptionTotalTBtu, RPE_GenerationSummerGWh, RPE_GenerationTotalGWh, RPE_CO2EmissionsSummerThousandTons, RPE_CO2EmissionsTotalThousandTons, RPE_NOXEmissionsSummerThousandTons, RPE_NOXEmissionsTotalThousandTons, RPE_SO2EmissionsSummerThousandTons, RPE_SO2EmissionsTotalThousandTons, RPE_DispatchableCapacityMW), MeetPrimaryCriteria2,\"=1\",IF($B$8=\"IPM Region\",RPE_IPMRegionGroupAcronym,RPE_State),\"=\"&IF($B$8=\"National\",\"*\",$I60)))","v":8.3677728318366942},{"$f":"IF(I60=0,\"\",IF($B$20=\"Actual\",0,SUMIFS(CHOOSE(VLOOKUP($B$35,'Lookup tables'!$AK$5:$AM$15,3,0), RPE_FuelConsumptionSummerTBtu, RPE_FuelConsumptionTotalTBtu, RPE_GenerationSummerGWh, RPE_GenerationTotalGWh, RPE_CO2EmissionsSummerThousandTons, RPE_CO2EmissionsTotalThousandTons, RPE_NOXEmissionsSummerThousandTons, RPE_NOXEmissionsTotalThousandTons, RPE_SO2EmissionsSummerThousandTons, RPE_SO2EmissionsTotalThousandTons, RPE_DispatchableCapacityMW), MeetComparisonCriteria2,\"=1\",IF($B$8=\"IPM Region\",RPE_IPMRegionGroupAcronym,RPE_State),\"=\"&IF($B$8=\"National\",\"*\",$I60))))","v":0},8.3677728318366942,{"$f":"IF(I60=0,\"\",SUMIFS(CHOOSE(VLOOKUP($E$18,'Lookup tables'!$AK$5:$AM$15,3,0), RPE_FuelConsumptionSummerTBtu, RPE_FuelConsumptionTotalTBtu, RPE_GenerationSummerGWh, RPE_GenerationTotalGWh, RPE_CO2EmissionsSummerThousandTons, RPE_CO2EmissionsTotalThousandTons, RPE_NOXEmissionsSummerThousandTons, RPE_NOXEmissionsTotalThousandTons, RPE_SO2EmissionsSummerThousandTons, RPE_SO2EmissionsTotalThousandTons, RPE_DispatchableCapacityMW), MeetPrimaryCriteria3,\"=1\",IF($E$8=\"IPM Region\",RPE_IPMRegionGroupAcronym,RPE_State),\"=\"&IF($E$8=\"National\",\"*\",$I60)))","v":0},{"$f":"IF(I60=0,\"\",IF($E$20=\"Actual\",0,SUMIFS(CHOOSE(VLOOKUP($E$35,'Lookup tables'!$AK$5:$AM$15,3,0), RPE_FuelConsumptionSummerTBtu, RPE_FuelConsumptionTotalTBtu, RPE_GenerationSummerGWh, RPE_GenerationTotalGWh, RPE_CO2EmissionsSummerThousandTons, RPE_CO2EmissionsTotalThousandTons, RPE_NOXEmissionsSummerThousandTons, RPE_NOXEmissionsTotalThousandTons, RPE_SO2EmissionsSummerThousandTons, RPE_SO2EmissionsTotalThousandTons, RPE_DispatchableCapacityMW), MeetComparisonCriteria3,\"=1\",IF($E$8=\"IPM Region\",RPE_IPMRegionGroupAcronym,RPE_State),\"=\"&IF($E$8=\"National\",\"*\",$I60))))","v":0},0,20.000000006,20,null,5,"IN",17.03233152028259,0,0]
["CO2 Emissions Total Thousand Tons","Thousand (short) tons CO2",null,null,null,null,null,null,{"$f":"IF($B$8=\"State\",Map!P8,Map!O8)","v":"CT"},{"$f":"IF(I61=0,\"\",SUMIFS(CHOOSE(VLOOKUP($B$18,'Lookup tables'!$AK$5:$AM$15,3,0), RPE_FuelConsumptionSummerTBtu, RPE_FuelConsumptionTotalTBtu, RPE_GenerationSummerGWh, RPE_GenerationTotalGWh, RPE_CO2EmissionsSummerThousandTons, RPE_CO2EmissionsTotalThousandTons, RPE_NOXEmissionsSummerThousandTons, RPE_NOXEmissionsTotalThousandTons, RPE_SO2EmissionsSummerThousandTons, RPE_SO2EmissionsTotalThousandTons, RPE_DispatchableCapacityMW), MeetPrimaryCriteria2,\"=1\",IF($B$8=\"IPM Region\",RPE_IPMRegionGroupAcronym,RPE_State),\"=\"&IF($B$8=\"National\",\"*\",$I61)))","v":1.9197669645290496},{"$f":"IF(I61=0,\"\",IF($B$20=\"Actual\",0,SUMIFS(CHOOSE(VLOOKUP($B$35,'Lookup tables'!$AK$5:$AM$15,3,0), RPE_FuelConsumptionSummerTBtu, RPE_FuelConsumptionTotalTBtu, RPE_GenerationSummerGWh, RPE_GenerationTotalGWh, RPE_CO2EmissionsSummerThousandTons, RPE_CO2EmissionsTotalThousandTons, RPE_NOXEmissionsSummerThousandTons, RPE_NOXEmissionsTotalThousandTons, RPE_SO2EmissionsSummerThousandTons, RPE_SO2EmissionsTotalThousandTons, RPE_DispatchableCapacityMW), MeetComparisonCriteria2,\"=1\",IF($B$8=\"IPM Region\",RPE_IPMRegionGroupAcronym,RPE_State),\"=\"&IF($B$8=\"National\",\"*\",$I61))))","v":0},1.9197669645290496,{"$f":"IF(I61=0,\"\",SUMIFS(CHOOSE(VLOOKUP($E$18,'Lookup tables'!$AK$5:$AM$15,3,0), RPE_FuelConsumptionSummerTBtu, RPE_FuelConsumptionTotalTBtu, RPE_GenerationSummerGWh, RPE_GenerationTotalGWh, RPE_CO2EmissionsSummerThousandTons, RPE_CO2EmissionsTotalThousandTons, RPE_NOXEmissionsSummerThousandTons, RPE_NOXEmissionsTotalThousandTons, RPE_SO2EmissionsSummerThousandTons, RPE_SO2EmissionsTotalThousandTons, RPE_DispatchableCapacityMW), MeetPrimaryCriteria3,\"=1\",IF($E$8=\"IPM Region\",RPE_IPMRegionGroupAcronym,RPE_State),\"=\"&IF($E$8=\"National\",\"*\",$I61)))","v":0},{"$f":"IF(I61=0,\"\",IF($E$20=\"Actual\",0,SUMIFS(CHOOSE(VLOOKUP($E$35,'Lookup tables'!$AK$5:$AM$15,3,0), RPE_FuelConsumptionSummerTBtu, RPE_FuelConsumptionTotalTBtu, RPE_GenerationSummerGWh, RPE_GenerationTotalGWh, RPE_CO2EmissionsSummerThousandTons, RPE_CO2EmissionsTotalThousandTons, RPE_NOXEmissionsSummerThousandTons, RPE_NOXEmissionsTotalThousandTons, RPE_SO2EmissionsSummerThousandTons, RPE_SO2EmissionsTotalThousandTons, RPE_DispatchableCapacityMW), MeetComparisonCriteria3,\"=1\",IF($E$8=\"IPM Region\",RPE_IPMRegionGroupAcronym,RPE_State),\"=\"&IF($E$8=\"National\",\"*\",$I61))))","v":0},0,38.000000006100002,38,null,6,"OH",16.720227951142753,0,0]
["NOX Emissions Summer Thousand Tons","Thousand (short) tons NOx",null,null,null,null,null,null,{"$f":"IF($B$8=\"State\",Map!P9,Map!O9)","v":"DC"},{"$f":"IF(I62=0,\"\",SUMIFS(CHOOSE(VLOOKUP($B$18,'Lookup tables'!$AK$5:$AM$15,3,0), RPE_FuelConsumptionSummerTBtu, RPE_FuelConsumptionTotalTBtu, RPE_GenerationSummerGWh, RPE_GenerationTotalGWh, RPE_CO2EmissionsSummerThousandTons, RPE_CO2EmissionsTotalThousandTons, RPE_NOXEmissionsSummerThousandTons, RPE_NOXEmissionsTotalThousandTons, RPE_SO2EmissionsSummerThousandTons, RPE_SO2EmissionsTotalThousandTons, RPE_DispatchableCapacityMW), MeetPrimaryCriteria2,\"=1\",IF($B$8=\"IPM Region\",RPE_IPMRegionGroupAcronym,RPE_State),\"=\"&IF($B$8=\"National\",\"*\",$I62)))","v":1.2934985635160842E-3},{"$f":"IF(I62=0,\"\",IF($B$20=\"Actual\",0,SUMIFS(CHOOSE(VLOOKUP($B$35,'Lookup tables'!$AK$5:$AM$15,3,0), RPE_FuelConsumptionSummerTBtu, RPE_FuelConsumptionTotalTBtu, RPE_GenerationSummerGWh, RPE_GenerationTotalGWh, RPE_CO2EmissionsSummerThousandTons, RPE_CO2EmissionsTotalThousandTons, RPE_NOXEmissionsSummerThousandTons, RPE_NOXEmissionsTotalThousandTons, RPE_SO2EmissionsSummerThousandTons, RPE_SO2EmissionsTotalThousandTons, RPE_DispatchableCapacityMW), MeetComparisonCriteria2,\"=1\",IF($B$8=\"IPM Region\",RPE_IPMRegionGroupAcronym,RPE_State),\"=\"&IF($B$8=\"National\",\"*\",$I62))))","v":0},1.2934985635160842E-3,{"$f":"IF(I62=0,\"\",SUMIFS(CHOOSE(VLOOKUP($E$18,'Lookup tables'!$AK$5:$AM$15,3,0), RPE_FuelConsumptionSummerTBtu, RPE_FuelConsumptionTotalTBtu, RPE_GenerationSummerGWh, RPE_GenerationTotalGWh, RPE_CO2EmissionsSummerThousandTons, RPE_CO2EmissionsTotalThousandTons, RPE_NOXEmissionsSummerThousandTons, RPE_NOXEmissionsTotalThousandTons, RPE_SO2EmissionsSummerThousandTons, RPE_SO2EmissionsTotalThousandTons, RPE_DispatchableCapacityMW), MeetPrimaryCriteria3,\"=1\",IF($E$8=\"IPM Region\",RPE_IPMRegionGroupAcronym,RPE_State),\"=\"&IF($E$8=\"National\",\"*\",$I62)))","v":0},{"$f":"IF(I62=0,\"\",IF($E$20=\"Actual\",0,SUMIFS(CHOOSE(VLOOKUP($E$35,'Lookup tables'!$AK$5:$AM$15,3,0), RPE_FuelConsumptionSummerTBtu, RPE_FuelConsumptionTotalTBtu, RPE_GenerationSummerGWh, RPE_GenerationTotalGWh, RPE_CO2EmissionsSummerThousandTons, RPE_CO2EmissionsTotalThousandTons, RPE_NOXEmissionsSummerThousandTons, RPE_NOXEmissionsTotalThousandTons, RPE_SO2EmissionsSummerThousandTons, RPE_SO2EmissionsTotalThousandTons, RPE_DispatchableCapacityMW), MeetComparisonCriteria3,\"=1\",IF($E$8=\"IPM Region\",RPE_IPMRegionGroupAcronym,RPE_State),\"=\"&IF($E$8=\"National\",\"*\",$I62))))","v":0},0,49.000000006199997,49,null,7,"MO",14.342998647173731,0,0]
["NOX Emissions Total Thousand Tons","Thousand (short) tons NOx",null,null,null,null,null,null,{"$f":"IF($B$8=\"State\",Map!P10,Map!O10)","v":"DE"},{"$f":"IF(I63=0,\"\",SUMIFS(CHOOSE(VLOOKUP($B$18,'Lookup tables'!$AK$5:$AM$15,3,0), RPE_FuelConsumptionSummerTBtu, RPE_FuelConsumptionTotalTBtu, RPE_GenerationSummerGWh, RPE_GenerationTotalGWh, RPE_CO2EmissionsSummerThousandTons, RPE_CO2EmissionsTotalThousandTons, RPE_NOXEmissionsSummerThousandTons, RPE_NOXEmissionsTotalThousandTons, RPE_SO2EmissionsSummerThousandTons, RPE_SO2EmissionsTotalThousandTons, RPE_DispatchableCapacityMW), MeetPrimaryCriteria2,\"=1\",IF($B$8=\"IPM Region\",RPE_IPMRegionGroupAcronym,RPE_State),\"=\"&IF($B$8=\"National\",\"*\",$I63)))","v":0.25435111287121781},{"$f":"IF(I63=0,\"\",IF($B$20=\"Actual\",0,SUMIFS(CHOOSE(VLOOKUP($B$35,'Lookup tables'!$AK$5:$AM$15,3,0), RPE_FuelConsumptionSummerTBtu, RPE_FuelConsumptionTotalTBtu, RPE_GenerationSummerGWh, RPE_GenerationTotalGWh, RPE_CO2EmissionsSummerThousandTons, RPE_CO2EmissionsTotalThousandTons, RPE_NOXEmissionsSummerThousandTons, RPE_NOXEmissionsTotalThousandTons, RPE_SO2EmissionsSummerThousandTons, RPE_SO2EmissionsTotalThousandTons, RPE_DispatchableCapacityMW), MeetComparisonCriteria2,\"=1\",IF($B$8=\"IPM Region\",RPE_IPMRegionGroupAcronym,RPE_State),\"=\"&IF($B$8=\"National\",\"*\",$I63))))","v":0},0.25435111287121781,{"$f":"IF(I63=0,\"\",SUMIFS(CHOOSE(VLOOKUP($E$18,'Lookup tables'!$AK$5:$AM$15,3,0), RPE_FuelConsumptionSummerTBtu, RPE_FuelConsumptionTotalTBtu, RPE_GenerationSummerGWh, RPE_GenerationTotalGWh, RPE_CO2EmissionsSummerThousandTons, RPE_CO2EmissionsTotalThousandTons, RPE_NOXEmissionsSummerThousandTons, RPE_NOXEmissionsTotalThousandTons, RPE_SO2EmissionsSummerThousandTons, RPE_SO2EmissionsTotalThousandTons, RPE_DispatchableCapacityMW), MeetPrimaryCriteria3,\"=1\",IF($E$8=\"IPM Region\",RPE_IPMRegionGroupAcronym,RPE_State),\"=\"&IF($E$8=\"National\",\"*\",$I63)))","v":0},{"$f":"IF(I63=0,\"\",IF($E$20=\"Actual\",0,SUMIFS(CHOOSE(VLOOKUP($E$35,'Lookup tables'!$AK$5:$AM$15,3,0), RPE_FuelConsumptionSummerTBtu, RPE_FuelConsumptionTotalTBtu, RPE_GenerationSummerGWh, RPE_GenerationTotalGWh, RPE_CO2EmissionsSummerThousandTons, RPE_CO2EmissionsTotalThousandTons, RPE_NOXEmissionsSummerThousandTons, RPE_NOXEmissionsTotalThousandTons, RPE_SO2EmissionsSummerThousandTons, RPE_SO2EmissionsTotalThousandTons, RPE_DispatchableCapacityMW), MeetComparisonCriteria3,\"=1\",IF($E$8=\"IPM Region\",RPE_IPMRegionGroupAcronym,RPE_State),\"=\"&IF($E$8=\"National\",\"*\",$I63))))","v":0},0,46.000000006299999,46,null,8,"IL",14.24912595378906,0,0]
["SO2 Emissions Summer Thousand Tons","Thousand (short) tons SO2",null,null,null,null,null,null,{"$f":"IF($B$8=\"State\",Map!P11,Map!O11)","v":"FL"},{"$f":"IF(I64=0,\"\",SUMIFS(CHOOSE(VLOOKUP($B$18,'Lookup tables'!$AK$5:$AM$15,3,0), RPE_FuelConsumptionSummerTBtu, RPE_FuelConsumptionTotalTBtu, RPE_GenerationSummerGWh, RPE_GenerationTotalGWh, RPE_CO2EmissionsSummerThousandTons, RPE_CO2EmissionsTotalThousandTons, RPE_NOXEmissionsSummerThousandTons, RPE_NOXEmissionsTotalThousandTons, RPE_SO2EmissionsSummerThousandTons, RPE_SO2EmissionsTotalThousandTons, RPE_DispatchableCapacityMW), MeetPrimaryCriteria2,\"=1\",IF($B$8=\"IPM Region\",RPE_IPMRegionGroupAcronym,RPE_State),\"=\"&IF($B$8=\"National\",\"*\",$I64)))","v":17.984846790168536},{"$f":"IF(I64=0,\"\",IF($B$20=\"Actual\",0,SUMIFS(CHOOSE(VLOOKUP($B$35,'Lookup tables'!$AK$5:$AM$15,3,0), RPE_FuelConsumptionSummerTBtu, RPE_FuelConsumptionTotalTBtu, RPE_GenerationSummerGWh, RPE_GenerationTotalGWh, RPE_CO2EmissionsSummerThousandTons, RPE_CO2EmissionsTotalThousandTons, RPE_NOXEmissionsSummerThousandTons, RPE_NOXEmissionsTotalThousandTons, RPE_SO2EmissionsSummerThousandTons, RPE_SO2EmissionsTotalThousandTons, RPE_DispatchableCapacityMW), MeetComparisonCriteria2,\"=1\",IF($B$8=\"IPM Region\",RPE_IPMRegionGroupAcronym,RPE_State),\"=\"&IF($B$8=\"National\",\"*\",$I64))))","v":0},17.984846790168536,{"$f":"IF(I64=0,\"\",SUMIFS(CHOOSE(VLOOKUP($E$18,'Lookup tables'!$AK$5:$AM$15,3,0), RPE_FuelConsumptionSummerTBtu, RPE_FuelConsumptionTotalTBtu, RPE_GenerationSummerGWh, RPE_GenerationTotalGWh, RPE_CO2EmissionsSummerThousandTons, RPE_CO2EmissionsTotalThousandTons, RPE_NOXEmissionsSummerThousandTons, RPE_NOXEmissionsTotalThousandTons, RPE_SO2EmissionsSummerThousandTons, RPE_SO2EmissionsTotalThousandTons, RPE_DispatchableCapacityMW), MeetPrimaryCriteria3,\"=1\",IF($E$8=\"IPM Region\",RPE_IPMRegionGroupAcronym,RPE_State),\"=\"&IF($E$8=\"National\",\"*\",$I64)))","v":0},{"$f":"IF(I64=0,\"\",IF($E$20=\"Actual\",0,SUMIFS(CHOOSE(VLOOKUP($E$35,'Lookup tables'!$AK$5:$AM$15,3,0), RPE_FuelConsumptionSummerTBtu, RPE_FuelConsumptionTotalTBtu, RPE_GenerationSummerGWh, RPE_GenerationTotalGWh, RPE_CO2EmissionsSummerThousandTons, RPE_CO2EmissionsTotalThousandTons, RPE_NOXEmissionsSummerThousandTons, RPE_NOXEmissionsTotalThousandTons, RPE_SO2EmissionsSummerThousandTons, RPE_SO2EmissionsTotalThousandTons, RPE_DispatchableCapacityMW), MeetComparisonCriteria3,\"=1\",IF($E$8=\"IPM Region\",RPE_IPMRegionGroupAcronym,RPE_State),\"=\"&IF($E$8=\"National\",\"*\",$I64))))","v":0},0,3.0000000064000001,3,null,9,"NC",13.319287152148679,0,0]
["SO2 Emissions Total Thousand Tons","Thousand (short) tons SO2",null,null,null,null,null,null,{"$f":"IF($B$8=\"State\",Map!P12,Map!O12)","v":"GA"},{"$f":"IF(I65=0,\"\",SUMIFS(CHOOSE(VLOOKUP($B$18,'Lookup tables'!$AK$5:$AM$15,3,0), RPE_FuelConsumptionSummerTBtu, RPE_FuelConsumptionTotalTBtu, RPE_GenerationSummerGWh, RPE_GenerationTotalGWh, RPE_CO2EmissionsSummerThousandTons, RPE_CO2EmissionsTotalThousandTons, RPE_NOXEmissionsSummerThousandTons, RPE_NOXEmissionsTotalThousandTons, RPE_SO2EmissionsSummerThousandTons, RPE_SO2EmissionsTotalThousandTons, RPE_DispatchableCapacityMW), MeetPrimaryCriteria2,\"=1\",IF($B$8=\"IPM Region\",RPE_IPMRegionGroupAcronym,RPE_State),\"=\"&IF($B$8=\"National\",\"*\",$I65)))","v":9.969489005302071},{"$f":"IF(I65=0,\"\",IF($B$20=\"Actual\",0,SUMIFS(CHOOSE(VLOOKUP($B$35,'Lookup tables'!$AK$5:$AM$15,3,0), RPE_FuelConsumptionSummerTBtu, RPE_FuelConsumptionTotalTBtu, RPE_GenerationSummerGWh, RPE_GenerationTotalGWh, RPE_CO2EmissionsSummerThousandTons, RPE_CO2EmissionsTotalThousandTons, RPE_NOXEmissionsSummerThousandTons, RPE_NOXEmissionsTotalThousandTons, RPE_SO2EmissionsSummerThousandTons, RPE_SO2EmissionsTotalThousandTons, RPE_DispatchableCapacityMW), MeetComparisonCriteria2,\"=1\",IF($B$8=\"IPM Region\",RPE_IPMRegionGroupAcronym,RPE_State),\"=\"&IF($B$8=\"National\",\"*\",$I65))))","v":0},9.969489005302071,{"$f":"IF(I65=0,\"\",SUMIFS(CHOOSE(VLOOKUP($E$18,'Lookup tables'!$AK$5:$AM$15,3,0), RPE_FuelConsumptionSummerTBtu, RPE_FuelConsumptionTotalTBtu, RPE_GenerationSummerGWh, RPE_GenerationTotalGWh, RPE_CO2EmissionsSummerThousandTons, RPE_CO2EmissionsTotalThousandTons, RPE_NOXEmissionsSummerThousandTons, RPE_NOXEmissionsTotalThousandTons, RPE_SO2EmissionsSummerThousandTons, RPE_SO2EmissionsTotalThousandTons, RPE_DispatchableCapacityMW), MeetPrimaryCriteria3,\"=1\",IF($E$8=\"IPM Region\",RPE_IPMRegionGroupAcronym,RPE_State),\"=\"&IF($E$8=\"National\",\"*\",$I65)))","v":0},{"$f":"IF(I65=0,\"\",IF($E$20=\"Actual\",0,SUMIFS(CHOOSE(VLOOKUP($E$35,'Lookup tables'!$AK$5:$AM$15,3,0), RPE_FuelConsumptionSummerTBtu, RPE_FuelConsumptionTotalTBtu, RPE_GenerationSummerGWh, RPE_GenerationTotalGWh, RPE_CO2EmissionsSummerThousandTons, RPE_CO2EmissionsTotalThousandTons, RPE_NOXEmissionsSummerThousandTons, RPE_NOXEmissionsTotalThousandTons, RPE_SO2EmissionsSummerThousandTons, RPE_SO2EmissionsTotalThousandTons, RPE_DispatchableCapacityMW), MeetComparisonCriteria3,\"=1\",IF($E$8=\"IPM Region\",RPE_IPMRegionGroupAcronym,RPE_State),\"=\"&IF($E$8=\"National\",\"*\",$I65))))","v":0},0,17.000000006499999,17,null,10,"MI",13.293746809139304,0,0]
["Dispatchable Capacity MW","MW",null,null,null,null,null,null,{"$f":"IF($B$8=\"State\",Map!P13,Map!O13)","v":"IA"},{"$f":"IF(I66=0,\"\",SUMIFS(CHOOSE(VLOOKUP($B$18,'Lookup tables'!$AK$5:$AM$15,3,0), RPE_FuelConsumptionSummerTBtu, RPE_FuelConsumptionTotalTBtu, RPE_GenerationSummerGWh, RPE_GenerationTotalGWh, RPE_CO2EmissionsSummerThousandTons, RPE_CO2EmissionsTotalThousandTons, RPE_NOXEmissionsSummerThousandTons, RPE_NOXEmissionsTotalThousandTons, RPE_SO2EmissionsSummerThousandTons, RPE_SO2EmissionsTotalThousandTons, RPE_DispatchableCapacityMW), MeetPrimaryCriteria2,\"=1\",IF($B$8=\"IPM Region\",RPE_IPMRegionGroupAcronym,RPE_State),\"=\"&IF($B$8=\"National\",\"*\",$I66)))","v":10.905637505660572},{"$f":"IF(I66=0,\"\",IF($B$20=\"Actual\",0,SUMIFS(CHOOSE(VLOOKUP($B$35,'Lookup tables'!$AK$5:$AM$15,3,0), RPE_FuelConsumptionSummerTBtu, RPE_FuelConsumptionTotalTBtu, RPE_GenerationSummerGWh, RPE_GenerationTotalGWh, RPE_CO2EmissionsSummerThousandTons, RPE_CO2EmissionsTotalThousandTons, RPE_NOXEmissionsSummerThousandTons, RPE_NOXEmissionsTotalThousandTons, RPE_SO2EmissionsSummerThousandTons, RPE_SO2EmissionsTotalThousandTons, RPE_DispatchableCapacityMW), MeetComparisonCriteria2,\"=1\",IF($B$8=\"IPM Region\",RPE_IPMRegionGroupAcronym,RPE_State),\"=\"&IF($B$8=\"National\",\"*\",$I66))))","v":0},10.905637505660572,{"$f":"IF(I66=0,\"\",SUMIFS(CHOOSE(VLOOKUP($E$18,'Lookup tables'!$AK$5:$AM$15,3,0), RPE_FuelConsumptionSummerTBtu, RPE_FuelConsumptionTotalTBtu, RPE_GenerationSummerGWh, RPE_GenerationTotalGWh, RPE_CO2EmissionsSummerThousandTons, RPE_CO2EmissionsTotalThousandTons, RPE_NOXEmissionsSummerThousandTons, RPE_NOXEmissionsTotalThousandTons, RPE_SO2EmissionsSummerThousandTons, RPE_SO2EmissionsTotalThousandTons, RPE_DispatchableCapacityMW), MeetPrimaryCriteria3,\"=1\",IF($E$8=\"IPM Region\",RPE_IPMRegionGroupAcronym,RPE_State),\"=\"&IF($E$8=\"National\",\"*\",$I66)))","v":0},{"$f":"IF(I66=0,\"\",IF($E$20=\"Actual\",0,SUMIFS(CHOOSE(VLOOKUP($E$35,'Lookup tables'!$AK$5:$AM$15,3,0), RPE_FuelConsumptionSummerTBtu, RPE_FuelConsumptionTotalTBtu, RPE_GenerationSummerGWh, RPE_GenerationTotalGWh, RPE_CO2EmissionsSummerThousandTons, RPE_CO2EmissionsTotalThousandTons, RPE_NOXEmissionsSummerThousandTons, RPE_NOXEmissionsTotalThousandTons, RPE_SO2EmissionsSummerThousandTons, RPE_SO2EmissionsTotalThousandTons, RPE_DispatchableCapacityMW), MeetComparisonCriteria3,\"=1\",IF($E$8=\"IPM Region\",RPE_IPMRegionGroupAcronym,RPE_State),\"=\"&IF($E$8=\"National\",\"*\",$I66))))","v":0},0,14.000000006600001,14,null,11,"UT",12.660577413982887,0,0]
[null,null,null,null,null,null,null,null,{"$f":"IF($B$8=\"State\",Map!P14,Map!O14)","v":"ID"},{"$f":"IF(I67=0,\"\",SUMIFS(CHOOSE(VLOOKUP($B$18,'Lookup tables'!$AK$5:$AM$15,3,0), RPE_FuelConsumptionSummerTBtu, RPE_FuelConsumptionTotalTBtu, RPE_GenerationSummerGWh, RPE_GenerationTotalGWh, RPE_CO2EmissionsSummerThousandTons, RPE_CO2EmissionsTotalThousandTons, RPE_NOXEmissionsSummerThousandTons, RPE_NOXEmissionsTotalThousandTons, RPE_SO2EmissionsSummerThousandTons, RPE_SO2EmissionsTotalThousandTons, RPE_DispatchableCapacityMW), MeetPrimaryCriteria2,\"=1\",IF($B$8=\"IPM Region\",RPE_IPMRegionGroupAcronym,RPE_State),\"=\"&IF($B$8=\"National\",\"*\",$I67)))","v":0.1047514658186271},{"$f":"IF(I67=0,\"\",IF($B$20=\"Actual\",0,SUMIFS(CHOOSE(VLOOKUP($B$35,'Lookup tables'!$AK$5:$AM$15,3,0), RPE_FuelConsumptionSummerTBtu, RPE_FuelConsumptionTotalTBtu, RPE_GenerationSummerGWh, RPE_GenerationTotalGWh, RPE_CO2EmissionsSummerThousandTons, RPE_CO2EmissionsTotalThousandTons, RPE_NOXEmissionsSummerThousandTons, RPE_NOXEmissionsTotalThousandTons, RPE_SO2EmissionsSummerThousandTons, RPE_SO2EmissionsTotalThousandTons, RPE_DispatchableCapacityMW), MeetComparisonCriteria2,\"=1\",IF($B$8=\"IPM Region\",RPE_IPMRegionGroupAcronym,RPE_State),\"=\"&IF($B$8=\"National\",\"*\",$I67))))","v":0},0.1047514658186271,{"$f":"IF(I67=0,\"\",SUMIFS(CHOOSE(VLOOKUP($E$18,'Lookup tables'!$AK$5:$AM$15,3,0), RPE_FuelConsumptionSummerTBtu, RPE_FuelConsumptionTotalTBtu, RPE_GenerationSummerGWh, RPE_GenerationTotalGWh, RPE_CO2EmissionsSummerThousandTons, RPE_CO2EmissionsTotalThousandTons, RPE_NOXEmissionsSummerThousandTons, RPE_NOXEmissionsTotalThousandTons, RPE_SO2EmissionsSummerThousandTons, RPE_SO2EmissionsTotalThousandTons, RPE_DispatchableCapacityMW), MeetPrimaryCriteria3,\"=1\",IF($E$8=\"IPM Region\",RPE_IPMRegionGroupAcronym,RPE_State),\"=\"&IF($E$8=\"National\",\"*\",$I67)))","v":0},{"$f":"IF(I67=0,\"\",IF($E$20=\"Actual\",0,SUMIFS(CHOOSE(VLOOKUP($E$35,'Lookup tables'!$AK$5:$AM$15,3,0), RPE_FuelConsumptionSummerTBtu, RPE_FuelConsumptionTotalTBtu, RPE_GenerationSummerGWh, RPE_GenerationTotalGWh, RPE_CO2EmissionsSummerThousandTons, RPE_CO2EmissionsTotalThousandTons, RPE_NOXEmissionsSummerThousandTons, RPE_NOXEmissionsTotalThousandTons, RPE_SO2EmissionsSummerThousandTons, RPE_SO2EmissionsTotalThousandTons, RPE_DispatchableCapacityMW), MeetComparisonCriteria3,\"=1\",IF($E$8=\"IPM Region\",RPE_IPMRegionGroupAcronym,RPE_State),\"=\"&IF($E$8=\"National\",\"*\",$I67))))","v":0},0,47.000000006699999,47,null,12,"KY",11.508903628216675,0,0]
[null,null,null,null,null,null,null,null,{"$f":"IF($B$8=\"State\",Map!P15,Map!O15)","v":"IL"},{"$f":"IF(I68=0,\"\",SUMIFS(CHOOSE(VLOOKUP($B$18,'Lookup tables'!$AK$5:$AM$15,3,0), RPE_FuelConsumptionSummerTBtu, RPE_FuelConsumptionTotalTBtu, RPE_GenerationSummerGWh, RPE_GenerationTotalGWh, RPE_CO2EmissionsSummerThousandTons, RPE_CO2EmissionsTotalThousandTons, RPE_NOXEmissionsSummerThousandTons, RPE_NOXEmissionsTotalThousandTons, RPE_SO2EmissionsSummerThousandTons, RPE_SO2EmissionsTotalThousandTons, RPE_DispatchableCapacityMW), MeetPrimaryCriteria2,\"=1\",IF($B$8=\"IPM Region\",RPE_IPMRegionGroupAcronym,RPE_State),\"=\"&IF($B$8=\"National\",\"*\",$I68)))","v":14.24912595378906},{"$f":"IF(I68=0,\"\",IF($B$20=\"Actual\",0,SUMIFS(CHOOSE(VLOOKUP($B$35,'Lookup tables'!$AK$5:$AM$15,3,0), RPE_FuelConsumptionSummerTBtu, RPE_FuelConsumptionTotalTBtu, RPE_GenerationSummerGWh, RPE_GenerationTotalGWh, RPE_CO2EmissionsSummerThousandTons, RPE_CO2EmissionsTotalThousandTons, RPE_NOXEmissionsSummerThousandTons, RPE_NOXEmissionsTotalThousandTons, RPE_SO2EmissionsSummerThousandTons, RPE_SO2EmissionsTotalThousandTons, RPE_DispatchableCapacityMW), MeetComparisonCriteria2,\"=1\",IF($B$8=\"IPM Region\",RPE_IPMRegionGroupAcronym,RPE_State),\"=\"&IF($B$8=\"National\",\"*\",$I68))))","v":0},14.24912595378906,{"$f":"IF(I68=0,\"\",SUMIFS(CHOOSE(VLOOKUP($E$18,'Lookup tables'!$AK$5:$AM$15,3,0), RPE_FuelConsumptionSummerTBtu, RPE_FuelConsumptionTotalTBtu, RPE_GenerationSummerGWh, RPE_GenerationTotalGWh, RPE_CO2EmissionsSummerThousandTons, RPE_CO2EmissionsTotalThousandTons, RPE_NOXEmissionsSummerThousandTons, RPE_NOXEmissionsTotalThousandTons, RPE_SO2EmissionsSummerThousandTons, RPE_SO2EmissionsTotalThousandTons, RPE_DispatchableCapacityMW), MeetPrimaryCriteria3,\"=1\",IF($E$8=\"IPM Region\",RPE_IPMRegionGroupAcronym,RPE_State),\"=\"&IF($E$8=\"National\",\"*\",$I68)))","v":0},{"$f":"IF(I68=0,\"\",IF($E$20=\"Actual\",0,SUMIFS(CHOOSE(VLOOKUP($E$35,'Lookup tables'!$AK$5:$AM$15,3,0), RPE_FuelConsumptionSummerTBtu, RPE_FuelConsumptionTotalTBtu, RPE_GenerationSummerGWh, RPE_GenerationTotalGWh, RPE_CO2EmissionsSummerThousandTons, RPE_CO2EmissionsTotalThousandTons, RPE_NOXEmissionsSummerThousandTons, RPE_NOXEmissionsTotalThousandTons, RPE_SO2EmissionsSummerThousandTons, RPE_SO2EmissionsTotalThousandTons, RPE_DispatchableCapacityMW), MeetComparisonCriteria3,\"=1\",IF($E$8=\"IPM Region\",RPE_IPMRegionGroupAcronym,RPE_State),\"=\"&IF($E$8=\"National\",\"*\",$I68))))","v":0},0,8.0000000068000006,8,null,13,"NE",11.478638723177733,0,0]
[null,null,null,null,null,null,null,null,{"$f":"IF($B$8=\"State\",Map!P16,Map!O16)","v":"IN"},{"$f":"IF(I69=0,\"\",SUMIFS(CHOOSE(VLOOKUP($B$18,'Lookup tables'!$AK$5:$AM$15,3,0), RPE_FuelConsumptionSummerTBtu, RPE_FuelConsumptionTotalTBtu, RPE_GenerationSummerGWh, RPE_GenerationTotalGWh, RPE_CO2EmissionsSummerThousandTons, RPE_CO2EmissionsTotalThousandTons, RPE_NOXEmissionsSummerThousandTons, RPE_NOXEmissionsTotalThousandTons, RPE_SO2EmissionsSummerThousandTons, RPE_SO2EmissionsTotalThousandTons, RPE_DispatchableCapacityMW), MeetPrimaryCriteria2,\"=1\",IF($B$8=\"IPM Region\",RPE_IPMRegionGroupAcronym,RPE_State),\"=\"&IF($B$8=\"National\",\"*\",$I69)))","v":17.03233152028259},{"$f":"IF(I69=0,\"\",IF($B$20=\"Actual\",0,SUMIFS(CHOOSE(VLOOKUP($B$35,'Lookup tables'!$AK$5:$AM$15,3,0), RPE_FuelConsumptionSummerTBtu, RPE_FuelConsumptionTotalTBtu, RPE_GenerationSummerGWh, RPE_GenerationTotalGWh, RPE_CO2EmissionsSummerThousandTons, RPE_CO2EmissionsTotalThousandTons, RPE_NOXEmissionsSummerThousandTons, RPE_NOXEmissionsTotalThousandTons, RPE_SO2EmissionsSummerThousandTons, RPE_SO2EmissionsTotalThousandTons, RPE_DispatchableCapacityMW), MeetComparisonCriteria2,\"=1\",IF($B$8=\"IPM Region\",RPE_IPMRegionGroupAcronym,RPE_State),\"=\"&IF($B$8=\"National\",\"*\",$I69))))","v":0},17.03233152028259,{"$f":"IF(I69=0,\"\",SUMIFS(CHOOSE(VLOOKUP($E$18,'Lookup tables'!$AK$5:$AM$15,3,0), RPE_FuelConsumptionSummerTBtu, RPE_FuelConsumptionTotalTBtu, RPE_GenerationSummerGWh, RPE_GenerationTotalGWh, RPE_CO2EmissionsSummerThousandTons, RPE_CO2EmissionsTotalThousandTons, RPE_NOXEmissionsSummerThousandTons, RPE_NOXEmissionsTotalThousandTons, RPE_SO2EmissionsSummerThousandTons, RPE_SO2EmissionsTotalThousandTons, RPE_DispatchableCapacityMW), MeetPrimaryCriteria3,\"=1\",IF($E$8=\"IPM Region\",RPE_IPMRegionGroupAcronym,RPE_State),\"=\"&IF($E$8=\"National\",\"*\",$I69)))","v":0},{"$f":"IF(I69=0,\"\",IF($E$20=\"Actual\",0,SUMIFS(CHOOSE(VLOOKUP($E$35,'Lookup tables'!$AK$5:$AM$15,3,0), RPE_FuelConsumptionSummerTBtu, RPE_FuelConsumptionTotalTBtu, RPE_GenerationSummerGWh, RPE_GenerationTotalGWh, RPE_CO2EmissionsSummerThousandTons, RPE_CO2EmissionsTotalThousandTons, RPE_NOXEmissionsSummerThousandTons, RPE_NOXEmissionsTotalThousandTons, RPE_SO2EmissionsSummerThousandTons, RPE_SO2EmissionsTotalThousandTons, RPE_DispatchableCapacityMW), MeetComparisonCriteria3,\"=1\",IF($E$8=\"IPM Region\",RPE_IPMRegionGroupAcronym,RPE_State),\"=\"&IF($E$8=\"National\",\"*\",$I69))))","v":0},0,5.0000000068999997,5,null,14,"IA",10.905637505660572,0,0]
[null,null,null,null,null,null,null,null,{"$f":"IF($B$8=\"State\",Map!P17,Map!O17)","v":"KS"},{"$f":"IF(I70=0,\"\",SUMIFS(CHOOSE(VLOOKUP($B$18,'Lookup tables'!$AK$5:$AM$15,3,0), RPE_FuelConsumptionSummerTBtu, RPE_FuelConsumptionTotalTBtu, RPE_GenerationSummerGWh, RPE_GenerationTotalGWh, RPE_CO2EmissionsSummerThousandTons, RPE_CO2EmissionsTotalThousandTons, RPE_NOXEmissionsSummerThousandTons, RPE_NOXEmissionsTotalThousandTons, RPE_SO2EmissionsSummerThousandTons, RPE_SO2EmissionsTotalThousandTons, RPE_DispatchableCapacityMW), MeetPrimaryCriteria2,\"=1\",IF($B$8=\"IPM Region\",RPE_IPMRegionGroupAcronym,RPE_State),\"=\"&IF($B$8=\"National\",\"*\",$I70)))","v":8.2472521139952288},{"$f":"IF(I70=0,\"\",IF($B$20=\"Actual\",0,SUMIFS(CHOOSE(VLOOKUP($B$35,'Lookup tables'!$AK$5:$AM$15,3,0), RPE_FuelConsumptionSummerTBtu, RPE_FuelConsumptionTotalTBtu, RPE_GenerationSummerGWh, RPE_GenerationTotalGWh, RPE_CO2EmissionsSummerThousandTons, RPE_CO2EmissionsTotalThousandTons, RPE_NOXEmissionsSummerThousandTons, RPE_NOXEmissionsTotalThousandTons, RPE_SO2EmissionsSummerThousandTons, RPE_SO2EmissionsTotalThousandTons, RPE_DispatchableCapacityMW), MeetComparisonCriteria2,\"=1\",IF($B$8=\"IPM Region\",RPE_IPMRegionGroupAcronym,RPE_State),\"=\"&IF($B$8=\"National\",\"*\",$I70))))","v":0},8.2472521139952288,{"$f":"IF(I70=0,\"\",SUMIFS(CHOOSE(VLOOKUP($E$18,'Lookup tables'!$AK$5:$AM$15,3,0), RPE_FuelConsumptionSummerTBtu, RPE_FuelConsumptionTotalTBtu, RPE_GenerationSummerGWh, RPE_GenerationTotalGWh, RPE_CO2EmissionsSummerThousandTons, RPE_CO2EmissionsTotalThousandTons, RPE_NOXEmissionsSummerThousandTons, RPE_NOXEmissionsTotalThousandTons, RPE_SO2EmissionsSummerThousandTons, RPE_SO2EmissionsTotalThousandTons, RPE_DispatchableCapacityMW), MeetPrimaryCriteria3,\"=1\",IF($E$8=\"IPM Region\",RPE_IPMRegionGroupAcronym,RPE_State),\"=\"&IF($E$8=\"National\",\"*\",$I70)))","v":0},{"$f":"IF(I70=0,\"\",IF($E$20=\"Actual\",0,SUMIFS(CHOOSE(VLOOKUP($E$35,'Lookup tables'!$AK$5:$AM$15,3,0), RPE_FuelConsumptionSummerTBtu, RPE_FuelConsumptionTotalTBtu, RPE_GenerationSummerGWh, RPE_GenerationTotalGWh, RPE_CO2EmissionsSummerThousandTons, RPE_CO2EmissionsTotalThousandTons, RPE_NOXEmissionsSummerThousandTons, RPE_NOXEmissionsTotalThousandTons, RPE_SO2EmissionsSummerThousandTons, RPE_SO2EmissionsTotalThousandTons, RPE_DispatchableCapacityMW), MeetComparisonCriteria3,\"=1\",IF($E$8=\"IPM Region\",RPE_IPMRegionGroupAcronym,RPE_State),\"=\"&IF($E$8=\"National\",\"*\",$I70))))","v":0},0,21.000000007000001,21,null,15,"ND",10.504303966155785,0,0]
[null,null,null,null,null,null,null,null,{"$f":"IF($B$8=\"State\",Map!P18,Map!O18)","v":"KY"},{"$f":"IF(I71=0,\"\",SUMIFS(CHOOSE(VLOOKUP($B$18,'Lookup tables'!$AK$5:$AM$15,3,0), RPE_FuelConsumptionSummerTBtu, RPE_FuelConsumptionTotalTBtu, RPE_GenerationSummerGWh, RPE_GenerationTotalGWh, RPE_CO2EmissionsSummerThousandTons, RPE_CO2EmissionsTotalThousandTons, RPE_NOXEmissionsSummerThousandTons, RPE_NOXEmissionsTotalThousandTons, RPE_SO2EmissionsSummerThousandTons, RPE_SO2EmissionsTotalThousandTons, RPE_DispatchableCapacityMW), MeetPrimaryCriteria2,\"=1\",IF($B$8=\"IPM Region\",RPE_IPMRegionGroupAcronym,RPE_State),\"=\"&IF($B$8=\"National\",\"*\",$I71)))","v":11.508903628216675},{"$f":"IF(I71=0,\"\",IF($B$20=\"Actual\",0,SUMIFS(CHOOSE(VLOOKUP($B$35,'Lookup tables'!$AK$5:$AM$15,3,0), RPE_FuelConsumptionSummerTBtu, RPE_FuelConsumptionTotalTBtu, RPE_GenerationSummerGWh, RPE_GenerationTotalGWh, RPE_CO2EmissionsSummerThousandTons, RPE_CO2EmissionsTotalThousandTons, RPE_NOXEmissionsSummerThousandTons, RPE_NOXEmissionsTotalThousandTons, RPE_SO2EmissionsSummerThousandTons, RPE_SO2EmissionsTotalThousandTons, RPE_DispatchableCapacityMW), MeetComparisonCriteria2,\"=1\",IF($B$8=\"IPM Region\",RPE_IPMRegionGroupAcronym,RPE_State),\"=\"&IF($B$8=\"National\",\"*\",$I71))))","v":0},11.508903628216675,{"$f":"IF(I71=0,\"\",SUMIFS(CHOOSE(VLOOKUP($E$18,'Lookup tables'!$AK$5:$AM$15,3,0), RPE_FuelConsumptionSummerTBtu, RPE_FuelConsumptionTotalTBtu, RPE_GenerationSummerGWh, RPE_GenerationTotalGWh, RPE_CO2EmissionsSummerThousandTons, RPE_CO2EmissionsTotalThousandTons, RPE_NOXEmissionsSummerThousandTons, RPE_NOXEmissionsTotalThousandTons, RPE_SO2EmissionsSummerThousandTons, RPE_SO2EmissionsTotalThousandTons, RPE_DispatchableCapacityMW), MeetPrimaryCriteria3,\"=1\",IF($E$8=\"IPM Region\",RPE_IPMRegionGroupAcronym,RPE_State),\"=\"&IF($E$8=\"National\",\"*\",$I71)))","v":0},{"$f":"IF(I71=0,\"\",IF($E$20=\"Actual\",0,SUMIFS(CHOOSE(VLOOKUP($E$35,'Lookup tables'!$AK$5:$AM$15,3,0), RPE_FuelConsumptionSummerTBtu, RPE_FuelConsumptionTotalTBtu, RPE_GenerationSummerGWh, RPE_GenerationTotalGWh, RPE_CO2EmissionsSummerThousandTons, RPE_CO2EmissionsTotalThousandTons, RPE_NOXEmissionsSummerThousandTons, RPE_NOXEmissionsTotalThousandTons, RPE_SO2EmissionsSummerThousandTons, RPE_SO2EmissionsTotalThousandTons, RPE_DispatchableCapacityMW), MeetComparisonCriteria3,\"=1\",IF($E$8=\"IPM Region\",RPE_IPMRegionGroupAcronym,RPE_State),\"=\"&IF($E$8=\"National\",\"*\",$I71))))","v":0},0,12.000000007100001,12,null,16,"OK",9.9929191517982439,0,0]
[null,null,null,null,null,null,null,null,{"$f":"IF($B$8=\"State\",Map!P19,Map!O19)","v":"LA"},{"$f":"IF(I72=0,\"\",SUMIFS(CHOOSE(VLOOKUP($B$18,'Lookup tables'!$AK$5:$AM$15,3,0), RPE_FuelConsumptionSummerTBtu, RPE_FuelConsumptionTotalTBtu, RPE_GenerationSummerGWh, RPE_GenerationTotalGWh, RPE_CO2EmissionsSummerThousandTons, RPE_CO2EmissionsTotalThousandTons, RPE_NOXEmissionsSummerThousandTons, RPE_NOXEmissionsTotalThousandTons, RPE_SO2EmissionsSummerThousandTons, RPE_SO2EmissionsTotalThousandTons, RPE_DispatchableCapacityMW), MeetPrimaryCriteria2,\"=1\",IF($B$8=\"IPM Region\",RPE_IPMRegionGroupAcronym,RPE_State),\"=\"&IF($B$8=\"National\",\"*\",$I72)))","v":8.7457897511718787},{"$f":"IF(I72=0,\"\",IF($B$20=\"Actual\",0,SUMIFS(CHOOSE(VLOOKUP($B$35,'Lookup tables'!$AK$5:$AM$15,3,0), RPE_FuelConsumptionSummerTBtu, RPE_FuelConsumptionTotalTBtu, RPE_GenerationSummerGWh, RPE_GenerationTotalGWh, RPE_CO2EmissionsSummerThousandTons, RPE_CO2EmissionsTotalThousandTons, RPE_NOXEmissionsSummerThousandTons, RPE_NOXEmissionsTotalThousandTons, RPE_SO2EmissionsSummerThousandTons, RPE_SO2EmissionsTotalThousandTons, RPE_DispatchableCapacityMW), MeetComparisonCriteria2,\"=1\",IF($B$8=\"IPM Region\",RPE_IPMRegionGroupAcronym,RPE_State),\"=\"&IF($B$8=\"National\",\"*\",$I72))))","v":0},8.7457897511718787,{"$f":"IF(I72=0,\"\",SUMIFS(CHOOSE(VLOOKUP($E$18,'Lookup tables'!$AK$5:$AM$15,3,0), RPE_FuelConsumptionSummerTBtu, RPE_FuelConsumptionTotalTBtu, RPE_GenerationSummerGWh, RPE_GenerationTotalGWh, RPE_CO2EmissionsSummerThousandTons, RPE_CO2EmissionsTotalThousandTons, RPE_NOXEmissionsSummerThousandTons, RPE_NOXEmissionsTotalThousandTons, RPE_SO2EmissionsSummerThousandTons, RPE_SO2EmissionsTotalThousandTons, RPE_DispatchableCapacityMW), MeetPrimaryCriteria3,\"=1\",IF($E$8=\"IPM Region\",RPE_IPMRegionGroupAcronym,RPE_State),\"=\"&IF($E$8=\"National\",\"*\",$I72)))","v":0},{"$f":"IF(I72=0,\"\",IF($E$20=\"Actual\",0,SUMIFS(CHOOSE(VLOOKUP($E$35,'Lookup tables'!$AK$5:$AM$15,3,0), RPE_FuelConsumptionSummerTBtu, RPE_FuelConsumptionTotalTBtu, RPE_GenerationSummerGWh, RPE_GenerationTotalGWh, RPE_CO2EmissionsSummerThousandTons, RPE_CO2EmissionsTotalThousandTons, RPE_NOXEmissionsSummerThousandTons, RPE_NOXEmissionsTotalThousandTons, RPE_SO2EmissionsSummerThousandTons, RPE_SO2EmissionsTotalThousandTons, RPE_DispatchableCapacityMW), MeetComparisonCriteria3,\"=1\",IF($E$8=\"IPM Region\",RPE_IPMRegionGroupAcronym,RPE_State),\"=\"&IF($E$8=\"National\",\"*\",$I72))))","v":0},0,19.000000007200001,19,null,17,"GA",9.969489005302071,0,0]
[null,null,null,null,null,null,null,null,{"$f":"IF($B$8=\"State\",Map!P20,Map!O20)","v":"MA"},{"$f":"IF(I73=0,\"\",SUMIFS(CHOOSE(VLOOKUP($B$18,'Lookup tables'!$AK$5:$AM$15,3,0), RPE_FuelConsumptionSummerTBtu, RPE_FuelConsumptionTotalTBtu, RPE_GenerationSummerGWh, RPE_GenerationTotalGWh, RPE_CO2EmissionsSummerThousandTons, RPE_CO2EmissionsTotalThousandTons, RPE_NOXEmissionsSummerThousandTons, RPE_NOXEmissionsTotalThousandTons, RPE_SO2EmissionsSummerThousandTons, RPE_SO2EmissionsTotalThousandTons, RPE_DispatchableCapacityMW), MeetPrimaryCriteria2,\"=1\",IF($B$8=\"IPM Region\",RPE_IPMRegionGroupAcronym,RPE_State),\"=\"&IF($B$8=\"National\",\"*\",$I73)))","v":3.3170241674288325},{"$f":"IF(I73=0,\"\",IF($B$20=\"Actual\",0,SUMIFS(CHOOSE(VLOOKUP($B$35,'Lookup tables'!$AK$5:$AM$15,3,0), RPE_FuelConsumptionSummerTBtu, RPE_FuelConsumptionTotalTBtu, RPE_GenerationSummerGWh, RPE_GenerationTotalGWh, RPE_CO2EmissionsSummerThousandTons, RPE_CO2EmissionsTotalThousandTons, RPE_NOXEmissionsSummerThousandTons, RPE_NOXEmissionsTotalThousandTons, RPE_SO2EmissionsSummerThousandTons, RPE_SO2EmissionsTotalThousandTons, RPE_DispatchableCapacityMW), MeetComparisonCriteria2,\"=1\",IF($B$8=\"IPM Region\",RPE_IPMRegionGroupAcronym,RPE_State),\"=\"&IF($B$8=\"National\",\"*\",$I73))))","v":0},3.3170241674288325,{"$f":"IF(I73=0,\"\",SUMIFS(CHOOSE(VLOOKUP($E$18,'Lookup tables'!$AK$5:$AM$15,3,0), RPE_FuelConsumptionSummerTBtu, RPE_FuelConsumptionTotalTBtu, RPE_GenerationSummerGWh, RPE_GenerationTotalGWh, RPE_CO2EmissionsSummerThousandTons, RPE_CO2EmissionsTotalThousandTons, RPE_NOXEmissionsSummerThousandTons, RPE_NOXEmissionsTotalThousandTons, RPE_SO2EmissionsSummerThousandTons, RPE_SO2EmissionsTotalThousandTons, RPE_DispatchableCapacityMW), MeetPrimaryCriteria3,\"=1\",IF($E$8=\"IPM Region\",RPE_IPMRegionGroupAcronym,RPE_State),\"=\"&IF($E$8=\"National\",\"*\",$I73)))","v":0},{"$f":"IF(I73=0,\"\",IF($E$20=\"Actual\",0,SUMIFS(CHOOSE(VLOOKUP($E$35,'Lookup tables'!$AK$5:$AM$15,3,0), RPE_FuelConsumptionSummerTBtu, RPE_FuelConsumptionTotalTBtu, RPE_GenerationSummerGWh, RPE_GenerationTotalGWh, RPE_CO2EmissionsSummerThousandTons, RPE_CO2EmissionsTotalThousandTons, RPE_NOXEmissionsSummerThousandTons, RPE_NOXEmissionsTotalThousandTons, RPE_SO2EmissionsSummerThousandTons, RPE_SO2EmissionsTotalThousandTons, RPE_DispatchableCapacityMW), MeetComparisonCriteria3,\"=1\",IF($E$8=\"IPM Region\",RPE_IPMRegionGroupAcronym,RPE_State),\"=\"&IF($E$8=\"National\",\"*\",$I73))))","v":0},0,33.000000007300002,33,null,18,"AR",9.2965638873042025,0,0]
[null,null,null,null,null,null,null,null,{"$f":"IF($B$8=\"State\",Map!P21,Map!O21)","v":"MD"},{"$f":"IF(I74=0,\"\",SUMIFS(CHOOSE(VLOOKUP($B$18,'Lookup tables'!$AK$5:$AM$15,3,0), RPE_FuelConsumptionSummerTBtu, RPE_FuelConsumptionTotalTBtu, RPE_GenerationSummerGWh, RPE_GenerationTotalGWh, RPE_CO2EmissionsSummerThousandTons, RPE_CO2EmissionsTotalThousandTons, RPE_NOXEmissionsSummerThousandTons, RPE_NOXEmissionsTotalThousandTons, RPE_SO2EmissionsSummerThousandTons, RPE_SO2EmissionsTotalThousandTons, RPE_DispatchableCapacityMW), MeetPrimaryCriteria2,\"=1\",IF($B$8=\"IPM Region\",RPE_IPMRegionGroupAcronym,RPE_State),\"=\"&IF($B$8=\"National\",\"*\",$I74)))","v":2.5199614960224248},{"$f":"IF(I74=0,\"\",IF($B$20=\"Actual\",0,SUMIFS(CHOOSE(VLOOKUP($B$35,'Lookup tables'!$AK$5:$AM$15,3,0), RPE_FuelConsumptionSummerTBtu, RPE_FuelConsumptionTotalTBtu, RPE_GenerationSummerGWh, RPE_GenerationTotalGWh, RPE_CO2EmissionsSummerThousandTons, RPE_CO2EmissionsTotalThousandTons, RPE_NOXEmissionsSummerThousandTons, RPE_NOXEmissionsTotalThousandTons, RPE_SO2EmissionsSummerThousandTons, RPE_SO2EmissionsTotalThousandTons, RPE_DispatchableCapacityMW), MeetComparisonCriteria2,\"=1\",IF($B$8=\"IPM Region\",RPE_IPMRegionGroupAcronym,RPE_State),\"=\"&IF($B$8=\"National\",\"*\",$I74))))","v":0},2.5199614960224248,{"$f":"IF(I74=0,\"\",SUMIFS(CHOOSE(VLOOKUP($E$18,'Lookup tables'!$AK$5:$AM$15,3,0), RPE_FuelConsumptionSummerTBtu, RPE_FuelConsumptionTotalTBtu, RPE_GenerationSummerGWh, RPE_GenerationTotalGWh, RPE_CO2EmissionsSummerThousandTons, RPE_CO2EmissionsTotalThousandTons, RPE_NOXEmissionsSummerThousandTons, RPE_NOXEmissionsTotalThousandTons, RPE_SO2EmissionsSummerThousandTons, RPE_SO2EmissionsTotalThousandTons, RPE_DispatchableCapacityMW), MeetPrimaryCriteria3,\"=1\",IF($E$8=\"IPM Region\",RPE_IPMRegionGroupAcronym,RPE_State),\"=\"&IF($E$8=\"National\",\"*\",$I74)))","v":0},{"$f":"IF(I74=0,\"\",IF($E$20=\"Actual\",0,SUMIFS(CHOOSE(VLOOKUP($E$35,'Lookup tables'!$AK$5:$AM$15,3,0), RPE_FuelConsumptionSummerTBtu, RPE_FuelConsumptionTotalTBtu, RPE_GenerationSummerGWh, RPE_GenerationTotalGWh, RPE_CO2EmissionsSummerThousandTons, RPE_CO2EmissionsTotalThousandTons, RPE_NOXEmissionsSummerThousandTons, RPE_NOXEmissionsTotalThousandTons, RPE_SO2EmissionsSummerThousandTons, RPE_SO2EmissionsTotalThousandTons, RPE_DispatchableCapacityMW), MeetComparisonCriteria3,\"=1\",IF($E$8=\"IPM Region\",RPE_IPMRegionGroupAcronym,RPE_State),\"=\"&IF($E$8=\"National\",\"*\",$I74))))","v":0},0,37.000000007399997,37,null,19,"LA",8.7457897511718787,0,0]
[null,null,null,null,null,null,null,null,{"$f":"IF($B$8=\"State\",Map!P22,Map!O22)","v":"ME"},{"$f":"IF(I75=0,\"\",SUMIFS(CHOOSE(VLOOKUP($B$18,'Lookup tables'!$AK$5:$AM$15,3,0), RPE_FuelConsumptionSummerTBtu, RPE_FuelConsumptionTotalTBtu, RPE_GenerationSummerGWh, RPE_GenerationTotalGWh, RPE_CO2EmissionsSummerThousandTons, RPE_CO2EmissionsTotalThousandTons, RPE_NOXEmissionsSummerThousandTons, RPE_NOXEmissionsTotalThousandTons, RPE_SO2EmissionsSummerThousandTons, RPE_SO2EmissionsTotalThousandTons, RPE_DispatchableCapacityMW), MeetPrimaryCriteria2,\"=1\",IF($B$8=\"IPM Region\",RPE_IPMRegionGroupAcronym,RPE_State),\"=\"&IF($B$8=\"National\",\"*\",$I75)))","v":1.1111357172712866},{"$f":"IF(I75=0,\"\",IF($B$20=\"Actual\",0,SUMIFS(CHOOSE(VLOOKUP($B$35,'Lookup tables'!$AK$5:$AM$15,3,0), RPE_FuelConsumptionSummerTBtu, RPE_FuelConsumptionTotalTBtu, RPE_GenerationSummerGWh, RPE_GenerationTotalGWh, RPE_CO2EmissionsSummerThousandTons, RPE_CO2EmissionsTotalThousandTons, RPE_NOXEmissionsSummerThousandTons, RPE_NOXEmissionsTotalThousandTons, RPE_SO2EmissionsSummerThousandTons, RPE_SO2EmissionsTotalThousandTons, RPE_DispatchableCapacityMW), MeetComparisonCriteria2,\"=1\",IF($B$8=\"IPM Region\",RPE_IPMRegionGroupAcronym,RPE_State),\"=\"&IF($B$8=\"National\",\"*\",$I75))))","v":0},1.1111357172712866,{"$f":"IF(I75=0,\"\",SUMIFS(CHOOSE(VLOOKUP($E$18,'Lookup tables'!$AK$5:$AM$15,3,0), RPE_FuelConsumptionSummerTBtu, RPE_FuelConsumptionTotalTBtu, RPE_GenerationSummerGWh, RPE_GenerationTotalGWh, RPE_CO2EmissionsSummerThousandTons, RPE_CO2EmissionsTotalThousandTons, RPE_NOXEmissionsSummerThousandTons, RPE_NOXEmissionsTotalThousandTons, RPE_SO2EmissionsSummerThousandTons, RPE_SO2EmissionsTotalThousandTons, RPE_DispatchableCapacityMW), MeetPrimaryCriteria3,\"=1\",IF($E$8=\"IPM Region\",RPE_IPMRegionGroupAcronym,RPE_State),\"=\"&IF($E$8=\"National\",\"*\",$I75)))","v":0},{"$f":"IF(I75=0,\"\",IF($E$20=\"Actual\",0,SUMIFS(CHOOSE(VLOOKUP($E$35,'Lookup tables'!$AK$5:$AM$15,3,0), RPE_FuelConsumptionSummerTBtu, RPE_FuelConsumptionTotalTBtu, RPE_GenerationSummerGWh, RPE_GenerationTotalGWh, RPE_CO2EmissionsSummerThousandTons, RPE_CO2EmissionsTotalThousandTons, RPE_NOXEmissionsSummerThousandTons, RPE_NOXEmissionsTotalThousandTons, RPE_SO2EmissionsSummerThousandTons, RPE_SO2EmissionsTotalThousandTons, RPE_DispatchableCapacityMW), MeetComparisonCriteria3,\"=1\",IF($E$8=\"IPM Region\",RPE_IPMRegionGroupAcronym,RPE_State),\"=\"&IF($E$8=\"National\",\"*\",$I75))))","v":0},0,39.000000007499999,39,null,20,"CO",8.3677728318366942,0,0]
[null,null,null,null,null,null,null,null,{"$f":"IF($B$8=\"State\",Map!P23,Map!O23)","v":"MI"},{"$f":"IF(I76=0,\"\",SUMIFS(CHOOSE(VLOOKUP($B$18,'Lookup tables'!$AK$5:$AM$15,3,0), RPE_FuelConsumptionSummerTBtu, RPE_FuelConsumptionTotalTBtu, RPE_GenerationSummerGWh, RPE_GenerationTotalGWh, RPE_CO2EmissionsSummerThousandTons, RPE_CO2EmissionsTotalThousandTons, RPE_NOXEmissionsSummerThousandTons, RPE_NOXEmissionsTotalThousandTons, RPE_SO2EmissionsSummerThousandTons, RPE_SO2EmissionsTotalThousandTons, RPE_DispatchableCapacityMW), MeetPrimaryCriteria2,\"=1\",IF($B$8=\"IPM Region\",RPE_IPMRegionGroupAcronym,RPE_State),\"=\"&IF($B$8=\"National\",\"*\",$I76)))","v":13.293746809139304},{"$f":"IF(I76=0,\"\",IF($B$20=\"Actual\",0,SUMIFS(CHOOSE(VLOOKUP($B$35,'Lookup tables'!$AK$5:$AM$15,3,0), RPE_FuelConsumptionSummerTBtu, RPE_FuelConsumptionTotalTBtu, RPE_GenerationSummerGWh, RPE_GenerationTotalGWh, RPE_CO2EmissionsSummerThousandTons, RPE_CO2EmissionsTotalThousandTons, RPE_NOXEmissionsSummerThousandTons, RPE_NOXEmissionsTotalThousandTons, RPE_SO2EmissionsSummerThousandTons, RPE_SO2EmissionsTotalThousandTons, RPE_DispatchableCapacityMW), MeetComparisonCriteria2,\"=1\",IF($B$8=\"IPM Region\",RPE_IPMRegionGroupAcronym,RPE_State),\"=\"&IF($B$8=\"National\",\"*\",$I76))))","v":0},13.293746809139304,{"$f":"IF(I76=0,\"\",SUMIFS(CHOOSE(VLOOKUP($E$18,'Lookup tables'!$AK$5:$AM$15,3,0), RPE_FuelConsumptionSummerTBtu, RPE_FuelConsumptionTotalTBtu, RPE_GenerationSummerGWh, RPE_GenerationTotalGWh, RPE_CO2EmissionsSummerThousandTons, RPE_CO2EmissionsTotalThousandTons, RPE_NOXEmissionsSummerThousandTons, RPE_NOXEmissionsTotalThousandTons, RPE_SO2EmissionsSummerThousandTons, RPE_SO2EmissionsTotalThousandTons, RPE_DispatchableCapacityMW), MeetPrimaryCriteria3,\"=1\",IF($E$8=\"IPM Region\",RPE_IPMRegionGroupAcronym,RPE_State),\"=\"&IF($E$8=\"National\",\"*\",$I76)))","v":0},{"$f":"IF(I76=0,\"\",IF($E$20=\"Actual\",0,SUMIFS(CHOOSE(VLOOKUP($E$35,'Lookup tables'!$AK$5:$AM$15,3,0), RPE_FuelConsumptionSummerTBtu, RPE_FuelConsumptionTotalTBtu, RPE_GenerationSummerGWh, RPE_GenerationTotalGWh, RPE_CO2EmissionsSummerThousandTons, RPE_CO2EmissionsTotalThousandTons, RPE_NOXEmissionsSummerThousandTons, RPE_NOXEmissionsTotalThousandTons, RPE_SO2EmissionsSummerThousandTons, RPE_SO2EmissionsTotalThousandTons, RPE_DispatchableCapacityMW), MeetComparisonCriteria3,\"=1\",IF($E$8=\"IPM Region\",RPE_IPMRegionGroupAcronym,RPE_State),\"=\"&IF($E$8=\"National\",\"*\",$I76))))","v":0},0,10.000000007600001,10,null,21,"KS",8.2472521139952288,0,0]
[null,null,null,null,null,null,null,null,{"$f":"IF($B$8=\"State\",Map!P24,Map!O24)","v":"MN"},{"$f":"IF(I77=0,\"\",SUMIFS(CHOOSE(VLOOKUP($B$18,'Lookup tables'!$AK$5:$AM$15,3,0), RPE_FuelConsumptionSummerTBtu, RPE_FuelConsumptionTotalTBtu, RPE_GenerationSummerGWh, RPE_GenerationTotalGWh, RPE_CO2EmissionsSummerThousandTons, RPE_CO2EmissionsTotalThousandTons, RPE_NOXEmissionsSummerThousandTons, RPE_NOXEmissionsTotalThousandTons, RPE_SO2EmissionsSummerThousandTons, RPE_SO2EmissionsTotalThousandTons, RPE_DispatchableCapacityMW), MeetPrimaryCriteria2,\"=1\",IF($B$8=\"IPM Region\",RPE_IPMRegionGroupAcronym,RPE_State),\"=\"&IF($B$8=\"National\",\"*\",$I77)))","v":7.4324943137434314},{"$f":"IF(I77=0,\"\",IF($B$20=\"Actual\",0,SUMIFS(CHOOSE(VLOOKUP($B$35,'Lookup tables'!$AK$5:$AM$15,3,0), RPE_FuelConsumptionSummerTBtu, RPE_FuelConsumptionTotalTBtu, RPE_GenerationSummerGWh, RPE_GenerationTotalGWh, RPE_CO2EmissionsSummerThousandTons, RPE_CO2EmissionsTotalThousandTons, RPE_NOXEmissionsSummerThousandTons, RPE_NOXEmissionsTotalThousandTons, RPE_SO2EmissionsSummerThousandTons, RPE_SO2EmissionsTotalThousandTons, RPE_DispatchableCapacityMW), MeetComparisonCriteria2,\"=1\",IF($B$8=\"IPM Region\",RPE_IPMRegionGroupAcronym,RPE_State),\"=\"&IF($B$8=\"National\",\"*\",$I77))))","v":0},7.4324943137434314,{"$f":"IF(I77=0,\"\",SUMIFS(CHOOSE(VLOOKUP($E$18,'Lookup tables'!$AK$5:$AM$15,3,0), RPE_FuelConsumptionSummerTBtu, RPE_FuelConsumptionTotalTBtu, RPE_GenerationSummerGWh, RPE_GenerationTotalGWh, RPE_CO2EmissionsSummerThousandTons, RPE_CO2EmissionsTotalThousandTons, RPE_NOXEmissionsSummerThousandTons, RPE_NOXEmissionsTotalThousandTons, RPE_SO2EmissionsSummerThousandTons, RPE_SO2EmissionsTotalThousandTons, RPE_DispatchableCapacityMW), MeetPrimaryCriteria3,\"=1\",IF($E$8=\"IPM Region\",RPE_IPMRegionGroupAcronym,RPE_State),\"=\"&IF($E$8=\"National\",\"*\",$I77)))","v":0},{"$f":"IF(I77=0,\"\",IF($E$20=\"Actual\",0,SUMIFS(CHOOSE(VLOOKUP($E$35,'Lookup tables'!$AK$5:$AM$15,3,0), RPE_FuelConsumptionSummerTBtu, RPE_FuelConsumptionTotalTBtu, RPE_GenerationSummerGWh, RPE_GenerationTotalGWh, RPE_CO2EmissionsSummerThousandTons, RPE_CO2EmissionsTotalThousandTons, RPE_NOXEmissionsSummerThousandTons, RPE_NOXEmissionsTotalThousandTons, RPE_SO2EmissionsSummerThousandTons, RPE_SO2EmissionsTotalThousandTons, RPE_DispatchableCapacityMW), MeetComparisonCriteria3,\"=1\",IF($E$8=\"IPM Region\",RPE_IPMRegionGroupAcronym,RPE_State),\"=\"&IF($E$8=\"National\",\"*\",$I77))))","v":0},0,25.000000007699999,25,null,22,"AZ",8.0826327705116459,0,0]
[null,null,null,null,null,null,null,null,{"$f":"IF($B$8=\"State\",Map!P25,Map!O25)","v":"MO"},{"$f":"IF(I78=0,\"\",SUMIFS(CHOOSE(VLOOKUP($B$18,'Lookup tables'!$AK$5:$AM$15,3,0), RPE_FuelConsumptionSummerTBtu, RPE_FuelConsumptionTotalTBtu, RPE_GenerationSummerGWh, RPE_GenerationTotalGWh, RPE_CO2EmissionsSummerThousandTons, RPE_CO2EmissionsTotalThousandTons, RPE_NOXEmissionsSummerThousandTons, RPE_NOXEmissionsTotalThousandTons, RPE_SO2EmissionsSummerThousandTons, RPE_SO2EmissionsTotalThousandTons, RPE_DispatchableCapacityMW), MeetPrimaryCriteria2,\"=1\",IF($B$8=\"IPM Region\",RPE_IPMRegionGroupAcronym,RPE_State),\"=\"&IF($B$8=\"National\",\"*\",$I78)))","v":14.342998647173731},{"$f":"IF(I78=0,\"\",IF($B$20=\"Actual\",0,SUMIFS(CHOOSE(VLOOKUP($B$35,'Lookup tables'!$AK$5:$AM$15,3,0), RPE_FuelConsumptionSummerTBtu, RPE_FuelConsumptionTotalTBtu, RPE_GenerationSummerGWh, RPE_GenerationTotalGWh, RPE_CO2EmissionsSummerThousandTons, RPE_CO2EmissionsTotalThousandTons, RPE_NOXEmissionsSummerThousandTons, RPE_NOXEmissionsTotalThousandTons, RPE_SO2EmissionsSummerThousandTons, RPE_SO2EmissionsTotalThousandTons, RPE_DispatchableCapacityMW), MeetComparisonCriteria2,\"=1\",IF($B$8=\"IPM Region\",RPE_IPMRegionGroupAcronym,RPE_State),\"=\"&IF($B$8=\"National\",\"*\",$I78))))","v":0},14.342998647173731,{"$f":"IF(I78=0,\"\",SUMIFS(CHOOSE(VLOOKUP($E$18,'Lookup tables'!$AK$5:$AM$15,3,0), RPE_FuelConsumptionSummerTBtu, RPE_FuelConsumptionTotalTBtu, RPE_GenerationSummerGWh, RPE_GenerationTotalGWh, RPE_CO2EmissionsSummerThousandTons, RPE_CO2EmissionsTotalThousandTons, RPE_NOXEmissionsSummerThousandTons, RPE_NOXEmissionsTotalThousandTons, RPE_SO2EmissionsSummerThousandTons, RPE_SO2EmissionsTotalThousandTons, RPE_DispatchableCapacityMW), MeetPrimaryCriteria3,\"=1\",IF($E$8=\"IPM Region\",RPE_IPMRegionGroupAcronym,RPE_State),\"=\"&IF($E$8=\"National\",\"*\",$I78)))","v":0},{"$f":"IF(I78=0,\"\",IF($E$20=\"Actual\",0,SUMIFS(CHOOSE(VLOOKUP($E$35,'Lookup tables'!$AK$5:$AM$15,3,0), RPE_FuelConsumptionSummerTBtu, RPE_FuelConsumptionTotalTBtu, RPE_GenerationSummerGWh, RPE_GenerationTotalGWh, RPE_CO2EmissionsSummerThousandTons, RPE_CO2EmissionsTotalThousandTons, RPE_NOXEmissionsSummerThousandTons, RPE_NOXEmissionsTotalThousandTons, RPE_SO2EmissionsSummerThousandTons, RPE_SO2EmissionsTotalThousandTons, RPE_DispatchableCapacityMW), MeetComparisonCriteria3,\"=1\",IF($E$8=\"IPM Region\",RPE_IPMRegionGroupAcronym,RPE_State),\"=\"&IF($E$8=\"National\",\"*\",$I78))))","v":0},0,7.0000000077999998,7,null,23,"NY",7.8056421617871088,0,0]
[null,null,null,null,null,null,null,null,{"$f":"IF($B$8=\"State\",Map!P26,Map!O26)","v":"MS"},{"$f":"IF(I79=0,\"\",SUMIFS(CHOOSE(VLOOKUP($B$18,'Lookup tables'!$AK$5:$AM$15,3,0), RPE_FuelConsumptionSummerTBtu, RPE_FuelConsumptionTotalTBtu, RPE_GenerationSummerGWh, RPE_GenerationTotalGWh, RPE_CO2EmissionsSummerThousandTons, RPE_CO2EmissionsTotalThousandTons, RPE_NOXEmissionsSummerThousandTons, RPE_NOXEmissionsTotalThousandTons, RPE_SO2EmissionsSummerThousandTons, RPE_SO2EmissionsTotalThousandTons, RPE_DispatchableCapacityMW), MeetPrimaryCriteria2,\"=1\",IF($B$8=\"IPM Region\",RPE_IPMRegionGroupAcronym,RPE_State),\"=\"&IF($B$8=\"National\",\"*\",$I79)))","v":2.9049725811274874},{"$f":"IF(I79=0,\"\",IF($B$20=\"Actual\",0,SUMIFS(CHOOSE(VLOOKUP($B$35,'Lookup tables'!$AK$5:$AM$15,3,0), RPE_FuelConsumptionSummerTBtu, RPE_FuelConsumptionTotalTBtu, RPE_GenerationSummerGWh, RPE_GenerationTotalGWh, RPE_CO2EmissionsSummerThousandTons, RPE_CO2EmissionsTotalThousandTons, RPE_NOXEmissionsSummerThousandTons, RPE_NOXEmissionsTotalThousandTons, RPE_SO2EmissionsSummerThousandTons, RPE_SO2EmissionsTotalThousandTons, RPE_DispatchableCapacityMW), MeetComparisonCriteria2,\"=1\",IF($B$8=\"IPM Region\",RPE_IPMRegionGroupAcronym,RPE_State),\"=\"&IF($B$8=\"National\",\"*\",$I79))))","v":0},2.9049725811274874,{"$f":"IF(I79=0,\"\",SUMIFS(CHOOSE(VLOOKUP($E$18,'Lookup tables'!$AK$5:$AM$15,3,0), RPE_FuelConsumptionSummerTBtu, RPE_FuelConsumptionTotalTBtu, RPE_GenerationSummerGWh, RPE_GenerationTotalGWh, RPE_CO2EmissionsSummerThousandTons, RPE_CO2EmissionsTotalThousandTons, RPE_NOXEmissionsSummerThousandTons, RPE_NOXEmissionsTotalThousandTons, RPE_SO2EmissionsSummerThousandTons, RPE_SO2EmissionsTotalThousandTons, RPE_DispatchableCapacityMW), MeetPrimaryCriteria3,\"=1\",IF($E$8=\"IPM Region\",RPE_IPMRegionGroupAcronym,RPE_State),\"=\"&IF($E$8=\"National\",\"*\",$I79)))","v":0},{"$f":"IF(I79=0,\"\",IF($E$20=\"Actual\",0,SUMIFS(CHOOSE(VLOOKUP($E$35,'Lookup tables'!$AK$5:$AM$15,3,0), RPE_FuelConsumptionSummerTBtu, RPE_FuelConsumptionTotalTBtu, RPE_GenerationSummerGWh, RPE_GenerationTotalGWh, RPE_CO2EmissionsSummerThousandTons, RPE_CO2EmissionsTotalThousandTons, RPE_NOXEmissionsSummerThousandTons, RPE_NOXEmissionsTotalThousandTons, RPE_SO2EmissionsSummerThousandTons, RPE_SO2EmissionsTotalThousandTons, RPE_DispatchableCapacityMW), MeetComparisonCriteria3,\"=1\",IF($E$8=\"IPM Region\",RPE_IPMRegionGroupAcronym,RPE_State),\"=\"&IF($E$8=\"National\",\"*\",$I79))))","v":0},0,35.000000007899999,35,null,24,"WY",7.791943659320995,0,0]
[null,null,null,null,null,null,null,null,{"$f":"IF($B$8=\"State\",Map!P27,Map!O27)","v":"MT"},{"$f":"IF(I80=0,\"\",SUMIFS(CHOOSE(VLOOKUP($B$18,'Lookup tables'!$AK$5:$AM$15,3,0), RPE_FuelConsumptionSummerTBtu, RPE_FuelConsumptionTotalTBtu, RPE_GenerationSummerGWh, RPE_GenerationTotalGWh, RPE_CO2EmissionsSummerThousandTons, RPE_CO2EmissionsTotalThousandTons, RPE_NOXEmissionsSummerThousandTons, RPE_NOXEmissionsTotalThousandTons, RPE_SO2EmissionsSummerThousandTons, RPE_SO2EmissionsTotalThousandTons, RPE_DispatchableCapacityMW), MeetPrimaryCriteria2,\"=1\",IF($B$8=\"IPM Region\",RPE_IPMRegionGroupAcronym,RPE_State),\"=\"&IF($B$8=\"National\",\"*\",$I80)))","v":6.6875389505587615},{"$f":"IF(I80=0,\"\",IF($B$20=\"Actual\",0,SUMIFS(CHOOSE(VLOOKUP($B$35,'Lookup tables'!$AK$5:$AM$15,3,0), RPE_FuelConsumptionSummerTBtu, RPE_FuelConsumptionTotalTBtu, RPE_GenerationSummerGWh, RPE_GenerationTotalGWh, RPE_CO2EmissionsSummerThousandTons, RPE_CO2EmissionsTotalThousandTons, RPE_NOXEmissionsSummerThousandTons, RPE_NOXEmissionsTotalThousandTons, RPE_SO2EmissionsSummerThousandTons, RPE_SO2EmissionsTotalThousandTons, RPE_DispatchableCapacityMW), MeetComparisonCriteria2,\"=1\",IF($B$8=\"IPM Region\",RPE_IPMRegionGroupAcronym,RPE_State),\"=\"&IF($B$8=\"National\",\"*\",$I80))))","v":0},6.6875389505587615,{"$f":"IF(I80=0,\"\",SUMIFS(CHOOSE(VLOOKUP($E$18,'Lookup tables'!$AK$5:$AM$15,3,0), RPE_FuelConsumptionSummerTBtu, RPE_FuelConsumptionTotalTBtu, RPE_GenerationSummerGWh, RPE_GenerationTotalGWh, RPE_CO2EmissionsSummerThousandTons, RPE_CO2EmissionsTotalThousandTons, RPE_NOXEmissionsSummerThousandTons, RPE_NOXEmissionsTotalThousandTons, RPE_SO2EmissionsSummerThousandTons, RPE_SO2EmissionsTotalThousandTons, RPE_DispatchableCapacityMW), MeetPrimaryCriteria3,\"=1\",IF($E$8=\"IPM Region\",RPE_IPMRegionGroupAcronym,RPE_State),\"=\"&IF($E$8=\"National\",\"*\",$I80)))","v":0},{"$f":"IF(I80=0,\"\",IF($E$20=\"Actual\",0,SUMIFS(CHOOSE(VLOOKUP($E$35,'Lookup tables'!$AK$5:$AM$15,3,0), RPE_FuelConsumptionSummerTBtu, RPE_FuelConsumptionTotalTBtu, RPE_GenerationSummerGWh, RPE_GenerationTotalGWh, RPE_CO2EmissionsSummerThousandTons, RPE_CO2EmissionsTotalThousandTons, RPE_NOXEmissionsSummerThousandTons, RPE_NOXEmissionsTotalThousandTons, RPE_SO2EmissionsSummerThousandTons, RPE_SO2EmissionsTotalThousandTons, RPE_DispatchableCapacityMW), MeetComparisonCriteria3,\"=1\",IF($E$8=\"IPM Region\",RPE_IPMRegionGroupAcronym,RPE_State),\"=\"&IF($E$8=\"National\",\"*\",$I80))))","v":0},0,26.000000008000001,26,null,25,"MN",7.4324943137434314,0,0]
[null,null,null,null,null,null,null,null,{"$f":"IF($B$8=\"State\",Map!P28,Map!O28)","v":"NC"},{"$f":"IF(I81=0,\"\",SUMIFS(CHOOSE(VLOOKUP($B$18,'Lookup tables'!$AK$5:$AM$15,3,0), RPE_FuelConsumptionSummerTBtu, RPE_FuelConsumptionTotalTBtu, RPE_GenerationSummerGWh, RPE_GenerationTotalGWh, RPE_CO2EmissionsSummerThousandTons, RPE_CO2EmissionsTotalThousandTons, RPE_NOXEmissionsSummerThousandTons, RPE_NOXEmissionsTotalThousandTons, RPE_SO2EmissionsSummerThousandTons, RPE_SO2EmissionsTotalThousandTons, RPE_DispatchableCapacityMW), MeetPrimaryCriteria2,\"=1\",IF($B$8=\"IPM Region\",RPE_IPMRegionGroupAcronym,RPE_State),\"=\"&IF($B$8=\"National\",\"*\",$I81)))","v":13.319287152148679},{"$f":"IF(I81=0,\"\",IF($B$20=\"Actual\",0,SUMIFS(CHOOSE(VLOOKUP($B$35,'Lookup tables'!$AK$5:$AM$15,3,0), RPE_FuelConsumptionSummerTBtu, RPE_FuelConsumptionTotalTBtu, RPE_GenerationSummerGWh, RPE_GenerationTotalGWh, RPE_CO2EmissionsSummerThousandTons, RPE_CO2EmissionsTotalThousandTons, RPE_NOXEmissionsSummerThousandTons, RPE_NOXEmissionsTotalThousandTons, RPE_SO2EmissionsSummerThousandTons, RPE_SO2EmissionsTotalThousandTons, RPE_DispatchableCapacityMW), MeetComparisonCriteria2,\"=1\",IF($B$8=\"IPM Region\",RPE_IPMRegionGroupAcronym,RPE_State),\"=\"&IF($B$8=\"National\",\"*\",$I81))))","v":0},13.319287152148679,{"$f":"IF(I81=0,\"\",SUMIFS(CHOOSE(VLOOKUP($E$18,'Lookup tables'!$AK$5:$AM$15,3,0), RPE_FuelConsumptionSummerTBtu, RPE_FuelConsumptionTotalTBtu, RPE_GenerationSummerGWh, RPE_GenerationTotalGWh, RPE_CO2EmissionsSummerThousandTons, RPE_CO2EmissionsTotalThousandTons, RPE_NOXEmissionsSummerThousandTons, RPE_NOXEmissionsTotalThousandTons, RPE_SO2EmissionsSummerThousandTons, RPE_SO2EmissionsTotalThousandTons, RPE_DispatchableCapacityMW), MeetPrimaryCriteria3,\"=1\",IF($E$8=\"IPM Region\",RPE_IPMRegionGroupAcronym,RPE_State),\"=\"&IF($E$8=\"National\",\"*\",$I81)))","v":0},{"$f":"IF(I81=0,\"\",IF($E$20=\"Actual\",0,SUMIFS(CHOOSE(VLOOKUP($E$35,'Lookup tables'!$AK$5:$AM$15,3,0), RPE_FuelConsumptionSummerTBtu, RPE_FuelConsumptionTotalTBtu, RPE_GenerationSummerGWh, RPE_GenerationTotalGWh, RPE_CO2EmissionsSummerThousandTons, RPE_CO2EmissionsTotalThousandTons, RPE_NOXEmissionsSummerThousandTons, RPE_NOXEmissionsTotalThousandTons, RPE_SO2EmissionsSummerThousandTons, RPE_SO2EmissionsTotalThousandTons, RPE_DispatchableCapacityMW), MeetComparisonCriteria3,\"=1\",IF($E$8=\"IPM Region\",RPE_IPMRegionGroupAcronym,RPE_State),\"=\"&IF($E$8=\"National\",\"*\",$I81))))","v":0},0,9.0000000081000007,9,null,26,"MT",6.6875389505587615,0,0]
[null,null,null,null,null,null,null,null,{"$f":"IF($B$8=\"State\",Map!P29,Map!O29)","v":"ND"},{"$f":"IF(I82=0,\"\",SUMIFS(CHOOSE(VLOOKUP($B$18,'Lookup tables'!$AK$5:$AM$15,3,0), RPE_FuelConsumptionSummerTBtu, RPE_FuelConsumptionTotalTBtu, RPE_GenerationSummerGWh, RPE_GenerationTotalGWh, RPE_CO2EmissionsSummerThousandTons, RPE_CO2EmissionsTotalThousandTons, RPE_NOXEmissionsSummerThousandTons, RPE_NOXEmissionsTotalThousandTons, RPE_SO2EmissionsSummerThousandTons, RPE_SO2EmissionsTotalThousandTons, RPE_DispatchableCapacityMW), MeetPrimaryCriteria2,\"=1\",IF($B$8=\"IPM Region\",RPE_IPMRegionGroupAcronym,RPE_State),\"=\"&IF($B$8=\"National\",\"*\",$I82)))","v":10.504303966155785},{"$f":"IF(I82=0,\"\",IF($B$20=\"Actual\",0,SUMIFS(CHOOSE(VLOOKUP($B$35,'Lookup tables'!$AK$5:$AM$15,3,0), RPE_FuelConsumptionSummerTBtu, RPE_FuelConsumptionTotalTBtu, RPE_GenerationSummerGWh, RPE_GenerationTotalGWh, RPE_CO2EmissionsSummerThousandTons, RPE_CO2EmissionsTotalThousandTons, RPE_NOXEmissionsSummerThousandTons, RPE_NOXEmissionsTotalThousandTons, RPE_SO2EmissionsSummerThousandTons, RPE_SO2EmissionsTotalThousandTons, RPE_DispatchableCapacityMW), MeetComparisonCriteria2,\"=1\",IF($B$8=\"IPM Region\",RPE_IPMRegionGroupAcronym,RPE_State),\"=\"&IF($B$8=\"National\",\"*\",$I82))))","v":0},10.504303966155785,{"$f":"IF(I82=0,\"\",SUMIFS(CHOOSE(VLOOKUP($E$18,'Lookup tables'!$AK$5:$AM$15,3,0), RPE_FuelConsumptionSummerTBtu, RPE_FuelConsumptionTotalTBtu, RPE_GenerationSummerGWh, RPE_GenerationTotalGWh, RPE_CO2EmissionsSummerThousandTons, RPE_CO2EmissionsTotalThousandTons, RPE_NOXEmissionsSummerThousandTons, RPE_NOXEmissionsTotalThousandTons, RPE_SO2EmissionsSummerThousandTons, RPE_SO2EmissionsTotalThousandTons, RPE_DispatchableCapacityMW), MeetPrimaryCriteria3,\"=1\",IF($E$8=\"IPM Region\",RPE_IPMRegionGroupAcronym,RPE_State),\"=\"&IF($E$8=\"National\",\"*\",$I82)))","v":0},{"$f":"IF(I82=0,\"\",IF($E$20=\"Actual\",0,SUMIFS(CHOOSE(VLOOKUP($E$35,'Lookup tables'!$AK$5:$AM$15,3,0), RPE_FuelConsumptionSummerTBtu, RPE_FuelConsumptionTotalTBtu, RPE_GenerationSummerGWh, RPE_GenerationTotalGWh, RPE_CO2EmissionsSummerThousandTons, RPE_CO2EmissionsTotalThousandTons, RPE_NOXEmissionsSummerThousandTons, RPE_NOXEmissionsTotalThousandTons, RPE_SO2EmissionsSummerThousandTons, RPE_SO2EmissionsTotalThousandTons, RPE_DispatchableCapacityMW), MeetComparisonCriteria3,\"=1\",IF($E$8=\"IPM Region\",RPE_IPMRegionGroupAcronym,RPE_State),\"=\"&IF($E$8=\"National\",\"*\",$I82))))","v":0},0,15.000000008200001,15,null,27,"AL",6.5673523705518599,0,0]
[null,null,null,null,null,null,null,null,{"$f":"IF($B$8=\"State\",Map!P30,Map!O30)","v":"NE"},{"$f":"IF(I83=0,\"\",SUMIFS(CHOOSE(VLOOKUP($B$18,'Lookup tables'!$AK$5:$AM$15,3,0), RPE_FuelConsumptionSummerTBtu, RPE_FuelConsumptionTotalTBtu, RPE_GenerationSummerGWh, RPE_GenerationTotalGWh, RPE_CO2EmissionsSummerThousandTons, RPE_CO2EmissionsTotalThousandTons, RPE_NOXEmissionsSummerThousandTons, RPE_NOXEmissionsTotalThousandTons, RPE_SO2EmissionsSummerThousandTons, RPE_SO2EmissionsTotalThousandTons, RPE_DispatchableCapacityMW), MeetPrimaryCriteria2,\"=1\",IF($B$8=\"IPM Region\",RPE_IPMRegionGroupAcronym,RPE_State),\"=\"&IF($B$8=\"National\",\"*\",$I83)))","v":11.478638723177733},{"$f":"IF(I83=0,\"\",IF($B$20=\"Actual\",0,SUMIFS(CHOOSE(VLOOKUP($B$35,'Lookup tables'!$AK$5:$AM$15,3,0), RPE_FuelConsumptionSummerTBtu, RPE_FuelConsumptionTotalTBtu, RPE_GenerationSummerGWh, RPE_GenerationTotalGWh, RPE_CO2EmissionsSummerThousandTons, RPE_CO2EmissionsTotalThousandTons, RPE_NOXEmissionsSummerThousandTons, RPE_NOXEmissionsTotalThousandTons, RPE_SO2EmissionsSummerThousandTons, RPE_SO2EmissionsTotalThousandTons, RPE_DispatchableCapacityMW), MeetComparisonCriteria2,\"=1\",IF($B$8=\"IPM Region\",RPE_IPMRegionGroupAcronym,RPE_State),\"=\"&IF($B$8=\"National\",\"*\",$I83))))","v":0},11.478638723177733,{"$f":"IF(I83=0,\"\",SUMIFS(CHOOSE(VLOOKUP($E$18,'Lookup tables'!$AK$5:$AM$15,3,0), RPE_FuelConsumptionSummerTBtu, RPE_FuelConsumptionTotalTBtu, RPE_GenerationSummerGWh, RPE_GenerationTotalGWh, RPE_CO2EmissionsSummerThousandTons, RPE_CO2EmissionsTotalThousandTons, RPE_NOXEmissionsSummerThousandTons, RPE_NOXEmissionsTotalThousandTons, RPE_SO2EmissionsSummerThousandTons, RPE_SO2EmissionsTotalThousandTons, RPE_DispatchableCapacityMW), MeetPrimaryCriteria3,\"=1\",IF($E$8=\"IPM Region\",RPE_IPMRegionGroupAcronym,RPE_State),\"=\"&IF($E$8=\"National\",\"*\",$I83)))","v":0},{"$f":"IF(I83=0,\"\",IF($E$20=\"Actual\",0,SUMIFS(CHOOSE(VLOOKUP($E$35,'Lookup tables'!$AK$5:$AM$15,3,0), RPE_FuelConsumptionSummerTBtu, RPE_FuelConsumptionTotalTBtu, RPE_GenerationSummerGWh, RPE_GenerationTotalGWh, RPE_CO2EmissionsSummerThousandTons, RPE_CO2EmissionsTotalThousandTons, RPE_NOXEmissionsSummerThousandTons, RPE_NOXEmissionsTotalThousandTons, RPE_SO2EmissionsSummerThousandTons, RPE_SO2EmissionsTotalThousandTons, RPE_DispatchableCapacityMW), MeetComparisonCriteria3,\"=1\",IF($E$8=\"IPM Region\",RPE_IPMRegionGroupAcronym,RPE_State),\"=\"&IF($E$8=\"National\",\"*\",$I83))))","v":0},0,13.000000008300001,13,null,28,"SC",6.0052900307578403,0,0]
[null,null,null,null,null,null,null,null,{"$f":"IF($B$8=\"State\",Map!P31,Map!O31)","v":"NH"},{"$f":"IF(I84=0,\"\",SUMIFS(CHOOSE(VLOOKUP($B$18,'Lookup tables'!$AK$5:$AM$15,3,0), RPE_FuelConsumptionSummerTBtu, RPE_FuelConsumptionTotalTBtu, RPE_GenerationSummerGWh, RPE_GenerationTotalGWh, RPE_CO2EmissionsSummerThousandTons, RPE_CO2EmissionsTotalThousandTons, RPE_NOXEmissionsSummerThousandTons, RPE_NOXEmissionsTotalThousandTons, RPE_SO2EmissionsSummerThousandTons, RPE_SO2EmissionsTotalThousandTons, RPE_DispatchableCapacityMW), MeetPrimaryCriteria2,\"=1\",IF($B$8=\"IPM Region\",RPE_IPMRegionGroupAcronym,RPE_State),\"=\"&IF($B$8=\"National\",\"*\",$I84)))","v":0.35789036714077582},{"$f":"IF(I84=0,\"\",IF($B$20=\"Actual\",0,SUMIFS(CHOOSE(VLOOKUP($B$35,'Lookup tables'!$AK$5:$AM$15,3,0), RPE_FuelConsumptionSummerTBtu, RPE_FuelConsumptionTotalTBtu, RPE_GenerationSummerGWh, RPE_GenerationTotalGWh, RPE_CO2EmissionsSummerThousandTons, RPE_CO2EmissionsTotalThousandTons, RPE_NOXEmissionsSummerThousandTons, RPE_NOXEmissionsTotalThousandTons, RPE_SO2EmissionsSummerThousandTons, RPE_SO2EmissionsTotalThousandTons, RPE_DispatchableCapacityMW), MeetComparisonCriteria2,\"=1\",IF($B$8=\"IPM Region\",RPE_IPMRegionGroupAcronym,RPE_State),\"=\"&IF($B$8=\"National\",\"*\",$I84))))","v":0},0.35789036714077582,{"$f":"IF(I84=0,\"\",SUMIFS(CHOOSE(VLOOKUP($E$18,'Lookup tables'!$AK$5:$AM$15,3,0), RPE_FuelConsumptionSummerTBtu, RPE_FuelConsumptionTotalTBtu, RPE_GenerationSummerGWh, RPE_GenerationTotalGWh, RPE_CO2EmissionsSummerThousandTons, RPE_CO2EmissionsTotalThousandTons, RPE_NOXEmissionsSummerThousandTons, RPE_NOXEmissionsTotalThousandTons, RPE_SO2EmissionsSummerThousandTons, RPE_SO2EmissionsTotalThousandTons, RPE_DispatchableCapacityMW), MeetPrimaryCriteria3,\"=1\",IF($E$8=\"IPM Region\",RPE_IPMRegionGroupAcronym,RPE_State),\"=\"&IF($E$8=\"National\",\"*\",$I84)))","v":0},{"$f":"IF(I84=0,\"\",IF($E$20=\"Actual\",0,SUMIFS(CHOOSE(VLOOKUP($E$35,'Lookup tables'!$AK$5:$AM$15,3,0), RPE_FuelConsumptionSummerTBtu, RPE_FuelConsumptionTotalTBtu, RPE_GenerationSummerGWh, RPE_GenerationTotalGWh, RPE_CO2EmissionsSummerThousandTons, RPE_CO2EmissionsTotalThousandTons, RPE_NOXEmissionsSummerThousandTons, RPE_NOXEmissionsTotalThousandTons, RPE_SO2EmissionsSummerThousandTons, RPE_SO2EmissionsTotalThousandTons, RPE_DispatchableCapacityMW), MeetComparisonCriteria3,\"=1\",IF($E$8=\"IPM Region\",RPE_IPMRegionGroupAcronym,RPE_State),\"=\"&IF($E$8=\"National\",\"*\",$I84))))","v":0},0,45.000000008400001,45,null,29,"CA",5.1167867045228101,0,0]
[null,null,null,null,null,null,null,null,{"$f":"IF($B$8=\"State\",Map!P32,Map!O32)","v":"NJ"},{"$f":"IF(I85=0,\"\",SUMIFS(CHOOSE(VLOOKUP($B$18,'Lookup tables'!$AK$5:$AM$15,3,0), RPE_FuelConsumptionSummerTBtu, RPE_FuelConsumptionTotalTBtu, RPE_GenerationSummerGWh, RPE_GenerationTotalGWh, RPE_CO2EmissionsSummerThousandTons, RPE_CO2EmissionsTotalThousandTons, RPE_NOXEmissionsSummerThousandTons, RPE_NOXEmissionsTotalThousandTons, RPE_SO2EmissionsSummerThousandTons, RPE_SO2EmissionsTotalThousandTons, RPE_DispatchableCapacityMW), MeetPrimaryCriteria2,\"=1\",IF($B$8=\"IPM Region\",RPE_IPMRegionGroupAcronym,RPE_State),\"=\"&IF($B$8=\"National\",\"*\",$I85)))","v":2.6855731493884516},{"$f":"IF(I85=0,\"\",IF($B$20=\"Actual\",0,SUMIFS(CHOOSE(VLOOKUP($B$35,'Lookup tables'!$AK$5:$AM$15,3,0), RPE_FuelConsumptionSummerTBtu, RPE_FuelConsumptionTotalTBtu, RPE_GenerationSummerGWh, RPE_GenerationTotalGWh, RPE_CO2EmissionsSummerThousandTons, RPE_CO2EmissionsTotalThousandTons, RPE_NOXEmissionsSummerThousandTons, RPE_NOXEmissionsTotalThousandTons, RPE_SO2EmissionsSummerThousandTons, RPE_SO2EmissionsTotalThousandTons, RPE_DispatchableCapacityMW), MeetComparisonCriteria2,\"=1\",IF($B$8=\"IPM Region\",RPE_IPMRegionGroupAcronym,RPE_State),\"=\"&IF($B$8=\"National\",\"*\",$I85))))","v":0},2.6855731493884516,{"$f":"IF(I85=0,\"\",SUMIFS(CHOOSE(VLOOKUP($E$18,'Lookup tables'!$AK$5:$AM$15,3,0), RPE_FuelConsumptionSummerTBtu, RPE_FuelConsumptionTotalTBtu, RPE_GenerationSummerGWh, RPE_GenerationTotalGWh, RPE_CO2EmissionsSummerThousandTons, RPE_CO2EmissionsTotalThousandTons, RPE_NOXEmissionsSummerThousandTons, RPE_NOXEmissionsTotalThousandTons, RPE_SO2EmissionsSummerThousandTons, RPE_SO2EmissionsTotalThousandTons, RPE_DispatchableCapacityMW), MeetPrimaryCriteria3,\"=1\",IF($E$8=\"IPM Region\",RPE_IPMRegionGroupAcronym,RPE_State),\"=\"&IF($E$8=\"National\",\"*\",$I85)))","v":0},{"$f":"IF(I85=0,\"\",IF($E$20=\"Actual\",0,SUMIFS(CHOOSE(VLOOKUP($E$35,'Lookup tables'!$AK$5:$AM$15,3,0), RPE_FuelConsumptionSummerTBtu, RPE_FuelConsumptionTotalTBtu, RPE_GenerationSummerGWh, RPE_GenerationTotalGWh, RPE_CO2EmissionsSummerThousandTons, RPE_CO2EmissionsTotalThousandTons, RPE_NOXEmissionsSummerThousandTons, RPE_NOXEmissionsTotalThousandTons, RPE_SO2EmissionsSummerThousandTons, RPE_SO2EmissionsTotalThousandTons, RPE_DispatchableCapacityMW), MeetComparisonCriteria3,\"=1\",IF($E$8=\"IPM Region\",RPE_IPMRegionGroupAcronym,RPE_State),\"=\"&IF($E$8=\"National\",\"*\",$I85))))","v":0},0,36.000000008500002,36,null,30,"VA",5.0824618484456083,0,0]
[null,null,null,null,null,null,null,null,{"$f":"IF($B$8=\"State\",Map!P33,Map!O33)","v":"NM"},{"$f":"IF(I86=0,\"\",SUMIFS(CHOOSE(VLOOKUP($B$18,'Lookup tables'!$AK$5:$AM$15,3,0), RPE_FuelConsumptionSummerTBtu, RPE_FuelConsumptionTotalTBtu, RPE_GenerationSummerGWh, RPE_GenerationTotalGWh, RPE_CO2EmissionsSummerThousandTons, RPE_CO2EmissionsTotalThousandTons, RPE_NOXEmissionsSummerThousandTons, RPE_NOXEmissionsTotalThousandTons, RPE_SO2EmissionsSummerThousandTons, RPE_SO2EmissionsTotalThousandTons, RPE_DispatchableCapacityMW), MeetPrimaryCriteria2,\"=1\",IF($B$8=\"IPM Region\",RPE_IPMRegionGroupAcronym,RPE_State),\"=\"&IF($B$8=\"National\",\"*\",$I86)))","v":4.7564653258170226},{"$f":"IF(I86=0,\"\",IF($B$20=\"Actual\",0,SUMIFS(CHOOSE(VLOOKUP($B$35,'Lookup tables'!$AK$5:$AM$15,3,0), RPE_FuelConsumptionSummerTBtu, RPE_FuelConsumptionTotalTBtu, RPE_GenerationSummerGWh, RPE_GenerationTotalGWh, RPE_CO2EmissionsSummerThousandTons, RPE_CO2EmissionsTotalThousandTons, RPE_NOXEmissionsSummerThousandTons, RPE_NOXEmissionsTotalThousandTons, RPE_SO2EmissionsSummerThousandTons, RPE_SO2EmissionsTotalThousandTons, RPE_DispatchableCapacityMW), MeetComparisonCriteria2,\"=1\",IF($B$8=\"IPM Region\",RPE_IPMRegionGroupAcronym,RPE_State),\"=\"&IF($B$8=\"National\",\"*\",$I86))))","v":0},4.7564653258170226,{"$f":"IF(I86=0,\"\",SUMIFS(CHOOSE(VLOOKUP($E$18,'Lookup tables'!$AK$5:$AM$15,3,0), RPE_FuelConsumptionSummerTBtu, RPE_FuelConsumptionTotalTBtu, RPE_GenerationSummerGWh, RPE_GenerationTotalGWh, RPE_CO2EmissionsSummerThousandTons, RPE_CO2EmissionsTotalThousandTons, RPE_NOXEmissionsSummerThousandTons, RPE_NOXEmissionsTotalThousandTons, RPE_SO2EmissionsSummerThousandTons, RPE_SO2EmissionsTotalThousandTons, RPE_DispatchableCapacityMW), MeetPrimaryCriteria3,\"=1\",IF($E$8=\"IPM Region\",RPE_IPMRegionGroupAcronym,RPE_State),\"=\"&IF($E$8=\"National\",\"*\",$I86)))","v":0},{"$f":"IF(I86=0,\"\",IF($E$20=\"Actual\",0,SUMIFS(CHOOSE(VLOOKUP($E$35,'Lookup tables'!$AK$5:$AM$15,3,0), RPE_FuelConsumptionSummerTBtu, RPE_FuelConsumptionTotalTBtu, RPE_GenerationSummerGWh, RPE_GenerationTotalGWh, RPE_CO2EmissionsSummerThousandTons, RPE_CO2EmissionsTotalThousandTons, RPE_NOXEmissionsSummerThousandTons, RPE_NOXEmissionsTotalThousandTons, RPE_SO2EmissionsSummerThousandTons, RPE_SO2EmissionsTotalThousandTons, RPE_DispatchableCapacityMW), MeetComparisonCriteria3,\"=1\",IF($E$8=\"IPM Region\",RPE_IPMRegionGroupAcronym,RPE_State),\"=\"&IF($E$8=\"National\",\"*\",$I86))))","v":0},0,31.000000008600001,31,null,31,"NM",4.7564653258170226,0,0]
[null,null,null,null,null,null,null,null,{"$f":"IF($B$8=\"State\",Map!P34,Map!O34)","v":"NV"},{"$f":"IF(I87=0,\"\",SUMIFS(CHOOSE(VLOOKUP($B$18,'Lookup tables'!$AK$5:$AM$15,3,0), RPE_FuelConsumptionSummerTBtu, RPE_FuelConsumptionTotalTBtu, RPE_GenerationSummerGWh, RPE_GenerationTotalGWh, RPE_CO2EmissionsSummerThousandTons, RPE_CO2EmissionsTotalThousandTons, RPE_NOXEmissionsSummerThousandTons, RPE_NOXEmissionsTotalThousandTons, RPE_SO2EmissionsSummerThousandTons, RPE_SO2EmissionsTotalThousandTons, RPE_DispatchableCapacityMW), MeetPrimaryCriteria2,\"=1\",IF($B$8=\"IPM Region\",RPE_IPMRegionGroupAcronym,RPE_State),\"=\"&IF($B$8=\"National\",\"*\",$I87)))","v":0.64596792160987726},{"$f":"IF(I87=0,\"\",IF($B$20=\"Actual\",0,SUMIFS(CHOOSE(VLOOKUP($B$35,'Lookup tables'!$AK$5:$AM$15,3,0), RPE_FuelConsumptionSummerTBtu, RPE_FuelConsumptionTotalTBtu, RPE_GenerationSummerGWh, RPE_GenerationTotalGWh, RPE_CO2EmissionsSummerThousandTons, RPE_CO2EmissionsTotalThousandTons, RPE_NOXEmissionsSummerThousandTons, RPE_NOXEmissionsTotalThousandTons, RPE_SO2EmissionsSummerThousandTons, RPE_SO2EmissionsTotalThousandTons, RPE_DispatchableCapacityMW), MeetComparisonCriteria2,\"=1\",IF($B$8=\"IPM Region\",RPE_IPMRegionGroupAcronym,RPE_State),\"=\"&IF($B$8=\"National\",\"*\",$I87))))","v":0},0.64596792160987726,{"$f":"IF(I87=0,\"\",SUMIFS(CHOOSE(VLOOKUP($E$18,'Lookup tables'!$AK$5:$AM$15,3,0), RPE_FuelConsumptionSummerTBtu, RPE_FuelConsumptionTotalTBtu, RPE_GenerationSummerGWh, RPE_GenerationTotalGWh, RPE_CO2EmissionsSummerThousandTons, RPE_CO2EmissionsTotalThousandTons, RPE_NOXEmissionsSummerThousandTons, RPE_NOXEmissionsTotalThousandTons, RPE_SO2EmissionsSummerThousandTons, RPE_SO2EmissionsTotalThousandTons, RPE_DispatchableCapacityMW), MeetPrimaryCriteria3,\"=1\",IF($E$8=\"IPM Region\",RPE_IPMRegionGroupAcronym,RPE_State),\"=\"&IF($E$8=\"National\",\"*\",$I87)))","v":0},{"$f":"IF(I87=0,\"\",IF($E$20=\"Actual\",0,SUMIFS(CHOOSE(VLOOKUP($E$35,'Lookup tables'!$AK$5:$AM$15,3,0), RPE_FuelConsumptionSummerTBtu, RPE_FuelConsumptionTotalTBtu, RPE_GenerationSummerGWh, RPE_GenerationTotalGWh, RPE_CO2EmissionsSummerThousandTons, RPE_CO2EmissionsTotalThousandTons, RPE_NOXEmissionsSummerThousandTons, RPE_NOXEmissionsTotalThousandTons, RPE_SO2EmissionsSummerThousandTons, RPE_SO2EmissionsTotalThousandTons, RPE_DispatchableCapacityMW), MeetComparisonCriteria3,\"=1\",IF($E$8=\"IPM Region\",RPE_IPMRegionGroupAcronym,RPE_State),\"=\"&IF($E$8=\"National\",\"*\",$I87))))","v":0},0,41.000000008699999,41,null,32,"WI",3.7113425760639225,0,0]
[null,null,null,null,null,null,null,null,{"$f":"IF($B$8=\"State\",Map!P35,Map!O35)","v":"NY"},{"$f":"IF(I88=0,\"\",SUMIFS(CHOOSE(VLOOKUP($B$18,'Lookup tables'!$AK$5:$AM$15,3,0), RPE_FuelConsumptionSummerTBtu, RPE_FuelConsumptionTotalTBtu, RPE_GenerationSummerGWh, RPE_GenerationTotalGWh, RPE_CO2EmissionsSummerThousandTons, RPE_CO2EmissionsTotalThousandTons, RPE_NOXEmissionsSummerThousandTons, RPE_NOXEmissionsTotalThousandTons, RPE_SO2EmissionsSummerThousandTons, RPE_SO2EmissionsTotalThousandTons, RPE_DispatchableCapacityMW), MeetPrimaryCriteria2,\"=1\",IF($B$8=\"IPM Region\",RPE_IPMRegionGroupAcronym,RPE_State),\"=\"&IF($B$8=\"National\",\"*\",$I88)))","v":7.8056421617871088},{"$f":"IF(I88=0,\"\",IF($B$20=\"Actual\",0,SUMIFS(CHOOSE(VLOOKUP($B$35,'Lookup tables'!$AK$5:$AM$15,3,0), RPE_FuelConsumptionSummerTBtu, RPE_FuelConsumptionTotalTBtu, RPE_GenerationSummerGWh, RPE_GenerationTotalGWh, RPE_CO2EmissionsSummerThousandTons, RPE_CO2EmissionsTotalThousandTons, RPE_NOXEmissionsSummerThousandTons, RPE_NOXEmissionsTotalThousandTons, RPE_SO2EmissionsSummerThousandTons, RPE_SO2EmissionsTotalThousandTons, RPE_DispatchableCapacityMW), MeetComparisonCriteria2,\"=1\",IF($B$8=\"IPM Region\",RPE_IPMRegionGroupAcronym,RPE_State),\"=\"&IF($B$8=\"National\",\"*\",$I88))))","v":0},7.8056421617871088,{"$f":"IF(I88=0,\"\",SUMIFS(CHOOSE(VLOOKUP($E$18,'Lookup tables'!$AK$5:$AM$15,3,0), RPE_FuelConsumptionSummerTBtu, RPE_FuelConsumptionTotalTBtu, RPE_GenerationSummerGWh, RPE_GenerationTotalGWh, RPE_CO2EmissionsSummerThousandTons, RPE_CO2EmissionsTotalThousandTons, RPE_NOXEmissionsSummerThousandTons, RPE_NOXEmissionsTotalThousandTons, RPE_SO2EmissionsSummerThousandTons, RPE_SO2EmissionsTotalThousandTons, RPE_DispatchableCapacityMW), MeetPrimaryCriteria3,\"=1\",IF($E$8=\"IPM Region\",RPE_IPMRegionGroupAcronym,RPE_State),\"=\"&IF($E$8=\"National\",\"*\",$I88)))","v":0},{"$f":"IF(I88=0,\"\",IF($E$20=\"Actual\",0,SUMIFS(CHOOSE(VLOOKUP($E$35,'Lookup tables'!$AK$5:$AM$15,3,0), RPE_FuelConsumptionSummerTBtu, RPE_FuelConsumptionTotalTBtu, RPE_GenerationSummerGWh, RPE_GenerationTotalGWh, RPE_CO2EmissionsSummerThousandTons, RPE_CO2EmissionsTotalThousandTons, RPE_NOXEmissionsSummerThousandTons, RPE_NOXEmissionsTotalThousandTons, RPE_SO2EmissionsSummerThousandTons, RPE_SO2EmissionsTotalThousandTons, RPE_DispatchableCapacityMW), MeetComparisonCriteria3,\"=1\",IF($E$8=\"IPM Region\",RPE_IPMRegionGroupAcronym,RPE_State),\"=\"&IF($E$8=\"National\",\"*\",$I88))))","v":0},0,{"$f":"IF(OR(I88=\"  \",I88=0),\"\",(RANK(L88,IF($B$8=\"State\",$L$56:$L$104,$L$56:$L$118))+ROW()*0.0000000001))","v":23.000000008800001},23,null,33,"MA",3.3170241674288325,0,0]
[null,null,null,null,null,null,null,null,{"$f":"IF($B$8=\"State\",Map!P36,Map!O36)","v":"OH"},{"$f":"IF(I89=0,\"\",SUMIFS(CHOOSE(VLOOKUP($B$18,'Lookup tables'!$AK$5:$AM$15,3,0), RPE_FuelConsumptionSummerTBtu, RPE_FuelConsumptionTotalTBtu, RPE_GenerationSummerGWh, RPE_GenerationTotalGWh, RPE_CO2EmissionsSummerThousandTons, RPE_CO2EmissionsTotalThousandTons, RPE_NOXEmissionsSummerThousandTons, RPE_NOXEmissionsTotalThousandTons, RPE_SO2EmissionsSummerThousandTons, RPE_SO2EmissionsTotalThousandTons, RPE_DispatchableCapacityMW), MeetPrimaryCriteria2,\"=1\",IF($B$8=\"IPM Region\",RPE_IPMRegionGroupAcronym,RPE_State),\"=\"&IF($B$8=\"National\",\"*\",$I89)))","v":16.720227951142753},{"$f":"IF(I89=0,\"\",IF($B$20=\"Actual\",0,SUMIFS(CHOOSE(VLOOKUP($B$35,'Lookup tables'!$AK$5:$AM$15,3,0), RPE_FuelConsumptionSummerTBtu, RPE_FuelConsumptionTotalTBtu, RPE_GenerationSummerGWh, RPE_GenerationTotalGWh, RPE_CO2EmissionsSummerThousandTons, RPE_CO2EmissionsTotalThousandTons, RPE_NOXEmissionsSummerThousandTons, RPE_NOXEmissionsTotalThousandTons, RPE_SO2EmissionsSummerThousandTons, RPE_SO2EmissionsTotalThousandTons, RPE_DispatchableCapacityMW), MeetComparisonCriteria2,\"=1\",IF($B$8=\"IPM Region\",RPE_IPMRegionGroupAcronym,RPE_State),\"=\"&IF($B$8=\"National\",\"*\",$I89))))","v":0},16.720227951142753,{"$f":"IF(I89=0,\"\",SUMIFS(CHOOSE(VLOOKUP($E$18,'Lookup tables'!$AK$5:$AM$15,3,0), RPE_FuelConsumptionSummerTBtu, RPE_FuelConsumptionTotalTBtu, RPE_GenerationSummerGWh, RPE_GenerationTotalGWh, RPE_CO2EmissionsSummerThousandTons, RPE_CO2EmissionsTotalThousandTons, RPE_NOXEmissionsSummerThousandTons, RPE_NOXEmissionsTotalThousandTons, RPE_SO2EmissionsSummerThousandTons, RPE_SO2EmissionsTotalThousandTons, RPE_DispatchableCapacityMW), MeetPrimaryCriteria3,\"=1\",IF($E$8=\"IPM Region\",RPE_IPMRegionGroupAcronym,RPE_State),\"=\"&IF($E$8=\"National\",\"*\",$I89)))","v":0},{"$f":"IF(I89=0,\"\",IF($E$20=\"Actual\",0,SUMIFS(CHOOSE(VLOOKUP($E$35,'Lookup tables'!$AK$5:$AM$15,3,0), RPE_FuelConsumptionSummerTBtu, RPE_FuelConsumptionTotalTBtu, RPE_GenerationSummerGWh, RPE_GenerationTotalGWh, RPE_CO2EmissionsSummerThousandTons, RPE_CO2EmissionsTotalThousandTons, RPE_NOXEmissionsSummerThousandTons, RPE_NOXEmissionsTotalThousandTons, RPE_SO2EmissionsSummerThousandTons, RPE_SO2EmissionsTotalThousandTons, RPE_DispatchableCapacityMW), MeetComparisonCriteria3,\"=1\",IF($E$8=\"IPM Region\",RPE_IPMRegionGroupAcronym,RPE_State),\"=\"&IF($E$8=\"National\",\"*\",$I89))))","v":0},0,6.0000000088999998,6,null,34,"TN",2.9685223950155364,0,0]
[null,null,null,null,null,null,null,null,{"$f":"IF($B$8=\"State\",Map!P37,Map!O37)","v":"OK"},{"$f":"IF(I90=0,\"\",SUMIFS(CHOOSE(VLOOKUP($B$18,'Lookup tables'!$AK$5:$AM$15,3,0), RPE_FuelConsumptionSummerTBtu, RPE_FuelConsumptionTotalTBtu, RPE_GenerationSummerGWh, RPE_GenerationTotalGWh, RPE_CO2EmissionsSummerThousandTons, RPE_CO2EmissionsTotalThousandTons, RPE_NOXEmissionsSummerThousandTons, RPE_NOXEmissionsTotalThousandTons, RPE_SO2EmissionsSummerThousandTons, RPE_SO2EmissionsTotalThousandTons, RPE_DispatchableCapacityMW), MeetPrimaryCriteria2,\"=1\",IF($B$8=\"IPM Region\",RPE_IPMRegionGroupAcronym,RPE_State),\"=\"&IF($B$8=\"National\",\"*\",$I90)))","v":9.9929191517982439},{"$f":"IF(I90=0,\"\",IF($B$20=\"Actual\",0,SUMIFS(CHOOSE(VLOOKUP($B$35,'Lookup tables'!$AK$5:$AM$15,3,0), RPE_FuelConsumptionSummerTBtu, RPE_FuelConsumptionTotalTBtu, RPE_GenerationSummerGWh, RPE_GenerationTotalGWh, RPE_CO2EmissionsSummerThousandTons, RPE_CO2EmissionsTotalThousandTons, RPE_NOXEmissionsSummerThousandTons, RPE_NOXEmissionsTotalThousandTons, RPE_SO2EmissionsSummerThousandTons, RPE_SO2EmissionsTotalThousandTons, RPE_DispatchableCapacityMW), MeetComparisonCriteria2,\"=1\",IF($B$8=\"IPM Region\",RPE_IPMRegionGroupAcronym,RPE_State),\"=\"&IF($B$8=\"National\",\"*\",$I90))))","v":0},9.9929191517982439,{"$f":"IF(I90=0,\"\",SUMIFS(CHOOSE(VLOOKUP($E$18,'Lookup tables'!$AK$5:$AM$15,3,0), RPE_FuelConsumptionSummerTBtu, RPE_FuelConsumptionTotalTBtu, RPE_GenerationSummerGWh, RPE_GenerationTotalGWh, RPE_CO2EmissionsSummerThousandTons, RPE_CO2EmissionsTotalThousandTons, RPE_NOXEmissionsSummerThousandTons, RPE_NOXEmissionsTotalThousandTons, RPE_SO2EmissionsSummerThousandTons, RPE_SO2EmissionsTotalThousandTons, RPE_DispatchableCapacityMW), MeetPrimaryCriteria3,\"=1\",IF($E$8=\"IPM Region\",RPE_IPMRegionGroupAcronym,RPE_State),\"=\"&IF($E$8=\"National\",\"*\",$I90)))","v":0},{"$f":"IF(I90=0,\"\",IF($E$20=\"Actual\",0,SUMIFS(CHOOSE(VLOOKUP($E$35,'Lookup tables'!$AK$5:$AM$15,3,0), RPE_FuelConsumptionSummerTBtu, RPE_FuelConsumptionTotalTBtu, RPE_GenerationSummerGWh, RPE_GenerationTotalGWh, RPE_CO2EmissionsSummerThousandTons, RPE_CO2EmissionsTotalThousandTons, RPE_NOXEmissionsSummerThousandTons, RPE_NOXEmissionsTotalThousandTons, RPE_SO2EmissionsSummerThousandTons, RPE_SO2EmissionsTotalThousandTons, RPE_DispatchableCapacityMW), MeetComparisonCriteria3,\"=1\",IF($E$8=\"IPM Region\",RPE_IPMRegionGroupAcronym,RPE_State),\"=\"&IF($E$8=\"National\",\"*\",$I90))))","v":0},0,16.000000009000001,16,null,35,"MS",2.9049725811274874,0,0]
[null,null,null,null,null,null,null,null,{"$f":"IF($B$8=\"State\",Map!P38,Map!O38)","v":"OR"},{"$f":"IF(I91=0,\"\",SUMIFS(CHOOSE(VLOOKUP($B$18,'Lookup tables'!$AK$5:$AM$15,3,0), RPE_FuelConsumptionSummerTBtu, RPE_FuelConsumptionTotalTBtu, RPE_GenerationSummerGWh, RPE_GenerationTotalGWh, RPE_CO2EmissionsSummerThousandTons, RPE_CO2EmissionsTotalThousandTons, RPE_NOXEmissionsSummerThousandTons, RPE_NOXEmissionsTotalThousandTons, RPE_SO2EmissionsSummerThousandTons, RPE_SO2EmissionsTotalThousandTons, RPE_DispatchableCapacityMW), MeetPrimaryCriteria2,\"=1\",IF($B$8=\"IPM Region\",RPE_IPMRegionGroupAcronym,RPE_State),\"=\"&IF($B$8=\"National\",\"*\",$I91)))","v":0.76192155662157357},{"$f":"IF(I91=0,\"\",IF($B$20=\"Actual\",0,SUMIFS(CHOOSE(VLOOKUP($B$35,'Lookup tables'!$AK$5:$AM$15,3,0), RPE_FuelConsumptionSummerTBtu, RPE_FuelConsumptionTotalTBtu, RPE_GenerationSummerGWh, RPE_GenerationTotalGWh, RPE_CO2EmissionsSummerThousandTons, RPE_CO2EmissionsTotalThousandTons, RPE_NOXEmissionsSummerThousandTons, RPE_NOXEmissionsTotalThousandTons, RPE_SO2EmissionsSummerThousandTons, RPE_SO2EmissionsTotalThousandTons, RPE_DispatchableCapacityMW), MeetComparisonCriteria2,\"=1\",IF($B$8=\"IPM Region\",RPE_IPMRegionGroupAcronym,RPE_State),\"=\"&IF($B$8=\"National\",\"*\",$I91))))","v":0},0.76192155662157357,{"$f":"IF(I91=0,\"\",SUMIFS(CHOOSE(VLOOKUP($E$18,'Lookup tables'!$AK$5:$AM$15,3,0), RPE_FuelConsumptionSummerTBtu, RPE_FuelConsumptionTotalTBtu, RPE_GenerationSummerGWh, RPE_GenerationTotalGWh, RPE_CO2EmissionsSummerThousandTons, RPE_CO2EmissionsTotalThousandTons, RPE_NOXEmissionsSummerThousandTons, RPE_NOXEmissionsTotalThousandTons, RPE_SO2EmissionsSummerThousandTons, RPE_SO2EmissionsTotalThousandTons, RPE_DispatchableCapacityMW), MeetPrimaryCriteria3,\"=1\",IF($E$8=\"IPM Region\",RPE_IPMRegionGroupAcronym,RPE_State),\"=\"&IF($E$8=\"National\",\"*\",$I91)))","v":0},{"$f":"IF(I91=0,\"\",IF($E$20=\"Actual\",0,SUMIFS(CHOOSE(VLOOKUP($E$35,'Lookup tables'!$AK$5:$AM$15,3,0), RPE_FuelConsumptionSummerTBtu, RPE_FuelConsumptionTotalTBtu, RPE_GenerationSummerGWh, RPE_GenerationTotalGWh, RPE_CO2EmissionsSummerThousandTons, RPE_CO2EmissionsTotalThousandTons, RPE_NOXEmissionsSummerThousandTons, RPE_NOXEmissionsTotalThousandTons, RPE_SO2EmissionsSummerThousandTons, RPE_SO2EmissionsTotalThousandTons, RPE_DispatchableCapacityMW), MeetComparisonCriteria3,\"=1\",IF($E$8=\"IPM Region\",RPE_IPMRegionGroupAcronym,RPE_State),\"=\"&IF($E$8=\"National\",\"*\",$I91))))","v":0},0,40.000000009099999,40,null,36,"NJ",2.6855731493884516,0,0]
[null,null,null,null,null,null,null,null,{"$f":"IF($B$8=\"State\",Map!P39,Map!O39)","v":"PA"},{"$f":"IF(I92=0,\"\",SUMIFS(CHOOSE(VLOOKUP($B$18,'Lookup tables'!$AK$5:$AM$15,3,0), RPE_FuelConsumptionSummerTBtu, RPE_FuelConsumptionTotalTBtu, RPE_GenerationSummerGWh, RPE_GenerationTotalGWh, RPE_CO2EmissionsSummerThousandTons, RPE_CO2EmissionsTotalThousandTons, RPE_NOXEmissionsSummerThousandTons, RPE_NOXEmissionsTotalThousandTons, RPE_SO2EmissionsSummerThousandTons, RPE_SO2EmissionsTotalThousandTons, RPE_DispatchableCapacityMW), MeetPrimaryCriteria2,\"=1\",IF($B$8=\"IPM Region\",RPE_IPMRegionGroupAcronym,RPE_State),\"=\"&IF($B$8=\"National\",\"*\",$I92)))","v":18.798082114749473},{"$f":"IF(I92=0,\"\",IF($B$20=\"Actual\",0,SUMIFS(CHOOSE(VLOOKUP($B$35,'Lookup tables'!$AK$5:$AM$15,3,0), RPE_FuelConsumptionSummerTBtu, RPE_FuelConsumptionTotalTBtu, RPE_GenerationSummerGWh, RPE_GenerationTotalGWh, RPE_CO2EmissionsSummerThousandTons, RPE_CO2EmissionsTotalThousandTons, RPE_NOXEmissionsSummerThousandTons, RPE_NOXEmissionsTotalThousandTons, RPE_SO2EmissionsSummerThousandTons, RPE_SO2EmissionsTotalThousandTons, RPE_DispatchableCapacityMW), MeetComparisonCriteria2,\"=1\",IF($B$8=\"IPM Region\",RPE_IPMRegionGroupAcronym,RPE_State),\"=\"&IF($B$8=\"National\",\"*\",$I92))))","v":0},18.798082114749473,{"$f":"IF(I92=0,\"\",SUMIFS(CHOOSE(VLOOKUP($E$18,'Lookup tables'!$AK$5:$AM$15,3,0), RPE_FuelConsumptionSummerTBtu, RPE_FuelConsumptionTotalTBtu, RPE_GenerationSummerGWh, RPE_GenerationTotalGWh, RPE_CO2EmissionsSummerThousandTons, RPE_CO2EmissionsTotalThousandTons, RPE_NOXEmissionsSummerThousandTons, RPE_NOXEmissionsTotalThousandTons, RPE_SO2EmissionsSummerThousandTons, RPE_SO2EmissionsTotalThousandTons, RPE_DispatchableCapacityMW), MeetPrimaryCriteria3,\"=1\",IF($E$8=\"IPM Region\",RPE_IPMRegionGroupAcronym,RPE_State),\"=\"&IF($E$8=\"National\",\"*\",$I92)))","v":0},{"$f":"IF(I92=0,\"\",IF($E$20=\"Actual\",0,SUMIFS(CHOOSE(VLOOKUP($E$35,'Lookup tables'!$AK$5:$AM$15,3,0), RPE_FuelConsumptionSummerTBtu, RPE_FuelConsumptionTotalTBtu, RPE_GenerationSummerGWh, RPE_GenerationTotalGWh, RPE_CO2EmissionsSummerThousandTons, RPE_CO2EmissionsTotalThousandTons, RPE_NOXEmissionsSummerThousandTons, RPE_NOXEmissionsTotalThousandTons, RPE_SO2EmissionsSummerThousandTons, RPE_SO2EmissionsTotalThousandTons, RPE_DispatchableCapacityMW), MeetComparisonCriteria3,\"=1\",IF($E$8=\"IPM Region\",RPE_IPMRegionGroupAcronym,RPE_State),\"=\"&IF($E$8=\"National\",\"*\",$I92))))","v":0},0,2.0000000091999999,2,null,37,"MD",2.5199614960224248,0,0]
[null,null,null,null,null,null,null,null,{"$f":"IF($B$8=\"State\",Map!P40,Map!O40)","v":"RI"},{"$f":"IF(I93=0,\"\",SUMIFS(CHOOSE(VLOOKUP($B$18,'Lookup tables'!$AK$5:$AM$15,3,0), RPE_FuelConsumptionSummerTBtu, RPE_FuelConsumptionTotalTBtu, RPE_GenerationSummerGWh, RPE_GenerationTotalGWh, RPE_CO2EmissionsSummerThousandTons, RPE_CO2EmissionsTotalThousandTons, RPE_NOXEmissionsSummerThousandTons, RPE_NOXEmissionsTotalThousandTons, RPE_SO2EmissionsSummerThousandTons, RPE_SO2EmissionsTotalThousandTons, RPE_DispatchableCapacityMW), MeetPrimaryCriteria2,\"=1\",IF($B$8=\"IPM Region\",RPE_IPMRegionGroupAcronym,RPE_State),\"=\"&IF($B$8=\"National\",\"*\",$I93)))","v":0.48098848856174542},{"$f":"IF(I93=0,\"\",IF($B$20=\"Actual\",0,SUMIFS(CHOOSE(VLOOKUP($B$35,'Lookup tables'!$AK$5:$AM$15,3,0), RPE_FuelConsumptionSummerTBtu, RPE_FuelConsumptionTotalTBtu, RPE_GenerationSummerGWh, RPE_GenerationTotalGWh, RPE_CO2EmissionsSummerThousandTons, RPE_CO2EmissionsTotalThousandTons, RPE_NOXEmissionsSummerThousandTons, RPE_NOXEmissionsTotalThousandTons, RPE_SO2EmissionsSummerThousandTons, RPE_SO2EmissionsTotalThousandTons, RPE_DispatchableCapacityMW), MeetComparisonCriteria2,\"=1\",IF($B$8=\"IPM Region\",RPE_IPMRegionGroupAcronym,RPE_State),\"=\"&IF($B$8=\"National\",\"*\",$I93))))","v":0},0.48098848856174542,{"$f":"IF(I93=0,\"\",SUMIFS(CHOOSE(VLOOKUP($E$18,'Lookup tables'!$AK$5:$AM$15,3,0), RPE_FuelConsumptionSummerTBtu, RPE_FuelConsumptionTotalTBtu, RPE_GenerationSummerGWh, RPE_GenerationTotalGWh, RPE_CO2EmissionsSummerThousandTons, RPE_CO2EmissionsTotalThousandTons, RPE_NOXEmissionsSummerThousandTons, RPE_NOXEmissionsTotalThousandTons, RPE_SO2EmissionsSummerThousandTons, RPE_SO2EmissionsTotalThousandTons, RPE_DispatchableCapacityMW), MeetPrimaryCriteria3,\"=1\",IF($E$8=\"IPM Region\",RPE_IPMRegionGroupAcronym,RPE_State),\"=\"&IF($E$8=\"National\",\"*\",$I93)))","v":0},{"$f":"IF(I93=0,\"\",IF($E$20=\"Actual\",0,SUMIFS(CHOOSE(VLOOKUP($E$35,'Lookup tables'!$AK$5:$AM$15,3,0), RPE_FuelConsumptionSummerTBtu, RPE_FuelConsumptionTotalTBtu, RPE_GenerationSummerGWh, RPE_GenerationTotalGWh, RPE_CO2EmissionsSummerThousandTons, RPE_CO2EmissionsTotalThousandTons, RPE_NOXEmissionsSummerThousandTons, RPE_NOXEmissionsTotalThousandTons, RPE_SO2EmissionsSummerThousandTons, RPE_SO2EmissionsTotalThousandTons, RPE_DispatchableCapacityMW), MeetComparisonCriteria3,\"=1\",IF($E$8=\"IPM Region\",RPE_IPMRegionGroupAcronym,RPE_State),\"=\"&IF($E$8=\"National\",\"*\",$I93))))","v":0},0,43.000000009300003,43,null,38,"CT",1.9197669645290496,0,0]
[null,null,null,null,null,null,null,null,{"$f":"IF($B$8=\"State\",Map!P41,Map!O41)","v":"SC"},{"$f":"IF(I94=0,\"\",SUMIFS(CHOOSE(VLOOKUP($B$18,'Lookup tables'!$AK$5:$AM$15,3,0), RPE_FuelConsumptionSummerTBtu, RPE_FuelConsumptionTotalTBtu, RPE_GenerationSummerGWh, RPE_GenerationTotalGWh, RPE_CO2EmissionsSummerThousandTons, RPE_CO2EmissionsTotalThousandTons, RPE_NOXEmissionsSummerThousandTons, RPE_NOXEmissionsTotalThousandTons, RPE_SO2EmissionsSummerThousandTons, RPE_SO2EmissionsTotalThousandTons, RPE_DispatchableCapacityMW), MeetPrimaryCriteria2,\"=1\",IF($B$8=\"IPM Region\",RPE_IPMRegionGroupAcronym,RPE_State),\"=\"&IF($B$8=\"National\",\"*\",$I94)))","v":6.0052900307578403},{"$f":"IF(I94=0,\"\",IF($B$20=\"Actual\",0,SUMIFS(CHOOSE(VLOOKUP($B$35,'Lookup tables'!$AK$5:$AM$15,3,0), RPE_FuelConsumptionSummerTBtu, RPE_FuelConsumptionTotalTBtu, RPE_GenerationSummerGWh, RPE_GenerationTotalGWh, RPE_CO2EmissionsSummerThousandTons, RPE_CO2EmissionsTotalThousandTons, RPE_NOXEmissionsSummerThousandTons, RPE_NOXEmissionsTotalThousandTons, RPE_SO2EmissionsSummerThousandTons, RPE_SO2EmissionsTotalThousandTons, RPE_DispatchableCapacityMW), MeetComparisonCriteria2,\"=1\",IF($B$8=\"IPM Region\",RPE_IPMRegionGroupAcronym,RPE_State),\"=\"&IF($B$8=\"National\",\"*\",$I94))))","v":0},6.0052900307578403,{"$f":"IF(I94=0,\"\",SUMIFS(CHOOSE(VLOOKUP($E$18,'Lookup tables'!$AK$5:$AM$15,3,0), RPE_FuelConsumptionSummerTBtu, RPE_FuelConsumptionTotalTBtu, RPE_GenerationSummerGWh, RPE_GenerationTotalGWh, RPE_CO2EmissionsSummerThousandTons, RPE_CO2EmissionsTotalThousandTons, RPE_NOXEmissionsSummerThousandTons, RPE_NOXEmissionsTotalThousandTons, RPE_SO2EmissionsSummerThousandTons, RPE_SO2EmissionsTotalThousandTons, RPE_DispatchableCapacityMW), MeetPrimaryCriteria3,\"=1\",IF($E$8=\"IPM Region\",RPE_IPMRegionGroupAcronym,RPE_State),\"=\"&IF($E$8=\"National\",\"*\",$I94)))","v":0},{"$f":"IF(I94=0,\"\",IF($E$20=\"Actual\",0,SUMIFS(CHOOSE(VLOOKUP($E$35,'Lookup tables'!$AK$5:$AM$15,3,0), RPE_FuelConsumptionSummerTBtu, RPE_FuelConsumptionTotalTBtu, RPE_GenerationSummerGWh, RPE_GenerationTotalGWh, RPE_CO2EmissionsSummerThousandTons, RPE_CO2EmissionsTotalThousandTons, RPE_NOXEmissionsSummerThousandTons, RPE_NOXEmissionsTotalThousandTons, RPE_SO2EmissionsSummerThousandTons, RPE_SO2EmissionsTotalThousandTons, RPE_DispatchableCapacityMW), MeetComparisonCriteria3,\"=1\",IF($E$8=\"IPM Region\",RPE_IPMRegionGroupAcronym,RPE_State),\"=\"&IF($E$8=\"National\",\"*\",$I94))))","v":0},0,28.000000009400001,28,null,39,"ME",1.1111357172712866,0,0]
[null,null,null,null,null,null,null,null,{"$f":"IF($B$8=\"State\",Map!P42,Map!O42)","v":"SD"},{"$f":"IF(I95=0,\"\",SUMIFS(CHOOSE(VLOOKUP($B$18,'Lookup tables'!$AK$5:$AM$15,3,0), RPE_FuelConsumptionSummerTBtu, RPE_FuelConsumptionTotalTBtu, RPE_GenerationSummerGWh, RPE_GenerationTotalGWh, RPE_CO2EmissionsSummerThousandTons, RPE_CO2EmissionsTotalThousandTons, RPE_NOXEmissionsSummerThousandTons, RPE_NOXEmissionsTotalThousandTons, RPE_SO2EmissionsSummerThousandTons, RPE_SO2EmissionsTotalThousandTons, RPE_DispatchableCapacityMW), MeetPrimaryCriteria2,\"=1\",IF($B$8=\"IPM Region\",RPE_IPMRegionGroupAcronym,RPE_State),\"=\"&IF($B$8=\"National\",\"*\",$I95)))","v":0.39476285818064016},{"$f":"IF(I95=0,\"\",IF($B$20=\"Actual\",0,SUMIFS(CHOOSE(VLOOKUP($B$35,'Lookup tables'!$AK$5:$AM$15,3,0), RPE_FuelConsumptionSummerTBtu, RPE_FuelConsumptionTotalTBtu, RPE_GenerationSummerGWh, RPE_GenerationTotalGWh, RPE_CO2EmissionsSummerThousandTons, RPE_CO2EmissionsTotalThousandTons, RPE_NOXEmissionsSummerThousandTons, RPE_NOXEmissionsTotalThousandTons, RPE_SO2EmissionsSummerThousandTons, RPE_SO2EmissionsTotalThousandTons, RPE_DispatchableCapacityMW), MeetComparisonCriteria2,\"=1\",IF($B$8=\"IPM Region\",RPE_IPMRegionGroupAcronym,RPE_State),\"=\"&IF($B$8=\"National\",\"*\",$I95))))","v":0},0.39476285818064016,{"$f":"IF(I95=0,\"\",SUMIFS(CHOOSE(VLOOKUP($E$18,'Lookup tables'!$AK$5:$AM$15,3,0), RPE_FuelConsumptionSummerTBtu, RPE_FuelConsumptionTotalTBtu, RPE_GenerationSummerGWh, RPE_GenerationTotalGWh, RPE_CO2EmissionsSummerThousandTons, RPE_CO2EmissionsTotalThousandTons, RPE_NOXEmissionsSummerThousandTons, RPE_NOXEmissionsTotalThousandTons, RPE_SO2EmissionsSummerThousandTons, RPE_SO2EmissionsTotalThousandTons, RPE_DispatchableCapacityMW), MeetPrimaryCriteria3,\"=1\",IF($E$8=\"IPM Region\",RPE_IPMRegionGroupAcronym,RPE_State),\"=\"&IF($E$8=\"National\",\"*\",$I95)))","v":0},{"$f":"IF(I95=0,\"\",IF($E$20=\"Actual\",0,SUMIFS(CHOOSE(VLOOKUP($E$35,'Lookup tables'!$AK$5:$AM$15,3,0), RPE_FuelConsumptionSummerTBtu, RPE_FuelConsumptionTotalTBtu, RPE_GenerationSummerGWh, RPE_GenerationTotalGWh, RPE_CO2EmissionsSummerThousandTons, RPE_CO2EmissionsTotalThousandTons, RPE_NOXEmissionsSummerThousandTons, RPE_NOXEmissionsTotalThousandTons, RPE_SO2EmissionsSummerThousandTons, RPE_SO2EmissionsTotalThousandTons, RPE_DispatchableCapacityMW), MeetComparisonCriteria3,\"=1\",IF($E$8=\"IPM Region\",RPE_IPMRegionGroupAcronym,RPE_State),\"=\"&IF($E$8=\"National\",\"*\",$I95))))","v":0},0,44.000000009499999,44,null,40,"OR",0.76192155662157357,0,0]
[null,null,null,null,null,null,null,null,{"$f":"IF($B$8=\"State\",Map!P43,Map!O43)","v":"TN"},{"$f":"IF(I96=0,\"\",SUMIFS(CHOOSE(VLOOKUP($B$18,'Lookup tables'!$AK$5:$AM$15,3,0), RPE_FuelConsumptionSummerTBtu, RPE_FuelConsumptionTotalTBtu, RPE_GenerationSummerGWh, RPE_GenerationTotalGWh, RPE_CO2EmissionsSummerThousandTons, RPE_CO2EmissionsTotalThousandTons, RPE_NOXEmissionsSummerThousandTons, RPE_NOXEmissionsTotalThousandTons, RPE_SO2EmissionsSummerThousandTons, RPE_SO2EmissionsTotalThousandTons, RPE_DispatchableCapacityMW), MeetPrimaryCriteria2,\"=1\",IF($B$8=\"IPM Region\",RPE_IPMRegionGroupAcronym,RPE_State),\"=\"&IF($B$8=\"National\",\"*\",$I96)))","v":2.9685223950155364},{"$f":"IF(I96=0,\"\",IF($B$20=\"Actual\",0,SUMIFS(CHOOSE(VLOOKUP($B$35,'Lookup tables'!$AK$5:$AM$15,3,0), RPE_FuelConsumptionSummerTBtu, RPE_FuelConsumptionTotalTBtu, RPE_GenerationSummerGWh, RPE_GenerationTotalGWh, RPE_CO2EmissionsSummerThousandTons, RPE_CO2EmissionsTotalThousandTons, RPE_NOXEmissionsSummerThousandTons, RPE_NOXEmissionsTotalThousandTons, RPE_SO2EmissionsSummerThousandTons, RPE_SO2EmissionsTotalThousandTons, RPE_DispatchableCapacityMW), MeetComparisonCriteria2,\"=1\",IF($B$8=\"IPM Region\",RPE_IPMRegionGroupAcronym,RPE_State),\"=\"&IF($B$8=\"National\",\"*\",$I96))))","v":0},2.9685223950155364,{"$f":"IF(I96=0,\"\",SUMIFS(CHOOSE(VLOOKUP($E$18,'Lookup tables'!$AK$5:$AM$15,3,0), RPE_FuelConsumptionSummerTBtu, RPE_FuelConsumptionTotalTBtu, RPE_GenerationSummerGWh, RPE_GenerationTotalGWh, RPE_CO2EmissionsSummerThousandTons, RPE_CO2EmissionsTotalThousandTons, RPE_NOXEmissionsSummerThousandTons, RPE_NOXEmissionsTotalThousandTons, RPE_SO2EmissionsSummerThousandTons, RPE_SO2EmissionsTotalThousandTons, RPE_DispatchableCapacityMW), MeetPrimaryCriteria3,\"=1\",IF($E$8=\"IPM Region\",RPE_IPMRegionGroupAcronym,RPE_State),\"=\"&IF($E$8=\"National\",\"*\",$I96)))","v":0},{"$f":"IF(I96=0,\"\",IF($E$20=\"Actual\",0,SUMIFS(CHOOSE(VLOOKUP($E$35,'Lookup tables'!$AK$5:$AM$15,3,0), RPE_FuelConsumptionSummerTBtu, RPE_FuelConsumptionTotalTBtu, RPE_GenerationSummerGWh, RPE_GenerationTotalGWh, RPE_CO2EmissionsSummerThousandTons, RPE_CO2EmissionsTotalThousandTons, RPE_NOXEmissionsSummerThousandTons, RPE_NOXEmissionsTotalThousandTons, RPE_SO2EmissionsSummerThousandTons, RPE_SO2EmissionsTotalThousandTons, RPE_DispatchableCapacityMW), MeetComparisonCriteria3,\"=1\",IF($E$8=\"IPM Region\",RPE_IPMRegionGroupAcronym,RPE_State),\"=\"&IF($E$8=\"National\",\"*\",$I96))))","v":0},0,34.000000009600001,34,null,41,"NV",0.64596792160987726,0,0]
[null,null,null,null,null,null,null,null,{"$f":"IF($B$8=\"State\",Map!P44,Map!O44)","v":"TX"},{"$f":"IF(I97=0,\"\",SUMIFS(CHOOSE(VLOOKUP($B$18,'Lookup tables'!$AK$5:$AM$15,3,0), RPE_FuelConsumptionSummerTBtu, RPE_FuelConsumptionTotalTBtu, RPE_GenerationSummerGWh, RPE_GenerationTotalGWh, RPE_CO2EmissionsSummerThousandTons, RPE_CO2EmissionsTotalThousandTons, RPE_NOXEmissionsSummerThousandTons, RPE_NOXEmissionsTotalThousandTons, RPE_SO2EmissionsSummerThousandTons, RPE_SO2EmissionsTotalThousandTons, RPE_DispatchableCapacityMW), MeetPrimaryCriteria2,\"=1\",IF($B$8=\"IPM Region\",RPE_IPMRegionGroupAcronym,RPE_State),\"=\"&IF($B$8=\"National\",\"*\",$I97)))","v":43.767341242919635},{"$f":"IF(I97=0,\"\",IF($B$20=\"Actual\",0,SUMIFS(CHOOSE(VLOOKUP($B$35,'Lookup tables'!$AK$5:$AM$15,3,0), RPE_FuelConsumptionSummerTBtu, RPE_FuelConsumptionTotalTBtu, RPE_GenerationSummerGWh, RPE_GenerationTotalGWh, RPE_CO2EmissionsSummerThousandTons, RPE_CO2EmissionsTotalThousandTons, RPE_NOXEmissionsSummerThousandTons, RPE_NOXEmissionsTotalThousandTons, RPE_SO2EmissionsSummerThousandTons, RPE_SO2EmissionsTotalThousandTons, RPE_DispatchableCapacityMW), MeetComparisonCriteria2,\"=1\",IF($B$8=\"IPM Region\",RPE_IPMRegionGroupAcronym,RPE_State),\"=\"&IF($B$8=\"National\",\"*\",$I97))))","v":0},43.767341242919635,{"$f":"IF(I97=0,\"\",SUMIFS(CHOOSE(VLOOKUP($E$18,'Lookup tables'!$AK$5:$AM$15,3,0), RPE_FuelConsumptionSummerTBtu, RPE_FuelConsumptionTotalTBtu, RPE_GenerationSummerGWh, RPE_GenerationTotalGWh, RPE_CO2EmissionsSummerThousandTons, RPE_CO2EmissionsTotalThousandTons, RPE_NOXEmissionsSummerThousandTons, RPE_NOXEmissionsTotalThousandTons, RPE_SO2EmissionsSummerThousandTons, RPE_SO2EmissionsTotalThousandTons, RPE_DispatchableCapacityMW), MeetPrimaryCriteria3,\"=1\",IF($E$8=\"IPM Region\",RPE_IPMRegionGroupAcronym,RPE_State),\"=\"&IF($E$8=\"National\",\"*\",$I97)))","v":0},{"$f":"IF(I97=0,\"\",IF($E$20=\"Actual\",0,SUMIFS(CHOOSE(VLOOKUP($E$35,'Lookup tables'!$AK$5:$AM$15,3,0), RPE_FuelConsumptionSummerTBtu, RPE_FuelConsumptionTotalTBtu, RPE_GenerationSummerGWh, RPE_GenerationTotalGWh, RPE_CO2EmissionsSummerThousandTons, RPE_CO2EmissionsTotalThousandTons, RPE_NOXEmissionsSummerThousandTons, RPE_NOXEmissionsTotalThousandTons, RPE_SO2EmissionsSummerThousandTons, RPE_SO2EmissionsTotalThousandTons, RPE_DispatchableCapacityMW), MeetComparisonCriteria3,\"=1\",IF($E$8=\"IPM Region\",RPE_IPMRegionGroupAcronym,RPE_State),\"=\"&IF($E$8=\"National\",\"*\",$I97))))","v":0},0,1.0000000096999999,1,null,42,"WA",0.54565719305258831,0,0]
[null,null,null,null,null,null,null,null,{"$f":"IF($B$8=\"State\",Map!P45,Map!O45)","v":"UT"},{"$f":"IF(I98=0,\"\",SUMIFS(CHOOSE(VLOOKUP($B$18,'Lookup tables'!$AK$5:$AM$15,3,0), RPE_FuelConsumptionSummerTBtu, RPE_FuelConsumptionTotalTBtu, RPE_GenerationSummerGWh, RPE_GenerationTotalGWh, RPE_CO2EmissionsSummerThousandTons, RPE_CO2EmissionsTotalThousandTons, RPE_NOXEmissionsSummerThousandTons, RPE_NOXEmissionsTotalThousandTons, RPE_SO2EmissionsSummerThousandTons, RPE_SO2EmissionsTotalThousandTons, RPE_DispatchableCapacityMW), MeetPrimaryCriteria2,\"=1\",IF($B$8=\"IPM Region\",RPE_IPMRegionGroupAcronym,RPE_State),\"=\"&IF($B$8=\"National\",\"*\",$I98)))","v":12.660577413982887},{"$f":"IF(I98=0,\"\",IF($B$20=\"Actual\",0,SUMIFS(CHOOSE(VLOOKUP($B$35,'Lookup tables'!$AK$5:$AM$15,3,0), RPE_FuelConsumptionSummerTBtu, RPE_FuelConsumptionTotalTBtu, RPE_GenerationSummerGWh, RPE_GenerationTotalGWh, RPE_CO2EmissionsSummerThousandTons, RPE_CO2EmissionsTotalThousandTons, RPE_NOXEmissionsSummerThousandTons, RPE_NOXEmissionsTotalThousandTons, RPE_SO2EmissionsSummerThousandTons, RPE_SO2EmissionsTotalThousandTons, RPE_DispatchableCapacityMW), MeetComparisonCriteria2,\"=1\",IF($B$8=\"IPM Region\",RPE_IPMRegionGroupAcronym,RPE_State),\"=\"&IF($B$8=\"National\",\"*\",$I98))))","v":0},12.660577413982887,{"$f":"IF(I98=0,\"\",SUMIFS(CHOOSE(VLOOKUP($E$18,'Lookup tables'!$AK$5:$AM$15,3,0), RPE_FuelConsumptionSummerTBtu, RPE_FuelConsumptionTotalTBtu, RPE_GenerationSummerGWh, RPE_GenerationTotalGWh, RPE_CO2EmissionsSummerThousandTons, RPE_CO2EmissionsTotalThousandTons, RPE_NOXEmissionsSummerThousandTons, RPE_NOXEmissionsTotalThousandTons, RPE_SO2EmissionsSummerThousandTons, RPE_SO2EmissionsTotalThousandTons, RPE_DispatchableCapacityMW), MeetPrimaryCriteria3,\"=1\",IF($E$8=\"IPM Region\",RPE_IPMRegionGroupAcronym,RPE_State),\"=\"&IF($E$8=\"National\",\"*\",$I98)))","v":0},{"$f":"IF(I98=0,\"\",IF($E$20=\"Actual\",0,SUMIFS(CHOOSE(VLOOKUP($E$35,'Lookup tables'!$AK$5:$AM$15,3,0), RPE_FuelConsumptionSummerTBtu, RPE_FuelConsumptionTotalTBtu, RPE_GenerationSummerGWh, RPE_GenerationTotalGWh, RPE_CO2EmissionsSummerThousandTons, RPE_CO2EmissionsTotalThousandTons, RPE_NOXEmissionsSummerThousandTons, RPE_NOXEmissionsTotalThousandTons, RPE_SO2EmissionsSummerThousandTons, RPE_SO2EmissionsTotalThousandTons, RPE_DispatchableCapacityMW), MeetComparisonCriteria3,\"=1\",IF($E$8=\"IPM Region\",RPE_IPMRegionGroupAcronym,RPE_State),\"=\"&IF($E$8=\"National\",\"*\",$I98))))","v":0},0,11.000000009800001,11,null,43,"RI",0.48098848856174542,0,0]
[null,null,null,null,null,null,null,null,{"$f":"IF($B$8=\"State\",Map!P46,Map!O46)","v":"VA"},{"$f":"IF(I99=0,\"\",SUMIFS(CHOOSE(VLOOKUP($B$18,'Lookup tables'!$AK$5:$AM$15,3,0), RPE_FuelConsumptionSummerTBtu, RPE_FuelConsumptionTotalTBtu, RPE_GenerationSummerGWh, RPE_GenerationTotalGWh, RPE_CO2EmissionsSummerThousandTons, RPE_CO2EmissionsTotalThousandTons, RPE_NOXEmissionsSummerThousandTons, RPE_NOXEmissionsTotalThousandTons, RPE_SO2EmissionsSummerThousandTons, RPE_SO2EmissionsTotalThousandTons, RPE_DispatchableCapacityMW), MeetPrimaryCriteria2,\"=1\",IF($B$8=\"IPM Region\",RPE_IPMRegionGroupAcronym,RPE_State),\"=\"&IF($B$8=\"National\",\"*\",$I99)))","v":5.0824618484456083},{"$f":"IF(I99=0,\"\",IF($B$20=\"Actual\",0,SUMIFS(CHOOSE(VLOOKUP($B$35,'Lookup tables'!$AK$5:$AM$15,3,0), RPE_FuelConsumptionSummerTBtu, RPE_FuelConsumptionTotalTBtu, RPE_GenerationSummerGWh, RPE_GenerationTotalGWh, RPE_CO2EmissionsSummerThousandTons, RPE_CO2EmissionsTotalThousandTons, RPE_NOXEmissionsSummerThousandTons, RPE_NOXEmissionsTotalThousandTons, RPE_SO2EmissionsSummerThousandTons, RPE_SO2EmissionsTotalThousandTons, RPE_DispatchableCapacityMW), MeetComparisonCriteria2,\"=1\",IF($B$8=\"IPM Region\",RPE_IPMRegionGroupAcronym,RPE_State),\"=\"&IF($B$8=\"National\",\"*\",$I99))))","v":0},5.0824618484456083,{"$f":"IF(I99=0,\"\",SUMIFS(CHOOSE(VLOOKUP($E$18,'Lookup tables'!$AK$5:$AM$15,3,0), RPE_FuelConsumptionSummerTBtu, RPE_FuelConsumptionTotalTBtu, RPE_GenerationSummerGWh, RPE_GenerationTotalGWh, RPE_CO2EmissionsSummerThousandTons, RPE_CO2EmissionsTotalThousandTons, RPE_NOXEmissionsSummerThousandTons, RPE_NOXEmissionsTotalThousandTons, RPE_SO2EmissionsSummerThousandTons, RPE_SO2EmissionsTotalThousandTons, RPE_DispatchableCapacityMW), MeetPrimaryCriteria3,\"=1\",IF($E$8=\"IPM Region\",RPE_IPMRegionGroupAcronym,RPE_State),\"=\"&IF($E$8=\"National\",\"*\",$I99)))","v":0},{"$f":"IF(I99=0,\"\",IF($E$20=\"Actual\",0,SUMIFS(CHOOSE(VLOOKUP($E$35,'Lookup tables'!$AK$5:$AM$15,3,0), RPE_FuelConsumptionSummerTBtu, RPE_FuelConsumptionTotalTBtu, RPE_GenerationSummerGWh, RPE_GenerationTotalGWh, RPE_CO2EmissionsSummerThousandTons, RPE_CO2EmissionsTotalThousandTons, RPE_NOXEmissionsSummerThousandTons, RPE_NOXEmissionsTotalThousandTons, RPE_SO2EmissionsSummerThousandTons, RPE_SO2EmissionsTotalThousandTons, RPE_DispatchableCapacityMW), MeetComparisonCriteria3,\"=1\",IF($E$8=\"IPM Region\",RPE_IPMRegionGroupAcronym,RPE_State),\"=\"&IF($E$8=\"National\",\"*\",$I99))))","v":0},0,30.000000009899999,30,null,44,"SD",0.39476285818064016,0,0]
[null,null,null,null,null,null,null,null,{"$f":"IF($B$8=\"State\",Map!P47,Map!O47)","v":"VT"},{"$f":"IF(I100=0,\"\",SUMIFS(CHOOSE(VLOOKUP($B$18,'Lookup tables'!$AK$5:$AM$15,3,0), RPE_FuelConsumptionSummerTBtu, RPE_FuelConsumptionTotalTBtu, RPE_GenerationSummerGWh, RPE_GenerationTotalGWh, RPE_CO2EmissionsSummerThousandTons, RPE_CO2EmissionsTotalThousandTons, RPE_NOXEmissionsSummerThousandTons, RPE_NOXEmissionsTotalThousandTons, RPE_SO2EmissionsSummerThousandTons, RPE_SO2EmissionsTotalThousandTons, RPE_DispatchableCapacityMW), MeetPrimaryCriteria2,\"=1\",IF($B$8=\"IPM Region\",RPE_IPMRegionGroupAcronym,RPE_State),\"=\"&IF($B$8=\"National\",\"*\",$I100)))","v":1.3296994992000001E-2},{"$f":"IF(I100=0,\"\",IF($B$20=\"Actual\",0,SUMIFS(CHOOSE(VLOOKUP($B$35,'Lookup tables'!$AK$5:$AM$15,3,0), RPE_FuelConsumptionSummerTBtu, RPE_FuelConsumptionTotalTBtu, RPE_GenerationSummerGWh, RPE_GenerationTotalGWh, RPE_CO2EmissionsSummerThousandTons, RPE_CO2EmissionsTotalThousandTons, RPE_NOXEmissionsSummerThousandTons, RPE_NOXEmissionsTotalThousandTons, RPE_SO2EmissionsSummerThousandTons, RPE_SO2EmissionsTotalThousandTons, RPE_DispatchableCapacityMW), MeetComparisonCriteria2,\"=1\",IF($B$8=\"IPM Region\",RPE_IPMRegionGroupAcronym,RPE_State),\"=\"&IF($B$8=\"National\",\"*\",$I100))))","v":0},1.3296994992000001E-2,{"$f":"IF(I100=0,\"\",SUMIFS(CHOOSE(VLOOKUP($E$18,'Lookup tables'!$AK$5:$AM$15,3,0), RPE_FuelConsumptionSummerTBtu, RPE_FuelConsumptionTotalTBtu, RPE_GenerationSummerGWh, RPE_GenerationTotalGWh, RPE_CO2EmissionsSummerThousandTons, RPE_CO2EmissionsTotalThousandTons, RPE_NOXEmissionsSummerThousandTons, RPE_NOXEmissionsTotalThousandTons, RPE_SO2EmissionsSummerThousandTons, RPE_SO2EmissionsTotalThousandTons, RPE_DispatchableCapacityMW), MeetPrimaryCriteria3,\"=1\",IF($E$8=\"IPM Region\",RPE_IPMRegionGroupAcronym,RPE_State),\"=\"&IF($E$8=\"National\",\"*\",$I100)))","v":0},{"$f":"IF(I100=0,\"\",IF($E$20=\"Actual\",0,SUMIFS(CHOOSE(VLOOKUP($E$35,'Lookup tables'!$AK$5:$AM$15,3,0), RPE_FuelConsumptionSummerTBtu, RPE_FuelConsumptionTotalTBtu, RPE_GenerationSummerGWh, RPE_GenerationTotalGWh, RPE_CO2EmissionsSummerThousandTons, RPE_CO2EmissionsTotalThousandTons, RPE_NOXEmissionsSummerThousandTons, RPE_NOXEmissionsTotalThousandTons, RPE_SO2EmissionsSummerThousandTons, RPE_SO2EmissionsTotalThousandTons, RPE_DispatchableCapacityMW), MeetComparisonCriteria3,\"=1\",IF($E$8=\"IPM Region\",RPE_IPMRegionGroupAcronym,RPE_State),\"=\"&IF($E$8=\"National\",\"*\",$I100))))","v":0},0,48.000000010000001,48,null,45,"NH",0.35789036714077582,0,0]
[null,null,null,null,null,null,null,null,{"$f":"IF($B$8=\"State\",Map!P48,Map!O48)","v":"WA"},{"$f":"IF(I101=0,\"\",SUMIFS(CHOOSE(VLOOKUP($B$18,'Lookup tables'!$AK$5:$AM$15,3,0), RPE_FuelConsumptionSummerTBtu, RPE_FuelConsumptionTotalTBtu, RPE_GenerationSummerGWh, RPE_GenerationTotalGWh, RPE_CO2EmissionsSummerThousandTons, RPE_CO2EmissionsTotalThousandTons, RPE_NOXEmissionsSummerThousandTons, RPE_NOXEmissionsTotalThousandTons, RPE_SO2EmissionsSummerThousandTons, RPE_SO2EmissionsTotalThousandTons, RPE_DispatchableCapacityMW), MeetPrimaryCriteria2,\"=1\",IF($B$8=\"IPM Region\",RPE_IPMRegionGroupAcronym,RPE_State),\"=\"&IF($B$8=\"National\",\"*\",$I101)))","v":0.54565719305258831},{"$f":"IF(I101=0,\"\",IF($B$20=\"Actual\",0,SUMIFS(CHOOSE(VLOOKUP($B$35,'Lookup tables'!$AK$5:$AM$15,3,0), RPE_FuelConsumptionSummerTBtu, RPE_FuelConsumptionTotalTBtu, RPE_GenerationSummerGWh, RPE_GenerationTotalGWh, RPE_CO2EmissionsSummerThousandTons, RPE_CO2EmissionsTotalThousandTons, RPE_NOXEmissionsSummerThousandTons, RPE_NOXEmissionsTotalThousandTons, RPE_SO2EmissionsSummerThousandTons, RPE_SO2EmissionsTotalThousandTons, RPE_DispatchableCapacityMW), MeetComparisonCriteria2,\"=1\",IF($B$8=\"IPM Region\",RPE_IPMRegionGroupAcronym,RPE_State),\"=\"&IF($B$8=\"National\",\"*\",$I101))))","v":0},0.54565719305258831,{"$f":"IF(I101=0,\"\",SUMIFS(CHOOSE(VLOOKUP($E$18,'Lookup tables'!$AK$5:$AM$15,3,0), RPE_FuelConsumptionSummerTBtu, RPE_FuelConsumptionTotalTBtu, RPE_GenerationSummerGWh, RPE_GenerationTotalGWh, RPE_CO2EmissionsSummerThousandTons, RPE_CO2EmissionsTotalThousandTons, RPE_NOXEmissionsSummerThousandTons, RPE_NOXEmissionsTotalThousandTons, RPE_SO2EmissionsSummerThousandTons, RPE_SO2EmissionsTotalThousandTons, RPE_DispatchableCapacityMW), MeetPrimaryCriteria3,\"=1\",IF($E$8=\"IPM Region\",RPE_IPMRegionGroupAcronym,RPE_State),\"=\"&IF($E$8=\"National\",\"*\",$I101)))","v":0},{"$f":"IF(I101=0,\"\",IF($E$20=\"Actual\",0,SUMIFS(CHOOSE(VLOOKUP($E$35,'Lookup tables'!$AK$5:$AM$15,3,0), RPE_FuelConsumptionSummerTBtu, RPE_FuelConsumptionTotalTBtu, RPE_GenerationSummerGWh, RPE_GenerationTotalGWh, RPE_CO2EmissionsSummerThousandTons, RPE_CO2EmissionsTotalThousandTons, RPE_NOXEmissionsSummerThousandTons, RPE_NOXEmissionsTotalThousandTons, RPE_SO2EmissionsSummerThousandTons, RPE_SO2EmissionsTotalThousandTons, RPE_DispatchableCapacityMW), MeetComparisonCriteria3,\"=1\",IF($E$8=\"IPM Region\",RPE_IPMRegionGroupAcronym,RPE_State),\"=\"&IF($E$8=\"National\",\"*\",$I101))))","v":0},0,42.000000010100003,42,null,46,"DE",0.25435111287121781,0,0]
[null,null,null,null,null,null,null,null,{"$f":"IF($B$8=\"State\",Map!P49,Map!O49)","v":"WI"},{"$f":"IF(I102=0,\"\",SUMIFS(CHOOSE(VLOOKUP($B$18,'Lookup tables'!$AK$5:$AM$15,3,0), RPE_FuelConsumptionSummerTBtu, RPE_FuelConsumptionTotalTBtu, RPE_GenerationSummerGWh, RPE_GenerationTotalGWh, RPE_CO2EmissionsSummerThousandTons, RPE_CO2EmissionsTotalThousandTons, RPE_NOXEmissionsSummerThousandTons, RPE_NOXEmissionsTotalThousandTons, RPE_SO2EmissionsSummerThousandTons, RPE_SO2EmissionsTotalThousandTons, RPE_DispatchableCapacityMW), MeetPrimaryCriteria2,\"=1\",IF($B$8=\"IPM Region\",RPE_IPMRegionGroupAcronym,RPE_State),\"=\"&IF($B$8=\"National\",\"*\",$I102)))","v":3.7113425760639225},{"$f":"IF(I102=0,\"\",IF($B$20=\"Actual\",0,SUMIFS(CHOOSE(VLOOKUP($B$35,'Lookup tables'!$AK$5:$AM$15,3,0), RPE_FuelConsumptionSummerTBtu, RPE_FuelConsumptionTotalTBtu, RPE_GenerationSummerGWh, RPE_GenerationTotalGWh, RPE_CO2EmissionsSummerThousandTons, RPE_CO2EmissionsTotalThousandTons, RPE_NOXEmissionsSummerThousandTons, RPE_NOXEmissionsTotalThousandTons, RPE_SO2EmissionsSummerThousandTons, RPE_SO2EmissionsTotalThousandTons, RPE_DispatchableCapacityMW), MeetComparisonCriteria2,\"=1\",IF($B$8=\"IPM Region\",RPE_IPMRegionGroupAcronym,RPE_State),\"=\"&IF($B$8=\"National\",\"*\",$I102))))","v":0},3.7113425760639225,{"$f":"IF(I102=0,\"\",SUMIFS(CHOOSE(VLOOKUP($E$18,'Lookup tables'!$AK$5:$AM$15,3,0), RPE_FuelConsumptionSummerTBtu, RPE_FuelConsumptionTotalTBtu, RPE_GenerationSummerGWh, RPE_GenerationTotalGWh, RPE_CO2EmissionsSummerThousandTons, RPE_CO2EmissionsTotalThousandTons, RPE_NOXEmissionsSummerThousandTons, RPE_NOXEmissionsTotalThousandTons, RPE_SO2EmissionsSummerThousandTons, RPE_SO2EmissionsTotalThousandTons, RPE_DispatchableCapacityMW), MeetPrimaryCriteria3,\"=1\",IF($E$8=\"IPM Region\",RPE_IPMRegionGroupAcronym,RPE_State),\"=\"&IF($E$8=\"National\",\"*\",$I102)))","v":0},{"$f":"IF(I102=0,\"\",IF($E$20=\"Actual\",0,SUMIFS(CHOOSE(VLOOKUP($E$35,'Lookup tables'!$AK$5:$AM$15,3,0), RPE_FuelConsumptionSummerTBtu, RPE_FuelConsumptionTotalTBtu, RPE_GenerationSummerGWh, RPE_GenerationTotalGWh, RPE_CO2EmissionsSummerThousandTons, RPE_CO2EmissionsTotalThousandTons, RPE_NOXEmissionsSummerThousandTons, RPE_NOXEmissionsTotalThousandTons, RPE_SO2EmissionsSummerThousandTons, RPE_SO2EmissionsTotalThousandTons, RPE_DispatchableCapacityMW), MeetComparisonCriteria3,\"=1\",IF($E$8=\"IPM Region\",RPE_IPMRegionGroupAcronym,RPE_State),\"=\"&IF($E$8=\"National\",\"*\",$I102))))","v":0},0,32.000000010199997,32,null,47,"ID",0.1047514658186271,0,0]
[null,null,null,null,null,null,null,null,{"$f":"IF($B$8=\"State\",Map!P50,Map!O50)","v":"WV"},{"$f":"IF(I103=0,\"\",SUMIFS(CHOOSE(VLOOKUP($B$18,'Lookup tables'!$AK$5:$AM$15,3,0), RPE_FuelConsumptionSummerTBtu, RPE_FuelConsumptionTotalTBtu, RPE_GenerationSummerGWh, RPE_GenerationTotalGWh, RPE_CO2EmissionsSummerThousandTons, RPE_CO2EmissionsTotalThousandTons, RPE_NOXEmissionsSummerThousandTons, RPE_NOXEmissionsTotalThousandTons, RPE_SO2EmissionsSummerThousandTons, RPE_SO2EmissionsTotalThousandTons, RPE_DispatchableCapacityMW), MeetPrimaryCriteria2,\"=1\",IF($B$8=\"IPM Region\",RPE_IPMRegionGroupAcronym,RPE_State),\"=\"&IF($B$8=\"National\",\"*\",$I103)))","v":17.083686583918297},{"$f":"IF(I103=0,\"\",IF($B$20=\"Actual\",0,SUMIFS(CHOOSE(VLOOKUP($B$35,'Lookup tables'!$AK$5:$AM$15,3,0), RPE_FuelConsumptionSummerTBtu, RPE_FuelConsumptionTotalTBtu, RPE_GenerationSummerGWh, RPE_GenerationTotalGWh, RPE_CO2EmissionsSummerThousandTons, RPE_CO2EmissionsTotalThousandTons, RPE_NOXEmissionsSummerThousandTons, RPE_NOXEmissionsTotalThousandTons, RPE_SO2EmissionsSummerThousandTons, RPE_SO2EmissionsTotalThousandTons, RPE_DispatchableCapacityMW), MeetComparisonCriteria2,\"=1\",IF($B$8=\"IPM Region\",RPE_IPMRegionGroupAcronym,RPE_State),\"=\"&IF($B$8=\"National\",\"*\",$I103))))","v":0},17.083686583918297,{"$f":"IF(I103=0,\"\",SUMIFS(CHOOSE(VLOOKUP($E$18,'Lookup tables'!$AK$5:$AM$15,3,0), RPE_FuelConsumptionSummerTBtu, RPE_FuelConsumptionTotalTBtu, RPE_GenerationSummerGWh, RPE_GenerationTotalGWh, RPE_CO2EmissionsSummerThousandTons, RPE_CO2EmissionsTotalThousandTons, RPE_NOXEmissionsSummerThousandTons, RPE_NOXEmissionsTotalThousandTons, RPE_SO2EmissionsSummerThousandTons, RPE_SO2EmissionsTotalThousandTons, RPE_DispatchableCapacityMW), MeetPrimaryCriteria3,\"=1\",IF($E$8=\"IPM Region\",RPE_IPMRegionGroupAcronym,RPE_State),\"=\"&IF($E$8=\"National\",\"*\",$I103)))","v":0},{"$f":"IF(I103=0,\"\",IF($E$20=\"Actual\",0,SUMIFS(CHOOSE(VLOOKUP($E$35,'Lookup tables'!$AK$5:$AM$15,3,0), RPE_FuelConsumptionSummerTBtu, RPE_FuelConsumptionTotalTBtu, RPE_GenerationSummerGWh, RPE_GenerationTotalGWh, RPE_CO2EmissionsSummerThousandTons, RPE_CO2EmissionsTotalThousandTons, RPE_NOXEmissionsSummerThousandTons, RPE_NOXEmissionsTotalThousandTons, RPE_SO2EmissionsSummerThousandTons, RPE_SO2EmissionsTotalThousandTons, RPE_DispatchableCapacityMW), MeetComparisonCriteria3,\"=1\",IF($E$8=\"IPM Region\",RPE_IPMRegionGroupAcronym,RPE_State),\"=\"&IF($E$8=\"National\",\"*\",$I103))))","v":0},0,4.0000000103,4,null,48,"VT",1.3296994992000001E-2,0,0]
[null,null,null,null,null,null,null,null,{"$f":"IF($B$8=\"State\",Map!P51,Map!O51)","v":"WY"},{"$f":"IF(I104=0,\"\",SUMIFS(CHOOSE(VLOOKUP($B$18,'Lookup tables'!$AK$5:$AM$15,3,0), RPE_FuelConsumptionSummerTBtu, RPE_FuelConsumptionTotalTBtu, RPE_GenerationSummerGWh, RPE_GenerationTotalGWh, RPE_CO2EmissionsSummerThousandTons, RPE_CO2EmissionsTotalThousandTons, RPE_NOXEmissionsSummerThousandTons, RPE_NOXEmissionsTotalThousandTons, RPE_SO2EmissionsSummerThousandTons, RPE_SO2EmissionsTotalThousandTons, RPE_DispatchableCapacityMW), MeetPrimaryCriteria2,\"=1\",IF($B$8=\"IPM Region\",RPE_IPMRegionGroupAcronym,RPE_State),\"=\"&IF($B$8=\"National\",\"*\",$I104)))","v":7.791943659320995},{"$f":"IF(I104=0,\"\",IF($B$20=\"Actual\",0,SUMIFS(CHOOSE(VLOOKUP($B$35,'Lookup tables'!$AK$5:$AM$15,3,0), RPE_FuelConsumptionSummerTBtu, RPE_FuelConsumptionTotalTBtu, RPE_GenerationSummerGWh, RPE_GenerationTotalGWh, RPE_CO2EmissionsSummerThousandTons, RPE_CO2EmissionsTotalThousandTons, RPE_NOXEmissionsSummerThousandTons, RPE_NOXEmissionsTotalThousandTons, RPE_SO2EmissionsSummerThousandTons, RPE_SO2EmissionsTotalThousandTons, RPE_DispatchableCapacityMW), MeetComparisonCriteria2,\"=1\",IF($B$8=\"IPM Region\",RPE_IPMRegionGroupAcronym,RPE_State),\"=\"&IF($B$8=\"National\",\"*\",$I104))))","v":0},7.791943659320995,{"$f":"IF(I104=0,\"\",SUMIFS(CHOOSE(VLOOKUP($E$18,'Lookup tables'!$AK$5:$AM$15,3,0), RPE_FuelConsumptionSummerTBtu, RPE_FuelConsumptionTotalTBtu, RPE_GenerationSummerGWh, RPE_GenerationTotalGWh, RPE_CO2EmissionsSummerThousandTons, RPE_CO2EmissionsTotalThousandTons, RPE_NOXEmissionsSummerThousandTons, RPE_NOXEmissionsTotalThousandTons, RPE_SO2EmissionsSummerThousandTons, RPE_SO2EmissionsTotalThousandTons, RPE_DispatchableCapacityMW), MeetPrimaryCriteria3,\"=1\",IF($E$8=\"IPM Region\",RPE_IPMRegionGroupAcronym,RPE_State),\"=\"&IF($E$8=\"National\",\"*\",$I104)))","v":0},{"$f":"IF(I104=0,\"\",IF($E$20=\"Actual\",0,SUMIFS(CHOOSE(VLOOKUP($E$35,'Lookup tables'!$AK$5:$AM$15,3,0), RPE_FuelConsumptionSummerTBtu, RPE_FuelConsumptionTotalTBtu, RPE_GenerationSummerGWh, RPE_GenerationTotalGWh, RPE_CO2EmissionsSummerThousandTons, RPE_CO2EmissionsTotalThousandTons, RPE_NOXEmissionsSummerThousandTons, RPE_NOXEmissionsTotalThousandTons, RPE_SO2EmissionsSummerThousandTons, RPE_SO2EmissionsTotalThousandTons, RPE_DispatchableCapacityMW), MeetComparisonCriteria3,\"=1\",IF($E$8=\"IPM Region\",RPE_IPMRegionGroupAcronym,RPE_State),\"=\"&IF($E$8=\"National\",\"*\",$I104))))","v":0},0,24.000000010400001,24,null,49,"DC",1.2934985635160842E-3,0,0]
[null,null,null,null,null,null,null,null,{"$f":"IF($B$8=\"State\",Map!P52,Map!O52)","v":"  "},{"$f":"IF(I105=0,\"\",SUMIFS(CHOOSE(VLOOKUP($B$18,'Lookup tables'!$AK$5:$AM$15,3,0), RPE_FuelConsumptionSummerTBtu, RPE_FuelConsumptionTotalTBtu, RPE_GenerationSummerGWh, RPE_GenerationTotalGWh, RPE_CO2EmissionsSummerThousandTons, RPE_CO2EmissionsTotalThousandTons, RPE_NOXEmissionsSummerThousandTons, RPE_NOXEmissionsTotalThousandTons, RPE_SO2EmissionsSummerThousandTons, RPE_SO2EmissionsTotalThousandTons, RPE_DispatchableCapacityMW), MeetPrimaryCriteria2,\"=1\",IF($B$8=\"IPM Region\",RPE_IPMRegionGroupAcronym,RPE_State),\"=\"&IF($B$8=\"National\",\"*\",$I105)))","v":0},{"$f":"IF(I105=0,\"\",IF($B$20=\"Actual\",0,SUMIFS(CHOOSE(VLOOKUP($B$35,'Lookup tables'!$AK$5:$AM$15,3,0), RPE_FuelConsumptionSummerTBtu, RPE_FuelConsumptionTotalTBtu, RPE_GenerationSummerGWh, RPE_GenerationTotalGWh, RPE_CO2EmissionsSummerThousandTons, RPE_CO2EmissionsTotalThousandTons, RPE_NOXEmissionsSummerThousandTons, RPE_NOXEmissionsTotalThousandTons, RPE_SO2EmissionsSummerThousandTons, RPE_SO2EmissionsTotalThousandTons, RPE_DispatchableCapacityMW), MeetComparisonCriteria2,\"=1\",IF($B$8=\"IPM Region\",RPE_IPMRegionGroupAcronym,RPE_State),\"=\"&IF($B$8=\"National\",\"*\",$I105))))","v":0},0,{"$f":"IF(I105=0,\"\",SUMIFS(CHOOSE(VLOOKUP($E$18,'Lookup tables'!$AK$5:$AM$15,3,0), RPE_FuelConsumptionSummerTBtu, RPE_FuelConsumptionTotalTBtu, RPE_GenerationSummerGWh, RPE_GenerationTotalGWh, RPE_CO2EmissionsSummerThousandTons, RPE_CO2EmissionsTotalThousandTons, RPE_NOXEmissionsSummerThousandTons, RPE_NOXEmissionsTotalThousandTons, RPE_SO2EmissionsSummerThousandTons, RPE_SO2EmissionsTotalThousandTons, RPE_DispatchableCapacityMW), MeetPrimaryCriteria3,\"=1\",IF($E$8=\"IPM Region\",RPE_IPMRegionGroupAcronym,RPE_State),\"=\"&IF($E$8=\"National\",\"*\",$I105)))","v":0},{"$f":"IF(I105=0,\"\",IF($E$20=\"Actual\",0,SUMIFS(CHOOSE(VLOOKUP($E$35,'Lookup tables'!$AK$5:$AM$15,3,0), RPE_FuelConsumptionSummerTBtu, RPE_FuelConsumptionTotalTBtu, RPE_GenerationSummerGWh, RPE_GenerationTotalGWh, RPE_CO2EmissionsSummerThousandTons, RPE_CO2EmissionsTotalThousandTons, RPE_NOXEmissionsSummerThousandTons, RPE_NOXEmissionsTotalThousandTons, RPE_SO2EmissionsSummerThousandTons, RPE_SO2EmissionsTotalThousandTons, RPE_DispatchableCapacityMW), MeetComparisonCriteria3,\"=1\",IF($E$8=\"IPM Region\",RPE_IPMRegionGroupAcronym,RPE_State),\"=\"&IF($E$8=\"National\",\"*\",$I105))))","v":0},0,"","",null,"","","","",0]
[null,null,null,null,null,null,null,null,{"$f":"IF($B$8=\"State\",Map!P53,Map!O53)","v":0},{"$f":"IF(I106=0,\"\",SUMIFS(CHOOSE(VLOOKUP($B$18,'Lookup tables'!$AK$5:$AM$15,3,0), RPE_FuelConsumptionSummerTBtu, RPE_FuelConsumptionTotalTBtu, RPE_GenerationSummerGWh, RPE_GenerationTotalGWh, RPE_CO2EmissionsSummerThousandTons, RPE_CO2EmissionsTotalThousandTons, RPE_NOXEmissionsSummerThousandTons, RPE_NOXEmissionsTotalThousandTons, RPE_SO2EmissionsSummerThousandTons, RPE_SO2EmissionsTotalThousandTons, RPE_DispatchableCapacityMW), MeetPrimaryCriteria2,\"=1\",IF($B$8=\"IPM Region\",RPE_IPMRegionGroupAcronym,RPE_State),\"=\"&IF($B$8=\"National\",\"*\",$I106)))","v":""},{"$f":"IF(I106=0,\"\",IF($B$20=\"Actual\",0,SUMIFS(CHOOSE(VLOOKUP($B$35,'Lookup tables'!$AK$5:$AM$15,3,0), RPE_FuelConsumptionSummerTBtu, RPE_FuelConsumptionTotalTBtu, RPE_GenerationSummerGWh, RPE_GenerationTotalGWh, RPE_CO2EmissionsSummerThousandTons, RPE_CO2EmissionsTotalThousandTons, RPE_NOXEmissionsSummerThousandTons, RPE_NOXEmissionsTotalThousandTons, RPE_SO2EmissionsSummerThousandTons, RPE_SO2EmissionsTotalThousandTons, RPE_DispatchableCapacityMW), MeetComparisonCriteria2,\"=1\",IF($B$8=\"IPM Region\",RPE_IPMRegionGroupAcronym,RPE_State),\"=\"&IF($B$8=\"National\",\"*\",$I106))))","v":""},"",{"$f":"IF(I106=0,\"\",SUMIFS(CHOOSE(VLOOKUP($E$18,'Lookup tables'!$AK$5:$AM$15,3,0), RPE_FuelConsumptionSummerTBtu, RPE_FuelConsumptionTotalTBtu, RPE_GenerationSummerGWh, RPE_GenerationTotalGWh, RPE_CO2EmissionsSummerThousandTons, RPE_CO2EmissionsTotalThousandTons, RPE_NOXEmissionsSummerThousandTons, RPE_NOXEmissionsTotalThousandTons, RPE_SO2EmissionsSummerThousandTons, RPE_SO2EmissionsTotalThousandTons, RPE_DispatchableCapacityMW), MeetPrimaryCriteria3,\"=1\",IF($E$8=\"IPM Region\",RPE_IPMRegionGroupAcronym,RPE_State),\"=\"&IF($E$8=\"National\",\"*\",$I106)))","v":""},{"$f":"IF(I106=0,\"\",IF($E$20=\"Actual\",0,SUMIFS(CHOOSE(VLOOKUP($E$35,'Lookup tables'!$AK$5:$AM$15,3,0), RPE_FuelConsumptionSummerTBtu, RPE_FuelConsumptionTotalTBtu, RPE_GenerationSummerGWh, RPE_GenerationTotalGWh, RPE_CO2EmissionsSummerThousandTons, RPE_CO2EmissionsTotalThousandTons, RPE_NOXEmissionsSummerThousandTons, RPE_NOXEmissionsTotalThousandTons, RPE_SO2EmissionsSummerThousandTons, RPE_SO2EmissionsTotalThousandTons, RPE_DispatchableCapacityMW), MeetComparisonCriteria3,\"=1\",IF($E$8=\"IPM Region\",RPE_IPMRegionGroupAcronym,RPE_State),\"=\"&IF($E$8=\"National\",\"*\",$I106))))","v":""},"","",{"$f":"IF(OR(I106=\"  \",I106=0),\"\",IF($Q$53=\"Alphabetical\",100-(ROW()-6),RANK(P106,IF($B$8=\"State\",$P$56:$P$104,$P$56:$P$118),IF($Q$53=\"Descending\",0,1))))","v":""},null,"","","","",0]
[null,null,null,null,null,null,null,null,{"$f":"IF($B$8=\"State\",Map!P54,Map!O54)","v":0},{"$f":"IF(I107=0,\"\",SUMIFS(CHOOSE(VLOOKUP($B$18,'Lookup tables'!$AK$5:$AM$15,3,0), RPE_FuelConsumptionSummerTBtu, RPE_FuelConsumptionTotalTBtu, RPE_GenerationSummerGWh, RPE_GenerationTotalGWh, RPE_CO2EmissionsSummerThousandTons, RPE_CO2EmissionsTotalThousandTons, RPE_NOXEmissionsSummerThousandTons, RPE_NOXEmissionsTotalThousandTons, RPE_SO2EmissionsSummerThousandTons, RPE_SO2EmissionsTotalThousandTons, RPE_DispatchableCapacityMW), MeetPrimaryCriteria2,\"=1\",IF($B$8=\"IPM Region\",RPE_IPMRegionGroupAcronym,RPE_State),\"=\"&IF($B$8=\"National\",\"*\",$I107)))","v":""},{"$f":"IF(I107=0,\"\",IF($B$20=\"Actual\",0,SUMIFS(CHOOSE(VLOOKUP($B$35,'Lookup tables'!$AK$5:$AM$15,3,0), RPE_FuelConsumptionSummerTBtu, RPE_FuelConsumptionTotalTBtu, RPE_GenerationSummerGWh, RPE_GenerationTotalGWh, RPE_CO2EmissionsSummerThousandTons, RPE_CO2EmissionsTotalThousandTons, RPE_NOXEmissionsSummerThousandTons, RPE_NOXEmissionsTotalThousandTons, RPE_SO2EmissionsSummerThousandTons, RPE_SO2EmissionsTotalThousandTons, RPE_DispatchableCapacityMW), MeetComparisonCriteria2,\"=1\",IF($B$8=\"IPM Region\",RPE_IPMRegionGroupAcronym,RPE_State),\"=\"&IF($B$8=\"National\",\"*\",$I107))))","v":""},"",{"$f":"IF(I107=0,\"\",SUMIFS(CHOOSE(VLOOKUP($E$18,'Lookup tables'!$AK$5:$AM$15,3,0), RPE_FuelConsumptionSummerTBtu, RPE_FuelConsumptionTotalTBtu, RPE_GenerationSummerGWh, RPE_GenerationTotalGWh, RPE_CO2EmissionsSummerThousandTons, RPE_CO2EmissionsTotalThousandTons, RPE_NOXEmissionsSummerThousandTons, RPE_NOXEmissionsTotalThousandTons, RPE_SO2EmissionsSummerThousandTons, RPE_SO2EmissionsTotalThousandTons, RPE_DispatchableCapacityMW), MeetPrimaryCriteria3,\"=1\",IF($E$8=\"IPM Region\",RPE_IPMRegionGroupAcronym,RPE_State),\"=\"&IF($E$8=\"National\",\"*\",$I107)))","v":""},{"$f":"IF(I107=0,\"\",IF($E$20=\"Actual\",0,SUMIFS(CHOOSE(VLOOKUP($E$35,'Lookup tables'!$AK$5:$AM$15,3,0), RPE_FuelConsumptionSummerTBtu, RPE_FuelConsumptionTotalTBtu, RPE_GenerationSummerGWh, RPE_GenerationTotalGWh, RPE_CO2EmissionsSummerThousandTons, RPE_CO2EmissionsTotalThousandTons, RPE_NOXEmissionsSummerThousandTons, RPE_NOXEmissionsTotalThousandTons, RPE_SO2EmissionsSummerThousandTons, RPE_SO2EmissionsTotalThousandTons, RPE_DispatchableCapacityMW), MeetComparisonCriteria3,\"=1\",IF($E$8=\"IPM Region\",RPE_IPMRegionGroupAcronym,RPE_State),\"=\"&IF($E$8=\"National\",\"*\",$I107))))","v":""},"","","",null,"","","","",0]
[null,null,null,null,null,null,null,null,{"$f":"IF($B$8=\"State\",Map!P55,Map!O55)","v":0},{"$f":"IF(I108=0,\"\",SUMIFS(CHOOSE(VLOOKUP($B$18,'Lookup tables'!$AK$5:$AM$15,3,0), RPE_FuelConsumptionSummerTBtu, RPE_FuelConsumptionTotalTBtu, RPE_GenerationSummerGWh, RPE_GenerationTotalGWh, RPE_CO2EmissionsSummerThousandTons, RPE_CO2EmissionsTotalThousandTons, RPE_NOXEmissionsSummerThousandTons, RPE_NOXEmissionsTotalThousandTons, RPE_SO2EmissionsSummerThousandTons, RPE_SO2EmissionsTotalThousandTons, RPE_DispatchableCapacityMW), MeetPrimaryCriteria2,\"=1\",IF($B$8=\"IPM Region\",RPE_IPMRegionGroupAcronym,RPE_State),\"=\"&IF($B$8=\"National\",\"*\",$I108)))","v":""},{"$f":"IF(I108=0,\"\",IF($B$20=\"Actual\",0,SUMIFS(CHOOSE(VLOOKUP($B$35,'Lookup tables'!$AK$5:$AM$15,3,0), RPE_FuelConsumptionSummerTBtu, RPE_FuelConsumptionTotalTBtu, RPE_GenerationSummerGWh, RPE_GenerationTotalGWh, RPE_CO2EmissionsSummerThousandTons, RPE_CO2EmissionsTotalThousandTons, RPE_NOXEmissionsSummerThousandTons, RPE_NOXEmissionsTotalThousandTons, RPE_SO2EmissionsSummerThousandTons, RPE_SO2EmissionsTotalThousandTons, RPE_DispatchableCapacityMW), MeetComparisonCriteria2,\"=1\",IF($B$8=\"IPM Region\",RPE_IPMRegionGroupAcronym,RPE_State),\"=\"&IF($B$8=\"National\",\"*\",$I108))))","v":""},"",{"$f":"IF(I108=0,\"\",SUMIFS(CHOOSE(VLOOKUP($E$18,'Lookup tables'!$AK$5:$AM$15,3,0), RPE_FuelConsumptionSummerTBtu, RPE_FuelConsumptionTotalTBtu, RPE_GenerationSummerGWh, RPE_GenerationTotalGWh, RPE_CO2EmissionsSummerThousandTons, RPE_CO2EmissionsTotalThousandTons, RPE_NOXEmissionsSummerThousandTons, RPE_NOXEmissionsTotalThousandTons, RPE_SO2EmissionsSummerThousandTons, RPE_SO2EmissionsTotalThousandTons, RPE_DispatchableCapacityMW), MeetPrimaryCriteria3,\"=1\",IF($E$8=\"IPM Region\",RPE_IPMRegionGroupAcronym,RPE_State),\"=\"&IF($E$8=\"National\",\"*\",$I108)))","v":""},{"$f":"IF(I108=0,\"\",IF($E$20=\"Actual\",0,SUMIFS(CHOOSE(VLOOKUP($E$35,'Lookup tables'!$AK$5:$AM$15,3,0), RPE_FuelConsumptionSummerTBtu, RPE_FuelConsumptionTotalTBtu, RPE_GenerationSummerGWh, RPE_GenerationTotalGWh, RPE_CO2EmissionsSummerThousandTons, RPE_CO2EmissionsTotalThousandTons, RPE_NOXEmissionsSummerThousandTons, RPE_NOXEmissionsTotalThousandTons, RPE_SO2EmissionsSummerThousandTons, RPE_SO2EmissionsTotalThousandTons, RPE_DispatchableCapacityMW), MeetComparisonCriteria3,\"=1\",IF($E$8=\"IPM Region\",RPE_IPMRegionGroupAcronym,RPE_State),\"=\"&IF($E$8=\"National\",\"*\",$I108))))","v":""},"","","",null,"","","","",0]
[null,null,null,null,null,null,null,null,{"$f":"IF($B$8=\"State\",Map!P56,Map!O56)","v":0},{"$f":"IF(I109=0,\"\",SUMIFS(CHOOSE(VLOOKUP($B$18,'Lookup tables'!$AK$5:$AM$15,3,0), RPE_FuelConsumptionSummerTBtu, RPE_FuelConsumptionTotalTBtu, RPE_GenerationSummerGWh, RPE_GenerationTotalGWh, RPE_CO2EmissionsSummerThousandTons, RPE_CO2EmissionsTotalThousandTons, RPE_NOXEmissionsSummerThousandTons, RPE_NOXEmissionsTotalThousandTons, RPE_SO2EmissionsSummerThousandTons, RPE_SO2EmissionsTotalThousandTons, RPE_DispatchableCapacityMW), MeetPrimaryCriteria2,\"=1\",IF($B$8=\"IPM Region\",RPE_IPMRegionGroupAcronym,RPE_State),\"=\"&IF($B$8=\"National\",\"*\",$I109)))","v":""},{"$f":"IF(I109=0,\"\",IF($B$20=\"Actual\",0,SUMIFS(CHOOSE(VLOOKUP($B$35,'Lookup tables'!$AK$5:$AM$15,3,0), RPE_FuelConsumptionSummerTBtu, RPE_FuelConsumptionTotalTBtu, RPE_GenerationSummerGWh, RPE_GenerationTotalGWh, RPE_CO2EmissionsSummerThousandTons, RPE_CO2EmissionsTotalThousandTons, RPE_NOXEmissionsSummerThousandTons, RPE_NOXEmissionsTotalThousandTons, RPE_SO2EmissionsSummerThousandTons, RPE_SO2EmissionsTotalThousandTons, RPE_DispatchableCapacityMW), MeetComparisonCriteria2,\"=1\",IF($B$8=\"IPM Region\",RPE_IPMRegionGroupAcronym,RPE_State),\"=\"&IF($B$8=\"National\",\"*\",$I109))))","v":""},"",{"$f":"IF(I109=0,\"\",SUMIFS(CHOOSE(VLOOKUP($E$18,'Lookup tables'!$AK$5:$AM$15,3,0), RPE_FuelConsumptionSummerTBtu, RPE_FuelConsumptionTotalTBtu, RPE_GenerationSummerGWh, RPE_GenerationTotalGWh, RPE_CO2EmissionsSummerThousandTons, RPE_CO2EmissionsTotalThousandTons, RPE_NOXEmissionsSummerThousandTons, RPE_NOXEmissionsTotalThousandTons, RPE_SO2EmissionsSummerThousandTons, RPE_SO2EmissionsTotalThousandTons, RPE_DispatchableCapacityMW), MeetPrimaryCriteria3,\"=1\",IF($E$8=\"IPM Region\",RPE_IPMRegionGroupAcronym,RPE_State),\"=\"&IF($E$8=\"National\",\"*\",$I109)))","v":""},{"$f":"IF(I109=0,\"\",IF($E$20=\"Actual\",0,SUMIFS(CHOOSE(VLOOKUP($E$35,'Lookup tables'!$AK$5:$AM$15,3,0), RPE_FuelConsumptionSummerTBtu, RPE_FuelConsumptionTotalTBtu, RPE_GenerationSummerGWh, RPE_GenerationTotalGWh, RPE_CO2EmissionsSummerThousandTons, RPE_CO2EmissionsTotalThousandTons, RPE_NOXEmissionsSummerThousandTons, RPE_NOXEmissionsTotalThousandTons, RPE_SO2EmissionsSummerThousandTons, RPE_SO2EmissionsTotalThousandTons, RPE_DispatchableCapacityMW), MeetComparisonCriteria3,\"=1\",IF($E$8=\"IPM Region\",RPE_IPMRegionGroupAcronym,RPE_State),\"=\"&IF($E$8=\"National\",\"*\",$I109))))","v":""},"","","",null,"","","","",0]
[null,null,null,null,null,null,null,null,{"$f":"IF($B$8=\"State\",Map!P57,Map!O57)","v":0},{"$f":"IF(I110=0,\"\",SUMIFS(CHOOSE(VLOOKUP($B$18,'Lookup tables'!$AK$5:$AM$15,3,0), RPE_FuelConsumptionSummerTBtu, RPE_FuelConsumptionTotalTBtu, RPE_GenerationSummerGWh, RPE_GenerationTotalGWh, RPE_CO2EmissionsSummerThousandTons, RPE_CO2EmissionsTotalThousandTons, RPE_NOXEmissionsSummerThousandTons, RPE_NOXEmissionsTotalThousandTons, RPE_SO2EmissionsSummerThousandTons, RPE_SO2EmissionsTotalThousandTons, RPE_DispatchableCapacityMW), MeetPrimaryCriteria2,\"=1\",IF($B$8=\"IPM Region\",RPE_IPMRegionGroupAcronym,RPE_State),\"=\"&IF($B$8=\"National\",\"*\",$I110)))","v":""},{"$f":"IF(I110=0,\"\",IF($B$20=\"Actual\",0,SUMIFS(CHOOSE(VLOOKUP($B$35,'Lookup tables'!$AK$5:$AM$15,3,0), RPE_FuelConsumptionSummerTBtu, RPE_FuelConsumptionTotalTBtu, RPE_GenerationSummerGWh, RPE_GenerationTotalGWh, RPE_CO2EmissionsSummerThousandTons, RPE_CO2EmissionsTotalThousandTons, RPE_NOXEmissionsSummerThousandTons, RPE_NOXEmissionsTotalThousandTons, RPE_SO2EmissionsSummerThousandTons, RPE_SO2EmissionsTotalThousandTons, RPE_DispatchableCapacityMW), MeetComparisonCriteria2,\"=1\",IF($B$8=\"IPM Region\",RPE_IPMRegionGroupAcronym,RPE_State),\"=\"&IF($B$8=\"National\",\"*\",$I110))))","v":""},"",{"$f":"IF(I110=0,\"\",SUMIFS(CHOOSE(VLOOKUP($E$18,'Lookup tables'!$AK$5:$AM$15,3,0), RPE_FuelConsumptionSummerTBtu, RPE_FuelConsumptionTotalTBtu, RPE_GenerationSummerGWh, RPE_GenerationTotalGWh, RPE_CO2EmissionsSummerThousandTons, RPE_CO2EmissionsTotalThousandTons, RPE_NOXEmissionsSummerThousandTons, RPE_NOXEmissionsTotalThousandTons, RPE_SO2EmissionsSummerThousandTons, RPE_SO2EmissionsTotalThousandTons, RPE_DispatchableCapacityMW), MeetPrimaryCriteria3,\"=1\",IF($E$8=\"IPM Region\",RPE_IPMRegionGroupAcronym,RPE_State),\"=\"&IF($E$8=\"National\",\"*\",$I110)))","v":""},{"$f":"IF(I110=0,\"\",IF($E$20=\"Actual\",0,SUMIFS(CHOOSE(VLOOKUP($E$35,'Lookup tables'!$AK$5:$AM$15,3,0), RPE_FuelConsumptionSummerTBtu, RPE_FuelConsumptionTotalTBtu, RPE_GenerationSummerGWh, RPE_GenerationTotalGWh, RPE_CO2EmissionsSummerThousandTons, RPE_CO2EmissionsTotalThousandTons, RPE_NOXEmissionsSummerThousandTons, RPE_NOXEmissionsTotalThousandTons, RPE_SO2EmissionsSummerThousandTons, RPE_SO2EmissionsTotalThousandTons, RPE_DispatchableCapacityMW), MeetComparisonCriteria3,\"=1\",IF($E$8=\"IPM Region\",RPE_IPMRegionGroupAcronym,RPE_State),\"=\"&IF($E$8=\"National\",\"*\",$I110))))","v":""},"","","",null,"","","","",0]
[null,null,null,null,null,null,null,null,{"$f":"IF($B$8=\"State\",Map!P58,Map!O58)","v":0},{"$f":"IF(I111=0,\"\",SUMIFS(CHOOSE(VLOOKUP($B$18,'Lookup tables'!$AK$5:$AM$15,3,0), RPE_FuelConsumptionSummerTBtu, RPE_FuelConsumptionTotalTBtu, RPE_GenerationSummerGWh, RPE_GenerationTotalGWh, RPE_CO2EmissionsSummerThousandTons, RPE_CO2EmissionsTotalThousandTons, RPE_NOXEmissionsSummerThousandTons, RPE_NOXEmissionsTotalThousandTons, RPE_SO2EmissionsSummerThousandTons, RPE_SO2EmissionsTotalThousandTons, RPE_DispatchableCapacityMW), MeetPrimaryCriteria2,\"=1\",IF($B$8=\"IPM Region\",RPE_IPMRegionGroupAcronym,RPE_State),\"=\"&IF($B$8=\"National\",\"*\",$I111)))","v":""},{"$f":"IF(I111=0,\"\",IF($B$20=\"Actual\",0,SUMIFS(CHOOSE(VLOOKUP($B$35,'Lookup tables'!$AK$5:$AM$15,3,0), RPE_FuelConsumptionSummerTBtu, RPE_FuelConsumptionTotalTBtu, RPE_GenerationSummerGWh, RPE_GenerationTotalGWh, RPE_CO2EmissionsSummerThousandTons, RPE_CO2EmissionsTotalThousandTons, RPE_NOXEmissionsSummerThousandTons, RPE_NOXEmissionsTotalThousandTons, RPE_SO2EmissionsSummerThousandTons, RPE_SO2EmissionsTotalThousandTons, RPE_DispatchableCapacityMW), MeetComparisonCriteria2,\"=1\",IF($B$8=\"IPM Region\",RPE_IPMRegionGroupAcronym,RPE_State),\"=\"&IF($B$8=\"National\",\"*\",$I111))))","v":""},"",{"$f":"IF(I111=0,\"\",SUMIFS(CHOOSE(VLOOKUP($E$18,'Lookup tables'!$AK$5:$AM$15,3,0), RPE_FuelConsumptionSummerTBtu, RPE_FuelConsumptionTotalTBtu, RPE_GenerationSummerGWh, RPE_GenerationTotalGWh, RPE_CO2EmissionsSummerThousandTons, RPE_CO2EmissionsTotalThousandTons, RPE_NOXEmissionsSummerThousandTons, RPE_NOXEmissionsTotalThousandTons, RPE_SO2EmissionsSummerThousandTons, RPE_SO2EmissionsTotalThousandTons, RPE_DispatchableCapacityMW), MeetPrimaryCriteria3,\"=1\",IF($E$8=\"IPM Region\",RPE_IPMRegionGroupAcronym,RPE_State),\"=\"&IF($E$8=\"National\",\"*\",$I111)))","v":""},{"$f":"IF(I111=0,\"\",IF($E$20=\"Actual\",0,SUMIFS(CHOOSE(VLOOKUP($E$35,'Lookup tables'!$AK$5:$AM$15,3,0), RPE_FuelConsumptionSummerTBtu, RPE_FuelConsumptionTotalTBtu, RPE_GenerationSummerGWh, RPE_GenerationTotalGWh, RPE_CO2EmissionsSummerThousandTons, RPE_CO2EmissionsTotalThousandTons, RPE_NOXEmissionsSummerThousandTons, RPE_NOXEmissionsTotalThousandTons, RPE_SO2EmissionsSummerThousandTons, RPE_SO2EmissionsTotalThousandTons, RPE_DispatchableCapacityMW), MeetComparisonCriteria3,\"=1\",IF($E$8=\"IPM Region\",RPE_IPMRegionGroupAcronym,RPE_State),\"=\"&IF($E$8=\"National\",\"*\",$I111))))","v":""},"","",{"$f":"IF(OR(I111=\"  \",I111=0),\"\",IF($Q$53=\"Alphabetical\",50-(ROW()-6),RANK(P111,IF($B$8=\"State\",$P$56:$P$104,$P$56:$P$118),IF($Q$53=\"Descending\",0,1))))","v":""},null,"","","","",0]
[null,null,null,null,null,null,null,null,{"$f":"IF($B$8=\"State\",Map!P59,Map!O59)","v":0},{"$f":"IF(I112=0,\"\",SUMIFS(CHOOSE(VLOOKUP($B$18,'Lookup tables'!$AK$5:$AM$15,3,0), RPE_FuelConsumptionSummerTBtu, RPE_FuelConsumptionTotalTBtu, RPE_GenerationSummerGWh, RPE_GenerationTotalGWh, RPE_CO2EmissionsSummerThousandTons, RPE_CO2EmissionsTotalThousandTons, RPE_NOXEmissionsSummerThousandTons, RPE_NOXEmissionsTotalThousandTons, RPE_SO2EmissionsSummerThousandTons, RPE_SO2EmissionsTotalThousandTons, RPE_DispatchableCapacityMW), MeetPrimaryCriteria2,\"=1\",IF($B$8=\"IPM Region\",RPE_IPMRegionGroupAcronym,RPE_State),\"=\"&IF($B$8=\"National\",\"*\",$I112)))","v":""},{"$f":"IF(I112=0,\"\",IF($B$20=\"Actual\",0,SUMIFS(CHOOSE(VLOOKUP($B$35,'Lookup tables'!$AK$5:$AM$15,3,0), RPE_FuelConsumptionSummerTBtu, RPE_FuelConsumptionTotalTBtu, RPE_GenerationSummerGWh, RPE_GenerationTotalGWh, RPE_CO2EmissionsSummerThousandTons, RPE_CO2EmissionsTotalThousandTons, RPE_NOXEmissionsSummerThousandTons, RPE_NOXEmissionsTotalThousandTons, RPE_SO2EmissionsSummerThousandTons, RPE_SO2EmissionsTotalThousandTons, RPE_DispatchableCapacityMW), MeetComparisonCriteria2,\"=1\",IF($B$8=\"IPM Region\",RPE_IPMRegionGroupAcronym,RPE_State),\"=\"&IF($B$8=\"National\",\"*\",$I112))))","v":""},"",{"$f":"IF(I112=0,\"\",SUMIFS(CHOOSE(VLOOKUP($E$18,'Lookup tables'!$AK$5:$AM$15,3,0), RPE_FuelConsumptionSummerTBtu, RPE_FuelConsumptionTotalTBtu, RPE_GenerationSummerGWh, RPE_GenerationTotalGWh, RPE_CO2EmissionsSummerThousandTons, RPE_CO2EmissionsTotalThousandTons, RPE_NOXEmissionsSummerThousandTons, RPE_NOXEmissionsTotalThousandTons, RPE_SO2EmissionsSummerThousandTons, RPE_SO2EmissionsTotalThousandTons, RPE_DispatchableCapacityMW), MeetPrimaryCriteria3,\"=1\",IF($E$8=\"IPM Region\",RPE_IPMRegionGroupAcronym,RPE_State),\"=\"&IF($E$8=\"National\",\"*\",$I112)))","v":""},{"$f":"IF(I112=0,\"\",IF($E$20=\"Actual\",0,SUMIFS(CHOOSE(VLOOKUP($E$35,'Lookup tables'!$AK$5:$AM$15,3,0), RPE_FuelConsumptionSummerTBtu, RPE_FuelConsumptionTotalTBtu, RPE_GenerationSummerGWh, RPE_GenerationTotalGWh, RPE_CO2EmissionsSummerThousandTons, RPE_CO2EmissionsTotalThousandTons, RPE_NOXEmissionsSummerThousandTons, RPE_NOXEmissionsTotalThousandTons, RPE_SO2EmissionsSummerThousandTons, RPE_SO2EmissionsTotalThousandTons, RPE_DispatchableCapacityMW), MeetComparisonCriteria3,\"=1\",IF($E$8=\"IPM Region\",RPE_IPMRegionGroupAcronym,RPE_State),\"=\"&IF($E$8=\"National\",\"*\",$I112))))","v":""},"","","",null,"","","","",0]
[null,null,null,null,null,null,null,null,{"$f":"IF($B$8=\"State\",Map!P60,Map!O60)","v":0},{"$f":"IF(I113=0,\"\",SUMIFS(CHOOSE(VLOOKUP($B$18,'Lookup tables'!$AK$5:$AM$15,3,0), RPE_FuelConsumptionSummerTBtu, RPE_FuelConsumptionTotalTBtu, RPE_GenerationSummerGWh, RPE_GenerationTotalGWh, RPE_CO2EmissionsSummerThousandTons, RPE_CO2EmissionsTotalThousandTons, RPE_NOXEmissionsSummerThousandTons, RPE_NOXEmissionsTotalThousandTons, RPE_SO2EmissionsSummerThousandTons, RPE_SO2EmissionsTotalThousandTons, RPE_DispatchableCapacityMW), MeetPrimaryCriteria2,\"=1\",IF($B$8=\"IPM Region\",RPE_IPMRegionGroupAcronym,RPE_State),\"=\"&IF($B$8=\"National\",\"*\",$I113)))","v":""},{"$f":"IF(I113=0,\"\",IF($B$20=\"Actual\",0,SUMIFS(CHOOSE(VLOOKUP($B$35,'Lookup tables'!$AK$5:$AM$15,3,0), RPE_FuelConsumptionSummerTBtu, RPE_FuelConsumptionTotalTBtu, RPE_GenerationSummerGWh, RPE_GenerationTotalGWh, RPE_CO2EmissionsSummerThousandTons, RPE_CO2EmissionsTotalThousandTons, RPE_NOXEmissionsSummerThousandTons, RPE_NOXEmissionsTotalThousandTons, RPE_SO2EmissionsSummerThousandTons, RPE_SO2EmissionsTotalThousandTons, RPE_DispatchableCapacityMW), MeetComparisonCriteria2,\"=1\",IF($B$8=\"IPM Region\",RPE_IPMRegionGroupAcronym,RPE_State),\"=\"&IF($B$8=\"National\",\"*\",$I113))))","v":""},"",{"$f":"IF(I113=0,\"\",SUMIFS(CHOOSE(VLOOKUP($E$18,'Lookup tables'!$AK$5:$AM$15,3,0), RPE_FuelConsumptionSummerTBtu, RPE_FuelConsumptionTotalTBtu, RPE_GenerationSummerGWh, RPE_GenerationTotalGWh, RPE_CO2EmissionsSummerThousandTons, RPE_CO2EmissionsTotalThousandTons, RPE_NOXEmissionsSummerThousandTons, RPE_NOXEmissionsTotalThousandTons, RPE_SO2EmissionsSummerThousandTons, RPE_SO2EmissionsTotalThousandTons, RPE_DispatchableCapacityMW), MeetPrimaryCriteria3,\"=1\",IF($E$8=\"IPM Region\",RPE_IPMRegionGroupAcronym,RPE_State),\"=\"&IF($E$8=\"National\",\"*\",$I113)))","v":""},{"$f":"IF(I113=0,\"\",IF($E$20=\"Actual\",0,SUMIFS(CHOOSE(VLOOKUP($E$35,'Lookup tables'!$AK$5:$AM$15,3,0), RPE_FuelConsumptionSummerTBtu, RPE_FuelConsumptionTotalTBtu, RPE_GenerationSummerGWh, RPE_GenerationTotalGWh, RPE_CO2EmissionsSummerThousandTons, RPE_CO2EmissionsTotalThousandTons, RPE_NOXEmissionsSummerThousandTons, RPE_NOXEmissionsTotalThousandTons, RPE_SO2EmissionsSummerThousandTons, RPE_SO2EmissionsTotalThousandTons, RPE_DispatchableCapacityMW), MeetComparisonCriteria3,\"=1\",IF($E$8=\"IPM Region\",RPE_IPMRegionGroupAcronym,RPE_State),\"=\"&IF($E$8=\"National\",\"*\",$I113))))","v":""},"","","",null,"","","","",0]
[null,null,null,null,null,null,null,null,{"$f":"IF($B$8=\"State\",Map!P61,Map!O61)","v":0},{"$f":"IF(I114=0,\"\",SUMIFS(CHOOSE(VLOOKUP($B$18,'Lookup tables'!$AK$5:$AM$15,3,0), RPE_FuelConsumptionSummerTBtu, RPE_FuelConsumptionTotalTBtu, RPE_GenerationSummerGWh, RPE_GenerationTotalGWh, RPE_CO2EmissionsSummerThousandTons, RPE_CO2EmissionsTotalThousandTons, RPE_NOXEmissionsSummerThousandTons, RPE_NOXEmissionsTotalThousandTons, RPE_SO2EmissionsSummerThousandTons, RPE_SO2EmissionsTotalThousandTons, RPE_DispatchableCapacityMW), MeetPrimaryCriteria2,\"=1\",IF($B$8=\"IPM Region\",RPE_IPMRegionGroupAcronym,RPE_State),\"=\"&IF($B$8=\"National\",\"*\",$I114)))","v":""},{"$f":"IF(I114=0,\"\",IF($B$20=\"Actual\",0,SUMIFS(CHOOSE(VLOOKUP($B$35,'Lookup tables'!$AK$5:$AM$15,3,0), RPE_FuelConsumptionSummerTBtu, RPE_FuelConsumptionTotalTBtu, RPE_GenerationSummerGWh, RPE_GenerationTotalGWh, RPE_CO2EmissionsSummerThousandTons, RPE_CO2EmissionsTotalThousandTons, RPE_NOXEmissionsSummerThousandTons, RPE_NOXEmissionsTotalThousandTons, RPE_SO2EmissionsSummerThousandTons, RPE_SO2EmissionsTotalThousandTons, RPE_DispatchableCapacityMW), MeetComparisonCriteria2,\"=1\",IF($B$8=\"IPM Region\",RPE_IPMRegionGroupAcronym,RPE_State),\"=\"&IF($B$8=\"National\",\"*\",$I114))))","v":""},"",{"$f":"IF(I114=0,\"\",SUMIFS(CHOOSE(VLOOKUP($E$18,'Lookup tables'!$AK$5:$AM$15,3,0), RPE_FuelConsumptionSummerTBtu, RPE_FuelConsumptionTotalTBtu, RPE_GenerationSummerGWh, RPE_GenerationTotalGWh, RPE_CO2EmissionsSummerThousandTons, RPE_CO2EmissionsTotalThousandTons, RPE_NOXEmissionsSummerThousandTons, RPE_NOXEmissionsTotalThousandTons, RPE_SO2EmissionsSummerThousandTons, RPE_SO2EmissionsTotalThousandTons, RPE_DispatchableCapacityMW), MeetPrimaryCriteria3,\"=1\",IF($E$8=\"IPM Region\",RPE_IPMRegionGroupAcronym,RPE_State),\"=\"&IF($E$8=\"National\",\"*\",$I114)))","v":""},{"$f":"IF(I114=0,\"\",IF($E$20=\"Actual\",0,SUMIFS(CHOOSE(VLOOKUP($E$35,'Lookup tables'!$AK$5:$AM$15,3,0), RPE_FuelConsumptionSummerTBtu, RPE_FuelConsumptionTotalTBtu, RPE_GenerationSummerGWh, RPE_GenerationTotalGWh, RPE_CO2EmissionsSummerThousandTons, RPE_CO2EmissionsTotalThousandTons, RPE_NOXEmissionsSummerThousandTons, RPE_NOXEmissionsTotalThousandTons, RPE_SO2EmissionsSummerThousandTons, RPE_SO2EmissionsTotalThousandTons, RPE_DispatchableCapacityMW), MeetComparisonCriteria3,\"=1\",IF($E$8=\"IPM Region\",RPE_IPMRegionGroupAcronym,RPE_State),\"=\"&IF($E$8=\"National\",\"*\",$I114))))","v":""},"","","",null,"","","","",0]
[null,null,null,null,null,null,null,null,{"$f":"IF($B$8=\"State\",Map!P62,Map!O62)","v":0},{"$f":"IF(I115=0,\"\",SUMIFS(CHOOSE(VLOOKUP($B$18,'Lookup tables'!$AK$5:$AM$15,3,0), RPE_FuelConsumptionSummerTBtu, RPE_FuelConsumptionTotalTBtu, RPE_GenerationSummerGWh, RPE_GenerationTotalGWh, RPE_CO2EmissionsSummerThousandTons, RPE_CO2EmissionsTotalThousandTons, RPE_NOXEmissionsSummerThousandTons, RPE_NOXEmissionsTotalThousandTons, RPE_SO2EmissionsSummerThousandTons, RPE_SO2EmissionsTotalThousandTons, RPE_DispatchableCapacityMW), MeetPrimaryCriteria2,\"=1\",IF($B$8=\"IPM Region\",RPE_IPMRegionGroupAcronym,RPE_State),\"=\"&IF($B$8=\"National\",\"*\",$I115)))","v":""},{"$f":"IF(I115=0,\"\",IF($B$20=\"Actual\",0,SUMIFS(CHOOSE(VLOOKUP($B$35,'Lookup tables'!$AK$5:$AM$15,3,0), RPE_FuelConsumptionSummerTBtu, RPE_FuelConsumptionTotalTBtu, RPE_GenerationSummerGWh, RPE_GenerationTotalGWh, RPE_CO2EmissionsSummerThousandTons, RPE_CO2EmissionsTotalThousandTons, RPE_NOXEmissionsSummerThousandTons, RPE_NOXEmissionsTotalThousandTons, RPE_SO2EmissionsSummerThousandTons, RPE_SO2EmissionsTotalThousandTons, RPE_DispatchableCapacityMW), MeetComparisonCriteria2,\"=1\",IF($B$8=\"IPM Region\",RPE_IPMRegionGroupAcronym,RPE_State),\"=\"&IF($B$8=\"National\",\"*\",$I115))))","v":""},"",{"$f":"IF(I115=0,\"\",SUMIFS(CHOOSE(VLOOKUP($E$18,'Lookup tables'!$AK$5:$AM$15,3,0), RPE_FuelConsumptionSummerTBtu, RPE_FuelConsumptionTotalTBtu, RPE_GenerationSummerGWh, RPE_GenerationTotalGWh, RPE_CO2EmissionsSummerThousandTons, RPE_CO2EmissionsTotalThousandTons, RPE_NOXEmissionsSummerThousandTons, RPE_NOXEmissionsTotalThousandTons, RPE_SO2EmissionsSummerThousandTons, RPE_SO2EmissionsTotalThousandTons, RPE_DispatchableCapacityMW), MeetPrimaryCriteria3,\"=1\",IF($E$8=\"IPM Region\",RPE_IPMRegionGroupAcronym,RPE_State),\"=\"&IF($E$8=\"National\",\"*\",$I115)))","v":""},{"$f":"IF(I115=0,\"\",IF($E$20=\"Actual\",0,SUMIFS(CHOOSE(VLOOKUP($E$35,'Lookup tables'!$AK$5:$AM$15,3,0), RPE_FuelConsumptionSummerTBtu, RPE_FuelConsumptionTotalTBtu, RPE_GenerationSummerGWh, RPE_GenerationTotalGWh, RPE_CO2EmissionsSummerThousandTons, RPE_CO2EmissionsTotalThousandTons, RPE_NOXEmissionsSummerThousandTons, RPE_NOXEmissionsTotalThousandTons, RPE_SO2EmissionsSummerThousandTons, RPE_SO2EmissionsTotalThousandTons, RPE_DispatchableCapacityMW), MeetComparisonCriteria3,\"=1\",IF($E$8=\"IPM Region\",RPE_IPMRegionGroupAcronym,RPE_State),\"=\"&IF($E$8=\"National\",\"*\",$I115))))","v":""},"","","",null,"","","","",0]
[null,null,null,null,null,null,null,null,{"$f":"IF($B$8=\"State\",Map!P63,Map!O63)","v":0},{"$f":"IF(I116=0,\"\",SUMIFS(CHOOSE(VLOOKUP($B$18,'Lookup tables'!$AK$5:$AM$15,3,0), RPE_FuelConsumptionSummerTBtu, RPE_FuelConsumptionTotalTBtu, RPE_GenerationSummerGWh, RPE_GenerationTotalGWh, RPE_CO2EmissionsSummerThousandTons, RPE_CO2EmissionsTotalThousandTons, RPE_NOXEmissionsSummerThousandTons, RPE_NOXEmissionsTotalThousandTons, RPE_SO2EmissionsSummerThousandTons, RPE_SO2EmissionsTotalThousandTons, RPE_DispatchableCapacityMW), MeetPrimaryCriteria2,\"=1\",IF($B$8=\"IPM Region\",RPE_IPMRegionGroupAcronym,RPE_State),\"=\"&IF($B$8=\"National\",\"*\",$I116)))","v":""},{"$f":"IF(I116=0,\"\",IF($B$20=\"Actual\",0,SUMIFS(CHOOSE(VLOOKUP($B$35,'Lookup tables'!$AK$5:$AM$15,3,0), RPE_FuelConsumptionSummerTBtu, RPE_FuelConsumptionTotalTBtu, RPE_GenerationSummerGWh, RPE_GenerationTotalGWh, RPE_CO2EmissionsSummerThousandTons, RPE_CO2EmissionsTotalThousandTons, RPE_NOXEmissionsSummerThousandTons, RPE_NOXEmissionsTotalThousandTons, RPE_SO2EmissionsSummerThousandTons, RPE_SO2EmissionsTotalThousandTons, RPE_DispatchableCapacityMW), MeetComparisonCriteria2,\"=1\",IF($B$8=\"IPM Region\",RPE_IPMRegionGroupAcronym,RPE_State),\"=\"&IF($B$8=\"National\",\"*\",$I116))))","v":""},"",{"$f":"IF(I116=0,\"\",SUMIFS(CHOOSE(VLOOKUP($E$18,'Lookup tables'!$AK$5:$AM$15,3,0), RPE_FuelConsumptionSummerTBtu, RPE_FuelConsumptionTotalTBtu, RPE_GenerationSummerGWh, RPE_GenerationTotalGWh, RPE_CO2EmissionsSummerThousandTons, RPE_CO2EmissionsTotalThousandTons, RPE_NOXEmissionsSummerThousandTons, RPE_NOXEmissionsTotalThousandTons, RPE_SO2EmissionsSummerThousandTons, RPE_SO2EmissionsTotalThousandTons, RPE_DispatchableCapacityMW), MeetPrimaryCriteria3,\"=1\",IF($E$8=\"IPM Region\",RPE_IPMRegionGroupAcronym,RPE_State),\"=\"&IF($E$8=\"National\",\"*\",$I116)))","v":""},{"$f":"IF(I116=0,\"\",IF($E$20=\"Actual\",0,SUMIFS(CHOOSE(VLOOKUP($E$35,'Lookup tables'!$AK$5:$AM$15,3,0), RPE_FuelConsumptionSummerTBtu, RPE_FuelConsumptionTotalTBtu, RPE_GenerationSummerGWh, RPE_GenerationTotalGWh, RPE_CO2EmissionsSummerThousandTons, RPE_CO2EmissionsTotalThousandTons, RPE_NOXEmissionsSummerThousandTons, RPE_NOXEmissionsTotalThousandTons, RPE_SO2EmissionsSummerThousandTons, RPE_SO2EmissionsTotalThousandTons, RPE_DispatchableCapacityMW), MeetComparisonCriteria3,\"=1\",IF($E$8=\"IPM Region\",RPE_IPMRegionGroupAcronym,RPE_State),\"=\"&IF($E$8=\"National\",\"*\",$I116))))","v":""},"","","",null,"","","","",0]
[null,null,null,null,null,null,null,null,{"$f":"IF($B$8=\"State\",Map!P64,Map!O64)","v":0},{"$f":"IF(I117=0,\"\",SUMIFS(CHOOSE(VLOOKUP($B$18,'Lookup tables'!$AK$5:$AM$15,3,0), RPE_FuelConsumptionSummerTBtu, RPE_FuelConsumptionTotalTBtu, RPE_GenerationSummerGWh, RPE_GenerationTotalGWh, RPE_CO2EmissionsSummerThousandTons, RPE_CO2EmissionsTotalThousandTons, RPE_NOXEmissionsSummerThousandTons, RPE_NOXEmissionsTotalThousandTons, RPE_SO2EmissionsSummerThousandTons, RPE_SO2EmissionsTotalThousandTons, RPE_DispatchableCapacityMW), MeetPrimaryCriteria2,\"=1\",IF($B$8=\"IPM Region\",RPE_IPMRegionGroupAcronym,RPE_State),\"=\"&IF($B$8=\"National\",\"*\",$I117)))","v":""},{"$f":"IF(I117=0,\"\",IF($B$20=\"Actual\",0,SUMIFS(CHOOSE(VLOOKUP($B$35,'Lookup tables'!$AK$5:$AM$15,3,0), RPE_FuelConsumptionSummerTBtu, RPE_FuelConsumptionTotalTBtu, RPE_GenerationSummerGWh, RPE_GenerationTotalGWh, RPE_CO2EmissionsSummerThousandTons, RPE_CO2EmissionsTotalThousandTons, RPE_NOXEmissionsSummerThousandTons, RPE_NOXEmissionsTotalThousandTons, RPE_SO2EmissionsSummerThousandTons, RPE_SO2EmissionsTotalThousandTons, RPE_DispatchableCapacityMW), MeetComparisonCriteria2,\"=1\",IF($B$8=\"IPM Region\",RPE_IPMRegionGroupAcronym,RPE_State),\"=\"&IF($B$8=\"National\",\"*\",$I117))))","v":""},"",{"$f":"IF(I117=0,\"\",SUMIFS(CHOOSE(VLOOKUP($E$18,'Lookup tables'!$AK$5:$AM$15,3,0), RPE_FuelConsumptionSummerTBtu, RPE_FuelConsumptionTotalTBtu, RPE_GenerationSummerGWh, RPE_GenerationTotalGWh, RPE_CO2EmissionsSummerThousandTons, RPE_CO2EmissionsTotalThousandTons, RPE_NOXEmissionsSummerThousandTons, RPE_NOXEmissionsTotalThousandTons, RPE_SO2EmissionsSummerThousandTons, RPE_SO2EmissionsTotalThousandTons, RPE_DispatchableCapacityMW), MeetPrimaryCriteria3,\"=1\",IF($E$8=\"IPM Region\",RPE_IPMRegionGroupAcronym,RPE_State),\"=\"&IF($E$8=\"National\",\"*\",$I117)))","v":""},{"$f":"IF(I117=0,\"\",IF($E$20=\"Actual\",0,SUMIFS(CHOOSE(VLOOKUP($E$35,'Lookup tables'!$AK$5:$AM$15,3,0), RPE_FuelConsumptionSummerTBtu, RPE_FuelConsumptionTotalTBtu, RPE_GenerationSummerGWh, RPE_GenerationTotalGWh, RPE_CO2EmissionsSummerThousandTons, RPE_CO2EmissionsTotalThousandTons, RPE_NOXEmissionsSummerThousandTons, RPE_NOXEmissionsTotalThousandTons, RPE_SO2EmissionsSummerThousandTons, RPE_SO2EmissionsTotalThousandTons, RPE_DispatchableCapacityMW), MeetComparisonCriteria3,\"=1\",IF($E$8=\"IPM Region\",RPE_IPMRegionGroupAcronym,RPE_State),\"=\"&IF($E$8=\"National\",\"*\",$I117))))","v":""},"","","",null,"","","","",0]
[null,null,null,null,null,null,null,null,{"$f":"IF($B$8=\"State\",Map!P65,Map!O65)","v":0},{"$f":"IF(I118=0,\"\",SUMIFS(CHOOSE(VLOOKUP($B$18,'Lookup tables'!$AK$5:$AM$15,3,0), RPE_FuelConsumptionSummerTBtu, RPE_FuelConsumptionTotalTBtu, RPE_GenerationSummerGWh, RPE_GenerationTotalGWh, RPE_CO2EmissionsSummerThousandTons, RPE_CO2EmissionsTotalThousandTons, RPE_NOXEmissionsSummerThousandTons, RPE_NOXEmissionsTotalThousandTons, RPE_SO2EmissionsSummerThousandTons, RPE_SO2EmissionsTotalThousandTons, RPE_DispatchableCapacityMW), MeetPrimaryCriteria2,\"=1\",IF($B$8=\"IPM Region\",RPE_IPMRegionGroupAcronym,RPE_State),\"=\"&IF($B$8=\"National\",\"*\",$I118)))","v":""},{"$f":"IF(I118=0,\"\",IF($B$20=\"Actual\",0,SUMIFS(CHOOSE(VLOOKUP($B$35,'Lookup tables'!$AK$5:$AM$15,3,0), RPE_FuelConsumptionSummerTBtu, RPE_FuelConsumptionTotalTBtu, RPE_GenerationSummerGWh, RPE_GenerationTotalGWh, RPE_CO2EmissionsSummerThousandTons, RPE_CO2EmissionsTotalThousandTons, RPE_NOXEmissionsSummerThousandTons, RPE_NOXEmissionsTotalThousandTons, RPE_SO2EmissionsSummerThousandTons, RPE_SO2EmissionsTotalThousandTons, RPE_DispatchableCapacityMW), MeetComparisonCriteria2,\"=1\",IF($B$8=\"IPM Region\",RPE_IPMRegionGroupAcronym,RPE_State),\"=\"&IF($B$8=\"National\",\"*\",$I118))))","v":""},"",{"$f":"IF(I118=0,\"\",SUMIFS(CHOOSE(VLOOKUP($E$18,'Lookup tables'!$AK$5:$AM$15,3,0), RPE_FuelConsumptionSummerTBtu, RPE_FuelConsumptionTotalTBtu, RPE_GenerationSummerGWh, RPE_GenerationTotalGWh, RPE_CO2EmissionsSummerThousandTons, RPE_CO2EmissionsTotalThousandTons, RPE_NOXEmissionsSummerThousandTons, RPE_NOXEmissionsTotalThousandTons, RPE_SO2EmissionsSummerThousandTons, RPE_SO2EmissionsTotalThousandTons, RPE_DispatchableCapacityMW), MeetPrimaryCriteria3,\"=1\",IF($E$8=\"IPM Region\",RPE_IPMRegionGroupAcronym,RPE_State),\"=\"&IF($E$8=\"National\",\"*\",$I118)))","v":""},{"$f":"IF(I118=0,\"\",IF($E$20=\"Actual\",0,SUMIFS(CHOOSE(VLOOKUP($E$35,'Lookup tables'!$AK$5:$AM$15,3,0), RPE_FuelConsumptionSummerTBtu, RPE_FuelConsumptionTotalTBtu, RPE_GenerationSummerGWh, RPE_GenerationTotalGWh, RPE_CO2EmissionsSummerThousandTons, RPE_CO2EmissionsTotalThousandTons, RPE_NOXEmissionsSummerThousandTons, RPE_NOXEmissionsTotalThousandTons, RPE_SO2EmissionsSummerThousandTons, RPE_SO2EmissionsTotalThousandTons, RPE_DispatchableCapacityMW), MeetComparisonCriteria3,\"=1\",IF($E$8=\"IPM Region\",RPE_IPMRegionGroupAcronym,RPE_State),\"=\"&IF($E$8=\"National\",\"*\",$I118))))","v":""},"","","",null,"","","","",0]

{"sheet":"RPE Files","index":6,"n_rows":107459,"n_cols":66,"rows_kept":1125,"cut":true,"hidden":false,"merged":[],"bounds":{"rows_first":500,"rows_last":125,"rows_between":500,"halvings":2}}
["Run","Year","RegionGroup","RegionGroupAcronym","UnitId","State","UnitLongName","PriorStage","BaseUnit","FuelName","FuelType","FuelSupplyRegionGroup","FuelConsumptionSummerTBtu","FuelConsumptionTotalTBtu","GenerationSummerGWh","GenerationTotalGWh","CO2EmissionsSummerThousandTons","CO2EmissionsTotalThousandTons","NOXEmissionsSummerThousandTons","NOXEmissionsTotalThousandTons","SO2EmissionsSummerThousandTons","SO2EmissionsTotalThousandTons","ModeSummer","AverageCapacityMW","OriginalDispatchableCapacityMW","DispatchableCapacityMW","CapacityReportingType","FossilorNonFossil","Fossil25MW","ExistingorNewUnit","PlantType","PlantCategory","FGD","DSI","SCR","SNCR","ACI","C2G","HRI","CCS","AnyNOxPostCombustion","AnySO2PostCombustion","BothNoxandSO2Controls","PollutionControlPrimaryCriteria","PollutionControlComparisonCriteria","PollutionControlPrimaryCriteria2","PollutionControlComparisonCriteria2","PollutionControlPrimaryCriteria3","PollutionControlComparisonCriteria3","PollutionControlPrimaryCriteria4","PollutionControlPrimaryCriteria5","PollutionControlComparisonCriteria5","<>","MeetPrimaryCriteria","MeetComparisonCriteria","MeetPrimaryCriteriaSeries","MeetComparisonCriteriaSeries","MeetPrimaryCriteria2","MeetComparisonCriteria2","MeetPrimaryCriteria3","MeetComparisonCriteria3","MeetPrimaryCriteriaSeries2","MeetComparisonCriteriaSeries2","MeetHistoricCriteriaSeries2","MeetPrimaryCriteriaSeries3","MeetComparisonCriteriaSeries3"]
["Sample_5.15_Final_BC",2017,"WECC_Arizona","WECC_AZ",1,"AZ","WECCAZBIOMS       000 0 0                AAA",0,0,"EPA v5.15 Biomass","Biomass",null,0.80232281999999999,1.9140381,59.431319999999999,141.78059999999999,78.226474949999997,186.61871475000001,9.1971450288566597E-2,0.219409015394293,3.2092912799999998E-2,7.6561524000000006E-2,null,26,26,26,"00 Exist Biomass",{"$f":"VLOOKUP(AA2,'Lookup tables'!$E$5:$F$554,2,0)","v":"Non-Fossil"},{"$f":"IF(AND(AB2=\"fossil\",X2>25),\"Yes\",\"No\")","v":"No"},{"$f":"VLOOKUP($AA2,'Lookup tables'!$H$5:$I$554,2,0)","v":"Existing"},{"$f":"VLOOKUP($AA2,'Lookup tables'!$L$5:$N$554,2,0)","v":"Biomass"},{"$f":"VLOOKUP($AA2,'Lookup tables'!$L$5:$N$554,3,0)","v":"Renewable"},{"$f":"VLOOKUP($AA2,'Lookup tables'!$P$5:$Z$554,2,0)","v":"---"},{"$f":"VLOOKUP($AA2,'Lookup tables'!$P$5:$Z$554,3,0)","v":"---"},{"$f":"VLOOKUP($AA2,'Lookup tables'!$P$5:$Z$554,4,0)","v":"---"},{"$f":"VLOOKUP($AA2,'Lookup tables'!$P$5:$Z$554,5,0)","v":"---"},{"$f":"VLOOKUP($AA2,'Lookup tables'!$P$5:$Z$554,6,0)","v":"---"},{"$f":"VLOOKUP($AA2,'Lookup tables'!$P$5:$Z$554,7,0)","v":"---"},{"$f":"VLOOKUP($AA2,'Lookup tables'!$P$5:$Z$554,8,0)","v":"---"},{"$f":"VLOOKUP($AA2,'Lookup tables'!$P$5:$Z$554,8,0)","v":"---"},{"$f":"VLOOKUP($AA2,'Lookup tables'!$P$5:$Z$554,10,0)","v":"None"},{"$f":"VLOOKUP($AA2,'Lookup tables'!$P$5:$Z$554,11,0)","v":"None"},{"$f":"IF(AND(AO2<>\"None\",AP2<>\"None\",AO2<>\"Retired\",AP2<>\"Retired\"),\"Yes\",\"No\")","v":"No"},{"$f":"CHOOSE(Map!$AM$14,1,\n               IF(AQ2:AQ107459=\"Yes\",1,0),\n               IF(AO2:AO107459=\"None\",0,IF(Map!$AL$15=\"All Controls\",1,IF(Map!$AL$15=AO2:AO107459,1,0))),\n               IF(AI2:AI107459=\"---\",0,IF(Map!$AL$15=\"All Controls\",1,IF(Map!$AL$15=AI2:AI107459,1,0))),\n               IF(AJ2:AJ107459=\"---\",IF(Map!$AL$15=\"All Controls\",1,IF(Map!$AL$15=AJ2:AJ107459,1,0))),\n               IF(AP2:AP107459=\"None\",0,IF(Map!$AL$15=\"All Controls\",1,IF(Map!$AL$15=AP2:AP107459,1,0))),\n               IF(AG2:AG107459=\"---\",IF(Map!$AL$15=\"All Controls\",1,IF(Map!$AL$15=AG2:AG107459,1,0))),\n               IF(AH2:AH107459=\"---\",IF(Map!$AL$15=\"All Controls\",1,IF(Map!$AL$15=AH2:AH107459,1,0))),\n               IF(AK2:AK107459=\"---\",IF(Map!$AL$15=\"All Controls\",1,IF(Map!$AL$15=AK2:AK107459,1,0))),\n               IF(AL2:AL107459=\"---\",IF(Map!$AL$15=\"All Controls\",1,IF(Map!$AL$15=AL2:AL107459,1,0))),\n               IF(AM2:AM107459=\"---\",IF(Map!$AL$15=\"All Controls\",1,IF(Map!$AL$15=AM2:AM107459,1,0))),\n               IF(AN2:AN107459=\"---\",IF(Map!$AL$15=\"All Controls\",1,IF(Map!$AL$15=AN2:AN107459,1,0))),\n               IF(AO2:AO107459=\"None\",1,0),\n               IF(AP2:AP107459=\"None\",1,0))","v":1},{"$f":"CHOOSE(Map!$AM$31,1,\n               IF(AQ2:AQ107459=\"Yes\",1,0),\n               IF(AO2:AO107459=\"None\",0,IF(Map!$AL$32=\"All Controls\",1,IF(Map!$AL$32=AO2:AO107459,1,0))),\n               IF(AI2:AI107459=\"---\",0,IF(Map!$AL$32=\"All Controls\",1,IF(Map!$AL$32=AI2:AI107459,1,0))),\n               IF(AJ2:AJ107459=\"---\",IF(Map!$AL$32=\"All Controls\",1,IF(Map!$AL$32=AJ2:AJ107459,1,0))),\n               IF(AP2:AP107459=\"None\",0,IF(Map!$AL$32=\"All Controls\",1,IF(Map!$AL$32=AP2:AP107459,1,0))),\n               IF(AG2:AG107459=\"---\",IF(Map!$AL$32=\"All Controls\",1,IF(Map!$AL$32=AG2:AG107459,1,0))),\n               IF(AH2:AH107459=\"---\",IF(Map!$AL$32=\"All Controls\",1,IF(Map!$AL$32=AH2:AH107459,1,0))),\n               IF(AK2:AK107459=\"---\",IF(Map!$AL$32=\"All Controls\",1,IF(Map!$AL$32=AK2:AK107459,1,0))),\n               IF(AL2:AL107459=\"---\",IF(Map!$AL$32=\"All Controls\",1,IF(Map!$AL$32=AL2:AL107459,1,0))),\n               IF(AM2:AM107459=\"---\",IF(Map!$AL$32=\"All Controls\",1,IF(Map!$AL$32=AM2:AM107459,1,0))),\n               IF(AN2:AN107459=\"---\",IF(Map!$AL$32=\"All Controls\",1,IF(Map!$AL$32=AN2:AN107459,1,0))),\n               IF(AO2:AO107459=\"None\",1,0),\n               IF(AP2:AP107459=\"None\",1,0))","v":1},{"$f":"CHOOSE(Whisker!$C$16,1,\n               IF(AQ2:AQ107459=\"Yes\",1,0),\n               IF(AO2:AO107459=\"None\",0,IF(Whisker!$B$17=\"All Controls\",1,IF(Whisker!$B$17=AO2:AO107459,1,0))),\n               IF(AI2:AI107459=\"---\",0,IF(Whisker!$B$17=\"All Controls\",1,IF(Whisker!$B$17=AI2:AI107459,1,0))),\n               IF(AJ2:AJ107459=\"---\",0,IF(Whisker!$B$17=\"All Controls\",1,IF(Whisker!$B$17=AJ2:AJ107459,1,0))),\n               IF(AP2:AP107459=\"None\",0,IF(Whisker!$B$17=\"All Controls\",1,IF(Whisker!$B$17=AP2:AP107459,1,0))),\n               IF(AG2:AG107459=\"---\",0,IF(Whisker!$B$17=\"All Controls\",1,IF(Whisker!$B$17=AG2:AG107459,1,0))),\n               IF(AH2:AH107459=\"---\",0,IF(Whisker!$B$17=\"All Controls\",1,IF(Whisker!$B$17=AH2:AH107459,1,0))),\n               IF(AK2:AK107459=\"---\",0,IF(Whisker!$B$17=\"All Controls\",1,IF(Whisker!$B$17=AK2:AK107459,1,0))),\n               IF(AL2:AL107459=\"---\",0,IF(Whisker!$B$17=\"All Controls\",1,IF(Whisker!$B$17=AL2:AL107459,1,0))),\n               IF(AM2:AM107459=\"---\",0,IF(Whisker!$B$17=\"All Controls\",1,IF(Whisker!$B$17=AM2:AM107459,1,0))),\n               IF(AN2:AN107459=\"---\",0,IF(Whisker!$B$17=\"All Controls\",1,IF(Whisker!$B$17=AN2:AN107459,1,0))),\n               IF(AO2:AO107459=\"None\",1,0),\n               IF(AP2:AP107459=\"None\",1,0))","v":1},{"$f":"IF(Whisker!$C$33=0,1,CHOOSE(Whisker!$C$33,1,\n               IF(AQ2:AQ107459=\"Yes\",1,0),\n               IF(AO2:AO107459=\"None\",0,IF(Whisker!$B$34=\"All Controls\",1,IF(Whisker!$B$34=AO2:AO107459,1,0))),\n               IF(AI2:AI107459=\"---\",0,IF(Whisker!$B$34=\"All Controls\",1,IF(Whisker!$B$34=AI2:AI107459,1,0))),\n               IF(AJ2:AJ107459=\"---\",0,IF(Whisker!$B$34=\"All Controls\",1,IF(Whisker!$B$34=AJ2:AJ107459,1,0))),\n               IF(AP2:AP107459=\"None\",0,IF(Whisker!$B$34=\"All Controls\",1,IF(Whisker!$B$34=AP2:AP107459,1,0))),\n               IF(AG2:AG107459=\"---\",0,IF(Whisker!$B$34=\"All Controls\",1,IF(Whisker!$B$34=AG2:AG107459,1,0))),\n               IF(AH2:AH107459=\"---\",0,IF(Whisker!$B$34=\"All Controls\",1,IF(Whisker!$B$34=AH2:AH107459,1,0))),\n               IF(AK2:AK107459=\"---\",0,IF(Whisker!$B$34=\"All Controls\",1,IF(Whisker!$B$34=AK2:AK107459,1,0))),\n               IF(AL2:AL107459=\"---\",0,IF(Whisker!$B$34=\"All Controls\",1,IF(Whisker!$B$34=AL2:AL107459,1,0))),\n               IF(AM2:AM107459=\"---\",0,IF(Whisker!$B$34=\"All Controls\",1,IF(Whisker!$B$34=AM2:AM107459,1,0))),\n               IF(AN2:AN107459=\"---\",0,IF(Whisker!$B$34=\"All Controls\",1,IF(Whisker!$B$34=AN2:AN107459,1,0))),\n               IF(AO2:AO107459=\"None\",1,0),\n               IF(AP2:AP107459=\"None\",1,0)))","v":1},{"$f":"IF(Whisker!$F$16=0,1,CHOOSE(Whisker!$F$16,1,\n               IF(AQ2:AQ107459=\"Yes\",1,0),\n               IF(AO2:AO107459=\"None\",0,IF(Whisker!$E$17=\"All Controls\",1,IF(Whisker!$E$17=AO2:AO107459,1,0))),\n               IF(AI2:AI107459=\"---\",0,IF(Whisker!$E$17=\"All Controls\",1,IF(Whisker!$E$17=AI2:AI107459,1,0))),\n               IF(AJ2:AJ107459=\"---\",0,IF(Whisker!$E$17=\"All Controls\",1,IF(Whisker!$E$17=AJ2:AJ107459,1,0))),\n               IF(AP2:AP107459=\"None\",0,IF(Whisker!$E$17=\"All Controls\",1,IF(Whisker!$E$17=AP2:AP107459,1,0))),\n               IF(AG2:AG107459=\"---\",0,IF(Whisker!$E$17=\"All Controls\",1,IF(Whisker!$E$17=AG2:AG107459,1,0))),\n               IF(AH2:AH107459=\"---\",0,IF(Whisker!$E$17=\"All Controls\",1,IF(Whisker!$E$17=AH2:AH107459,1,0))),\n               IF(AK2:AK107459=\"---\",0,IF(Whisker!$E$17=\"All Controls\",1,IF(Whisker!$E$17=AK2:AK107459,1,0))),\n               IF(AL2:AL107459=\"---\",0,IF(Whisker!$E$17=\"All Controls\",1,IF(Whisker!$E$17=AL2:AL107459,1,0))),\n               IF(AM2:AM107459=\"---\",0,IF(Whisker!$E$17=\"All Controls\",1,IF(Whisker!$E$17=AM2:AM107459,1,0))),\n               IF(AN2:AN107459=\"---\",0,IF(Whisker!$E$17=\"All Controls\",1,IF(Whisker!$E$17=AN2:AN107459,1,0))),\n               IF(AO2:AO107459=\"None\",1,0),\n               IF(AP2:AP107459=\"None\",1,0)))","v":1},{"$f":"IF(Whisker!$F$33=0,1,CHOOSE(Whisker!$F$33,1,\n               IF(AQ2:AQ107459=\"Yes\",1,0),\n               IF(AO2:AO107459=\"None\",0,IF(Whisker!$E$34=\"All Controls\",1,IF(Whisker!$E$34=AO2:AO107459,1,0))),\n               IF(AI2:AI107459=\"---\",0,IF(Whisker!$E$34=\"All Controls\",1,IF(Whisker!$E$34=AI2:AI107459,1,0))),\n               IF(AJ2:AJ107459=\"---\",0,IF(Whisker!$E$34=\"All Controls\",1,IF(Whisker!$E$34=AJ2:AJ107459,1,0))),\n               IF(AP2:AP107459=\"None\",0,IF(Whisker!$E$34=\"All Controls\",1,IF(Whisker!$E$34=AP2:AP107459,1,0))),\n               IF(AG2:AG107459=\"---\",0,IF(Whisker!$E$34=\"All Controls\",1,IF(Whisker!$E$34=AG2:AG107459,1,0))),\n               IF(AH2:AH107459=\"---\",0,IF(Whisker!$E$34=\"All Controls\",1,IF(Whisker!$E$34=AH2:AH107459,1,0))),\n               IF(AK2:AK107459=\"---\",0,IF(Whisker!$E$34=\"All Controls\",1,IF(Whisker!$E$34=AK2:AK107459,1,0))),\n               IF(AL2:AL107459=\"---\",0,IF(Whisker!$E$34=\"All Controls\",1,IF(Whisker!$E$34=AL2:AL107459,1,0))),\n               IF(AM2:AM107459=\"---\",0,IF(Whisker!$E$34=\"All Controls\",1,IF(Whisker!$E$34=AM2:AM107459,1,0))),\n               IF(AN2:AN107459=\"---\",0,IF(Whisker!$E$34=\"All Controls\",1,IF(Whisker!$E$34=AN2:AN107459,1,0))),\n               IF(AO2:AO107459=\"None\",1,0),\n               IF(AP2:AP107459=\"None\",1,0)))","v":1},{"$f":"IF('Emissions GWh Btu MW'!$C$16=0,1,CHOOSE('Emissions GWh Btu MW'!$C$16,1,\n               IF(AQ2:AQ107459=\"Yes\",1,0),\n               IF(AO2:AO107459=\"None\",0,IF('Emissions GWh Btu MW'!$B$17=\"All Controls\",1,IF('Emissions GWh Btu MW'!$B$17=AO2:AO107459,1,0))),\n               IF(AI2:AI107459=\"---\",0,IF('Emissions GWh Btu MW'!$B$17=\"All Controls\",1,IF('Emissions GWh Btu MW'!$B$17=AI2:AI107459,1,0))),\n               IF(AJ2:AJ107459=\"---\",0,IF('Emissions GWh Btu MW'!$B$17=\"All Controls\",1,IF('Emissions GWh Btu MW'!$B$17=AJ2:AJ107459,1,0))),\n               IF(AP2:AP107459=\"None\",0,IF('Emissions GWh Btu MW'!$B$17=\"All Controls\",1,IF('Emissions GWh Btu MW'!$B$17=AP2:AP107459,1,0))),\n               IF(AG2:AG107459=\"---\",0,IF('Emissions GWh Btu MW'!$B$17=\"All Controls\",1,IF('Emissions GWh Btu MW'!$B$17=AG2:AG107459,1,0))),\n               IF(AH2:AH107459=\"---\",0,IF('Emissions GWh Btu MW'!$B$17=\"All Controls\",1,IF('Emissions GWh Btu MW'!$B$17=AH2:AH107459,1,0))),\n               IF(AK2:AK107459=\"---\",0,IF('Emissions GWh Btu MW'!$B$17=\"All Controls\",1,IF('Emissions GWh Btu MW'!$B$17=AK2:AK107459,1,0))),\n               IF(AL2:AL107459=\"---\",0,IF('Emissions GWh Btu MW'!$B$17=\"All Controls\",1,IF('Emissions GWh Btu MW'!$B$17=AL2:AL107459,1,0))),\n               IF(AM2:AM107459=\"---\",0,IF('Emissions GWh Btu MW'!$B$17=\"All Controls\",1,IF('Emissions GWh Btu MW'!$B$17=AM2:AM107459,1,0))),\n               IF(AN2:AN107459=\"---\",0,IF('Emissions GWh Btu MW'!$B$17=\"All Controls\",1,IF('Emissions GWh Btu MW'!$B$17=AN2:AN107459,1,0))),\n               IF(AO2:AO107459=\"None\",1,0),\n               IF(AP2:AP107459=\"None\",1,0)))","v":1},{"$f":"CHOOSE('All Run Comparison'!$C$16,1,\n               IF(AQ2:AQ107459=\"Yes\",1,0),\n               IF(AO2:AO107459=\"None\",0,IF('All Run Comparison'!$B$17=\"All Controls\",1,IF('All Run Comparison'!$B$17=AO2:AO107459,1,0))),\n               IF(AI2:AI107459=\"---\",0,IF('All Run Comparison'!$B$17=\"All Controls\",1,IF('All Run Comparison'!$B$17=AI2:AI107459,1,0))),\n               IF(AJ2:AJ107459=\"---\",0,IF('All Run Comparison'!$B$17=\"All Controls\",1,IF('All Run Comparison'!$B$17=AJ2:AJ107459,1,0))),\n               IF(AP2:AP107459=\"None\",0,IF('All Run Comparison'!$B$17=\"All Controls\",1,IF('All Run Comparison'!$B$17=AP2:AP107459,1,0))),\n               IF(AG2:AG107459=\"---\",0,IF('All Run Comparison'!$B$17=\"All Controls\",1,IF('All Run Comparison'!$B$17=AG2:AG107459,1,0))),\n               IF(AH2:AH107459=\"---\",0,IF('All Run Comparison'!$B$17=\"All Controls\",1,IF('All Run Comparison'!$B$17=AH2:AH107459,1,0))),\n               IF(AK2:AK107459=\"---\",0,IF('All Run Comparison'!$B$17=\"All Controls\",1,IF('All Run Comparison'!$B$17=AK2:AK107459,1,0))),\n               IF(AL2:AL107459=\"---\",0,IF('All Run Comparison'!$B$17=\"All Controls\",1,IF('All Run Comparison'!$B$17=AL2:AL107459,1,0))),\n               IF(AM2:AM107459=\"---\",0,IF('All Run Comparison'!$B$17=\"All Controls\",1,IF('All Run Comparison'!$B$17=AM2:AM107459,1,0))),\n               IF(AN2:AN107459=\"---\",0,IF('All Run Comparison'!$B$17=\"All Controls\",1,IF('All Run Comparison'!$B$17=AN2:AN107459,1,0))),\n               IF(AO2:AO107459=\"None\",1,0),\n               IF(AP2:AP107459=\"None\",1,0))","v":1},{"$f":"IF('All Run Comparison'!$C$33=0,1,CHOOSE('All Run Comparison'!$C$33,1,\n               IF(AQ2:AQ107459=\"Yes\",1,0),\n               IF(AO2:AO107459=\"None\",0,IF('All Run Comparison'!$B$34=\"All Controls\",1,IF('All Run Comparison'!$B$34=AO2:AO107459,1,0))),\n               IF(AI2:AI107459=\"---\",0,IF('All Run Comparison'!$B$34=\"All Controls\",1,IF('All Run Comparison'!$B$34=AI2:AI107459,1,0))),\n               IF(AJ2:AJ107459=\"---\",0,IF('All Run Comparison'!$B$34=\"All Controls\",1,IF('All Run Comparison'!$B$34=AJ2:AJ107459,1,0))),\n               IF(AP2:AP107459=\"None\",0,IF('All Run Comparison'!$B$34=\"All Controls\",1,IF('All Run Comparison'!$B$34=AP2:AP107459,1,0))),\n               IF(AG2:AG107459=\"---\",0,IF('All Run Comparison'!$B$34=\"All Controls\",1,IF('All Run Comparison'!$B$34=AG2:AG107459,1,0))),\n               IF(AH2:AH107459=\"---\",0,IF('All Run Comparison'!$B$34=\"All Controls\",1,IF('All Run Comparison'!$B$34=AH2:AH107459,1,0))),\n               IF(AK2:AK107459=\"---\",0,IF('All Run Comparison'!$B$34=\"All Controls\",1,IF('All Run Comparison'!$B$34=AK2:AK107459,1,0))),\n               IF(AL2:AL107459=\"---\",0,IF('All Run Comparison'!$B$34=\"All Controls\",1,IF('All Run Comparison'!$B$34=AL2:AL107459,1,0))),\n               IF(AM2:AM107459=\"---\",0,IF('All Run Comparison'!$B$34=\"All Controls\",1,IF('All Run Comparison'!$B$34=AM2:AM107459,1,0))),\n               IF(AN2:AN107459=\"---\",0,IF('All Run Comparison'!$B$34=\"All Controls\",1,IF('All Run Comparison'!$B$34=AN2:AN107459,1,0))),\n               IF(AO2:AO107459=\"None\",1,0),\n               IF(AP2:AP107459=\"None\",1,0)))","v":1},null,{"$f":"IF(A2:A107459<>Map!$AL$2,0,IF(B2:B107459<>Map!$AL$4,0,IF(\n             (((Map!$AL$9=\"All Units\")+(K2:K107459=Map!$AL$9)>0)*\n               ((Map!$AL$10=\"All Units\")+(AC2:AC107459=\"Yes\")>0)*\n               (((Map!$AL$11=\"Existing and New\")*(AD2:AD107459<>\"Retired\"))+(AD2:AD107459=Map!$AL$11)>0)*\n               ((Map!$AL$12=\"All Units\")+(AE2:AE107459=Map!$AL$12)>0)*\n               ((Map!$AL$13=\"All Units\")+(AF2:AF107459=Map!$AL$13)>0)*\n               ((((Map!$AL$14=\"All Units\")*(Map!$AL$15=\"All Controls\")))+(AR2:AR107459=1))>0),\n1,0)))","v":0},{"$f":"IF(Map!$AL$18=\"Actual\",0,IF(A2:A107459<>Map!$AL$21,0,IF(B2:B107459<>Map!$AL$23,0,IF(\n             (((Map!$AL$26=\"All Units\")+(K2:K107459=Map!$AL$26)>0)*\n               ((Map!$AL$27=\"All Units\")+(AC2:AC107459=\"Yes\")>0)*\n               (((Map!$AL$28=\"Existing and New\")*(AD2:AD107459<>\"Retired\"))+(AD2:AD107459=Map!$AL$28)>0)*\n               ((Map!$AL$29=\"All Units\")+(AE2:AE107459=Map!$AL$29)>0)*\n               ((Map!$AL$30=\"All Units\")+(AF2:AF107459=Map!$AL$30)>0)*\n               ((((Map!$AL$31=\"All Units\")*(Map!$AL$32=\"All Controls\")))+(AS2:AS107459=1))>0),\n1,0))))","v":0},{"$f":"IF(A2:A107459<>Map!$AL$2,0,IF(\n             (((Map!$AL$9=\"All Units\")+(K2:K107459=Map!$AL$9)>0)*\n               ((Map!$AL$10=\"All Units\")+(AC2:AC107459=\"Yes\")>0)*\n               (((Map!$AL$11=\"Existing and New\")*(AD2:AD107459<>\"Retired\"))+(AD2:AD107459=Map!$AL$11)>0)*\n               ((Map!$AL$12=\"All Units\")+(AE2:AE107459=Map!$AL$12)>0)*\n               ((Map!$AL$13=\"All Units\")+(AF2:AF107459=Map!$AL$13)>0)*\n               ((((Map!$AL$14=\"All Units\")*(Map!$AL$15=\"All Controls\")))+(AR2:AR107459=1))>0),\n1,0))","v":0},{"$f":"IF(Map!$AL$18=\"Actual\",0,IF(A2:A107459<>Map!$AL$21,0,IF(\n             (((Map!$AL$26=\"All Units\")+(K2:K107459=Map!$AL$26)>0)*\n               ((Map!$AL$27=\"All Units\")+(AC2:AC107459=\"Yes\")>0)*\n               (((Map!$AL$28=\"Existing and New\")*(AD2:AD107459<>\"Retired\"))+(AD2:AD107459=Map!$AL$28)>0)*\n               ((Map!$AL$29=\"All Units\")+(AE2:AE107459=Map!$AL$29)>0)*\n               ((Map!$AL$30=\"All Units\")+(AF2:AF107459=Map!$AL$30)>0)*\n               ((((Map!$AL$31=\"All Units\")*(Map!$AL$32=\"All Controls\")))+(AS2:AS107459=1))>0),\n1,0)))","v":0},{"$f":"IF(A2:A107459<>Whisker!$B$4,0,IF(B2:B107459<>Whisker!$B$6,0,IF(\n             (((Whisker!$B$11=\"All Units\")+(K2:K107459=Whisker!$B$11)>0)*\n               ((Whisker!$B$12=\"All Units\")+(AC2:AC107459=\"Yes\")>0)*\n               (((Whisker!$B$13=\"Existing and New\")*(AD2:AD107459<>\"Retired\"))+(AD2:AD107459=Whisker!$B$13)>0)*\n               ((Whisker!$B$14=\"All Units\")+(AE2:AE107459=Whisker!$B$14)>0)*\n               ((Whisker!$B$15=\"All Units\")+(AF2:AF107459=Whisker!$B$15)>0)*\n               ((((Whisker!$B$16=\"All Units\")*(Whisker!$B$17=\"All Controls\")))+(AT2:AT107459=1))>0),\n1,0)))","v":0},{"$f":"IF(Whisker!$B$20=\"Actual\",0,IF(A2:A107459<>Whisker!$B$23,0,IF(B2:B107459<>Whisker!$B$25,0,IF(\n      (((Whisker!$B$28=\"All Units\")+(K2:K107459=Whisker!$B$28)>0)*\n      ((Whisker!$B$29=\"All Units\")+(AC2:AC107459=\"Yes\")>0)*\n      (((Whisker!$B$30=\"Existing and New\")*(AD2:AD107459<>\"Retired\"))+(AD2:AD107459=Whisker!$B$30)>0)*\n      ((Whisker!$B$31=\"All Units\")+(AE2:AE107459=Whisker!$B$31)>0)*\n      ((Whisker!$B$32=\"All Units\")+(AF2:AF107459=Whisker!$B$32)>0)*\n      ((((Whisker!$B$33=\"All Units\")*(Whisker!$B$34=\"All Controls\")))+(AU2:AU107459=1))>0),\n1,0))))","v":0},{"$f":"IF(Whisker!$E$3=\"Off\",0, IF(A2:A107459<>Whisker!$E$4,0,IF(B2:B107459<>Whisker!$E$6,0,IF(\n             (((Whisker!$E$11=\"All Units\")+(K2:K107459=Whisker!$E$11)>0)*\n               ((Whisker!$E$12=\"All Units\")+(AC2:AC107459=\"Yes\")>0)*\n               (((Whisker!$E$13=\"Existing and New\")*(AD2:AD107459<>\"Retired\"))+(AD2:AD107459=Whisker!$E$13)>0)*\n               ((Whisker!$E$14=\"All Units\")+(AE2:AE107459=Whisker!$E$14)>0)*\n               ((Whisker!$E$15=\"All Units\")+(AF2:AF107459=Whisker!$E$15)>0)*\n               ((((Whisker!$E$16=\"All Units\")*(Whisker!$E$17=\"All Controls\")))+(AV2:AV107459=1))>0),\n1,0))))","v":0},{"$f":"IF(Whisker!$E$3=\"Off\",0,IF(Whisker!$E$20=\"Actual\",0,IF(A2:A107459<>Whisker!$E$23,0,IF(B2:B107459<>Whisker!$E$25,0,IF(\n             (((Whisker!$E$28=\"All Units\")+(K2:K107459=Whisker!$E$28)>0)*\n               ((Whisker!$E$29=\"All Units\")+(AC2:AC107459=\"Yes\")>0)*\n               (((Whisker!$E$30=\"Existing and New\")*(AD2:AD107459<>\"Retired\"))+(AD2:AD107459=Whisker!$E$30)>0)*\n               ((Whisker!$E$31=\"All Units\")+(AE2:AE107459=Whisker!$E$31)>0)*\n               ((Whisker!$E$32=\"All Units\")+(AF2:AF107459=Whisker!$E$32)>0)*\n               ((((Whisker!$E$33=\"All Units\")*(Whisker!$E$34=\"All Controls\")))+(AW2:AW107459=1))>0),\n1,0)))))","v":0},{"$f":"IF(A2:A107459<>'Emissions GWh Btu MW'!$B$4,0,IF(\n             ((('Emissions GWh Btu MW'!$B$11=\"All Units\")+(K2:K107459='Emissions GWh Btu MW'!$B$11)>0)*\n               (('Emissions GWh Btu MW'!$B$12=\"All Units\")+(AC2:AC107459=\"Yes\")>0)*\n               ((('Emissions GWh Btu MW'!$B$13=\"Existing and New\")*(AD2:AD107459<>\"Retired\"))+(AD2:AD107459='Emissions GWh Btu MW'!$B$13)>0)*\n               (('Emissions GWh Btu MW'!$B$14=\"All Units\")+(AE2:AE107459='Emissions GWh Btu MW'!$B$14)>0)*\n               (('Emissions GWh Btu MW'!$B$15=\"All Units\")+(AF2:AF107459='Emissions GWh Btu MW'!$B$15)>0)*\n               (((('Emissions GWh Btu MW'!$B$16=\"All Units\")*('Emissions GWh Btu MW'!$B$17=\"All Controls\")))+(AX2:AX107459=1))>0),\n1,0))","v":0},{"$f":"IF('Emissions GWh Btu MW'!$B$5=\"None\",0,IF(A2:A107459<>'Emissions GWh Btu MW'!$B$5,0,IF(\n             ((('Emissions GWh Btu MW'!$B$11=\"All Units\")+(K2:K107459='Emissions GWh Btu MW'!$B$11)>0)*\n               (('Emissions GWh Btu MW'!$B$12=\"All Units\")+(AC2:AC107459=\"Yes\")>0)*\n               ((('Emissions GWh Btu MW'!$B$13=\"Existing and New\")*(AD2:AD107459<>\"Retired\"))+(AD2:AD107459='Emissions GWh Btu MW'!$B$13)>0)*\n               (('Emissions GWh Btu MW'!$B$14=\"All Units\")+(AE2:AE107459='Emissions GWh Btu MW'!$B$14)>0)*\n               (('Emissions GWh Btu MW'!$B$15=\"All Units\")+(AF2:AF107459='Emissions GWh Btu MW'!$B$15)>0)*\n               (((('Emissions GWh Btu MW'!$B$16=\"All Units\")*('Emissions GWh Btu MW'!$B$17=\"All Controls\")))+(AX2:AX107459=1))>0),\n1,0)))","v":0},{"$f":"IF(A2:A107459<>\"Historic\",0,IF(\n             ((('Emissions GWh Btu MW'!$B$11=\"All Units\")+(K2:K107459='Emissions GWh Btu MW'!$B$11)>0)*\n               (('Emissions GWh Btu MW'!$B$12=\"All Units\")+(AC2:AC107459=\"Yes\")>0)*\n               ((('Emissions GWh Btu MW'!$B$13=\"Existing and New\")*(AD2:AD107459<>\"Retired\"))+(AD2:AD107459='Emissions GWh Btu MW'!$B$13)>0)*\n               (('Emissions GWh Btu MW'!$B$14=\"All Units\")+(AE2:AE107459='Emissions GWh Btu MW'!$B$14)>0)*\n               (('Emissions GWh Btu MW'!$B$15=\"All Units\")+(AF2:AF107459='Emissions GWh Btu MW'!$B$15)>0)*\n               (((('Emissions GWh Btu MW'!$B$16=\"All Units\")*('Emissions GWh Btu MW'!$B$17=\"All Controls\")))+(AX2:AX107459=1))>0),\n1,0))","v":0},{"$f":"IF(\n             ((('All Run Comparison'!$B$11=\"All Units\")+(K2:K107459='All Run Comparison'!$B$11)>0)*\n               (('All Run Comparison'!$B$7=\"National\")+(F2:F107459='All Run Comparison'!$B$8)+(D2:D107459='All Run Comparison'!$B$8)>0)*\n               (('All Run Comparison'!$B$12=\"All Units\")+(AC2:AC107459=\"Yes\")>0)*\n               ((('All Run Comparison'!$B$13=\"Existing and New\")*(AD2:AD107459<>\"Retired\"))+(AD2:AD107459='All Run Comparison'!$B$13)>0)*\n               (('All Run Comparison'!$B$14=\"All Units\")+(AE2:AE107459='All Run Comparison'!$B$14)>0)*\n               (('All Run Comparison'!$B$15=\"All Units\")+(AF2:AF107459='All Run Comparison'!$B$15)>0)*\n               (((('All Run Comparison'!$B$16=\"All Units\")*('All Run Comparison'!$B$17=\"All Controls\")))+(AY2:AY107459=1))>0),\n1,0)","v":1},{"$f":"IF('All Run Comparison'!$B$20=\"Actual\",0,IF(\n      ((('All Run Comparison'!$B$28=\"All Units\")+(K2:K107459='All Run Comparison'!$B$28)>0)*\n      (('All Run Comparison'!$B$23=\"Self\")+(A2:A107459='All Run Comparison'!$B$23)>0)*\n      (('All Run Comparison'!$B$25=\"Parallel\")+(B2:B107459='All Run Comparison'!$B$25)>0)*\n      (('All Run Comparison'!$B$7=\"National\")+(F2:F107459='All Run Comparison'!$B$8)+(D2:D107459='All Run Comparison'!$B$8)>0)*\n      (('All Run Comparison'!$B$29=\"All Units\")+(AC2:AC107459=\"Yes\")>0)*\n      ((('All Run Comparison'!$B$30=\"Existing and New\")*(AD2:AD107459<>\"Retired\"))+(AD2:AD107459='All Run Comparison'!$B$30)>0)*\n      (('All Run Comparison'!$B$31=\"All Units\")+(AE2:AE107459='All Run Comparison'!$B$31)>0)*\n      (('All Run Comparison'!$B$32=\"All Units\")+(AF2:AF107459='All Run Comparison'!$B$32)>0)*\n      (((('All Run Comparison'!$B$33=\"All Units\")*('All Run Comparison'!$B$34=\"All Controls\")))+(AZ2:AZ107459=1))>0),\n1,0))","v":0}]
["Historic",2011,null,null,null,"AK",null,null,null,null,"Hydro",null,0,0,459.64277500000009,1344.7457490000002,0,0,0,0,0,0,null,null,null,null,null,"Non-Fossil","No","Existing","Hydro","Renewable","---","---","---","---","---","---","---","---","---","---","No",1,1,1,1,1,1,1,1,1,null,0,0,0,0,0,0,0,0,0,0,1,1,0]
["Historic",2011,null,null,null,"AK",null,null,null,null,"Wind",null,0,0,5.5087780000000004,12.446,0,0,0,0,0,0,null,null,null,null,null,"Non-Fossil","No","Existing","Wind","Renewable","---","---","---","---","---","---","---","---","---","---","No",1,1,1,1,1,1,1,1,1,null,0,0,0,0,0,0,0,0,0,0,1,1,0]
["Historic",2011,null,null,null,"AL",null,null,null,null,"Biomass",null,8.9952740000000002,20.497627000000001,1185.579113,2762.2654820000002,0,0,0,0,0,0,null,null,null,null,null,"Non-Fossil","No","Existing","Biomass","Renewable","---","---","---","---","---","---","---","---","---","---","No",1,1,1,1,1,1,1,1,1,null,0,0,0,0,0,0,0,0,0,0,1,1,0]
["Historic",2011,null,null,null,"AL",null,null,null,null,"Non-Fossil",null,4.9181000000000002E-2,0.12905900000000001,0.6774969999999999,3.0751230000000001,0,0,0,0,0,0,null,null,null,null,null,"Non-Fossil","No","Existing","Biomass","Renewable","---","---","---","---","---","---","---","---","---","---","No",1,1,1,1,1,1,1,1,1,null,0,0,0,0,0,0,0,0,0,0,1,1,0]
["Historic",2011,null,null,null,"AL",null,null,null,null,"Hydro",null,0,0,2185.7404409999995,8883.598,0,0,0,0,0,0,null,null,null,null,null,"Non-Fossil","No","Existing","Hydro","Renewable","---","---","---","---","---","---","---","---","---","---","No",1,1,1,1,1,1,1,1,1,null,0,0,0,0,0,0,0,0,0,0,1,1,0]
["Historic",2011,null,null,null,"AL",null,null,null,null,"Natural Gas",null,1.0671999999999999E-2,2.111E-2,0.112772,0.23047000000000001,0,0,0,0,0,0,null,null,null,null,null,"Non-Fossil","No","Existing","Non-Fossil Other","Other","---","---","---","---","---","---","---","---","---","---","No",1,1,1,1,1,1,1,1,1,null,0,0,0,0,0,0,0,0,0,0,1,1,0]
["Historic",2011,null,null,null,"AL",null,null,null,null,"Non-Fossil",null,2.8691559999999998,6.690175,189.57241100000002,432.36176899999998,0,0,0,0,0,0,null,null,null,null,null,"Non-Fossil","No","Existing","Non-Fossil Other","Other","---","---","---","---","---","---","---","---","---","---","No",1,1,1,1,1,1,1,1,1,null,0,0,0,0,0,0,0,0,0,0,1,1,0]
["Historic",2011,null,null,null,"AL",null,null,null,null,"Oil",null,5.484E-2,0.113538,0.41597499999999998,1.2411079999999999,0,0,0,0,0,0,null,null,null,null,null,"Non-Fossil","No","Existing","Non-Fossil Other","Other","---","---","---","---","---","---","---","---","---","---","No",1,1,1,1,1,1,1,1,1,null,0,0,0,0,0,0,0,0,0,0,1,1,0]
["Historic",2011,null,null,null,"AL",null,null,null,null,"Tires",null,2.3600000000000001E-3,9.0369999999999999E-3,0.38187099999999996,1.4623869999999999,0,0,0,0,0,0,null,null,null,null,null,"Non-Fossil","No","Existing","Non-Fossil Other","Other","---","---","---","---","---","---","---","---","---","---","No",1,1,1,1,1,1,1,1,1,null,0,0,0,0,0,0,0,0,0,0,1,1,0]
["Historic",2011,null,null,null,"AL",null,null,null,null,"Nuclear",null,166.06404499999999,411.86494499999998,15867.125,39356.122000000003,0,0,0,0,0,0,null,null,null,null,null,"Non-Fossil","No","Existing","Nuclear","Nuclear","---","---","---","---","---","---","---","---","---","---","No",1,1,1,1,1,1,1,1,1,null,0,0,0,0,0,0,0,0,0,0,1,1,0]
["Historic",2011,null,null,null,"AR",null,null,null,null,"Biomass",null,4.0260819999999997,9.5009890000000006,681.74284999999998,1605.5024480000002,0,0,0,0,0,0,null,null,null,null,null,"Non-Fossil","No","Existing","Biomass","Renewable","---","---","---","---","---","---","---","---","---","---","No",1,1,1,1,1,1,1,1,1,null,0,0,0,0,0,0,0,0,0,0,1,1,0]
["Historic",2011,null,null,null,"AR",null,null,null,null,"Hydro",null,0,0,1653.034185,2957.8449999999998,0,0,0,0,0,0,null,null,null,null,null,"Non-Fossil","No","Existing","Hydro","Renewable","---","---","---","---","---","---","---","---","---","---","No",1,1,1,1,1,1,1,1,1,null,0,0,0,0,0,0,0,0,0,0,1,1,0]
["Historic",2011,null,null,null,"AR",null,null,null,null,"LF Gas",null,0.270588,0.69533999999999996,22.193754999999999,57.031999999999996,0,0,0,0,0,0,null,null,null,null,null,"Non-Fossil","No","Existing","Landfill Gas","Other","---","---","---","---","---","---","---","---","---","---","No",1,1,1,1,1,1,1,1,1,null,0,0,0,0,0,0,0,0,0,0,1,1,0]
["Historic",2011,null,null,null,"AR",null,null,null,null,"Tires",null,9.7546999999999995E-2,0.197405,16.014137999999999,32.417694000000004,0,0,0,0,0,0,null,null,null,null,null,"Non-Fossil","No","Existing","Non-Fossil Other","Other","---","---","---","---","---","---","---","---","---","---","No",1,1,1,1,1,1,1,1,1,null,0,0,0,0,0,0,0,0,0,0,1,1,0]
["Historic",2011,null,null,null,"AR",null,null,null,null,"Nuclear",null,68.489559999999997,148.530674,16.014137999999999,14194.445,0,0,0,0,0,0,null,null,null,null,null,"Non-Fossil","No","Existing","Nuclear","Nuclear","---","---","---","---","---","---","---","---","---","---","No",1,1,1,1,1,1,1,1,1,null,0,0,0,0,0,0,0,0,0,0,1,1,0]
["Historic",2011,null,null,null,"AR",null,null,null,null,"Pumps",null,0,0,26.273,34.430999999999997,0,0,0,0,0,0,null,null,null,null,null,"Non-Fossil","No","Existing","Pumped Storage","Other","---","---","---","---","---","---","---","---","---","---","No",1,1,1,1,1,1,1,1,1,null,0,0,0,0,0,0,0,0,0,0,1,1,0]
["Historic",2011,null,null,null,"AZ",null,null,null,null,"Biomass",null,0.90898900000000005,1.993206,74.984085999999991,158.37999100000002,0,0,0,0,0,0,null,null,null,null,null,"Non-Fossil","No","Existing","Biomass","Renewable","---","---","---","---","---","---","---","---","---","---","No",1,1,1,1,1,1,1,1,1,null,0,0,0,0,0,0,0,0,0,0,1,1,0]
["Historic",2011,null,null,null,"AZ",null,null,null,null,"Natural Gas",null,5.4539999999999996E-3,2.9516000000000001E-2,0.44091400000000003,2.2720059999999997,0,0,0,0,0,0,null,null,null,null,null,"Non-Fossil","No","Existing","Biomass","Renewable","---","---","---","---","---","---","---","---","---","---","No",1,1,1,1,1,1,1,1,1,null,0,0,0,0,0,0,0,0,0,0,1,1,0]
["Historic",2011,null,null,null,"AZ",null,null,null,null,"Hydro",null,0,0,4440.0505940000003,9174.0920000000006,0,0,0,0,0,0,null,null,null,null,null,"Non-Fossil","No","Existing","Hydro","Renewable","---","---","---","---","---","---","---","---","---","---","No",1,1,1,1,1,1,1,1,1,null,0,0,0,0,0,0,0,0,0,0,1,1,0]
["Historic",2011,null,null,null,"AZ",null,null,null,null,"LF Gas",null,0.23858599999999999,0.561832,17.862794999999998,42.064,0,0,0,0,0,0,null,null,null,null,null,"Non-Fossil","No","Existing","Landfill Gas","Other","---","---","---","---","---","---","---","---","---","---","No",1,1,1,1,1,1,1,1,1,null,0,0,0,0,0,0,0,0,0,0,1,1,0]
["Historic",2011,null,null,null,"AZ",null,null,null,null,"Nuclear",null,145.67302799999999,327.29155900000001,13921.352000000001,31277.863000000001,0,0,0,0,0,0,null,null,null,null,null,"Non-Fossil","No","Existing","Nuclear","Nuclear","---","---","---","---","---","---","---","---","---","---","No",1,1,1,1,1,1,1,1,1,null,0,0,0,0,0,0,0,0,0,0,1,1,0]
["Historic",2011,null,null,null,"AZ",null,null,null,null,"Pumps",null,0,0,137.375,121.01900000000001,0,0,0,0,0,0,null,null,null,null,null,"Non-Fossil","No","Existing","Pumped Storage","Other","---","---","---","---","---","---","---","---","---","---","No",1,1,1,1,1,1,1,1,1,null,0,0,0,0,0,0,0,0,0,0,1,1,0]
["Historic",2011,null,null,null,"AZ",null,null,null,null,"Solar",null,0,0,16.839796999999997,81.432043999999991,0,0,0,0,0,0,null,null,null,null,null,"Non-Fossil","No","Existing","Solar PV","Renewable","---","---","---","---","---","---","---","---","---","---","No",1,1,1,1,1,1,1,1,1,null,0,0,0,0,0,0,0,0,0,0,1,1,0]
["Historic",2011,null,null,null,"AZ",null,null,null,null,"Solar",null,1.2586E-2,1.7885000000000002E-2,1.2954400000000001,1.840732,0,0,0,0,0,0,null,null,null,null,null,"Non-Fossil","No","Existing","Solar Thermal","Renewable","---","---","---","---","---","---","---","---","---","---","No",1,1,1,1,1,1,1,1,1,null,0,0,0,0,0,0,0,0,0,0,1,1,0]
["Historic",2011,null,null,null,"AZ",null,null,null,null,"Wind",null,0,0,100.744349,255.57900000000001,0,0,0,0,0,0,null,null,null,null,null,"Non-Fossil","No","Existing","Wind","Renewable","---","---","---","---","---","---","---","---","---","---","No",1,1,1,1,1,1,1,1,1,null,0,0,0,0,0,0,0,0,0,0,1,1,0]
["Historic",2011,null,null,null,"CA",null,null,null,null,"Biomass",null,24.184058,56.857385000000001,1644.4463480000002,3836.2989680000001,0,0,0,0,0,0,null,null,null,null,null,"Non-Fossil","No","Existing","Biomass","Renewable","---","---","---","---","---","---","---","---","---","---","No",1,1,1,1,1,1,1,1,1,null,0,0,0,0,0,0,0,0,0,0,1,1,0]
["Historic",2011,null,null,null,"CA",null,null,null,null,"Coal",null,0.143071,1.5314890000000001,12.367000000000001,133.98358999999999,0,0,0,0,0,0,null,null,null,null,null,"Non-Fossil","No","Existing","Biomass","Renewable","---","---","---","---","---","---","---","---","---","---","No",1,1,1,1,1,1,1,1,1,null,0,0,0,0,0,0,0,0,0,0,1,1,0]
["Historic",2011,null,null,null,"CA",null,null,null,null,"Natural Gas",null,9.5915E-2,0.47329900000000003,6.1538620000000002,28.411824000000003,0,0,0,0,0,0,null,null,null,null,null,"Non-Fossil","No","Existing","Biomass","Renewable","---","---","---","---","---","---","---","---","---","---","No",1,1,1,1,1,1,1,1,1,null,0,0,0,0,0,0,0,0,0,0,1,1,0]
["Historic",2011,null,null,null,"CA",null,null,null,null,"Biomass",null,2.1392999999999999E-2,0.23149500000000001,2.8685969999999998,29.437767000000001,0,0,0,0,0,0,null,null,null,null,null,"Non-Fossil","No","Existing","Fuel Cell","Other","---","---","---","---","---","---","---","---","---","---","No",1,1,1,1,1,1,1,1,1,null,0,0,0,0,0,0,0,0,0,0,1,1,0]
["Historic",2011,null,null,null,"CA",null,null,null,null,"Natural Gas",null,8.3660999999999999E-2,0.24016599999999999,9.5143990000000009,27.197232999999997,0,0,0,0,0,0,null,null,null,null,null,"Non-Fossil","No","Existing","Fuel Cell","Other","---","---","---","---","---","---","---","---","---","---","No",1,1,1,1,1,1,1,1,1,null,0,0,0,0,0,0,0,0,0,0,1,1,0]
["Historic",2011,null,null,null,"CA",null,null,null,null,"Geothermal",null,50.458464999999997,121.958961,5193.3366819999992,12552.383,0,0,0,0,0,0,null,null,null,null,null,"Non-Fossil","No","Existing","Geothermal","Renewable","---","---","---","---","---","---","---","---","---","---","No",1,1,1,1,1,1,1,1,1,null,0,0,0,0,0,0,0,0,0,0,1,1,0]
["Historic",2011,null,null,null,"CA",null,null,null,null,"Hydro",null,0,0,22373.855878000006,42557.46688,0,0,0,0,0,0,null,null,null,null,null,"Non-Fossil","No","Existing","Hydro","Renewable","---","---","---","---","---","---","---","---","---","---","No",1,1,1,1,1,1,1,1,1,null,0,0,0,0,0,0,0,0,0,0,1,1,0]
["Historic",2011,null,null,null,"CA",null,null,null,null,"LF Gas",null,9.0314610000000002,20.938891000000002,694.59651200000008,1624.6909769999997,0,0,0,0,0,0,null,null,null,null,null,"Non-Fossil","No","Existing","Landfill Gas","Other","---","---","---","---","---","---","---","---","---","---","No",1,1,1,1,1,1,1,1,1,null,0,0,0,0,0,0,0,0,0,0,1,1,0]
["Historic",2011,null,null,null,"CA",null,null,null,null,"Natural Gas",null,1.3861999999999999E-2,3.322E-2,0.82971000000000006,1.9886299999999999,0,0,0,0,0,0,null,null,null,null,null,"Non-Fossil","No","Existing","Landfill Gas","Other","---","---","---","---","---","---","---","---","---","---","No",1,1,1,1,1,1,1,1,1,null,0,0,0,0,0,0,0,0,0,0,1,1,0]
["Historic",2011,null,null,null,"CA",null,null,null,null,"MSW",null,3.2854909999999999,7.2096,175.29310000000001,390.29182499999996,0,0,0,0,0,0,null,null,null,null,null,"Non-Fossil","No","Existing","Non-Fossil Other","Other","---","---","---","---","---","---","---","---","---","---","No",1,1,1,1,1,1,1,1,1,null,0,0,0,0,0,0,0,0,0,0,1,1,0]
["Historic",2011,null,null,null,"CA",null,null,null,null,"Natural Gas",null,0.20036499999999999,0.58239700000000005,13.928745999999999,38.781846000000002,0,0,0,0,0,0,null,null,null,null,null,"Non-Fossil","No","Existing","Non-Fossil Other","Other","---","---","---","---","---","---","---","---","---","---","No",1,1,1,1,1,1,1,1,1,null,0,0,0,0,0,0,0,0,0,0,1,1,0]
["Historic",2011,null,null,null,"CA",null,null,null,null,"Non-Fossil",null,2.8594659999999998,6.9144940000000004,280.94296999999995,679.77580699999999,0,0,0,0,0,0,null,null,null,null,null,"Non-Fossil","No","Existing","Non-Fossil Other","Other","---","---","---","---","---","---","---","---","---","---","No",1,1,1,1,1,1,1,1,1,null,0,0,0,0,0,0,0,0,0,0,1,1,0]
["Historic",2011,null,null,null,"CA",null,null,null,null,"Tires",null,6.6031000000000006E-2,0.12218900000000001,8.9003970000000017,16.514541000000001,0,0,0,0,0,0,null,null,null,null,null,"Non-Fossil","No","Existing","Non-Fossil Other","Other","---","---","---","---","---","---","---","---","---","---","No",1,1,1,1,1,1,1,1,1,null,0,0,0,0,0,0,0,0,0,0,1,1,0]
["Historic",2011,null,null,null,"CA",null,null,null,null,"Nuclear",null,159.34157400000001,383.78051799999997,15224.087,36663.247000000003,0,0,0,0,0,0,null,null,null,null,null,"Non-Fossil","No","Existing","Nuclear","Nuclear","---","---","---","---","---","---","---","---","---","---","No",1,1,1,1,1,1,1,1,1,null,0,0,0,0,0,0,0,0,0,0,1,1,0]
["Historic",2011,null,null,null,"CA",null,null,null,null,"Pumps",null,0,0,152.49489399999999,-88.793000000000006,0,0,0,0,0,0,null,null,null,null,null,"Non-Fossil","No","Existing","Pumped Storage","Other","---","---","---","---","---","---","---","---","---","---","No",1,1,1,1,1,1,1,1,1,null,0,0,0,0,0,0,0,0,0,0,1,1,0]
["Historic",2011,null,null,null,"CA",null,null,null,null,"Solar",null,0,0,154.88875900000002,242.033546,0,0,0,0,0,0,null,null,null,null,null,"Non-Fossil","No","Existing","Solar PV","Renewable","---","---","---","---","---","---","---","---","---","---","No",1,1,1,1,1,1,1,1,1,null,0,0,0,0,0,0,0,0,0,0,1,1,0]
["Historic",2011,null,null,null,"CA",null,null,null,null,"Natural Gas",null,1.6797759999999999,3.1984669999999999,119.59099999999999,227.33199999999999,0,0,0,0,0,0,null,null,null,null,null,"Non-Fossil","No","Existing","Solar Thermal","Renewable","---","---","---","---","---","---","---","---","---","---","No",1,1,1,1,1,1,1,1,1,null,0,0,0,0,0,0,0,0,0,0,1,1,0]
["Historic",2011,null,null,null,"CA",null,null,null,null,"Solar",null,4.1606889999999996,6.2842770000000003,428.22989000000001,646.79584999999997,0,0,0,0,0,0,null,null,null,null,null,"Non-Fossil","No","Existing","Solar Thermal","Renewable","---","---","---","---","---","---","---","---","---","---","No",1,1,1,1,1,1,1,1,1,null,0,0,0,0,0,0,0,0,0,0,1,1,0]
["Historic",2011,null,null,null,"CA",null,null,null,null,"Wind",null,0,0,4347.2459890000009,7751.8370000000004,0,0,0,0,0,0,null,null,null,null,null,"Non-Fossil","No","Existing","Wind","Renewable","---","---","---","---","---","---","---","---","---","---","No",1,1,1,1,1,1,1,1,1,null,0,0,0,0,0,0,0,0,0,0,1,1,0]
["Historic",2011,null,null,null,"CO",null,null,null,null,"Biomass",null,2.2899999999999999E-3,2.2899999999999999E-3,0.17213000000000001,0.17213000000000001,0,0,0,0,0,0,null,null,null,null,null,"Non-Fossil","No","Existing","Biomass","Renewable","---","---","---","---","---","---","---","---","---","---","No",1,1,1,1,1,1,1,1,1,null,0,0,0,0,0,0,0,0,0,0,1,1,0]
["Historic",2011,null,null,null,"CO",null,null,null,null,"Hydro",null,0,0,972.14277400000003,2082.6214,0,0,0,0,0,0,null,null,null,null,null,"Non-Fossil","No","Existing","Hydro","Renewable","---","---","---","---","---","---","---","---","---","---","No",1,1,1,1,1,1,1,1,1,null,0,0,0,0,0,0,0,0,0,0,1,1,0]
["Historic",2011,null,null,null,"CO",null,null,null,null,"LF Gas",null,0.12328699999999999,0.290321,9.561163999999998,22.515000000000001,0,0,0,0,0,0,null,null,null,null,null,"Non-Fossil","No","Existing","Landfill Gas","Other","---","---","---","---","---","---","---","---","---","---","No",1,1,1,1,1,1,1,1,1,null,0,0,0,0,0,0,0,0,0,0,1,1,0]
["Historic",2011,null,null,null,"CO",null,null,null,null,"Non-Fossil",null,0.24384500000000001,0.61652099999999999,25.097089,63.454000000000001,0,0,0,0,0,0,null,null,null,null,null,"Non-Fossil","No","Existing","Non-Fossil Other","Other","---","---","---","---","---","---","---","---","---","---","No",1,1,1,1,1,1,1,1,1,null,0,0,0,0,0,0,0,0,0,0,1,1,0]
["Historic",2011,null,null,null,"CO",null,null,null,null,"Solar",null,0,0,54.081950999999989,104.63561,0,0,0,0,0,0,null,null,null,null,null,"Non-Fossil","No","Existing","Solar PV","Renewable","---","---","---","---","---","---","---","---","---","---","No",1,1,1,1,1,1,1,1,1,null,0,0,0,0,0,0,0,0,0,0,1,1,0]
["Historic",2011,null,null,null,"CO",null,null,null,null,"Wind",null,0,0,1928.312156,5200.3218299999999,0,0,0,0,0,0,null,null,null,null,null,"Non-Fossil","No","Existing","Wind","Renewable","---","---","---","---","---","---","---","---","---","---","No",1,1,1,1,1,1,1,1,1,null,0,0,0,0,0,0,0,0,0,0,1,1,0]
["Historic",2011,null,null,null,"CT",null,null,null,null,"Biomass",null,1.2189999999999999E-2,2.6443000000000001E-2,0.40000199999999997,0.83568200000000004,0,0,0,0,0,0,null,null,null,null,null,"Non-Fossil","No","Existing","Biomass","Renewable","---","---","---","---","---","---","---","---","---","---","No",1,1,1,1,1,1,1,1,1,null,0,0,0,0,0,0,0,0,0,0,1,1,0]
["Historic",2011,null,null,null,"CT",null,null,null,null,"Hydro",null,0,0,222.154404,567.44200000000001,0,0,0,0,0,0,null,null,null,null,null,"Non-Fossil","No","Existing","Hydro","Renewable","---","---","---","---","---","---","---","---","---","---","No",1,1,1,1,1,1,1,1,1,null,0,0,0,0,0,0,0,0,0,0,1,1,0]
["Historic",2011,null,null,null,"CT",null,null,null,null,"LF Gas",null,0.14239199999999999,0.327293,11.751246999999999,27.010999999999999,0,0,0,0,0,0,null,null,null,null,null,"Non-Fossil","No","Existing","Landfill Gas","Other","---","---","---","---","---","---","---","---","---","---","No",1,1,1,1,1,1,1,1,1,null,0,0,0,0,0,0,0,0,0,0,1,1,0]
["Historic",2011,null,null,null,"CT",null,null,null,null,"MSW",null,10.484525,23.867128999999998,541.11393899999996,1238.9472649999998,0,0,0,0,0,0,null,null,null,null,null,"Non-Fossil","No","Existing","Non-Fossil Other","Other","---","---","---","---","---","---","---","---","---","---","No",1,1,1,1,1,1,1,1,1,null,0,0,0,0,0,0,0,0,0,0,1,1,0]
["Historic",2011,null,null,null,"CT",null,null,null,null,"Oil",null,1.1953E-2,3.0530000000000002E-2,0.60099700000000011,1.4957609999999999,0,0,0,0,0,0,null,null,null,null,null,"Non-Fossil","No","Existing","Non-Fossil Other","Other","---","---","---","---","---","---","---","---","---","---","No",1,1,1,1,1,1,1,1,1,null,0,0,0,0,0,0,0,0,0,0,1,1,0]
["Historic",2011,null,null,null,"CT",null,null,null,null,"Tires",null,0.74301300000000003,1.5868979999999999,47.333522000000002,96.831849000000005,0,0,0,0,0,0,null,null,null,null,null,"Non-Fossil","No","Existing","Non-Fossil Other","Other","---","---","---","---","---","---","---","---","---","---","No",1,1,1,1,1,1,1,1,1,null,0,0,0,0,0,0,0,0,0,0,1,1,0]
["Historic",2011,null,null,null,"CT",null,null,null,null,"Nuclear",null,75.175888,166.66888599999999,7184.24,15927.837,0,0,0,0,0,0,null,null,null,null,null,"Non-Fossil","No","Existing","Nuclear","Nuclear","---","---","---","---","---","---","---","---","---","---","No",1,1,1,1,1,1,1,1,1,null,0,0,0,0,0,0,0,0,0,0,1,1,0]
["Historic",2011,null,null,null,"CT",null,null,null,null,"Pumps",null,0,0,6.4290000000000003,5.6040000000000001,0,0,0,0,0,0,null,null,null,null,null,"Non-Fossil","No","Existing","Pumped Storage","Other","---","---","---","---","---","---","---","---","---","---","No",1,1,1,1,1,1,1,1,1,null,0,0,0,0,0,0,0,0,0,0,1,1,0]
["Historic",2011,null,null,null,"CT",null,null,null,null,"Natural Gas",null,4.0670000000000003E-3,9.2309999999999996E-3,0.41853800000000002,0.95,0,0,0,0,0,0,null,null,null,null,null,"Non-Fossil","No","Existing","Purchased Steam","Other","---","---","---","---","---","---","---","---","---","---","No",1,1,1,1,1,1,1,1,1,null,0,0,0,0,0,0,0,0,0,0,1,1,0]
["Historic",2011,null,null,null,"DE",null,null,null,null,"LF Gas",null,0.31680599999999998,0.69299999999999995,27.989117,61.225000000000001,0,0,0,0,0,0,null,null,null,null,null,"Non-Fossil","No","Existing","Landfill Gas","Other","---","---","---","---","---","---","---","---","---","---","No",1,1,1,1,1,1,1,1,1,null,0,0,0,0,0,0,0,0,0,0,1,1,0]
["Historic",2011,null,null,null,"DE",null,null,null,null,"Solar",null,0,0,4.5346770000000003,8.2797999999999998,0,0,0,0,0,0,null,null,null,null,null,"Non-Fossil","No","Existing","Solar PV","Renewable","---","---","---","---","---","---","---","---","---","---","No",1,1,1,1,1,1,1,1,1,null,0,0,0,0,0,0,0,0,0,0,1,1,0]
["Historic",2011,null,null,null,"DE",null,null,null,null,"Wind",null,0,0,1.1955829999999998,4.8250000000000002,0,0,0,0,0,0,null,null,null,null,null,"Non-Fossil","No","Existing","Wind","Renewable","---","---","---","---","---","---","---","---","---","---","No",1,1,1,1,1,1,1,1,1,null,0,0,0,0,0,0,0,0,0,0,1,1,0]
["Historic",2011,null,null,null,"FL",null,null,null,null,"Biomass",null,8.5737279999999991,20.229050999999998,969.42359500000009,2345.9785440000001,0,0,0,0,0,0,null,null,null,null,null,"Non-Fossil","No","Existing","Biomass","Renewable","---","---","---","---","---","---","---","---","---","---","No",1,1,1,1,1,1,1,1,1,null,0,0,0,0,0,0,0,0,0,0,1,1,0]
["Historic",2011,null,null,null,"FL",null,null,null,null,"Coal",null,0.41048000000000001,0.48665700000000001,38.955923000000006,46.472405999999999,0,0,0,0,0,0,null,null,null,null,null,"Non-Fossil","No","Existing","Biomass","Renewable","---","---","---","---","---","---","---","---","---","---","No",1,1,1,1,1,1,1,1,1,null,0,0,0,0,0,0,0,0,0,0,1,1,0]
["Historic",2011,null,null,null,"FL",null,null,null,null,"Natural Gas",null,8.1089999999999999E-3,6.1066000000000002E-2,0.86082700000000001,5.8281299999999998,0,0,0,0,0,0,null,null,null,null,null,"Non-Fossil","No","Existing","Biomass","Renewable","---","---","---","---","---","---","---","---","---","---","No",1,1,1,1,1,1,1,1,1,null,0,0,0,0,0,0,0,0,0,0,1,1,0]
["Historic",2011,null,null,null,"FL",null,null,null,null,"Oil",null,1.9275E-2,5.8507999999999998E-2,2.9414370000000001,10.311757000000002,0,0,0,0,0,0,null,null,null,null,null,"Non-Fossil","No","Existing","Biomass","Renewable","---","---","---","---","---","---","---","---","---","---","No",1,1,1,1,1,1,1,1,1,null,0,0,0,0,0,0,0,0,0,0,1,1,0]
["Historic",2011,null,null,null,"FL",null,null,null,null,"Hydro",null,0,0,65.258657999999997,182.042,0,0,0,0,0,0,null,null,null,null,null,"Non-Fossil","No","Existing","Hydro","Renewable","---","---","---","---","---","---","---","---","---","---","No",1,1,1,1,1,1,1,1,1,null,0,0,0,0,0,0,0,0,0,0,1,1,0]
["Historic",2011,null,null,null,"FL",null,null,null,null,"LF Gas",null,1.3250649999999999,3.3140649999999998,100.97836699999999,252.14599999999999,0,0,0,0,0,0,null,null,null,null,null,"Non-Fossil","No","Existing","Landfill Gas","Other","---","---","---","---","---","---","---","---","---","---","No",1,1,1,1,1,1,1,1,1,null,0,0,0,0,0,0,0,0,0,0,1,1,0]
["Historic",2011,null,null,null,"FL",null,null,null,null,"Fwaste",null,7.1260000000000004E-3,1.7611999999999999E-2,0.42347399999999991,1.0462480000000001,0,0,0,0,0,0,null,null,null,null,null,"Non-Fossil","No","Existing","Non-Fossil Other","Other","---","---","---","---","---","---","---","---","---","---","No",1,1,1,1,1,1,1,1,1,null,0,0,0,0,0,0,0,0,0,0,1,1,0]
["Historic",2011,null,null,null,"FL",null,null,null,null,"MSW",null,25.021280000000001,58.942475000000002,1246.0081850000001,2984.5850030000001,0,0,0,0,0,0,null,null,null,null,null,"Non-Fossil","No","Existing","Non-Fossil Other","Other","---","---","---","---","---","---","---","---","---","---","No",1,1,1,1,1,1,1,1,1,null,0,0,0,0,0,0,0,0,0,0,1,1,0]
["Historic",2011,null,null,null,"FL",null,null,null,null,"Natural Gas",null,7.0007E-2,0.17860000000000001,7.4817860000000014,19.048705000000002,0,0,0,0,0,0,null,null,null,null,null,"Non-Fossil","No","Existing","Non-Fossil Other","Other","---","---","---","---","---","---","---","---","---","---","No",1,1,1,1,1,1,1,1,1,null,0,0,0,0,0,0,0,0,0,0,1,1,0]
["Historic",2011,null,null,null,"FL",null,null,null,null,"Non-Fossil",null,8.6786159999999999,20.316580999999999,959.46042900000009,2247.6387500000001,0,0,0,0,0,0,null,null,null,null,null,"Non-Fossil","No","Existing","Non-Fossil Other","Other","---","---","---","---","---","---","---","---","---","---","No",1,1,1,1,1,1,1,1,1,null,0,0,0,0,0,0,0,0,0,0,1,1,0]
["Historic",2011,null,null,null,"FL",null,null,null,null,"Oil",null,1.6699999999999999E-4,1.0918000000000001E-2,6.3600000000000002E-3,0.42697399999999996,0,0,0,0,0,0,null,null,null,null,null,"Non-Fossil","No","Existing","Non-Fossil Other","Other","---","---","---","---","---","---","---","---","---","---","No",1,1,1,1,1,1,1,1,1,null,0,0,0,0,0,0,0,0,0,0,1,1,0]
["Historic",2011,null,null,null,"FL",null,null,null,null,"Nuclear",null,112.310574,230.60845900000001,10733.044,22015.367999999999,0,0,0,0,0,0,null,null,null,null,null,"Non-Fossil","No","Existing","Nuclear","Nuclear","---","---","---","---","---","---","---","---","---","---","No",1,1,1,1,1,1,1,1,1,null,0,0,0,0,0,0,0,0,0,0,1,1,0]
["Historic",2011,null,null,null,"FL",null,null,null,null,"Solar",null,0,0,42.019051999999995,96.659000000000006,0,0,0,0,0,0,null,null,null,null,null,"Non-Fossil","No","Existing","Solar PV","Renewable","---","---","---","---","---","---","---","---","---","---","No",1,1,1,1,1,1,1,1,1,null,0,0,0,0,0,0,0,0,0,0,1,1,0]
["Historic",2011,null,null,null,"FL",null,null,null,null,"Solar",null,6.9091E-2,0.28592200000000001,6.8689999999999998,29.067,0,0,0,0,0,0,null,null,null,null,null,"Non-Fossil","No","Existing","Solar Thermal","Renewable","---","---","---","---","---","---","---","---","---","---","No",1,1,1,1,1,1,1,1,1,null,0,0,0,0,0,0,0,0,0,0,1,1,0]
["Historic",2011,null,null,null,"GA",null,null,null,null,"Biomass",null,7.6678040000000003,17.908462,1224.7527759999998,2846.4680539999999,0,0,0,0,0,0,null,null,null,null,null,"Non-Fossil","No","Existing","Biomass","Renewable","---","---","---","---","---","---","---","---","---","---","No",1,1,1,1,1,1,1,1,1,null,0,0,0,0,0,0,0,0,0,0,1,1,0]
["Historic",2011,null,null,null,"GA",null,null,null,null,"Hydro",null,0,0,1118.1148349999996,2705.0575479999998,0,0,0,0,0,0,null,null,null,null,null,"Non-Fossil","No","Existing","Hydro","Renewable","---","---","---","---","---","---","---","---","---","---","No",1,1,1,1,1,1,1,1,1,null,0,0,0,0,0,0,0,0,0,0,1,1,0]
["Historic",2011,null,null,null,"GA",null,null,null,null,"LF Gas",null,0.477794,0.93623500000000004,41.254891999999998,80.838999999999999,0,0,0,0,0,0,null,null,null,null,null,"Non-Fossil","No","Existing","Landfill Gas","Other","---","---","---","---","---","---","---","---","---","---","No",1,1,1,1,1,1,1,1,1,null,0,0,0,0,0,0,0,0,0,0,1,1,0]
["Historic",2011,null,null,null,"GA",null,null,null,null,"Natural Gas",null,1.2813E-2,3.5473999999999999E-2,2.4522170000000001,6.7890009999999998,0,0,0,0,0,0,null,null,null,null,null,"Non-Fossil","No","Existing","Non-Fossil Other","Other","---","---","---","---","---","---","---","---","---","---","No",1,1,1,1,1,1,1,1,1,null,0,0,0,0,0,0,0,0,0,0,1,1,0]
["Historic",2011,null,null,null,"GA",null,null,null,null,"Non-Fossil",null,0.56379199999999996,1.3850899999999999,107.89344100000002,265.06811199999999,0,0,0,0,0,0,null,null,null,null,null,"Non-Fossil","No","Existing","Non-Fossil Other","Other","---","---","---","---","---","---","---","---","---","---","No",1,1,1,1,1,1,1,1,1,null,0,0,0,0,0,0,0,0,0,0,1,1,0]
["Historic",2011,null,null,null,"GA",null,null,null,null,"Oil",null,4.0460000000000001E-3,1.2179000000000001E-2,0.77406399999999997,2.330314,0,0,0,0,0,0,null,null,null,null,null,"Non-Fossil","No","Existing","Non-Fossil Other","Other","---","---","---","---","---","---","---","---","---","---","No",1,1,1,1,1,1,1,1,1,null,0,0,0,0,0,0,0,0,0,0,1,1,0]
["Historic",2011,null,null,null,"GA",null,null,null,null,"Tires",null,7.4823000000000001E-2,0.152006,12.266022999999999,25.010900000000003,0,0,0,0,0,0,null,null,null,null,null,"Non-Fossil","No","Existing","Non-Fossil Other","Other","---","---","---","---","---","---","---","---","---","---","No",1,1,1,1,1,1,1,1,1,null,0,0,0,0,0,0,0,0,0,0,1,1,0]
["Historic",2011,null,null,null,"GA",null,null,null,null,"Nuclear",null,145.251788,338.101947,13881.096,32306.181,0,0,0,0,0,0,null,null,null,null,null,"Non-Fossil","No","Existing","Nuclear","Nuclear","---","---","---","---","---","---","---","---","---","---","No",1,1,1,1,1,1,1,1,1,null,0,0,0,0,0,0,0,0,0,0,1,1,0]
["Historic",2011,null,null,null,"HI",null,null,null,null,"Biomass",null,0.72595399999999999,1.2665150000000001,72.512868999999995,127.00287300000001,0,0,0,0,0,0,null,null,null,null,null,"Non-Fossil","No","Existing","Biomass","Renewable","---","---","---","---","---","---","---","---","---","---","No",1,1,1,1,1,1,1,1,1,null,0,0,0,0,0,0,0,0,0,0,1,1,0]
["Historic",2011,null,null,null,"HI",null,null,null,null,"Geothermal",null,0.88030799999999998,2.1752959999999999,90.603999999999999,223.88800000000001,0,0,0,0,0,0,null,null,null,null,null,"Non-Fossil","No","Existing","Geothermal","Renewable","---","---","---","---","---","---","---","---","---","---","No",1,1,1,1,1,1,1,1,1,null,0,0,0,0,0,0,0,0,0,0,1,1,0]
["Historic",2011,null,null,null,"HI",null,null,null,null,"Hydro",null,0,0,32.030037999999998,93.140729999999991,0,0,0,0,0,0,null,null,null,null,null,"Non-Fossil","No","Existing","Hydro","Renewable","---","---","---","---","---","---","---","---","---","---","No",1,1,1,1,1,1,1,1,1,null,0,0,0,0,0,0,0,0,0,0,1,1,0]
["Historic",2011,null,null,null,"HI",null,null,null,null,"MSW",null,2.2383030000000002,5.3701429999999997,133.17051800000002,316.51396999999997,0,0,0,0,0,0,null,null,null,null,null,"Non-Fossil","No","Existing","Non-Fossil Other","Other","---","---","---","---","---","---","---","---","---","---","No",1,1,1,1,1,1,1,1,1,null,0,0,0,0,0,0,0,0,0,0,1,1,0]
["Historic",2011,null,null,null,"HI",null,null,null,null,"Solar",null,0,0,2.1331069999999999,3.593,0,0,0,0,0,0,null,null,null,null,null,"Non-Fossil","No","Existing","Solar PV","Renewable","---","---","---","---","---","---","---","---","---","---","No",1,1,1,1,1,1,1,1,1,null,0,0,0,0,0,0,0,0,0,0,1,1,0]
["Historic",2011,null,null,null,"HI",null,null,null,null,"Wind",null,0,0,150.84826899999999,340.81200000000001,0,0,0,0,0,0,null,null,null,null,null,"Non-Fossil","No","Existing","Wind","Renewable","---","---","---","---","---","---","---","---","---","---","No",1,1,1,1,1,1,1,1,1,null,0,0,0,0,0,0,0,0,0,0,1,1,0]
["Historic",2011,null,null,null,"IA",null,null,null,null,"Biomass",null,2.0244999999999999E-2,4.5473E-2,3.9481740000000003,8.8682660000000002,0,0,0,0,0,0,null,null,null,null,null,"Non-Fossil","No","Existing","Biomass","Renewable","---","---","---","---","---","---","---","---","---","---","No",1,1,1,1,1,1,1,1,1,null,0,0,0,0,0,0,0,0,0,0,1,1,0]
["Historic",2011,null,null,null,"IA",null,null,null,null,"Hydro",null,0,0,480.94901799999997,925.35199999999998,0,0,0,0,0,0,null,null,null,null,null,"Non-Fossil","No","Existing","Hydro","Renewable","---","---","---","---","---","---","---","---","---","---","No",1,1,1,1,1,1,1,1,1,null,0,0,0,0,0,0,0,0,0,0,1,1,0]
["Historic",2011,null,null,null,"IA",null,null,null,null,"LF Gas",null,0.51069500000000001,1.088959,41.141829999999999,87.727000000000004,0,0,0,0,0,0,null,null,null,null,null,"Non-Fossil","No","Existing","Landfill Gas","Other","---","---","---","---","---","---","---","---","---","---","No",1,1,1,1,1,1,1,1,1,null,0,0,0,0,0,0,0,0,0,0,1,1,0]
["Historic",2011,null,null,null,"IA",null,null,null,null,"Nuclear",null,21.904375000000002,54.572155000000002,2093.308,5215.2290000000003,0,0,0,0,0,0,null,null,null,null,null,"Non-Fossil","No","Existing","Nuclear","Nuclear","---","---","---","---","---","---","---","---","---","---","No",1,1,1,1,1,1,1,1,1,null,0,0,0,0,0,0,0,0,0,0,1,1,0]
["Historic",2011,null,null,null,"IA",null,null,null,null,"Wind",null,0,0,3449.577667,10709.176912999999,0,0,0,0,0,0,null,null,null,null,null,"Non-Fossil","No","Existing","Wind","Renewable","---","---","---","---","---","---","---","---","---","---","No",1,1,1,1,1,1,1,1,1,null,0,0,0,0,0,0,0,0,0,0,1,1,0]
["Historic",2011,null,null,null,"ID",null,null,null,null,"Biomass",null,2.5304609999999998,5.8117150000000004,206.72400699999997,474.38431999999995,0,0,0,0,0,0,null,null,null,null,null,"Non-Fossil","No","Existing","Biomass","Renewable","---","---","---","---","---","---","---","---","---","---","No",1,1,1,1,1,1,1,1,1,null,0,0,0,0,0,0,0,0,0,0,1,1,0]
["Historic",2011,null,null,null,"ID",null,null,null,null,"Geothermal",null,0.24846099999999999,0.616869,25.572323000000001,63.49,0,0,0,0,0,0,null,null,null,null,null,"Non-Fossil","No","Existing","Geothermal","Renewable","---","---","---","---","---","---","---","---","---","---","No",1,1,1,1,1,1,1,1,1,null,0,0,0,0,0,0,0,0,0,0,1,1,0]
["Historic",2011,null,null,null,"ID",null,null,null,null,"Hydro",null,0,0,6797.9323020000002,13404.799000000001,0,0,0,0,0,0,null,null,null,null,null,"Non-Fossil","No","Existing","Hydro","Renewable","---","---","---","---","---","---","---","---","---","---","No",1,1,1,1,1,1,1,1,1,null,0,0,0,0,0,0,0,0,0,0,1,1,0]
["Historic",2011,null,null,null,"ID",null,null,null,null,"LF Gas",null,0.10660799999999999,0.25104599999999999,10.063109000000001,23.696999999999999,0,0,0,0,0,0,null,null,null,null,null,"Non-Fossil","No","Existing","Landfill Gas","Other","---","---","---","---","---","---","---","---","---","---","No",1,1,1,1,1,1,1,1,1,null,0,0,0,0,0,0,0,0,0,0,1,1,0]
["Historic",2011,null,null,null,"ID",null,null,null,null,"Non-Fossil",null,0.298323,0.75426300000000002,30.704322000000001,77.631,0,0,0,0,0,0,null,null,null,null,null,"Non-Fossil","No","Existing","Non-Fossil Other","Other","---","---","---","---","---","---","---","---","---","---","No",1,1,1,1,1,1,1,1,1,null,0,0,0,0,0,0,0,0,0,0,1,1,0]
["Historic",2011,null,null,null,"ID",null,null,null,null,"Wind",null,0,0,489.13396799999998,1306.682,0,0,0,0,0,0,null,null,null,null,null,"Non-Fossil","No","Existing","Wind","Renewable","---","---","---","---","---","---","---","---","---","---","No",1,1,1,1,1,1,1,1,1,null,0,0,0,0,0,0,0,0,0,0,1,1,0]
["Historic",2011,null,null,null,"IL",null,null,null,null,"Biomass",null,3.5170000000000002E-3,4.078E-3,0.44823199999999996,0.51924599999999999,0,0,0,0,0,0,null,null,null,null,null,"Non-Fossil","No","Existing","Biomass","Renewable","---","---","---","---","---","---","---","---","---","---","No",1,1,1,1,1,1,1,1,1,null,0,0,0,0,0,0,0,0,0,0,1,1,0]
["Historic",2011,null,null,null,"IL",null,null,null,null,"Hydro",null,0,0,64.902726999999999,140.46199999999999,0,0,0,0,0,0,null,null,null,null,null,"Non-Fossil","No","Existing","Hydro","Renewable","---","---","---","---","---","---","---","---","---","---","No",1,1,1,1,1,1,1,1,1,null,0,0,0,0,0,0,0,0,0,0,1,1,0]
["Historic",2011,null,null,null,"IL",null,null,null,null,"LF Gas",null,3.6047220000000002,8.2474989999999995,276.44186299999996,637.52964899999995,0,0,0,0,0,0,null,null,null,null,null,"Non-Fossil","No","Existing","Landfill Gas","Other","---","---","---","---","---","---","---","---","---","---","No",1,1,1,1,1,1,1,1,1,null,0,0,0,0,0,0,0,0,0,0,1,1,0]
["Historic",2011,null,null,null,"IL",null,null,null,null,"Non-Fossil",null,0.22367000000000001,0.56011699999999998,14.766627,36.978705999999995,0,0,0,0,0,0,null,null,null,null,null,"Non-Fossil","No","Existing","Non-Fossil Other","Other","---","---","---","---","---","---","---","---","---","---","No",1,1,1,1,1,1,1,1,1,null,0,0,0,0,0,0,0,0,0,0,1,1,0]
["Historic",2011,null,null,null,"IL",null,null,null,null,"Tires",null,0.12758,0.22630700000000001,6.8129439999999999,14.706566,0,0,0,0,0,0,null,null,null,null,null,"Non-Fossil","No","Existing","Non-Fossil Other","Other","---","---","---","---","---","---","---","---","---","---","No",1,1,1,1,1,1,1,1,1,null,0,0,0,0,0,0,0,0,0,0,1,1,0]
["Historic",2011,null,null,null,"IL",null,null,null,null,"Nuclear",null,422.54568599999999,1002.693922,40380.894999999997,95823.195999999996,0,0,0,0,0,0,null,null,null,null,null,"Non-Fossil","No","Existing","Nuclear","Nuclear","---","---","---","---","---","---","---","---","---","---","No",1,1,1,1,1,1,1,1,1,null,0,0,0,0,0,0,0,0,0,0,1,1,0]
["Historic",2011,null,null,null,"IL",null,null,null,null,"Solar",null,0,0,8.3483809999999998,14.061999999999999,0,0,0,0,0,0,null,null,null,null,null,"Non-Fossil","No","Existing","Solar PV","Renewable","---","---","---","---","---","---","---","---","---","---","No",1,1,1,1,1,1,1,1,1,null,0,0,0,0,0,0,0,0,0,0,1,1,0]
["Historic",2011,null,null,null,"IL",null,null,null,null,"Wind",null,0,0,1825.8541219999997,6213.1319999999996,0,0,0,0,0,0,null,null,null,null,null,"Non-Fossil","No","Existing","Wind","Renewable","---","---","---","---","---","---","---","---","---","---","No",1,1,1,1,1,1,1,1,1,null,0,0,0,0,0,0,0,0,0,0,1,1,0]
["Historic",2011,null,null,null,"IN",null,null,null,null,"Hydro",null,0,0,225.21424300000001,408.779,0,0,0,0,0,0,null,null,null,null,null,"Non-Fossil","No","Existing","Hydro","Renewable","---","---","---","---","---","---","---","---","---","---","No",1,1,1,1,1,1,1,1,1,null,0,0,0,0,0,0,0,0,0,0,1,1,0]
["Historic",2011,null,null,null,"IN",null,null,null,null,"LF Gas",null,1.6898029999999999,3.8034629999999998,137.82022899999998,310.21010699999999,0,0,0,0,0,0,null,null,null,null,null,"Non-Fossil","No","Existing","Landfill Gas","Other","---","---","---","---","---","---","---","---","---","---","No",1,1,1,1,1,1,1,1,1,null,0,0,0,0,0,0,0,0,0,0,1,1,0]
["Historic",2011,null,null,null,"IN",null,null,null,null,"MSW",null,8.4568000000000004E-2,0.179927,18.568681999999999,39.507130000000004,0,0,0,0,0,0,null,null,null,null,null,"Non-Fossil","No","Existing","Non-Fossil Other","Other","---","---","---","---","---","---","---","---","---","---","No",1,1,1,1,1,1,1,1,1,null,0,0,0,0,0,0,0,0,0,0,1,1,0]
["Historic",2011,null,null,null,"IN",null,null,null,null,"Non-Fossil",null,1.351272,2.6583450000000002,139.077,273.60500000000002,0,0,0,0,0,0,null,null,null,null,null,"Non-Fossil","No","Existing","Non-Fossil Other","Other","---","---","---","---","---","---","---","---","---","---","No",1,1,1,1,1,1,1,1,1,null,0,0,0,0,0,0,0,0,0,0,1,1,0]
["Historic",2011,null,null,null,"IN",null,null,null,null,"Wind",null,0,0,801.74632900000006,3285.4110000000001,0,0,0,0,0,0,null,null,null,null,null,"Non-Fossil","No","Existing","Wind","Renewable","---","---","---","---","---","---","---","---","---","---","No",1,1,1,1,1,1,1,1,1,null,0,0,0,0,0,0,0,0,0,0,1,1,0]
["Historic",2011,null,null,null,"KS",null,null,null,null,"Hydro",null,0,0,7.6636709999999999,14.744999999999999,0,0,0,0,0,0,null,null,null,null,null,"Non-Fossil","No","Existing","Hydro","Renewable","---","---","---","---","---","---","---","---","---","---","No",1,1,1,1,1,1,1,1,1,null,0,0,0,0,0,0,0,0,0,0,1,1,0]
["Historic",2011,null,null,null,"KS",null,null,null,null,"LF Gas",null,0.29348299999999999,0.69198499999999996,24.918122000000004,58.753,0,0,0,0,0,0,null,null,null,null,null,"Non-Fossil","No","Existing","Landfill Gas","Other","---","---","---","---","---","---","---","---","---","---","No",1,1,1,1,1,1,1,1,1,null,0,0,0,0,0,0,0,0,0,0,1,1,0]
["Historic",2011,null,null,null,"KS",null,null,null,null,"Nuclear",null,26.326983999999999,76.917148999999995,2490.3290000000002,7318.8879999999999,0,0,0,0,0,0,null,null,null,null,null,"Non-Fossil","No","Existing","Nuclear","Nuclear","---","---","---","---","---","---","---","---","---","---","No",1,1,1,1,1,1,1,1,1,null,0,0,0,0,0,0,0,0,0,0,1,1,0]
["Historic",2011,null,null,null,"KS",null,null,null,null,"Wind",null,0,0,1371.298665,3719.9789999999998,0,0,0,0,0,0,null,null,null,null,null,"Non-Fossil","No","Existing","Wind","Renewable","---","---","---","---","---","---","---","---","---","---","No",1,1,1,1,1,1,1,1,1,null,0,0,0,0,0,0,0,0,0,0,1,1,0]
["Historic",2011,null,null,null,"KY",null,null,null,null,"Biomass",null,0.55616200000000005,1.630234,116.55522099999999,341.64851300000004,0,0,0,0,0,0,null,null,null,null,null,"Non-Fossil","No","Existing","Biomass","Renewable","---","---","---","---","---","---","---","---","---","---","No",1,1,1,1,1,1,1,1,1,null,0,0,0,0,0,0,0,0,0,0,1,1,0]
["Historic",2011,null,null,null,"KY",null,null,null,null,"Hydro",null,0,0,1179.054893,2969.3119999999999,0,0,0,0,0,0,null,null,null,null,null,"Non-Fossil","No","Existing","Hydro","Renewable","---","---","---","---","---","---","---","---","---","---","No",1,1,1,1,1,1,1,1,1,null,0,0,0,0,0,0,0,0,0,0,1,1,0]
["Historic",2011,null,null,null,"KY",null,null,null,null,"LF Gas",null,0.25096000000000002,0.62516000000000005,37.967951999999997,94.581999999999994,0,0,0,0,0,0,null,null,null,null,null,"Non-Fossil","No","Existing","Landfill Gas","Other","---","---","---","---","---","---","---","---","---","---","No",1,1,1,1,1,1,1,1,1,null,0,0,0,0,0,0,0,0,0,0,1,1,0]
["Historic",2011,null,null,null,"LA",null,null,null,null,"Biomass",null,7.2143959999999998,17.330891999999999,1015.4642429999999,2442.5308570000002,0,0,0,0,0,0,null,null,null,null,null,"Non-Fossil","No","Existing","Biomass","Renewable","---","---","---","---","---","---","---","---","---","---","No",1,1,1,1,1,1,1,1,1,null,0,0,0,0,0,0,0,0,0,0,1,1,0]
["Historic",2011,null,null,null,"LA",null,null,null,null,"Natural Gas",null,1.9859999999999999E-3,4.5040000000000002E-3,0.11945200000000002,0.26677100000000004,0,0,0,0,0,0,null,null,null,null,null,"Non-Fossil","No","Existing","Biomass","Renewable","---","---","---","---","---","---","---","---","---","---","No",1,1,1,1,1,1,1,1,1,null,0,0,0,0,0,0,0,0,0,0,1,1,0]
["Historic",2011,null,null,null,"LA",null,null,null,null,"Hydro",null,0,0,519.59900000000005,1044.019,0,0,0,0,0,0,null,null,null,null,null,"Non-Fossil","No","Existing","Hydro","Renewable","---","---","---","---","---","---","---","---","---","---","No",1,1,1,1,1,1,1,1,1,null,0,0,0,0,0,0,0,0,0,0,1,1,0]
["Historic",2011,null,null,null,"LA",null,null,null,null,"Non-Fossil",null,2.3608280000000001,5.6489580000000004,60.804769,144.40763999999999,0,0,0,0,0,0,null,null,null,null,null,"Non-Fossil","No","Existing","Non-Fossil Other","Other","---","---","---","---","---","---","---","---","---","---","No",1,1,1,1,1,1,1,1,1,null,0,0,0,0,0,0,0,0,0,0,1,1,0]
["Historic",2011,null,null,null,"LA",null,null,null,null,"Pet. Coke",null,0.43580799999999997,1.1524650000000001,22.710683,60.056953,0,0,0,0,0,0,null,null,null,null,null,"Non-Fossil","No","Existing","Coal Steam","Other","---","---","---","---","---","---","---","---","---","---","No",1,1,1,1,1,1,1,1,1,null,0,0,0,0,0,0,0,0,0,0,1,1,0]
["Historic",2011,null,null,null,"LA",null,null,null,null,"Tires",null,0.106708,0.26394200000000001,21.580608000000002,53.744836999999997,0,0,0,0,0,0,null,null,null,null,null,"Non-Fossil","No","Existing","Non-Fossil Other","Other","---","---","---","---","---","---","---","---","---","---","No",1,1,1,1,1,1,1,1,1,null,0,0,0,0,0,0,0,0,0,0,1,1,0]
["Historic",2011,null,null,null,"LA",null,null,null,null,"Nuclear",null,77.634591999999998,173.85910000000001,7419.2079999999996,16614.974999999999,0,0,0,0,0,0,null,null,null,null,null,"Non-Fossil","No","Existing","Nuclear","Nuclear","---","---","---","---","---","---","---","---","---","---","No",1,1,1,1,1,1,1,1,1,null,0,0,0,0,0,0,0,0,0,0,1,1,0]
["Historic",2011,null,null,null,"LA",null,null,null,null,"Natural Gas",null,0.91640299999999997,2.1765210000000002,94.318894999999998,224.01400000000001,0,0,0,0,0,0,null,null,null,null,null,"Non-Fossil","No","Existing","Purchased Steam","Other","---","---","---","---","---","---","---","---","---","---","No",1,1,1,1,1,1,1,1,1,null,0,0,0,0,0,0,0,0,0,0,1,1,0]
["Historic",2011,null,null,null,"MA",null,null,null,null,"Biomass",null,2.1165959999999999,4.7535080000000001,303.50008600000001,679.05081799999994,0,0,0,0,0,0,null,null,null,null,null,"Non-Fossil","No","Existing","Biomass","Renewable","---","---","---","---","---","---","---","---","---","---","No",1,1,1,1,1,1,1,1,1,null,0,0,0,0,0,0,0,0,0,0,1,1,0]
["Historic",2011,null,null,null,"MA",null,null,null,null,"Hydro",null,0,0,404.13563600000003,1148.76196,0,0,0,0,0,0,null,null,null,null,null,"Non-Fossil","No","Existing","Hydro","Renewable","---","---","---","---","---","---","---","---","---","---","No",1,1,1,1,1,1,1,1,1,null,0,0,0,0,0,0,0,0,0,0,1,1,0]
["Historic",2011,null,null,null,"MA",null,null,null,null,"LF Gas",null,0.72897199999999995,1.7189810000000001,57.705631000000004,136.07499999999999,0,0,0,0,0,0,null,null,null,null,null,"Non-Fossil","No","Existing","Landfill Gas","Other","---","---","---","---","---","---","---","---","---","---","No",1,1,1,1,1,1,1,1,1,null,0,0,0,0,0,0,0,0,0,0,1,1,0]
["Historic",2011,null,null,null,"MA",null,null,null,null,"MSW",null,13.414937,31.892496000000001,738.75327099999993,1754.12699,0,0,0,0,0,0,null,null,null,null,null,"Non-Fossil","No","Existing","Non-Fossil Other","Other","---","---","---","---","---","---","---","---","---","---","No",1,1,1,1,1,1,1,1,1,null,0,0,0,0,0,0,0,0,0,0,1,1,0]
["Historic",2011,null,null,null,"MA",null,null,null,null,"Oil",null,3.4243000000000003E-2,7.9361000000000001E-2,1.860984,4.1490119999999999,0,0,0,0,0,0,null,null,null,null,null,"Non-Fossil","No","Existing","Non-Fossil Other","Other","---","---","---","---","---","---","---","---","---","---","No",1,1,1,1,1,1,1,1,1,null,0,0,0,0,0,0,0,0,0,0,1,1,0]
["Historic",2011,null,null,null,"MA",null,null,null,null,"Tires",null,4.9384999999999998E-2,0.11226,8.9970730000000003,20.42257,0,0,0,0,0,0,null,null,null,null,null,"Non-Fossil","No","Existing","Non-Fossil Other","Other","---","---","---","---","---","---","---","---","---","---","No",1,1,1,1,1,1,1,1,1,null,0,0,0,0,0,0,0,0,0,0,1,1,0]
["Historic",2011,null,null,null,"MA",null,null,null,null,"Nuclear",null,22.667054,53.211742000000001,2166.194,5085.22,0,0,0,0,0,0,null,null,null,null,null,"Non-Fossil","No","Existing","Nuclear","Nuclear","---","---","---","---","---","---","---","---","---","---","No",1,1,1,1,1,1,1,1,1,null,0,0,0,0,0,0,0,0,0,0,1,1,0]
["Historic",2011,null,null,null,"MA",null,null,null,null,"Solar",null,0,0,2.6611700000000003,4.7644700000000002,0,0,0,0,0,0,null,null,null,null,null,"Non-Fossil","No","Existing","Solar PV","Renewable","---","---","---","---","---","---","---","---","---","---","No",1,1,1,1,1,1,1,1,1,null,0,0,0,0,0,0,0,0,0,0,1,1,0]
["Historic",2011,null,null,null,"MA",null,null,null,null,"Wind",null,0,0,22.901169999999997,61.384787000000003,0,0,0,0,0,0,null,null,null,null,null,"Non-Fossil","No","Existing","Wind","Renewable","---","---","---","---","---","---","---","---","---","---","No",1,1,1,1,1,1,1,1,1,null,0,0,0,0,0,0,0,0,0,0,1,1,0]
["Historic",2011,null,null,null,"MD",null,null,null,null,"Biomass",null,0.46241500000000002,1.057957,72.455243999999993,166.535303,0,0,0,0,0,0,null,null,null,null,null,"Non-Fossil","No","Existing","Biomass","Renewable","---","---","---","---","---","---","---","---","---","---","No",1,1,1,1,1,1,1,1,1,null,0,0,0,0,0,0,0,0,0,0,1,1,0]
["Historic",2011,null,null,null,"MD",null,null,null,null,"Hydro",null,0,0,840.36231099999998,2547.123,0,0,0,0,0,0,null,null,null,null,null,"Non-Fossil","No","Existing","Hydro","Renewable","---","---","---","---","---","---","---","---","---","---","No",1,1,1,1,1,1,1,1,1,null,0,0,0,0,0,0,0,0,0,0,1,1,0]
["Historic",2011,null,null,null,"MD",null,null,null,null,"Fwaste",null,7.2999999999999999E-5,1.2300000000000001E-4,3.088E-3,5.1369999999999992E-3,0,0,0,0,0,0,null,null,null,null,null,"Non-Fossil","No","Existing","Landfill Gas","Other","---","---","---","---","---","---","---","---","---","---","No",1,1,1,1,1,1,1,1,1,null,0,0,0,0,0,0,0,0,0,0,1,1,0]
["Historic",2011,null,null,null,"MD",null,null,null,null,"LF Gas",null,0.44319900000000001,1.0127159999999999,30.161277999999999,68.919081999999989,0,0,0,0,0,0,null,null,null,null,null,"Non-Fossil","No","Existing","Landfill Gas","Other","---","---","---","---","---","---","---","---","---","---","No",1,1,1,1,1,1,1,1,1,null,0,0,0,0,0,0,0,0,0,0,1,1,0]
["Historic",2011,null,null,null,"MD",null,null,null,null,"Oil",null,8.0500000000000005E-4,1.3359999999999999E-3,7.3183000000000012E-2,0.121781,0,0,0,0,0,0,null,null,null,null,null,"Non-Fossil","No","Existing","Landfill Gas","Other","---","---","---","---","---","---","---","---","---","---","No",1,1,1,1,1,1,1,1,1,null,0,0,0,0,0,0,0,0,0,0,1,1,0]
["Historic",2011,null,null,null,"MD",null,null,null,null,"MSW",null,5.1842420000000002,11.992673,268.80884800000001,609.31568000000004,0,0,0,0,0,0,null,null,null,null,null,"Non-Fossil","No","Existing","Non-Fossil Other","Other","---","---","---","---","---","---","---","---","---","---","No",1,1,1,1,1,1,1,1,1,null,0,0,0,0,0,0,0,0,0,0,1,1,0]
["Historic",2011,null,null,null,"MD",null,null,null,null,"Natural Gas",null,1.1526E-2,2.6915000000000001E-2,0.63231099999999996,1.443967,0,0,0,0,0,0,null,null,null,null,null,"Non-Fossil","No","Existing","Non-Fossil Other","Other","---","---","---","---","---","---","---","---","---","---","No",1,1,1,1,1,1,1,1,1,null,0,0,0,0,0,0,0,0,0,0,1,1,0]
["Historic",2011,null,null,null,"MD",null,null,null,null,"Nuclear",null,64.022487999999996,150.65478100000001,6118.357,14397.437,0,0,0,0,0,0,null,null,null,null,null,"Non-Fossil","No","Existing","Nuclear","Nuclear","---","---","---","---","---","---","---","---","---","---","No",1,1,1,1,1,1,1,1,1,null,0,0,0,0,0,0,0,0,0,0,1,1,0]
["Historic",2011,null,null,null,"MD",null,null,null,null,"Solar",null,0,0,1.0340419999999999,2.706,0,0,0,0,0,0,null,null,null,null,null,"Non-Fossil","No","Existing","Solar PV","Renewable","---","---","---","---","---","---","---","---","---","---","No",1,1,1,1,1,1,1,1,1,null,0,0,0,0,0,0,0,0,0,0,1,1,0]
["Historic",2011,null,null,null,"MD",null,null,null,null,"Wind",null,0,0,66.341397999999998,270.71300000000002,0,0,0,0,0,0,null,null,null,null,null,"Non-Fossil","No","Existing","Wind","Renewable","---","---","---","---","---","---","---","---","---","---","No",1,1,1,1,1,1,1,1,1,null,0,0,0,0,0,0,0,0,0,0,1,1,0]
["Historic",2011,null,null,null,"ME",null,null,null,null,"Biomass",null,10.259323999999999,24.365271,1309.6714979999995,3000.0258799999997,0,0,0,0,0,0,null,null,null,null,null,"Non-Fossil","No","Existing","Biomass","Renewable","---","---","---","---","---","---","---","---","---","---","No",1,1,1,1,1,1,1,1,1,null,0,0,0,0,0,0,0,0,0,0,1,1,0]
["Historic",2011,null,null,null,"ME",null,null,null,null,"Oil",null,2.1999999999999999E-5,5.1199999999999998E-4,1.786E-3,4.1100999999999999E-2,0,0,0,0,0,0,null,null,null,null,null,"Non-Fossil","No","Existing","Biomass","Renewable","---","---","---","---","---","---","---","---","---","---","No",1,1,1,1,1,1,1,1,1,null,0,0,0,0,0,0,0,0,0,0,1,1,0]
["Historic",2011,null,null,null,"ME",null,null,null,null,"Hydro",null,0,0,1540.4794739999998,3978.9778799999999,0,0,0,0,0,0,null,null,null,null,null,"Non-Fossil","No","Existing","Hydro","Renewable","---","---","---","---","---","---","---","---","---","---","No",1,1,1,1,1,1,1,1,1,null,0,0,0,0,0,0,0,0,0,0,1,1,0]
["Historic",2011,null,null,null,"ME",null,null,null,null,"LF Gas",null,0.125587,0.27746900000000002,11.213148,24.774000000000001,0,0,0,0,0,0,null,null,null,null,null,"Non-Fossil","No","Existing","Landfill Gas","Other","---","---","---","---","---","---","---","---","---","---","No",1,1,1,1,1,1,1,1,1,null,0,0,0,0,0,0,0,0,0,0,1,1,0]
["Historic",2011,null,null,null,"ME",null,null,null,null,"MSW",null,3.2818170000000002,7.7487019999999998,163.65827100000001,379.09783700000003,0,0,0,0,0,0,null,null,null,null,null,"Non-Fossil","No","Existing","Non-Fossil Other","Other","---","---","---","---","---","---","---","---","---","---","No",1,1,1,1,1,1,1,1,1,null,0,0,0,0,0,0,0,0,0,0,1,1,0]
["Historic",2011,null,null,null,"ME",null,null,null,null,"Natural Gas",null,5.5789999999999998E-3,1.201E-2,0.120988,0.26045100000000004,0,0,0,0,0,0,null,null,null,null,null,"Non-Fossil","No","Existing","Non-Fossil Other","Other","---","---","---","---","---","---","---","---","---","---","No",1,1,1,1,1,1,1,1,1,null,0,0,0,0,0,0,0,0,0,0,1,1,0]
["Historic",2011,null,null,null,"ME",null,null,null,null,"Oil",null,2.1436E-2,5.2824999999999997E-2,1.146962,2.8234059999999999,0,0,0,0,0,0,null,null,null,null,null,"Non-Fossil","No","Existing","Non-Fossil Other","Other","---","---","---","---","---","---","---","---","---","---","No",1,1,1,1,1,1,1,1,1,null,0,0,0,0,0,0,0,0,0,0,1,1,0]
["Historic",2011,null,null,null,"ME",null,null,null,null,"Tires",null,0.38137199999999999,0.89917000000000002,80.999747999999997,184.87339900000001,0,0,0,0,0,0,null,null,null,null,null,"Non-Fossil","No","Existing","Non-Fossil Other","Other","---","---","---","---","---","---","---","---","---","---","No",1,1,1,1,1,1,1,1,1,null,0,0,0,0,0,0,0,0,0,0,1,1,0]
["Historic",2011,null,null,null,"ME",null,null,null,null,"Wind",null,0,0,195.63044299999999,706.63951599999996,0,0,0,0,0,0,null,null,null,null,null,"Non-Fossil","No","Existing","Wind","Renewable","---","---","---","---","---","---","---","---","---","---","No",1,1,1,1,1,1,1,1,1,null,0,0,0,0,0,0,0,0,0,0,1,1,0]
["Historic",2011,null,null,null,"MI",null,null,null,null,"Biomass",null,9.8250960000000003,23.436888,740.57987800000001,1767.3382440000003,0,0,0,0,0,0,null,null,null,null,null,"Non-Fossil","No","Existing","Biomass","Renewable","---","---","---","---","---","---","---","---","---","---","No",1,1,1,1,1,1,1,1,1,null,0,0,0,0,0,0,0,0,0,0,1,1,0]
["Historic",2011,null,null,null,"MI",null,null,null,null,"Natural Gas",null,1.3905000000000001E-2,2.2048999999999999E-2,1.0699719999999999,1.6911449999999999,0,0,0,0,0,0,null,null,null,null,null,"Non-Fossil","No","Existing","Biomass","Renewable","---","---","---","---","---","---","---","---","---","---","No",1,1,1,1,1,1,1,1,1,null,0,0,0,0,0,0,0,0,0,0,1,1,0]
["Historic",2011,null,null,null,"MI",null,null,null,null,"Hydro",null,0,0,434.34679900000003,1357.308,0,0,0,0,0,0,null,null,null,null,null,"Non-Fossil","No","Existing","Hydro","Renewable","---","---","---","---","---","---","---","---","---","---","No",1,1,1,1,1,1,1,1,1,null,0,0,0,0,0,0,0,0,0,0,1,1,0]
["Historic",2011,null,null,null,"MI",null,null,null,null,"LF Gas",null,3.6922549999999998,8.4750119999999995,291.05018800000005,667.09455000000003,0,0,0,0,0,0,null,null,null,null,null,"Non-Fossil","No","Existing","Landfill Gas","Other","---","---","---","---","---","---","---","---","---","---","No",1,1,1,1,1,1,1,1,1,null,0,0,0,0,0,0,0,0,0,0,1,1,0]
["Historic",2011,null,null,null,"MI",null,null,null,null,"MSW",null,1.6919630000000001,3.626957,153.123085,298.80584400000004,0,0,0,0,0,0,null,null,null,null,null,"Non-Fossil","No","Existing","Non-Fossil Other","Other","---","---","---","---","---","---","---","---","---","---","No",1,1,1,1,1,1,1,1,1,null,0,0,0,0,0,0,0,0,0,0,1,1,0]
["Historic",2011,null,null,null,"MI",null,null,null,null,"Non-Fossil",null,8.5280000000000009E-3,1.5865000000000001E-2,1.7017600000000002,3.1392710000000004,0,0,0,0,0,0,null,null,null,null,null,"Non-Fossil","No","Existing","Non-Fossil Other","Other","---","---","---","---","---","---","---","---","---","---","No",1,1,1,1,1,1,1,1,1,null,0,0,0,0,0,0,0,0,0,0,1,1,0]
["Historic",2011,null,null,null,"MI",null,null,null,null,"Oil",null,8.8699999999999994E-3,1.8421E-2,1.1184259999999999,2.1443159999999999,0,0,0,0,0,0,null,null,null,null,null,"Non-Fossil","No","Existing","Non-Fossil Other","Other","---","---","---","---","---","---","---","---","---","---","No",1,1,1,1,1,1,1,1,1,null,0,0,0,0,0,0,0,0,0,0,1,1,0]
["Historic",2011,null,null,null,"MI",null,null,null,null,"Tires",null,0.46629500000000002,1.0734589999999999,23.548199,56.383357000000004,0,0,0,0,0,0,null,null,null,null,null,"Non-Fossil","No","Existing","Non-Fossil Other","Other","---","---","---","---","---","---","---","---","---","---","No",1,1,1,1,1,1,1,1,1,null,0,0,0,0,0,0,0,0,0,0,1,1,0]
["Historic",2011,null,null,null,"MI",null,null,null,null,"Nuclear",null,147.452504,344.15538099999998,14091.409,32889.466999999997,0,0,0,0,0,0,null,null,null,null,null,"Non-Fossil","No","Existing","Nuclear","Nuclear","---","---","---","---","---","---","---","---","---","---","No",1,1,1,1,1,1,1,1,1,null,0,0,0,0,0,0,0,0,0,0,1,1,0]
["Historic",2011,null,null,null,"MI",null,null,null,null,"Wind",null,0,0,116.127927,456.47399999999999,0,0,0,0,0,0,null,null,null,null,null,"Non-Fossil","No","Existing","Wind","Renewable","---","---","---","---","---","---","---","---","---","---","No",1,1,1,1,1,1,1,1,1,null,0,0,0,0,0,0,0,0,0,0,1,1,0]
["Historic",2011,null,null,null,"MN",null,null,null,null,"Biomass",null,6.042414,14.877373,498.42805800000002,1224.7982310000004,0,0,0,0,0,0,null,null,null,null,null,"Non-Fossil","No","Existing","Biomass","Renewable","---","---","---","---","---","---","---","---","---","---","No",1,1,1,1,1,1,1,1,1,null,0,0,0,0,0,0,0,0,0,0,1,1,0]
["Historic",2011,null,null,null,"MN",null,null,null,null,"Coal",null,0.48524099999999998,1.4573910000000001,17.202431000000001,48.164839999999998,0,0,0,0,0,0,null,null,null,null,null,"Non-Fossil","No","Existing","Biomass","Renewable","---","---","---","---","---","---","---","---","---","---","No",1,1,1,1,1,1,1,1,1,null,0,0,0,0,0,0,0,0,0,0,1,1,0]
["Historic",2011,null,null,null,"MN",null,null,null,null,"Natural Gas",null,0.20847199999999999,0.61772300000000002,11.76863,36.161710999999997,0,0,0,0,0,0,null,null,null,null,null,"Non-Fossil","No","Existing","Biomass","Renewable","---","---","---","---","---","---","---","---","---","---","No",1,1,1,1,1,1,1,1,1,null,0,0,0,0,0,0,0,0,0,0,1,1,0]
["Historic",2011,null,null,null,"MN",null,null,null,null,"Coal",null,0,0,17.067824999999999,51.128527999999996,0,0,0,0,0,0,null,null,null,null,null,"Non-Fossil","No","Existing","Hydro","Renewable","---","---","---","---","---","---","---","---","---","---","No",1,1,1,1,1,1,1,1,1,null,0,0,0,0,0,0,0,0,0,0,1,1,0]
["Historic",2011,null,null,null,"MN",null,null,null,null,"Hydro",null,0,0,386.412488,776.81146200000001,0,0,0,0,0,0,null,null,null,null,null,"Non-Fossil","No","Existing","Hydro","Renewable","---","---","---","---","---","---","---","---","---","---","No",1,1,1,1,1,1,1,1,1,null,0,0,0,0,0,0,0,0,0,0,1,1,0]
["Historic",2011,null,null,null,"MN",null,null,null,null,"LF Gas",null,0.51465899999999998,1.2221230000000001,36.203625000000002,85.97,0,0,0,0,0,0,null,null,null,null,null,"Non-Fossil","No","Existing","Landfill Gas","Other","---","---","---","---","---","---","---","---","---","---","No",1,1,1,1,1,1,1,1,1,null,0,0,0,0,0,0,0,0,0,0,1,1,0]
["Historic",2011,null,null,null,"MN",null,null,null,null,"MSW",null,4.5827809999999998,10.101971000000001,234.29472099999998,519.64257999999995,0,0,0,0,0,0,null,null,null,null,null,"Non-Fossil","No","Existing","Non-Fossil Other","Other","---","---","---","---","---","---","---","---","---","---","No",1,1,1,1,1,1,1,1,1,null,0,0,0,0,0,0,0,0,0,0,1,1,0]
["Historic",2011,null,null,null,"MN",null,null,null,null,"Natural Gas",null,2.3300000000000001E-2,5.7505000000000001E-2,1.1246120000000002,2.8224269999999998,0,0,0,0,0,0,null,null,null,null,null,"Non-Fossil","No","Existing","Non-Fossil Other","Other","---","---","---","---","---","---","---","---","---","---","No",1,1,1,1,1,1,1,1,1,null,0,0,0,0,0,0,0,0,0,0,1,1,0]
["Historic",2011,null,null,null,"MN",null,null,null,null,"Non-Fossil",null,0.191076,0.46401599999999998,19.666131,47.758000000000003,0,0,0,0,0,0,null,null,null,null,null,"Non-Fossil","No","Existing","Non-Fossil Other","Other","---","---","---","---","---","---","---","---","---","---","No",1,1,1,1,1,1,1,1,1,null,0,0,0,0,0,0,0,0,0,0,1,1,0]
["Historic",2011,null,null,null,"MN",null,null,null,null,"Tires",null,1.1311999999999999E-2,5.6812000000000001E-2,0.53570799999999996,2.382117,0,0,0,0,0,0,null,null,null,null,null,"Non-Fossil","No","Existing","Non-Fossil Other","Other","---","---","---","---","---","---","---","---","---","---","No",1,1,1,1,1,1,1,1,1,null,0,0,0,0,0,0,0,0,0,0,1,1,0]
["Historic",2011,null,null,null,"MN",null,null,null,null,"Nuclear",null,51.060177000000003,125.19676699999999,4875.8149999999996,11958.525,0,0,0,0,0,0,null,null,null,null,null,"Non-Fossil","No","Existing","Nuclear","Nuclear","---","---","---","---","---","---","---","---","---","---","No",1,1,1,1,1,1,1,1,1,null,0,0,0,0,0,0,0,0,0,0,1,1,0]
["Historic",2011,null,null,null,"MN",null,null,null,null,"Wind",null,0,0,2111.9292160000009,6725.6954299999998,0,0,0,0,0,0,null,null,null,null,null,"Non-Fossil","No","Existing","Wind","Renewable","---","---","---","---","---","---","---","---","---","---","No",1,1,1,1,1,1,1,1,1,null,0,0,0,0,0,0,0,0,0,0,1,1,0]
["Historic",2011,null,null,null,"MN",null,null,null,null,"Natural Gas",null,0.224163,0.50451199999999996,23.071570000000001,51.925967000000007,0,0,0,0,0,0,null,null,null,null,null,"Non-Fossil","No","Existing","Purchased Steam","Other","---","---","---","---","---","---","---","---","---","---","No",1,1,1,1,1,1,1,1,1,null,0,0,0,0,0,0,0,0,0,0,1,1,0]
["Historic",2011,null,null,null,"MO",null,null,null,null,"Biomass",null,2.2438E-2,5.0158000000000001E-2,1.7756000000000001,3.9691659999999995,0,0,0,0,0,0,null,null,null,null,null,"Non-Fossil","No","Existing","Biomass","Renewable","---","---","---","---","---","---","---","---","---","---","No",1,1,1,1,1,1,1,1,1,null,0,0,0,0,0,0,0,0,0,0,1,1,0]
["Historic",2011,null,null,null,"MO",null,null,null,null,"Hydro",null,0,0,611.6458419999999,1185.144,0,0,0,0,0,0,null,null,null,null,null,"Non-Fossil","No","Existing","Hydro","Renewable","---","---","---","---","---","---","---","---","---","---","No",1,1,1,1,1,1,1,1,1,null,0,0,0,0,0,0,0,0,0,0,1,1,0]
["Historic",2011,null,null,null,"MO",null,null,null,null,"LF Gas",null,0.27135100000000001,0.59953400000000001,26.352325,58.223720999999998,0,0,0,0,0,0,null,null,null,null,null,"Non-Fossil","No","Existing","Landfill Gas","Other","---","---","---","---","---","---","---","---","---","---","No",1,1,1,1,1,1,1,1,1,null,0,0,0,0,0,0,0,0,0,0,1,1,0]
["Historic",2011,null,null,null,"MO",null,null,null,null,"Tires",null,6.8517999999999996E-2,0.117672,4.0927340000000001,6.7281550000000001,0,0,0,0,0,0,null,null,null,null,null,"Non-Fossil","No","Existing","Non-Fossil Other","Other","---","---","---","---","---","---","---","---","---","---","No",1,1,1,1,1,1,1,1,1,null,0,0,0,0,0,0,0,0,0,0,1,1,0]
["Historic",2011,null,null,null,"MO",null,null,null,null,"Nuclear",null,46.085223999999997,98.061522999999994,4404.1689999999999,9371.3230000000003,0,0,0,0,0,0,null,null,null,null,null,"Non-Fossil","No","Existing","Nuclear","Nuclear","---","---","---","---","---","---","---","---","---","---","No",1,1,1,1,1,1,1,1,1,null,0,0,0,0,0,0,0,0,0,0,1,1,0]
["Historic",2011,null,null,null,"MO",null,null,null,null,"Pumps",null,0,0,59.56,114.254,0,0,0,0,0,0,null,null,null,null,null,"Non-Fossil","No","Existing","Pumped Storage","Other","---","---","---","---","---","---","---","---","---","---","No",1,1,1,1,1,1,1,1,1,null,0,0,0,0,0,0,0,0,0,0,1,1,0]
["Historic",2011,null,null,null,"MO",null,null,null,null,"Wind",null,0,0,385.26868999999999,1178.212,0,0,0,0,0,0,null,null,null,null,null,"Non-Fossil","No","Existing","Wind","Renewable","---","---","---","---","---","---","---","---","---","---","No",1,1,1,1,1,1,1,1,1,null,0,0,0,0,0,0,0,0,0,0,1,1,0]
["Historic",2011,null,null,null,"MS",null,null,null,null,"Biomass",null,2.2583839999999999,5.4971819999999996,448.56077200000004,1083.9533730000001,0,0,0,0,0,0,null,null,null,null,null,"Non-Fossil","No","Existing","Biomass","Renewable","---","---","---","---","---","---","---","---","---","---","No",1,1,1,1,1,1,1,1,1,null,0,0,0,0,0,0,0,0,0,0,1,1,0]
["Historic",2011,null,null,null,"MS",null,null,null,null,"Natural Gas",null,5.1269000000000002E-2,0.10752299999999999,8.0046049999999997,16.898751000000001,0,0,0,0,0,0,null,null,null,null,null,"Non-Fossil","No","Existing","Non-Fossil Other","Other","---","---","---","---","---","---","---","---","---","---","No",1,1,1,1,1,1,1,1,1,null,0,0,0,0,0,0,0,0,0,0,1,1,0]
["Historic",2011,null,null,null,"MS",null,null,null,null,"Non-Fossil",null,1.078119,2.68424,168.52939499999999,422.17625199999998,0,0,0,0,0,0,null,null,null,null,null,"Non-Fossil","No","Existing","Non-Fossil Other","Other","---","---","---","---","---","---","---","---","---","---","No",1,1,1,1,1,1,1,1,1,null,0,0,0,0,0,0,0,0,0,0,1,1,0]
["Historic",2011,null,null,null,"MS",null,null,null,null,"Tires",null,4.3689999999999996E-3,2.1083000000000001E-2,0.63115200000000005,3.0166849999999998,0,0,0,0,0,0,null,null,null,null,null,"Non-Fossil","No","Existing","Non-Fossil Other","Other","---","---","---","---","---","---","---","---","---","---","No",1,1,1,1,1,1,1,1,1,null,0,0,0,0,0,0,0,0,0,0,1,1,0]
["Historic",2011,null,null,null,"MS",null,null,null,null,"Nuclear",null,45.387737000000001,108.16416,4337.5129999999999,10336.789000000001,0,0,0,0,0,0,null,null,null,null,null,"Non-Fossil","No","Existing","Nuclear","Nuclear","---","---","---","---","---","---","---","---","---","---","No",1,1,1,1,1,1,1,1,1,null,0,0,0,0,0,0,0,0,0,0,1,1,0]
["Historic",2011,null,null,null,"MT",null,null,null,null,"Natural Gas",null,0.130525,0.55531799999999998,13.433999999999999,57.155000000000001,0,0,0,0,0,0,null,null,null,null,null,"Non-Fossil","No","Existing","Geothermal","Renewable","---","---","---","---","---","---","---","---","---","---","No",1,1,1,1,1,1,1,1,1,null,0,0,0,0,0,0,0,0,0,0,1,1,0]
["Historic",2011,null,null,null,"MT",null,null,null,null,"Hydro",null,0,0,6196.4975969999996,12595.881337999999,0,0,0,0,0,0,null,null,null,null,null,"Non-Fossil","No","Existing","Hydro","Renewable","---","---","---","---","---","---","---","---","---","---","No",1,1,1,1,1,1,1,1,1,null,0,0,0,0,0,0,0,0,0,0,1,1,0]
["Historic",2011,null,null,null,"MT",null,null,null,null,"Non-Fossil",null,1.141678,2.679459,117.505,275.77800000000002,0,0,0,0,0,0,null,null,null,null,null,"Non-Fossil","No","Existing","Non-Fossil Other","Other","---","---","---","---","---","---","---","---","---","---","No",1,1,1,1,1,1,1,1,1,null,0,0,0,0,0,0,0,0,0,0,1,1,0]
["Historic",2011,null,null,null,"MT",null,null,null,null,"Wind",null,0,0,394.75269099999997,1265.16761,0,0,0,0,0,0,null,null,null,null,null,"Non-Fossil","No","Existing","Wind","Renewable","---","---","---","---","---","---","---","---","---","---","No",1,1,1,1,1,1,1,1,1,null,0,0,0,0,0,0,0,0,0,0,1,1,0]
["Historic",2011,null,null,null,"NC",null,null,null,null,"Biomass",null,8.8311689999999992,19.333977000000001,946.27634799999987,2192.8954509999994,0,0,0,0,0,0,null,null,null,null,null,"Non-Fossil","No","Existing","Biomass","Renewable","---","---","---","---","---","---","---","---","---","---","No",1,1,1,1,1,1,1,1,1,null,0,0,0,0,0,0,0,0,0,0,1,1,0]
["Historic",2011,null,null,null,"NC",null,null,null,null,"Coal",null,0.66480899999999998,1.586525,51.036707999999997,123.03540400000001,0,0,0,0,0,0,null,null,null,null,null,"Non-Fossil","No","Existing","Biomass","Renewable","---","---","---","---","---","---","---","---","---","---","No",1,1,1,1,1,1,1,1,1,null,0,0,0,0,0,0,0,0,0,0,1,1,0]
["Historic",2011,null,null,null,"NC",null,null,null,null,"Hydro",null,0,0,1297.928852,3893.3960000000002,0,0,0,0,0,0,null,null,null,null,null,"Non-Fossil","No","Existing","Hydro","Renewable","---","---","---","---","---","---","---","---","---","---","No",1,1,1,1,1,1,1,1,1,null,0,0,0,0,0,0,0,0,0,0,1,1,0]
["Historic",2011,null,null,null,"NC",null,null,null,null,"LF Gas",null,1.291593,2.532114,109.49121399999999,213.85833499999998,0,0,0,0,0,0,null,null,null,null,null,"Non-Fossil","No","Existing","Landfill Gas","Other","---","---","---","---","---","---","---","---","---","---","No",1,1,1,1,1,1,1,1,1,null,0,0,0,0,0,0,0,0,0,0,1,1,0]
["Historic",2011,null,null,null,"NC",null,null,null,null,"Oil",null,7.9699999999999997E-3,1.9746E-2,0.68850999999999996,1.7066649999999999,0,0,0,0,0,0,null,null,null,null,null,"Non-Fossil","No","Existing","Landfill Gas","Other","---","---","---","---","---","---","---","---","---","---","No",1,1,1,1,1,1,1,1,1,null,0,0,0,0,0,0,0,0,0,0,1,1,0]
["Historic",2011,null,null,null,"NC",null,null,null,null,"MSW",null,0.13872100000000001,0.31471300000000002,8.5687139999999999,19.930775999999998,0,0,0,0,0,0,null,null,null,null,null,"Non-Fossil","No","Existing","Non-Fossil Other","Other","---","---","---","---","---","---","---","---","---","---","No",1,1,1,1,1,1,1,1,1,null,0,0,0,0,0,0,0,0,0,0,1,1,0]
["Historic",2011,null,null,null,"NC",null,null,null,null,"Non-Fossil",null,1.7725949999999999,3.7584900000000001,182.440675,386.83499999999998,0,0,0,0,0,0,null,null,null,null,null,"Non-Fossil","No","Existing","Non-Fossil Other","Other","---","---","---","---","---","---","---","---","---","---","No",1,1,1,1,1,1,1,1,1,null,0,0,0,0,0,0,0,0,0,0,1,1,0]
["Historic",2011,null,null,null,"NC",null,null,null,null,"Nuclear",null,188.719212,424.129862,18035.093000000001,40526.834000000003,0,0,0,0,0,0,null,null,null,null,null,"Non-Fossil","No","Existing","Nuclear","Nuclear","---","---","---","---","---","---","---","---","---","---","No",1,1,1,1,1,1,1,1,1,null,0,0,0,0,0,0,0,0,0,0,1,1,0]
["Historic",2011,null,null,null,"NC",null,null,null,null,"Solar",null,0,0,6.5609580000000003,17.380453000000003,0,0,0,0,0,0,null,null,null,null,null,"Non-Fossil","No","Existing","Solar PV","Renewable","---","---","---","---","---","---","---","---","---","---","No",1,1,1,1,1,1,1,1,1,null,0,0,0,0,0,0,0,0,0,0,1,1,0]
["Historic",2011,null,null,null,"ND",null,null,null,null,"Biomass",null,1.9592999999999999E-2,4.6196000000000001E-2,4.1826379999999999,9.8620000000000001,0,0,0,0,0,0,null,null,null,null,null,"Non-Fossil","No","Existing","Biomass","Renewable","---","---","---","---","---","---","---","---","---","---","No",1,1,1,1,1,1,1,1,1,null,0,0,0,0,0,0,0,0,0,0,1,1,0]
["Historic",2011,null,null,null,"ND",null,null,null,null,"Hydro",null,0,0,1121.222,2580.0419999999999,0,0,0,0,0,0,null,null,null,null,null,"Non-Fossil","No","Existing","Hydro","Renewable","---","---","---","---","---","---","---","---","---","---","No",1,1,1,1,1,1,1,1,1,null,0,0,0,0,0,0,0,0,0,0,1,1,0]
["Historic",2011,null,null,null,"ND",null,null,null,null,"Non-Fossil",null,0.19029199999999999,0.41907899999999998,19.585457999999999,43.133000000000003,0,0,0,0,0,0,null,null,null,null,null,"Non-Fossil","No","Existing","Non-Fossil Other","Other","---","---","---","---","---","---","---","---","---","---","No",1,1,1,1,1,1,1,1,1,null,0,0,0,0,0,0,0,0,0,0,1,1,0]
["Historic",2011,null,null,null,"ND",null,null,null,null,"Tires",null,1.537E-2,1.537E-2,1.165832,1.1658320000000002,0,0,0,0,0,0,null,null,null,null,null,"Non-Fossil","No","Existing","Non-Fossil Other","Other","---","---","---","---","---","---","---","---","---","---","No",1,1,1,1,1,1,1,1,1,null,0,0,0,0,0,0,0,0,0,0,1,1,0]
["Historic",2011,null,null,null,"ND",null,null,null,null,"Wind",null,0,0,1834.443295,5235.59,0,0,0,0,0,0,null,null,null,null,null,"Non-Fossil","No","Existing","Wind","Renewable","---","---","---","---","---","---","---","---","---","---","No",1,1,1,1,1,1,1,1,1,null,0,0,0,0,0,0,0,0,0,0,1,1,0]
["Historic",2011,null,null,null,"NE",null,null,null,null,"Hydro",null,0,0,840.54955000000007,1617.2280000000001,0,0,0,0,0,0,null,null,null,null,null,"Non-Fossil","No","Existing","Hydro","Renewable","---","---","---","---","---","---","---","---","---","---","No",1,1,1,1,1,1,1,1,1,null,0,0,0,0,0,0,0,0,0,0,1,1,0]
["Historic",2011,null,null,null,"NE",null,null,null,null,"LF Gas",null,0.27507900000000002,0.648594,21.861937999999999,51.546999999999997,0,0,0,0,0,0,null,null,null,null,null,"Non-Fossil","No","Existing","Landfill Gas","Other","---","---","---","---","---","---","---","---","---","---","No",1,1,1,1,1,1,1,1,1,null,0,0,0,0,0,0,0,0,0,0,1,1,0]
["Historic",2011,null,null,null,"NE",null,null,null,null,"Nuclear",null,27.973265000000001,72.660950999999997,2666.2730000000001,6933.174,0,0,0,0,0,0,null,null,null,null,null,"Non-Fossil","No","Existing","Nuclear","Nuclear","---","---","---","---","---","---","---","---","---","---","No",1,1,1,1,1,1,1,1,1,null,0,0,0,0,0,0,0,0,0,0,1,1,0]
["Historic",2011,null,null,null,"NE",null,null,null,null,"Wind",null,0,0,361.74780400000003,1050.885,0,0,0,0,0,0,null,null,null,null,null,"Non-Fossil","No","Existing","Wind","Renewable","---","---","---","---","---","---","---","---","---","---","No",1,1,1,1,1,1,1,1,1,null,0,0,0,0,0,0,0,0,0,0,1,1,0]
["Historic",2011,null,null,null,"NH",null,null,null,null,"Biomass",null,5.7407029999999999,13.811075000000001,385.95475999999996,917.30964599999993,0,0,0,0,0,0,null,null,null,null,null,"Non-Fossil","No","Existing","Biomass","Renewable","---","---","---","---","---","---","---","---","---","---","No",1,1,1,1,1,1,1,1,1,null,0,0,0,0,0,0,0,0,0,0,1,1,0]
["Historic",2011,null,null,null,"NH",null,null,null,null,"Oil",null,5.4000000000000001E-4,1.9220000000000001E-3,3.4339000000000001E-2,0.121965,0,0,0,0,0,0,null,null,null,null,null,"Non-Fossil","No","Existing","Biomass","Renewable","---","---","---","---","---","---","---","---","---","---","No",1,1,1,1,1,1,1,1,1,null,0,0,0,0,0,0,0,0,0,0,1,1,0]
["Historic",2011,null,null,null,"NH",null,null,null,null,"Hydro",null,0,0,664.75140999999996,1604.8109999999999,0,0,0,0,0,0,null,null,null,null,null,"Non-Fossil","No","Existing","Hydro","Renewable","---","---","---","---","---","---","---","---","---","---","No",1,1,1,1,1,1,1,1,1,null,0,0,0,0,0,0,0,0,0,0,1,1,0]
["Historic",2011,null,null,null,"NH",null,null,null,null,"LF Gas",null,0.31216699999999997,0.72847300000000004,17.739147999999997,41.396000000000001,0,0,0,0,0,0,null,null,null,null,null,"Non-Fossil","No","Existing","Landfill Gas","Other","---","---","---","---","---","---","---","---","---","---","No",1,1,1,1,1,1,1,1,1,null,0,0,0,0,0,0,0,0,0,0,1,1,0]
["Historic",2011,null,null,null,"NH",null,null,null,null,"MSW",null,1.2010369999999999,2.797774,55.626444999999997,130.24700000000001,0,0,0,0,0,0,null,null,null,null,null,"Non-Fossil","No","Existing","Non-Fossil Other","Other","---","---","---","---","---","---","---","---","---","---","No",1,1,1,1,1,1,1,1,1,null,0,0,0,0,0,0,0,0,0,0,1,1,0]
["Historic",2011,null,null,null,"NH",null,null,null,null,"Nuclear",null,40.083722999999999,87.508413000000004,3830.6309999999999,8362.8070000000007,0,0,0,0,0,0,null,null,null,null,null,"Non-Fossil","No","Existing","Nuclear","Nuclear","---","---","---","---","---","---","---","---","---","---","No",1,1,1,1,1,1,1,1,1,null,0,0,0,0,0,0,0,0,0,0,1,1,0]
["Historic",2011,null,null,null,"NH",null,null,null,null,"Wind",null,0,0,17.851886,66.091999999999999,0,0,0,0,0,0,null,null,null,null,null,"Non-Fossil","No","Existing","Wind","Renewable","---","---","---","---","---","---","---","---","---","---","No",1,1,1,1,1,1,1,1,1,null,0,0,0,0,0,0,0,0,0,0,1,1,0]
["Historic",2011,null,null,null,"NJ",null,null,null,null,"Hydro",null,0,0,10.251721000000002,24.407,0,0,0,0,0,0,null,null,null,null,null,"Non-Fossil","No","Existing","Hydro","Renewable","---","---","---","---","---","---","---","---","---","---","No",1,1,1,1,1,1,1,1,1,null,0,0,0,0,0,0,0,0,0,0,1,1,0]
["Historic",2011,null,null,null,"NJ",null,null,null,null,"LF Gas",null,1.7986839999999999,4.0888730000000004,146.95183900000001,333.58927500000004,0,0,0,0,0,0,null,null,null,null,null,"Non-Fossil","No","Existing","Landfill Gas","Other","---","---","---","---","---","---","---","---","---","---","No",1,1,1,1,1,1,1,1,1,null,0,0,0,0,0,0,0,0,0,0,1,1,0]
["Historic",2011,null,null,null,"NJ",null,null,null,null,"MSW",null,7.7260980000000004,17.671896,464.03199999999998,1063.7809999999999,0,0,0,0,0,0,null,null,null,null,null,"Non-Fossil","No","Existing","Non-Fossil Other","Other","---","---","---","---","---","---","---","---","---","---","No",1,1,1,1,1,1,1,1,1,null,0,0,0,0,0,0,0,0,0,0,1,1,0]
["Historic",2011,null,null,null,"NJ",null,null,null,null,"Non-Fossil",null,0.51749900000000004,1.1884030000000001,53.262571999999999,122.31399999999999,0,0,0,0,0,0,null,null,null,null,null,"Non-Fossil","No","Existing","Non-Fossil Other","Other","---","---","---","---","---","---","---","---","---","---","No",1,1,1,1,1,1,1,1,1,null,0,0,0,0,0,0,0,0,0,0,1,1,0]
["Historic",2011,null,null,null,"NJ",null,null,null,null,"Nuclear",null,147.26648599999999,351.65786300000002,14073.632,33606.447,0,0,0,0,0,0,null,null,null,null,null,"Non-Fossil","No","Existing","Nuclear","Nuclear","---","---","---","---","---","---","---","---","---","---","No",1,1,1,1,1,1,1,1,1,null,0,0,0,0,0,0,0,0,0,0,1,1,0]
["Historic",2011,null,null,null,"NJ",null,null,null,null,"Solar",null,0,0,38.50741399999999,68.877608999999993,0,0,0,0,0,0,null,null,null,null,null,"Non-Fossil","No","Existing","Solar PV","Renewable","---","---","---","---","---","---","---","---","---","---","No",1,1,1,1,1,1,1,1,1,null,0,0,0,0,0,0,0,0,0,0,1,1,0]
["Historic",2011,null,null,null,"NJ",null,null,null,null,"Wind",null,0,0,2.9196500000000003,10.523,0,0,0,0,0,0,null,null,null,null,null,"Non-Fossil","No","Existing","Wind","Renewable","---","---","---","---","---","---","---","---","---","---","No",1,1,1,1,1,1,1,1,1,null,0,0,0,0,0,0,0,0,0,0,1,1,0]
["Historic",2011,null,null,null,"NM",null,null,null,null,"Hydro",null,0,0,97.101390000000009,194.76599999999999,0,0,0,0,0,0,null,null,null,null,null,"Non-Fossil","No","Existing","Hydro","Renewable","---","---","---","---","---","---","---","---","---","---","No",1,1,1,1,1,1,1,1,1,null,0,0,0,0,0,0,0,0,0,0,1,1,0]
["Historic",2011,null,null,null,"NM",null,null,null,null,"Solar",null,0,0,52.715455000000006,127.80200000000001,0,0,0,0,0,0,null,null,null,null,null,"Non-Fossil","No","Existing","Solar PV","Renewable","---","---","---","---","---","---","---","---","---","---","No",1,1,1,1,1,1,1,1,1,null,0,0,0,0,0,0,0,0,0,0,1,1,0]
["Historic",2011,null,null,null,"NM",null,null,null,null,"Wind",null,0,0,760.36084500000004,2104.4969999999998,0,0,0,0,0,0,null,null,null,null,null,"Non-Fossil","No","Existing","Wind","Renewable","---","---","---","---","---","---","---","---","---","---","No",1,1,1,1,1,1,1,1,1,null,0,0,0,0,0,0,0,0,0,0,1,1,0]
["Historic",2011,null,null,null,"NV",null,null,null,null,"Geothermal",null,8.3601089999999996,20.851697999999999,860.44725999999991,2146.1190000000001,0,0,0,0,0,0,null,null,null,null,null,"Non-Fossil","No","Existing","Geothermal","Renewable","---","---","---","---","---","---","---","---","---","---","No",1,1,1,1,1,1,1,1,1,null,0,0,0,0,0,0,0,0,0,0,1,1,0]
["Historic",2011,null,null,null,"NV",null,null,null,null,"Hydro",null,0,0,1060.2581949999999,2190.5830000000001,0,0,0,0,0,0,null,null,null,null,null,"Non-Fossil","No","Existing","Hydro","Renewable","---","---","---","---","---","---","---","---","---","---","No",1,1,1,1,1,1,1,1,1,null,0,0,0,0,0,0,0,0,0,0,1,1,0]
["Historic",2011,null,null,null,"NV",null,null,null,null,"Non-Fossil",null,0.14532400000000001,0.36742900000000001,14.957238,37.817,0,0,0,0,0,0,null,null,null,null,null,"Non-Fossil","No","Existing","Non-Fossil Other","Other","---","---","---","---","---","---","---","---","---","---","No",1,1,1,1,1,1,1,1,1,null,0,0,0,0,0,0,0,0,0,0,1,1,0]
["Historic",2011,null,null,null,"NV",null,null,null,null,"Solar",null,0,0,79.460723000000002,162.96151,0,0,0,0,0,0,null,null,null,null,null,"Non-Fossil","No","Existing","Solar PV","Renewable","---","---","---","---","---","---","---","---","---","---","No",1,1,1,1,1,1,1,1,1,null,0,0,0,0,0,0,0,0,0,0,1,1,0]
["Historic",2011,null,null,null,"NV",null,null,null,null,"Natural Gas",null,1.3218000000000001E-2,2.7982E-2,0.94399999999999995,1.992,0,0,0,0,0,0,null,null,null,null,null,"Non-Fossil","No","Existing","Solar Thermal","Renewable","---","---","---","---","---","---","---","---","---","---","No",1,1,1,1,1,1,1,1,1,null,0,0,0,0,0,0,0,0,0,0,1,1,0]
["Historic",2011,null,null,null,"NV",null,null,null,null,"Solar",null,0.76169500000000001,1.2462029999999999,78.396000000000001,128.26300000000001,0,0,0,0,0,0,null,null,null,null,null,"Non-Fossil","No","Existing","Solar Thermal","Renewable","---","---","---","---","---","---","---","---","---","---","No",1,1,1,1,1,1,1,1,1,null,0,0,0,0,0,0,0,0,0,0,1,1,0]
["Historic",2011,null,null,null,"NY",null,null,null,null,"Biomass",null,1.883675,4.2234579999999999,187.717736,436.04862200000002,0,0,0,0,0,0,null,null,null,null,null,"Non-Fossil","No","Existing","Biomass","Renewable","---","---","---","---","---","---","---","---","---","---","No",1,1,1,1,1,1,1,1,1,null,0,0,0,0,0,0,0,0,0,0,1,1,0]
["Historic",2011,null,null,null,"NY",null,null,null,null,"Hydro",null,0,0,11989.214937999999,27996.98762,0,0,0,0,0,0,null,null,null,null,null,"Non-Fossil","No","Existing","Hydro","Renewable","---","---","---","---","---","---","---","---","---","---","No",1,1,1,1,1,1,1,1,1,null,0,0,0,0,0,0,0,0,0,0,1,1,0]
["Historic",2011,null,null,null,"NY",null,null,null,null,"LF Gas",null,3.3387150000000001,7.5938499999999998,298.68797600000011,679.47400000000005,0,0,0,0,0,0,null,null,null,null,null,"Non-Fossil","No","Existing","Landfill Gas","Other","---","---","---","---","---","---","---","---","---","---","No",1,1,1,1,1,1,1,1,1,null,0,0,0,0,0,0,0,0,0,0,1,1,0]
["Historic",2011,null,null,null,"NY",null,null,null,null,"MSW",null,13.951419,31.679183999999999,814.17640700000015,1848.5643599999999,0,0,0,0,0,0,null,null,null,null,null,"Non-Fossil","No","Existing","Non-Fossil Other","Other","---","---","---","---","---","---","---","---","---","---","No",1,1,1,1,1,1,1,1,1,null,0,0,0,0,0,0,0,0,0,0,1,1,0]
["Historic",2011,null,null,null,"NY",null,null,null,null,"Natural Gas",null,8.5299999999999994E-3,3.2284E-2,0.85628099999999996,3.5263930000000001,0,0,0,0,0,0,null,null,null,null,null,"Non-Fossil","No","Existing","Non-Fossil Other","Other","---","---","---","---","---","---","---","---","---","---","No",1,1,1,1,1,1,1,1,1,null,0,0,0,0,0,0,0,0,0,0,1,1,0]
["Historic",2011,null,null,null,"NY",null,null,null,null,"Oil",null,3.1269999999999999E-2,6.7015000000000005E-2,1.688294,3.6957420000000001,0,0,0,0,0,0,null,null,null,null,null,"Non-Fossil","No","Existing","Non-Fossil Other","Other","---","---","---","---","---","---","---","---","---","---","No",1,1,1,1,1,1,1,1,1,null,0,0,0,0,0,0,0,0,0,0,1,1,0]
["Historic",2011,null,null,null,"NY",null,null,null,null,"Tires",null,1.4522999999999999E-2,2.9638000000000001E-2,1.0744120000000001,2.37663,0,0,0,0,0,0,null,null,null,null,null,"Non-Fossil","No","Existing","Non-Fossil Other","Other","---","---","---","---","---","---","---","---","---","---","No",1,1,1,1,1,1,1,1,1,null,0,0,0,0,0,0,0,0,0,0,1,1,0]
["Historic",2011,null,null,null,"NY",null,null,null,null,"Nuclear",null,187.15508399999999,446.76057200000002,17885.616000000002,42695.008999999998,0,0,0,0,0,0,null,null,null,null,null,"Non-Fossil","No","Existing","Nuclear","Nuclear","---","---","---","---","---","---","---","---","---","---","No",1,1,1,1,1,1,1,1,1,null,0,0,0,0,0,0,0,0,0,0,1,1,0]
["Historic",2011,null,null,null,"NY",null,null,null,null,"Solar",null,0,0,0,6.4429999999999996,0,0,0,0,0,0,null,null,null,null,null,"Non-Fossil","No","Existing","Solar PV","Renewable","---","---","---","---","---","---","---","---","---","---","No",1,1,1,1,1,1,1,1,1,null,0,0,0,0,0,0,0,0,0,0,1,1,0]
["Historic",2011,null,null,null,"NY",null,null,null,null,"Wind",null,0,0,811.52623900000003,2828.069,0,0,0,0,0,0,null,null,null,null,null,"Non-Fossil","No","Existing","Wind","Renewable","---","---","---","---","---","---","---","---","---","---","No",1,1,1,1,1,1,1,1,1,null,0,0,0,0,0,0,0,0,0,0,1,1,0]
["Historic",2011,null,null,null,"OH",null,null,null,null,"Biomass",null,1.406525,3.4101569999999999,164.20013800000001,398.30714,0,0,0,0,0,0,null,null,null,null,null,"Non-Fossil","No","Existing","Biomass","Renewable","---","---","---","---","---","---","---","---","---","---","No",1,1,1,1,1,1,1,1,1,null,0,0,0,0,0,0,0,0,0,0,1,1,0]
["Historic",2011,null,null,null,"OH",null,null,null,null,"Natural Gas",null,2.6540000000000001E-3,6.025E-3,0.122819,0.27876200000000001,0,0,0,0,0,0,null,null,null,null,null,"Non-Fossil","No","Existing","Biomass","Renewable","---","---","---","---","---","---","---","---","---","---","No",1,1,1,1,1,1,1,1,1,null,0,0,0,0,0,0,0,0,0,0,1,1,0]
["Historic",2011,null,null,null,"OH",null,null,null,null,"Hydro",null,0,0,207.97455400000001,383.65499999999997,0,0,0,0,0,0,null,null,null,null,null,"Non-Fossil","No","Existing","Hydro","Renewable","---","---","---","---","---","---","---","---","---","---","No",1,1,1,1,1,1,1,1,1,null,0,0,0,0,0,0,0,0,0,0,1,1,0]
["Historic",2011,null,null,null,"OH",null,null,null,null,"LF Gas",null,1.248982,3.089232,127.44740799999998,315.22899999999998,0,0,0,0,0,0,null,null,null,null,null,"Non-Fossil","No","Existing","Landfill Gas","Other","---","---","---","---","---","---","---","---","---","---","No",1,1,1,1,1,1,1,1,1,null,0,0,0,0,0,0,0,0,0,0,1,1,0]
["Historic",2011,null,null,null,"OH",null,null,null,null,"Coal",null,16.755493999999999,37.710912999999998,1598.13761,3643.3132999999998,0,0,0,0,0,0,null,null,null,null,null,"Non-Fossil","No","Existing","Non-Fossil Other","Other","---","---","---","---","---","---","---","---","---","---","No",1,1,1,1,1,1,1,1,1,null,0,0,0,0,0,0,0,0,0,0,1,1,0]
["Historic",2011,null,null,null,"OH",null,null,null,null,"Oil",null,3.3369000000000003E-2,8.5250000000000006E-2,3.1053850000000001,8.0597370000000002,0,0,0,0,0,0,null,null,null,null,null,"Non-Fossil","No","Existing","Non-Fossil Other","Other","---","---","---","---","---","---","---","---","---","---","No",1,1,1,1,1,1,1,1,1,null,0,0,0,0,0,0,0,0,0,0,1,1,0]
["Historic",2011,null,null,null,"OH",null,null,null,null,"Tires",null,1.37E-2,6.3621999999999998E-2,2.1538819999999999,10.002723,0,0,0,0,0,0,null,null,null,null,null,"Non-Fossil","No","Existing","Non-Fossil Other","Other","---","---","---","---","---","---","---","---","---","---","No",1,1,1,1,1,1,1,1,1,null,0,0,0,0,0,0,0,0,0,0,1,1,0]
["Historic",2011,null,null,null,"OH",null,null,null,null,"Nuclear",null,68.801563000000002,155.93016499999999,6566.5339999999997,14889.745999999999,0,0,0,0,0,0,null,null,null,null,null,"Non-Fossil","No","Existing","Nuclear","Nuclear","---","---","---","---","---","---","---","---","---","---","No",1,1,1,1,1,1,1,1,1,null,0,0,0,0,0,0,0,0,0,0,1,1,0]
["Historic",2011,null,null,null,"OH",null,null,null,null,"Solar",null,0,0,9.1451049999999992,15.494999999999999,0,0,0,0,0,0,null,null,null,null,null,"Non-Fossil","No","Existing","Solar PV","Renewable","---","---","---","---","---","---","---","---","---","---","No",1,1,1,1,1,1,1,1,1,null,0,0,0,0,0,0,0,0,0,0,1,1,0]
["Historic",2011,null,null,null,"OH",null,null,null,null,"Wind",null,0,0,52.806224999999998,198.44300000000001,0,0,0,0,0,0,null,null,null,null,null,"Non-Fossil","No","Existing","Wind","Renewable","---","---","---","---","---","---","---","---","---","---","No",1,1,1,1,1,1,1,1,1,null,0,0,0,0,0,0,0,0,0,0,1,1,0]
["Historic",2011,null,null,null,"OK",null,null,null,null,"Biomass",null,0.509432,1.5208470000000001,104.630681,312.36307699999998,0,0,0,0,0,0,null,null,null,null,null,"Non-Fossil","No","Existing","Biomass","Renewable","---","---","---","---","---","---","---","---","---","---","No",1,1,1,1,1,1,1,1,1,null,0,0,0,0,0,0,0,0,0,0,1,1,0]
["Historic",2011,null,null,null,"OK",null,null,null,null,"Hydro",null,0,0,709.67216700000006,1506.941,0,0,0,0,0,0,null,null,null,null,null,"Non-Fossil","No","Existing","Hydro","Renewable","---","---","---","---","---","---","---","---","---","---","No",1,1,1,1,1,1,1,1,1,null,0,0,0,0,0,0,0,0,0,0,1,1,0]
["Historic",2011,null,null,null,"OK",null,null,null,null,"MSW",null,3.4158000000000001E-2,6.7485000000000003E-2,1.843,3.1440000000000001,0,0,0,0,0,0,null,null,null,null,null,"Non-Fossil","No","Existing","Non-Fossil Other","Other","---","---","---","---","---","---","---","---","---","---","No",1,1,1,1,1,1,1,1,1,null,0,0,0,0,0,0,0,0,0,0,1,1,0]
["Historic",2011,null,null,null,"OK",null,null,null,null,"Wind",null,0,0,2139.3966310000001,5605.2650000000003,0,0,0,0,0,0,null,null,null,null,null,"Non-Fossil","No","Existing","Wind","Renewable","---","---","---","---","---","---","---","---","---","---","No",1,1,1,1,1,1,1,1,1,null,0,0,0,0,0,0,0,0,0,0,1,1,0]
["Historic",2011,null,null,null,"OR",null,null,null,null,"Biomass",null,2.1972520000000002,6.1693759999999997,179.743818,492.098814,0,0,0,0,0,0,null,null,null,null,null,"Non-Fossil","No","Existing","Biomass","Renewable","---","---","---","---","---","---","---","---","---","---","No",1,1,1,1,1,1,1,1,1,null,0,0,0,0,0,0,0,0,0,0,1,1,0]
["Historic",2011,null,null,null,"OR",null,null,null,null,"Natural Gas",null,3.702E-3,1.1044999999999999E-2,0.47146699999999997,1.397195,0,0,0,0,0,0,null,null,null,null,null,"Non-Fossil","No","Existing","Biomass","Renewable","---","---","---","---","---","---","---","---","---","---","No",1,1,1,1,1,1,1,1,1,null,0,0,0,0,0,0,0,0,0,0,1,1,0]
["Historic",2011,null,null,null,"OR",null,null,null,null,"Hydro",null,0,0,17559.425906,42314.821000000004,0,0,0,0,0,0,null,null,null,null,null,"Non-Fossil","No","Existing","Hydro","Renewable","---","---","---","---","---","---","---","---","---","---","No",1,1,1,1,1,1,1,1,1,null,0,0,0,0,0,0,0,0,0,0,1,1,0]
["Historic",2011,null,null,null,"OR",null,null,null,null,"LF Gas",null,0.85946400000000001,2.0565150000000001,74.386757000000003,178.005,0,0,0,0,0,0,null,null,null,null,null,"Non-Fossil","No","Existing","Landfill Gas","Other","---","---","---","---","---","---","---","---","---","---","No",1,1,1,1,1,1,1,1,1,null,0,0,0,0,0,0,0,0,0,0,1,1,0]
["Historic",2011,null,null,null,"OR",null,null,null,null,"MSW",null,0.69012700000000005,1.707263,36.420474999999996,86.764631999999992,0,0,0,0,0,0,null,null,null,null,null,"Non-Fossil","No","Existing","Non-Fossil Other","Other","---","---","---","---","---","---","---","---","---","---","No",1,1,1,1,1,1,1,1,1,null,0,0,0,0,0,0,0,0,0,0,1,1,0]
["Historic",2011,null,null,null,"OR",null,null,null,null,"Natural Gas",null,1.0000000000000001E-5,2.6999999999999999E-5,5.2500000000000008E-4,1.3680000000000001E-3,0,0,0,0,0,0,null,null,null,null,null,"Non-Fossil","No","Existing","Non-Fossil Other","Other","---","---","---","---","---","---","---","---","---","---","No",1,1,1,1,1,1,1,1,1,null,0,0,0,0,0,0,0,0,0,0,1,1,0]
["Historic",2011,null,null,null,"OR",null,null,null,null,"Non-Fossil",null,0.13392000000000001,0.32014799999999999,3.6856349999999996,8.8109999999999999,0,0,0,0,0,0,null,null,null,null,null,"Non-Fossil","No","Existing","Non-Fossil Other","Other","---","---","---","---","---","---","---","---","---","---","No",1,1,1,1,1,1,1,1,1,null,0,0,0,0,0,0,0,0,0,0,1,1,0]
["Historic",2011,null,null,null,"OR",null,null,null,null,"Solar",null,0,0,0,0.09,0,0,0,0,0,0,null,null,null,null,null,"Non-Fossil","No","Existing","Solar PV","Renewable","---","---","---","---","---","---","---","---","---","---","No",1,1,1,1,1,1,1,1,1,null,0,0,0,0,0,0,0,0,0,0,1,1,0]
["Historic",2011,null,null,null,"OR",null,null,null,null,"Wind",null,0,0,2343.1596980000004,4775.3739999999998,0,0,0,0,0,0,null,null,null,null,null,"Non-Fossil","No","Existing","Wind","Renewable","---","---","---","---","---","---","---","---","---","---","No",1,1,1,1,1,1,1,1,1,null,0,0,0,0,0,0,0,0,0,0,1,1,0]
["Historic",2011,null,null,null,"PA",null,null,null,null,"Biomass",null,2.7131479999999999,5.8348690000000003,277.79584999999997,610.84112199999993,0,0,0,0,0,0,null,null,null,null,null,"Non-Fossil","No","Existing","Biomass","Renewable","---","---","---","---","---","---","---","---","---","---","No",1,1,1,1,1,1,1,1,1,null,0,0,0,0,0,0,0,0,0,0,1,1,0]
["Historic",2011,null,null,null,"PA",null,null,null,null,"Hydro",null,0,0,1080.017949,3217.2159999999999,0,0,0,0,0,0,null,null,null,null,null,"Non-Fossil","No","Existing","Hydro","Renewable","---","---","---","---","---","---","---","---","---","---","No",1,1,1,1,1,1,1,1,1,null,0,0,0,0,0,0,0,0,0,0,1,1,0]
["Historic",2011,null,null,null,"PA",null,null,null,null,"LF Gas",null,4.8489620000000002,11.354499000000001,355.35817000000003,832.81530299999997,0,0,0,0,0,0,null,null,null,null,null,"Non-Fossil","No","Existing","Landfill Gas","Other","---","---","---","---","---","---","---","---","---","---","No",1,1,1,1,1,1,1,1,1,null,0,0,0,0,0,0,0,0,0,0,1,1,0]
["Historic",2011,null,null,null,"PA",null,null,null,null,"Natural Gas",null,6.1226000000000003E-2,6.1896E-2,4.3775709999999997,4.4291279999999995,0,0,0,0,0,0,null,null,null,null,null,"Non-Fossil","No","Existing","Landfill Gas","Other","---","---","---","---","---","---","---","---","---","---","No",1,1,1,1,1,1,1,1,1,null,0,0,0,0,0,0,0,0,0,0,1,1,0]
["Historic",2011,null,null,null,"PA",null,null,null,null,"Oil",null,1.536E-3,3.2859999999999999E-3,0.13677400000000001,0.292047,0,0,0,0,0,0,null,null,null,null,null,"Non-Fossil","No","Existing","Landfill Gas","Other","---","---","---","---","---","---","---","---","---","---","No",1,1,1,1,1,1,1,1,1,null,0,0,0,0,0,0,0,0,0,0,1,1,0]
["Historic",2011,null,null,null,"PA",null,null,null,null,"MSW",null,12.713437000000001,29.709302000000001,689.02495700000009,1605.3831409999998,0,0,0,0,0,0,null,null,null,null,null,"Non-Fossil","No","Existing","Non-Fossil Other","Other","---","---","---","---","---","---","---","---","---","---","No",1,1,1,1,1,1,1,1,1,null,0,0,0,0,0,0,0,0,0,0,1,1,0]
["Historic",2011,null,null,null,"PA",null,null,null,null,"Natural Gas",null,6.0727000000000003E-2,0.104242,3.6559629999999999,6.1322160000000006,0,0,0,0,0,0,null,null,null,null,null,"Non-Fossil","No","Existing","Non-Fossil Other","Other","---","---","---","---","---","---","---","---","---","---","No",1,1,1,1,1,1,1,1,1,null,0,0,0,0,0,0,0,0,0,0,1,1,0]
["Historic",2011,null,null,null,"PA",null,null,null,null,"Oil",null,6.5632999999999997E-2,0.137797,3.2270799999999999,6.5426530000000005,0,0,0,0,0,0,null,null,null,null,null,"Non-Fossil","No","Existing","Non-Fossil Other","Other","---","---","---","---","---","---","---","---","---","---","No",1,1,1,1,1,1,1,1,1,null,0,0,0,0,0,0,0,0,0,0,1,1,0]
["Historic",2011,null,null,null,"PA",null,null,null,null,"Nuclear",null,323.16116499999998,796.90226500000006,30873.194,76146.616999999998,0,0,0,0,0,0,null,null,null,null,null,"Non-Fossil","No","Existing","Nuclear","Nuclear","---","---","---","---","---","---","---","---","---","---","No",1,1,1,1,1,1,1,1,1,null,0,0,0,0,0,0,0,0,0,0,1,1,0]
["Historic",2011,null,null,null,"PA",null,null,null,null,"Solar",null,0,0,12.725259000000001,23.144029999999997,0,0,0,0,0,0,null,null,null,null,null,"Non-Fossil","No","Existing","Solar PV","Renewable","---","---","---","---","---","---","---","---","---","---","No",1,1,1,1,1,1,1,1,1,null,0,0,0,0,0,0,0,0,0,0,1,1,0]
["Historic",2011,null,null,null,"PA",null,null,null,null,"Wind",null,0,0,450.90589499999999,1794.4649999999999,0,0,0,0,0,0,null,null,null,null,null,"Non-Fossil","No","Existing","Wind","Renewable","---","---","---","---","---","---","---","---","---","---","No",1,1,1,1,1,1,1,1,1,null,0,0,0,0,0,0,0,0,0,0,1,1,0]
["Historic",2011,null,null,null,"RI",null,null,null,null,"Hydro",null,0,0,2.9014179999999996,7.4109999999999996,0,0,0,0,0,0,null,null,null,null,null,"Non-Fossil","No","Existing","Hydro","Renewable","---","---","---","---","---","---","---","---","---","---","No",1,1,1,1,1,1,1,1,1,null,0,0,0,0,0,0,0,0,0,0,1,1,0]
["Historic",2011,null,null,null,"RI",null,null,null,null,"LF Gas",null,0.67165600000000003,1.554951,55.032199999999996,127.405,0,0,0,0,0,0,null,null,null,null,null,"Non-Fossil","No","Existing","Landfill Gas","Other","---","---","---","---","---","---","---","---","---","---","No",1,1,1,1,1,1,1,1,1,null,0,0,0,0,0,0,0,0,0,0,1,1,0]
["Historic",2011,null,null,null,"RI",null,null,null,null,"Wind",null,0,0,0.78654899999999994,2.9119999999999999,0,0,0,0,0,0,null,null,null,null,null,"Non-Fossil","No","Existing","Wind","Renewable","---","---","---","---","---","---","---","---","---","---","No",1,1,1,1,1,1,1,1,1,null,0,0,0,0,0,0,0,0,0,0,1,1,0]
["Historic",2011,null,null,null,"SC",null,null,null,null,"Biomass",null,8.3093640000000004,19.065823000000002,762.3542910000001,1716.8364740000002,0,0,0,0,0,0,null,null,null,null,null,"Non-Fossil","No","Existing","Biomass","Renewable","---","---","---","---","---","---","---","---","---","---","No",1,1,1,1,1,1,1,1,1,null,0,0,0,0,0,0,0,0,0,0,1,1,0]
["Historic",2011,null,null,null,"SC",null,null,null,null,"Fwaste",null,0,0,0.28100899999999995,2.7965120000000003,0,0,0,0,0,0,null,null,null,null,null,"Non-Fossil","No","Existing","Hydro","Renewable","---","---","---","---","---","---","---","---","---","---","No",1,1,1,1,1,1,1,1,1,null,0,0,0,0,0,0,0,0,0,0,1,1,0]
["Historic",2011,null,null,null,"SC",null,null,null,null,"Hydro",null,0,0,595.07404900000006,1554.181,0,0,0,0,0,0,null,null,null,null,null,"Non-Fossil","No","Existing","Hydro","Renewable","---","---","---","---","---","---","---","---","---","---","No",1,1,1,1,1,1,1,1,1,null,0,0,0,0,0,0,0,0,0,0,1,1,0]
["Historic",2011,null,null,null,"SC",null,null,null,null,"Oil",null,0,0,1.7598470000000002,2.9534820000000002,0,0,0,0,0,0,null,null,null,null,null,"Non-Fossil","No","Existing","Hydro","Renewable","---","---","---","---","---","---","---","---","---","---","No",1,1,1,1,1,1,1,1,1,null,0,0,0,0,0,0,0,0,0,0,1,1,0]
["Historic",2011,null,null,null,"SC",null,null,null,null,"LF Gas",null,0.77732699999999999,1.8837379999999999,58.494895,141.09399999999999,0,0,0,0,0,0,null,null,null,null,null,"Non-Fossil","No","Existing","Landfill Gas","Other","---","---","---","---","---","---","---","---","---","---","No",1,1,1,1,1,1,1,1,1,null,0,0,0,0,0,0,0,0,0,0,1,1,0]
["Historic",2011,null,null,null,"SC",null,null,null,null,"Non-Fossil",null,1.215765,3.212412,102.65222899999999,271.23769300000004,0,0,0,0,0,0,null,null,null,null,null,"Non-Fossil","No","Existing","Non-Fossil Other","Other","---","---","---","---","---","---","---","---","---","---","No",1,1,1,1,1,1,1,1,1,null,0,0,0,0,0,0,0,0,0,0,1,1,0]
["Historic",2011,null,null,null,"SC",null,null,null,null,"Tires",null,0.20560700000000001,0.48822700000000002,25.324891999999998,60.335276,0,0,0,0,0,0,null,null,null,null,null,"Non-Fossil","No","Existing","Non-Fossil Other","Other","---","---","---","---","---","---","---","---","---","---","No",1,1,1,1,1,1,1,1,1,null,0,0,0,0,0,0,0,0,0,0,1,1,0]
["Historic",2011,null,null,null,"SC",null,null,null,null,"Nuclear",null,222.44811899999999,553.66067399999997,21250,52902.576000000001,0,0,0,0,0,0,null,null,null,null,null,"Non-Fossil","No","Existing","Nuclear","Nuclear","---","---","---","---","---","---","---","---","---","---","No",1,1,1,1,1,1,1,1,1,null,0,0,0,0,0,0,0,0,0,0,1,1,0]
["Historic",2011,null,null,null,"SC",null,null,null,null,"Oil",null,1.1412E-2,2.1878999999999999E-2,0.96824500000000013,1.985093,0,0,0,0,0,0,null,null,null,null,null,"Non-Fossil","No","Existing","Nuclear","Nuclear","---","---","---","---","---","---","---","---","---","---","No",1,1,1,1,1,1,1,1,1,null,0,0,0,0,0,0,0,0,0,0,1,1,0]
["Historic",2011,null,null,null,"SD",null,null,null,null,"Hydro",null,0,0,3670.835,6608.1639999999998,0,0,0,0,0,0,null,null,null,null,null,"Non-Fossil","No","Existing","Hydro","Renewable","---","---","---","---","---","---","---","---","---","---","No",1,1,1,1,1,1,1,1,1,null,0,0,0,0,0,0,0,0,0,0,1,1,0]
["Historic",2011,null,null,null,"SD",null,null,null,null,"Wind",null,0,0,938.63741900000002,2668.3,0,0,0,0,0,0,null,null,null,null,null,"Non-Fossil","No","Existing","Wind","Renewable","---","---","---","---","---","---","---","---","---","---","No",1,1,1,1,1,1,1,1,1,null,0,0,0,0,0,0,0,0,0,0,1,1,0]
["Historic",2011,null,null,null,"TN",null,null,null,null,"Biomass",null,2.0627870000000001,4.9238730000000004,393.285055,938.80960800000003,0,0,0,0,0,0,null,null,null,null,null,"Non-Fossil","No","Existing","Biomass","Renewable","---","---","---","---","---","---","---","---","---","---","No",1,1,1,1,1,1,1,1,1,null,0,0,0,0,0,0,0,0,0,0,1,1,0]
["Historic",2011,null,null,null,"TN",null,null,null,null,"Hydro",null,0,0,3205.8536759999997,9575.6389999999992,0,0,0,0,0,0,null,null,null,null,null,"Non-Fossil","No","Existing","Hydro","Renewable","---","---","---","---","---","---","---","---","---","---","No",1,1,1,1,1,1,1,1,1,null,0,0,0,0,0,0,0,0,0,0,1,1,0]
["Historic",2011,null,null,null,"TN",null,null,null,null,"LF Gas",null,0.146479,0.362925,11.230074,27.824000000000002,0,0,0,0,0,0,null,null,null,null,null,"Non-Fossil","No","Existing","Landfill Gas","Other","---","---","---","---","---","---","---","---","---","---","No",1,1,1,1,1,1,1,1,1,null,0,0,0,0,0,0,0,0,0,0,1,1,0]
["Historic",2011,null,null,null,"TN",null,null,null,null,"Non-Fossil",null,1.7799999999999999E-3,5.5950000000000001E-3,0.350881,1.102293,0,0,0,0,0,0,null,null,null,null,null,"Non-Fossil","No","Existing","Non-Fossil Other","Other","---","---","---","---","---","---","---","---","---","---","No",1,1,1,1,1,1,1,1,1,null,0,0,0,0,0,0,0,0,0,0,1,1,0]
["Historic",2011,null,null,null,"TN",null,null,null,null,"Nuclear",null,108.75130799999999,281.68227200000001,10392.9,26919.177,0,0,0,0,0,0,null,null,null,null,null,"Non-Fossil","No","Existing","Nuclear","Nuclear","---","---","---","---","---","---","---","---","---","---","No",1,1,1,1,1,1,1,1,1,null,0,0,0,0,0,0,0,0,0,0,1,1,0]
["Historic",2011,null,null,null,"TN",null,null,null,null,"Wind",null,0,0,11.824,53.143000000000001,0,0,0,0,0,0,null,null,null,null,null,"Non-Fossil","No","Existing","Wind","Renewable","---","---","---","---","---","---","---","---","---","---","No",1,1,1,1,1,1,1,1,1,null,0,0,0,0,0,0,0,0,0,0,1,1,0]
["Historic",2011,null,null,null,"TX",null,null,null,null,"Biomass",null,4.2473850000000004,10.006701,441.18083100000007,1054.9810389999998,0,0,0,0,0,0,null,null,null,null,null,"Non-Fossil","No","Existing","Biomass","Renewable","---","---","---","---","---","---","---","---","---","---","No",1,1,1,1,1,1,1,1,1,null,0,0,0,0,0,0,0,0,0,0,1,1,0]
["Historic",2011,null,null,null,"TX",null,null,null,null,"Hydro",null,0,0,377.90474200000006,563.05372,0,0,0,0,0,0,null,null,null,null,null,"Non-Fossil","No","Existing","Hydro","Renewable","---","---","---","---","---","---","---","---","---","---","No",1,1,1,1,1,1,1,1,1,null,0,0,0,0,0,0,0,0,0,0,1,1,0]
["Historic",2011,null,null,null,"TX",null,null,null,null,"LF Gas",null,2.2721640000000001,6.3301170000000004,193.46074299999998,538.52038500000003,0,0,0,0,0,0,null,null,null,null,null,"Non-Fossil","No","Existing","Landfill Gas","Other","---","---","---","---","---","---","---","---","---","---","No",1,1,1,1,1,1,1,1,1,null,0,0,0,0,0,0,0,0,0,0,1,1,0]
["Historic",2011,null,null,null,"TX",null,null,null,null,"Non-Fossil",null,0.24630099999999999,0.61444399999999999,19.802122000000001,49.4,0,0,0,0,0,0,null,null,null,null,null,"Non-Fossil","No","Existing","Non-Fossil Other","Other","---","---","---","---","---","---","---","---","---","---","No",1,1,1,1,1,1,1,1,1,null,0,0,0,0,0,0,0,0,0,0,1,1,0]
["Historic",2011,null,null,null,"TX",null,null,null,null,"Tires",null,2.0374E-2,5.0826999999999997E-2,1.72031,4.2916249999999998,0,0,0,0,0,0,null,null,null,null,null,"Non-Fossil","No","Existing","Non-Fossil Other","Other","---","---","---","---","---","---","---","---","---","---","No",1,1,1,1,1,1,1,1,1,null,0,0,0,0,0,0,0,0,0,0,1,1,0]
["Historic",2011,null,null,null,"TX",null,null,null,null,"Nuclear",null,185.63828699999999,414.88145300000002,17740.662,39648.457000000002,0,0,0,0,0,0,null,null,null,null,null,"Non-Fossil","No","Existing","Nuclear","Nuclear","---","---","---","---","---","---","---","---","---","---","No",1,1,1,1,1,1,1,1,1,null,0,0,0,0,0,0,0,0,0,0,1,1,0]
["Historic",2011,null,null,null,"TX",null,null,null,null,"Solar",null,0,0,17.002510000000001,28.638999999999999,0,0,0,0,0,0,null,null,null,null,null,"Non-Fossil","No","Existing","Solar PV","Renewable","---","---","---","---","---","---","---","---","---","---","No",1,1,1,1,1,1,1,1,1,null,0,0,0,0,0,0,0,0,0,0,1,1,0]
["Historic",2011,null,null,null,"TX",null,null,null,null,"Wind",null,0,0,12190.079933000005,30548.087234000002,0,0,0,0,0,0,null,null,null,null,null,"Non-Fossil","No","Existing","Wind","Renewable","---","---","---","---","---","---","---","---","---","---","No",1,1,1,1,1,1,1,1,1,null,0,0,0,0,0,0,0,0,0,0,1,1,0]
["Historic",2011,null,null,null,"TX",null,null,null,null,"Natural Gas",null,0.98314900000000005,2.4526439999999998,101.18859700000002,252.43339,0,0,0,0,0,0,null,null,null,null,null,"Non-Fossil","No","Existing","Purchased Steam","Other","---","---","---","---","---","---","---","---","---","---","No",1,1,1,1,1,1,1,1,1,null,0,0,0,0,0,0,0,0,0,0,1,1,0]
["Historic",2011,null,null,null,"UT",null,null,null,null,"Geothermal",null,1.2763720000000001,3.2081029999999999,131.36819400000002,330.18799999999999,0,0,0,0,0,0,null,null,null,null,null,"Non-Fossil","No","Existing","Geothermal","Renewable","---","---","---","---","---","---","---","---","---","---","No",1,1,1,1,1,1,1,1,1,null,0,0,0,0,0,0,0,0,0,0,1,1,0]
["Historic",2011,null,null,null,"UT",null,null,null,null,"Hydro",null,0,0,613.30383299999994,1230.165,0,0,0,0,0,0,null,null,null,null,null,"Non-Fossil","No","Existing","Hydro","Renewable","---","---","---","---","---","---","---","---","---","---","No",1,1,1,1,1,1,1,1,1,null,0,0,0,0,0,0,0,0,0,0,1,1,0]
["Historic",2011,null,null,null,"UT",null,null,null,null,"LF Gas",null,0.25405899999999998,0.59826999999999997,22.588383999999998,53.192,0,0,0,0,0,0,null,null,null,null,null,"Non-Fossil","No","Existing","Landfill Gas","Other","---","---","---","---","---","---","---","---","---","---","No",1,1,1,1,1,1,1,1,1,null,0,0,0,0,0,0,0,0,0,0,1,1,0]
["Historic",2011,null,null,null,"UT",null,null,null,null,"MSW",null,1.7717E-2,4.5718000000000002E-2,3.6587599999999996,9.4410100000000003,0,0,0,0,0,0,null,null,null,null,null,"Non-Fossil","No","Existing","Non-Fossil Other","Other","---","---","---","---","---","---","---","---","---","---","No",1,1,1,1,1,1,1,1,1,null,0,0,0,0,0,0,0,0,0,0,1,1,0]
["Historic",2011,null,null,null,"UT",null,null,null,null,"Non-Fossil",null,0.54265799999999997,1.5553079999999999,55.851999999999997,160.077,0,0,0,0,0,0,null,null,null,null,null,"Non-Fossil","No","Existing","Non-Fossil Other","Other","---","---","---","---","---","---","---","---","---","---","No",1,1,1,1,1,1,1,1,1,null,0,0,0,0,0,0,0,0,0,0,1,1,0]
["Historic",2011,null,null,null,"UT",null,null,null,null,"Wind",null,0,0,267.55513800000006,572.79,0,0,0,0,0,0,null,null,null,null,null,"Non-Fossil","No","Existing","Wind","Renewable","---","---","---","---","---","---","---","---","---","---","No",1,1,1,1,1,1,1,1,1,null,0,0,0,0,0,0,0,0,0,0,1,1,0]
["Historic",2011,null,null,null,"VA",null,null,null,null,"Biomass",null,4.4538219999999997,10.236034,516.88871800000004,1193.4325409999999,0,0,0,0,0,0,null,null,null,null,null,"Non-Fossil","No","Existing","Biomass","Renewable","---","---","---","---","---","---","---","---","---","---","No",1,1,1,1,1,1,1,1,1,null,0,0,0,0,0,0,0,0,0,0,1,1,0]
["Historic",2011,null,null,null,"VA",null,null,null,null,"Coal",null,1.395127,2.5299269999999998,94.974075999999997,158.67518800000002,0,0,0,0,0,0,null,null,null,null,null,"Non-Fossil","No","Existing","Biomass","Renewable","---","---","---","---","---","---","---","---","---","---","No",1,1,1,1,1,1,1,1,1,null,0,0,0,0,0,0,0,0,0,0,1,1,0]
["Historic",2011,null,null,null,"VA",null,null,null,null,"Natural Gas",null,1.531E-3,2.3249999999999998E-3,0.12037899999999999,0.18049899999999999,0,0,0,0,0,0,null,null,null,null,null,"Non-Fossil","No","Existing","Biomass","Renewable","---","---","---","---","---","---","---","---","---","---","No",1,1,1,1,1,1,1,1,1,null,0,0,0,0,0,0,0,0,0,0,1,1,0]
["Historic",2011,null,null,null,"VA",null,null,null,null,"Oil",null,2.3307999999999999E-2,5.9419E-2,1.2935449999999999,1.9443130000000002,0,0,0,0,0,0,null,null,null,null,null,"Non-Fossil","No","Existing","Biomass","Renewable","---","---","---","---","---","---","---","---","---","---","No",1,1,1,1,1,1,1,1,1,null,0,0,0,0,0,0,0,0,0,0,1,1,0]
["Historic",2011,null,null,null,"VA",null,null,null,null,"Hydro",null,0,0,521.13603999999998,1210.3889999999999,0,0,0,0,0,0,null,null,null,null,null,"Non-Fossil","No","Existing","Hydro","Renewable","---","---","---","---","---","---","---","---","---","---","No",1,1,1,1,1,1,1,1,1,null,0,0,0,0,0,0,0,0,0,0,1,1,0]
["Historic",2011,null,null,null,"VA",null,null,null,null,"LF Gas",null,1.645572,3.820567,126.44938500000001,293.58062799999999,0,0,0,0,0,0,null,null,null,null,null,"Non-Fossil","No","Existing","Landfill Gas","Other","---","---","---","---","---","---","---","---","---","---","No",1,1,1,1,1,1,1,1,1,null,0,0,0,0,0,0,0,0,0,0,1,1,0]
["Historic",2011,null,null,null,"VA",null,null,null,null,"Oil",null,1.8092E-2,2.9184999999999999E-2,1.7076789999999999,2.7533719999999997,0,0,0,0,0,0,null,null,null,null,null,"Non-Fossil","No","Existing","Landfill Gas","Other","---","---","---","---","---","---","---","---","---","---","No",1,1,1,1,1,1,1,1,1,null,0,0,0,0,0,0,0,0,0,0,1,1,0]
["Historic",2011,null,null,null,"VA",null,null,null,null,"Coal",null,0.110109,0.277698,23.336617999999998,58.103730999999996,0,0,0,0,0,0,null,null,null,null,null,"Non-Fossil","No","Existing","Non-Fossil Other","Other","---","---","---","---","---","---","---","---","---","---","No",1,1,1,1,1,1,1,1,1,null,0,0,0,0,0,0,0,0,0,0,1,1,0]
["Historic",2011,null,null,null,"VA",null,null,null,null,"MSW",null,7.2696870000000002,16.889823,415.30173300000001,957.60929800000008,0,0,0,0,0,0,null,null,null,null,null,"Non-Fossil","No","Existing","Non-Fossil Other","Other","---","---","---","---","---","---","---","---","---","---","No",1,1,1,1,1,1,1,1,1,null,0,0,0,0,0,0,0,0,0,0,1,1,0]
["Historic",2011,null,null,null,"VA",null,null,null,null,"Natural Gas",null,1.6749E-2,3.8476000000000003E-2,0.88879199999999992,2.0193250000000003,0,0,0,0,0,0,null,null,null,null,null,"Non-Fossil","No","Existing","Non-Fossil Other","Other","---","---","---","---","---","---","---","---","---","---","No",1,1,1,1,1,1,1,1,1,null,0,0,0,0,0,0,0,0,0,0,1,1,0]
["Historic",2011,null,null,null,"VA",null,null,null,null,"Non-Fossil",null,0.47259000000000001,1.054556,100.16317299999999,221.18261999999999,0,0,0,0,0,0,null,null,null,null,null,"Non-Fossil","No","Existing","Non-Fossil Other","Other","---","---","---","---","---","---","---","---","---","---","No",1,1,1,1,1,1,1,1,1,null,0,0,0,0,0,0,0,0,0,0,1,1,0]
["Historic",2011,null,null,null,"VA",null,null,null,null,"Oil",null,9.6570000000000007E-3,2.8802999999999999E-2,1.2250509999999999,4.1564220000000001,0,0,0,0,0,0,null,null,null,null,null,"Non-Fossil","No","Existing","Non-Fossil Other","Other","---","---","---","---","---","---","---","---","---","---","No",1,1,1,1,1,1,1,1,1,null,0,0,0,0,0,0,0,0,0,0,1,1,0]
["Historic",2011,null,null,null,"VA",null,null,null,null,"Nuclear",null,107.166794,267.33423800000003,10241.475,25547.996999999999,0,0,0,0,0,0,null,null,null,null,null,"Non-Fossil","No","Existing","Nuclear","Nuclear","---","---","---","---","---","---","---","---","---","---","No",1,1,1,1,1,1,1,1,1,null,0,0,0,0,0,0,0,0,0,0,1,1,0]
["Historic",2011,null,null,null,"VT",null,null,null,null,"Biomass",null,2.3647,5.4343659999999998,163.15779700000002,372.24760500000002,0,0,0,0,0,0,null,null,null,null,null,"Non-Fossil","No","Existing","Biomass","Renewable","---","---","---","---","---","---","---","---","---","---","No",1,1,1,1,1,1,1,1,1,null,0,0,0,0,0,0,0,0,0,0,1,1,0]
["Historic",2011,null,null,null,"VT",null,null,null,null,"Natural Gas",null,2.5314E-2,4.9793999999999998E-2,1.6377819999999998,3.2773680000000001,0,0,0,0,0,0,null,null,null,null,null,"Non-Fossil","No","Existing","Biomass","Renewable","---","---","---","---","---","---","---","---","---","---","No",1,1,1,1,1,1,1,1,1,null,0,0,0,0,0,0,0,0,0,0,1,1,0]
["Historic",2011,null,null,null,"VT",null,null,null,null,"Oil",null,9.859999999999999E-4,1.8730000000000001E-3,6.6170000000000007E-2,0.12472799999999999,0,0,0,0,0,0,null,null,null,null,null,"Non-Fossil","No","Existing","Biomass","Renewable","---","---","---","---","---","---","---","---","---","---","No",1,1,1,1,1,1,1,1,1,null,0,0,0,0,0,0,0,0,0,0,1,1,0]
["Historic",2011,null,null,null,"VT",null,null,null,null,"Hydro",null,0,0,498.64200000000005,1424.7329999999999,0,0,0,0,0,0,null,null,null,null,null,"Non-Fossil","No","Existing","Hydro","Renewable","---","---","---","---","---","---","---","---","---","---","No",1,1,1,1,1,1,1,1,1,null,0,0,0,0,0,0,0,0,0,0,1,1,0]
["Historic",2011,null,null,null,"VT",null,null,null,null,"LF Gas",null,0.11816500000000001,0.27356399999999997,10.992186,25.448,0,0,0,0,0,0,null,null,null,null,null,"Non-Fossil","No","Existing","Landfill Gas","Other","---","---","---","---","---","---","---","---","---","---","No",1,1,1,1,1,1,1,1,1,null,0,0,0,0,0,0,0,0,0,0,1,1,0]
["Historic",2011,null,null,null,"VT",null,null,null,null,"Nuclear",null,22.510491999999999,51.350563000000001,2151.232,4907.3549999999996,0,0,0,0,0,0,null,null,null,null,null,"Non-Fossil","No","Existing","Nuclear","Nuclear","---","---","---","---","---","---","---","---","---","---","No",1,1,1,1,1,1,1,1,1,null,0,0,0,0,0,0,0,0,0,0,1,1,0]
["Historic",2011,null,null,null,"VT",null,null,null,null,"Solar",null,0,0,1.4396139999999999,1.8149999999999999,0,0,0,0,0,0,null,null,null,null,null,"Non-Fossil","No","Existing","Solar PV","Renewable","---","---","---","---","---","---","---","---","---","---","No",1,1,1,1,1,1,1,1,1,null,0,0,0,0,0,0,0,0,0,0,1,1,0]
["Historic",2011,null,null,null,"VT",null,null,null,null,"Wind",null,0,0,2.9319999999999999,33.185000000000002,0,0,0,0,0,0,null,null,null,null,null,"Non-Fossil","No","Existing","Wind","Renewable","---","---","---","---","---","---","---","---","---","---","No",1,1,1,1,1,1,1,1,1,null,0,0,0,0,0,0,0,0,0,0,1,1,0]
["Historic",2011,null,null,null,"WA",null,null,null,null,"Biomass",null,5.4167610000000002,11.838423000000001,494.91405900000007,1094.8490499999998,0,0,0,0,0,0,null,null,null,null,null,"Non-Fossil","No","Existing","Biomass","Renewable","---","---","---","---","---","---","---","---","---","---","No",1,1,1,1,1,1,1,1,1,null,0,0,0,0,0,0,0,0,0,0,1,1,0]
["Historic",2011,null,null,null,"WA",null,null,null,null,"Hydro",null,0,0,41408.923297000008,91817.701711000002,0,0,0,0,0,0,null,null,null,null,null,"Non-Fossil","No","Existing","Hydro","Renewable","---","---","---","---","---","---","---","---","---","---","No",1,1,1,1,1,1,1,1,1,null,0,0,0,0,0,0,0,0,0,0,1,1,0]
["Historic",2011,null,null,null,"WA",null,null,null,null,"LF Gas",null,0.185889,0.968283,21.396564000000005,84.166180999999995,0,0,0,0,0,0,null,null,null,null,null,"Non-Fossil","No","Existing","Landfill Gas","Other","---","---","---","---","---","---","---","---","---","---","No",1,1,1,1,1,1,1,1,1,null,0,0,0,0,0,0,0,0,0,0,1,1,0]
["Historic",2011,null,null,null,"WA",null,null,null,null,"Oil",null,4.8580000000000003E-3,1.0439E-2,0.611931,1.314819,0,0,0,0,0,0,null,null,null,null,null,"Non-Fossil","No","Existing","Landfill Gas","Other","---","---","---","---","---","---","---","---","---","---","No",1,1,1,1,1,1,1,1,1,null,0,0,0,0,0,0,0,0,0,0,1,1,0]
["Historic",2011,null,null,null,"WA",null,null,null,null,"Biomass",null,0.41125400000000001,0.95827399999999996,35.905287000000001,83.657150999999999,0,0,0,0,0,0,null,null,null,null,null,"Non-Fossil","No","Existing","Non-Fossil Other","Other","---","---","---","---","---","---","---","---","---","---","No",1,1,1,1,1,1,1,1,1,null,0,0,0,0,0,0,0,0,0,0,1,1,0]
["Historic",2011,null,null,null,"WA",null,null,null,null,"Fwaste",null,2.7099999999999997E-4,1.0429000000000001E-2,5.3334999999999994E-2,2.056092,0,0,0,0,0,0,null,null,null,null,null,"Non-Fossil","No","Existing","Non-Fossil Other","Other","---","---","---","---","---","---","---","---","---","---","No",1,1,1,1,1,1,1,1,1,null,0,0,0,0,0,0,0,0,0,0,1,1,0]
["Historic",2011,null,null,null,"WA",null,null,null,null,"MSW",null,1.231371,2.8491680000000001,59.963000000000001,143.38300000000001,0,0,0,0,0,0,null,null,null,null,null,"Non-Fossil","No","Existing","Non-Fossil Other","Other","---","---","---","---","---","---","---","---","---","---","No",1,1,1,1,1,1,1,1,1,null,0,0,0,0,0,0,0,0,0,0,1,1,0]
["Historic",2011,null,null,null,"WA",null,null,null,null,"Natural Gas",null,6.6214999999999996E-2,0.18455199999999999,11.503431999999998,31.253211000000004,0,0,0,0,0,0,null,null,null,null,null,"Non-Fossil","No","Existing","Non-Fossil Other","Other","---","---","---","---","---","---","---","---","---","---","No",1,1,1,1,1,1,1,1,1,null,0,0,0,0,0,0,0,0,0,0,1,1,0]
["Historic",2011,null,null,null,"WA",null,null,null,null,"Non-Fossil",null,1.2240009999999999,3.1245099999999999,168.37570500000001,415.32471299999997,0,0,0,0,0,0,null,null,null,null,null,"Non-Fossil","No","Existing","Non-Fossil Other","Other","---","---","---","---","---","---","---","---","---","---","No",1,1,1,1,1,1,1,1,1,null,0,0,0,0,0,0,0,0,0,0,1,1,0]
["Historic",2011,null,null,null,"WA",null,null,null,null,"Oil",null,1.787E-2,3.2217999999999997E-2,1.5602409999999998,2.811833,0,0,0,0,0,0,null,null,null,null,null,"Non-Fossil","No","Existing","Non-Fossil Other","Other","---","---","---","---","---","---","---","---","---","---","No",1,1,1,1,1,1,1,1,1,null,0,0,0,0,0,0,0,0,0,0,1,1,0]
["Historic",2011,null,null,null,"WA",null,null,null,null,"Nuclear",null,0.14441399999999999,50.292893999999997,13.801,4806.2780000000002,0,0,0,0,0,0,null,null,null,null,null,"Non-Fossil","No","Existing","Nuclear","Nuclear","---","---","---","---","---","---","---","---","---","---","No",1,1,1,1,1,1,1,1,1,null,0,0,0,0,0,0,0,0,0,0,1,1,0]
["Historic",2011,null,null,null,"WA",null,null,null,null,"Pumps",null,0,0,1.623,51.915999999999997,0,0,0,0,0,0,null,null,null,null,null,"Non-Fossil","No","Existing","Pumped Storage","Other","---","---","---","---","---","---","---","---","---","---","No",1,1,1,1,1,1,1,1,1,null,0,0,0,0,0,0,0,0,0,0,1,1,0]
["Historic",2011,null,null,null,"WA",null,null,null,null,"Solar",null,0,0,0.47099999999999997,0.84,0,0,0,0,0,0,null,null,null,null,null,"Non-Fossil","No","Existing","Solar PV","Renewable","---","---","---","---","---","---","---","---","---","---","No",1,1,1,1,1,1,1,1,1,null,0,0,0,0,0,0,0,0,0,0,1,1,0]
["Historic",2011,null,null,null,"WA",null,null,null,null,"Wind",null,0,0,2663.0443760000003,6262.38,0,0,0,0,0,0,null,null,null,null,null,"Non-Fossil","No","Existing","Wind","Renewable","---","---","---","---","---","---","---","---","---","---","No",1,1,1,1,1,1,1,1,1,null,0,0,0,0,0,0,0,0,0,0,1,1,0]
["Historic",2011,null,null,null,"WA",null,null,null,null,"Natural Gas",null,0.366008,0.87110799999999999,37.670631,89.656999999999996,0,0,0,0,0,0,null,null,null,null,null,"Non-Fossil","No","Existing","Purchased Steam","Other","---","---","---","---","---","---","---","---","---","---","No",1,1,1,1,1,1,1,1,1,null,0,0,0,0,0,0,0,0,0,0,1,1,0]
["Historic",2011,null,null,null,"WI",null,null,null,null,"Biomass",null,4.4156500000000003,10.0463,345.24981000000002,824.52400999999975,0,0,0,0,0,0,null,null,null,null,null,"Non-Fossil","No","Existing","Biomass","Renewable","---","---","---","---","---","---","---","---","---","---","No",1,1,1,1,1,1,1,1,1,null,0,0,0,0,0,0,0,0,0,0,1,1,0]
["Historic",2011,null,null,null,"WI",null,null,null,null,"Coal",null,0.37295400000000001,0.80724300000000004,22.478217000000001,49.563333,0,0,0,0,0,0,null,null,null,null,null,"Non-Fossil","No","Existing","Biomass","Renewable","---","---","---","---","---","---","---","---","---","---","No",1,1,1,1,1,1,1,1,1,null,0,0,0,0,0,0,0,0,0,0,1,1,0]
["Historic",2011,null,null,null,"WI",null,null,null,null,"Natural Gas",null,7.4451000000000003E-2,0.16406799999999999,4.4837889999999998,10.010871999999999,0,0,0,0,0,0,null,null,null,null,null,"Non-Fossil","No","Existing","Biomass","Renewable","---","---","---","---","---","---","---","---","---","---","No",1,1,1,1,1,1,1,1,1,null,0,0,0,0,0,0,0,0,0,0,1,1,0]
["Historic",2011,null,null,null,"WI",null,null,null,null,"Hydro",null,0,0,1140.5265130000003,2146.9098899999995,0,0,0,0,0,0,null,null,null,null,null,"Non-Fossil","No","Existing","Hydro","Renewable","---","---","---","---","---","---","---","---","---","---","No",1,1,1,1,1,1,1,1,1,null,0,0,0,0,0,0,0,0,0,0,1,1,0]
["Historic",2011,null,null,null,"WI",null,null,null,null,"LF Gas",null,2.7235149999999999,6.7647139999999997,200.82176699999999,498.80500000000001,0,0,0,0,0,0,null,null,null,null,null,"Non-Fossil","No","Existing","Landfill Gas","Other","---","---","---","---","---","---","---","---","---","---","No",1,1,1,1,1,1,1,1,1,null,0,0,0,0,0,0,0,0,0,0,1,1,0]
["Historic",2011,null,null,null,"WI",null,null,null,null,"Coal",null,0.141455,0.31779200000000002,26.076559,58.583686999999998,0,0,0,0,0,0,null,null,null,null,null,"Non-Fossil","No","Existing","Non-Fossil Other","Other","---","---","---","---","---","---","---","---","---","---","No",1,1,1,1,1,1,1,1,1,null,0,0,0,0,0,0,0,0,0,0,1,1,0]
["Historic",2011,null,null,null,"WI",null,null,null,null,"MSW",null,0.23444100000000001,0.58059099999999997,10.683496999999999,26.860022000000001,0,0,0,0,0,0,null,null,null,null,null,"Non-Fossil","No","Existing","Non-Fossil Other","Other","---","---","---","---","---","---","---","---","---","---","No",1,1,1,1,1,1,1,1,1,null,0,0,0,0,0,0,0,0,0,0,1,1,0]
["Historic",2011,null,null,null,"WI",null,null,null,null,"Natural Gas",null,1.6136999999999999E-2,5.3818999999999999E-2,2.9747240000000001,9.9210960000000004,0,0,0,0,0,0,null,null,null,null,null,"Non-Fossil","No","Existing","Non-Fossil Other","Other","---","---","---","---","---","---","---","---","---","---","No",1,1,1,1,1,1,1,1,1,null,0,0,0,0,0,0,0,0,0,0,1,1,0]
["Historic",2011,null,null,null,"WI",null,null,null,null,"Non-Fossil",null,0.56460500000000002,1.315366,104.082717,242.48221599999999,0,0,0,0,0,0,null,null,null,null,null,"Non-Fossil","No","Existing","Non-Fossil Other","Other","---","---","---","---","---","---","---","---","---","---","No",1,1,1,1,1,1,1,1,1,null,0,0,0,0,0,0,0,0,0,0,1,1,0]
["Historic",2011,null,null,null,"WI",null,null,null,null,"Tires",null,5.1989999999999996E-3,2.0202999999999999E-2,0.96604200000000007,3.7489990000000004,0,0,0,0,0,0,null,null,null,null,null,"Non-Fossil","No","Existing","Non-Fossil Other","Other","---","---","---","---","---","---","---","---","---","---","No",1,1,1,1,1,1,1,1,1,null,0,0,0,0,0,0,0,0,0,0,1,1,0]
["Historic",2011,null,null,null,"WI",null,null,null,null,"Nuclear",null,56.113021000000003,121.024728,5360.8779999999997,11559.781000000001,0,0,0,0,0,0,null,null,null,null,null,"Non-Fossil","No","Existing","Nuclear","Nuclear","---","---","---","---","---","---","---","---","---","---","No",1,1,1,1,1,1,1,1,1,null,0,0,0,0,0,0,0,0,0,0,1,1,0]
["Historic",2011,null,null,null,"WI",null,null,null,null,"Wind",null,0,0,386.73503900000003,1187.73,0,0,0,0,0,0,null,null,null,null,null,"Non-Fossil","No","Existing","Wind","Renewable","---","---","---","---","---","---","---","---","---","---","No",1,1,1,1,1,1,1,1,1,null,0,0,0,0,0,0,0,0,0,0,1,1,0]
["Historic",2011,null,null,null,"WI",null,null,null,null,"Natural Gas",null,6.9917000000000007E-2,0.186973,7.1961550000000001,19.244,0,0,0,0,0,0,null,null,null,null,null,"Non-Fossil","No","Existing","Purchased Steam","Other","---","---","---","---","---","---","---","---","---","---","No",1,1,1,1,1,1,1,1,1,null,0,0,0,0,0,0,0,0,0,0,1,1,0]
["Historic",2011,null,null,null,"WV",null,null,null,null,"Biomass",null,1.65E-3,2.8059999999999999E-3,0.13656200000000002,0.235434,0,0,0,0,0,0,null,null,null,null,null,"Non-Fossil","No","Existing","Biomass","Renewable","---","---","---","---","---","---","---","---","---","---","No",1,1,1,1,1,1,1,1,1,null,0,0,0,0,0,0,0,0,0,0,1,1,0]
["Historic",2011,null,null,null,"WV",null,null,null,null,"Hydro",null,0,0,471.10640999999998,1453.1089999999999,0,0,0,0,0,0,null,null,null,null,null,"Non-Fossil","No","Existing","Hydro","Renewable","---","---","---","---","---","---","---","---","---","---","No",1,1,1,1,1,1,1,1,1,null,0,0,0,0,0,0,0,0,0,0,1,1,0]
["Historic",2011,null,null,null,"WV",null,null,null,null,"LF Gas",null,6.0158999999999997E-2,0.13500300000000001,4.0956980000000005,9.1910000000000007,0,0,0,0,0,0,null,null,null,null,null,"Non-Fossil","No","Existing","Landfill Gas","Other","---","---","---","---","---","---","---","---","---","---","No",1,1,1,1,1,1,1,1,1,null,0,0,0,0,0,0,0,0,0,0,1,1,0]
["Historic",2011,null,null,null,"WV",null,null,null,null,"Non-Fossil",null,9.5000000000000005E-5,2.23E-4,1.8597000000000002E-2,4.3540000000000002E-2,0,0,0,0,0,0,null,null,null,null,null,"Non-Fossil","No","Existing","Non-Fossil Other","Other","---","---","---","---","---","---","---","---","---","---","No",1,1,1,1,1,1,1,1,1,null,0,0,0,0,0,0,0,0,0,0,1,1,0]
["Historic",2011,null,null,null,"WV",null,null,null,null,"Tires",null,0,3.0000000000000001E-5,0,1.199E-3,0,0,0,0,0,0,null,null,null,null,null,"Non-Fossil","No","Existing","Non-Fossil Other","Other","---","---","---","---","---","---","---","---","---","---","No",1,1,1,1,1,1,1,1,1,null,0,0,0,0,0,0,0,0,0,0,1,1,0]
["Historic",2011,null,null,null,"WV",null,null,null,null,"Wind",null,0,0,284.39830800000004,1102.5123079999998,0,0,0,0,0,0,null,null,null,null,null,"Non-Fossil","No","Existing","Wind","Renewable","---","---","---","---","---","---","---","---","---","---","No",1,1,1,1,1,1,1,1,1,null,0,0,0,0,0,0,0,0,0,0,1,1,0]
["Historic",2011,null,null,null,"WY",null,null,null,null,"Hydro",null,0,0,819.88767799999994,1223.73,0,0,0,0,0,0,null,null,null,null,null,"Non-Fossil","No","Existing","Hydro","Renewable","---","---","---","---","---","---","---","---","---","---","No",1,1,1,1,1,1,1,1,1,null,0,0,0,0,0,0,0,0,0,0,1,1,0]
["Historic",2011,null,null,null,"WY",null,null,null,null,"Non-Fossil",null,0.26638099999999998,0.62105500000000002,26.638504000000001,62.106605000000002,0,0,0,0,0,0,null,null,null,null,null,"Non-Fossil","No","Existing","Non-Fossil Other","Other","---","---","---","---","---","---","---","---","---","---","No",1,1,1,1,1,1,1,1,1,null,0,0,0,0,0,0,0,0,0,0,1,1,0]
["Historic",2011,null,null,null,"WY",null,null,null,null,"Wind",null,0,0,1302.9539029999999,4611.8680000000004,0,0,0,0,0,0,null,null,null,null,null,"Non-Fossil","No","Existing","Wind","Renewable","---","---","---","---","---","---","---","---","---","---","No",1,1,1,1,1,1,1,1,1,null,0,0,0,0,0,0,0,0,0,0,1,1,0]
["Historic",2012,null,null,null,"AK",null,null,null,null,"Hydro",null,0,0,533.81916799999999,1575.0450000000001,0,0,0,0,0,0,null,null,null,null,null,"Non-Fossil","No","Existing","Hydro","Renewable","---","---","---","---","---","---","---","---","---","---","No",1,1,1,1,1,1,1,1,1,null,0,0,0,0,0,0,0,0,0,0,1,1,0]
["Historic",2012,null,null,null,"AK",null,null,null,null,"Wind",null,0,0,13.032405000000001,37.392319999999998,0,0,0,0,0,0,null,null,null,null,null,"Non-Fossil","No","Existing","Wind","Renewable","---","---","---","---","---","---","---","---","---","---","No",1,1,1,1,1,1,1,1,1,null,0,0,0,0,0,0,0,0,0,0,1,1,0]
["Historic",2012,null,null,null,"AL",null,null,null,null,"Biomass",null,8.8223559999999992,20.071099,1179.2527789999999,2704.2916880000002,0,0,0,0,0,0,null,null,null,null,null,"Non-Fossil","No","Existing","Biomass","Renewable","---","---","---","---","---","---","---","---","---","---","No",1,1,1,1,1,1,1,1,1,null,0,0,0,0,0,0,0,0,0,0,1,1,0]
["Historic",2012,null,null,null,"AL",null,null,null,null,"Non-Fossil",null,3.5487999999999999E-2,0.15141199999999999,0.60900199999999993,4.6491109999999995,0,0,0,0,0,0,null,null,null,null,null,"Non-Fossil","No","Existing","Biomass","Renewable","---","---","---","---","---","---","---","---","---","---","No",1,1,1,1,1,1,1,1,1,null,0,0,0,0,0,0,0,0,0,0,1,1,0]
["Historic",2012,null,null,null,"AL",null,null,null,null,"Hydro",null,0,0,1746.1548020000002,7435.223,0,0,0,0,0,0,null,null,null,null,null,"Non-Fossil","No","Existing","Hydro","Renewable","---","---","---","---","---","---","---","---","---","---","No",1,1,1,1,1,1,1,1,1,null,0,0,0,0,0,0,0,0,0,0,1,1,0]
["Historic",2012,null,null,null,"AL",null,null,null,null,"LF Gas",null,5.5715000000000001E-2,0.11311599999999999,0,0,0,0,0,0,0,0,null,null,null,null,null,"Non-Fossil","No","Existing","Landfill Gas","Other","---","---","---","---","---","---","---","---","---","---","No",1,1,1,1,1,1,1,1,1,null,0,0,0,0,0,0,0,0,0,0,1,1,0]
["Historic",2012,null,null,null,"AL",null,null,null,null,"Natural Gas",null,1.5181E-2,3.6434000000000001E-2,0.19261900000000001,0.72995699999999997,0,0,0,0,0,0,null,null,null,null,null,"Non-Fossil","No","Existing","Non-Fossil Other","Other","---","---","---","---","---","---","---","---","---","---","No",1,1,1,1,1,1,1,1,1,null,0,0,0,0,0,0,0,0,0,0,1,1,0]
["Historic",2012,null,null,null,"AL",null,null,null,null,"Non-Fossil",null,2.739849,6.3625299999999996,120.74808899999999,294.14224899999999,0,0,0,0,0,0,null,null,null,null,null,"Non-Fossil","No","Existing","Non-Fossil Other","Other","---","---","---","---","---","---","---","---","---","---","No",1,1,1,1,1,1,1,1,1,null,0,0,0,0,0,0,0,0,0,0,1,1,0]
["Historic",2012,null,null,null,"AL",null,null,null,null,"Oil",null,3.1345999999999999E-2,0.101178,0.23675399999999999,1.3317429999999999,0,0,0,0,0,0,null,null,null,null,null,"Non-Fossil","No","Existing","Non-Fossil Other","Other","---","---","---","---","---","---","---","---","---","---","No",1,1,1,1,1,1,1,1,1,null,0,0,0,0,0,0,0,0,0,0,1,1,0]
["Historic",2012,null,null,null,"AL",null,null,null,null,"Tires",null,0,8.7000000000000001E-5,0,1.4102999999999999E-2,0,0,0,0,0,0,null,null,null,null,null,"Non-Fossil","No","Existing","Non-Fossil Other","Other","---","---","---","---","---","---","---","---","---","---","No",1,1,1,1,1,1,1,1,1,null,0,0,0,0,0,0,0,0,0,0,1,1,0]
["Historic",2012,null,null,null,"AL",null,null,null,null,"Nuclear",null,182.869663,427.95844399999999,17451.738000000001,40841.212,0,0,0,0,0,0,null,null,null,null,null,"Non-Fossil","No","Existing","Nuclear","Nuclear","---","---","---","---","---","---","---","---","---","---","No",1,1,1,1,1,1,1,1,1,null,0,0,0,0,0,0,0,0,0,0,1,1,0]
["Historic",2012,null,null,null,"AR",null,null,null,null,"Biomass",null,3.8943829999999999,9.5775980000000001,650.49969700000008,1600.976862,0,0,0,0,0,0,null,null,null,null,null,"Non-Fossil","No","Existing","Biomass","Renewable","---","---","---","---","---","---","---","---","---","---","No",1,1,1,1,1,1,1,1,1,null,0,0,0,0,0,0,0,0,0,0,1,1,0]
["Historic",2012,null,null,null,"AR",null,null,null,null,"Hydro",null,0,0,570.67964400000017,2198.4720000000002,0,0,0,0,0,0,null,null,null,null,null,"Non-Fossil","No","Existing","Hydro","Renewable","---","---","---","---","---","---","---","---","---","---","No",1,1,1,1,1,1,1,1,1,null,0,0,0,0,0,0,0,0,0,0,1,1,0]
["Historic",2012,null,null,null,"AR",null,null,null,null,"LF Gas",null,0.30656099999999997,0.63112100000000004,26.146008999999999,53.826999999999998,0,0,0,0,0,0,null,null,null,null,null,"Non-Fossil","No","Existing","Landfill Gas","Other","---","---","---","---","---","---","---","---","---","---","No",1,1,1,1,1,1,1,1,1,null,0,0,0,0,0,0,0,0,0,0,1,1,0]
["Historic",2012,null,null,null,"AR",null,null,null,null,"Tires",null,6.7156999999999994E-2,0.18571399999999999,10.994462,30.392448000000002,0,0,0,0,0,0,null,null,null,null,null,"Non-Fossil","No","Existing","Non-Fossil Other","Other","---","---","---","---","---","---","---","---","---","---","No",1,1,1,1,1,1,1,1,1,null,0,0,0,0,0,0,0,0,0,0,1,1,0]
["Historic",2012,null,null,null,"AR",null,null,null,null,"Nuclear",null,65.537502000000003,162.346216,6254.4179999999997,15493.130999999999,0,0,0,0,0,0,null,null,null,null,null,"Non-Fossil","No","Existing","Nuclear","Nuclear","---","---","---","---","---","---","---","---","---","---","No",1,1,1,1,1,1,1,1,1,null,0,0,0,0,0,0,0,0,0,0,1,1,0]
["Historic",2012,null,null,null,"AR",null,null,null,null,"Pumps",null,0,0,9.0090000000000003,42.41,0,0,0,0,0,0,null,null,null,null,null,"Non-Fossil","No","Existing","Pumped Storage","Other","---","---","---","---","---","---","---","---","---","---","No",1,1,1,1,1,1,1,1,1,null,0,0,0,0,0,0,0,0,0,0,1,1,0]
["Historic",2012,null,null,null,"AZ",null,null,null,null,"Biomass",null,1.0970489999999999,2.4676490000000002,80.667729999999992,181.156295,0,0,0,0,0,0,null,null,null,null,null,"Non-Fossil","No","Existing","Biomass","Renewable","---","---","---","---","---","---","---","---","---","---","No",1,1,1,1,1,1,1,1,1,null,0,0,0,0,0,0,0,0,0,0,1,1,0]
["Historic",2012,null,null,null,"AZ",null,null,null,null,"Natural Gas",null,3.3909999999999999E-3,1.2171E-2,0.24626999999999999,0.86370799999999992,0,0,0,0,0,0,null,null,null,null,null,"Non-Fossil","No","Existing","Biomass","Renewable","---","---","---","---","---","---","---","---","---","---","No",1,1,1,1,1,1,1,1,1,null,0,0,0,0,0,0,0,0,0,0,1,1,0]
["Historic",2012,null,null,null,"AZ",null,null,null,null,"Hydro",null,0,0,2893.161458,6716.9340000000002,0,0,0,0,0,0,null,null,null,null,null,"Non-Fossil","No","Existing","Hydro","Renewable","---","---","---","---","---","---","---","---","---","---","No",1,1,1,1,1,1,1,1,1,null,0,0,0,0,0,0,0,0,0,0,1,1,0]
["Historic",2012,null,null,null,"AZ",null,null,null,null,"LF Gas",null,0.27305200000000002,0.65714399999999995,20.985686000000001,50.593000000000004,0,0,0,0,0,0,null,null,null,null,null,"Non-Fossil","No","Existing","Landfill Gas","Other","---","---","---","---","---","---","---","---","---","---","No",1,1,1,1,1,1,1,1,1,null,0,0,0,0,0,0,0,0,0,0,1,1,0]
["Historic",2012,null,null,null,"AZ",null,null,null,null,"Nuclear",null,150.016715,334.62251099999997,14316.494000000001,31933.916000000001,0,0,0,0,0,0,null,null,null,null,null,"Non-Fossil","No","Existing","Nuclear","Nuclear","---","---","---","---","---","---","---","---","---","---","No",1,1,1,1,1,1,1,1,1,null,0,0,0,0,0,0,0,0,0,0,1,1,0]
["Historic",2012,null,null,null,"AZ",null,null,null,null,"Pumps",null,0,0,63.177999999999997,79.444999999999993,0,0,0,0,0,0,null,null,null,null,null,"Non-Fossil","No","Existing","Pumped Storage","Other","---","---","---","---","---","---","---","---","---","---","No",1,1,1,1,1,1,1,1,1,null,0,0,0,0,0,0,0,0,0,0,1,1,0]
["Historic",2012,null,null,null,"AZ",null,null,null,null,"Solar",null,0,0,549.11812400000008,955.42630700000007,0,0,0,0,0,0,null,null,null,null,null,"Non-Fossil","No","Existing","Solar PV","Renewable","---","---","---","---","---","---","---","---","---","---","No",1,1,1,1,1,1,1,1,1,null,0,0,0,0,0,0,0,0,0,0,1,1,0]
["Historic",2012,null,null,null,"AZ",null,null,null,null,"Wind",null,0,0,205.753649,531.63990000000001,0,0,0,0,0,0,null,null,null,null,null,"Non-Fossil","No","Existing","Wind","Renewable","---","---","---","---","---","---","---","---","---","---","No",1,1,1,1,1,1,1,1,1,null,0,0,0,0,0,0,0,0,0,0,1,1,0]
["Historic",2012,null,null,null,"CA",null,null,null,null,"Biomass",null,27.186727999999999,61.914538999999998,1802.3879769999996,4148.9254789999995,0,0,0,0,0,0,null,null,null,null,null,"Non-Fossil","No","Existing","Biomass","Renewable","---","---","---","---","---","---","---","---","---","---","No",1,1,1,1,1,1,1,1,1,null,0,0,0,0,0,0,0,0,0,0,1,1,0]
["Historic",2012,null,null,null,"CA",null,null,null,null,"Natural Gas",null,0.18273700000000001,0.45998899999999998,10.782014999999998,27.961347,0,0,0,0,0,0,null,null,null,null,null,"Non-Fossil","No","Existing","Biomass","Renewable","---","---","---","---","---","---","---","---","---","---","No",1,1,1,1,1,1,1,1,1,null,0,0,0,0,0,0,0,0,0,0,1,1,0]
["Historic",2012,null,null,null,"CA",null,null,null,null,"Biomass",null,8.8136000000000006E-2,0.22756999999999999,10.474235,27.390957,0,0,0,0,0,0,null,null,null,null,null,"Non-Fossil","No","Existing","Fuel Cell","Other","---","---","---","---","---","---","---","---","---","---","No",1,1,1,1,1,1,1,1,1,null,0,0,0,0,0,0,0,0,0,0,1,1,0]
["Historic",2012,null,null,null,"CA",null,null,null,null,"Natural Gas",null,0.35878599999999999,0.80459099999999995,41.796511999999993,93.613062999999997,0,0,0,0,0,0,null,null,null,null,null,"Non-Fossil","No","Existing","Fuel Cell","Other","---","---","---","---","---","---","---","---","---","---","No",1,1,1,1,1,1,1,1,1,null,0,0,0,0,0,0,0,0,0,0,1,1,0]
["Historic",2012,null,null,null,"CA",null,null,null,null,"Geothermal",null,49.93674,119.130786,5247.6610469999987,12518.999,0,0,0,0,0,0,null,null,null,null,null,"Non-Fossil","No","Existing","Geothermal","Renewable","---","---","---","---","---","---","---","---","---","---","No",1,1,1,1,1,1,1,1,1,null,0,0,0,0,0,0,0,0,0,0,1,1,0]
["Historic",2012,null,null,null,"CA",null,null,null,null,"Hydro",null,0,0,15217.896150999999,26837.370414000001,0,0,0,0,0,0,null,null,null,null,null,"Non-Fossil","No","Existing","Hydro","Renewable","---","---","---","---","---","---","---","---","---","---","No",1,1,1,1,1,1,1,1,1,null,0,0,0,0,0,0,0,0,0,0,1,1,0]
["Historic",2012,null,null,null,"CA",null,null,null,null,"LF Gas",null,8.1799879999999998,20.492598000000001,631.69960299999991,1590.278047,0,0,0,0,0,0,null,null,null,null,null,"Non-Fossil","No","Existing","Landfill Gas","Other","---","---","---","---","---","---","---","---","---","---","No",1,1,1,1,1,1,1,1,1,null,0,0,0,0,0,0,0,0,0,0,1,1,0]
["Historic",2012,null,null,null,"CA",null,null,null,null,"Natural Gas",null,2.1170000000000001E-2,4.4875999999999999E-2,2.0100739999999999,4.1384669999999995,0,0,0,0,0,0,null,null,null,null,null,"Non-Fossil","No","Existing","Landfill Gas","Other","---","---","---","---","---","---","---","---","---","---","No",1,1,1,1,1,1,1,1,1,null,0,0,0,0,0,0,0,0,0,0,1,1,0]
["Historic",2012,null,null,null,"CA",null,null,null,null,"MSW",null,3.1110280000000001,7.4490629999999998,119.33411699999999,299.587447,0,0,0,0,0,0,null,null,null,null,null,"Non-Fossil","No","Existing","Non-Fossil Other","Other","---","---","---","---","---","---","---","---","---","---","No",1,1,1,1,1,1,1,1,1,null,0,0,0,0,0,0,0,0,0,0,1,1,0]
["Historic",2012,null,null,null,"CA",null,null,null,null,"Natural Gas",null,0.235151,0.52594600000000002,16.164930000000002,35.977277999999998,0,0,0,0,0,0,null,null,null,null,null,"Non-Fossil","No","Existing","Non-Fossil Other","Other","---","---","---","---","---","---","---","---","---","---","No",1,1,1,1,1,1,1,1,1,null,0,0,0,0,0,0,0,0,0,0,1,1,0]
["Historic",2012,null,null,null,"CA",null,null,null,null,"Non-Fossil",null,2.6328770000000001,6.3374600000000001,262.66251300000005,631.054171,0,0,0,0,0,0,null,null,null,null,null,"Non-Fossil","No","Existing","Non-Fossil Other","Other","---","---","---","---","---","---","---","---","---","---","No",1,1,1,1,1,1,1,1,1,null,0,0,0,0,0,0,0,0,0,0,1,1,0]
["Historic",2012,null,null,null,"CA",null,null,null,null,"Tires",null,4.6224000000000001E-2,7.4851000000000001E-2,6.5502159999999998,10.607120999999999,0,0,0,0,0,0,null,null,null,null,null,"Non-Fossil","No","Existing","Non-Fossil Other","Other","---","---","---","---","---","---","---","---","---","---","No",1,1,1,1,1,1,1,1,1,null,0,0,0,0,0,0,0,0,0,0,1,1,0]
["Historic",2012,null,null,null,"CA",null,null,null,null,"Nuclear",null,72.979284000000007,196.202427,6870.7070000000003,18507.407999999999,0,0,0,0,0,0,null,null,null,null,null,"Non-Fossil","No","Existing","Nuclear","Nuclear","---","---","---","---","---","---","---","---","---","---","No",1,1,1,1,1,1,1,1,1,null,0,0,0,0,0,0,0,0,0,0,1,1,0]
["Historic",2012,null,null,null,"CA",null,null,null,null,"Pumps",null,0,0,488.30072100000001,574.85900000000004,0,0,0,0,0,0,null,null,null,null,null,"Non-Fossil","No","Existing","Pumped Storage","Other","---","---","---","---","---","---","---","---","---","---","No",1,1,1,1,1,1,1,1,1,null,0,0,0,0,0,0,0,0,0,0,1,1,0]
["Historic",2012,null,null,null,"CA",null,null,null,null,"Solar",null,0,0,462.98344900000006,742.71789799999999,0,0,0,0,0,0,null,null,null,null,null,"Non-Fossil","No","Existing","Solar PV","Renewable","---","---","---","---","---","---","---","---","---","---","No",1,1,1,1,1,1,1,1,1,null,0,0,0,0,0,0,0,0,0,0,1,1,0]
["Historic",2012,null,null,null,"CA",null,null,null,null,"Natural Gas",null,1.8618110000000001,2.9936430000000001,131.02600000000001,212.363,0,0,0,0,0,0,null,null,null,null,null,"Non-Fossil","No","Existing","Solar Thermal","Renewable","---","---","---","---","---","---","---","---","---","---","No",1,1,1,1,1,1,1,1,1,null,0,0,0,0,0,0,0,0,0,0,1,1,0]
["Historic",2012,null,null,null,"CA",null,null,null,null,"Solar",null,4.0276889999999996,6.0862600000000002,423.25430000000006,639.58195999999998,0,0,0,0,0,0,null,null,null,null,null,"Non-Fossil","No","Existing","Solar Thermal","Renewable","---","---","---","---","---","---","---","---","---","---","No",1,1,1,1,1,1,1,1,1,null,0,0,0,0,0,0,0,0,0,0,1,1,0]
["Historic",2012,null,null,null,"CA",null,null,null,null,"Wind",null,0,0,5376.4896250000002,9754.2296700000006,0,0,0,0,0,0,null,null,null,null,null,"Non-Fossil","No","Existing","Wind","Renewable","---","---","---","---","---","---","---","---","---","---","No",1,1,1,1,1,1,1,1,1,null,0,0,0,0,0,0,0,0,0,0,1,1,0]
["Historic",2012,null,null,null,"CA",null,null,null,null,"Natural Gas",null,0.18279599999999999,0.43618000000000001,19.209132,45.836379999999998,0,0,0,0,0,0,null,null,null,null,null,"Non-Fossil","No","Existing","Purchased Steam","Other","---","---","---","---","---","---","---","---","---","---","No",1,1,1,1,1,1,1,1,1,null,0,0,0,0,0,0,0,0,0,0,1,1,0]
["Historic",2012,null,null,null,"CO",null,null,null,null,"Hydro",null,0,0,790.49390200000016,1497.2090000000001,0,0,0,0,0,0,null,null,null,null,null,"Non-Fossil","No","Existing","Hydro","Renewable","---","---","---","---","---","---","---","---","---","---","No",1,1,1,1,1,1,1,1,1,null,0,0,0,0,0,0,0,0,0,0,1,1,0]
["Historic",2012,null,null,null,"CO",null,null,null,null,"LF Gas",null,0.11885900000000001,0.28367799999999999,8.9999020000000023,21.48,0,0,0,0,0,0,null,null,null,null,null,"Non-Fossil","No","Existing","Landfill Gas","Other","---","---","---","---","---","---","---","---","---","---","No",1,1,1,1,1,1,1,1,1,null,0,0,0,0,0,0,0,0,0,0,1,1,0]
["Historic",2012,null,null,null,"CO",null,null,null,null,"Non-Fossil",null,0.20771200000000001,0.52688299999999999,21.827605999999999,55.368000000000002,0,0,0,0,0,0,null,null,null,null,null,"Non-Fossil","No","Existing","Non-Fossil Other","Other","---","---","---","---","---","---","---","---","---","---","No",1,1,1,1,1,1,1,1,1,null,0,0,0,0,0,0,0,0,0,0,1,1,0]
["Historic",2012,null,null,null,"CO",null,null,null,null,"Solar",null,0,0,95.198269000000025,165.449026,0,0,0,0,0,0,null,null,null,null,null,"Non-Fossil","No","Existing","Solar PV","Renewable","---","---","---","---","---","---","---","---","---","---","No",1,1,1,1,1,1,1,1,1,null,0,0,0,0,0,0,0,0,0,0,1,1,0]
["Historic",2012,null,null,null,"CO",null,null,null,null,"Wind",null,0,0,2039.9559270000002,5968.643266,0,0,0,0,0,0,null,null,null,null,null,"Non-Fossil","No","Existing","Wind","Renewable","---","---","---","---","---","---","---","---","---","---","No",1,1,1,1,1,1,1,1,1,null,0,0,0,0,0,0,0,0,0,0,1,1,0]
["Historic",2012,null,null,null,"CT",null,null,null,null,"Biomass",null,9.6710000000000008E-3,2.2807999999999998E-2,0.318,0.736398,0,0,0,0,0,0,null,null,null,null,null,"Non-Fossil","No","Existing","Biomass","Renewable","---","---","---","---","---","---","---","---","---","---","No",1,1,1,1,1,1,1,1,1,null,0,0,0,0,0,0,0,0,0,0,1,1,0]
["Historic",2012,null,null,null,"CT",null,null,null,null,"Natural Gas",null,6.3787999999999997E-2,0.12590499999999999,6.3576809999999995,11.942950000000002,0,0,0,0,0,0,null,null,null,null,null,"Non-Fossil","No","Existing","Fuel Cell","Other","---","---","---","---","---","---","---","---","---","---","No",1,1,1,1,1,1,1,1,1,null,0,0,0,0,0,0,0,0,0,0,1,1,0]
["Historic",2012,null,null,null,"CT",null,null,null,null,"Hydro",null,0,0,117.35783500000002,312.14100000000002,0,0,0,0,0,0,null,null,null,null,null,"Non-Fossil","No","Existing","Hydro","Renewable","---","---","---","---","---","---","---","---","---","---","No",1,1,1,1,1,1,1,1,1,null,0,0,0,0,0,0,0,0,0,0,1,1,0]
["Historic",2012,null,null,null,"CT",null,null,null,null,"LF Gas",null,0.13539999999999999,0.31390200000000001,10.828806999999999,25.105,0,0,0,0,0,0,null,null,null,null,null,"Non-Fossil","No","Existing","Landfill Gas","Other","---","---","---","---","---","---","---","---","---","---","No",1,1,1,1,1,1,1,1,1,null,0,0,0,0,0,0,0,0,0,0,1,1,0]
["Historic",2012,null,null,null,"CT",null,null,null,null,"MSW",null,10.152901,23.333731,543.98864000000003,1256.2429010000001,0,0,0,0,0,0,null,null,null,null,null,"Non-Fossil","No","Existing","Non-Fossil Other","Other","---","---","---","---","---","---","---","---","---","---","No",1,1,1,1,1,1,1,1,1,null,0,0,0,0,0,0,0,0,0,0,1,1,0]
["Historic",2012,null,null,null,"CT",null,null,null,null,"Oil",null,1.1929E-2,3.2344999999999999E-2,0.60589700000000002,1.6332690000000001,0,0,0,0,0,0,null,null,null,null,null,"Non-Fossil","No","Existing","Non-Fossil Other","Other","---","---","---","---","---","---","---","---","---","---","No",1,1,1,1,1,1,1,1,1,null,0,0,0,0,0,0,0,0,0,0,1,1,0]
["Historic",2012,null,null,null,"CT",null,null,null,null,"Tires",null,0.94114100000000001,2.5337800000000001,49.814394999999998,140.92769000000001,0,0,0,0,0,0,null,null,null,null,null,"Non-Fossil","No","Existing","Non-Fossil Other","Other","---","---","---","---","---","---","---","---","---","---","No",1,1,1,1,1,1,1,1,1,null,0,0,0,0,0,0,0,0,0,0,1,1,0]
["Historic",2012,null,null,null,"CT",null,null,null,null,"Nuclear",null,77.187560000000005,178.95222999999999,7366.2139999999999,17077.886999999999,0,0,0,0,0,0,null,null,null,null,null,"Non-Fossil","No","Existing","Nuclear","Nuclear","---","---","---","---","---","---","---","---","---","---","No",1,1,1,1,1,1,1,1,1,null,0,0,0,0,0,0,0,0,0,0,1,1,0]
["Historic",2012,null,null,null,"CT",null,null,null,null,"Pumps",null,0,0,2.6219999999999999,2.7160000000000002,0,0,0,0,0,0,null,null,null,null,null,"Non-Fossil","No","Existing","Pumped Storage","Other","---","---","---","---","---","---","---","---","---","---","No",1,1,1,1,1,1,1,1,1,null,0,0,0,0,0,0,0,0,0,0,1,1,0]
["Historic",2012,null,null,null,"DE",null,null,null,null,"Natural Gas",null,5.4778E-2,8.2672999999999996E-2,8.0391969999999997,12.132999999999999,0,0,0,0,0,0,null,null,null,null,null,"Non-Fossil","No","Existing","Fuel Cell","Other","---","---","---","---","---","---","---","---","---","---","No",1,1,1,1,1,1,1,1,1,null,0,0,0,0,0,0,0,0,0,0,1,1,0]
["Historic",2012,null,null,null,"DE",null,null,null,null,"LF Gas",null,0.27775699999999998,0.69284100000000004,24.667081,61.53,0,0,0,0,0,0,null,null,null,null,null,"Non-Fossil","No","Existing","Landfill Gas","Other","---","---","---","---","---","---","---","---","---","---","No",1,1,1,1,1,1,1,1,1,null,0,0,0,0,0,0,0,0,0,0,1,1,0]
["Historic",2012,null,null,null,"DE",null,null,null,null,"Solar",null,0,0,10.596165999999998,22.559000000000001,0,0,0,0,0,0,null,null,null,null,null,"Non-Fossil","No","Existing","Solar PV","Renewable","---","---","---","---","---","---","---","---","---","---","No",1,1,1,1,1,1,1,1,1,null,0,0,0,0,0,0,0,0,0,0,1,1,0]
["Historic",2012,null,null,null,"DE",null,null,null,null,"Wind",null,0,0,0.9507540000000001,3.6379999999999999,0,0,0,0,0,0,null,null,null,null,null,"Non-Fossil","No","Existing","Wind","Renewable","---","---","---","---","---","---","---","---","---","---","No",1,1,1,1,1,1,1,1,1,null,0,0,0,0,0,0,0,0,0,0,1,1,0]
["Historic",2012,null,null,null,"FL",null,null,null,null,"Biomass",null,8.5935520000000007,19.932029,895.99094200000002,2190.4495859999997,0,0,0,0,0,0,null,null,null,null,null,"Non-Fossil","No","Existing","Biomass","Renewable","---","---","---","---","---","---","---","---","---","---","No",1,1,1,1,1,1,1,1,1,null,0,0,0,0,0,0,0,0,0,0,1,1,0]
["Historic",2012,null,null,null,"FL",null,null,null,null,"Natural Gas",null,1.486E-2,0.20855399999999999,1.4174929999999999,17.311972000000001,0,0,0,0,0,0,null,null,null,null,null,"Non-Fossil","No","Existing","Biomass","Renewable","---","---","---","---","---","---","---","---","---","---","No",1,1,1,1,1,1,1,1,1,null,0,0,0,0,0,0,0,0,0,0,1,1,0]
["Historic",2012,null,null,null,"FL",null,null,null,null,"Oil",null,1.7507000000000002E-2,0.12659500000000001,3.2218580000000006,22.834712000000003,0,0,0,0,0,0,null,null,null,null,null,"Non-Fossil","No","Existing","Biomass","Renewable","---","---","---","---","---","---","---","---","---","---","No",1,1,1,1,1,1,1,1,1,null,0,0,0,0,0,0,0,0,0,0,1,1,0]
["Historic",2012,null,null,null,"FL",null,null,null,null,"Hydro",null,0,0,55.612256000000002,150.511,0,0,0,0,0,0,null,null,null,null,null,"Non-Fossil","No","Existing","Hydro","Renewable","---","---","---","---","---","---","---","---","---","---","No",1,1,1,1,1,1,1,1,1,null,0,0,0,0,0,0,0,0,0,0,1,1,0]
["Historic",2012,null,null,null,"FL",null,null,null,null,"LF Gas",null,1.1599440000000001,3.0472890000000001,85.13508800000001,223.65799999999999,0,0,0,0,0,0,null,null,null,null,null,"Non-Fossil","No","Existing","Landfill Gas","Other","---","---","---","---","---","---","---","---","---","---","No",1,1,1,1,1,1,1,1,1,null,0,0,0,0,0,0,0,0,0,0,1,1,0]
["Historic",2012,null,null,null,"FL",null,null,null,null,"Fwaste",null,8.5810000000000001E-3,2.1033E-2,0.49615499999999996,1.2234929999999999,0,0,0,0,0,0,null,null,null,null,null,"Non-Fossil","No","Existing","Non-Fossil Other","Other","---","---","---","---","---","---","---","---","---","---","No",1,1,1,1,1,1,1,1,1,null,0,0,0,0,0,0,0,0,0,0,1,1,0]
["Historic",2012,null,null,null,"FL",null,null,null,null,"MSW",null,24.544342,58.402216000000003,1188.8221120000003,2888.746236,0,0,0,0,0,0,null,null,null,null,null,"Non-Fossil","No","Existing","Non-Fossil Other","Other","---","---","---","---","---","---","---","---","---","---","No",1,1,1,1,1,1,1,1,1,null,0,0,0,0,0,0,0,0,0,0,1,1,0]
["Historic",2012,null,null,null,"FL",null,null,null,null,"Natural Gas",null,0.14083899999999999,0.26906600000000003,10.802189,21.122031,0,0,0,0,0,0,null,null,null,null,null,"Non-Fossil","No","Existing","Non-Fossil Other","Other","---","---","---","---","---","---","---","---","---","---","No",1,1,1,1,1,1,1,1,1,null,0,0,0,0,0,0,0,0,0,0,1,1,0]
["Historic",2012,null,null,null,"FL",null,null,null,null,"Non-Fossil",null,7.7548149999999998,18.719484000000001,879.25422300000002,2127.6831299999999,0,0,0,0,0,0,null,null,null,null,null,"Non-Fossil","No","Existing","Non-Fossil Other","Other","---","---","---","---","---","---","---","---","---","---","No",1,1,1,1,1,1,1,1,1,null,0,0,0,0,0,0,0,0,0,0,1,1,0]
["Historic",2012,null,null,null,"FL",null,null,null,null,"Nuclear",null,75.080144000000004,187.7364,7141.4880000000003,17869.935000000001,0,0,0,0,0,0,null,null,null,null,null,"Non-Fossil","No","Existing","Nuclear","Nuclear","---","---","---","---","---","---","---","---","---","---","No",1,1,1,1,1,1,1,1,1,null,0,0,0,0,0,0,0,0,0,0,1,1,0]
["Historic",2012,null,null,null,"FL",null,null,null,null,"Solar",null,0,0,48.651528000000006,105.27800000000001,0,0,0,0,0,0,null,null,null,null,null,"Non-Fossil","No","Existing","Solar PV","Renewable","---","---","---","---","---","---","---","---","---","---","No",1,1,1,1,1,1,1,1,1,null,0,0,0,0,0,0,0,0,0,0,1,1,0]
["Historic",2012,null,null,null,"FL",null,null,null,null,"Solar",null,0.41267100000000001,0.84062300000000001,43.365985000000002,88.337985000000003,0,0,0,0,0,0,null,null,null,null,null,"Non-Fossil","No","Existing","Solar Thermal","Renewable","---","---","---","---","---","---","---","---","---","---","No",1,1,1,1,1,1,1,1,1,null,0,0,0,0,0,0,0,0,0,0,1,1,0]
["Historic",2012,null,null,null,"GA",null,null,null,null,"Biomass",null,16.277348,38.587378000000001,1231.0701880000001,2895.4054389999997,0,0,0,0,0,0,null,null,null,null,null,"Non-Fossil","No","Existing","Biomass","Renewable","---","---","---","---","---","---","---","---","---","---","No",1,1,1,1,1,1,1,1,1,null,0,0,0,0,0,0,0,0,0,0,1,1,0]
["Historic",2012,null,null,null,"GA",null,null,null,null,"Hydro",null,0,0,932.6103589999999,2236.3000000000002,0,0,0,0,0,0,null,null,null,null,null,"Non-Fossil","No","Existing","Hydro","Renewable","---","---","---","---","---","---","---","---","---","---","No",1,1,1,1,1,1,1,1,1,null,0,0,0,0,0,0,0,0,0,0,1,1,0]
["Historic",2012,null,null,null,"GA",null,null,null,null,"LF Gas",null,0.62189000000000005,1.4099159999999999,50.631912000000007,114.79,0,0,0,0,0,0,null,null,null,null,null,"Non-Fossil","No","Existing","Landfill Gas","Other","---","---","---","---","---","---","---","---","---","---","No",1,1,1,1,1,1,1,1,1,null,0,0,0,0,0,0,0,0,0,0,1,1,0]
["Historic",2012,null,null,null,"GA",null,null,null,null,"Natural Gas",null,5.0528000000000003E-2,0.13228200000000001,9.6703330000000012,25.316616000000003,0,0,0,0,0,0,null,null,null,null,null,"Non-Fossil","No","Existing","Non-Fossil Other","Other","---","---","---","---","---","---","---","---","---","---","No",1,1,1,1,1,1,1,1,1,null,0,0,0,0,0,0,0,0,0,0,1,1,0]
["Historic",2012,null,null,null,"GA",null,null,null,null,"Non-Fossil",null,0.58682800000000002,1.3825499999999999,112.300123,264.57173499999999,0,0,0,0,0,0,null,null,null,null,null,"Non-Fossil","No","Existing","Non-Fossil Other","Other","---","---","---","---","---","---","---","---","---","---","No",1,1,1,1,1,1,1,1,1,null,0,0,0,0,0,0,0,0,0,0,1,1,0]
["Historic",2012,null,null,null,"GA",null,null,null,null,"Oil",null,4.2459999999999998E-3,9.8589999999999997E-3,0.812442,1.88652,0,0,0,0,0,0,null,null,null,null,null,"Non-Fossil","No","Existing","Non-Fossil Other","Other","---","---","---","---","---","---","---","---","---","---","No",1,1,1,1,1,1,1,1,1,null,0,0,0,0,0,0,0,0,0,0,1,1,0]
["Historic",2012,null,null,null,"GA",null,null,null,null,"Tires",null,0.12062100000000001,0.31896600000000003,19.508684999999993,51.663490000000003,0,0,0,0,0,0,null,null,null,null,null,"Non-Fossil","No","Existing","Non-Fossil Other","Other","---","---","---","---","---","---","---","---","---","---","No",1,1,1,1,1,1,1,1,1,null,0,0,0,0,0,0,0,0,0,0,1,1,0]
["Historic",2012,null,null,null,"GA",null,null,null,null,"Nuclear",null,150.34971400000001,355.660572,14348.272999999999,33941.633999999998,0,0,0,0,0,0,null,null,null,null,null,"Non-Fossil","No","Existing","Nuclear","Nuclear","---","---","---","---","---","---","---","---","---","---","No",1,1,1,1,1,1,1,1,1,null,0,0,0,0,0,0,0,0,0,0,1,1,0]
["Historic",2012,null,null,null,"GA",null,null,null,null,"Solar",null,0,0,1.6302480000000001,2.92069,0,0,0,0,0,0,null,null,null,null,null,"Non-Fossil","No","Existing","Solar PV","Renewable","---","---","---","---","---","---","---","---","---","---","No",1,1,1,1,1,1,1,1,1,null,0,0,0,0,0,0,0,0,0,0,1,1,0]
["Historic",2012,null,null,null,"HI",null,null,null,null,"Biomass",null,0.64625900000000003,1.066073,64.552356000000003,106.48608999999999,0,0,0,0,0,0,null,null,null,null,null,"Non-Fossil","No","Existing","Biomass","Renewable","---","---","---","---","---","---","---","---","---","---","No",1,1,1,1,1,1,1,1,1,null,0,0,0,0,0,0,0,0,0,0,1,1,0]
["Historic",2012,null,null,null,"HI",null,null,null,null,"Geothermal",null,1.0183739999999999,2.4836480000000001,107.017,260.99700000000001,0,0,0,0,0,0,null,null,null,null,null,"Non-Fossil","No","Existing","Geothermal","Renewable","---","---","---","---","---","---","---","---","---","---","No",1,1,1,1,1,1,1,1,1,null,0,0,0,0,0,0,0,0,0,0,1,1,0]
["Historic",2012,null,null,null,"HI",null,null,null,null,"Hydro",null,0,0,46.55052100000001,114.581,0,0,0,0,0,0,null,null,null,null,null,"Non-Fossil","No","Existing","Hydro","Renewable","---","---","---","---","---","---","---","---","---","---","No",1,1,1,1,1,1,1,1,1,null,0,0,0,0,0,0,0,0,0,0,1,1,0]
["Historic",2012,null,null,null,"HI",null,null,null,null,"MSW",null,1.7746390000000001,4.2614140000000003,127.72051099999999,299.76511999999997,0,0,0,0,0,0,null,null,null,null,null,"Non-Fossil","No","Existing","Non-Fossil Other","Other","---","---","---","---","---","---","---","---","---","---","No",1,1,1,1,1,1,1,1,1,null,0,0,0,0,0,0,0,0,0,0,1,1,0]
["Historic",2012,null,null,null,"HI",null,null,null,null,"Tires",null,0,4.3100000000000001E-4,0,4.2195999999999997E-2,0,0,0,0,0,0,null,null,null,null,null,"Non-Fossil","No","Existing","Non-Fossil Other","Other","---","---","---","---","---","---","---","---","---","---","No",1,1,1,1,1,1,1,1,1,null,0,0,0,0,0,0,0,0,0,0,1,1,0]
["Historic",2012,null,null,null,"HI",null,null,null,null,"Solar",null,0,0,2.5607519999999999,4.6079999999999997,0,0,0,0,0,0,null,null,null,null,null,"Non-Fossil","No","Existing","Solar PV","Renewable","---","---","---","---","---","---","---","---","---","---","No",1,1,1,1,1,1,1,1,1,null,0,0,0,0,0,0,0,0,0,0,1,1,0]
["Historic",2012,null,null,null,"HI",null,null,null,null,"Wind",null,0,0,182.36704700000001,378.23399999999998,0,0,0,0,0,0,null,null,null,null,null,"Non-Fossil","No","Existing","Wind","Renewable","---","---","---","---","---","---","---","---","---","---","No",1,1,1,1,1,1,1,1,1,null,0,0,0,0,0,0,0,0,0,0,1,1,0]
["Historic",2012,null,null,null,"IA",null,null,null,null,"Biomass",null,1.2488000000000001E-2,2.7581999999999999E-2,2.4354469999999999,5.3791710000000004,0,0,0,0,0,0,null,null,null,null,null,"Non-Fossil","No","Existing","Biomass","Renewable","---","---","---","---","---","---","---","---","---","---","No",1,1,1,1,1,1,1,1,1,null,0,0,0,0,0,0,0,0,0,0,1,1,0]
["Historic",2012,null,null,null,"IA",null,null,null,null,"Hydro",null,0,0,362.12002000000001,766.19100000000003,0,0,0,0,0,0,null,null,null,null,null,"Non-Fossil","No","Existing","Hydro","Renewable","---","---","---","---","---","---","---","---","---","---","No",1,1,1,1,1,1,1,1,1,null,0,0,0,0,0,0,0,0,0,0,1,1,0]
["Historic",2012,null,null,null,"IA",null,null,null,null,"LF Gas",null,0.49285099999999998,1.0555159999999999,40.326425999999998,86.364999999999995,0,0,0,0,0,0,null,null,null,null,null,"Non-Fossil","No","Existing","Landfill Gas","Other","---","---","---","---","---","---","---","---","---","---","No",1,1,1,1,1,1,1,1,1,null,0,0,0,0,0,0,0,0,0,0,1,1,0]
["Historic",2012,null,null,null,"IA",null,null,null,null,"Nuclear",null,22.451045000000001,45.550390999999998,2142.5630000000001,4346.9949999999999,0,0,0,0,0,0,null,null,null,null,null,"Non-Fossil","No","Existing","Nuclear","Nuclear","---","---","---","---","---","---","---","---","---","---","No",1,1,1,1,1,1,1,1,1,null,0,0,0,0,0,0,0,0,0,0,1,1,0]
["Historic",2012,null,null,null,"IA",null,null,null,null,"Wind",null,0,0,4620.0612889999984,14032.492272,0,0,0,0,0,0,null,null,null,null,null,"Non-Fossil","No","Existing","Wind","Renewable","---","---","---","---","---","---","---","---","---","---","No",1,1,1,1,1,1,1,1,1,null,0,0,0,0,0,0,0,0,0,0,1,1,0]
["Historic",2012,null,null,null,"ID",null,null,null,null,"Biomass",null,2.426965,5.6240329999999998,198.76961,459.58142000000004,0,0,0,0,0,0,null,null,null,null,null,"Non-Fossil","No","Existing","Biomass","Renewable","---","---","---","---","---","---","---","---","---","---","No",1,1,1,1,1,1,1,1,1,null,0,0,0,0,0,0,0,0,0,0,1,1,0]
["Historic",2012,null,null,null,"ID",null,null,null,null,"Geothermal",null,0.29653099999999999,0.71061600000000003,31.161372999999998,74.676000000000002,0,0,0,0,0,0,null,null,null,null,null,"Non-Fossil","No","Existing","Geothermal","Renewable","---","---","---","---","---","---","---","---","---","---","No",1,1,1,1,1,1,1,1,1,null,0,0,0,0,0,0,0,0,0,0,1,1,0]
["Historic",2012,null,null,null,"ID",null,null,null,null,"Hydro",null,0,0,5619.3855279999962,10940.40473,0,0,0,0,0,0,null,null,null,null,null,"Non-Fossil","No","Existing","Hydro","Renewable","---","---","---","---","---","---","---","---","---","---","No",1,1,1,1,1,1,1,1,1,null,0,0,0,0,0,0,0,0,0,0,1,1,0]
["Historic",2012,null,null,null,"ID",null,null,null,null,"LF Gas",null,0.14915400000000001,0.33573900000000001,13.96951,31.484000000000002,0,0,0,0,0,0,null,null,null,null,null,"Non-Fossil","No","Existing","Landfill Gas","Other","---","---","---","---","---","---","---","---","---","---","No",1,1,1,1,1,1,1,1,1,null,0,0,0,0,0,0,0,0,0,0,1,1,0]
["Historic",2012,null,null,null,"ID",null,null,null,null,"Non-Fossil",null,0.259822,0.65906699999999996,27.303812999999998,69.258970000000005,0,0,0,0,0,0,null,null,null,null,null,"Non-Fossil","No","Existing","Non-Fossil Other","Other","---","---","---","---","---","---","---","---","---","---","No",1,1,1,1,1,1,1,1,1,null,0,0,0,0,0,0,0,0,0,0,1,1,0]
["Historic",2012,null,null,null,"ID",null,null,null,null,"Wind",null,0,0,573.82038699999998,1890.5590199999999,0,0,0,0,0,0,null,null,null,null,null,"Non-Fossil","No","Existing","Wind","Renewable","---","---","---","---","---","---","---","---","---","---","No",1,1,1,1,1,1,1,1,1,null,0,0,0,0,0,0,0,0,0,0,1,1,0]
["Historic",2012,null,null,null,"IL",null,null,null,null,"Hydro",null,0,0,44.271088000000006,111.208,0,0,0,0,0,0,null,null,null,null,null,"Non-Fossil","No","Existing","Hydro","Renewable","---","---","---","---","---","---","---","---","---","---","No",1,1,1,1,1,1,1,1,1,null,0,0,0,0,0,0,0,0,0,0,1,1,0]
["Historic",2012,null,null,null,"IL",null,null,null,null,"LF Gas",null,3.5817920000000001,8.1604209999999995,269.79768200000001,609.32399999999996,0,0,0,0,0,0,null,null,null,null,null,"Non-Fossil","No","Existing","Landfill Gas","Other","---","---","---","---","---","---","---","---","---","---","No",1,1,1,1,1,1,1,1,1,null,0,0,0,0,0,0,0,0,0,0,1,1,0]
["Historic",2012,null,null,null,"IL",null,null,null,null,"Non-Fossil",null,0.27074399999999998,0.52046599999999998,17.874376000000002,34.360902000000003,0,0,0,0,0,0,null,null,null,null,null,"Non-Fossil","No","Existing","Non-Fossil Other","Other","---","---","---","---","---","---","---","---","---","---","No",1,1,1,1,1,1,1,1,1,null,0,0,0,0,0,0,0,0,0,0,1,1,0]
["Historic",2012,null,null,null,"IL",null,null,null,null,"Tires",null,1.58E-3,4.5150000000000003E-2,0.196242,5.6169269999999996,0,0,0,0,0,0,null,null,null,null,null,"Non-Fossil","No","Existing","Non-Fossil Other","Other","---","---","---","---","---","---","---","---","---","---","No",1,1,1,1,1,1,1,1,1,null,0,0,0,0,0,0,0,0,0,0,1,1,0]
["Historic",2012,null,null,null,"IL",null,null,null,null,"Nuclear",null,423.09583700000002,1010.150088,40377.161,96401.308999999994,0,0,0,0,0,0,null,null,null,null,null,"Non-Fossil","No","Existing","Nuclear","Nuclear","---","---","---","---","---","---","---","---","---","---","No",1,1,1,1,1,1,1,1,1,null,0,0,0,0,0,0,0,0,0,0,1,1,0]
["Historic",2012,null,null,null,"IL",null,null,null,null,"Solar",null,0,0,8.7366790000000005,15.08,0,0,0,0,0,0,null,null,null,null,null,"Non-Fossil","No","Existing","Solar PV","Renewable","---","---","---","---","---","---","---","---","---","---","No",1,1,1,1,1,1,1,1,1,null,0,0,0,0,0,0,0,0,0,0,1,1,0]
["Historic",2012,null,null,null,"IL",null,null,null,null,"Solar",null,8.5877999999999996E-2,0.14823,9.0246180000000003,15.577,0,0,0,0,0,0,null,null,null,null,null,"Non-Fossil","No","Existing","Solar Thermal","Renewable","---","---","---","---","---","---","---","---","---","---","No",1,1,1,1,1,1,1,1,1,null,0,0,0,0,0,0,0,0,0,0,1,1,0]
["Historic",2012,null,null,null,"IL",null,null,null,null,"Wind",null,0,0,2246.045834,7726.8086380000004,0,0,0,0,0,0,null,null,null,null,null,"Non-Fossil","No","Existing","Wind","Renewable","---","---","---","---","---","---","---","---","---","---","No",1,1,1,1,1,1,1,1,1,null,0,0,0,0,0,0,0,0,0,0,1,1,0]
["Historic",2012,null,null,null,"IN",null,null,null,null,"Hydro",null,0,0,193.447239,433.505,0,0,0,0,0,0,null,null,null,null,null,"Non-Fossil","No","Existing","Hydro","Renewable","---","---","---","---","---","---","---","---","---","---","No",1,1,1,1,1,1,1,1,1,null,0,0,0,0,0,0,0,0,0,0,1,1,0]
["Historic",2012,null,null,null,"IN",null,null,null,null,"LF Gas",null,1.6188260000000001,3.620377,133.30701300000001,298.13084999999995,0,0,0,0,0,0,null,null,null,null,null,"Non-Fossil","No","Existing","Landfill Gas","Other","---","---","---","---","---","---","---","---","---","---","No",1,1,1,1,1,1,1,1,1,null,0,0,0,0,0,0,0,0,0,0,1,1,0]
["Historic",2012,null,null,null,"IN",null,null,null,null,"MSW",null,8.9196999999999999E-2,0.189054,19.585683,41.512119999999996,0,0,0,0,0,0,null,null,null,null,null,"Non-Fossil","No","Existing","Non-Fossil Other","Other","---","---","---","---","---","---","---","---","---","---","No",1,1,1,1,1,1,1,1,1,null,0,0,0,0,0,0,0,0,0,0,1,1,0]
["Historic",2012,null,null,null,"IN",null,null,null,null,"Non-Fossil",null,1.329091,2.5584250000000002,139.66900000000001,268.85500000000002,0,0,0,0,0,0,null,null,null,null,null,"Non-Fossil","No","Existing","Non-Fossil Other","Other","---","---","---","---","---","---","---","---","---","---","No",1,1,1,1,1,1,1,1,1,null,0,0,0,0,0,0,0,0,0,0,1,1,0]
["Historic",2012,null,null,null,"IN",null,null,null,null,"Solar",null,0,0,1.16E-3,0.17092599999999999,0,0,0,0,0,0,null,null,null,null,null,"Non-Fossil","No","Existing","Solar PV","Renewable","---","---","---","---","---","---","---","---","---","---","No",1,1,1,1,1,1,1,1,1,null,0,0,0,0,0,0,0,0,0,0,1,1,0]
["Historic",2012,null,null,null,"IN",null,null,null,null,"Wind",null,0,0,763.94783299999995,3210.1039999999998,0,0,0,0,0,0,null,null,null,null,null,"Non-Fossil","No","Existing","Wind","Renewable","---","---","---","---","---","---","---","---","---","---","No",1,1,1,1,1,1,1,1,1,null,0,0,0,0,0,0,0,0,0,0,1,1,0]
["Historic",2012,null,null,null,"KS",null,null,null,null,"Hydro",null,0,0,4.9148130000000005,10.398999999999999,0,0,0,0,0,0,null,null,null,null,null,"Non-Fossil","No","Existing","Hydro","Renewable","---","---","---","---","---","---","---","---","---","---","No",1,1,1,1,1,1,1,1,1,null,0,0,0,0,0,0,0,0,0,0,1,1,0]
["Historic",2012,null,null,null,"KS",null,null,null,null,"LF Gas",null,0.26888899999999999,0.63838799999999996,24.154533000000004,57.347000000000001,0,0,0,0,0,0,null,null,null,null,null,"Non-Fossil","No","Existing","Landfill Gas","Other","---","---","---","---","---","---","---","---","---","---","No",1,1,1,1,1,1,1,1,1,null,0,0,0,0,0,0,0,0,0,0,1,1,0]
["Historic",2012,null,null,null,"KS",null,null,null,null,"Nuclear",null,45.266181000000003,86.929665,4319.8720000000003,8284.9240000000009,0,0,0,0,0,0,null,null,null,null,null,"Non-Fossil","No","Existing","Nuclear","Nuclear","---","---","---","---","---","---","---","---","---","---","No",1,1,1,1,1,1,1,1,1,null,0,0,0,0,0,0,0,0,0,0,1,1,0]
["Historic",2012,null,null,null,"KS",null,null,null,null,"Wind",null,0,0,1894.1472279999998,5195.3063499999998,0,0,0,0,0,0,null,null,null,null,null,"Non-Fossil","No","Existing","Wind","Renewable","---","---","---","---","---","---","---","---","---","---","No",1,1,1,1,1,1,1,1,1,null,0,0,0,0,0,0,0,0,0,0,1,1,0]
["Historic",2012,null,null,null,"KY",null,null,null,null,"Biomass",null,0.51664299999999996,1.147894,107.07206699999998,237.63745300000002,0,0,0,0,0,0,null,null,null,null,null,"Non-Fossil","No","Existing","Biomass","Renewable","---","---","---","---","---","---","---","---","---","---","No",1,1,1,1,1,1,1,1,1,null,0,0,0,0,0,0,0,0,0,0,1,1,0]
["Historic",2012,null,null,null,"KY",null,null,null,null,"Hydro",null,0,0,643.05176300000005,2361.7820000000002,0,0,0,0,0,0,null,null,null,null,null,"Non-Fossil","No","Existing","Hydro","Renewable","---","---","---","---","---","---","---","---","---","---","No",1,1,1,1,1,1,1,1,1,null,0,0,0,0,0,0,0,0,0,0,1,1,0]
["Historic",2012,null,null,null,"KY",null,null,null,null,"LF Gas",null,0.55181800000000003,1.1990449999999999,43.831733999999997,95.242000000000004,0,0,0,0,0,0,null,null,null,null,null,"Non-Fossil","No","Existing","Landfill Gas","Other","---","---","---","---","---","---","---","---","---","---","No",1,1,1,1,1,1,1,1,1,null,0,0,0,0,0,0,0,0,0,0,1,1,0]
["Historic",2012,null,null,null,"LA",null,null,null,null,"Biomass",null,7.1137610000000002,17.785817999999999,971.56327199999998,2430.0422259999996,0,0,0,0,0,0,null,null,null,null,null,"Non-Fossil","No","Existing","Biomass","Renewable","---","---","---","---","---","---","---","---","---","---","No",1,1,1,1,1,1,1,1,1,null,0,0,0,0,0,0,0,0,0,0,1,1,0]
["Historic",2012,null,null,null,"LA",null,null,null,null,"Natural Gas",null,3.3040000000000001E-3,5.8659999999999997E-3,0.19783199999999998,0.34289999999999998,0,0,0,0,0,0,null,null,null,null,null,"Non-Fossil","No","Existing","Biomass","Renewable","---","---","---","---","---","---","---","---","---","---","No",1,1,1,1,1,1,1,1,1,null,0,0,0,0,0,0,0,0,0,0,1,1,0]
["Historic",2012,null,null,null,"UT",null,null,null,null,"Solar",null,0,0,1.0488539999999997,1.619,0,0,0,0,0,0,null,null,null,null,null,"Non-Fossil","No","Existing","Solar PV","Renewable","---","---","---","---","---","---","---","---","---","---","No",1,1,1,1,1,1,1,1,1,null,0,0,0,0,0,0,0,0,0,0,1,1,0]
["Historic",2012,null,null,null,"WA",null,null,null,null,"Solar",null,0,0,0.46300000000000002,0.79400000000000004,0,0,0,0,0,0,null,null,null,null,null,"Non-Fossil","No","Existing","Solar PV","Renewable","---","---","---","---","---","---","---","---","---","---","No",1,1,1,1,1,1,1,1,1,null,0,0,0,0,0,0,0,0,0,0,1,1,0]
["Historic",2013,null,null,null,"WA",null,null,null,null,"Hydro",null,0,0,35714.355378999993,78155.087,0,0,0,0,0,0,null,null,null,null,null,"Non-Fossil","No","Existing","Hydro","Renewable","---","---","---","---","---","---","---","---","---","---","No",1,1,1,1,1,1,1,1,1,null,0,0,0,0,0,0,0,0,0,0,1,1,0]
["Historic",2014,null,null,null,"FL",null,null,null,null,"Solar",null,0,0,57.285417000000002,117.20818300000001,0,0,0,0,0,0,null,null,null,null,null,"Non-Fossil","No","Existing","Solar PV","Renewable","---","---","---","---","---","---","---","---","---","---","No",1,1,1,1,1,1,1,1,1,null,0,0,0,0,0,0,0,0,0,0,1,1,0]
["Historic",2014,null,null,null,"NE",null,null,null,null,"LF Gas",null,0.27305600000000002,0.64201600000000003,20.023559000000002,47.08,0,0,0,0,0,0,null,null,null,null,null,"Non-Fossil","No","Existing","Landfill Gas","Other","---","---","---","---","---","---","---","---","---","---","No",1,1,1,1,1,1,1,1,1,null,0,0,0,0,0,0,0,0,0,0,1,1,0]
["Historic",2015,null,null,null,"MS",null,null,null,null,"Biomass",null,2.4914740000000002,5.6137040000000002,477.07613500000002,1085.3187869999999,0,0,0,0,0,0,null,null,null,null,null,"Non-Fossil","No","Existing","Biomass","Renewable","---","---","---","---","---","---","---","---","---","---","No",1,1,1,1,1,1,1,1,1,null,0,0,0,0,0,0,0,0,0,0,1,1,0]
["Historic",2015,null,null,null,"NV",null,null,null,null,"Wind",null,0,0,123.4,309.72399999999999,0,0,0,0,0,0,null,null,null,null,null,"Non-Fossil","No","Existing","Wind","Renewable","---","---","---","---","---","---","---","---","---","---","No",1,1,1,1,1,1,1,1,1,null,0,0,0,0,0,0,0,0,0,0,1,1,0]
["Historic",2011,null,null,null,"IN",null,null,null,null,"Natural Gas",null,25.275868795000001,59.308539456999995,2415.6621900000005,5709.9485599999998,2590.8094649999998,6065.4408090000006,1.8662040000000002,4.4294729999999998,8.9063640000000017,19.821999999999996,null,null,null,null,null,"Fossil","Yes","Existing","O/G Steam","O/G Steam","---","---","---","---","---","---","---","---","---","---","No",1,1,1,1,1,1,1,1,1,null,0,0,0,0,0,0,0,0,0,0,1,1,0]
["Historic",2012,null,null,null,"NY",null,null,null,null,"Coal",null,0,0,0,0,0,0,0,0,0,0,null,null,null,null,null,"Fossil","Yes","Existing","IGCC","Coal","---","---","---","---","---","---","---","---","---","---","No",1,1,1,1,1,1,1,1,1,null,0,0,0,0,0,0,0,0,0,0,1,1,0]
["Historic",2013,null,null,null,"WI",null,null,null,null,"Biomass",null,4.1390367249999995,9.3561432880000002,239.03335999999999,544.94087999999999,424.97207600000002,965.00084199999992,0.38902800000000004,0.83169699999999991,0.24888199999999999,0.47509899999999999,null,null,null,null,null,"Fossil","Yes","Existing","Biomass","Renewable","---","---","---","---","---","---","---","---","---","---","No",1,1,1,1,1,1,1,1,1,null,0,0,0,0,0,0,0,0,0,0,1,1,0]
["Historic",2014,null,null,null,"FL",null,null,null,null,"Natural Gas",null,447.29790666899993,945.74685749600008,56501.736539999976,119927.63530999998,26437.716681000005,56010.984057000016,5.5163930000000034,11.276964000000005,0.13302699999999992,0.28098499999999993,null,null,null,null,null,"Fossil","Yes","Existing","Combined Cycle","Combined Cycle","---","---","---","---","---","---","---","---","---","---","No",1,1,1,1,1,1,1,1,1,null,0,0,0,0,0,0,0,0,0,0,1,1,0]
["Historic",2015,null,null,null,"NE",null,null,null,null,"Natural Gas",null,1.7721093790000002,2.161413692,199.19463000000002,241.31461999999999,105.32529799999999,128.47414800000001,2.0611000000000001E-2,2.6441000000000003E-2,5.44E-4,6.739999999999999E-4,null,null,null,null,null,"Fossil","Yes","Existing","Combined Cycle","Combined Cycle","---","---","---","---","---","---","---","---","---","---","No",1,1,1,1,1,1,1,1,1,null,0,0,0,0,0,0,0,0,0,0,1,1,0]
["Historic",2016,null,null,null,"NM",null,null,null,null,"Natural Gas",null,24.365980672999999,52.861702189000013,3206.9487799999997,7010.1536999999998,1448.0385430000001,3141.503874,0.146622,0.31073900000000004,1.1701000000000001E-2,2.5860000000000001E-2,null,null,null,null,null,"Fossil","Yes","Existing","Combined Cycle","Combined Cycle","---","---","---","---","---","---","---","---","---","---","No",1,1,1,1,1,1,1,1,1,null,0,0,0,0,0,0,0,0,0,0,1,1,0]
["Historic",2016,null,null,null,"AR",null,null,null,null,"Pumps",null,0,0,15.702999999999999,38.823999999999998,0,0,0,0,0,0,null,null,null,null,null,"Non-Fossil","No","Existing","Pumped Storage","Other","---","---","---","---","---","---","---","---","---","---","No",1,1,1,1,1,1,1,1,1,null,0,0,0,0,0,0,0,0,0,0,1,1,0]
["Historic",2016,null,null,null,"WY",null,null,null,null,"Wind",null,0,0,1225.7909529999999,4389.3379999999997,0,0,0,0,0,0,null,null,null,null,null,"Non-Fossil","No","Existing","Wind","Renewable","---","---","---","---","---","---","---","---","---","---","No",1,1,1,1,1,1,1,1,1,null,0,0,0,0,0,0,0,0,0,0,1,1,0]
["Historic",2011,null,null,null,"MN",null,null,null,null,"Natural Gas",null,null,null,null,null,null,null,null,null,null,null,null,null,null,73.8,null,null,"Yes","Existing","O/G Steam","O/G Steam","---","---","---","---","---","---","---","---","---","---","No",1,1,1,1,1,1,1,1,1,null,0,0,0,0,0,0,0,0,0,0,1,1,0]
["Historic",2012,null,null,null,"NH",null,null,null,null,"Natural Gas",null,null,null,null,null,null,null,null,null,null,null,null,null,null,0,null,null,"Yes","Existing","O/G Steam","O/G Steam","---","---","---","---","---","---","---","---","---","---","No",1,1,1,1,1,1,1,1,1,null,0,0,0,0,0,0,0,0,0,0,1,1,0]
["Historic",2013,null,null,null,"IL",null,null,null,null,"Oil",null,null,null,null,null,null,null,null,null,null,null,null,null,null,210.2,null,null,"Yes","Existing","Combustion Turbine","Combustion Turbine","---","---","---","---","---","---","---","---","---","---","No",1,1,1,1,1,1,1,1,1,null,0,0,0,0,0,0,0,0,0,0,1,1,0]
["Historic",2013,null,null,null,"SC",null,null,null,null,"Coal",null,null,null,null,null,null,null,null,null,null,null,null,null,null,5917,null,null,"Yes","Existing","Coal Steam","Coal","---","---","---","---","---","---","---","---","---","---","No",1,1,1,1,1,1,1,1,1,null,0,0,0,0,0,0,0,0,0,0,1,1,0]
["Historic",2015,null,null,null,"CT",null,null,null,null,"Oil",null,null,null,null,null,null,null,null,null,null,null,null,null,null,777.7,null,null,"Yes","Existing","Combustion Turbine","Combustion Turbine","---","---","---","---","---","---","---","---","---","---","No",1,1,1,1,1,1,1,1,1,null,0,0,0,0,0,0,0,0,0,0,1,1,0]
["Historic",2015,null,null,null,"PA",null,null,null,null,"Natural Gas",null,null,null,null,null,null,null,null,null,null,null,null,null,null,2516,null,null,"Yes","Existing","O/G Steam","O/G Steam","---","---","---","---","---","---","---","---","---","---","No",1,1,1,1,1,1,1,1,1,null,0,0,0,0,0,0,0,0,0,0,1,1,0]
["Historic",2016,null,null,null,"NM",null,null,null,null,"Natural Gas",null,null,null,null,null,null,null,null,null,null,null,null,null,null,756,null,null,"Yes","Existing","O/G Steam","O/G Steam","---","---","---","---","---","---","---","---","---","---","No",1,1,1,1,1,1,1,1,1,null,0,0,0,0,0,0,0,0,0,0,1,1,0]
["Historic",2011,null,null,null,"MI",null,null,null,null,"Oil",null,null,null,null,null,null,null,null,null,null,null,null,null,null,272.40000000000026,null,null,"No","Existing","Combustion Turbine","Combustion Turbine","---","---","---","---","---","---","---","---","---","---","No",1,1,1,1,1,1,1,1,1,null,0,0,0,0,0,0,0,0,0,0,1,1,0]
["Historic",2011,null,null,null,"WI",null,null,null,null,"Natural Gas",null,null,null,null,null,null,null,null,null,null,null,null,null,null,4.3,null,null,"No","Existing","Combined Cycle","Combined Cycle","---","---","---","---","---","---","---","---","---","---","No",1,1,1,1,1,1,1,1,1,null,0,0,0,0,0,0,0,0,0,0,1,1,0]
["Historic",2012,null,null,null,"MI",null,null,null,null,"LF Gas",null,null,null,null,null,null,null,null,null,null,null,null,null,null,23.8,null,null,"No","Existing","Combined Cycle","Combined Cycle","---","---","---","---","---","---","---","---","---","---","No",1,1,1,1,1,1,1,1,1,null,0,0,0,0,0,0,0,0,0,0,1,1,0]
["Historic",2013,null,null,null,"IL",null,null,null,null,"Oil",null,null,null,null,null,null,null,null,null,null,null,null,null,null,317.50000000000011,null,null,"No","Existing","Combustion Turbine","Combustion Turbine","---","---","---","---","---","---","---","---","---","---","No",1,1,1,1,1,1,1,1,1,null,0,0,0,0,0,0,0,0,0,0,1,1,0]
["Historic",2013,null,null,null,"PA",null,null,null,null,"Natural Gas",null,null,null,null,null,null,null,null,null,null,null,null,null,null,50.1,null,null,"No","Existing","O/G Steam","O/G Steam","---","---","---","---","---","---","---","---","---","---","No",1,1,1,1,1,1,1,1,1,null,0,0,0,0,0,0,0,0,0,0,1,1,0]
["Historic",2014,null,null,null,"CO",null,null,null,null,"Oil",null,null,null,null,null,null,null,null,null,null,null,null,null,null,68.400000000000006,null,null,"No","Existing","Combustion Turbine","Combustion Turbine","---","---","---","---","---","---","---","---","---","---","No",1,1,1,1,1,1,1,1,1,null,0,0,0,0,0,0,0,0,0,0,1,1,0]
["Historic",2015,null,null,null,"CT",null,null,null,null,"Natural Gas",null,null,null,null,null,null,null,null,null,null,null,null,null,null,70.699999999999989,null,null,"No","Existing","Combustion Turbine","Combustion Turbine","---","---","---","---","---","---","---","---","---","---","No",1,1,1,1,1,1,1,1,1,null,0,0,0,0,0,0,0,0,0,0,1,1,0]
["Historic",2015,null,null,null,"MA",null,null,null,null,"Oil",null,null,null,null,null,null,null,null,null,null,null,null,null,null,109.39999999999993,null,null,"No","Existing","Combustion Turbine","Combustion Turbine","---","---","---","---","---","---","---","---","---","---","No",1,1,1,1,1,1,1,1,1,null,0,0,0,0,0,0,0,0,0,0,1,1,0]
["Historic",2016,null,null,null,"MD",null,null,null,null,"Biomass",null,null,null,null,null,null,null,null,null,null,null,null,null,null,1.8,null,null,"No","Existing","Combustion Turbine","Combustion Turbine","---","---","---","---","---","---","---","---","---","---","No",1,1,1,1,1,1,1,1,1,null,0,0,0,0,0,0,0,0,0,0,1,1,0]
["Historic",2016,null,null,null,"WI",null,null,null,null,"Oil",null,null,null,null,null,null,null,null,null,null,null,null,null,null,0,null,null,"No","Existing","O/G Steam","O/G Steam","---","---","---","---","---","---","---","---","---","---","No",1,1,1,1,1,1,1,1,1,null,0,0,0,0,0,0,0,0,0,0,1,1,0]
["Historic",2011,null,null,null,"HI",null,null,null,null,"Solar PV",null,null,null,null,null,null,null,null,null,null,null,null,null,null,2.2000000000000002,null,null,null,"Existing","Solar PV","Renewable","---","---","---","---","---","---","---","---","---","---","No",1,1,1,1,1,1,1,1,1,null,0,0,0,0,0,0,0,0,0,0,1,1,0]
["Historic",2012,null,null,null,"CA",null,null,null,null,"MSW",null,null,null,null,null,null,null,null,null,null,null,null,null,null,55,null,null,null,"Existing","Non-Fossil Other","Other","---","---","---","---","---","---","---","---","---","---","No",1,1,1,1,1,1,1,1,1,null,0,0,0,0,0,0,0,0,0,0,1,1,0]
["Historic",2012,null,null,null,"RI",null,null,null,null,"Wind",null,null,null,null,null,null,null,null,null,null,null,null,null,null,1.5,null,null,null,"Existing","Wind","Renewable","---","---","---","---","---","---","---","---","---","---","No",1,1,1,1,1,1,1,1,1,null,0,0,0,0,0,0,0,0,0,0,1,1,0]
["Historic",2013,null,null,null,"AZ",null,null,null,null,"Hydro",null,null,null,null,null,null,null,null,null,null,null,null,null,null,2719.4,null,null,null,"Existing","Hydro","Renewable","---","---","---","---","---","---","---","---","---","---","No",1,1,1,1,1,1,1,1,1,null,0,0,0,0,0,0,0,0,0,0,1,1,0]
["Historic",2013,null,null,null,"PA",null,null,null,null,"Waste Coal",null,null,null,null,null,null,null,null,null,null,null,null,null,null,1480.8,null,null,null,"Existing","Fossil Other","Other","---","---","---","---","---","---","---","---","---","---","No",1,1,1,1,1,1,1,1,1,null,0,0,0,0,0,0,0,0,0,0,1,1,0]
["Historic",2014,null,null,null,"MD",null,null,null,null,"MSW",null,null,null,null,null,null,null,null,null,null,null,null,null,null,116.39999999999999,null,null,null,"Existing","Non-Fossil Other","Other","---","---","---","---","---","---","---","---","---","---","No",1,1,1,1,1,1,1,1,1,null,0,0,0,0,0,0,0,0,0,0,1,1,0]
["Historic",2014,null,null,null,"UT",null,null,null,null,"Hydro",null,null,null,null,null,null,null,null,null,null,null,null,null,null,256.39999999999998,null,null,null,"Existing","Hydro","Renewable","---","---","---","---","---","---","---","---","---","---","No",1,1,1,1,1,1,1,1,1,null,0,0,0,0,0,0,0,0,0,0,1,1,0]
["Historic",2015,null,null,null,"MI",null,null,null,null,"Hydro",null,null,null,null,null,null,null,null,null,null,null,null,null,null,330.9000000000002,null,null,null,"Existing","Hydro","Renewable","---","---","---","---","---","---","---","---","---","---","No",1,1,1,1,1,1,1,1,1,null,0,0,0,0,0,0,0,0,0,0,1,1,0]
["Historic",2016,null,null,null,"HI",null,null,null,null,"Geothermal",null,null,null,null,null,null,null,null,null,null,null,null,null,null,43.000000000000007,null,null,null,"Existing","Geothermal","Renewable","---","---","---","---","---","---","---","---","---","---","No",1,1,1,1,1,1,1,1,1,null,0,0,0,0,0,0,0,0,0,0,1,1,0]
["Historic",2016,null,null,null,"OH",null,null,null,null,"Nuclear",null,null,null,null,null,null,null,null,null,null,null,null,null,null,2134,null,null,null,"Existing","Nuclear","Nuclear","---","---","---","---","---","---","---","---","---","---","No",1,1,1,1,1,1,1,1,1,null,0,0,0,0,0,0,0,0,0,0,1,1,0]
["Historic",2017,null,null,null,"TX",null,null,null,null,"Natural Gas",null,null,null,null,null,5030.7819660000005,10485.078792999999,1.2815030000000005,2.5949300000000006,5.3134999999999995E-2,0.12133900000000003,null,null,null,6735.2000000000025,null,"Fossil","Yes","Existing","Combustion Turbine","Combustion Turbine","---","---","---","---","---","---","---","---","None","None","No",1,1,1,1,1,1,1,1,1,null,0,0,0,0,0,0,0,0,0,0,1,1,0]
["Higher_Gas_Cost_v6",2021,null,"WEC_SDGE","5628; 5629","CA",null,null,null,null,"Pumps",null,0,0,34.603751099,71.953787738999992,0,0,0,0,0,0,null,null,null,48,"00 Exist Energy Storage","Non-Fossil","No","Existing","Non-Fossil Other","Other","---","---","---","---","---","---","---","---","None","None","No",1,1,1,1,1,1,1,1,1,null,0,0,0,0,0,0,0,0,0,0,0,1,0]
["Higher_Gas_Cost_v6",2021,null,"S_SOU","1435; 1436; 1437; 1438; 1439; 1440; 1441; 1442; 1443; 1465; 1466; 1472; 1473; 1474; 1475; 1476; 1477","GA",null,null,null,null,"NaturalGas",null,11.438554716997055,13.742935470602649,1067.05925723,1274.7903634229997,669.61299313300833,804.51144244907869,0.51504584200111658,0.59383274909576556,0,0,null,null,null,6890.3,"00 Exist Combustion Turbine","Fossil","Yes","Existing","Combustion Turbine","Combustion Turbine","---","---","---","---","---","---","---","---","None","None","No",1,1,1,1,1,1,1,1,1,null,0,0,0,0,0,0,0,0,0,0,0,1,0]
["Higher_Gas_Cost_v6",2021,null,"S_C_KY",3299,"KY",null,null,null,null,"NaturalGas",null,15.347465342694001,34.667902100833203,2176.9454386799998,4917.4329221039998,898.44062116130601,2029.4589889827701,0.20227959321670699,0.45692294968898201,0,0,null,null,null,663.3,"00 Exist Combined Cycle","Fossil","Yes","Existing","Combined Cycle","Combined Cycle","---","---","---","---","---","---","---","---","None","None","No",1,1,1,1,1,1,1,1,1,null,0,0,0,0,0,0,0,0,0,0,0,1,0]
["Higher_Gas_Cost_v6",2021,null,"SPP_WAUE","2665; 2666","MN",null,null,null,null,"*Unit Did Not Operate",null,0,0,0,0,0,0,0,0,0,0,null,null,null,25.4,"00 Exist Combustion Turbine","Fossil","No","Existing","Combustion Turbine","Combustion Turbine","---","---","---","---","---","---","---","---","None","None","No",1,1,1,1,1,1,1,1,1,null,0,0,0,0,0,0,0,0,0,0,0,1,0]
["Higher_Gas_Cost_v6",2021,null,"SPP_NEBR",3627,"NE",null,null,null,null,"Coal",null,1.44671727725154,3.3579404876201999,117.739272384,273.28177795200003,155.01575625750201,359.80332324850502,0.36730704952139298,0.85254751040189303,0.37782353473955899,0.87695706993147005,null,null,null,36.5,"00 Exist Coal Steam_Uncontrolled","Fossil","No","Existing","Coal Steam","Coal","---","---","---","---","---","---","---","---","None","None","No",1,1,1,1,1,1,1,1,1,null,0,0,0,0,0,0,0,0,0,0,0,1,0]
["Higher_Gas_Cost_v6",2021,null,"NY_Z_G-I",3404,"NY",null,null,null,null,"NaturalGas",null,14.463329460300001,32.670755618100003,2314.1327136479999,5227.3208988959996,846.68330660596303,1912.5460338835801,7.9548312031650095E-2,0.17968915589955001,0,0,null,null,null,705.1,"00 Exist Combined Cycle","Fossil","Yes","Existing","Combined Cycle","Combined Cycle","---","---","---","---","---","---","---","---","None","None","No",1,1,1,1,1,1,1,1,1,null,0,0,0,0,0,0,0,0,0,0,0,1,0]
["Higher_Gas_Cost_v6",2021,null,"ERC_REST","643; 644; 645; 646; 647; 648; 649; 651; 652; 653; 654; 655; 656; 657; 658; 659; 671; 672; 676; 677; 678; 680; 681; 685; 686; 690","TX",null,null,null,null,"*Unit Did Not Operate",null,0,0,0,0,0,0,0,0,0,0,null,null,null,3469.9,"00 Exist Combustion Turbine","Fossil","Yes","Existing","Combustion Turbine","Combustion Turbine","---","---","---","---","---","---","---","---","None","None","No",1,1,1,1,1,1,1,1,1,null,0,0,0,0,0,0,0,0,0,0,0,1,0]
["Higher_Gas_Cost_v6",2023,null,"WECC_AZ","4969; 4970; 4971","AZ",null,null,null,null,"Solar",null,0,0,2012.4663760305082,4172.1772775174468,0,0,0,0,0,0,null,null,null,1707.0000000000002,"00 Exist Solar PV","Non-Fossil","No","Existing","Solar PV","Renewable","---","---","---","---","---","---","---","---","None","None","No",1,1,1,1,1,1,1,1,1,null,0,0,0,0,0,0,0,0,0,0,0,1,0]
["Higher_Gas_Cost_v6",2023,null,"FRCC",4459,"FL",null,null,null,null,"Hydro",null,0,0,70.503691680000003,198.747666052,0,0,0,0,0,0,null,null,null,54.5,"00 Exist Hydro","Non-Fossil","No","Existing","Hydro","Renewable","---","---","---","---","---","---","---","---","None","None","No",1,1,1,1,1,1,1,1,1,null,0,0,0,0,0,0,0,0,0,0,0,1,0]
["Higher_Gas_Cost_v6",2023,null,"WECC_PNW",3834,"ID",null,null,null,null,"NaturalGas",null,0,9.9352627663500004E-2,0,8.5149663750000002,0,5.8161028234212901,0,1.09670398046355E-2,0,0,null,null,null,22.5,"00 Exist Oil/Gas Steam","Fossil","No","Existing","O/G Steam","O/G Steam","---","---","---","---","---","---","---","---","None","None","No",1,1,1,1,1,1,1,1,1,null,0,0,0,0,0,0,0,0,0,0,0,1,0]
["Higher_Gas_Cost_v6",2023,null,"MIS_LMI","4467; 4468","MI",null,null,null,null,"Hydro",null,0,0,167.42065840900003,506.256664333,0,0,0,0,0,0,null,null,null,95.6,"00 Exist Hydro","Non-Fossil","No","Existing","Hydro","Renewable","---","---","---","---","---","---","---","---","None","None","No",1,1,1,1,1,1,1,1,1,null,0,0,0,0,0,0,0,0,0,0,0,1,0]
["Higher_Gas_Cost_v6",2023,null,"MIS_D_MS","2615; 2620","MS",null,null,null,null,"*Unit Did Not Operate",null,0,0,0,0,0,0,0,0,0,0,null,null,null,41.9,"00 Exist Combustion Turbine","Fossil","No","Existing","Combustion Turbine","Combustion Turbine","---","---","---","---","---","---","---","---","None","None","No",1,1,1,1,1,1,1,1,1,null,0,0,0,0,0,0,0,0,0,0,0,1,0]
["Higher_Gas_Cost_v6",2023,null,"SPP_NEBR","2266; 2269; 2272; 2273; 2274; 2316","NE",null,null,null,null,"NaturalGas",null,0.98805466481010495,0.98805466481010495,82.611320153999998,82.611320153999998,57.840720077983569,57.840720077983569,6.0350503678664319E-2,6.0350503678664319E-2,0,0,null,null,null,1022.2,"00 Exist Combustion Turbine","Fossil","Yes","Existing","Combustion Turbine","Combustion Turbine","---","---","---","---","---","---","---","---","None","None","No",1,1,1,1,1,1,1,1,1,null,0,0,0,0,0,0,0,0,0,0,0,1,0]
["Higher_Gas_Cost_v6",2023,null,"NENGREST","2364; 2365; 2366","RI",null,null,null,null,"*Unit Did Not Operate",null,0,0,0,0,0,0,0,0,0,0,null,null,null,6.3999999999999995,"00 Exist Combustion Turbine","Fossil","No","Existing","Combustion Turbine","Combustion Turbine","---","---","---","---","---","---","---","---","None","None","No",1,1,1,1,1,1,1,1,1,null,0,0,0,0,0,0,0,0,0,0,0,1,0]
["Higher_Gas_Cost_v6",2023,null,"ERC_REST",11747,"TX",null,null,null,null,null,null,null,null,null,null,null,null,null,null,null,null,null,null,null,391,"00 Coal Withdrawn as Uneconomic","Retired","No","Retired","Coal Steam","Retired","Retired","Retired","Retired","Retired","Retired","Retired","Retired","Retired","Retired","Retired","No",1,1,1,1,1,1,1,1,1,null,0,0,0,0,0,0,0,0,0,0,0,0,0]
["Higher_Gas_Cost_v6",2023,null,"MIS_WUMS","4548; 4549; 4550","WI",null,null,null,null,"Hydro",null,0,0,488.72049027600002,1060.4631555030001,0,0,0,0,0,0,null,null,null,208.39999999999998,"00 Exist Hydro","Non-Fossil","No","Existing","Hydro","Renewable","---","---","---","---","---","---","---","---","None","None","No",1,1,1,1,1,1,1,1,1,null,0,0,0,0,0,0,0,0,0,0,0,1,0]
["Higher_Gas_Cost_v6",2025,null,"S_SOU","3256; 3257; 3258; 3259; 3260; 3265; 3266; 3267; 3268; 3269; 3278; 3279","GA",null,null,null,null,"NaturalGas",null,174.39064095049019,398.48457298202914,24493.406790274003,55956.508742658007,10298.187732926761,23529.138491545382,0.76194882930041852,1.7463405678084079,0,0,null,null,null,7957.7,"00 Exist Combined Cycle","Fossil","Yes","Existing","Combined Cycle","Combined Cycle","---","---","---","---","---","---","---","---","None","None","No",1,1,1,1,1,1,1,1,1,null,0,0,0,0,0,0,0,0,0,0,0,1,0]
["Higher_Gas_Cost_v6",2025,null,"MIS_MIDA","4202; 4203","IA",null,null,null,null,"Coal",null,37.945632144688702,86.407840568216002,3621.0371565599999,8245.7004005279996,4065.8744843033801,9258.6001168843595,3.7203498595388798,8.4715430462089003,1.5178252857875449,3.4563136227286497,null,null,null,1144,"00 Exist Coal Steam_DryFGD_SNCR_ACI","Fossil","Yes","Existing","Coal Steam","Coal","Existing","---","---","Existing","Existing","---","---","---","Existing","Existing","Yes",1,1,1,1,1,1,1,1,1,null,0,0,0,0,0,0,0,0,0,0,0,1,0]
["Higher_Gas_Cost_v6",2025,null,"MIS_AMSO","3529; 3530; 3531; 3532","LA",null,null,null,null,"NaturalGas",null,67.869179947050597,153.30753530412011,10147.591744343999,22922.072740727999,3973.061794100342,8974.6231167031801,0.5795541761574684,1.309136523864914,0,0,null,null,null,3091.9,"00 Exist Combined Cycle","Fossil","Yes","Existing","Combined Cycle","Combined Cycle","---","---","---","---","---","---","---","---","None","None","No",1,1,1,1,1,1,1,1,1,null,0,0,0,0,0,0,0,0,0,0,0,1,0]
["Higher_Gas_Cost_v6",2025,null,"SPP_N",1595,"NE",null,null,null,null,"NaturalGas",null,3.2365713987360001E-3,3.2365713987360001E-3,0.25242328800000002,0.25242328800000002,0.18946888968200501,0.18946888968200501,6.4334947978374895E-4,6.4334947978374895E-4,0,0,null,null,null,7.6,"00 Exist Combustion Turbine","Fossil","No","Existing","Combustion Turbine","Combustion Turbine","---","---","---","---","---","---","---","---","None","None","No",1,1,1,1,1,1,1,1,1,null,0,0,0,0,0,0,0,0,0,0,0,1,0]
["Higher_Gas_Cost_v6",2025,null,"NY_Z_B","3567; 3570","NY",null,null,null,null,"NaturalGas",null,1.947994298435594,4.4002624768072103,243.85201934399998,550.82958475199996,114.0355862304195,257.59136539229399,6.5252947191146202E-2,0.14739781065476931,0,0,null,null,null,74.3,"00 Exist Combined Cycle","Fossil","Yes","Existing","Combined Cycle","Combined Cycle","---","---","---","---","---","---","---","---","None","None","No",1,1,1,1,1,1,1,1,1,null,0,0,0,0,0,0,0,0,0,0,0,1,0]
["Higher_Gas_Cost_v6",2025,null,"PJM_West","4773; 4774; 4775","OH",null,null,null,null,"LF Gas",null,0.70267022767350096,1.614438404851501,47.289008117999998,108.650100432,40.494182550596101,93.038470833187205,9.4571700582590804E-2,0.2172856899627934,0,0,null,null,null,14.899999999999999,"00 Exist Landfill Gas","Non-Fossil","No","Existing","Landfill Gas","Other","---","---","---","---","---","---","---","---","None","None","No",1,1,1,1,1,1,1,1,1,null,0,0,0,0,0,0,0,0,0,0,0,1,0]
["Higher_Gas_Cost_v6",2025,null,"WECC_PNW","9349; 9363; 9365; 9367","WA",null,null,null,null,null,null,null,null,null,null,null,null,null,null,null,null,null,null,null,646.87440800000002,"00 CC Withdrawn as Uneconomic","Retired","No","Retired","Combined Cycle","Retired","Retired","Retired","Retired","Retired","Retired","Retired","Retired","Retired","Retired","Retired","No",1,1,1,1,1,1,1,1,1,null,0,0,0,0,0,0,0,0,0,0,0,0,0]
["Higher_Gas_Cost_v6",2030,null,"S_SOU","4084; 4084; 4087; 4088; 4089; 4095","AL",null,null,null,null,"Coal",null,133.5439862478909,272.36998135063766,13038.541798915998,26586.782103225996,14206.618910583131,29012.926365084259,4.6790871676303221,9.4911039566799626,8.0752693721274849,15.192298890374213,null,null,null,4284,"00 Exist Coal Steam_WetFGD_SCR_ACI","Fossil","Yes","Existing","Coal Steam","Coal","Existing","---","Existing","---","Existing","---","---","---","Existing","Existing","Yes",1,1,1,1,1,1,1,1,1,null,0,0,0,0,0,0,0,0,0,0,0,1,0]
["Higher_Gas_Cost_v6",2030,null,"WECC_SCE","37929; 37930","CA",null,null,null,null,"Geothermal",null,45.34780309776,108.1826675208,1511.593436592,3606.0889173600003,0,0,0,0,0,0,null,null,null,457.39331800000002,"00 New Geothermal","Non-Fossil","No","New","Geothermal","Renewable","---","---","---","---","---","---","---","---","None","None","No",1,1,1,1,1,1,1,1,1,null,0,0,0,0,0,0,0,0,0,0,0,1,0]
["Higher_Gas_Cost_v6",2030,null,"PJM_West",3847,"KY",null,null,null,null,"NaturalGas",null,1.57885256220776,3.7333270499558,162.00005768599999,383.06249229999997,92.426028991641999,218.54896550441299,0.13348408987185501,0.31563413543851299,0,0,null,null,null,260,"00 Exist Oil/Gas Steam","Fossil","Yes","Existing","O/G Steam","O/G Steam","---","---","---","---","---","---","---","---","None","None","No",1,1,1,1,1,1,1,1,1,null,0,0,0,0,0,0,0,0,0,0,0,1,0]
["Higher_Gas_Cost_v6",2030,null,"MIS_AMSO","4008; 4010; 4011","LA",null,null,null,null,"NaturalGas",null,16.390830584151892,19.790082654392169,1459.3643256610001,1758.7958298220001,959.51922239625344,1158.5114385881222,2.3955255847548438,2.8664508368735828,0,0,null,null,null,3075,"00 Exist Oil/Gas Steam","Fossil","Yes","Existing","O/G Steam","O/G Steam","---","---","---","---","---","---","---","---","None","None","No",1,1,1,1,1,1,1,1,1,null,0,0,0,0,0,0,0,0,0,0,0,1,0]
["Higher_Gas_Cost_v6",2030,null,"MIS_MO",4561,"MO",null,null,null,null,"Hydro",null,0,0,335.55409990099997,643.29760039999996,0,0,0,0,0,0,null,null,null,231.2,"00 Exist Hydro","Non-Fossil","No","Existing","Hydro","Renewable","---","---","---","---","---","---","---","---","None","None","No",1,1,1,1,1,1,1,1,1,null,0,0,0,0,0,0,0,0,0,0,0,1,0]
["Higher_Gas_Cost_v6",2030,null,"NY_Z_B","3568; 3569","NY",null,null,null,null,"NaturalGas",null,0.90951555278469587,2.0544757374797022,113.22873446400001,255.76878479999999,53.243040460016104,120.26900967206191,2.8887829967393232E-2,6.5253799641021501E-2,0,0,null,null,null,34.5,"00 Exist Combined Cycle","Fossil","No","Existing","Combined Cycle","Combined Cycle","---","---","---","---","---","---","---","---","None","None","No",1,1,1,1,1,1,1,1,1,null,0,0,0,0,0,0,0,0,0,0,0,1,0]
["Higher_Gas_Cost_v6",2030,null,"NENGREST",29988,"RI",null,null,null,null,"Wind",null,0,0,0.30339446573581902,0.86444613198738596,0,0,0,0,0,0,null,null,null,0.24,"00 New Onshore Wind","Non-Fossil","No","New","Wind","Renewable","---","---","---","---","---","---","---","---","None","None","No",1,1,1,1,1,1,1,1,1,null,0,0,0,0,0,0,0,0,0,0,0,1,0]
["Higher_Gas_Cost_v6",2030,null,"ERC_GWAY",3586,"TX",null,null,null,null,"NaturalGas",null,18.058358897559401,22.1317519480369,2457.5883094119999,3011.9422901520002,1057.13632986313,1295.59275903808,0.30148430179475399,0.369489598772476,0,0,null,null,null,845,"00 Exist Combined Cycle","Fossil","Yes","Existing","Combined Cycle","Combined Cycle","---","---","---","---","---","---","---","---","None","None","No",1,1,1,1,1,1,1,1,1,null,0,0,0,0,0,0,0,0,0,0,0,1,0]
["Higher_Gas_Cost_v6",2035,null,"S_D_AECI",3571,"AR",null,null,null,null,"NaturalGas",null,4.6804996539205002,5.8131947175356196,601.99352462000002,747.67777717499996,273.99644974050602,340.304418764535,2.78021679442878E-2,3.4530376622161602E-2,0,0,null,null,null,429,"00 Exist Combined Cycle","Fossil","Yes","Existing","Combined Cycle","Combined Cycle","---","---","---","---","---","---","---","---","None","None","No",1,1,1,1,1,1,1,1,1,null,0,0,0,0,0,0,0,0,0,0,0,1,0]
["Higher_Gas_Cost_v6",2035,null,"NENG_CT","10682; 10683; 10909","CT",null,null,null,null,null,null,null,null,null,null,null,null,null,null,null,null,null,null,null,434,"00 O/G Withdrawn as Uneconomic","Retired","No","Retired","O/G Steam","Retired","Retired","Retired","Retired","Retired","Retired","Retired","Retired","Retired","Retired","Retired","No",1,1,1,1,1,1,1,1,1,null,0,0,0,0,0,0,0,0,0,0,0,0,0]
["Higher_Gas_Cost_v6",2035,null,"MIS_INKY",12545,"IN",null,null,null,null,null,null,null,null,null,null,null,null,null,null,null,null,null,null,null,70,"00 IGCC Withdrawn as Uneconomic","Retired","No","Retired","IGCC","Retired","Retired","Retired","Retired","Retired","Retired","Retired","Retired","Retired","Retired","Retired","No",1,1,1,1,1,1,1,1,1,null,0,0,0,0,0,0,0,0,0,0,0,0,0]
["Higher_Gas_Cost_v6",2035,null,"NENGREST","5574; 5578","MA",null,null,null,null,"Wind",null,0,0,75.629732131238598,248.37231297850582,0,0,0,0,0,0,null,null,null,90.9,"00 Exist Onshore Wind","Non-Fossil","No","Existing","Wind","Renewable","---","---","---","---","---","---","---","---","None","None","No",1,1,1,1,1,1,1,1,1,null,0,0,0,0,0,0,0,0,0,0,0,1,0]
["Higher_Gas_Cost_v6",2035,null,"SPP_WAUE",5599,"MN",null,null,null,null,"Wind",null,0,0,70.605985844938004,194.62850990705201,0,0,0,0,0,0,null,null,null,51.4,"00 Exist Onshore Wind","Non-Fossil","No","Existing","Wind","Renewable","---","---","---","---","---","---","---","---","None","None","No",1,1,1,1,1,1,1,1,1,null,0,0,0,0,0,0,0,0,0,0,0,1,0]
["Higher_Gas_Cost_v6",2035,null,"NY_Z_A",5062,"NY",null,null,null,null,"Solar",null,0,0,3.2148140744321001,6.3093506041565997,0,0,0,0,0,0,null,null,null,4,"00 Exist Solar PV","Non-Fossil","No","Existing","Solar PV","Renewable","---","---","---","---","---","---","---","---","None","None","No",1,1,1,1,1,1,1,1,1,null,0,0,0,0,0,0,0,0,0,0,0,1,0]
["Higher_Gas_Cost_v6",2035,null,"SPP_WEST","3500; 3501; 3503; 3504; 3505; 3506; 3507; 3508; 3509; 3510; 3513; 3516","OK",null,null,null,null,"NaturalGas",null,84.744321551306882,143.23883178317558,11645.140303839,19985.001061303996,4965.5930372289149,8391.7967551956099,1.0747985217297598,1.6883729786039066,0,0,null,null,null,5226.5,"00 Exist Combined Cycle","Fossil","Yes","Existing","Combined Cycle","Combined Cycle","---","---","---","---","---","---","---","---","None","None","No",1,1,1,1,1,1,1,1,1,null,0,0,0,0,0,0,0,0,0,0,0,1,0]
["Higher_Gas_Cost_v6",2035,null,"PJM_WMAC","32603; 32604","PA",null,null,null,null,"Wind",null,0,0,16.881399299527811,51.065323102474942,0,0,0,0,0,0,null,null,null,12.96,"00 New Onshore Wind","Non-Fossil","No","New","Wind","Renewable","---","---","---","---","---","---","---","---","None","None","No",1,1,1,1,1,1,1,1,1,null,0,0,0,0,0,0,0,0,0,0,0,1,0]
["Higher_Gas_Cost_v6",2040,null,"S_C_TVA","5379; 5380; 5381","AL",null,null,null,null,"Nuclear",null,136.98297940030218,313.07176323394401,13100.897035223999,29941.82892444,0,0,0,0,0,0,null,null,null,3803.5,"00 Exist Nuclear","Non-Fossil","No","Existing","Nuclear","Nuclear","---","---","---","---","---","---","---","---","None","None","No",1,1,1,1,1,1,1,1,1,null,0,0,0,0,0,0,0,0,0,0,0,1,0]
["Higher_Gas_Cost_v6",2040,null,"WECC_IID",1833,"CA",null,null,null,null,"*Unit Did Not Operate",null,0,0,0,0,0,0,0,0,0,0,null,null,null,23,"00 Exist Combustion Turbine","Fossil","No","Existing","Combustion Turbine","Combustion Turbine","---","---","---","---","---","---","---","---","None","None","No",1,1,1,1,1,1,1,1,1,null,0,0,0,0,0,0,0,0,0,0,0,1,0]
["Higher_Gas_Cost_v6",2040,null,"MIS_IA",27308,"IA",null,null,null,null,"Solar",null,0,0,1.1004554600000001,1.93896508,0,0,0,0,0,0,null,null,null,1.3,"00 New Solar PV","Non-Fossil","No","New","Solar PV","Renewable","---","---","---","---","---","---","---","---","None","None","No",1,1,1,1,1,1,1,1,1,null,0,0,0,0,0,0,0,0,0,0,0,1,0]
["Higher_Gas_Cost_v6",2040,null,"MIS_LA",3694,"LA",null,null,null,null,"NaturalGas",null,2.7800162851692001,4.0169381173693601,259.0157724,374.26051591999999,162.74215333380499,235.151557390802,0.128867654899018,0.18620516643065699,0,0,null,null,null,575,"00 Exist Oil/Gas Steam_SNCR","Fossil","Yes","Existing","O/G Steam","O/G Steam","---","---","---","Existing","---","---","---","---","Existing","None","No",1,1,1,1,1,1,1,1,1,null,0,0,0,0,0,0,0,0,0,0,0,1,0]
["Higher_Gas_Cost_v6",2040,null,"MIS_IA","2020; 2021; 2022; 2023","MN",null,null,null,null,"*Unit Did Not Operate",null,0,0,0,0,0,0,0,0,0,0,null,null,null,18.5,"00 Exist Combustion Turbine","Fossil","No","Existing","Combustion Turbine","Combustion Turbine","---","---","---","---","---","---","---","---","None","None","No",1,1,1,1,1,1,1,1,1,null,0,0,0,0,0,0,0,0,0,0,0,1,0]
["Higher_Gas_Cost_v6",2040,null,"SPP_WAUE",2688,"MT",null,null,null,null,"NaturalGas",null,0.23313884690438999,0.23313884690438999,21.697426421999999,21.697426421999999,13.647948097783001,13.647948097783001,1.0358358967962E-2,1.0358358967962E-2,0,0,null,null,null,90.8,"00 Exist Combustion Turbine","Fossil","Yes","Existing","Combustion Turbine","Combustion Turbine","---","---","---","---","---","---","---","---","None","None","No",1,1,1,1,1,1,1,1,1,null,0,0,0,0,0,0,0,0,0,0,0,1,0]
["Higher_Gas_Cost_v6",2040,null,"PJM_ATSI","5731; 5732","OH",null,null,null,null,"Coal",null,37.121759782735296,70.6928923355199,3409.4641152869999,6497.9763533370005,3842.9756187077501,7318.3777722651103,1.3920659918525731,2.6509834625819901,1.4759884227964311,2.8108013001514403,null,null,null,1200,"00 Exist Coal Steam_WetFGD_SCR","Fossil","Yes","Existing","Coal Steam","Coal","Existing","---","Existing","---","---","---","---","---","Existing","Existing","Yes",1,1,1,1,1,1,1,1,1,null,0,0,0,0,0,0,0,0,0,0,0,1,0]
["Higher_Gas_Cost_v6",2040,null,"PJM_WMAC",5534,"PA",null,null,null,null,"Wind",null,0,0,169.91776757846901,669.30634494700303,0,0,0,0,0,0,null,null,null,285.5,"00 Exist Onshore Wind","Non-Fossil","No","Existing","Wind","Renewable","---","---","---","---","---","---","---","---","None","None","No",1,1,1,1,1,1,1,1,1,null,0,0,0,0,0,0,0,0,0,0,0,1,0]
["Higher_Gas_Cost_v6",2040,null,"ERC_REST",5512,"TX",null,null,null,null,"Coal",null,11.387825493757401,11.387825493757401,985.13171697600001,985.13171697600001,1220.2055016561101,1220.2055016561101,0.46821044517583699,0.46821044517583699,0.654287800881869,0.654287800881869,null,null,null,305,"00 Exist FBC_SNCR_ACI_DSI","Fossil","Yes","Existing","Coal Steam","Coal","---","Existing","---","Existing","Existing","---","---","---","Existing","Existing","Yes",1,1,1,1,1,1,1,1,1,null,0,0,0,0,0,0,0,0,0,0,0,1,0]
["Higher_Gas_Cost_v6",2045,null,"WEC_CALN","35698; 35699","CA",null,null,null,null,"Geothermal",null,10.36070685072,24.716718957600001,345.35689502399998,823.89063192000003,0,0,0,0,0,0,null,null,null,104.50160199999999,"00 New Geothermal","Non-Fossil","No","New","Geothermal","Renewable","---","---","---","---","---","---","---","---","None","None","No",1,1,1,1,1,1,1,1,1,null,0,0,0,0,0,0,0,0,0,0,0,1,0]
["Higher_Gas_Cost_v6",2045,null,"WECC_SCE","3381; 3389; 3390; 3391; 3398; 3400; 3401; 3403","CA",null,null,null,null,"NaturalGas",null,1.2916275688755681,2.5906487411507708,183.00654881,371.54877252300003,78.72609065198975,154.9909657435922,0.10607583585865846,0.20094286002954398,0,0,null,null,null,174.79999999999998,"00 Exist Combined Cycle","Fossil","No","Existing","Combined Cycle","Combined Cycle","---","---","---","---","---","---","---","---","None","None","No",1,1,1,1,1,1,1,1,1,null,0,0,0,0,0,0,0,0,0,0,0,1,0]
["Higher_Gas_Cost_v6",2045,null,"MIS_INKY",27753,"IN",null,null,null,null,"Wind",null,0,0,3607.14267209226,10251.813119586501,0,0,0,0,0,0,null,null,null,2450.5100000000002,"00 New Onshore Wind","Non-Fossil","No","New","Wind","Renewable","---","---","---","---","---","---","---","---","None","None","No",1,1,1,1,1,1,1,1,1,null,0,0,0,0,0,0,0,0,0,0,0,1,0]
["Higher_Gas_Cost_v6",2045,null,"PJM_SMAC","5356; 5357","MD",null,null,null,null,"Nuclear",null,64.376029293250198,147.13008205826651,6156.8505444960001,14071.354443216,0,0,0,0,0,0,null,null,null,1707.8,"00 Exist Nuclear","Non-Fossil","No","Existing","Nuclear","Nuclear","---","---","---","---","---","---","---","---","None","None","No",1,1,1,1,1,1,1,1,1,null,0,0,0,0,0,0,0,0,0,0,0,1,0]
["Higher_Gas_Cost_v6",2045,null,"MIS_MNWI",4218,"MN",null,null,null,null,"Coal",null,28.448728803382998,64.497400310004494,2767.3860703680002,6274.0661780159999,3065.3505285645201,6949.5948834029796,1.72527315828116,3.9114448418002201,3.8519038790378999,8.7328255739997402,null,null,null,876,"00 Exist Coal Steam_DryFGD_ACI","Fossil","Yes","Existing","Coal Steam","Coal","Existing","---","---","---","Existing","---","---","---","None","Existing","No",1,1,1,1,1,1,1,1,1,null,0,0,0,0,0,0,0,0,0,0,0,1,0]
["Higher_Gas_Cost_v6",2045,null,"PJM_EMAC",5532,"NJ",null,null,null,null,"Wind",null,0,0,5.0920197713539403,17.0893351905465,0,0,0,0,0,0,null,null,null,7.6,"00 Exist Onshore Wind","Non-Fossil","No","Existing","Wind","Renewable","---","---","---","---","---","---","---","---","None","None","No",1,1,1,1,1,1,1,1,1,null,0,0,0,0,0,0,0,0,0,0,0,1,0]
["Higher_Gas_Cost_v6",2045,null,"PJM_ATSI",2464,"OH",null,null,null,null,"NaturalGas",null,0.1292768338302,0.1292768338302,12.03134796,12.03134796,7.5678658524199101,7.5678658524199101,2.68249430197665E-3,2.68249430197665E-3,0,0,null,null,null,584,"00 Exist Combustion Turbine","Fossil","Yes","Existing","Combustion Turbine","Combustion Turbine","---","---","---","---","---","---","---","---","None","None","No",1,1,1,1,1,1,1,1,1,null,0,0,0,0,0,0,0,0,0,0,0,1,0]
["Higher_Gas_Cost_v6",2045,null,"PJM_WMAC","5818; 5819","PA",null,null,null,null,null,null,null,null,null,null,null,null,null,null,null,null,null,null,null,27.5,"00 Biomass Withdrawn as Uneconomic","Retired","No","Retired","Biomass","Retired","Retired","Retired","Retired","Retired","Retired","Retired","Retired","Retired","Retired","Retired","No",1,1,1,1,1,1,1,1,1,null,0,0,0,0,0,0,0,0,0,0,0,0,0]
["Higher_Gas_Cost_v6",2045,null,"PJM_Dom",3898,"VA",null,null,null,null,"NaturalGas",null,3.0553875529543001E-2,3.2139714941624598E-2,2.6652179550000001,2.8035509030000001,1.78862387349944,1.8814589126827099,1.3645360811493899E-3,1.43535966929296E-3,0,0,null,null,null,13.1,"00 Exist Oil/Gas Steam","Fossil","No","Existing","O/G Steam","O/G Steam","---","---","---","---","---","---","---","---","None","None","No",1,1,1,1,1,1,1,1,1,null,0,0,0,0,0,0,0,0,0,0,0,1,0]
["Higher_Gas_Cost_v6",2050,null,"WEC_BANC",2698,"CA",null,null,null,null,"NaturalGas",null,0,0.21966071608603199,0,23.408004697999999,0,12.8589383196763,0,7.6112438123809997E-4,0,0,null,null,null,41.2,"00 Exist Combustion Turbine","Fossil","Yes","Existing","Combustion Turbine","Combustion Turbine","---","---","---","---","---","---","---","---","None","None","No",1,1,1,1,1,1,1,1,1,null,0,0,0,0,0,0,0,0,0,0,0,1,0]
["Higher_Gas_Cost_v6",2050,null,"NENG_CT",4951,"CT",null,null,null,null,"Pumps",null,0,0,4.723486383,4.723486383,0,0,0,0,0,0,null,null,null,29.4,"00 Exist Pump Storage","Non-Fossil","No","Existing","Pumped Storage","Other","---","---","---","---","---","---","---","---","None","None","No",1,1,1,1,1,1,1,1,1,null,0,0,0,0,0,0,0,0,0,0,0,1,0]
["Higher_Gas_Cost_v6",2050,null,"WECC_ID",5540,"ID",null,null,null,null,"Wind",null,0,0,900.48148723554903,2540.0774913824998,0,0,0,0,0,0,null,null,null,970.5,"00 Exist Onshore Wind","Non-Fossil","No","Existing","Wind","Renewable","---","---","---","---","---","---","---","---","None","None","No",1,1,1,1,1,1,1,1,1,null,0,0,0,0,0,0,0,0,0,0,0,1,0]
["Higher_Gas_Cost_v6",2050,null,"PJM_EMAC",31853,"MD",null,null,null,null,"Wind",null,0,0,0.328244171712952,0.93997132115492599,0,0,0,0,0,0,null,null,null,0.24,"00 New Onshore Wind","Non-Fossil","No","New","Wind","Renewable","---","---","---","---","---","---","---","---","None","None","No",1,1,1,1,1,1,1,1,1,null,0,0,0,0,0,0,0,0,0,0,0,1,0]
["Higher_Gas_Cost_v6",2050,null,"S_D_AECI",4939,"MO",null,null,null,null,"LF Gas",null,0.10090936643500199,0.25001829753825,7.0853367809999996,17.554999124999998,5.8153058782827296,14.408304468831799,1.8796892232679999E-2,4.6572158373937501E-2,0,0,null,null,null,3.8,"00 Exist Landfill Gas","Non-Fossil","No","Existing","Landfill Gas","Other","---","---","---","---","---","---","---","---","None","None","No",1,1,1,1,1,1,1,1,1,null,0,0,0,0,0,0,0,0,0,0,0,1,0]
["Higher_Gas_Cost_v6",2050,null,"WECC_NNV","37400; 37401; 37402; 37403; 37427","NV",null,null,null,null,"Wind",null,0,0,570.78316690235999,1431.3433137115026,0,0,0,0,0,0,null,null,null,325.32,"00 New Onshore Wind","Non-Fossil","No","New","Wind","Renewable","---","---","---","---","---","---","---","---","None","None","No",1,1,1,1,1,1,1,1,1,null,0,0,0,0,0,0,0,0,0,0,0,1,0]
["Higher_Gas_Cost_v6",2050,null,"SPP_WEST","2514; 2523; 2525; 2526; 2560","OK",null,null,null,null,"NaturalGas",null,0.31580971761830501,0.31580971761830501,30.845906121999999,30.845906121999999,18.48750086937557,18.48750086937557,9.5722057888725284E-3,9.5722057888725284E-3,0,0,null,null,null,791.5,"00 Exist Combustion Turbine","Fossil","Yes","Existing","Combustion Turbine","Combustion Turbine","---","---","---","---","---","---","---","---","None","None","No",1,1,1,1,1,1,1,1,1,null,0,0,0,0,0,0,0,0,0,0,0,1,0]
["Higher_Gas_Cost_v6",2050,null,"SPP_WAUE","2683; 2687","SD",null,null,null,null,"*Unit Did Not Operate",null,0,0,0,0,0,0,0,0,0,0,null,null,null,19.7,"00 Exist Combustion Turbine","Fossil","No","Existing","Combustion Turbine","Combustion Turbine","---","---","---","---","---","---","---","---","None","None","No",1,1,1,1,1,1,1,1,1,null,0,0,0,0,0,0,0,0,0,0,0,1,0]
["Higher_Gas_Cost_v6",2050,null,"NENGREST",4900,"VT",null,null,null,null,"LF Gas",null,7.1383680000000005E-2,0.17029440000000001,5.2876799999999999,12.6144,4.1137700947200004,9.8138959775999997,1.3296994992000001E-2,3.1721589360000003E-2,0,0,null,null,null,1.6,"00 Exist Landfill Gas","Non-Fossil","No","Existing","Landfill Gas","Other","---","---","---","---","---","---","---","---","None","None","No",1,1,1,1,1,1,1,1,1,null,0,0,0,0,0,0,0,0,0,0,0,1,0]
["High_Demand_v6",2021,null,"WEC_SDGE",4960,"CA",null,null,null,null,"Pumps",null,0,0,8.59150919,16.950201959000001,0,0,0,0,0,0,null,null,null,42,"00 Exist Pump Storage","Non-Fossil","No","Existing","Pumped Storage","Other","---","---","---","---","---","---","---","---","None","None","No",1,1,1,1,1,1,1,1,1,null,0,0,0,0,0,0,0,0,0,1,0,1,0]
["High_Demand_v6",2021,null,"MIS_INKY","5668; 5669; 5669; 5670; 5671","IN",null,null,null,null,"Coal",null,44.320575026943828,103.30369729339611,4082.1745274160003,9516.0801976559997,4604.1611063968467,10730.512871142257,2.5525137998205469,7.6758504560338991,4.6091175445396573,10.629132664249468,null,null,null,1315,"00 Exist Coal Steam_WetFGD_SCR","Fossil","Yes","Existing","Coal Steam","Coal","Existing","---","Existing","---","---","---","---","---","Existing","Existing","Yes",1,1,1,1,1,1,1,1,1,null,0,0,0,0,0,0,0,0,0,1,0,1,0]
["High_Demand_v6",2021,null,"MIS_INKY",5543,"IN",null,null,null,null,"Wind",null,0,0,355.02508137439003,1322.8997290990001,0,0,0,0,0,0,null,null,null,536.5,"00 Exist Onshore Wind","Non-Fossil","No","Existing","Wind","Renewable","---","---","---","---","---","---","---","---","None","None","No",1,1,1,1,1,1,1,1,1,null,0,0,0,0,0,0,0,0,0,1,0,1,0]
["High_Demand_v6",2021,null,"MIS_MO","3918; 3920","MO",null,null,null,null,"NaturalGas",null,6.3827539729439997E-2,0.11161807665688001,6.0464123339999993,11.433517461999999,4.8384440855956896,9.3448725193248094,1.4345343941307379E-2,2.4020803429739002E-2,0,0,null,null,null,22,"00 Exist Oil/Gas Steam","Fossil","No","Existing","O/G Steam","O/G Steam","---","---","---","---","---","---","---","---","None","None","No",1,1,1,1,1,1,1,1,1,null,0,0,0,0,0,0,0,0,0,1,0,1,0]
["High_Demand_v6",2021,null,"NY_Z_C&E","5385; 5386; 5387","NY",null,null,null,null,"Nuclear",null,99.521643249782798,227.45465499459189,9518.1372656639996,21753.505642176002,0,0,0,0,0,0,null,null,null,2765.9,"00 Exist Nuclear","Non-Fossil","No","Existing","Nuclear","Nuclear","---","---","---","---","---","---","---","---","None","None","No",1,1,1,1,1,1,1,1,1,null,0,0,0,0,0,0,0,0,0,1,0,1,0]
["High_Demand_v6",2021,null,"PJM_EMAC",5533,"PA",null,null,null,null,"Wind",null,0,0,1.62839283659169,6.2742500000000101,0,0,0,0,0,0,null,null,null,3.2,"00 Exist Onshore Wind","Non-Fossil","No","Existing","Wind","Renewable","---","---","---","---","---","---","---","---","None","None","No",1,1,1,1,1,1,1,1,1,null,0,0,0,0,0,0,0,0,0,1,0,1,0]
["High_Demand_v6",2021,null,"ERC_REST",5529,"TX",null,null,null,null,"Wind",null,0,0,6832.4966065530898,16534.838179602801,0,0,0,0,0,0,null,null,null,5536.3,"00 Exist Onshore Wind","Non-Fossil","No","Existing","Wind","Renewable","---","---","---","---","---","---","---","---","None","None","No",1,1,1,1,1,1,1,1,1,null,0,0,0,0,0,0,0,0,0,1,0,1,0]
["High_Demand_v6",2023,null,"WEC_BANC",4940,"CA",null,null,null,null,"LF Gas",null,0.37828922513556601,0.90020518112640202,26.561524023,63.207778480999998,21.8004297553375,51.877924383133397,7.0465825412127495E-2,0.16768572011432001,0,0,null,null,null,8.4,"00 Exist Landfill Gas","Non-Fossil","No","Existing","Landfill Gas","Other","---","---","---","---","---","---","---","---","None","None","No",1,1,1,1,1,1,1,1,1,null,0,0,0,0,0,0,0,0,0,1,0,1,0]
["High_Demand_v6",2023,null,"WECC_CO","4778; 4779","CO",null,null,null,null,"LF Gas",null,0.243414709146,0.57575899623599991,18.030719196,42.648814536000003,14.027746273374841,33.180415194084503,4.53420749461712E-2,0.10724950702386091,0,0,null,null,null,6.3000000000000007,"00 Exist Landfill Gas","Non-Fossil","No","Existing","Landfill Gas","Other","---","---","---","---","---","---","---","---","None","None","No",1,1,1,1,1,1,1,1,1,null,0,0,0,0,0,0,0,0,0,1,0,1,0]
["High_Demand_v6",2023,null,"MIS_IA",3622,"IA",null,null,null,null,"Coal",null,0.35692125350352399,0.66511926211236805,27.229268652999998,50.741475596000001,38.244112312902601,71.267528935340195,6.1069226474453002E-2,0.113801905747426,9.3213270998303704E-2,0.17370201806954,null,null,null,21.1,"00 Exist Coal Steam_Uncontrolled","Fossil","No","Existing","Coal Steam","Coal","---","---","---","---","---","---","---","---","None","None","No",1,1,1,1,1,1,1,1,1,null,0,0,0,0,0,0,0,0,0,1,0,1,0]
["High_Demand_v6",2023,null,"MIS_LMI","5820; 5821; 5822","MI",null,null,null,null,null,null,null,null,null,null,null,null,null,null,null,null,null,null,null,161.29999999999998,"00 Biomass Withdrawn as Uneconomic","Retired","No","Retired","Biomass","Retired","Retired","Retired","Retired","Retired","Retired","Retired","Retired","Retired","Retired","Retired","No",1,1,1,1,1,1,1,1,1,null,0,0,0,0,0,0,0,0,0,0,0,0,0]
["High_Demand_v6",2023,null,"MIS_MO","1922; 1923; 1924; 1925; 1926; 1927; 1943; 1944; 1945; 1946; 1947; 1948; 1949; 1961; 1962","MO",null,null,null,null,"*Unit Did Not Operate",null,0,0,0,0,0,0,0,0,0,0,null,null,null,89.899999999999991,"00 Exist Combustion Turbine","Fossil","No","Existing","Combustion Turbine","Combustion Turbine","---","---","---","---","---","---","---","---","None","None","No",1,1,1,1,1,1,1,1,1,null,0,0,0,0,0,0,0,0,0,1,0,1,0]
["High_Demand_v6",2023,null,"NENGREST","3455; 3474","NH",null,null,null,null,"NaturalGas",null,26.534339925315798,40.832550085335498,3599.2478937599999,5554.1847943080002,1553.3202592279899,2390.3374819955411,0.1324607835254146,0.19167106931739059,0,0,null,null,null,1231,"00 Exist Combined Cycle","Fossil","Yes","Existing","Combined Cycle","Combined Cycle","---","---","---","---","---","---","---","---","None","None","No",1,1,1,1,1,1,1,1,1,null,0,0,0,0,0,0,0,0,0,1,0,1,0]
["High_Demand_v6",2023,null,"S_VACA","3891; 3893","SC",null,null,null,null,"NaturalGas",null,4.9117215832466199,9.5972734811005509,478.906818106,937.17445986600001,287.5321814832576,561.82438958362604,0.19940080850294481,0.39057032491368704,0,0,null,null,null,420,"00 Exist Oil/Gas Steam","Fossil","Yes","Existing","O/G Steam","O/G Steam","---","---","---","---","---","---","---","---","None","None","No",1,1,1,1,1,1,1,1,1,null,0,0,0,0,0,0,0,0,0,1,0,1,0]
["High_Demand_v6",2023,null,"SPP_WAUE",5601,"SD",null,null,null,null,"Wind",null,0,0,927.61434156351504,2557.43376636621,0,0,0,0,0,0,null,null,null,675.4,"00 Exist Onshore Wind","Non-Fossil","No","Existing","Wind","Renewable","---","---","---","---","---","---","---","---","None","None","No",1,1,1,1,1,1,1,1,1,null,0,0,0,0,0,0,0,0,0,1,0,1,0]
["High_Demand_v6",2023,null,"MIS_WUMS","29426; 29427","WI",null,null,null,null,"Wind",null,0,0,1179.1466085195959,3018.7512954663898,0,0,0,0,0,0,null,null,null,820.59028799999999,"00 New Onshore Wind","Non-Fossil","No","New","Wind","Renewable","---","---","---","---","---","---","---","---","None","None","No",1,1,1,1,1,1,1,1,1,null,0,0,0,0,0,0,0,0,0,1,0,1,0]
["High_Demand_v6",2025,null,"S_SOU","10377; 11652; 11656; 11660; 11664","GA",null,null,null,null,null,null,null,null,null,null,null,null,null,null,null,null,null,null,null,3402,"00 Coal Withdrawn as Uneconomic","Retired","No","Retired","Coal Steam","Retired","Retired","Retired","Retired","Retired","Retired","Retired","Retired","Retired","Retired","Retired","No",1,1,1,1,1,1,1,1,1,null,0,0,0,0,0,0,0,0,0,0,0,0,0]
["High_Demand_v6",2025,null,"PJM_COMD",31412,"IL",null,null,null,null,"Wind",null,0,0,3117.1266802852301,8956.3102619882793,0,0,0,0,0,0,null,null,null,2486.58,"00 New Onshore Wind","Non-Fossil","No","New","Wind","Renewable","---","---","---","---","---","---","---","---","None","None","No",1,1,1,1,1,1,1,1,1,null,0,0,0,0,0,0,0,0,0,1,0,1,0]
["High_Demand_v6",2025,null,"MIS_LA","2624; 2629; 2630; 2631; 2632; 2634; 2635","LA",null,null,null,null,"NaturalGas",null,1.3806413239736E-2,1.3806413239736E-2,1.1525790680000001,1.1525790680000001,0.80822743105414563,0.80822743105414563,5.7742452013247224E-4,5.7742452013247224E-4,0,0,null,null,null,640,"00 Exist Combustion Turbine","Fossil","Yes","Existing","Combustion Turbine","Combustion Turbine","---","---","---","---","---","---","---","---","None","None","No",1,1,1,1,1,1,1,1,1,null,0,0,0,0,0,0,0,0,0,1,0,1,0]
["High_Demand_v6",2025,null,"SPP_NEBR",34133,"NE",null,null,null,null,"Solar",null,0,0,3.2848242000000001,5.8330041000000001,0,0,0,0,0,0,null,null,null,3.5,"00 New Solar PV","Non-Fossil","No","New","Solar PV","Renewable","---","---","---","---","---","---","---","---","None","None","No",1,1,1,1,1,1,1,1,1,null,0,0,0,0,0,0,0,0,0,1,0,1,0]
["High_Demand_v6",2025,null,"WECC_NM",5029,"NM",null,null,null,null,"Solar",null,0,0,348.87204741222303,716.78094928478504,0,0,0,0,0,0,null,null,null,312,"00 Exist Solar PV","Non-Fossil","No","Existing","Solar PV","Renewable","---","---","---","---","---","---","---","---","None","None","No",1,1,1,1,1,1,1,1,1,null,0,0,0,0,0,0,0,0,0,1,0,1,0]
["High_Demand_v6",2025,null,"SPP_WEST","5497; 5497","OK",null,null,null,null,"Coal",null,8.9313938824630998,8.9313938824630998,722.44686698400005,722.44686698400005,919.47813938875197,919.47813938875197,0.3929771478610169,0.3929771478610169,0.44960175376376799,0.44960175376376799,null,null,null,320,"00 Exist FBC_DSI","Fossil","Yes","Existing","Coal Steam","Coal","---","Existing","---","---","---","---","---","---","None","Existing","No",1,1,1,1,1,1,1,1,1,null,0,0,0,0,0,0,0,0,0,1,0,1,0]
["High_Demand_v6",2025,null,"PJM_Dom",3898,"VA",null,null,null,null,"NaturalGas",null,0.114599314896636,0.311631895367039,9.9965109630000004,27.183684835000001,6.7086438940490796,18.242931154786501,5.1180054032837702E-3,1.3917480447092E-2,0,0,null,null,null,13.1,"00 Exist Oil/Gas Steam","Fossil","No","Existing","O/G Steam","O/G Steam","---","---","---","---","---","---","---","---","None","None","No",1,1,1,1,1,1,1,1,1,null,0,0,0,0,0,0,0,0,0,1,0,1,0]
["High_Demand_v6",2030,null,"WECC_IID",5626,"CA",null,null,null,null,"Pumps",null,0,0,30.301556651999999,68.096062375000002,0,0,0,0,0,0,null,null,null,28,"00 Exist Energy Storage","Non-Fossil","No","Existing","Non-Fossil Other","Other","---","---","---","---","---","---","---","---","None","None","No",1,1,1,1,1,1,1,1,1,null,0,0,0,0,0,0,0,0,0,1,0,1,0]
["High_Demand_v6",2030,null,"WECC_SCE",5557,"CA",null,null,null,null,"Wind",null,0,0,4876.7500660060996,9156.3820391395093,0,0,0,0,0,0,null,null,null,4022.7,"00 Exist Onshore Wind","Non-Fossil","No","Existing","Wind","Renewable","---","---","---","---","---","---","---","---","None","None","No",1,1,1,1,1,1,1,1,1,null,0,0,0,0,0,0,0,0,0,1,0,1,0]
["High_Demand_v6",2030,null,"PJM_West",32140,"IN",null,null,null,null,"NaturalGas",null,2.1411427541050685,4.8367182962105684,345.3456055008175,780.11585422751102,125.3424968253108,283.14148906016618,1.177628514757776E-2,2.6601950629157867E-2,0,0,null,null,null,102.35999944367583,"00 New Combined Cycle","Fossil","Yes","New","Combined Cycle","Combined Cycle","---","---","---","---","---","---","---","---","None","None","No",1,1,1,1,1,1,1,1,1,null,0,0,0,0,0,0,0,0,0,1,0,1,0]
["High_Demand_v6",2030,null,"MIS_WUMS","1795; 1796; 1797; 1798; 1799; 1800; 1801","MI",null,null,null,null,"*Unit Did Not Operate",null,0,0,0,0,0,0,0,0,0,0,null,null,null,75.5,"00 Exist Combustion Turbine","Fossil","No","Existing","Combustion Turbine","Combustion Turbine","---","---","---","---","---","---","---","---","None","None","No",1,1,1,1,1,1,1,1,1,null,0,0,0,0,0,0,0,0,0,1,0,1,0]
["High_Demand_v6",2030,null,"S_D_AECI",2663,"MO",null,null,null,null,"NaturalGas",null,9.4063600155060004E-2,9.4063600155060004E-2,8.2838925719999992,8.2838925719999992,5.5064831530772098,5.5064831530772098,4.9994803482414397E-3,4.9994803482414397E-3,0,0,null,null,null,104,"00 Exist Combustion Turbine","Fossil","Yes","Existing","Combustion Turbine","Combustion Turbine","---","---","---","---","---","---","---","---","None","None","No",1,1,1,1,1,1,1,1,1,null,0,0,0,0,0,0,0,0,0,1,0,1,0]
["High_Demand_v6",2030,null,"NY_Z_C&E","5749; 5852","NY",null,null,null,null,null,null,null,null,null,null,null,null,null,null,null,null,null,null,null,73.900000000000006,"00 Biomass Withdrawn as Uneconomic","Retired","No","Retired","Biomass","Retired","Retired","Retired","Retired","Retired","Retired","Retired","Retired","Retired","Retired","Retired","No",1,1,1,1,1,1,1,1,1,null,0,0,0,0,0,0,0,0,0,0,0,0,0]
["High_Demand_v6",2030,null,"PJM_PENE","5635; 5636","PA",null,null,null,null,"Pumps",null,0,0,10.311607416000001,24.599586832,0,0,0,0,0,0,null,null,null,28.4,"00 Exist Energy Storage","Non-Fossil","No","Existing","Non-Fossil Other","Other","---","---","---","---","---","---","---","---","None","None","No",1,1,1,1,1,1,1,1,1,null,0,0,0,0,0,0,0,0,0,1,0,1,0]
["High_Demand_v6",2030,null,"NENGREST","4579; 4580; 4586; 4587; 4588","VT",null,null,null,null,"Hydro",null,0,0,460.27496302800006,1282.4418910659999,0,0,0,0,0,0,null,null,null,328.7,"00 Exist Hydro","Non-Fossil","No","Existing","Hydro","Renewable","---","---","---","---","---","---","---","---","None","None","No",1,1,1,1,1,1,1,1,1,null,0,0,0,0,0,0,0,0,0,1,0,1,0]
["High_Demand_v6",2035,null,"WECC_AZ",4378,"AZ",null,null,null,null,"Hydro",null,0,0,3074.7335272559999,6855.1819212250002,0,0,0,0,0,0,null,null,null,2717.9,"00 Exist Hydro","Non-Fossil","No","Existing","Hydro","Renewable","---","---","---","---","---","---","---","---","None","None","No",1,1,1,1,1,1,1,1,1,null,0,0,0,0,0,0,0,0,0,1,0,1,0]
["High_Demand_v6",2035,null,"WECC_SCE",1868,"CA",null,null,null,null,"*Unit Did Not Operate",null,0,0,0,0,0,0,0,0,0,0,null,null,null,9.4,"00 Exist Combustion Turbine","Fossil","No","Existing","Combustion Turbine","Combustion Turbine","---","---","---","---","---","---","---","---","None","None","No",1,1,1,1,1,1,1,1,1,null,0,0,0,0,0,0,0,0,0,1,0,1,0]
["High_Demand_v6",2035,null,"SPP_N","4118; 4119","KS",null,null,null,null,"Coal",null,37.181670152266804,59.345077273361397,3340.8763424640001,5332.0696116380004,3991.44614657485,6370.6842385213295,2.2498962647531902,3.5957754267351598,1.1154501045680041,1.7803523182008432,null,null,null,1056.56378069622,"00 Exist Coal Steam_WetFGD_SNCR_ACI","Fossil","Yes","Existing","Coal Steam","Coal","Existing","---","---","Existing","Existing","---","---","---","Existing","Existing","Yes",1,1,1,1,1,1,1,1,1,null,0,0,0,0,0,0,0,0,0,1,0,1,0]
["High_Demand_v6",2035,null,"PJM_SMAC",3100,"MD",null,null,null,null,"NaturalGas",null,0.49820642962200001,1.0787881917680999,65.639845800000003,142.13283159,29.1650043900719,63.152260746104602,1.0150956003548201E-2,2.1980309407274998E-2,0,0,null,null,null,20,"00 Exist Combined Cycle","Fossil","No","Existing","Combined Cycle","Combined Cycle","---","---","---","---","---","---","---","---","None","None","No",1,1,1,1,1,1,1,1,1,null,0,0,0,0,0,0,0,0,0,1,0,1,0]
["High_Demand_v6",2035,null,"WECC_MT",4172,"MT",null,null,null,null,"Coal",null,4.2554169707696596,9.7707978175073293,345.603587328,793.53511065600003,458.52117860043103,1052.8034648364101,0.172195447722194,0.39537533368543398,0.170216678830787,0.39083191270029299,null,null,null,107,"00 Exist Coal Steam_DryFGD_SCR_ACI","Fossil","Yes","Existing","Coal Steam","Coal","Existing","---","Existing","---","Existing","---","---","---","Existing","Existing","Yes",1,1,1,1,1,1,1,1,1,null,0,0,0,0,0,0,0,0,0,1,0,1,0]
["High_Demand_v6",2035,null,"NY_Z_C&E","30391; 30392; 30393; 30394; 30395; 30396; 30397; 30398; 30420","NY",null,null,null,null,"Wind",null,0,0,2319.0746557133593,6818.0373169740269,0,0,0,0,0,0,null,null,null,1829.6799999999998,"00 New Onshore Wind","Non-Fossil","No","New","Wind","Renewable","---","---","---","---","---","---","---","---","None","None","No",1,1,1,1,1,1,1,1,1,null,0,0,0,0,0,0,0,0,0,1,0,1,0]
["High_Demand_v6",2035,null,"PJM_ATSI","5729; 5729; 5730; 5730","PA",null,null,null,null,"Coal",null,72.650509689280298,115.34121871617739,7261.485696017,11527.009925777,7534.8498701843801,11954.34277396675,2.976085753071509,4.7151372117929302,9.1466952629347098,13.390230096241369,null,null,null,2510,"00 Exist Coal Steam_WetFGD_SCR","Fossil","Yes","Existing","Coal Steam","Coal","Existing","---","Existing","---","---","---","---","---","Existing","Existing","Yes",1,1,1,1,1,1,1,1,1,null,0,0,0,0,0,0,0,0,0,1,0,1,0]
["High_Demand_v6",2035,null,"ERC_WEST","3407; 3411","TX",null,null,null,null,"NaturalGas",null,0.33689569219943999,0.60668029398897594,44.386784216000002,78.796936681999995,19.721873821355199,35.515064410114618,4.5598831939194298E-3,1.0754820127662471E-2,0,0,null,null,null,94.1,"00 Exist Combined Cycle","Fossil","No","Existing","Combined Cycle","Combined Cycle","---","---","---","---","---","---","---","---","None","None","No",1,1,1,1,1,1,1,1,1,null,0,0,0,0,0,0,0,0,0,1,0,1,0]
["High_Demand_v6",2040,null,"SPP_WEST","2532; 2533","AR",null,null,null,null,"*Unit Did Not Operate",null,0,0,0,0,0,0,0,0,0,0,null,null,null,2.4000000000000004,"00 Exist Combustion Turbine","Fossil","No","Existing","Combustion Turbine","Combustion Turbine","---","---","---","---","---","---","---","---","None","None","No",1,1,1,1,1,1,1,1,1,null,0,0,0,0,0,0,0,0,0,1,0,1,0]
["High_Demand_v6",2040,null,"WECC_CO","3213; 3216; 3217; 3219; 3220; 3221; 3224; 3225; 3226; 3227; 3228; 3229","CO",null,null,null,null,"NaturalGas",null,44.810425307378601,119.78907631790142,5849.7344050940001,15520.693089590002,2624.4903615814901,7017.7350904410914,0.54373298219967214,1.5885652604610541,0,0,null,null,null,3055.5,"00 Exist Combined Cycle","Fossil","Yes","Existing","Combined Cycle","Combined Cycle","---","---","---","---","---","---","---","---","None","None","No",1,1,1,1,1,1,1,1,1,null,0,0,0,0,0,0,0,0,0,1,0,1,0]
["High_Demand_v6",2040,null,"S_SOU",33405,"GA",null,null,null,null,"Solar",null,0,0,5.6625401999999996,11.653010399999999,0,0,0,0,0,0,null,null,null,6.8,"00 New Solar PV","Non-Fossil","No","New","Solar PV","Renewable","---","---","---","---","---","---","---","---","None","None","No",1,1,1,1,1,1,1,1,1,null,0,0,0,0,0,0,0,0,0,1,0,1,0]
["High_Demand_v6",2040,null,"PJM_AP",5054,"MD",null,null,null,null,"Solar",null,0,0,36.559360425818902,67.139828516377705,0,0,0,0,0,0,null,null,null,38.6,"00 Exist Solar PV","Non-Fossil","No","Existing","Solar PV","Renewable","---","---","---","---","---","---","---","---","None","None","No",1,1,1,1,1,1,1,1,1,null,0,0,0,0,0,0,0,0,0,1,0,1,0]
["High_Demand_v6",2040,null,"MIS_MNWI",28703,"MI",null,null,null,null,"NaturalGas",null,4.1669803551674445E-4,6.45126275673454E-4,4.8736612341139705E-2,7.5453365575842882E-2,2.4393502999150208E-2,3.7765692177924116E-2,2.2918391953420707E-6,3.5481945162039704E-6,0,0,null,null,null,9.248064280604322E-2,"00 New Combustion Turbine","Fossil","Yes","New","Combustion Turbine","Combustion Turbine","---","---","---","---","---","---","---","---","None","None","No",1,1,1,1,1,1,1,1,1,null,0,0,0,0,0,0,0,0,0,1,0,1,0]
["High_Demand_v6",2040,null,"WECC_NNV",10652,"NV",null,null,null,null,null,null,null,null,null,null,null,null,null,null,null,null,null,null,null,268,"00 Coal Withdrawn as Uneconomic","Retired","No","Retired","Coal Steam","Retired","Retired","Retired","Retired","Retired","Retired","Retired","Retired","Retired","Retired","Retired","No",1,1,1,1,1,1,1,1,1,null,0,0,0,0,0,0,0,0,0,0,0,0,0]
["High_Demand_v6",2040,null,"SPP_WEST",5103,"OK",null,null,null,null,"Coal",null,13.643784595182,20.066716142638299,1241.133866568,1825.4085456780001,1461.93151937375,2150.14863468369,1.19499087376902,1.75754333335297,2.4094237058699401,3.5436810978464899,null,null,null,440,"00 Exist Coal Steam_ACI_DSI","Fossil","Yes","Existing","Coal Steam","Coal","---","Existing","---","---","Existing","---","---","---","None","Existing","No",1,1,1,1,1,1,1,1,1,null,0,0,0,0,0,0,0,0,0,1,0,1,0]
["High_Demand_v6",2040,null,"PJM_PENE","11389; 14321; 14323; 14358; 14381; 14571","PA",null,null,null,null,null,null,null,null,null,null,null,null,null,null,null,null,null,null,null,3269,"00 Coal Withdrawn as Uneconomic","Retired","No","Retired","Coal Steam","Retired","Retired","Retired","Retired","Retired","Retired","Retired","Retired","Retired","Retired","Retired","No",1,1,1,1,1,1,1,1,1,null,0,0,0,0,0,0,0,0,0,0,0,0,0]
["High_Demand_v6",2040,null,"MIS_MNWI",28732,"WI",null,null,null,null,"Hydro",null,0,0,265.91378723600002,578.30120249200002,0,0,0,0,0,0,null,null,null,94.417317999999995,"00 New Hydro","Non-Fossil","No","New","Hydro","Renewable","---","---","---","---","---","---","---","---","None","None","No",1,1,1,1,1,1,1,1,1,null,0,0,0,0,0,0,0,0,0,1,0,1,0]
["High_Demand_v6",2045,null,"WEC_SDGE","5072; 5072","CA",null,null,null,null,"None",null,0,0,2657.42640084,6339.6120005440007,0,0,0,0,0,0,null,null,null,1000,"00 International Imports","Non-Fossil","No","Existing","International Imports","Other","---","---","---","---","---","---","---","---","None","None","No",1,1,1,1,1,1,1,1,1,null,0,0,0,0,0,0,0,0,0,1,0,1,0]
["High_Demand_v6",2045,null,"NENG_CT","5176; 5177; 5178; 5179; 5180; 5181; 5182; 5183; 5184; 5185","CT",null,null,null,null,"MSW",null,9.0219158017392775,20.774117518243809,486.66446983999998,1120.7170763820002,414.55703108992088,954.57069996330313,1.5321816453121577,3.5231954371185648,0.34941675909441439,0.80726386949708562,null,null,null,160.9,"00 Exist Non Fossil_Other","Non-Fossil","No","Existing","Non-Fossil Other","Other","---","---","---","---","---","---","---","---","None","None","No",1,1,1,1,1,1,1,1,1,null,0,0,0,0,0,0,0,0,0,1,0,1,0]
["High_Demand_v6",2045,null,"MIS_INKY",4284,"IN",null,null,null,null,"Coal",null,21.473913935567499,49.088541747236299,1876.4342830799999,4289.456636424,2186.4023372063698,4998.0316922311104,0.61082548189721797,1.39632357000014,3.2150719876760099,7.3495309686418802,null,null,null,595,"00 Exist IGCC","Fossil","Yes","Existing","IGCC","Coal","---","---","---","---","---","---","---","---","None","None","No",1,1,1,1,1,1,1,1,1,null,0,0,0,0,0,0,0,0,0,1,0,1,0]
["High_Demand_v6",2045,null,"PJM_SMAC",4235,"MD",null,null,null,null,"*Unit Did Not Operate",null,0,0,0,0,0,0,0,0,0,0,null,null,null,305,"00 Exist Coal Steam_SCR_ACI","Fossil","Yes","Existing","Coal Steam","Coal","---","---","Existing","---","Existing","---","---","---","Existing","None","No",1,1,1,1,1,1,1,1,1,null,0,0,0,0,0,0,0,0,0,1,0,1,0]
["High_Demand_v6",2045,null,"S_D_AECI",4939,"MO",null,null,null,null,"LF Gas",null,0.10090936643500199,0.25001829659827801,7.0853367809999996,17.554999059,5.8153058782827296,14.408304414662201,1.8796892232679999E-2,4.65721581988442E-2,0,0,null,null,null,3.8,"00 Exist Landfill Gas","Non-Fossil","No","Existing","Landfill Gas","Other","---","---","---","---","---","---","---","---","None","None","No",1,1,1,1,1,1,1,1,1,null,0,0,0,0,0,0,0,0,0,1,0,1,0]
["High_Demand_v6",2045,null,"NENGREST","5887; 5888; 5889; 5890; 5891","NH",null,null,null,null,null,null,null,null,null,null,null,null,null,null,null,null,null,null,null,210.3,"00 Biomass Withdrawn as Uneconomic","Retired","No","Retired","Biomass","Retired","Retired","Retired","Retired","Retired","Retired","Retired","Retired","Retired","Retired","Retired","No",1,1,1,1,1,1,1,1,1,null,0,0,0,0,0,0,0,0,0,0,0,0,0]
["High_Demand_v6",2045,null,"SPP_WEST","2554; 2555; 2557; 2563","OK",null,null,null,null,"NaturalGas",null,3.312641620012164E-2,3.312641620012164E-2,3.0428262429999999,3.0428262429999999,1.9392204043551231,1.9392204043551231,7.5310006279687824E-3,7.5310006279687824E-3,0,0,null,null,null,76.699999999999989,"00 Exist Combustion Turbine","Fossil","No","Existing","Combustion Turbine","Combustion Turbine","---","---","---","---","---","---","---","---","None","None","No",1,1,1,1,1,1,1,1,1,null,0,0,0,0,0,0,0,0,0,1,0,1,0]
["High_Demand_v6",2045,null,"SPP_WAUE","2669; 2670; 2671; 2672; 2673; 2682; 2686","SD",null,null,null,null,"*Unit Did Not Operate",null,0,0,0,0,0,0,0,0,0,0,null,null,null,40.199999999999996,"00 Exist Combustion Turbine","Fossil","No","Existing","Combustion Turbine","Combustion Turbine","---","---","---","---","---","---","---","---","None","None","No",1,1,1,1,1,1,1,1,1,null,0,0,0,0,0,0,0,0,0,1,0,1,0]
["High_Demand_v6",2045,null,"WECC_WY","11333; 11339; 11355; 11355","WY",null,null,null,null,"Coal",null,24.304239608699739,55.298781638494191,2348.901111744,5344.3914214080005,2613.0887277052789,5943.0360915802976,0.63544848095302098,1.445818810064077,1.0625556562699989,2.2774038607021638,null,null,null,741.12043800000004,"00 Ret.ExistWetFGD_ACI & SCR","Fossil","Yes","Existing","Coal Steam","Coal","Existing","---","New","---","Existing","---","---","---","New","Existing","Yes",1,1,1,1,1,1,1,1,1,null,0,0,0,0,0,0,0,0,0,1,0,1,0]
["High_Demand_v6",2050,null,"WEC_SDGE","1848; 1849; 1850; 1851; 1852; 1853; 1854; 1856; 1858; 1859; 1860","CA",null,null,null,null,"*Unit Did Not Operate",null,0,0,0,0,0,0,0,0,0,0,null,null,null,841.6,"00 Exist Combustion Turbine","Fossil","Yes","Existing","Combustion Turbine","Combustion Turbine","---","---","---","---","---","---","---","---","None","None","No",1,1,1,1,1,1,1,1,1,null,0,0,0,0,0,0,0,0,0,1,0,1,0]
["High_Demand_v6",2050,null,"S_SOU",3277,"FL",null,null,null,null,"NaturalGas",null,0.23863129980360001,0.65594702202194,33.120235919999999,91.040530468,13.969476290502699,38.399138669164401,4.3108744309520303E-3,1.1849682952826301E-2,0,0,null,null,null,24,"00 Exist Combined Cycle","Fossil","No","Existing","Combined Cycle","Combined Cycle","---","---","---","---","---","---","---","---","None","None","No",1,1,1,1,1,1,1,1,1,null,0,0,0,0,0,0,0,0,0,1,0,1,0]
["High_Demand_v6",2050,null,"SPP_N","1494; 1495","KS",null,null,null,null,"*Unit Did Not Operate",null,0,0,0,0,0,0,0,0,0,0,null,null,null,154.1,"00 Exist Combustion Turbine","Fossil","Yes","Existing","Combustion Turbine","Combustion Turbine","---","---","---","---","---","---","---","---","None","None","No",1,1,1,1,1,1,1,1,1,null,0,0,0,0,0,0,0,0,0,1,0,1,0]
["High_Demand_v6",2050,null,"MIS_LMI","27962; 27963; 27964; 27965; 28006","MI",null,null,null,null,"Wind",null,0,0,329.70050702441307,984.08787337161937,0,0,0,0,0,0,null,null,null,248.85922399999998,"00 New Onshore Wind","Non-Fossil","No","New","Wind","Renewable","---","---","---","---","---","---","---","---","None","None","No",1,1,1,1,1,1,1,1,1,null,0,0,0,0,0,0,0,0,0,1,0,1,0]
["High_Demand_v6",2050,null,"S_SOU",3860,"MS",null,null,null,null,"NaturalGas",null,3.2905232723629498,4.1623040731213496,320.40148708499999,405.28764100500001,192.627232364127,243.661280440524,0.36299407479071899,0.45916457382638198,0,0,null,null,null,480,"00 Exist Oil/Gas Steam","Fossil","Yes","Existing","O/G Steam","O/G Steam","---","---","---","---","---","---","---","---","None","None","No",1,1,1,1,1,1,1,1,1,null,0,0,0,0,0,0,0,0,0,1,0,1,0]
["High_Demand_v6",2050,null,"WECC_NNV",4903,"NV",null,null,null,null,"LF Gas",null,0.14170520623050001,0.33542999409149998,10.496681943,24.846666229,8.1663293298574793,19.330495129498999,2.6396137290586399E-2,6.2482222149394098E-2,0,0,null,null,null,3.2,"00 Exist Landfill Gas","Non-Fossil","No","Existing","Landfill Gas","Other","---","---","---","---","---","---","---","---","None","None","No",1,1,1,1,1,1,1,1,1,null,0,0,0,0,0,0,0,0,0,1,0,1,0]
["High_Demand_v6",2050,null,"PJM_PENE",5651,"PA",null,null,null,null,"Coal",null,12.7657758844648,24.334779702799299,1236.754106226,2357.564396706,1321.5581848762899,2519.2223006619301,0.69637307449755304,1.3274622327876999,1.2689415536711099,2.41892176737122,null,null,null,653,"00 Exist Coal Steam_WetFGD_SCR","Fossil","Yes","Existing","Coal Steam","Coal","Existing","---","Existing","---","---","---","---","---","Existing","Existing","Yes",1,1,1,1,1,1,1,1,1,null,0,0,0,0,0,0,0,0,0,1,0,1,0]
["High_Demand_v6",2050,null,"PJM_West","32419; 32420; 32421","VA",null,null,null,null,"Wind",null,0,0,46.167043096943942,142.53149335342641,0,0,0,0,0,0,null,null,null,36.18,"00 New Onshore Wind","Non-Fossil","No","New","Wind","Renewable","---","---","---","---","---","---","---","---","None","None","No",1,1,1,1,1,1,1,1,1,null,0,0,0,0,0,0,0,0,0,1,0,1,0]
["High_Renew_Cost_v6",2021,null,"WEC_CALN","192; 198; 206; 207; 208; 209; 210; 211; 212; 213; 214; 215; 216; 217; 218; 219; 220; 221; 222; 223; 224; 227; 228; 229; 230; 231; 238; 244; 245; 246","CA",null,null,null,null,"*Unit Did Not Operate",null,0,0,0,0,0,0,0,0,0,0,null,null,null,3123.1,"00 Exist Combustion Turbine","Fossil","Yes","Existing","Combustion Turbine","Combustion Turbine","---","---","---","---","---","---","---","---","None","None","No",1,1,1,1,1,1,1,1,1,null,0,0,0,0,0,0,0,0,0,0,0,1,0]
["High_Renew_Cost_v6",2021,null,"NENG_CT","4741; 4742; 4743","CT",null,null,null,null,"LF Gas",null,0.14908216915063199,0.347985704162172,10.928709478,25.509654770000001,8.5914563259817704,20.054068145161811,2.7770281058534001E-2,6.4821037042808505E-2,0,0,null,null,null,4.2,"00 Exist Landfill Gas","Non-Fossil","No","Existing","Landfill Gas","Other","---","---","---","---","---","---","---","---","None","None","No",1,1,1,1,1,1,1,1,1,null,0,0,0,0,0,0,0,0,0,0,0,1,0]
["High_Renew_Cost_v6",2021,null,"MIS_INKY",5462,"KY",null,null,null,null,"*Unit Did Not Operate",null,0,0,0,0,0,0,0,0,0,0,null,null,null,443,"00 Exist Coal Steam_WetFGD_ACI_DSI","Fossil","Yes","Existing","Coal Steam","Coal","Existing","Existing","---","---","Existing","---","---","---","None","Existing","No",1,1,1,1,1,1,1,1,1,null,0,0,0,0,0,0,0,0,0,0,0,1,0]
["High_Renew_Cost_v6",2021,null,"MIS_LMI","5089; 5095","MI",null,null,null,null,"Coal",null,35.654907492707203,59.480933743024053,3461.6006616879999,5777.6160099660001,3809.6973143785972,6359.624524820596,3.6320875278220668,6.0770862471970064,8.0379634155302035,13.49631703299058,null,null,null,1529,"00 Exist Coal Steam_ACI_DSI","Fossil","Yes","Existing","Coal Steam","Coal","---","Existing","---","---","Existing","---","---","---","None","Existing","No",1,1,1,1,1,1,1,1,1,null,0,0,0,0,0,0,0,0,0,0,0,1,0]
["High_Renew_Cost_v6",2021,null,"S_C_TVA",5016,"MS",null,null,null,null,"Solar",null,0,0,2.5695439013563499,5.0993279901356399,0,0,0,0,0,0,null,null,null,3.1,"00 Exist Solar PV","Non-Fossil","No","Existing","Solar PV","Renewable","---","---","---","---","---","---","---","---","None","None","No",1,1,1,1,1,1,1,1,1,null,0,0,0,0,0,0,0,0,0,0,0,1,0]
["High_Renew_Cost_v6",2021,null,"NY_Z_K","4984; 4985","NY",null,null,null,null,"Solar",null,0,0,71.206510389664103,140.0517550180879,0,0,0,0,0,0,null,null,null,88.1,"00 Exist Solar PV","Non-Fossil","No","Existing","Solar PV","Renewable","---","---","---","---","---","---","---","---","None","None","No",1,1,1,1,1,1,1,1,1,null,0,0,0,0,0,0,0,0,0,0,0,1,0]
["High_Renew_Cost_v6",2021,null,"PJM_EMAC","3046; 3047; 3048; 3061; 3062; 3097","PA",null,null,null,null,"NaturalGas",null,84.765101560892006,197.83104992685179,12218.503733469001,28475.471712131002,5282.749412835291,12306.591576630639,0.56853920947189984,1.3187823467200639,0,0,null,null,null,4162.3999999999996,"00 Exist Combined Cycle","Fossil","Yes","Existing","Combined Cycle","Combined Cycle","---","---","---","---","---","---","---","---","None","None","No",1,1,1,1,1,1,1,1,1,null,0,0,0,0,0,0,0,0,0,0,0,1,0]
["High_Renew_Cost_v6",2021,null,"ERC_REST","5141; 5141; 5142; 5142; 5143; 5143; 5144; 5144; 5145; 5145; 5146; 5146","TX",null,null,null,null,"Non-Fossil",null,0.58039812133929092,1.3661389266520148,50.758629391999996,119.47547206599998,0,0,0,0,0,0,null,null,null,90.699999999999989,"00 Exist Non Fossil_Other","Non-Fossil","No","Existing","Non-Fossil Other","Other","---","---","---","---","---","---","---","---","None","None","No",1,1,1,1,1,1,1,1,1,null,0,0,0,0,0,0,0,0,0,0,0,1,0]
["High_Renew_Cost_v6",2023,null,"WECC_IID","36616; 36617","CA",null,null,null,null,"Geothermal",null,36.297507501360002,86.592093058800003,1209.9169167120001,2886.4031019599997,0,0,0,0,0,0,null,null,null,366.108968,"00 New Geothermal","Non-Fossil","No","New","Geothermal","Renewable","---","---","---","---","---","---","---","---","None","None","No",1,1,1,1,1,1,1,1,1,null,0,0,0,0,0,0,0,0,0,0,0,1,0]
["High_Renew_Cost_v6",2023,null,"WECC_CO","4506; 4507; 4508; 4509; 4510; 4511; 4512; 4513; 4514","CO",null,null,null,null,"Hydro",null,0,0,857.29510683500007,1791.914725464,0,0,0,0,0,0,null,null,null,687.6,"00 Exist Hydro","Non-Fossil","No","Existing","Hydro","Renewable","---","---","---","---","---","---","---","---","None","None","No",1,1,1,1,1,1,1,1,1,null,0,0,0,0,0,0,0,0,0,0,0,1,0]
["High_Renew_Cost_v6",2023,null,"MIS_IL",4133,"IL",null,null,null,null,"Coal",null,11.373795368193599,30.636630884677601,1094.0549603879999,2946.963340196,1220.9750532559001,3288.83726276689,0.52541247703370497,1.4152591637176799,0.34121386104580897,0.91909892654032799,null,null,null,595,"00 Exist Coal Steam_WetFGD_ACI","Fossil","Yes","Existing","Coal Steam","Coal","Existing","---","---","---","Existing","---","---","---","None","Existing","No",1,1,1,1,1,1,1,1,1,null,0,0,0,0,0,0,0,0,0,0,0,1,0]
["High_Renew_Cost_v6",2023,null,"SPP_WAUE",5599,"MN",null,null,null,null,"Wind",null,0,0,70.605985844938004,194.62850990705201,0,0,0,0,0,0,null,null,null,51.4,"00 Exist Onshore Wind","Non-Fossil","No","Existing","Wind","Renewable","---","---","---","---","---","---","---","---","None","None","No",1,1,1,1,1,1,1,1,1,null,0,0,0,0,0,0,0,0,0,0,0,1,0]
["High_Renew_Cost_v6",2023,null,"MIS_MAPP",1154,"ND",null,null,null,null,"*Unit Did Not Operate",null,0,0,0,0,0,0,0,0,0,0,null,null,null,88,"00 Exist Combustion Turbine","Fossil","Yes","Existing","Combustion Turbine","Combustion Turbine","---","---","---","---","---","---","---","---","None","None","No",1,1,1,1,1,1,1,1,1,null,0,0,0,0,0,0,0,0,0,0,0,1,0]
["High_Renew_Cost_v6",2023,null,"WECC_NNV","4363; 4364; 4365; 4366; 4367; 4368; 4369; 4370; 4371; 4372; 4374","NV",null,null,null,null,"Geothermal",null,12.041337496787982,30.201698736615903,1232.4988542139999,3091.3143243539998,0,0,0,0,0,0,null,null,null,444.6,"00 Exist Geothermal","Non-Fossil","No","Existing","Geothermal","Renewable","---","---","---","---","---","---","---","---","None","None","No",1,1,1,1,1,1,1,1,1,null,0,0,0,0,0,0,0,0,0,0,0,1,0]
["High_Renew_Cost_v6",2023,null,"ERC_REST","643; 644; 647; 648; 650; 660; 661; 662; 663; 664; 665; 666; 687; 688; 689; 691; 692; 693","TX",null,null,null,null,"NaturalGas",null,26.386360537146196,26.386360537146196,2930.3060515879988,2930.3060515879988,1737.5240655611728,1737.5240655611728,0.20329426867957676,0.20329426867957676,0,0,null,null,null,3431.2,"00 Exist Combustion Turbine","Fossil","Yes","Existing","Combustion Turbine","Combustion Turbine","---","---","---","---","---","---","---","---","None","None","No",1,1,1,1,1,1,1,1,1,null,0,0,0,0,0,0,0,0,0,0,0,1,0]
["High_Renew_Cost_v6",2023,null,"PJM_Dom","4544; 4545; 4546","VA",null,null,null,null,"Hydro",null,0,0,154.03422234499999,455.39625679799997,0,0,0,0,0,0,null,null,null,311.10000000000002,"00 Exist Hydro","Non-Fossil","No","Existing","Hydro","Renewable","---","---","---","---","---","---","---","---","None","None","No",1,1,1,1,1,1,1,1,1,null,0,0,0,0,0,0,0,0,0,0,0,1,0]
["High_Renew_Cost_v6",2025,null,"MIS_AR","4276; 4277; 4278; 4279","AR",null,null,null,null,"Coal",null,65.843642723197505,116.7547206499098,6360.4682661259994,11279.999759210999,7055.1463177906298,12510.268317637821,7.8127142927570405,13.69239528958831,17.195673422155288,30.491570085679442,null,null,null,3310,"00 Exist Coal Steam_ACI","Fossil","Yes","Existing","Coal Steam","Coal","---","---","---","---","Existing","---","---","---","None","None","No",1,1,1,1,1,1,1,1,1,null,0,0,0,0,0,0,0,0,0,0,0,1,0]
["High_Renew_Cost_v6",2025,null,"WECC_PNW",4746,"ID",null,null,null,null,"LF Gas",null,6.1118832041999999E-2,0.14464350787950001,4.5273208919999997,10.714333916999999,3.5222171717484199,8.3356607155877107,1.13849104386235E-2,2.69434694302539E-2,0,0,null,null,null,3.2,"00 Exist Landfill Gas","Non-Fossil","No","Existing","Landfill Gas","Other","---","---","---","---","---","---","---","---","None","None","No",1,1,1,1,1,1,1,1,1,null,0,0,0,0,0,0,0,0,0,0,0,1,0]
["High_Renew_Cost_v6",2025,null,"PJM_COMD","560; 621; 633","IL",null,null,null,null,"*Unit Did Not Operate",null,0,0,0,0,0,0,0,0,0,0,null,null,null,16,"00 Exist Combustion Turbine","Fossil","No","Existing","Combustion Turbine","Combustion Turbine","---","---","---","---","---","---","---","---","None","None","No",1,1,1,1,1,1,1,1,1,null,0,0,0,0,0,0,0,0,0,0,0,1,0]
["High_Renew_Cost_v6",2025,null,"PJM_EMAC",917,"MD",null,null,null,null,"NaturalGas",null,0.23143891206618,0.23143891206618,21.539219364000001,21.539219364000001,13.5484339123542,13.5484339123542,3.6440056704820098E-3,3.6440056704820098E-3,0,0,null,null,null,653.5,"00 Exist Combustion Turbine","Fossil","Yes","Existing","Combustion Turbine","Combustion Turbine","---","---","---","---","---","---","---","---","None","None","No",1,1,1,1,1,1,1,1,1,null,0,0,0,0,0,0,0,0,0,0,0,1,0]
["High_Renew_Cost_v6",2025,null,"SPP_WAUE","4130; 4131","ND",null,null,null,null,"Coal",null,24.23997244224773,55.115926016394397,2086.3062056159997,4743.7712666400002,2619.156662013449,5955.3386520060594,3.1224113299270542,7.1010575934031701,0.727199173267433,1.653477780491829,null,null,null,667,"00 Exist Coal Steam_WetFGD_SNCR_ACI","Fossil","Yes","Existing","Coal Steam","Coal","Existing","---","---","Existing","Existing","---","---","---","Existing","Existing","Yes",1,1,1,1,1,1,1,1,1,null,0,0,0,0,0,0,0,0,0,0,0,1,0]
["High_Renew_Cost_v6",2025,null,"SPP_SPS",5592,"OK",null,null,null,null,"Wind",null,0,0,1040.20065765805,2616.33122372665,0,0,0,0,0,0,null,null,null,817.7,"00 Exist Onshore Wind","Non-Fossil","No","Existing","Wind","Renewable","---","---","---","---","---","---","---","---","None","None","No",1,1,1,1,1,1,1,1,1,null,0,0,0,0,0,0,0,0,0,0,0,1,0]
["High_Renew_Cost_v6",2025,null,"PJM_EMAC","4464; 4465","PA",null,null,null,null,"Hydro",null,0,0,116.78795390400001,398.25960388999999,0,0,0,0,0,0,null,null,null,131.6,"00 Exist Hydro","Non-Fossil","No","Existing","Hydro","Renewable","---","---","---","---","---","---","---","---","None","None","No",1,1,1,1,1,1,1,1,1,null,0,0,0,0,0,0,0,0,0,0,0,1,0]
["High_Renew_Cost_v6",2025,null,"WECC_PNW",9365,"WA",null,null,null,null,null,null,null,null,null,null,null,null,null,null,null,null,null,null,null,159.4,"00 CC Withdrawn as Uneconomic","Retired","No","Retired","Combined Cycle","Retired","Retired","Retired","Retired","Retired","Retired","Retired","Retired","Retired","Retired","Retired","No",1,1,1,1,1,1,1,1,1,null,0,0,0,0,0,0,0,0,0,0,0,0,0]
["High_Renew_Cost_v6",2030,null,"WEC_SDGE","4312; 4313","CA",null,null,null,null,"*Unit Did Not Operate",null,0,0,0,0,0,0,0,0,0,0,null,null,null,5.1999999999999993,"00 Exist Fuel Cell","Non-Fossil","No","Existing","Fuel Cell","Other","---","---","---","---","---","---","---","---","None","None","No",1,1,1,1,1,1,1,1,1,null,0,0,0,0,0,0,0,0,0,0,0,1,0]
["High_Renew_Cost_v6",2030,null,"MIS_MO",4560,"IA",null,null,null,null,"Hydro",null,0,0,417.16782871999999,871.62989105600002,0,0,0,0,0,0,null,null,null,140.5,"00 Exist Hydro","Non-Fossil","No","Existing","Hydro","Renewable","---","---","---","---","---","---","---","---","None","None","No",1,1,1,1,1,1,1,1,1,null,0,0,0,0,0,0,0,0,0,0,0,1,0]
["High_Renew_Cost_v6",2030,null,"MIS_INKY",1317,"KY",null,null,null,null,"*Unit Did Not Operate",null,0,0,0,0,0,0,0,0,0,0,null,null,null,58,"00 Exist Combustion Turbine","Fossil","Yes","Existing","Combustion Turbine","Combustion Turbine","---","---","---","---","---","---","---","---","None","None","No",1,1,1,1,1,1,1,1,1,null,0,0,0,0,0,0,0,0,0,0,0,1,0]
["High_Renew_Cost_v6",2030,null,"MIS_LMI",4249,"MI",null,null,null,null,"Coal",null,5.0624323818573602,11.3745236976663,450.38432257800002,1011.945792813,516.60917115811105,1160.74306114757,0.475892750715458,1.06925939197919,1.2591436369964799,2.82910625909981,null,null,null,154,"00 Exist Coal Steam_ACI","Fossil","Yes","Existing","Coal Steam","Coal","---","---","---","---","Existing","---","---","---","None","None","No",1,1,1,1,1,1,1,1,1,null,0,0,0,0,0,0,0,0,0,0,0,1,0]
["High_Renew_Cost_v6",2030,null,"SPP_NEBR",5573,"NE",null,null,null,null,"Wind",null,0,0,1728.60191347451,4997.5825755409896,0,0,0,0,0,0,null,null,null,1319.1,"00 Exist Onshore Wind","Non-Fossil","No","Existing","Wind","Renewable","---","---","---","---","---","---","---","---","None","None","No",1,1,1,1,1,1,1,1,1,null,0,0,0,0,0,0,0,0,0,0,0,1,0]
["High_Renew_Cost_v6",2030,null,"NY_Z_G-I","1910; 1911","NY",null,null,null,null,"*Unit Did Not Operate",null,0,0,0,0,0,0,0,0,0,0,null,null,null,66.099999999999994,"00 Exist Combustion Turbine","Fossil","Yes","Existing","Combustion Turbine","Combustion Turbine","---","---","---","---","---","---","---","---","None","None","No",1,1,1,1,1,1,1,1,1,null,0,0,0,0,0,0,0,0,0,0,0,1,0]
["High_Renew_Cost_v6",2030,null,"WECC_PNW","3187; 3188","OR",null,null,null,null,"NaturalGas",null,0,0.49406664415680002,0,65.094419520000002,0,28.922661348939002,0,1.0066607874694791E-2,0,0,null,null,null,14.7,"00 Exist Combined Cycle","Fossil","No","Existing","Combined Cycle","Combined Cycle","---","---","---","---","---","---","---","---","None","None","No",1,1,1,1,1,1,1,1,1,null,0,0,0,0,0,0,0,0,0,0,0,1,0]
["High_Renew_Cost_v6",2030,null,"MIS_MNWI",4204,"WI",null,null,null,null,"Coal",null,7.3777347522990304,11.4644307493265,640.10331145199996,994.67117386799998,752.88026543699198,1169.91786170508,0.39913545009937801,0.62022570353856299,0.28105656199234402,0.43674021902196097,null,null,null,290,"00 Exist Coal Steam_DryFGD_SNCR_ACI","Fossil","Yes","Existing","Coal Steam","Coal","Existing","---","---","Existing","Existing","---","---","---","Existing","Existing","Yes",1,1,1,1,1,1,1,1,1,null,0,0,0,0,0,0,0,0,0,0,0,1,0]
["High_Renew_Cost_v6",2035,null,"WEC_BANC",3581,"CA",null,null,null,null,"*Unit Did Not Operate",null,0,0,0,0,0,0,0,0,0,0,null,null,null,16.600000000000001,"00 Exist Combined Cycle","Fossil","No","Existing","Combined Cycle","Combined Cycle","---","---","---","---","---","---","---","---","None","None","No",1,1,1,1,1,1,1,1,1,null,0,0,0,0,0,0,0,0,0,0,0,1,0]
["High_Renew_Cost_v6",2035,null,"FRCC",26941,"FL",null,null,null,null,"Solar",null,0,0,55.782772864000002,117.53731432799999,0,0,0,0,0,0,null,null,null,101.6,"00 New Solar PV","Non-Fossil","No","New","Solar PV","Renewable","---","---","---","---","---","---","---","---","None","None","No",1,1,1,1,1,1,1,1,1,null,0,0,0,0,0,0,0,0,0,0,0,1,0]
["High_Renew_Cost_v6",2035,null,"SPP_NEBR",2268,"KS",null,null,null,null,"NaturalGas",null,4.5110134133689904E-3,4.5110134133689904E-3,0.38195629199999998,0.38195629199999998,0.26407472521862102,0.26407472521862102,2.3119845946198798E-3,2.3119845946198798E-3,0,0,null,null,null,11.5,"00 Exist Combustion Turbine","Fossil","No","Existing","Combustion Turbine","Combustion Turbine","---","---","---","---","---","---","---","---","None","None","No",1,1,1,1,1,1,1,1,1,null,0,0,0,0,0,0,0,0,0,0,0,1,0]
["High_Renew_Cost_v6",2035,null,"PJM_SMAC",32091,"MD",null,null,null,null,"Solar",null,0,0,1.3857217500000001,2.6199278000000001,0,0,0,0,0,0,null,null,null,2.5,"00 New Solar PV","Non-Fossil","No","New","Solar PV","Renewable","---","---","---","---","---","---","---","---","None","None","No",1,1,1,1,1,1,1,1,1,null,0,0,0,0,0,0,0,0,0,0,0,1,0]
["High_Renew_Cost_v6",2035,null,"SPP_N","4792; 4793","MO",null,null,null,null,"LF Gas",null,0.17848167713550001,0.42226512671249999,13.220864973000001,31.278898275000003,10.285720571641729,24.334716987314678,3.3246674408415305E-2,7.8657436478371007E-2,0,0,null,null,null,4.5999999999999996,"00 Exist Landfill Gas","Non-Fossil","No","Existing","Landfill Gas","Other","---","---","---","---","---","---","---","---","None","None","No",1,1,1,1,1,1,1,1,1,null,0,0,0,0,0,0,0,0,0,0,0,1,0]
["High_Renew_Cost_v6",2035,null,"NY_Z_D","4615; 4616","NY",null,null,null,null,"Hydro",null,0,0,3172.958645484,7254.2711314110002,0,0,0,0,0,0,null,null,null,1095,"00 Exist Hydro","Non-Fossil","No","Existing","Hydro","Renewable","---","---","---","---","---","---","---","---","None","None","No",1,1,1,1,1,1,1,1,1,null,0,0,0,0,0,0,0,0,0,0,0,1,0]
["High_Renew_Cost_v6",2035,null,"PJM_ATSI",3494,"PA",null,null,null,null,"NaturalGas",null,5.5998992358000104,12.649434535799999,895.98387772800004,2023.9095257280001,327.81810126373199,740.49789772573297,3.07994457969001E-2,6.9571889946900098E-2,0,0,null,null,null,273,"00 Exist Combined Cycle","Fossil","Yes","Existing","Combined Cycle","Combined Cycle","---","---","---","---","---","---","---","---","None","None","No",1,1,1,1,1,1,1,1,1,null,0,0,0,0,0,0,0,0,0,0,0,1,0]
["High_Renew_Cost_v6",2035,null,"MIS_MNWI",28703,"SD",null,null,null,null,"NaturalGas",null,0.10982608394049864,0.15016130486865389,12.845156016432592,17.562725715632034,6.4292189538767923,8.7904427870109991,6.0404346167273798E-4,8.2588717677758777E-4,0,0,null,null,null,24.534960721910124,"00 New Combustion Turbine","Fossil","Yes","New","Combustion Turbine","Combustion Turbine","---","---","---","---","---","---","---","---","None","None","No",1,1,1,1,1,1,1,1,1,null,0,0,0,0,0,0,0,0,0,0,0,1,0]
["High_Renew_Cost_v6",2040,null,"SPP_WEST",35220,"AR",null,null,null,null,"NaturalGas",null,1.9270731067756084,2.0498344772107062,225.38866745913549,239.74672248078437,112.81085967064449,119.9973102959148,1.059890208726578E-2,1.1274089624658782E-2,0,0,null,null,null,430.50486104626589,"00 New Combustion Turbine","Fossil","Yes","New","Combustion Turbine","Combustion Turbine","---","---","---","---","---","---","---","---","None","None","No",1,1,1,1,1,1,1,1,1,null,0,0,0,0,0,0,0,0,0,0,0,1,0]
["High_Renew_Cost_v6",2040,null,"WEC_SDGE","4850; 4851; 4852; 4853; 4854","CA",null,null,null,null,"LF Gas",null,1.2300773248530839,2.9080794160587065,85.223453777999993,201.87202077700002,72.396707866877776,171.17369412519969,0.23400886286249348,0.55328705813343193,0,0,null,null,null,31.200000000000003,"00 Exist Landfill Gas","Non-Fossil","No","Existing","Landfill Gas","Other","---","---","---","---","---","---","---","---","None","None","No",1,1,1,1,1,1,1,1,1,null,0,0,0,0,0,0,0,0,0,0,0,1,0]
["High_Renew_Cost_v6",2040,null,"S_C_TVA",32744,"IL",null,null,null,null,"NaturalGas",null,0.36445587510337685,0.70396326305381873,42.626418140745834,82.334884567698282,21.335246928551676,41.210009419170504,2.0045073130685533E-3,3.8717979467959691E-3,0,0,null,null,null,81.418823836405849,"00 New Combustion Turbine","Fossil","Yes","New","Combustion Turbine","Combustion Turbine","---","---","---","---","---","---","---","---","None","None","No",1,1,1,1,1,1,1,1,1,null,0,0,0,0,0,0,0,0,0,0,0,1,0]
["High_Renew_Cost_v6",2040,null,"NENGREST","29972; 29973; 29974; 29975; 29976","MA",null,null,null,null,"Wind",null,0,0,236.35665826584065,671.85794271125212,0,0,0,0,0,0,null,null,null,204.9,"00 New Onshore Wind","Non-Fossil","No","New","Wind","Renewable","---","---","---","---","---","---","---","---","None","None","No",1,1,1,1,1,1,1,1,1,null,0,0,0,0,0,0,0,0,0,0,0,1,0]
["High_Renew_Cost_v6",2040,null,"MIS_LMI",4950,"MI",null,null,null,null,"Pumps",null,0,0,241.58918366099999,244.310918383,0,0,0,0,0,0,null,null,null,2304,"00 Exist Pump Storage","Non-Fossil","No","Existing","Pumped Storage","Other","---","---","---","---","---","---","---","---","None","None","No",1,1,1,1,1,1,1,1,1,null,0,0,0,0,0,0,0,0,0,0,0,1,0]
["High_Renew_Cost_v6",2040,null,"NENGREST","4895; 4896; 4897","NH",null,null,null,null,"LF Gas",null,0.53948345497442596,1.2952034126353629,36.831311320000005,88.42540000999999,31.089892026721234,74.641277466763313,0.10049228057536123,0.2412640156886518,0,0,null,null,null,19.100000000000001,"00 Exist Landfill Gas","Non-Fossil","No","Existing","Landfill Gas","Other","---","---","---","---","---","---","---","---","None","None","No",1,1,1,1,1,1,1,1,1,null,0,0,0,0,0,0,0,0,0,0,0,1,0]
["High_Renew_Cost_v6",2040,null,"NY_Z_J","1241; 1242; 1244; 1245; 1250; 1251; 1254; 1258; 1273; 1274; 1275","NY",null,null,null,null,"NaturalGas",null,1.0625839960610344,1.162389027640178,85.759617211999995,96.020374283999999,62.331774758612887,68.27816224951286,0.14418033943870512,0.18690108886359172,0,0,null,null,null,449.2,"00 Exist Combustion Turbine","Fossil","No","Existing","Combustion Turbine","Combustion Turbine","---","---","---","---","---","---","---","---","None","None","No",1,1,1,1,1,1,1,1,1,null,0,0,0,0,0,0,0,0,0,0,0,1,0]
["High_Renew_Cost_v6",2040,null,"PJM_PENE","11389; 12890; 14321; 14323; 14358; 14381; 14571","PA",null,null,null,null,null,null,null,null,null,null,null,null,null,null,null,null,null,null,null,3496.197901,"00 Coal Withdrawn as Uneconomic","Retired","No","Retired","Coal Steam","Retired","Retired","Retired","Retired","Retired","Retired","Retired","Retired","Retired","Retired","Retired","No",1,1,1,1,1,1,1,1,1,null,0,0,0,0,0,0,0,0,0,0,0,0,0]
["High_Renew_Cost_v6",2040,null,"PJM_Dom",5746,"VA",null,null,null,null,"*Unit Did Not Operate",null,0,0,0,0,0,0,0,0,0,0,null,null,null,14.7,"00 Exist Coal Steam_WetFGD_SNCR","Fossil","No","Existing","Coal Steam","Coal","Existing","---","---","Existing","---","---","---","---","Existing","Existing","Yes",1,1,1,1,1,1,1,1,1,null,0,0,0,0,0,0,0,0,0,0,0,1,0]
["High_Renew_Cost_v6",2045,null,"WECC_AZ",5753,"AZ",null,null,null,null,null,null,null,null,null,null,null,null,null,null,null,null,null,null,null,22.2,"00 Biomass Withdrawn as Uneconomic","Retired","No","Retired","Biomass","Retired","Retired","Retired","Retired","Retired","Retired","Retired","Retired","Retired","Retired","Retired","No",1,1,1,1,1,1,1,1,1,null,0,0,0,0,0,0,0,0,0,0,0,0,0]
["High_Renew_Cost_v6",2045,null,"NENG_CT","1161; 1169; 1182; 1183; 1184","CT",null,null,null,null,"*Unit Did Not Operate",null,0,0,0,0,0,0,0,0,0,0,null,null,null,252.2,"00 Exist Combustion Turbine","Fossil","Yes","Existing","Combustion Turbine","Combustion Turbine","---","---","---","---","---","---","---","---","None","None","No",1,1,1,1,1,1,1,1,1,null,0,0,0,0,0,0,0,0,0,0,0,1,0]
["High_Renew_Cost_v6",2045,null,"WECC_PNW","5194; 5194","ID",null,null,null,null,"Non-Fossil",null,1.0184666544000001,2.4296753519999998,89.229600000000005,212.86799999999999,0,0,0,0,0,0,null,null,null,27,"00 Exist Non Fossil_Other","Non-Fossil","No","Existing","Non-Fossil Other","Other","---","---","---","---","---","---","---","---","None","None","No",1,1,1,1,1,1,1,1,1,null,0,0,0,0,0,0,0,0,0,0,0,1,0]
["High_Renew_Cost_v6",2045,null,"PJM_EMAC",31716,"MD",null,null,null,null,"Solar",null,0,0,642.811564757513,1221.0784973058401,0,0,0,0,0,0,null,null,null,1074.9197650000001,"00 New Solar PV","Non-Fossil","No","New","Solar PV","Renewable","---","---","---","---","---","---","---","---","None","None","No",1,1,1,1,1,1,1,1,1,null,0,0,0,0,0,0,0,0,0,0,0,1,0]
["High_Renew_Cost_v6",2045,null,"MIS_MO",11071,"MO",null,null,null,null,null,null,null,null,null,null,null,null,null,null,null,null,null,null,null,239,"00 O/G Withdrawn as Uneconomic","Retired","No","Retired","O/G Steam","Retired","Retired","Retired","Retired","Retired","Retired","Retired","Retired","Retired","Retired","Retired","No",1,1,1,1,1,1,1,1,1,null,0,0,0,0,0,0,0,0,0,0,0,0,0]
["High_Renew_Cost_v6",2045,null,"WECC_NNV","37377; 37378; 37402; 37403","NV",null,null,null,null,"Wind",null,0,0,67.29902381844019,185.2073521355623,0,0,0,0,0,0,null,null,null,47.760000000000005,"00 New Onshore Wind","Non-Fossil","No","New","Wind","Renewable","---","---","---","---","---","---","---","---","None","None","No",1,1,1,1,1,1,1,1,1,null,0,0,0,0,0,0,0,0,0,0,0,1,0]
["High_Renew_Cost_v6",2045,null,"SPP_WEST","3500; 3501; 3503; 3504; 3505; 3506; 3507; 3508; 3509; 3510; 3513; 3516","OK",null,null,null,null,"NaturalGas",null,94.381635173159566,202.15003501156312,12939.817767036999,28016.0392092,5531.3496547305358,11845.330113972605,1.2314991918444826,2.5343608790980081,0,0,null,null,null,5226.5,"00 Exist Combined Cycle","Fossil","Yes","Existing","Combined Cycle","Combined Cycle","---","---","---","---","---","---","---","---","None","None","No",1,1,1,1,1,1,1,1,1,null,0,0,0,0,0,0,0,0,0,0,0,1,0]
["High_Renew_Cost_v6",2045,null,"SPP_WAUE","2669; 2670; 2671; 2672; 2673; 2682; 2686","SD",null,null,null,null,"*Unit Did Not Operate",null,0,0,0,0,0,0,0,0,0,0,null,null,null,40.199999999999996,"00 Exist Combustion Turbine","Fossil","No","Existing","Combustion Turbine","Combustion Turbine","---","---","---","---","---","---","---","---","None","None","No",1,1,1,1,1,1,1,1,1,null,0,0,0,0,0,0,0,0,0,0,0,1,0]
["High_Renew_Cost_v6",2045,null,"WECC_PNW",5542,"WA",null,null,null,null,"Wind",null,0,0,3384.8264887509199,7896.5123697071904,0,0,0,0,0,0,null,null,null,3133.1,"00 Exist Onshore Wind","Non-Fossil","No","Existing","Wind","Renewable","---","---","---","---","---","---","---","---","None","None","No",1,1,1,1,1,1,1,1,1,null,0,0,0,0,0,0,0,0,0,0,0,1,0]
["High_Renew_Cost_v6",2050,null,"WEC_SDGE",35988,"CA",null,null,null,null,"NaturalGas",null,0.46313662476959999,1.0461989968656,74.699455607999994,168.74177368799999,27.112018014012399,61.244489276512198,2.5472514362327799E-3,5.7540944827607302E-3,0,0,null,null,null,22.140823999999999,"00 New Combined Cycle","Fossil","Yes","New","Combined Cycle","Combined Cycle","---","---","---","---","---","---","---","---","None","None","No",1,1,1,1,1,1,1,1,1,null,0,0,0,0,0,0,0,0,0,0,0,1,0]
["High_Renew_Cost_v6",2050,null,"S_SOU","3255; 3264","FL",null,null,null,null,"NaturalGas",null,7.2579840237378299,17.200753377916477,991.06047474399998,2359.2845269300001,425.49068988569098,1007.979381854704,0.12836671017309409,0.30599923040239091,0,0,null,null,null,716.9,"00 Exist Combined Cycle","Fossil","Yes","Existing","Combined Cycle","Combined Cycle","---","---","---","---","---","---","---","---","None","None","No",1,1,1,1,1,1,1,1,1,null,0,0,0,0,0,0,0,0,0,0,0,1,0]
["High_Renew_Cost_v6",2050,null,"PJM_COMD",5528,"IL",null,null,null,null,"Wind",null,0,0,2023.00656803686,7329.2175469597996,0,0,0,0,0,0,null,null,null,2758.6,"00 Exist Onshore Wind","Non-Fossil","No","Existing","Wind","Renewable","---","---","---","---","---","---","---","---","None","None","No",1,1,1,1,1,1,1,1,1,null,0,0,0,0,0,0,0,0,0,0,0,1,0]
["High_Renew_Cost_v6",2050,null,"MIS_LMI",4950,"MI",null,null,null,null,"Pumps",null,0,0,347.99997166200001,351.32577433799997,0,0,0,0,0,0,null,null,null,2304,"00 Exist Pump Storage","Non-Fossil","No","Existing","Pumped Storage","Other","---","---","---","---","---","---","---","---","None","None","No",1,1,1,1,1,1,1,1,1,null,0,0,0,0,0,0,0,0,0,0,0,1,0]
["High_Renew_Cost_v6",2050,null,"NENGREST",5282,"NH",null,null,null,null,"MSW",null,0.78085814399999998,1.8628315200000001,39.657600000000002,94.608000000000004,35.880431716799997,85.597108344000006,0.12493730304,0.29805304319999998,3.41625438E-2,8.1498878999999996E-2,null,null,null,12,"00 Exist Non Fossil_Other","Non-Fossil","No","Existing","Non-Fossil Other","Other","---","---","---","---","---","---","---","---","None","None","No",1,1,1,1,1,1,1,1,1,null,0,0,0,0,0,0,0,0,0,0,0,1,0]
["High_Renew_Cost_v6",2050,null,"NY_Z_J","3822; 3823","NY",null,null,null,null,"NaturalGas",null,9.0676532418016001E-2,0.117374843340481,7.9358296720000006,10.275061567,5.3082042077506593,6.8711233291517591,2.2669133104504012E-3,2.93437108351203E-3,0,0,null,null,null,6.8,"00 Exist Oil/Gas Steam","Fossil","No","Existing","O/G Steam","O/G Steam","---","---","---","---","---","---","---","---","None","None","No",1,1,1,1,1,1,1,1,1,null,0,0,0,0,0,0,0,0,0,0,0,1,0]
["High_Renew_Cost_v6",2050,null,"PJM_EMAC","5158; 5158","PA",null,null,null,null,"Non-Fossil",null,0.12788205861017599,0.29664080070819998,11.203965184000001,25.989206299999999,0,0,0,0,0,0,null,null,null,5.6,"00 Exist Non Fossil_Other","Non-Fossil","No","Existing","Non-Fossil Other","Other","---","---","---","---","---","---","---","---","None","None","No",1,1,1,1,1,1,1,1,1,null,0,0,0,0,0,0,0,0,0,0,0,1,0]
["High_Renew_Cost_v6",2050,null,"PJM_West",32140,"VA",null,null,null,null,"NaturalGas",null,11.892493085022327,26.864457684087455,1918.144045971346,4332.9770458205576,696.1865451972094,1572.6453528264776,6.5408711967622324E-2,0.1477545172624794,0,0,null,null,null,568.53546247045392,"00 New Combined Cycle","Fossil","Yes","New","Combined Cycle","Combined Cycle","---","---","---","---","---","---","---","---","None","None","No",1,1,1,1,1,1,1,1,1,null,0,0,0,0,0,0,0,0,0,0,0,1,0]
["Low_Renew_Cost_v6",2021,null,"S_SOU","1448; 1450; 1451","AL",null,null,null,null,"*Unit Did Not Operate",null,0,0,0,0,0,0,0,0,0,0,null,null,null,25,"00 Exist Combustion Turbine","Fossil","No","Existing","Combustion Turbine","Combustion Turbine","---","---","---","---","---","---","---","---","None","None","No",1,1,1,1,1,1,1,1,1,null,0,0,0,0,0,0,0,0,0,0,0,1,0]
["Low_Renew_Cost_v6",2021,null,"WEC_SDGE","3369; 3373; 3375; 3376; 3377; 3380","CA",null,null,null,null,"NaturalGas",null,0.35013600692158797,1.504301246577354,46.846150547999997,197.31216032499998,24.115418764788952,103.3697953751779,1.2087925511548227E-2,8.4202542756442039E-2,0,0,null,null,null,81.3,"00 Exist Combined Cycle","Fossil","No","Existing","Combined Cycle","Combined Cycle","---","---","---","---","---","---","---","---","None","None","No",1,1,1,1,1,1,1,1,1,null,0,0,0,0,0,0,0,0,0,0,0,1,0]
["Low_Renew_Cost_v6",2021,null,"SPP_N","33921; 33922","KS",null,null,null,null,"Wind",null,0,0,8755.2808084516291,22306.104909066598,0,0,0,0,0,0,null,null,null,4997.3999999999996,"00 New Onshore Wind","Non-Fossil","No","New","Wind","Renewable","---","---","---","---","---","---","---","---","None","None","No",1,1,1,1,1,1,1,1,1,null,0,0,0,0,0,0,0,0,0,0,0,1,0]
["Low_Renew_Cost_v6",2021,null,"NENGREST","4581; 4582; 4583; 4589","MA",null,null,null,null,"Hydro",null,0,0,347.39045435200001,991.64372169499995,0,0,0,0,0,0,null,null,null,263.50000000000006,"00 Exist Hydro","Non-Fossil","No","Existing","Hydro","Renewable","---","---","---","---","---","---","---","---","None","None","No",1,1,1,1,1,1,1,1,1,null,0,0,0,0,0,0,0,0,0,0,0,1,0]
["Low_Renew_Cost_v6",2021,null,"MIS_MNWI",11315,"MN",null,null,null,null,null,null,null,null,null,null,null,null,null,null,null,null,null,null,null,680,"00 Coal Withdrawn as Uneconomic","Retired","No","Retired","Coal Steam","Retired","Retired","Retired","Retired","Retired","Retired","Retired","Retired","Retired","Retired","Retired","No",1,1,1,1,1,1,1,1,1,null,0,0,0,0,0,0,0,0,0,0,0,0,0]
["Low_Renew_Cost_v6",2021,null,"NY_Z_K","879; 883; 898; 899; 902; 903; 904; 905; 908","NY",null,null,null,null,"NaturalGas",null,0.60838445270961961,0.60838445270961961,68.683874355,68.683874355,45.23159447303243,45.23159447303243,3.1148383522147657E-2,3.1148383522147657E-2,0,0,null,null,null,643.29999999999995,"00 Exist Combustion Turbine","Fossil","Yes","Existing","Combustion Turbine","Combustion Turbine","---","---","---","---","---","---","---","---","None","None","No",1,1,1,1,1,1,1,1,1,null,0,0,0,0,0,0,0,0,0,0,0,1,0]
["Low_Renew_Cost_v6",2021,null,"PJM_West","5680; 5681; 5682; 5683; 5684; 5686; 5687; 5687; 5690","OH",null,null,null,null,"Coal",null,202.3014819651587,473.01447941158949,20181.431966437998,47186.145044366996,21048.208866842007,49195.744461656883,12.20154777209142,32.890618548605545,21.704362403307229,48.832442536908253,null,null,null,7094,"00 Exist Coal Steam_WetFGD_SCR","Fossil","Yes","Existing","Coal Steam","Coal","Existing","---","Existing","---","---","---","---","---","Existing","Existing","Yes",1,1,1,1,1,1,1,1,1,null,0,0,0,0,0,0,0,0,0,0,0,1,0]
["Low_Renew_Cost_v6",2021,null,"ERC_REST","2883; 2884; 2885; 2886; 2887; 2888; 2889; 2890; 2892; 2893; 2894; 2895; 2896; 2897; 2898; 2899; 2900; 2901; 2902; 2903; 2904; 2905; 2906; 2908; 2909; 2910; 2911; 2912; 2913; 2914; 2915; 2916; 2917; 2918; 2919; 2920; 2921; 2922; 2923; 2924; 2925; 2926; 2927; 2928; 2929; 2930; 2931; 2932; 2933; 2934; 2935; 2936; 2937; 2938; 2939; 2940; 2941; 2942; 2943; 2944; 2945; 2946; 2947; 2948; 2949; 2950; 2951; 2954; 2956; 2957; 2958; 2959; 2960","TX",null,null,null,null,"NaturalGas",null,560.23209724957201,1154.4564154354259,79620.855418558989,165809.75434548708,36377.704185098934,75621.171067325573,7.1003150162576425,14.601965173933293,0,0,null,null,null,32969.9,"00 Exist Combined Cycle","Fossil","Yes","Existing","Combined Cycle","Combined Cycle","---","---","---","---","---","---","---","---","None","None","No",1,1,1,1,1,1,1,1,1,null,0,0,0,0,0,0,0,0,0,0,0,1,0]
["Low_Renew_Cost_v6",2023,null,"WEC_SDGE",1859,"CA",null,null,null,null,"NaturalGas",null,0.57675954604250501,0.57675954604250501,53.677016848999997,53.677016848999997,33.7635038253283,33.7635038253283,3.1721775032337802E-3,3.1721775032337802E-3,0,0,null,null,null,291,"00 Exist Combustion Turbine","Fossil","Yes","Existing","Combustion Turbine","Combustion Turbine","---","---","---","---","---","---","---","---","None","None","No",1,1,1,1,1,1,1,1,1,null,0,0,0,0,0,0,0,0,0,0,0,1,0]
["Low_Renew_Cost_v6",2023,null,"NENG_CT","3131; 3132; 3133; 3136; 3138; 3139; 3140; 3141; 3142; 3144; 3145; 3146; 3147; 3148; 3149; 3150; 3151","CT",null,null,null,null,"NaturalGas",null,64.661739256224223,121.23476578888661,9499.6917583329996,18047.764844941001,3804.3114234444702,7123.8245829929865,0.37572275308810438,0.69570246192739216,0,0,null,null,null,3769.3,"00 Exist Combined Cycle","Fossil","Yes","Existing","Combined Cycle","Combined Cycle","---","---","---","---","---","---","---","---","None","None","No",1,1,1,1,1,1,1,1,1,null,0,0,0,0,0,0,0,0,0,0,0,1,0]
["Low_Renew_Cost_v6",2023,null,"MIS_INKY",5543,"IN",null,null,null,null,"Wind",null,0,0,355.02508137439003,1322.8997290990001,0,0,0,0,0,0,null,null,null,536.5,"00 Exist Onshore Wind","Non-Fossil","No","Existing","Wind","Renewable","---","---","---","---","---","---","---","---","None","None","No",1,1,1,1,1,1,1,1,1,null,0,0,0,0,0,0,0,0,0,0,0,1,0]
["Low_Renew_Cost_v6",2023,null,"MIS_MNWI",5410,"MN",null,null,null,null,"*Unit Did Not Operate",null,0,0,0,0,0,0,0,0,0,0,null,null,null,-1.4210854715202001E-14,"00 Exist Nuclear","Non-Fossil","No","Existing","Nuclear","Nuclear","---","---","---","---","---","---","---","---","None","None","No",1,1,1,1,1,1,1,1,1,null,0,0,0,0,0,0,0,0,0,0,0,1,0]
["Low_Renew_Cost_v6",2023,null,"S_C_TVA","3289; 3293; 3294; 3295; 3296; 3297; 3298","MS",null,null,null,null,"NaturalGas",null,110.84822713648173,250.39154009662269,15254.699837112001,34458.357022008,6489.0552165696254,14657.920757256288,0.77601194828314624,1.7529087462382584,0,0,null,null,null,4648,"00 Exist Combined Cycle","Fossil","Yes","Existing","Combined Cycle","Combined Cycle","---","---","---","---","---","---","---","---","None","None","No",1,1,1,1,1,1,1,1,1,null,0,0,0,0,0,0,0,0,0,0,0,1,0]
["Low_Renew_Cost_v6",2023,null,"WECC_SNV",5007,"NV",null,null,null,null,"Solar",null,0,0,1803.8912343070499,3715.4741259461198,0,0,0,0,0,0,null,null,null,1581.3,"00 Exist Solar PV","Non-Fossil","No","Existing","Solar PV","Renewable","---","---","---","---","---","---","---","---","None","None","No",1,1,1,1,1,1,1,1,1,null,0,0,0,0,0,0,0,0,0,0,0,1,0]
["Low_Renew_Cost_v6",2023,null,"PJM_WMAC","13769; 13770","PA",null,null,null,null,null,null,null,null,null,null,null,null,null,null,null,null,null,null,null,2494,"00 Nuke Withdrawn as Uneconomic","Retired","No","Retired","Nuclear","Retired","Retired","Retired","Retired","Retired","Retired","Retired","Retired","Retired","Retired","Retired","No",1,1,1,1,1,1,1,1,1,null,0,0,0,0,0,0,0,0,0,0,0,0,0]
["Low_Renew_Cost_v6",2023,null,"WECC_UT","2419; 2420; 2421; 2422; 2423; 2424; 2425; 2426; 2427; 2428; 2429; 2432; 2434; 2435; 2436; 2437; 2438; 2440","UT",null,null,null,null,"*Unit Did Not Operate",null,0,0,0,0,0,0,0,0,0,0,null,null,null,181.20000000000002,"00 Exist Combustion Turbine","Fossil","No","Existing","Combustion Turbine","Combustion Turbine","---","---","---","---","---","---","---","---","None","None","No",1,1,1,1,1,1,1,1,1,null,0,0,0,0,0,0,0,0,0,0,0,1,0]
["Low_Renew_Cost_v6",2023,null,"WECC_WY","4108; 4109","WY",null,null,null,null,"Coal",null,24.1118955022039,62.224031743050404,2331.8509476560002,6017.8017627560002,2588.4079976708499,6679.7395250952104,0.59602029969721104,1.5386370224375971,0.79371058761010005,2.0576303390429911,null,null,null,1053,"00 Exist Coal Steam_WetFGD_SCR_ACI","Fossil","Yes","Existing","Coal Steam","Coal","Existing","---","Existing","---","Existing","---","---","---","Existing","Existing","Yes",1,1,1,1,1,1,1,1,1,null,0,0,0,0,0,0,0,0,0,0,0,1,0]
["Low_Renew_Cost_v6",2025,null,"S_SOU",3277,"FL",null,null,null,null,"NaturalGas",null,0.56752210678680004,1.2819576366141601,78.767814959999995,177.92611195200001,33.222744131299301,75.045800047392902,1.0252286859103499E-2,2.31585647054348E-2,0,0,null,null,null,24,"00 Exist Combined Cycle","Fossil","No","Existing","Combined Cycle","Combined Cycle","---","---","---","---","---","---","---","---","None","None","No",1,1,1,1,1,1,1,1,1,null,0,0,0,0,0,0,0,0,0,0,0,1,0]
["Low_Renew_Cost_v6",2025,null,"MIS_INKY",5739,"IN",null,null,null,null,"Coal",null,16.254792848539001,37.322381382297699,1469.622726288,3374.378276592,1684.1994070507801,3867.0645131868901,2.3146825016319501,5.3147071088392002,0.90745811606247395,2.08360070852514,null,null,null,455,"00 Exist Coal Steam_WetFGD_SNCR","Fossil","Yes","Existing","Coal Steam","Coal","Existing","---","---","Existing","---","---","---","---","Existing","Existing","Yes",1,1,1,1,1,1,1,1,1,null,0,0,0,0,0,0,0,0,0,0,0,1,0]
["Low_Renew_Cost_v6",2025,null,"MIS_MNWI","4569; 4572; 4573; 4575; 4576","MN",null,null,null,null,"Hydro",null,0,0,318.94808052400003,688.86964849900005,0,0,0,0,0,0,null,null,null,138.30000000000001,"00 Exist Hydro","Non-Fossil","No","Existing","Hydro","Renewable","---","---","---","---","---","---","---","---","None","None","No",1,1,1,1,1,1,1,1,1,null,0,0,0,0,0,0,0,0,0,0,0,1,0]
["Low_Renew_Cost_v6",2025,null,"S_VACA","5234; 5234","NC",null,null,null,null,"Non-Fossil",null,0.22862567981699999,0.53421544481849992,16.935235542000001,39.571514430999997,0,0,0,0,0,0,null,null,null,5.2,"00 Exist Non Fossil_Other","Non-Fossil","No","Existing","Non-Fossil Other","Other","---","---","---","---","---","---","---","---","None","None","No",1,1,1,1,1,1,1,1,1,null,0,0,0,0,0,0,0,0,0,0,0,1,0]
["Low_Renew_Cost_v6",2025,null,"NY_Z_B",5420,"NY",null,null,null,null,"Nuclear",null,21.342066461980998,48.776851003926303,2041.131069432,4664.9627968559998,0,0,0,0,0,0,null,null,null,582,"00 Exist Nuclear","Non-Fossil","No","Existing","Nuclear","Nuclear","---","---","---","---","---","---","---","---","None","None","No",1,1,1,1,1,1,1,1,1,null,0,0,0,0,0,0,0,0,0,0,0,1,0]
["Low_Renew_Cost_v6",2025,null,"PJM_EMAC","5161; 5162","PA",null,null,null,null,"MSW",null,8.7664607111128792,20.686545240840999,472.489791438,1114.9518339199999,402.81886967563696,950.54675381664197,2.006375375650097,4.7345190208596799,0.16511148002732579,0.38961973530469696,null,null,null,153,"00 Exist Non Fossil_Other","Non-Fossil","No","Existing","Non-Fossil Other","Other","---","---","---","---","---","---","---","---","None","None","No",1,1,1,1,1,1,1,1,1,null,0,0,0,0,0,0,0,0,0,0,0,1,0]
["Low_Renew_Cost_v6",2025,null,"PJM_West",4504,"VA",null,null,null,null,"Hydro",null,0,0,345.24120546900002,784.78069133700001,0,0,0,0,0,0,null,null,null,552.4,"00 Exist Hydro","Non-Fossil","No","Existing","Hydro","Renewable","---","---","---","---","---","---","---","---","None","None","No",1,1,1,1,1,1,1,1,1,null,0,0,0,0,0,0,0,0,0,0,0,1,0]
["Low_Renew_Cost_v6",2030,null,"SPP_WEST","35413; 35475; 35476","AR",null,null,null,null,"Wind",null,0,0,36.036697081810573,93.7283221653704,0,0,0,0,0,0,null,null,null,19.920000000000002,"00 New Onshore Wind","Non-Fossil","No","New","Wind","Renewable","---","---","---","---","---","---","---","---","None","None","No",1,1,1,1,1,1,1,1,1,null,0,0,0,0,0,0,0,0,0,0,0,1,0]
["Low_Renew_Cost_v6",2030,null,"WECC_SCE",3399,"CA",null,null,null,null,"*Unit Did Not Operate",null,0,0,0,0,0,0,0,0,0,0,null,null,null,80.8,"00 Exist Combined Cycle","Fossil","Yes","Existing","Combined Cycle","Combined Cycle","---","---","---","---","---","---","---","---","None","None","No",1,1,1,1,1,1,1,1,1,null,0,0,0,0,0,0,0,0,0,0,0,1,0]
["Low_Renew_Cost_v6",2030,null,"SPP_N","4118; 4119","KS",null,null,null,null,"Coal",null,16.589982035733652,24.584619506428812,1492.444408584,2211.6481291660002,1780.9318300414777,2639.1548414067574,0.96994123995577453,1.4373231680439014,0.49769946107200952,0.7375385851928653,null,null,null,576.14772877315386,"00 Exist Coal Steam_WetFGD_SNCR_ACI","Fossil","Yes","Existing","Coal Steam","Coal","Existing","---","---","Existing","Existing","---","---","---","Existing","Existing","Yes",1,1,1,1,1,1,1,1,1,null,0,0,0,0,0,0,0,0,0,0,0,1,0]
["Low_Renew_Cost_v6",2030,null,"PJM_SMAC","1002; 1019; 1021; 1023; 1024; 1025","MD",null,null,null,null,"*Unit Did Not Operate",null,0,0,0,0,0,0,0,0,0,0,null,null,null,190.8,"00 Exist Combustion Turbine","Fossil","No","Existing","Combustion Turbine","Combustion Turbine","---","---","---","---","---","---","---","---","None","None","No",1,1,1,1,1,1,1,1,1,null,0,0,0,0,0,0,0,0,0,0,0,1,0]
["Low_Renew_Cost_v6",2030,null,"SPP_NEBR",5504,"NE",null,null,null,null,"Coal",null,1.60437388691966,2.4139684058651301,135.458788156,203.813610762,171.90866198344199,258.65671468844897,8.4253694671586096E-2,0.12676955083400701,5.66648710884513E-2,8.5258934744050094E-2,null,null,null,60,"00 Exist FBC_SNCR_DSI","Fossil","Yes","Existing","Coal Steam","Coal","---","Existing","---","Existing","---","---","---","---","Existing","Existing","Yes",1,1,1,1,1,1,1,1,1,null,0,0,0,0,0,0,0,0,0,0,0,1,0]
["Low_Renew_Cost_v6",2030,null,"NY_Z_F",4947,"NY",null,null,null,null,"Pumps",null,0,0,76.782333975,76.823844534000003,0,0,0,0,0,0,null,null,null,1166.0999999999999,"00 Exist Pump Storage","Non-Fossil","No","Existing","Pumped Storage","Other","---","---","---","---","---","---","---","---","None","None","No",1,1,1,1,1,1,1,1,1,null,0,0,0,0,0,0,0,0,0,0,0,1,0]
["Low_Renew_Cost_v6",2030,null,"PJM_West",10369,"OH",null,null,null,null,null,null,null,null,null,null,null,null,null,null,null,null,null,null,null,30,"00 Coal Withdrawn as Uneconomic","Retired","No","Retired","Coal Steam","Retired","Retired","Retired","Retired","Retired","Retired","Retired","Retired","Retired","Retired","Retired","No",1,1,1,1,1,1,1,1,1,null,0,0,0,0,0,0,0,0,0,0,0,0,0]
["Low_Renew_Cost_v6",2030,null,"PJM_Dom","4544; 4545; 4546","VA",null,null,null,null,"Hydro",null,0,0,154.034222331,455.39625768300004,0,0,0,0,0,0,null,null,null,311.10000000000002,"00 Exist Hydro","Non-Fossil","No","Existing","Hydro","Renewable","---","---","---","---","---","---","---","---","None","None","No",1,1,1,1,1,1,1,1,1,null,0,0,0,0,0,0,0,0,0,0,0,1,0]
["Low_Renew_Cost_v6",2035,null,"WEC_BANC",4629,"CA",null,null,null,null,"Hydro",null,0,0,790.43159123800001,1434.7850134729999,0,0,0,0,0,0,null,null,null,701.8,"00 Exist Hydro","Non-Fossil","No","Existing","Hydro","Renewable","---","---","---","---","---","---","---","---","None","None","No",1,1,1,1,1,1,1,1,1,null,0,0,0,0,0,0,0,0,0,0,0,1,0]
["Low_Renew_Cost_v6",2035,null,"WECC_IID","36662; 36663; 36677","CA",null,null,null,null,"Wind",null,0,0,669.67820748917882,1681.2047455894169,0,0,0,0,0,0,null,null,null,379.86,"00 New Onshore Wind","Non-Fossil","No","New","Wind","Renewable","---","---","---","---","---","---","---","---","None","None","No",1,1,1,1,1,1,1,1,1,null,0,0,0,0,0,0,0,0,0,0,0,1,0]
["Low_Renew_Cost_v6",2035,null,"MIS_IL","784; 785; 801; 802; 803; 804; 854; 855","IL",null,null,null,null,"*Unit Did Not Operate",null,0,0,0,0,0,0,0,0,0,0,null,null,null,500,"00 Exist Combustion Turbine","Fossil","Yes","Existing","Combustion Turbine","Combustion Turbine","---","---","---","---","---","---","---","---","None","None","No",1,1,1,1,1,1,1,1,1,null,0,0,0,0,0,0,0,0,0,0,0,1,0]
["Low_Renew_Cost_v6",2035,null,"MIS_WOTA","5292; 5292; 5293; 5293","LA",null,null,null,null,"Non-Fossil",null,1.8081052617092421,3.9822533174024661,158.41118466,348.89200257600004,0,0,0,0,0,0,null,null,null,98,"00 Exist Non Fossil_Other","Non-Fossil","No","Existing","Non-Fossil Other","Other","---","---","---","---","---","---","---","---","None","None","No",1,1,1,1,1,1,1,1,1,null,0,0,0,0,0,0,0,0,0,0,0,1,0]
["Low_Renew_Cost_v6",2035,null,"MIS_MNWI","5265; 5266; 5267; 5272; 5273; 5274; 5275","MN",null,null,null,null,"MSW",null,5.0276428101449122,11.546248419851617,242.76489122199999,557.52245139399997,231.0201871261587,530.55011489218145,0.98103238254211633,2.2529929118584748,0.14886896800043575,0.34188548411220793,null,null,null,108.6,"00 Exist Non Fossil_Other","Non-Fossil","No","Existing","Non-Fossil Other","Other","---","---","---","---","---","---","---","---","None","None","No",1,1,1,1,1,1,1,1,1,null,0,0,0,0,0,0,0,0,0,0,0,1,0]
["Low_Renew_Cost_v6",2035,null,"SPP_NEBR","3441; 3442; 3443; 3444","NE",null,null,null,null,"NaturalGas",null,1.9035266935306501,2.5933071576687521,217.41053349000001,298.14910146,111.43245263928441,151.8122010099288,4.0140386457118912E-2,4.8132596315875381E-2,0,0,null,null,null,342.6,"00 Exist Combined Cycle","Fossil","Yes","Existing","Combined Cycle","Combined Cycle","---","---","---","---","---","---","---","---","None","None","No",1,1,1,1,1,1,1,1,1,null,0,0,0,0,0,0,0,0,0,0,0,1,0]
["Low_Renew_Cost_v6",2035,null,"PJM_West",32140,"OH",null,null,null,null,"NaturalGas",null,34.961294297720073,78.975552435996207,5638.9184351161412,12737.992328386485,2046.6341681885349,4623.2288396032227,0.19228711863745854,0.43436553839797226,0,0,null,null,null,1671.3682722356186,"00 New Combined Cycle","Fossil","Yes","New","Combined Cycle","Combined Cycle","---","---","---","---","---","---","---","---","None","None","No",1,1,1,1,1,1,1,1,1,null,0,0,0,0,0,0,0,0,0,0,0,1,0]
["Low_Renew_Cost_v6",2035,null,"S_VACA","1730; 1731; 1732; 1733; 1734; 1735; 1736; 1737; 1738; 1739; 1740; 1741; 1742","SC",null,null,null,null,"*Unit Did Not Operate",null,0,0,0,0,0,0,0,0,0,0,null,null,null,172.00000000000003,"00 Exist Combustion Turbine","Fossil","No","Existing","Combustion Turbine","Combustion Turbine","---","---","---","---","---","---","---","---","None","None","No",1,1,1,1,1,1,1,1,1,null,0,0,0,0,0,0,0,0,0,0,0,1,0]
["Low_Renew_Cost_v6",2040,null,"SPP_WEST",4964,"AR",null,null,null,null,"Pumps",null,0,0,7.4722006099999998,16.941295855,0,0,0,0,0,0,null,null,null,28,"00 Exist Pump Storage","Non-Fossil","No","Existing","Pumped Storage","Other","---","---","---","---","---","---","---","---","None","None","No",1,1,1,1,1,1,1,1,1,null,0,0,0,0,0,0,0,0,0,0,0,1,0]
["Low_Renew_Cost_v6",2040,null,"WEC_SDGE","5072; 5072","CA",null,null,null,null,"None",null,0,0,2657.4263994550001,6339.6119991019996,0,0,0,0,0,0,null,null,null,1000,"00 International Imports","Non-Fossil","No","Existing","International Imports","Other","---","---","---","---","---","---","---","---","None","None","No",1,1,1,1,1,1,1,1,1,null,0,0,0,0,0,0,0,0,0,0,0,1,0]
["Low_Renew_Cost_v6",2040,null,"S_SOU",33539,"FL",null,null,null,null,"Wind",null,0,0,1.65951041358594,5.44035930713956,0,0,0,0,0,0,null,null,null,1.38,"00 New Onshore Wind","Non-Fossil","No","New","Wind","Renewable","---","---","---","---","---","---","---","---","None","None","No",1,1,1,1,1,1,1,1,1,null,0,0,0,0,0,0,0,0,0,0,0,1,0]
["Low_Renew_Cost_v6",2040,null,"MIS_INKY",27639,"KY",null,null,null,null,"NaturalGas",null,3.022296062402881,6.8271929272409606,487.46710683917433,1101.1601495549937,176.92521149306441,399.66387396068615,1.6622628343215647E-2,3.7549561099824887E-2,0,0,null,null,null,144.48463224403568,"00 New Combined Cycle","Fossil","Yes","New","Combined Cycle","Combined Cycle","---","---","---","---","---","---","---","---","None","None","No",1,1,1,1,1,1,1,1,1,null,0,0,0,0,0,0,0,0,0,0,0,1,0]
["Low_Renew_Cost_v6",2040,null,"MIS_WUMS","29412; 29414; 29479","MI",null,null,null,null,"Wind",null,0,0,254.6977509713297,682.50416719128043,0,0,0,0,0,0,null,null,null,148.26198600000001,"00 New Onshore Wind","Non-Fossil","No","New","Wind","Renewable","---","---","---","---","---","---","---","---","None","None","No",1,1,1,1,1,1,1,1,1,null,0,0,0,0,0,0,0,0,0,0,0,1,0]
["Low_Renew_Cost_v6",2040,null,"WECC_MT",36747,"MT",null,null,null,null,"Solar",null,0,0,22.16432936,36.31912028,0,0,0,0,0,0,null,null,null,17,"00 New Solar PV","Non-Fossil","No","New","Solar PV","Renewable","---","---","---","---","---","---","---","---","None","None","No",1,1,1,1,1,1,1,1,1,null,0,0,0,0,0,0,0,0,0,0,0,1,0]
["Low_Renew_Cost_v6",2040,null,"PJM_EMAC","925; 998","PA",null,null,null,null,"NaturalGas",null,7.6109664042299996E-3,7.6109664042299996E-3,0.70523525400000009,0.70523525400000009,0.46617136382317603,0.46617136382317603,1.5306525811515401E-3,1.5306525811515401E-3,0,0,null,null,null,5.4,"00 Exist Combustion Turbine","Fossil","No","Existing","Combustion Turbine","Combustion Turbine","---","---","---","---","---","---","---","---","None","None","No",1,1,1,1,1,1,1,1,1,null,0,0,0,0,0,0,0,0,0,0,0,1,0]
["Low_Renew_Cost_v6",2040,null,"PJM_WMAC","5818; 5819","PA",null,null,null,null,null,null,null,null,null,null,null,null,null,null,null,null,null,null,null,27.5,"00 Biomass Withdrawn as Uneconomic","Retired","No","Retired","Biomass","Retired","Retired","Retired","Retired","Retired","Retired","Retired","Retired","Retired","Retired","Retired","No",1,1,1,1,1,1,1,1,1,null,0,0,0,0,0,0,0,0,0,0,0,0,0]
["Low_Renew_Cost_v6",2040,null,"MIS_WUMS",5553,"WI",null,null,null,null,"Wind",null,0,0,617.70966309194603,2017.1047577468401,0,0,0,0,0,0,null,null,null,426.5,"00 Exist Onshore Wind","Non-Fossil","No","Existing","Wind","Renewable","---","---","---","---","---","---","---","---","None","None","No",1,1,1,1,1,1,1,1,1,null,0,0,0,0,0,0,0,0,0,0,0,1,0]
["Low_Renew_Cost_v6",2045,null,"WECC_IID",36625,"CA",null,null,null,null,"Hydro",null,0,0,1.083758574,2.3467740629999998,0,0,0,0,0,0,null,null,null,0.381046,"00 New Hydro","Non-Fossil","No","New","Hydro","Renewable","---","---","---","---","---","---","---","---","None","None","No",1,1,1,1,1,1,1,1,1,null,0,0,0,0,0,0,0,0,0,0,0,1,0]
["Low_Renew_Cost_v6",2045,null,"PJM_EMAC",5531,"DE",null,null,null,null,"Wind",null,0,0,1.18790536562472,4.6196000000000099,0,0,0,0,0,0,null,null,null,2,"00 Exist Onshore Wind","Non-Fossil","No","Existing","Wind","Renewable","---","---","---","---","---","---","---","---","None","None","No",1,1,1,1,1,1,1,1,1,null,0,0,0,0,0,0,0,0,0,0,0,1,0]
["Low_Renew_Cost_v6",2045,null,"MIS_INKY","14135; 14198; 14203","KY",null,null,null,null,null,null,null,null,null,null,null,null,null,null,null,null,null,null,null,1314,"00 Coal Withdrawn as Uneconomic","Retired","No","Retired","Coal Steam","Retired","Retired","Retired","Retired","Retired","Retired","Retired","Retired","Retired","Retired","Retired","No",1,1,1,1,1,1,1,1,1,null,0,0,0,0,0,0,0,0,0,0,0,0,0]
["Low_Renew_Cost_v6",2045,null,"NENG_ME",5640,"ME",null,null,null,null,"Pumps",null,0,0,8.1293998920000003,14.611666393,0,0,0,0,0,0,null,null,null,16.2,"00 Exist Energy Storage","Non-Fossil","No","Existing","Non-Fossil Other","Other","---","---","---","---","---","---","---","---","None","None","No",1,1,1,1,1,1,1,1,1,null,0,0,0,0,0,0,0,0,0,0,0,1,0]
["Low_Renew_Cost_v6",2045,null,"SPP_WEST","35213; 35220","MO",null,null,null,null,"NaturalGas",null,0.66271420219955723,0.7032958595598402,77.299201282329889,82.045593956047469,38.795289396762072,41.170939618633042,3.644928112097517E-3,3.86812722757908E-3,0,0,null,null,null,209.3584823199605,"00 New Combustion Turbine","Fossil","Yes","New","Combustion Turbine","Combustion Turbine","---","---","---","---","---","---","---","---","None","None","No",1,1,1,1,1,1,1,1,1,null,0,0,0,0,0,0,0,0,0,0,0,1,0]
["Low_Renew_Cost_v6",2045,null,"NY_Z_D","30509; 30510; 30511; 30512","NY",null,null,null,null,"Wind",null,0,0,277.69726055376418,761.83336615510257,0,0,0,0,0,0,null,null,null,178.07999999999998,"00 New Onshore Wind","Non-Fossil","No","New","Wind","Renewable","---","---","---","---","---","---","---","---","None","None","No",1,1,1,1,1,1,1,1,1,null,0,0,0,0,0,0,0,0,0,0,0,1,0]
["Low_Renew_Cost_v6",2045,null,"SPP_WEST","4923; 4924","OK",null,null,null,null,"LF Gas",null,5.1356417321638002E-2,0.13035965849935599,3.7024307780000001,9.3980000359999991,2.95961897382867,7.5124967596593901,9.5664166365881202E-3,2.4282745386967501E-2,0,0,null,null,null,2.8,"00 Exist Landfill Gas","Non-Fossil","No","Existing","Landfill Gas","Other","---","---","---","---","---","---","---","---","None","None","No",1,1,1,1,1,1,1,1,1,null,0,0,0,0,0,0,0,0,0,0,0,1,0]
["Low_Renew_Cost_v6",2045,null,"PJM_EMAC",4990,"VA",null,null,null,null,"Solar",null,0,0,61.195865282933099,117.513465343535,0,0,0,0,0,0,null,null,null,80,"00 Exist Solar PV","Non-Fossil","No","Existing","Solar PV","Renewable","---","---","---","---","---","---","---","---","None","None","No",1,1,1,1,1,1,1,1,1,null,0,0,0,0,0,0,0,0,0,0,0,1,0]
["Low_Renew_Cost_v6",2050,null,"MIS_AR",2609,"AR",null,null,null,null,"*Unit Did Not Operate",null,0,0,0,0,0,0,0,0,0,0,null,null,null,4.8,"00 Exist Combustion Turbine","Fossil","No","Existing","Combustion Turbine","Combustion Turbine","---","---","---","---","---","---","---","---","None","None","No",1,1,1,1,1,1,1,1,1,null,0,0,0,0,0,0,0,0,0,0,0,1,0]
["Low_Renew_Cost_v6",2050,null,"FRCC","10590; 12893; 14115; 14478; 14485; 14488","FL",null,null,null,null,null,null,null,null,null,null,null,null,null,null,null,null,null,null,null,2068.9045510000001,"00 Coal Withdrawn as Uneconomic","Retired","No","Retired","Coal Steam","Retired","Retired","Retired","Retired","Retired","Retired","Retired","Retired","Retired","Retired","Retired","No",1,1,1,1,1,1,1,1,1,null,0,0,0,0,0,0,0,0,0,0,0,0,0]
["Low_Renew_Cost_v6",2050,null,"MIS_INKY","4331; 4332","IN",null,null,null,null,"Fwaste",null,0.55217306474114403,1.156169899516283,94.718651327999993,198.32704776200001,88.651385544190788,185.62307736733939,1.3312892590908999E-2,2.7875256277337588E-2,2.2086922589645799E-2,4.6246795980651297E-2,null,null,null,81.099999999999994,"00 Exist Fossil_Other","Fossil","No","Existing","Fossil Other","Other","---","---","---","---","---","---","---","---","None","None","No",1,1,1,1,1,1,1,1,1,null,0,0,0,0,0,0,0,0,0,0,0,1,0]
["Low_Renew_Cost_v6",2050,null,"NENGREST","4890; 4891; 4892; 4893; 4894","MA",null,null,null,null,"LF Gas",null,1.045613745136635,2.465712658475641,71.898686310000002,169.547791198,60.257674518479121,142.09655479529243,0.19477170037532712,0.45930062545754946,0,0,null,null,null,26,"00 Exist Landfill Gas","Non-Fossil","No","Existing","Landfill Gas","Other","---","---","---","---","---","---","---","---","None","None","No",1,1,1,1,1,1,1,1,1,null,0,0,0,0,0,0,0,0,0,0,0,1,0]
["Low_Renew_Cost_v6",2050,null,"SPP_N",4101,"MO",null,null,null,null,"*Unit Did Not Operate",null,0,0,0,0,0,0,0,0,0,0,null,null,null,184,"00 Exist Coal Steam_WetFGD_SCR_ACI","Fossil","Yes","Existing","Coal Steam","Coal","Existing","---","Existing","---","Existing","---","---","---","Existing","Existing","Yes",1,1,1,1,1,1,1,1,1,null,0,0,0,0,0,0,0,0,0,0,0,1,0]
["Low_Renew_Cost_v6",2050,null,"WECC_NNV","5049; 5050","NV",null,null,null,null,"Solar",null,0,0,86.876913102179643,180.35201771117104,0,0,0,0,0,0,null,null,null,92.7,"00 Exist Solar PV","Non-Fossil","No","Existing","Solar PV","Renewable","---","---","---","---","---","---","---","---","None","None","No",1,1,1,1,1,1,1,1,1,null,0,0,0,0,0,0,0,0,0,0,0,1,0]
["Low_Renew_Cost_v6",2050,null,"PJM_West",5622,"OH",null,null,null,null,"Pumps",null,0,0,39.617877540000002,92.379368901999996,0,0,0,0,0,0,null,null,null,33,"00 Exist Energy Storage","Non-Fossil","No","Existing","Non-Fossil Other","Other","---","---","---","---","---","---","---","---","None","None","No",1,1,1,1,1,1,1,1,1,null,0,0,0,0,0,0,0,0,0,0,0,1,0]
["Low_Renew_Cost_v6",2050,null,"PJM_PENE",4630,"PA",null,null,null,null,"*Unit Did Not Operate",null,0,0,0,0,0,0,0,0,0,0,null,null,null,-2.8421709430404001E-14,"00 Exist FBC_DryFGD_SNCR","Fossil","Yes","Existing","Coal Steam","Coal","Existing","---","---","Existing","---","---","---","---","Existing","Existing","Yes",1,1,1,1,1,1,1,1,1,null,0,0,0,0,0,0,0,0,0,0,0,1,0]
["Low_Renew_Cost_v6",2050,null,"PJM_West",4505,"WV",null,null,null,null,"Hydro",null,0,0,400.84794491000002,1206.5856182120001,0,0,0,0,0,0,null,null,null,281.2,"00 Exist Hydro","Non-Fossil","No","Existing","Hydro","Renewable","---","---","---","---","---","---","---","---","None","None","No",1,1,1,1,1,1,1,1,1,null,0,0,0,0,0,0,0,0,0,0,0,1,0]
["Low_Demand_v6",2021,null,"WEC_SDGE","5252; 5252","CA",null,null,null,null,"Non-Fossil",null,6.6503228941425005E-2,0.157925213121205,14.134586385,33.565401301000001,0,0,0,0,0,0,null,null,null,4.5999999999999996,"00 Exist Non Fossil_Other","Non-Fossil","No","Existing","Non-Fossil Other","Other","---","---","---","---","---","---","---","---","None","None","No",1,1,1,1,1,1,1,1,1,null,0,0,0,0,0,0,0,0,0,0,0,1,0]
["Low_Demand_v6",2021,null,"MIS_IL","787; 788; 789; 790; 791; 792; 793; 794; 795; 800; 805; 806; 807; 808; 809; 810; 811; 812; 813; 814; 815; 816; 817; 853; 857; 865; 866; 867; 868","IL",null,null,null,null,"NaturalGas",null,2.5188513044368084,2.5188513044368084,226.64288217399999,226.64288217399999,147.45355536173082,147.45355536173082,8.8227426902310946E-2,8.8227426902310946E-2,0,0,null,null,null,1606,"00 Exist Combustion Turbine","Fossil","Yes","Existing","Combustion Turbine","Combustion Turbine","---","---","---","---","---","---","---","---","None","None","No",1,1,1,1,1,1,1,1,1,null,0,0,0,0,0,0,0,0,0,0,0,1,0]
["Low_Demand_v6",2021,null,"NENGREST","2341; 2342; 2349; 2350; 2351; 2352; 2355; 2356; 2357; 2358; 2359; 2377; 2378; 2390; 2401; 2402; 2403; 2404","MA",null,null,null,null,"*Unit Did Not Operate",null,0,0,0,0,0,0,0,0,0,0,null,null,null,196.4,"00 Exist Combustion Turbine","Fossil","No","Existing","Combustion Turbine","Combustion Turbine","---","---","---","---","---","---","---","---","None","None","No",1,1,1,1,1,1,1,1,1,null,0,0,0,0,0,0,0,0,0,0,0,1,0]
["Low_Demand_v6",2021,null,"MIS_LMI",3666,"MI",null,null,null,null,"*Unit Did Not Operate",null,0,0,0,0,0,0,0,0,0,0,null,null,null,17,"00 Exist Oil/Gas Steam_SNCR","Fossil","No","Existing","O/G Steam","O/G Steam","---","---","---","Existing","---","---","---","---","Existing","None","No",1,1,1,1,1,1,1,1,1,null,0,0,0,0,0,0,0,0,0,0,0,1,0]
["Low_Demand_v6",2021,null,"PJM_EMAC","5349; 5354; 5355","NJ",null,null,null,null,"Nuclear",null,127.9789702269691,292.49328667273562,12239.763793704,27973.726728456,0,0,0,0,0,0,null,null,null,3518.2,"00 Exist Nuclear","Non-Fossil","No","Existing","Nuclear","Nuclear","---","---","---","---","---","---","---","---","None","None","No",1,1,1,1,1,1,1,1,1,null,0,0,0,0,0,0,0,0,0,0,0,1,0]
["Low_Demand_v6",2021,null,"PJM_AP",5587,"PA",null,null,null,null,"Wind",null,0,0,36.916608457787902,141.506286987522,0,0,0,0,0,0,null,null,null,65.400000000000006,"00 Exist Onshore Wind","Non-Fossil","No","Existing","Wind","Renewable","---","---","---","---","---","---","---","---","None","None","No",1,1,1,1,1,1,1,1,1,null,0,0,0,0,0,0,0,0,0,0,0,1,0]
["Low_Demand_v6",2021,null,"S_VACA","1655; 1676; 1678; 1682; 1689; 1690","SC",null,null,null,null,"*Unit Did Not Operate",null,0,0,0,0,0,0,0,0,0,0,null,null,null,80.400000000000006,"00 Exist Combustion Turbine","Fossil","No","Existing","Combustion Turbine","Combustion Turbine","---","---","---","---","---","---","---","---","None","None","No",1,1,1,1,1,1,1,1,1,null,0,0,0,0,0,0,0,0,0,0,0,1,0]
["Low_Demand_v6",2021,null,"MIS_MNWI",11906,"WI",null,null,null,null,null,null,null,null,null,null,null,null,null,null,null,null,null,null,null,204.94834700000001,"00 Coal Withdrawn as Uneconomic","Retired","No","Retired","Coal Steam","Retired","Retired","Retired","Retired","Retired","Retired","Retired","Retired","Retired","Retired","Retired","No",1,1,1,1,1,1,1,1,1,null,0,0,0,0,0,0,0,0,0,0,0,0,0]
["Low_Demand_v6",2023,null,"PJM_EMAC",4327,"DE",null,null,null,null,"Fwaste",null,0.47885611144437301,0.89736093404033701,82.038052328999996,153.736668501,76.880348692394094,144.071297960176,1.15452208469238E-2,2.1635372119712601E-2,1.9154244457774899E-2,3.5894437361613497E-2,null,null,null,74.599999999999994,"00 Exist Fossil_Other","Fossil","No","Existing","Fossil Other","Other","---","---","---","---","---","---","---","---","None","None","No",1,1,1,1,1,1,1,1,1,null,0,0,0,0,0,0,0,0,0,0,0,1,0]
["Low_Demand_v6",2023,null,"MIS_IA","1980; 1981; 1982; 1983; 1984; 1985; 1987; 1988; 1989; 1990; 1991; 1992; 1993; 1994; 1995; 1996; 1997; 1998; 1999; 2000; 2001; 2002; 2003; 2004; 2005; 2006; 2007; 2008; 2009; 2010; 2011; 2012; 2013; 2014; 2015; 2016; 2017; 2018; 2019; 2025; 2028; 2029; 2030; 2031; 2032; 2033; 2034; 2035; 2036; 2037; 2038; 2039; 2040; 2041","IA",null,null,null,null,"*Unit Did Not Operate",null,0,0,0,0,0,0,0,0,0,0,null,null,null,222.49999999999994,"00 Exist Combustion Turbine","Fossil","No","Existing","Combustion Turbine","Combustion Turbine","---","---","---","---","---","---","---","---","None","None","No",1,1,1,1,1,1,1,1,1,null,0,0,0,0,0,0,0,0,0,0,0,1,0]
["Low_Demand_v6",2023,null,"SPP_WEST","2527; 2538","KS",null,null,null,null,"*Unit Did Not Operate",null,0,0,0,0,0,0,0,0,0,0,null,null,null,3.3,"00 Exist Combustion Turbine","Fossil","No","Existing","Combustion Turbine","Combustion Turbine","---","---","---","---","---","---","---","---","None","None","No",1,1,1,1,1,1,1,1,1,null,0,0,0,0,0,0,0,0,0,0,0,1,0]
["Low_Demand_v6",2023,null,"S_D_AECI",4968,"MO",null,null,null,null,"Pumps",null,0,0,4.9805468490000004,5.9801245529999996,0,0,0,0,0,0,null,null,null,31,"00 Exist Pump Storage","Non-Fossil","No","Existing","Pumped Storage","Other","---","---","---","---","---","---","---","---","None","None","No",1,1,1,1,1,1,1,1,1,null,0,0,0,0,0,0,0,0,0,0,0,1,0]
["Low_Demand_v6",2023,null,"NENGREST","13249; 14578; 14581","NH",null,null,null,null,null,null,null,null,null,null,null,null,null,null,null,null,null,null,null,534,"00 Coal Withdrawn as Uneconomic","Retired","No","Retired","Coal Steam","Retired","Retired","Retired","Retired","Retired","Retired","Retired","Retired","Retired","Retired","Retired","No",1,1,1,1,1,1,1,1,1,null,0,0,0,0,0,0,0,0,0,0,0,0,0]
["Low_Demand_v6",2023,null,"PJM_WMAC",4993,"PA",null,null,null,null,"Solar",null,0,0,21.4328482018927,41.123927444795001,0,0,0,0,0,0,null,null,null,27.6,"00 Exist Solar PV","Non-Fossil","No","Existing","Solar PV","Renewable","---","---","---","---","---","---","---","---","None","None","No",1,1,1,1,1,1,1,1,1,null,0,0,0,0,0,0,0,0,0,0,0,1,0]
["Low_Demand_v6",2023,null,"MIS_WOTA",4001,"TX",null,null,null,null,"NaturalGas",null,6.4650211918E-3,2.4419759800776E-2,0.55408135000000003,2.0928830820000002,0.37846234056797201,1.4295327387374299,4.9586712541106E-4,1.8729955767195199E-3,0,0,null,null,null,12.8,"00 Exist Oil/Gas Steam","Fossil","No","Existing","O/G Steam","O/G Steam","---","---","---","---","---","---","---","---","None","None","No",1,1,1,1,1,1,1,1,1,null,0,0,0,0,0,0,0,0,0,0,0,1,0]
["Low_Demand_v6",2023,null,"PJM_AP","31118; 31119; 31120; 31121; 31122","WV",null,null,null,null,"Wind",null,0,0,254.64969701950545,808.26030796166867,0,0,0,0,0,0,null,null,null,204.48,"00 New Onshore Wind","Non-Fossil","No","New","Wind","Renewable","---","---","---","---","---","---","---","---","None","None","No",1,1,1,1,1,1,1,1,1,null,0,0,0,0,0,0,0,0,0,0,0,1,0]
["Low_Demand_v6",2025,null,"PJM_EMAC","4697; 4698; 4699; 4700","DE",null,null,null,null,"LF Gas",null,0.41249184869826999,1.000095973674058,34.421297187,83.455226627000002,23.771492748632632,57.634530866862292,4.5931390672742413E-2,0.11136171245095995,0,0,null,null,null,12.2,"00 Exist Landfill Gas","Non-Fossil","No","Existing","Landfill Gas","Other","---","---","---","---","---","---","---","---","None","None","No",1,1,1,1,1,1,1,1,1,null,0,0,0,0,0,0,0,0,0,0,0,1,0]
["Low_Demand_v6",2025,null,"PJM_COMD","611; 612; 614; 616; 617; 638; 639; 640","IL",null,null,null,null,"*Unit Did Not Operate",null,0,0,0,0,0,0,0,0,0,0,null,null,null,210.2,"00 Exist Combustion Turbine","Fossil","Yes","Existing","Combustion Turbine","Combustion Turbine","---","---","---","---","---","---","---","---","None","None","No",1,1,1,1,1,1,1,1,1,null,0,0,0,0,0,0,0,0,0,0,0,1,0]
["Low_Demand_v6",2025,null,"NENGREST","3445; 3462; 3463; 3464; 3470; 3473","MA",null,null,null,null,"NaturalGas",null,0.51260459980974094,0.51260459980974094,57.224375692000002,57.224375692000002,30.007873272862241,30.007873272862241,1.3691036274527895E-2,1.3691036274527895E-2,0,0,null,null,null,104.7,"00 Exist Combined Cycle","Fossil","No","Existing","Combined Cycle","Combined Cycle","---","---","---","---","---","---","---","---","None","None","No",1,1,1,1,1,1,1,1,1,null,0,0,0,0,0,0,0,0,0,0,0,1,0]
["Low_Demand_v6",2025,null,"MIS_MNWI","5874; 5875; 5876; 5878; 5879; 5880; 5881; 5882; 5883","MN",null,null,null,null,null,null,null,null,null,null,null,null,null,null,null,null,null,null,null,208.59999999999997,"00 Biomass Withdrawn as Uneconomic","Retired","No","Retired","Biomass","Retired","Retired","Retired","Retired","Retired","Retired","Retired","Retired","Retired","Retired","Retired","No",1,1,1,1,1,1,1,1,1,null,0,0,0,0,0,0,0,0,0,0,0,0,0]
["Low_Demand_v6",2025,null,"NY_Z_B","4622; 4623","NY",null,null,null,null,"Hydro",null,0,0,53.341723229999999,155.28338344616,0,0,0,0,0,0,null,null,null,61.6,"00 Exist Hydro","Non-Fossil","No","Existing","Hydro","Renewable","---","---","---","---","---","---","---","---","None","None","No",1,1,1,1,1,1,1,1,1,null,0,0,0,0,0,0,0,0,0,0,0,1,0]
["Low_Demand_v6",2025,null,"WECC_PNW","3187; 3188","OR",null,null,null,null,"NaturalGas",null,0,0.49406664415680002,0,65.094419520000002,0,28.922661348939002,0,1.0066607874694791E-2,0,0,null,null,null,14.7,"00 Exist Combined Cycle","Fossil","No","Existing","Combined Cycle","Combined Cycle","---","---","---","---","---","---","---","---","None","None","No",1,1,1,1,1,1,1,1,1,null,0,0,0,0,0,0,0,0,0,0,0,1,0]
["Low_Demand_v6",2025,null,"WECC_PNW",11742,"WA",null,null,null,null,null,null,null,null,null,null,null,null,null,null,null,null,null,null,null,670,"00 Coal Withdrawn as Uneconomic","Retired","No","Retired","Coal Steam","Retired","Retired","Retired","Retired","Retired","Retired","Retired","Retired","Retired","Retired","Retired","No",1,1,1,1,1,1,1,1,1,null,0,0,0,0,0,0,0,0,0,0,0,0,0]
["Low_Demand_v6",2030,null,"WECC_AZ","3712; 3714","AZ",null,null,null,null,"*Unit Did Not Operate",null,0,0,0,0,0,0,0,0,0,0,null,null,null,422,"00 Exist Oil/Gas Steam","Fossil","Yes","Existing","O/G Steam","O/G Steam","---","---","---","---","---","---","---","---","None","None","No",1,1,1,1,1,1,1,1,1,null,0,0,0,0,0,0,0,0,0,0,0,1,0]
["Low_Demand_v6",2030,null,"WECC_AZ",4379,"CA",null,null,null,null,"Hydro",null,0,0,220.922219544,445.14640162400002,0,0,0,0,0,0,null,null,null,120,"00 Exist Hydro","Non-Fossil","No","Existing","Hydro","Renewable","---","---","---","---","---","---","---","---","None","None","No",1,1,1,1,1,1,1,1,1,null,0,0,0,0,0,0,0,0,0,0,0,1,0]
["Low_Demand_v6",2030,null,"SPP_N","4147; 4148","KS",null,null,null,null,"Coal",null,15.49181861326775,29.84289703109495,1434.516137692,2769.784010892,1663.0441681112688,3203.6300647493053,1.0261664699439481,1.9661440951299609,0.46475455839803259,0.89528691093284896,null,null,null,474,"00 Exist Coal Steam_WetFGD_ACI","Fossil","Yes","Existing","Coal Steam","Coal","Existing","---","---","---","Existing","---","---","---","None","Existing","No",1,1,1,1,1,1,1,1,1,null,0,0,0,0,0,0,0,0,0,0,0,1,0]
["Low_Demand_v6",2030,null,"MIS_LMI",3648,"MI",null,null,null,null,"Coal",null,1.5412542114808401,2.7681779317987498,118.03322240200001,211.994205134,173.652660412437,311.88979648593602,0.30578984488775701,0.54921549870293696,7.8776552204278497E-2,0.14148705108520401,null,null,null,60,"00 Exist Coal Steam_DryFGD","Fossil","Yes","Existing","Coal Steam","Coal","Existing","---","---","---","---","---","---","---","None","Existing","No",1,1,1,1,1,1,1,1,1,null,0,0,0,0,0,0,0,0,0,0,0,1,0]
["Low_Demand_v6",2030,null,"MIS_AR",2613,"MO",null,null,null,null,"*Unit Did Not Operate",null,0,0,0,0,0,0,0,0,0,0,null,null,null,1,"00 Exist Combustion Turbine","Fossil","No","Existing","Combustion Turbine","Combustion Turbine","---","---","---","---","---","---","---","---","None","None","No",1,1,1,1,1,1,1,1,1,null,0,0,0,0,0,0,0,0,0,0,0,1,0]
["Low_Demand_v6",2030,null,"NY_Z_B","4622; 4623","NY",null,null,null,null,"Hydro",null,0,0,53.341723229999999,155.28338473599999,0,0,0,0,0,0,null,null,null,61.6,"00 Exist Hydro","Non-Fossil","No","Existing","Hydro","Renewable","---","---","---","---","---","---","---","---","None","None","No",1,1,1,1,1,1,1,1,1,null,0,0,0,0,0,0,0,0,0,0,0,1,0]
["Low_Demand_v6",2030,null,"NENGREST","3456; 3458; 3459; 3475; 3476","RI",null,null,null,null,"NaturalGas",null,20.281851966169405,38.220584517804006,2816.3035042270003,5328.6399266150001,1187.299614099556,2237.4330176722497,9.8077561277919847E-2,0.17269591574470036,0,0,null,null,null,1561.6,"00 Exist Combined Cycle","Fossil","Yes","Existing","Combined Cycle","Combined Cycle","---","---","---","---","---","---","---","---","None","None","No",1,1,1,1,1,1,1,1,1,null,0,0,0,0,0,0,0,0,0,0,0,1,0]
["Low_Demand_v6",2030,null,"ERC_REST",3788,"TX",null,null,null,null,"NaturalGas",null,1.142289002745E-2,1.3850079233821999E-2,1.01365605,1.229042438,0.66869598220692295,0.81078363834793998,7.5396785626183696E-4,9.1417447982842105E-4,0,0,null,null,null,2.1,"00 Exist Oil/Gas Steam","Fossil","No","Existing","O/G Steam","O/G Steam","---","---","---","---","---","---","---","---","None","None","No",1,1,1,1,1,1,1,1,1,null,0,0,0,0,0,0,0,0,0,0,0,1,0]
["Low_Demand_v6",2035,null,"S_SOU","3245; 3246; 3248; 3249; 3250; 3251; 3252; 3262; 3263; 3270; 3271; 3272; 3273; 3274; 3276","AL",null,null,null,null,"NaturalGas",null,155.81602729823419,381.38787668797585,21745.794850532999,53098.644325643007,9137.1849838829112,22363.114268068784,0.77503859570241274,1.9569385523379141,0,0,null,null,null,7933.7,"00 Exist Combined Cycle","Fossil","Yes","Existing","Combined Cycle","Combined Cycle","---","---","---","---","---","---","---","---","None","None","No",1,1,1,1,1,1,1,1,1,null,0,0,0,0,0,0,0,0,0,0,0,1,0]
["Low_Demand_v6",2035,null,"NENG_CT","1158; 1159; 1160; 1161; 1162; 1163; 1164; 1165; 1166; 1169; 1177; 1178; 1179; 1180; 1182; 1183; 1184; 1212; 1213; 1214; 1215; 1216","CT",null,null,null,null,"*Unit Did Not Operate",null,0,0,0,0,0,0,0,0,0,0,null,null,null,1009.8999999999999,"00 Exist Combustion Turbine","Fossil","Yes","Existing","Combustion Turbine","Combustion Turbine","---","---","---","---","---","---","---","---","None","None","No",1,1,1,1,1,1,1,1,1,null,0,0,0,0,0,0,0,0,0,0,0,1,0]
["Low_Demand_v6",2035,null,"WECC_ID",5540,"ID",null,null,null,null,"Wind",null,0,0,900.48148723554903,2540.0774913824998,0,0,0,0,0,0,null,null,null,970.5,"00 Exist Onshore Wind","Non-Fossil","No","Existing","Wind","Renewable","---","---","---","---","---","---","---","---","None","None","No",1,1,1,1,1,1,1,1,1,null,0,0,0,0,0,0,0,0,0,0,0,1,0]
["Low_Demand_v6",2035,null,"MIS_MNWI","2191; 2210","MN",null,null,null,null,"*Unit Did Not Operate",null,0,0,0,0,0,0,0,0,0,0,null,null,null,214.2,"00 Exist Combustion Turbine","Fossil","Yes","Existing","Combustion Turbine","Combustion Turbine","---","---","---","---","---","---","---","---","None","None","No",1,1,1,1,1,1,1,1,1,null,0,0,0,0,0,0,0,0,0,0,0,1,0]
["Low_Demand_v6",2035,null,"SPP_WEST","2550; 2551; 2552","MO",null,null,null,null,"NaturalGas",null,3.8429252778891296E-2,3.8429252778891296E-2,3.1261369800000001,3.1261369800000001,2.249648457676297,2.249648457676297,8.8825673720360609E-3,8.8825673720360609E-3,0,0,null,null,null,78.8,"00 Exist Combustion Turbine","Fossil","No","Existing","Combustion Turbine","Combustion Turbine","---","---","---","---","---","---","---","---","None","None","No",1,1,1,1,1,1,1,1,1,null,0,0,0,0,0,0,0,0,0,0,0,1,0]
["Low_Demand_v6",2035,null,"PJM_EMAC",972,"NJ",null,null,null,null,"*Unit Did Not Operate",null,0,0,0,0,0,0,0,0,0,0,null,null,null,4,"00 Exist Combustion Turbine","Fossil","No","Existing","Combustion Turbine","Combustion Turbine","---","---","---","---","---","---","---","---","None","None","No",1,1,1,1,1,1,1,1,1,null,0,0,0,0,0,0,0,0,0,0,0,1,0]
["Low_Demand_v6",2035,null,"PJM_EMAC","4464; 4465","PA",null,null,null,null,"Hydro",null,0,0,116.78795390400001,398.259602341,0,0,0,0,0,0,null,null,null,131.6,"00 Exist Hydro","Non-Fossil","No","Existing","Hydro","Renewable","---","---","---","---","---","---","---","---","None","None","No",1,1,1,1,1,1,1,1,1,null,0,0,0,0,0,0,0,0,0,0,0,1,0]
["Low_Demand_v6",2035,null,"MIS_WOTA",4927,"TX",null,null,null,null,"LF Gas",null,9.9382499235000005E-2,0.27830399361300001,7.3616666100000003,20.615110638000001,5.7273140484138203,16.038380847923602,1.8512475044999602E-2,5.1841076410261602E-2,0,0,null,null,null,3.4,"00 Exist Landfill Gas","Non-Fossil","No","Existing","Landfill Gas","Other","---","---","---","---","---","---","---","---","None","None","No",1,1,1,1,1,1,1,1,1,null,0,0,0,0,0,0,0,0,0,0,0,1,0]
["Low_Demand_v6",2035,null,"MIS_WUMS","11840; 11962; 13444; 13455; 14306; 14392; 17294","WI",null,null,null,null,null,null,null,null,null,null,null,null,null,null,null,null,null,null,null,1319.192859,"00 Coal Withdrawn as Uneconomic","Retired","No","Retired","Coal Steam","Retired","Retired","Retired","Retired","Retired","Retired","Retired","Retired","Retired","Retired","Retired","No",1,1,1,1,1,1,1,1,1,null,0,0,0,0,0,0,0,0,0,0,0,0,0]
["Low_Demand_v6",2040,null,"WECC_SCE","3392; 3402","CA",null,null,null,null,"*Unit Did Not Operate",null,0,0,0,0,0,0,0,0,0,0,null,null,null,20.9,"00 Exist Combined Cycle","Fossil","No","Existing","Combined Cycle","Combined Cycle","---","---","---","---","---","---","---","---","None","None","No",1,1,1,1,1,1,1,1,1,null,0,0,0,0,0,0,0,0,0,0,0,1,0]
["Low_Demand_v6",2040,null,"MIS_IL","4071; 4072; 4073","IL",null,null,null,null,"Coal",null,56.167338016924617,125.8372300470576,5776.3424894400005,12963.958781769001,5819.6372150155103,13038.30754442477,1.825573974555748,4.0884097066303369,3.1356601844153209,7.0251289433865214,null,null,null,1836,"00 Exist Coal Steam_WetFGD_SCR_ACI","Fossil","Yes","Existing","Coal Steam","Coal","Existing","---","Existing","---","Existing","---","---","---","Existing","Existing","Yes",1,1,1,1,1,1,1,1,1,null,0,0,0,0,0,0,0,0,0,0,0,1,0]
["Low_Demand_v6",2040,null,"S_C_TVA","5084; 5085","KY",null,null,null,null,"Coal",null,30.542789891516229,42.889902698811099,2691.630632934,3779.7097039380001,3116.8189875009202,4376.8124515977297,3.8764809571510703,5.4408149265136796,5.1368600073738104,7.2134676195665399,null,null,null,938,"00 Exist Coal Steam_DSI","Fossil","Yes","Existing","Coal Steam","Coal","---","Existing","---","---","---","---","---","---","None","Existing","No",1,1,1,1,1,1,1,1,1,null,0,0,0,0,0,0,0,0,0,0,0,1,0]
["Low_Demand_v6",2040,null,"S_VACA",33598,"NC",null,null,null,null,"NaturalGas",null,6.4294281884578304,15.972215756145763,751.97990508278724,1868.0954100755314,376.37872615232129,935.01351036477627,3.5361855036517731E-2,8.7847186658800869E-2,0,0,null,null,null,1436.3233434197775,"00 New Combustion Turbine","Fossil","Yes","New","Combustion Turbine","Combustion Turbine","---","---","---","---","---","---","---","---","None","None","No",1,1,1,1,1,1,1,1,1,null,0,0,0,0,0,0,0,0,0,0,0,1,0]
["Low_Demand_v6",2040,null,"PJM_EMAC","3038; 3059; 3083; 3084; 3087; 3089","NJ",null,null,null,null,"NaturalGas",null,0.53959755710248003,1.141742957736672,52.734428539999996,111.601223449,32.991079029041899,69.832877077801186,2.756001966049736E-2,5.8812538861102145E-2,0,0,null,null,null,96.600000000000009,"00 Exist Combined Cycle","Fossil","No","Existing","Combined Cycle","Combined Cycle","---","---","---","---","---","---","---","---","None","None","No",1,1,1,1,1,1,1,1,1,null,0,0,0,0,0,0,0,0,0,0,0,1,0]
["Low_Demand_v6",2040,null,"PJM_EMAC",4949,"PA",null,null,null,null,"Pumps",null,0,0,277.28184024299998,294.50608185499999,0,0,0,0,0,0,null,null,null,1070,"00 Exist Pump Storage","Non-Fossil","No","Existing","Pumped Storage","Other","---","---","---","---","---","---","---","---","None","None","No",1,1,1,1,1,1,1,1,1,null,0,0,0,0,0,0,0,0,0,0,0,1,0]
["Low_Demand_v6",2040,null,"SPP_SPS",5593,"TX",null,null,null,null,"Wind",null,0,0,3368.3716050038302,8391.1379534657208,0,0,0,0,0,0,null,null,null,2393.9,"00 Exist Onshore Wind","Non-Fossil","No","Existing","Wind","Renewable","---","---","---","---","---","---","---","---","None","None","No",1,1,1,1,1,1,1,1,1,null,0,0,0,0,0,0,0,0,0,0,0,1,0]
["Low_Demand_v6",2040,null,"MIS_WUMS","3348; 3349; 3350; 3352; 3353; 3354; 3355; 3356; 3357","WI",null,null,null,null,"NaturalGas",null,72.03307756995838,167.98542482184706,10419.627784577999,24308.787865726998,4313.2147704870722,10056.260651786777,0.43392361566524473,1.0109062435118956,0,0,null,null,null,3444.0000000000005,"00 Exist Combined Cycle","Fossil","Yes","Existing","Combined Cycle","Combined Cycle","---","---","---","---","---","---","---","---","None","None","No",1,1,1,1,1,1,1,1,1,null,0,0,0,0,0,0,0,0,0,0,0,1,0]
["Low_Demand_v6",2045,null,"NENG_CT","4303; 4304; 4305; 4306; 4307; 4308; 4309; 4310; 4311","CT",null,null,null,null,"*Unit Did Not Operate",null,0,0,0,0,0,0,0,0,0,0,null,null,null,39.800000000000004,"00 Exist Fuel Cell","Non-Fossil","No","Existing","Fuel Cell","Other","---","---","---","---","---","---","---","---","None","None","No",1,1,1,1,1,1,1,1,1,null,0,0,0,0,0,0,0,0,0,0,0,1,0]
["Low_Demand_v6",2045,null,"MIS_MIDA","2067; 2070; 2074; 2075; 2076; 2077; 2078; 2086; 2089; 2090; 2091; 2092; 2093; 2094; 2095; 2096; 2097; 2098; 2099; 2100; 2101; 2102; 2103; 2104; 2105; 2106; 2107; 2108; 2109; 2110; 2111; 2112; 2113; 2114; 2115; 2116; 2117; 2118; 2119; 2120","IA",null,null,null,null,"*Unit Did Not Operate",null,0,0,0,0,0,0,0,0,0,0,null,null,null,282.60000000000008,"00 Exist Combustion Turbine","Fossil","No","Existing","Combustion Turbine","Combustion Turbine","---","---","---","---","---","---","---","---","None","None","No",1,1,1,1,1,1,1,1,1,null,0,0,0,0,0,0,0,0,0,0,0,1,0]
["Low_Demand_v6",2045,null,"S_C_KY",4149,"KY",null,null,null,null,"Coal",null,5.1703843094195197,8.04270123197775,461.10624359399998,717.26578364199997,540.95697827530603,841.47620278350701,0.55995262071013396,0.87102454342319002,0.23273147790873899,0.36202139571840902,null,null,null,166,"00 Exist Coal Steam_WetFGD_ACI","Fossil","Yes","Existing","Coal Steam","Coal","Existing","---","---","---","Existing","---","---","---","None","Existing","No",1,1,1,1,1,1,1,1,1,null,0,0,0,0,0,0,0,0,0,0,0,1,0]
["Low_Demand_v6",2045,null,"SPP_N","4792; 4793","MO",null,null,null,null,"LF Gas",null,0.17848167426,0.42226512383699999,13.22086476,31.278898062000003,10.285720405929531,24.334716821602481,3.3246673872781497E-2,7.8657435942737094E-2,0,0,null,null,null,4.5999999999999996,"00 Exist Landfill Gas","Non-Fossil","No","Existing","Landfill Gas","Other","---","---","---","---","---","---","---","---","None","None","No",1,1,1,1,1,1,1,1,1,null,0,0,0,0,0,0,0,0,0,0,0,1,0]
["Low_Demand_v6",2045,null,"S_VACA","5710; 5713","NC",null,null,null,null,"*Unit Did Not Operate",null,0,0,0,0,0,0,0,0,0,0,null,null,null,2878,"00 Exist Coal Steam_WetFGD_SCR","Fossil","Yes","Existing","Coal Steam","Coal","Existing","---","Existing","---","---","---","---","---","Existing","Existing","Yes",1,1,1,1,1,1,1,1,1,null,0,0,0,0,0,0,0,0,0,0,0,1,0]
["Low_Demand_v6",2045,null,"PJM_AP","3496; 3498; 3499","PA",null,null,null,null,"NaturalGas",null,25.434350656048949,63.160730197693198,3495.8988188640001,8681.3115491999997,1488.9268874051052,3697.4291457729523,0.10053857269826791,0.24966588495127731,0,0,null,null,null,1171,"00 Exist Combined Cycle","Fossil","Yes","Existing","Combined Cycle","Combined Cycle","---","---","---","---","---","---","---","---","None","None","No",1,1,1,1,1,1,1,1,1,null,0,0,0,0,0,0,0,0,0,0,0,1,0]
["Low_Demand_v6",2045,null,"ERC_REST",4458,"TX",null,null,null,null,"Hydro",null,0,0,344.59515989900001,640.62772095800005,0,0,0,0,0,0,null,null,null,547.79999999999995,"00 Exist Hydro","Non-Fossil","No","Existing","Hydro","Renewable","---","---","---","---","---","---","---","---","None","None","No",1,1,1,1,1,1,1,1,1,null,0,0,0,0,0,0,0,0,0,0,0,1,0]
["Low_Demand_v6",2045,null,"WECC_WY",16692,"WY",null,null,null,null,"*Unit Did Not Operate",null,0,0,0,0,0,0,0,0,0,0,null,null,null,338.98070100000001,"00 Ret.C2G & SCR","Fossil","Yes","Existing","O/G Steam","O/G Steam","---","---","New","---","---","New","---","---","New","None","No",1,1,1,1,1,1,1,1,1,null,0,0,0,0,0,0,0,0,0,0,0,1,0]
["Low_Demand_v6",2050,null,"WECC_SCE","5870; 5871","CA",null,null,null,null,null,null,null,null,null,null,null,null,null,null,null,null,null,null,null,60.5,"00 Biomass Withdrawn as Uneconomic","Retired","No","Retired","Biomass","Retired","Retired","Retired","Retired","Retired","Retired","Retired","Retired","Retired","Retired","Retired","No",1,1,1,1,1,1,1,1,1,null,0,0,0,0,0,0,0,0,0,0,0,0,0]
["Low_Demand_v6",2050,null,"MIS_IL","820; 832; 833","IA",null,null,null,null,"*Unit Did Not Operate",null,0,0,0,0,0,0,0,0,0,0,null,null,null,19.200000000000003,"00 Exist Combustion Turbine","Fossil","No","Existing","Combustion Turbine","Combustion Turbine","---","---","---","---","---","---","---","---","None","None","No",1,1,1,1,1,1,1,1,1,null,0,0,0,0,0,0,0,0,0,0,0,1,0]
["Low_Demand_v6",2050,null,"MIS_INKY",5001,"IN",null,null,null,null,"Solar",null,0,0,128.07315938729101,252.43595719063501,0,0,0,0,0,0,null,null,null,159.6,"00 Exist Solar PV","Non-Fossil","No","Existing","Solar PV","Renewable","---","---","---","---","---","---","---","---","None","None","No",1,1,1,1,1,1,1,1,1,null,0,0,0,0,0,0,0,0,0,0,0,1,0]
["Low_Demand_v6",2050,null,"MIS_MO","1928; 1931; 1932; 1935; 1955; 1956","MO",null,null,null,null,"NaturalGas",null,0.10460061465881557,0.10888677212156259,10.073384019999999,10.490354403000001,6.3816103786878697,6.6325220365570772,2.3602629249088729E-2,2.4244459420373725E-2,0,0,null,null,null,56,"00 Exist Combustion Turbine","Fossil","No","Existing","Combustion Turbine","Combustion Turbine","---","---","---","---","---","---","---","---","None","None","No",1,1,1,1,1,1,1,1,1,null,0,0,0,0,0,0,0,0,0,0,0,1,0]
["Low_Demand_v6",2050,null,"SPP_WAUE",4626,"ND",null,null,null,null,"Hydro",null,0,0,802.27247839400002,1655.7416411270001,0,0,0,0,0,0,null,null,null,510,"00 Exist Hydro","Non-Fossil","No","Existing","Hydro","Renewable","---","---","---","---","---","---","---","---","None","None","No",1,1,1,1,1,1,1,1,1,null,0,0,0,0,0,0,0,0,0,0,0,1,0]
["Low_Demand_v6",2050,null,"WECC_NM","5723; 5724","NM",null,null,null,null,"Coal",null,48.821723125784104,89.428622538265302,4869.5115824639997,8920.687722925999,5144.1591991073701,9422.753680948259,1.2318832941080751,2.2587616132928128,3.7123205938289603,6.7999999973623897,null,null,null,1540,"00 Exist Coal Steam_WetFGD_SCR","Fossil","Yes","Existing","Coal Steam","Coal","Existing","---","Existing","---","---","---","---","---","Existing","Existing","Yes",1,1,1,1,1,1,1,1,1,null,0,0,0,0,0,0,0,0,0,0,0,1,0]
["Low_Demand_v6",2050,null,"SPP_WAUE","2669; 2670; 2671; 2672; 2673; 2682; 2686","SD",null,null,null,null,"*Unit Did Not Operate",null,0,0,0,0,0,0,0,0,0,0,null,null,null,40.199999999999996,"00 Exist Combustion Turbine","Fossil","No","Existing","Combustion Turbine","Combustion Turbine","---","---","---","---","---","---","---","---","None","None","No",1,1,1,1,1,1,1,1,1,null,0,0,0,0,0,0,0,0,0,0,0,1,0]
["Low_Demand_v6",2050,null,"PJM_Dom","5236; 5236; 5238; 5238; 5239; 5239; 5240; 5240","VA",null,null,null,null,"Non-Fossil",null,1.0125515605413911,2.3753121118232703,201.44317003999998,472.55904806000001,0,0,0,0,0,0,null,null,null,123.30000000000001,"00 Exist Non Fossil_Other","Non-Fossil","No","Existing","Non-Fossil Other","Other","---","---","---","---","---","---","---","---","None","None","No",1,1,1,1,1,1,1,1,1,null,0,0,0,0,0,0,0,0,0,0,0,1,0]
["New_Tax_Law_v6",2021,null,"WEC_CALN","4287; 4288; 4289; 4290; 4291; 4292; 4293; 4294; 4295; 4296; 4297; 4298","CA",null,null,null,null,"*Unit Did Not Operate",null,0,0,0,0,0,0,0,0,0,0,null,null,null,26.7,"00 Exist Fuel Cell","Non-Fossil","No","Existing","Fuel Cell","Other","---","---","---","---","---","---","---","---","None","None","No",1,1,1,1,1,1,1,1,1,null,0,0,0,0,0,0,0,0,0,0,0,1,0]
["New_Tax_Law_v6",2021,null,"MIS_IA",4565,"IA",null,null,null,null,"Hydro",null,0,0,7.1685703399999996,15.000220483,0,0,0,0,0,0,null,null,null,3.4,"00 Exist Hydro","Non-Fossil","No","Existing","Hydro","Renewable","---","---","---","---","---","---","---","---","None","None","No",1,1,1,1,1,1,1,1,1,null,0,0,0,0,0,0,0,0,0,0,0,1,0]
["New_Tax_Law_v6",2021,null,"PJM_COMD","5475; 5476; 5477; 5478","IL",null,null,null,null,"Coal",null,36.18037731130368,56.053161235854496,3257.7349555199999,5047.1175227130007,3876.7274289061902,6006.0962264218106,1.9203857518502609,2.97308934036842,1.4472150924521479,2.2421264494341773,null,null,null,1536,"00 Exist Coal Steam_DryFGD_SNCR_ACI_DSI","Fossil","Yes","Existing","Coal Steam","Coal","Existing","Existing","---","Existing","Existing","---","---","---","Existing","Existing","Yes",1,1,1,1,1,1,1,1,1,null,0,0,0,0,0,0,0,0,0,0,0,1,0]
["New_Tax_Law_v6",2021,null,"MIS_LMI",4330,"MI",null,null,null,null,"Fwaste",null,1.32348618671475,2.9410905209654201,267.64129155000001,594.76046935600004,322.27357018764297,716.165950163292,1.7543886661102501E-2,3.8986548766285899E-2,8.0292387464999906E-2,0.1784281408068,null,null,null,249,"00 Exist Fossil_Other","Fossil","Yes","Existing","Fossil Other","Other","---","---","---","---","---","---","---","---","None","None","No",1,1,1,1,1,1,1,1,1,null,0,0,0,0,0,0,0,0,0,0,0,1,0]
["New_Tax_Law_v6",2021,null,"NENGREST","2348; 2405","NH",null,null,null,null,"*Unit Did Not Operate",null,0,0,0,0,0,0,0,0,0,0,null,null,null,19.100000000000001,"00 Exist Combustion Turbine","Fossil","No","Existing","Combustion Turbine","Combustion Turbine","---","---","---","---","---","---","---","---","None","None","No",1,1,1,1,1,1,1,1,1,null,0,0,0,0,0,0,0,0,0,0,0,1,0]
["New_Tax_Law_v6",2021,null,"NY_Z_A",4967,"NY",null,null,null,null,"Pumps",null,0,0,1.05352658,1.05352658,0,0,0,0,0,0,null,null,null,240,"00 Exist Pump Storage","Non-Fossil","No","Existing","Pumped Storage","Other","---","---","---","---","---","---","---","---","None","None","No",1,1,1,1,1,1,1,1,1,null,0,0,0,0,0,0,0,0,0,0,0,1,0]
["New_Tax_Law_v6",2021,null,"PJM_EMAC","915; 934; 935; 936; 938; 939; 940","PA",null,null,null,null,"*Unit Did Not Operate",null,0,0,0,0,0,0,0,0,0,0,null,null,null,339,"00 Exist Combustion Turbine","Fossil","No","Existing","Combustion Turbine","Combustion Turbine","---","---","---","---","---","---","---","---","None","None","No",1,1,1,1,1,1,1,1,1,null,0,0,0,0,0,0,0,0,0,0,0,1,0]
["New_Tax_Law_v6",2021,null,"PJM_EMAC",4990,"VA",null,null,null,null,"Solar",null,0,0,61.195865282933099,117.513465343535,0,0,0,0,0,0,null,null,null,80,"00 Exist Solar PV","Non-Fossil","No","Existing","Solar PV","Renewable","---","---","---","---","---","---","---","---","None","None","No",1,1,1,1,1,1,1,1,1,null,0,0,0,0,0,0,0,0,0,0,0,1,0]
["New_Tax_Law_v6",2023,null,"WECC_AZ","4068; 4068; 4069; 4069","AZ",null,null,null,null,"Coal",null,25.587011279936171,42.627911178269287,2396.614224168,3994.1255901019999,2691.1579524691329,4483.4331975181567,0.67945133129065216,1.1269596404725051,1.0242102072534309,1.7051164473078049,null,null,null,759,"00 Exist Coal Steam_WetFGD_SCR_ACI","Fossil","Yes","Existing","Coal Steam","Coal","Existing","---","Existing","---","Existing","---","---","---","Existing","Existing","Yes",1,1,1,1,1,1,1,1,1,null,0,0,0,0,0,0,0,0,0,0,0,1,0]
["New_Tax_Law_v6",2023,null,"WECC_CO","13877; 13886","CO",null,null,null,null,"Coal",null,28.868057719933603,65.682714096068395,2688.0840234719999,6116.1251682719994,2951.4106912269799,6715.2652420423101,0.68733470761746696,1.563874145144484,0.82480164914095899,1.8766489741733809,null,null,null,848.13873199999989,"00 Ret.ExistWetFGD & SCR","Fossil","Yes","Existing","Coal Steam","Coal","Existing","---","New","---","---","---","---","---","New","Existing","Yes",1,1,1,1,1,1,1,1,1,null,0,0,0,0,0,0,0,0,0,0,0,1,0]
["New_Tax_Law_v6",2023,null,"SPP_N","1478; 1479; 1480; 1481; 1482; 1483; 1484; 1485; 1486; 1487; 1505; 1506; 1507; 1508; 1509; 1510; 1511; 1512; 1513; 1514; 1515; 1516; 1517; 1518; 1519; 1520; 1521; 1522; 1523; 1524","KS",null,null,null,null,"*Unit Did Not Operate",null,0,0,0,0,0,0,0,0,0,0,null,null,null,145.80099999999999,"00 Exist Combustion Turbine","Fossil","No","Existing","Combustion Turbine","Combustion Turbine","---","---","---","---","---","---","---","---","None","None","No",1,1,1,1,1,1,1,1,1,null,0,0,0,0,0,0,0,0,0,0,0,1,0]
["New_Tax_Law_v6",2023,null,"NENG_ME","29692; 29693; 29694; 29695; 29696; 29698","ME",null,null,null,null,"Wind",null,0,0,1892.9446825203954,5267.7949080874378,0,0,0,0,0,0,null,null,null,1355.77,"00 New Onshore Wind","Non-Fossil","No","New","Wind","Renewable","---","---","---","---","---","---","---","---","None","None","No",1,1,1,1,1,1,1,1,1,null,0,0,0,0,0,0,0,0,0,0,0,1,0]
["New_Tax_Law_v6",2023,null,"PJM_EMAC",31662,"NJ",null,null,null,null,"NaturalGas",null,3.7104052986000002E-2,3.844931542452E-2,4.0836509999999997,4.2317098199999998,2.1720712618004399,2.2508229249513998,2.04072291422998E-4,2.1147123483485799E-4,0,0,null,null,null,7.8,"00 New Combustion Turbine","Fossil","Yes","New","Combustion Turbine","Combustion Turbine","---","---","---","---","---","---","---","---","None","None","No",1,1,1,1,1,1,1,1,1,null,0,0,0,0,0,0,0,0,0,0,0,1,0]
["New_Tax_Law_v6",2023,null,"NY_Z_J","3822; 3823","NY",null,null,null,null,"NaturalGas",null,0.122584281172416,0.28890837782601597,10.685519628,25.183784677999999,7.17608381983323,16.912696437934979,3.0646070293104E-3,7.2227094456504097E-3,0,0,null,null,null,6.8,"00 Exist Oil/Gas Steam","Fossil","No","Existing","O/G Steam","O/G Steam","---","---","---","---","---","---","---","---","None","None","No",1,1,1,1,1,1,1,1,1,null,0,0,0,0,0,0,0,0,0,0,0,1,0]
["New_Tax_Law_v6",2023,null,"PJM_WMAC","1029; 1030","PA",null,null,null,null,"*Unit Did Not Operate",null,0,0,0,0,0,0,0,0,0,0,null,null,null,80,"00 Exist Combustion Turbine","Fossil","No","Existing","Combustion Turbine","Combustion Turbine","---","---","---","---","---","---","---","---","None","None","No",1,1,1,1,1,1,1,1,1,null,0,0,0,0,0,0,0,0,0,0,0,1,0]
["New_Tax_Law_v6",2023,null,"PJM_Dom",5745,"VA",null,null,null,null,"*Unit Did Not Operate",null,0,0,0,0,0,0,0,0,0,0,null,null,null,877,"00 Exist Coal Steam_WetFGD_SNCR","Fossil","Yes","Existing","Coal Steam","Coal","Existing","---","---","Existing","---","---","---","---","Existing","Existing","Yes",1,1,1,1,1,1,1,1,1,null,0,0,0,0,0,0,0,0,0,0,0,1,0]
["New_Tax_Law_v6",2025,null,"WEC_LADW","4041; 4042","CA",null,null,null,null,"*Unit Did Not Operate",null,0,0,0,0,0,0,0,0,0,0,null,null,null,543,"00 Exist Oil/Gas Steam_SCR","Fossil","Yes","Existing","O/G Steam","O/G Steam","---","---","Existing","---","---","---","---","---","Existing","None","No",1,1,1,1,1,1,1,1,1,null,0,0,0,0,0,0,0,0,0,0,0,1,0]
["New_Tax_Law_v6",2025,null,"FRCC","10590; 14488","FL",null,null,null,null,null,null,null,null,null,null,null,null,null,null,null,null,null,null,null,574,"00 Coal Withdrawn as Uneconomic","Retired","No","Retired","Coal Steam","Retired","Retired","Retired","Retired","Retired","Retired","Retired","Retired","Retired","Retired","Retired","No",1,1,1,1,1,1,1,1,1,null,0,0,0,0,0,0,0,0,0,0,0,0,0]
["New_Tax_Law_v6",2025,null,"PJM_COMD","539; 541; 542; 559; 620; 625; 626; 627; 628; 629; 630; 631; 632; 641","IL",null,null,null,null,"NaturalGas",null,0.21479854568691784,0.23452585622567784,20.869853018000001,23.129524967999998,13.398661473711117,15.019749170131517,4.9992412573970461E-2,5.518677023805129E-2,0,0,null,null,null,97.800000000000011,"00 Exist Combustion Turbine","Fossil","No","Existing","Combustion Turbine","Combustion Turbine","---","---","---","---","---","---","---","---","None","None","No",1,1,1,1,1,1,1,1,1,null,0,0,0,0,0,0,0,0,0,0,0,1,0]
["New_Tax_Law_v6",2025,null,"MIS_MNWI","4874; 4875; 4876; 4877; 4878; 4879; 4880","MN",null,null,null,null,"LF Gas",null,0.90016207473172494,2.1107608338061001,59.239974582000002,138.90989349199998,51.8754402047146,121.64103609141191,0.16767769047065198,0.39318197431723229,0,0,null,null,null,20,"00 Exist Landfill Gas","Non-Fossil","No","Existing","Landfill Gas","Other","---","---","---","---","---","---","---","---","None","None","No",1,1,1,1,1,1,1,1,1,null,0,0,0,0,0,0,0,0,0,0,0,1,0]
["New_Tax_Law_v6",2025,null,"MIS_MAPP",3612,"ND",null,null,null,null,"Coal",null,1.14392911902647,2.8563882313667901,85.399710267000003,213.24286908299999,123.372755487004,308.06147075290801,0.19572627226542799,0.48872802638685697,0.34206341352983999,0.854131512640672,null,null,null,30,"00 Exist Coal Steam_Uncontrolled","Fossil","Yes","Existing","Coal Steam","Coal","---","---","---","---","---","---","---","---","None","None","No",1,1,1,1,1,1,1,1,1,null,0,0,0,0,0,0,0,0,0,0,0,1,0]
["New_Tax_Law_v6",2025,null,"SPP_WEST",5497,"OK",null,null,null,null,"*Unit Did Not Operate",null,0,0,0,0,0,0,0,0,0,0,null,null,null,320,"00 Exist FBC_DSI","Fossil","Yes","Existing","Coal Steam","Coal","---","Existing","---","---","---","---","---","---","None","Existing","No",1,1,1,1,1,1,1,1,1,null,0,0,0,0,0,0,0,0,0,0,0,1,0]
["New_Tax_Law_v6",2025,null,"S_C_TVA",5443,"TN",null,null,null,null,"Coal",null,0,0.144887918513673,0,14.352439031999999,0,15.147966907428501,0,4.7798524317660598E-3,0,4.3466375554101801E-3,null,null,null,2470,"00 Exist Coal Steam_WetFGD_SCR_DSI","Fossil","Yes","Existing","Coal Steam","Coal","Existing","Existing","Existing","---","---","---","---","---","Existing","Existing","Yes",1,1,1,1,1,1,1,1,1,null,0,0,0,0,0,0,0,0,0,0,0,1,0]
["New_Tax_Law_v6",2025,null,"SPP_WEST","3511; 3512","TX",null,null,null,null,"NaturalGas",null,18.11306453673221,41.456753592964901,2602.3016426630002,5949.8946407269996,1313.6423508553721,2999.05770600391,0.2407791461459122,0.548138217395292,0,0,null,null,null,916.59999999999991,"00 Exist Combined Cycle","Fossil","Yes","Existing","Combined Cycle","Combined Cycle","---","---","---","---","---","---","---","---","None","None","No",1,1,1,1,1,1,1,1,1,null,0,0,0,0,0,0,0,0,0,0,0,1,0]
["New_Tax_Law_v6",2030,null,"WEC_SDGE",5031,"CA",null,null,null,null,"Solar",null,0,0,117.703773385703,227.68366042419501,0,0,0,0,0,0,null,null,null,89.8,"00 Exist Solar PV","Non-Fossil","No","Existing","Solar PV","Renewable","---","---","---","---","---","---","---","---","None","None","No",1,1,1,1,1,1,1,1,1,null,0,0,0,0,0,0,0,0,0,0,0,1,0]
["New_Tax_Law_v6",2030,null,"MIS_MIDA","2068; 2071; 2079; 2080; 2081; 2082; 2083; 2084; 2085; 2121","IA",null,null,null,null,"NaturalGas",null,6.8228154531508003E-2,6.8228154531508003E-2,6.0465598319999998,6.0465598319999998,3.9940761662744801,3.9940761662744801,2.6605643582749413E-2,2.6605643582749413E-2,0,0,null,null,null,66.7,"00 Exist Combustion Turbine","Fossil","No","Existing","Combustion Turbine","Combustion Turbine","---","---","---","---","---","---","---","---","None","None","No",1,1,1,1,1,1,1,1,1,null,0,0,0,0,0,0,0,0,0,0,0,1,0]
["New_Tax_Law_v6",2030,null,"MIS_INKY",5096,"IN",null,null,null,null,"*Unit Did Not Operate",null,0,0,0,0,0,0,0,0,0,0,null,null,null,280,"00 Exist Coal Steam_ACI_DSI","Fossil","Yes","Existing","Coal Steam","Coal","---","Existing","---","---","Existing","---","---","---","None","Existing","No",1,1,1,1,1,1,1,1,1,null,0,0,0,0,0,0,0,0,0,0,0,1,0]
["New_Tax_Law_v6",2030,null,"MIS_MNWI",4571,"MI",null,null,null,null,"Hydro",null,0,0,2.9481609440000001,6.8080652959999997,0,0,0,0,0,0,null,null,null,1,"00 Exist Hydro","Non-Fossil","No","Existing","Hydro","Renewable","---","---","---","---","---","---","---","---","None","None","No",1,1,1,1,1,1,1,1,1,null,0,0,0,0,0,0,0,0,0,0,0,1,0]
["New_Tax_Law_v6",2030,null,"S_VACA","1654; 1656; 1659; 1660; 1661; 1662; 1664; 1665; 1669; 1670; 1671; 1672","NC",null,null,null,null,"NaturalGas",null,16.023089088144538,25.24465158898014,1465.864132663,2324.1410412209998,937.99163521998094,1477.8219040188981,0.42633662105041437,0.65067044828436227,0,0,null,null,null,5935.2,"00 Exist Combustion Turbine","Fossil","Yes","Existing","Combustion Turbine","Combustion Turbine","---","---","---","---","---","---","---","---","None","None","No",1,1,1,1,1,1,1,1,1,null,0,0,0,0,0,0,0,0,0,0,0,1,0]
["New_Tax_Law_v6",2030,null,"NY_Z_A","10672; 10673","NY",null,null,null,null,null,null,null,null,null,null,null,null,null,null,null,null,null,null,null,520,"00 O/G Withdrawn as Uneconomic","Retired","No","Retired","O/G Steam","Retired","Retired","Retired","Retired","Retired","Retired","Retired","Retired","Retired","Retired","Retired","No",1,1,1,1,1,1,1,1,1,null,0,0,0,0,0,0,0,0,0,0,0,0,0]
["New_Tax_Law_v6",2030,null,"PJM_PENE",1968,"PA",null,null,null,null,"*Unit Did Not Operate",null,0,0,0,0,0,0,0,0,0,0,null,null,null,6,"00 Exist Combustion Turbine","Fossil","No","Existing","Combustion Turbine","Combustion Turbine","---","---","---","---","---","---","---","---","None","None","No",1,1,1,1,1,1,1,1,1,null,0,0,0,0,0,0,0,0,0,0,0,1,0]
["New_Tax_Law_v6",2030,null,"PJM_Dom",5025,"VA",null,null,null,null,"Solar",null,0,0,44.734892743693997,83.947918633034902,0,0,0,0,0,0,null,null,null,46.2,"00 Exist Solar PV","Non-Fossil","No","Existing","Solar PV","Renewable","---","---","---","---","---","---","---","---","None","None","No",1,1,1,1,1,1,1,1,1,null,0,0,0,0,0,0,0,0,0,0,0,1,0]
["New_Tax_Law_v6",2035,null,"SPP_WEST","4610; 4611; 4612","AR",null,null,null,null,"Hydro",null,0,0,1080.119363673,2419.7561401829998,0,0,0,0,0,0,null,null,null,1013.5999999999999,"00 Exist Hydro","Non-Fossil","No","Existing","Hydro","Renewable","---","---","---","---","---","---","---","---","None","None","No",1,1,1,1,1,1,1,1,1,null,0,0,0,0,0,0,0,0,0,0,0,1,0]
["New_Tax_Law_v6",2035,null,"MIS_IL",4133,"IL",null,null,null,null,"Coal",null,14.0077174150756,30.2185897617411,1347.4141415040001,2906.7516123260002,1503.7261497330601,3243.9606173009502,0.64708650598941597,1.39594775404363,0.42023152245226703,0.90655769285223298,null,null,null,595,"00 Exist Coal Steam_WetFGD_ACI","Fossil","Yes","Existing","Coal Steam","Coal","Existing","---","---","---","Existing","---","---","---","None","Existing","No",1,1,1,1,1,1,1,1,1,null,0,0,0,0,0,0,0,0,0,0,0,1,0]
["New_Tax_Law_v6",2035,null,"PJM_West",32140,"IN",null,null,null,null,"NaturalGas",null,7.2752842278302134,16.43444850747937,1173.432939972615,2650.7175012063458,425.89513869718081,962.07261562784117,4.0014063253065828E-2,9.0389466791135312E-2,0,0,null,null,null,347.80403499855163,"00 New Combined Cycle","Fossil","Yes","New","Combined Cycle","Combined Cycle","---","---","---","---","---","---","---","---","None","None","No",1,1,1,1,1,1,1,1,1,null,0,0,0,0,0,0,0,0,0,0,0,1,0]
["New_Tax_Law_v6",2035,null,"PJM_EMAC","912; 913; 929; 930; 931; 950; 959","MD",null,null,null,null,"*Unit Did Not Operate",null,0,0,0,0,0,0,0,0,0,0,null,null,null,72.599999999999994,"00 Exist Combustion Turbine","Fossil","No","Existing","Combustion Turbine","Combustion Turbine","---","---","---","---","---","---","---","---","None","None","No",1,1,1,1,1,1,1,1,1,null,0,0,0,0,0,0,0,0,0,0,0,1,0]
["New_Tax_Law_v6",2035,null,"PJM_Dom",31506,"NC",null,null,null,null,"Solar",null,0,0,21.196355400000002,41.987632499999997,0,0,0,0,0,0,null,null,null,27,"00 New Solar PV","Non-Fossil","No","New","Solar PV","Renewable","---","---","---","---","---","---","---","---","None","None","No",1,1,1,1,1,1,1,1,1,null,0,0,0,0,0,0,0,0,0,0,0,1,0]
["New_Tax_Law_v6",2035,null,"NY_Z_C&E","4806; 4807; 4808; 4809; 4810; 4811; 4812; 4813","NY",null,null,null,null,"LF Gas",null,2.6103879303660023,5.919556387360501,193.362068916,438.48565832299994,150.43404603906242,341.13811504719831,0.48625001172892657,1.1026653660555767,0,0,null,null,null,59,"00 Exist Landfill Gas","Non-Fossil","No","Existing","Landfill Gas","Other","---","---","---","---","---","---","---","---","None","None","No",1,1,1,1,1,1,1,1,1,null,0,0,0,0,0,0,0,0,0,0,0,1,0]
["New_Tax_Law_v6",2035,null,"WECC_PNW",4999,"OR",null,null,null,null,"Solar",null,0,0,143.796360026385,278.408564670185,0,0,0,0,0,0,null,null,null,155.9,"00 Exist Solar PV","Non-Fossil","No","Existing","Solar PV","Renewable","---","---","---","---","---","---","---","---","None","None","No",1,1,1,1,1,1,1,1,1,null,0,0,0,0,0,0,0,0,0,0,0,1,0]
["New_Tax_Law_v6",2035,null,"MIS_WOTA","3525; 3528","TX",null,null,null,null,"NaturalGas",null,0.79192409430353994,1.9014640697754901,124.67190711800001,296.45428730699996,76.714471448367703,179.8801835005091,1.1906950795432849E-2,2.7975054937365629E-2,0,0,null,null,null,43,"00 Exist Combined Cycle","Fossil","No","Existing","Combined Cycle","Combined Cycle","---","---","---","---","---","---","---","---","None","None","No",1,1,1,1,1,1,1,1,1,null,0,0,0,0,0,0,0,0,0,0,0,1,0]
["New_Tax_Law_v6",2040,null,"SPP_WEST",4922,"AR",null,null,null,null,"LF Gas",null,0.17277287116949999,0.409992299703,12.797990456999999,30.369799978,9.9567277926271096,23.627446239584199,3.21832665770986E-2,7.6371315627176306E-2,0,0,null,null,null,4,"00 Exist Landfill Gas","Non-Fossil","No","Existing","Landfill Gas","Other","---","---","---","---","---","---","---","---","None","None","No",1,1,1,1,1,1,1,1,1,null,0,0,0,0,0,0,0,0,0,0,0,1,0]
["New_Tax_Law_v6",2040,null,"WECC_CO","3644; 3645","CO",null,null,null,null,"Coal",null,15.058780126361709,23.250408024668069,1375.8746935680001,2124.291205728,1568.9366544153099,2422.4018860701099,0.329383780592863,0.50851090121103604,0.92784638802051189,1.432573350873644,null,null,null,441,"00 Exist Coal Steam_DryFGD_SCR","Fossil","Yes","Existing","Coal Steam","Coal","Existing","---","Existing","---","---","---","---","---","Existing","Existing","Yes",1,1,1,1,1,1,1,1,1,null,0,0,0,0,0,0,0,0,0,0,0,1,0]
["New_Tax_Law_v6",2040,null,"PJM_West",32140,"KY",null,null,null,null,"NaturalGas",null,8.7586791764638168,19.785352356665808,1412.6901897522284,3191.1858639783627,512.73307899019233,1158.2345269592224,4.8172735470550558E-2,0.10881943796166096,0,0,null,null,null,418.71958049330522,"00 New Combined Cycle","Fossil","Yes","New","Combined Cycle","Combined Cycle","---","---","---","---","---","---","---","---","None","None","No",1,1,1,1,1,1,1,1,1,null,0,0,0,0,0,0,0,0,0,0,0,1,0]
["New_Tax_Law_v6",2040,null,"PJM_AP",4917,"MD",null,null,null,null,"LF Gas",null,6.1097879644991998E-2,0.13582135818212401,4.1293511519999999,9.1795997689999993,3.52100970606124,7.8272490506776196,1.13810075308709E-2,2.5300123495375099E-2,0,0,null,null,null,2,"00 Exist Landfill Gas","Non-Fossil","No","Existing","Landfill Gas","Other","---","---","---","---","---","---","---","---","None","None","No",1,1,1,1,1,1,1,1,1,null,0,0,0,0,0,0,0,0,0,0,0,1,0]
["New_Tax_Law_v6",2040,null,"S_VACA","1654; 1656; 1659; 1660; 1661; 1662; 1663; 1664; 1665; 1669; 1670; 1671; 1672","NC",null,null,null,null,"NaturalGas",null,15.108885123169612,20.9321360103642,1378.8790218869999,1922.1013431189999,884.47413511034904,1225.3672420467201,0.42718062077554753,0.55590120719894387,0,0,null,null,null,6059.2,"00 Exist Combustion Turbine","Fossil","Yes","Existing","Combustion Turbine","Combustion Turbine","---","---","---","---","---","---","---","---","None","None","No",1,1,1,1,1,1,1,1,1,null,0,0,0,0,0,0,0,0,0,0,0,1,0]
["New_Tax_Law_v6",2040,null,"NY_Z_B","30279; 30280","NY",null,null,null,null,"LF Gas",null,0.23794560000000001,0.56764800000000004,13.219200000000001,31.536000000000001,13.712566982399998,32.712986592,1.0707552000000011E-2,2.554416E-2,0,0,null,null,null,4,"00 New Landfill Gas","Non-Fossil","No","New","Landfill Gas","Other","---","---","---","---","---","---","---","---","None","None","No",1,1,1,1,1,1,1,1,1,null,0,0,0,0,0,0,0,0,0,0,0,1,0]
["New_Tax_Law_v6",2040,null,"SPP_WEST",35254,"OK",null,null,null,null,"Hydro",null,0,0,626.75690351900005,1482.459308624,0,0,0,0,0,0,null,null,null,312.36801500000001,"00 New Hydro","Non-Fossil","No","New","Hydro","Renewable","---","---","---","---","---","---","---","---","None","None","No",1,1,1,1,1,1,1,1,1,null,0,0,0,0,0,0,0,0,0,0,0,1,0]
["New_Tax_Law_v6",2040,null,"WECC_UT","11130; 11132","UT",null,null,null,null,null,null,null,null,null,null,null,null,null,null,null,null,null,null,null,237,"00 O/G Withdrawn as Uneconomic","Retired","No","Retired","O/G Steam","Retired","Retired","Retired","Retired","Retired","Retired","Retired","Retired","Retired","Retired","Retired","No",1,1,1,1,1,1,1,1,1,null,0,0,0,0,0,0,0,0,0,0,0,0,0]
["New_Tax_Law_v6",2040,null,"PJM_AP",30968,"WV",null,null,null,null,"Hydro",null,0,0,243.90707000800001,739.79974195600005,0,0,0,0,0,0,null,null,null,138.22098299999999,"00 New Hydro","Non-Fossil","No","New","Hydro","Renewable","---","---","---","---","---","---","---","---","None","None","No",1,1,1,1,1,1,1,1,1,null,0,0,0,0,0,0,0,0,0,0,0,1,0]
["New_Tax_Law_v6",2045,null,"FRCC","10590; 12893; 14115; 14488","FL",null,null,null,null,null,null,null,null,null,null,null,null,null,null,null,null,null,null,null,1616,"00 Coal Withdrawn as Uneconomic","Retired","No","Retired","Coal Steam","Retired","Retired","Retired","Retired","Retired","Retired","Retired","Retired","Retired","Retired","Retired","No",1,1,1,1,1,1,1,1,1,null,0,0,0,0,0,0,0,0,0,0,0,0,0]
["New_Tax_Law_v6",2045,null,"PJM_COMD","5609; 5610","IL",null,null,null,null,"Pumps",null,0,0,68.627624544,111.41830454400001,0,0,0,0,0,0,null,null,null,112.4,"00 Exist Energy Storage","Non-Fossil","No","Existing","Non-Fossil Other","Other","---","---","---","---","---","---","---","---","None","None","No",1,1,1,1,1,1,1,1,1,null,0,0,0,0,0,0,0,0,0,0,0,1,0]
["New_Tax_Law_v6",2045,null,"SPP_N","3863; 3864; 3866; 3869; 3870","KS",null,null,null,null,"NaturalGas",null,8.0904978845152006E-2,8.1610228301056006E-2,5.7429376689999998,5.7949242129999998,4.7361774615951999,4.7774627647438201,8.3878517559580045E-3,8.4657007171479639E-3,0,0,null,null,null,56.5,"00 Exist Oil/Gas Steam","Fossil","No","Existing","O/G Steam","O/G Steam","---","---","---","---","---","---","---","---","None","None","No",1,1,1,1,1,1,1,1,1,null,0,0,0,0,0,0,0,0,0,0,0,1,0]
["New_Tax_Law_v6",2045,null,"MIS_MAPP",1143,"MT",null,null,null,null,"NaturalGas",null,6.4952164683000002E-3,8.7943160488049999E-3,0.60448734000000004,0.81845658899999996,0.38022997205428199,0.51481926149704504,1.29108665348633E-3,1.7480901726012099E-3,0,0,null,null,null,18.2,"00 Exist Combustion Turbine","Fossil","No","Existing","Combustion Turbine","Combustion Turbine","---","---","---","---","---","---","---","---","None","None","No",1,1,1,1,1,1,1,1,1,null,0,0,0,0,0,0,0,0,0,0,0,1,0]
["New_Tax_Law_v6",2045,null,"WECC_NM",3907,"NM",null,null,null,null,"*Unit Did Not Operate",null,0,0,0,0,0,0,0,0,0,0,null,null,null,154,"00 Exist Oil/Gas Steam","Fossil","Yes","Existing","O/G Steam","O/G Steam","---","---","---","---","---","---","---","---","None","None","No",1,1,1,1,1,1,1,1,1,null,0,0,0,0,0,0,0,0,0,0,0,1,0]
["New_Tax_Law_v6",2045,null,"SPP_WEST",35220,"OK",null,null,null,null,"NaturalGas",null,16.462462612218335,18.290934037023074,1925.4342236512632,2139.2905306459697,963.71256131925827,1070.7512785273311,9.0543544367199788E-2,0.10060013720362576,0,0,null,null,null,3190.9339112068337,"00 New Combustion Turbine","Fossil","Yes","New","Combustion Turbine","Combustion Turbine","---","---","---","---","---","---","---","---","None","None","No",1,1,1,1,1,1,1,1,1,null,0,0,0,0,0,0,0,0,0,0,0,1,0]
["New_Tax_Law_v6",2045,null,"ERC_WEST",5558,"TX",null,null,null,null,"Wind",null,0,0,12669.682309993999,33638.3129604024,0,0,0,0,0,0,null,null,null,12097.9,"00 Exist Onshore Wind","Non-Fossil","No","Existing","Wind","Renewable","---","---","---","---","---","---","---","---","None","None","No",1,1,1,1,1,1,1,1,1,null,0,0,0,0,0,0,0,0,0,0,0,1,0]
["New_Tax_Law_v6",2045,null,"MIS_WUMS",3351,"WI",null,null,null,null,"NaturalGas",null,9.4499127898560006E-2,0.2512931737536,12.450477984000001,33.108455040000003,5.5319789471816998,14.710702391535699,3.0192471363589901E-3,8.0288169014275101E-3,0,0,null,null,null,5,"00 Exist Combined Cycle","Fossil","No","Existing","Combined Cycle","Combined Cycle","---","---","---","---","---","---","---","---","None","None","No",1,1,1,1,1,1,1,1,1,null,0,0,0,0,0,0,0,0,0,0,0,1,0]
["New_Tax_Law_v6",2050,null,"SPP_WEST",4964,"AR",null,null,null,null,"Pumps",null,0,0,7.4722006099999998,8.4565434249999996,0,0,0,0,0,0,null,null,null,28,"00 Exist Pump Storage","Non-Fossil","No","Existing","Pumped Storage","Other","---","---","---","---","---","---","---","---","None","None","No",1,1,1,1,1,1,1,1,1,null,0,0,0,0,0,0,0,0,0,0,0,1,0]
["New_Tax_Law_v6",2050,null,"MIS_MO",3416,"IA",null,null,null,null,"NaturalGas",null,0.11206930496916,0.31360884627666002,14.765389323999999,41.318688573999999,6.5605371128946297,18.358661861035699,8.8870958840543799E-4,2.4869181509739099E-3,0,0,null,null,null,10,"00 Exist Combined Cycle","Fossil","No","Existing","Combined Cycle","Combined Cycle","---","---","---","---","---","---","---","---","None","None","No",1,1,1,1,1,1,1,1,1,null,0,0,0,0,0,0,0,0,0,0,0,1,0]
["New_Tax_Law_v6",2050,null,"MIS_INKY",3841,"KY",null,null,null,null,"NaturalGas",null,0.14938699004451,0.16554357392381999,10.439342420999999,11.568383922000001,8.7451143972056204,9.6909208175004196,1.9358313104917799E-2,2.1451964026918201E-2,0,0,null,null,null,65,"00 Exist Oil/Gas Steam","Fossil","Yes","Existing","O/G Steam","O/G Steam","---","---","---","---","---","---","---","---","None","None","No",1,1,1,1,1,1,1,1,1,null,0,0,0,0,0,0,0,0,0,0,0,1,0]
["New_Tax_Law_v6",2050,null,"SPP_WAUE",5599,"MN",null,null,null,null,"Wind",null,0,0,70.605985844938004,194.62850990705201,0,0,0,0,0,0,null,null,null,51.4,"00 Exist Onshore Wind","Non-Fossil","No","Existing","Wind","Renewable","---","---","---","---","---","---","---","---","None","None","No",1,1,1,1,1,1,1,1,1,null,0,0,0,0,0,0,0,0,0,0,0,1,0]
["New_Tax_Law_v6",2050,null,"SPP_NEBR","2270; 2302; 2304; 2305; 2306; 2310; 2311; 2313; 2338","NE",null,null,null,null,"*Unit Did Not Operate",null,0,0,0,0,0,0,0,0,0,0,null,null,null,74.2,"00 Exist Combustion Turbine","Fossil","No","Existing","Combustion Turbine","Combustion Turbine","---","---","---","---","---","---","---","---","None","None","No",1,1,1,1,1,1,1,1,1,null,0,0,0,0,0,0,0,0,0,0,0,1,0]
["New_Tax_Law_v6",2050,null,"WECC_NNV",2416,"NV",null,null,null,null,"NaturalGas",null,0,0.77127319543190198,0,69.371577211000002,0,45.150332860583497,0,0.15330982942197599,0,0,null,null,null,110.6,"00 Exist Combustion Turbine","Fossil","No","Existing","Combustion Turbine","Combustion Turbine","---","---","---","---","---","---","---","---","None","None","No",1,1,1,1,1,1,1,1,1,null,0,0,0,0,0,0,0,0,0,0,0,1,0]
["New_Tax_Law_v6",2050,null,"PJM_WMAC","5167; 5168; 5169","PA",null,null,null,null,"MSW",null,3.5079828037525322,8.1961270467061773,221.15262909399999,516.70579575400006,217.75831288587469,508.77524189727103,0.62250012811064703,1.454422790187301,0.1397477686911878,0.32650971575292803,null,null,null,69.900000000000006,"00 Exist Non Fossil_Other","Non-Fossil","No","Existing","Non-Fossil Other","Other","---","---","---","---","---","---","---","---","None","None","No",1,1,1,1,1,1,1,1,1,null,0,0,0,0,0,0,0,0,0,0,0,1,0]
["New_Tax_Law_v6",2050,null,"PJM_Dom","10582; 10646; 13901; 13905; 14524; 14527; 14531; 14661; 14664","VA",null,null,null,null,null,null,null,null,null,null,null,null,null,null,null,null,null,null,null,2544.3999999999996,"00 Coal Withdrawn as Uneconomic","Retired","No","Retired","Coal Steam","Retired","Retired","Retired","Retired","Retired","Retired","Retired","Retired","Retired","Retired","Retired","No",1,1,1,1,1,1,1,1,1,null,0,0,0,0,0,0,0,0,0,0,0,0,0]
["New_Tax_Law_v6",2050,null,"MIS_WUMS","13815; 13816","WI",null,null,null,null,null,null,null,null,null,null,null,null,null,null,null,null,null,null,null,1196,"00 Nuke Withdrawn as Uneconomic","Retired","No","Retired","Nuclear","Retired","Retired","Retired","Retired","Retired","Retired","Retired","Retired","Retired","Retired","Retired","No",1,1,1,1,1,1,1,1,1,null,0,0,0,0,0,0,0,0,0,0,0,0,0]
["Initial_v6",2021,null,"WECC_CO","3214; 3215; 3218; 3222; 3223","CO",null,null,null,null,"NaturalGas",null,1.1798590519164878,2.1727448856616411,157.00829203399999,296.24177215999993,69.068948899191184,127.19248560663269,2.7203439311994867E-2,4.5395720867877722E-2,0,0,null,null,null,185,"00 Exist Combined Cycle","Fossil","No","Existing","Combined Cycle","Combined Cycle","---","---","---","---","---","---","---","---","None","None","No",1,1,1,1,1,1,1,1,1,null,1,0,1,0,1,0,0,0,1,0,0,1,0]
["Initial_v6",2021,null,"SPP_N","1496; 1498; 1500; 1527; 1539; 1543; 1545; 1550; 1552; 1553; 1555; 1562; 1563; 1565; 1566; 1567; 1568; 1569; 1576; 1599; 1600; 1606","KS",null,null,null,null,"*Unit Did Not Operate",null,0,0,0,0,0,0,0,0,0,0,null,null,null,247.7,"00 Exist Combustion Turbine","Fossil","No","Existing","Combustion Turbine","Combustion Turbine","---","---","---","---","---","---","---","---","None","None","No",1,1,1,1,1,1,1,1,1,null,1,0,1,0,1,0,0,0,1,0,0,1,0]
["Initial_v6",2021,null,"MIS_WOTA",5908,"LA",null,null,null,null,null,null,null,null,null,null,null,null,null,null,null,null,null,null,null,10.9,"00 Biomass Withdrawn as Uneconomic","Retired","No","Retired","Biomass","Retired","Retired","Retired","Retired","Retired","Retired","Retired","Retired","Retired","Retired","Retired","No",1,1,1,1,1,1,1,1,1,null,0,0,0,0,0,0,0,0,0,0,0,0,0]
["Initial_v6",2021,null,"MIS_MO","1920; 1929; 1930; 1932; 1933; 1934; 1936; 1954","MO",null,null,null,null,"*Unit Did Not Operate",null,0,0,0,0,0,0,0,0,0,0,null,null,null,64.099999999999994,"00 Exist Combustion Turbine","Fossil","No","Existing","Combustion Turbine","Combustion Turbine","---","---","---","---","---","---","---","---","None","None","No",1,1,1,1,1,1,1,1,1,null,1,0,1,0,1,0,0,0,1,0,0,1,0]
["Initial_v6",2021,null,"NY_Z_A",8384,"NY",null,null,null,null,null,null,null,null,null,null,null,null,null,null,null,null,null,null,null,3.4,"00 CT Withdrawn as Uneconomic","Retired","No","Retired","Combustion Turbine","Retired","Retired","Retired","Retired","Retired","Retired","Retired","Retired","Retired","Retired","Retired","No",1,1,1,1,1,1,1,1,1,null,0,0,0,0,0,0,0,0,0,0,0,0,0]
["Initial_v6",2021,null,"WECC_PNW",80,"OR",null,null,null,null,"*Unit Did Not Operate",null,0,0,0,0,0,0,0,0,0,0,null,null,null,7.1054273576010003E-15,"00 Exist Biomass","Non-Fossil","No","Existing","Biomass","Renewable","---","---","---","---","---","---","---","---","None","None","No",1,1,1,1,1,1,1,1,1,null,1,0,1,0,1,0,0,0,1,0,0,1,0]
["Initial_v6",2021,null,"MIS_MNWI","5873; 5884; 5885","WI",null,null,null,null,null,null,null,null,null,null,null,null,null,null,null,null,null,null,null,72.099999999999994,"00 Biomass Withdrawn as Uneconomic","Retired","No","Retired","Biomass","Retired","Retired","Retired","Retired","Retired","Retired","Retired","Retired","Retired","Retired","Retired","No",1,1,1,1,1,1,1,1,1,null,0,0,0,0,0,0,0,0,0,0,0,0,0]
["Initial_v6",2023,null,"WECC_AZ","2699; 2701; 2703; 2713; 2720","AZ",null,null,null,null,"*Unit Did Not Operate",null,0,0,0,0,0,0,0,0,0,0,null,null,null,1750,"00 Exist Combined Cycle","Fossil","Yes","Existing","Combined Cycle","Combined Cycle","---","---","---","---","---","---","---","---","None","None","No",1,1,1,1,1,1,1,1,1,null,0,0,1,0,0,0,0,0,1,0,0,1,0]
["Initial_v6",2023,null,"WECC_CO",5839,"CO",null,null,null,null,null,null,null,null,null,null,null,null,null,null,null,null,null,null,null,12.6,"00 Biomass Withdrawn as Uneconomic","Retired","No","Retired","Biomass","Retired","Retired","Retired","Retired","Retired","Retired","Retired","Retired","Retired","Retired","Retired","No",1,1,1,1,1,1,1,1,1,null,0,0,0,0,0,0,0,0,0,0,0,0,0]
["Initial_v6",2023,null,"SPP_N",4052,"KS",null,null,null,null,"NaturalGas",null,3.2195331848350002E-2,3.6314493362499999E-2,2.8569821499999999,3.2225125000000001,1.88471472640241,2.12585044144075,5.5955486752432297E-4,6.3114589464024996E-4,0,0,null,null,null,6,"00 Exist Oil/Gas Steam_SCR","Fossil","No","Existing","O/G Steam","O/G Steam","---","---","Existing","---","---","---","---","---","Existing","None","No",1,1,1,1,1,1,1,1,1,null,0,0,1,0,0,0,0,0,1,0,0,1,0]
["Initial_v6",2023,null,"MIS_LMI","5421; 5421","MI",null,null,null,null,"Coal",null,5.9263948245209406,9.9995605346699996,548.24531783999998,925.05012000000011,607.22578233484296,1024.1627320394739,0.151264172663963,0.25522687840871999,0.80331584729012206,1.3444834673788111,null,null,null,348,"00 Exist Coal Steam_SCR_ACI_DSI","Fossil","Yes","Existing","Coal Steam","Coal","---","Existing","Existing","---","Existing","---","---","---","Existing","Existing","Yes",1,1,1,1,1,1,1,1,1,null,0,0,1,0,0,0,0,0,1,0,0,1,0]
["Initial_v6",2023,null,"S_C_TVA","5229; 5230; 5230","MS",null,null,null,null,"Non-Fossil",null,0.78413973090039413,1.877241896562194,168.23422675399999,402.75518055400005,0,0,0,0,0,0,null,null,null,110,"00 Exist Non Fossil_Other","Non-Fossil","No","Existing","Non-Fossil Other","Other","---","---","---","---","---","---","---","---","None","None","No",1,1,1,1,1,1,1,1,1,null,0,0,1,0,0,0,0,0,1,0,0,1,0]
["Initial_v6",2023,null,"WECC_NNV",4903,"NV",null,null,null,null,"LF Gas",null,0.14170519349999999,0.335429981361,10.496681000000001,24.846665286,8.1663285962114998,19.330494395853101,2.6396134919212499E-2,6.24822197780203E-2,0,0,null,null,null,3.2,"00 Exist Landfill Gas","Non-Fossil","No","Existing","Landfill Gas","Other","---","---","---","---","---","---","---","---","None","None","No",1,1,1,1,1,1,1,1,1,null,0,0,1,0,0,0,0,0,1,0,0,1,0]
["Initial_v6",2023,null,"NENGREST",4585,"RI",null,null,null,null,"Hydro",null,0,0,1.7838340500000001,4.5576695699999998,0,0,0,0,0,0,null,null,null,1.6,"00 Exist Hydro","Non-Fossil","No","Existing","Hydro","Renewable","---","---","---","---","---","---","---","---","None","None","No",1,1,1,1,1,1,1,1,1,null,0,0,1,0,0,0,0,0,1,0,0,1,0]
["Initial_v6",2023,null,"WECC_UT",5051,"UT",null,null,null,null,"Solar",null,0,0,1163.86471391337,2118.1129783420502,0,0,0,0,0,0,null,null,null,858.6,"00 Exist Solar PV","Non-Fossil","No","Existing","Solar PV","Renewable","---","---","---","---","---","---","---","---","None","None","No",1,1,1,1,1,1,1,1,1,null,0,0,1,0,0,0,0,0,1,0,0,1,0]
["Initial_v6",2025,null,"WECC_SCE",37935,"CA",null,null,null,null,"Hydro",null,0,0,95.614182674000006,207.158726258,0,0,0,0,0,0,null,null,null,33.649841000000002,"00 New Hydro","Non-Fossil","No","New","Hydro","Renewable","---","---","---","---","---","---","---","---","None","None","No",1,1,1,1,1,1,1,1,1,null,0,0,1,0,0,0,0,0,1,0,0,1,0]
["Initial_v6",2025,null,"S_SOU","101; 102","GA",null,null,null,null,"Biomass",null,0.44568189951999998,0.64773975551999996,56.386879999999998,81.950879999999998,43.453985203199998,63.1546261632,5.1244504806809602E-2,7.4477117089689598E-2,8.9225516283903995E-3,1.29677499055104E-2,null,null,null,44,"00 Exist Biomass","Non-Fossil","No","Existing","Biomass","Renewable","---","---","---","---","---","---","---","---","None","None","No",1,1,1,1,1,1,1,1,1,null,0,0,1,0,0,0,0,0,1,0,0,1,0]
["Initial_v6",2025,null,"WECC_PNW",3834,"ID",null,null,null,null,"NaturalGas",null,0,9.9352621817831999E-2,0,8.5149658739999996,0,5.8161024812158901,0,1.09670391593614E-2,0,0,null,null,null,22.5,"00 Exist Oil/Gas Steam","Fossil","No","Existing","O/G Steam","O/G Steam","---","---","---","---","---","---","---","---","None","None","No",1,1,1,1,1,1,1,1,1,null,0,0,1,0,0,0,0,0,1,0,0,1,0]
["Initial_v6",2025,null,"MIS_MNWI",3589,"MN",null,null,null,null,"Coal",null,3.4242773405112001,7.9480074380558401,338.70201192000002,786.15306014400005,368.965883440082,856.397801450516,0.86938977398238804,2.017919608448,1.6737929674893499,3.8850004343938198,null,null,null,105,"00 Exist Coal Steam_Uncontrolled","Fossil","Yes","Existing","Coal Steam","Coal","---","---","---","---","---","---","---","---","None","None","No",1,1,1,1,1,1,1,1,1,null,0,0,1,0,0,0,0,0,1,0,0,1,0]
["Initial_v6",2025,null,"SPP_N",1595,"NE",null,null,null,null,"NaturalGas",null,3.2365713987360001E-3,3.2365713987360001E-3,0.25242328800000002,0.25242328800000002,0.18946888968200501,0.18946888968200501,6.4334947978374895E-4,6.4334947978374895E-4,0,0,null,null,null,7.6,"00 Exist Combustion Turbine","Fossil","No","Existing","Combustion Turbine","Combustion Turbine","---","---","---","---","---","---","---","---","None","None","No",1,1,1,1,1,1,1,1,1,null,0,0,1,0,0,0,0,0,1,0,0,1,0]
["Initial_v6",2025,null,"WECC_NM",5029,"NM",null,null,null,null,"Solar",null,0,0,348.87204741222303,716.78094928478504,0,0,0,0,0,0,null,null,null,312,"00 Exist Solar PV","Non-Fossil","No","Existing","Solar PV","Renewable","---","---","---","---","---","---","---","---","None","None","No",1,1,1,1,1,1,1,1,1,null,0,0,1,0,0,0,0,0,1,0,0,1,0]
["Initial_v6",2025,null,"NENGREST",2344,"RI",null,null,null,null,"*Unit Did Not Operate",null,0,0,0,0,0,0,0,0,0,0,null,null,null,2,"00 Exist Combustion Turbine","Fossil","No","Existing","Combustion Turbine","Combustion Turbine","---","---","---","---","---","---","---","---","None","None","No",1,1,1,1,1,1,1,1,1,null,0,0,1,0,0,0,0,0,1,0,0,1,0]
["Initial_v6",2025,null,"WECC_PNW",9365,"WA",null,null,null,null,null,null,null,null,null,null,null,null,null,null,null,null,null,null,null,159.4,"00 CC Withdrawn as Uneconomic","Retired","No","Retired","Combined Cycle","Retired","Retired","Retired","Retired","Retired","Retired","Retired","Retired","Retired","Retired","Retired","No",1,1,1,1,1,1,1,1,1,null,0,0,0,0,0,0,0,0,0,0,0,0,0]
["Initial_v6",2030,null,"S_SOU","3245; 3246; 3248; 3249; 3250; 3251; 3252; 3262; 3263; 3270; 3271; 3272; 3273; 3274; 3276","AL",null,null,null,null,"NaturalGas",null,166.4071495547532,389.30257587819221,23172.818906426,54197.771523146002,9757.1892807795302,22827.10973402152,0.85386101567916772,1.9993238518687049,0,0,null,null,null,7933.7,"00 Exist Combined Cycle","Fossil","Yes","Existing","Combined Cycle","Combined Cycle","---","---","---","---","---","---","---","---","None","None","No",1,1,1,1,1,1,1,1,1,null,0,0,1,0,0,0,0,0,1,0,0,1,0]
["Initial_v6",2030,null,"PJM_EMAC",4986,"DE",null,null,null,null,"Solar",null,0,0,26.736524716738099,52.803193133047202,0,0,0,0,0,0,null,null,null,30.9,"00 Exist Solar PV","Non-Fossil","No","Existing","Solar PV","Renewable","---","---","---","---","---","---","---","---","None","None","No",1,1,1,1,1,1,1,1,1,null,0,0,1,0,0,0,0,0,1,0,0,1,0]
["Initial_v6",2030,null,"MIS_INKY","3684; 3685","IN",null,null,null,null,"NaturalGas",null,1.2405497429387999,2.5769463254184299,121.65095880000001,252.70551267899998,72.621781951637303,150.85443788999541,2.0883164989779303E-2,4.3433688258117706E-2,0,0,null,null,null,200,"00 Exist Oil/Gas Steam_SNCR","Fossil","Yes","Existing","O/G Steam","O/G Steam","---","---","---","Existing","---","---","---","---","Existing","None","No",1,1,1,1,1,1,1,1,1,null,0,0,1,0,0,0,0,0,1,0,0,1,0]
["Initial_v6",2030,null,"PJM_AP",30976,"MD",null,null,null,null,"Solar",null,0,0,94.229787408050001,174.05024066843001,0,0,0,0,0,0,null,null,null,119.20895,"00 New Solar PV","Non-Fossil","No","New","Solar PV","Renewable","---","---","---","---","---","---","---","---","None","None","No",1,1,1,1,1,1,1,1,1,null,0,0,1,0,0,0,0,0,1,0,0,1,0]
["Initial_v6",2030,null,"WECC_NNV","2413; 2414","NV",null,null,null,null,"*Unit Did Not Operate",null,0,0,0,0,0,0,0,0,0,0,null,null,null,132.6,"00 Exist Combustion Turbine","Fossil","Yes","Existing","Combustion Turbine","Combustion Turbine","---","---","---","---","---","---","---","---","None","None","No",1,1,1,1,1,1,1,1,1,null,0,0,1,0,0,0,0,0,1,0,0,1,0]
["Initial_v6",2030,null,"NY_Z_C&E",3888,"NY",null,null,null,null,"NaturalGas",null,0.29014499521360798,0.95902262837434804,24.166666268,79.878613057999999,16.9850880198046,56.141184665034302,1.1605799808544299E-2,3.8360905134973901E-2,0,0,null,null,null,823,"00 Exist Oil/Gas Steam","Fossil","Yes","Existing","O/G Steam","O/G Steam","---","---","---","---","---","---","---","---","None","None","No",1,1,1,1,1,1,1,1,1,null,0,0,1,0,0,0,0,0,1,0,0,1,0]
["Initial_v6",2030,null,"PJM_AP","31100; 31101","PA",null,null,null,null,"Wind",null,0,0,9.9295052485664215,31.515285993710918,0,0,0,0,0,0,null,null,null,8.0399999999999991,"00 New Onshore Wind","Non-Fossil","No","New","Wind","Renewable","---","---","---","---","---","---","---","---","None","None","No",1,1,1,1,1,1,1,1,1,null,0,0,1,0,0,0,0,0,1,0,0,1,0]
["Initial_v6",2030,null,"MIS_WUMS","1807; 1829","WI",null,null,null,null,"*Unit Did Not Operate",null,0,0,0,0,0,0,0,0,0,0,null,null,null,249.3,"00 Exist Combustion Turbine","Fossil","Yes","Existing","Combustion Turbine","Combustion Turbine","---","---","---","---","---","---","---","---","None","None","No",1,1,1,1,1,1,1,1,1,null,0,0,1,0,0,0,0,0,1,0,0,1,0]
["Initial_v6",2035,null,"WECC_AZ","170; 171; 172; 173; 174; 176; 177; 179; 182; 183; 185; 187; 191","AZ",null,null,null,null,"*Unit Did Not Operate",null,0,0,0,0,0,0,0,0,0,0,null,null,null,1599.8000000000002,"00 Exist Combustion Turbine","Fossil","Yes","Existing","Combustion Turbine","Combustion Turbine","---","---","---","---","---","---","---","---","None","None","No",1,1,1,1,1,1,1,1,1,null,0,0,1,0,0,0,0,0,1,0,0,1,0]
["Initial_v6",2035,null,"NENG_CT","4741; 4742; 4743","CT",null,null,null,null,"LF Gas",null,0.14908216512391198,0.34798569073974001,10.928709216000001,25.509653814,8.5914560939259097,20.054067371640482,2.7770280308456761E-2,6.4821034542545106E-2,0,0,null,null,null,4.2,"00 Exist Landfill Gas","Non-Fossil","No","Existing","Landfill Gas","Other","---","---","---","---","---","---","---","---","None","None","No",1,1,1,1,1,1,1,1,1,null,0,0,1,0,0,0,0,0,1,0,0,1,0]
["Initial_v6",2035,null,"MIS_INKY","5668; 5669; 5670; 5671","IN",null,null,null,null,"Coal",null,45.225124114158135,97.298805002973666,4169.3172466799997,8967.1555354240008,4691.2054491893623,10093.140249916356,2.602862859337733,7.1112491603171488,4.7052321036564013,10.21969414268273,null,null,null,1315,"00 Exist Coal Steam_WetFGD_SCR","Fossil","Yes","Existing","Coal Steam","Coal","Existing","---","Existing","---","---","---","---","---","Existing","Existing","Yes",1,1,1,1,1,1,1,1,1,null,0,0,1,0,0,0,0,0,1,0,0,1,0]
["Initial_v6",2035,null,"PJM_SMAC",3807,"MD",null,null,null,null,"*Unit Did Not Operate",null,0,0,0,0,0,0,0,0,0,0,null,null,null,397,"00 Exist Oil/Gas Steam","Fossil","Yes","Existing","O/G Steam","O/G Steam","---","---","---","---","---","---","---","---","None","None","No",1,1,1,1,1,1,1,1,1,null,0,0,1,0,0,0,0,0,1,0,0,1,0]
["Initial_v6",2035,null,"SPP_N",33799,"MO",null,null,null,null,"NaturalGas",null,1.8785340202674594,2.274908085365591,219.7115813178315,266.07112109539077,109.96938154645702,133.17311931730157,1.0331937111470931E-2,1.2511994469510608E-2,0,0,null,null,null,329.73388738676726,"00 New Combustion Turbine","Fossil","Yes","New","Combustion Turbine","Combustion Turbine","---","---","---","---","---","---","---","---","None","None","No",1,1,1,1,1,1,1,1,1,null,0,0,1,0,0,0,0,0,1,0,0,1,0]
["Initial_v6",2035,null,"PJM_West",5545,"OH",null,null,null,null,"Wind",null,0,0,436.15012247314201,1698.7014827395201,0,0,0,0,0,0,null,null,null,624.70000000000005,"00 Exist Onshore Wind","Non-Fossil","No","Existing","Wind","Renewable","---","---","---","---","---","---","---","---","None","None","No",1,1,1,1,1,1,1,1,1,null,0,0,1,0,0,0,0,0,1,0,0,1,0]
["Initial_v6",2035,null,"PJM_EMAC",3804,"PA",null,null,null,null,"NaturalGas",null,1.7470450374105,1.7725940476185,120.48586464900001,122.24786535299999,102.272016490011,103.767655547587,5.7075961372201001E-2,5.79106475356964E-2,0,0,null,null,null,760,"00 Exist Oil/Gas Steam","Fossil","Yes","Existing","O/G Steam","O/G Steam","---","---","---","---","---","---","---","---","None","None","No",1,1,1,1,1,1,1,1,1,null,0,0,1,0,0,0,0,0,1,0,0,1,0]
["Initial_v6",2035,null,"WECC_PNW",5205,"WA",null,null,null,null,"MSW",null,1.16206334137238,2.7582971387853599,56.583889632000002,134.30866917200001,53.396810536060997,126.743753527187,0.223029006792895,0.52938617836138102,2.2369719321418399E-2,5.3097219921618199E-2,null,null,null,22.8,"00 Exist Non Fossil_Other","Non-Fossil","No","Existing","Non-Fossil Other","Other","---","---","---","---","---","---","---","---","None","None","No",1,1,1,1,1,1,1,1,1,null,0,0,1,0,0,0,0,0,1,0,0,1,0]
["Initial_v6",2040,null,"WEC_CALN",4972,"CA",null,null,null,null,"Solar",null,0,0,3205.17977234402,6142.1473773335802,0,0,0,0,0,0,null,null,null,2615,"00 Exist Solar PV","Non-Fossil","No","Existing","Solar PV","Renewable","---","---","---","---","---","---","---","---","None","None","No",1,1,1,1,1,1,1,1,1,null,0,0,1,0,0,0,0,0,1,0,0,1,0]
["Initial_v6",2040,null,"NENG_CT","3131; 3132; 3133; 3136; 3138; 3139; 3140; 3141; 3142; 3144; 3145; 3146; 3147; 3148; 3149; 3150; 3151","CT",null,null,null,null,"NaturalGas",null,60.393196239351859,108.71820100501439,8895.9816519140004,16259.399166524001,3539.5081318592247,6374.3622730718516,0.31741933774392778,0.58302710614421338,0,0,null,null,null,3769.3,"00 Exist Combined Cycle","Fossil","Yes","Existing","Combined Cycle","Combined Cycle","---","---","---","---","---","---","---","---","None","None","No",1,1,1,1,1,1,1,1,1,null,0,0,1,0,0,0,0,0,1,0,0,1,0]
["Initial_v6",2040,null,"SPP_N","1496; 1498; 1500; 1527; 1539; 1543; 1545; 1548; 1550; 1552; 1553; 1555; 1562; 1563; 1565; 1566; 1567; 1568; 1569; 1576; 1599; 1600; 1606","KS",null,null,null,null,"*Unit Did Not Operate",null,0,0,0,0,0,0,0,0,0,0,null,null,null,253.29999999999998,"00 Exist Combustion Turbine","Fossil","No","Existing","Combustion Turbine","Combustion Turbine","---","---","---","---","---","---","---","---","None","None","No",1,1,1,1,1,1,1,1,1,null,0,0,1,0,0,0,0,0,1,0,0,1,0]
["Initial_v6",2040,null,"PJM_PENE",4562,"MD",null,null,null,null,"Hydro",null,0,0,7.9936008000000003,28.070050533,0,0,0,0,0,0,null,null,null,18,"00 Exist Hydro","Non-Fossil","No","Existing","Hydro","Renewable","---","---","---","---","---","---","---","---","None","None","No",1,1,1,1,1,1,1,1,1,null,0,0,1,0,0,0,0,0,1,0,0,1,0]
["Initial_v6",2040,null,"S_D_AECI",5598,"MO",null,null,null,null,"Wind",null,0,0,629.83259928612904,2034.5862638006799,0,0,0,0,0,0,null,null,null,808.3,"00 Exist Onshore Wind","Non-Fossil","No","Existing","Wind","Renewable","---","---","---","---","---","---","---","---","None","None","No",1,1,1,1,1,1,1,1,1,null,0,0,1,0,0,0,0,0,1,0,0,1,0]
["Initial_v6",2040,null,"NY_Z_C&E",30375,"NY",null,null,null,null,"Hydro",null,0,0,122.742650396,369.31460156899999,0,0,0,0,0,0,null,null,null,66.074550000000002,"00 New Hydro","Non-Fossil","No","New","Hydro","Renewable","---","---","---","---","---","---","---","---","None","None","No",1,1,1,1,1,1,1,1,1,null,0,0,1,0,0,0,0,0,1,0,0,1,0]
["Initial_v6",2040,null,"PJM_ATSI",10482,"OH",null,null,null,null,null,null,null,null,null,null,null,null,null,null,null,null,null,null,null,47,"00 Coal Withdrawn as Uneconomic","Retired","No","Retired","Coal Steam","Retired","Retired","Retired","Retired","Retired","Retired","Retired","Retired","Retired","Retired","Retired","No",1,1,1,1,1,1,1,1,1,null,0,0,0,0,0,0,0,0,0,0,0,0,0]
["Initial_v6",2040,null,"PJM_Dom","3691; 3692","VA",null,null,null,null,"*Unit Did Not Operate",null,0,0,0,0,0,0,0,0,0,0,null,null,null,1576,"00 Exist Oil/Gas Steam_SNCR","Fossil","Yes","Existing","O/G Steam","O/G Steam","---","---","---","Existing","---","---","---","---","Existing","None","No",1,1,1,1,1,1,1,1,1,null,0,0,1,0,0,0,0,0,1,0,0,1,0]
["Initial_v6",2045,null,"MIS_AR",2611,"AR",null,null,null,null,"*Unit Did Not Operate",null,0,0,0,0,0,0,0,0,0,0,null,null,null,39,"00 Exist Combustion Turbine","Fossil","No","Existing","Combustion Turbine","Combustion Turbine","---","---","---","---","---","---","---","---","None","None","No",1,1,1,1,1,1,1,1,1,null,0,0,1,0,0,0,0,0,1,0,0,1,0]
["Initial_v6",2045,null,"FRCC","707; 732","FL",null,null,null,null,"NaturalGas",null,3.7325818594598999E-2,4.6569903174015E-2,3.4652529029999997,4.3169723680000001,2.1850534205278249,2.7262021318068421,7.3343301658755893E-4,1.3163499299120079E-3,0,0,null,null,null,27.200000000000003,"00 Exist Combustion Turbine","Fossil","No","Existing","Combustion Turbine","Combustion Turbine","---","---","---","---","---","---","---","---","None","None","No",1,1,1,1,1,1,1,1,1,null,0,0,1,0,0,0,0,0,1,0,0,1,0]
["Initial_v6",2045,null,"MIS_INKY",5213,"IN",null,null,null,null,"MSW",null,7.3003031999999995E-2,0.16674359418944801,16.524000000000001,37.741872835999999,3.3544893203999999,7.6618681530051402,1.4930945119800001E-2,3.4103233601596901E-2,1.27755306E-2,2.9180128983153399E-2,null,null,null,5,"00 Exist Non Fossil_Other","Non-Fossil","No","Existing","Non-Fossil Other","Other","---","---","---","---","---","---","---","---","None","None","No",1,1,1,1,1,1,1,1,1,null,0,0,1,0,0,0,0,0,1,0,0,1,0]
["Initial_v6",2045,null,"NENGREST","2375; 2384; 2391; 2392; 2393; 2395; 2396; 2398; 2399; 2400","MA",null,null,null,null,"*Unit Did Not Operate",null,0,0,0,0,0,0,0,0,0,0,null,null,null,32.400000000000006,"00 Exist Combustion Turbine","Fossil","No","Existing","Combustion Turbine","Combustion Turbine","---","---","---","---","---","---","---","---","None","None","No",1,1,1,1,1,1,1,1,1,null,0,0,1,0,0,0,0,0,1,0,0,1,0]
["Initial_v6",2045,null,"MIS_MNWI","5480; 5480; 5481; 5481; 5482; 5482","MN",null,null,null,null,"Coal",null,23.152553712933106,36.98373962194772,2151.9769442280003,3434.4589427880005,2496.7617185576582,3988.1412415696523,1.2860559433391099,2.0573139770089419,0.91872391222378547,1.6229713644442885,null,null,null,739,"00 Exist Coal Steam_DryFGD_SNCR_ACI_DSI","Fossil","Yes","Existing","Coal Steam","Coal","Existing","Existing","---","Existing","Existing","---","---","---","Existing","Existing","Yes",1,1,1,1,1,1,1,1,1,null,0,0,1,0,0,0,0,0,1,0,0,1,0]
["Initial_v6",2045,null,"WECC_NNV","3954; 3955","NV",null,null,null,null,"NaturalGas",null,4.3308333936164997E-2,1.0330209160672539,3.8390509650000002,91.482929987999995,2.5352698686231001,60.473044426577189,2.9094538738315698E-3,6.9225348037243797E-2,0,0,null,null,null,111,"00 Exist Oil/Gas Steam","Fossil","Yes","Existing","O/G Steam","O/G Steam","---","---","---","---","---","---","---","---","None","None","No",1,1,1,1,1,1,1,1,1,null,0,0,1,0,0,0,0,0,1,0,0,1,0]
["Initial_v6",2045,null,"PJM_West","1339; 1375; 1376; 1377","OH",null,null,null,null,"NaturalGas",null,0,1.060466018191482,0,97.293831065999996,0,62.079680704929331,0,4.3075539438143816E-2,0,0,null,null,null,1456,"00 Exist Combustion Turbine","Fossil","Yes","Existing","Combustion Turbine","Combustion Turbine","---","---","---","---","---","---","---","---","None","None","No",1,1,1,1,1,1,1,1,1,null,0,0,1,0,0,0,0,0,1,0,0,1,0]
["Initial_v6",2045,null,"PJM_EMAC",4949,"PA",null,null,null,null,"Pumps",null,0,0,220.39496560699999,221.255611751,0,0,0,0,0,0,null,null,null,1070,"00 Exist Pump Storage","Non-Fossil","No","Existing","Pumped Storage","Other","---","---","---","---","---","---","---","---","None","None","No",1,1,1,1,1,1,1,1,1,null,0,0,1,0,0,0,0,0,1,0,0,1,0]
["Initial_v6",2045,null,"PJM_AP",2502,"WV",null,null,null,null,"*Unit Did Not Operate",null,0,0,0,0,0,0,0,0,0,0,null,null,null,11,"00 Exist Combustion Turbine","Fossil","No","Existing","Combustion Turbine","Combustion Turbine","---","---","---","---","---","---","---","---","None","None","No",1,1,1,1,1,1,1,1,1,null,0,0,1,0,0,0,0,0,1,0,0,1,0]
["Initial_v6",2050,null,"WEC_LADW","4299; 4300","CA",null,null,null,null,"*Unit Did Not Operate",null,0,0,0,0,0,0,0,0,0,0,null,null,null,4.4000000000000004,"00 Exist Fuel Cell","Non-Fossil","No","Existing","Fuel Cell","Other","---","---","---","---","---","---","---","---","None","None","No",1,1,1,1,1,1,1,1,1,null,0,0,1,0,0,0,0,0,1,0,0,1,0]
["Initial_v6",2050,null,"MIS_MIDA","4216; 4217","IA",null,null,null,null,"Coal",null,42.497197983646799,84.428565005160408,4158.252268317,8285.0158780290003,4573.3721389324401,9091.631790707961,4.4558324528891706,8.9726253317169498,1.6998879193458729,3.37714260020641,null,null,null,1450,"00 Exist Coal Steam_DryFGD_ACI","Fossil","Yes","Existing","Coal Steam","Coal","Existing","---","---","---","Existing","---","---","---","None","Existing","No",1,1,1,1,1,1,1,1,1,null,0,0,1,0,0,0,0,0,1,0,0,1,0]
["Initial_v6",2050,null,"S_C_KY",32664,"KY",null,null,null,null,"Solar",null,0,0,772.67557100160002,1388.005349472,0,0,0,0,0,0,null,null,null,955.58399999999995,"00 New Solar PV","Non-Fossil","No","New","Solar PV","Renewable","---","---","---","---","---","---","---","---","None","None","No",1,1,1,1,1,1,1,1,1,null,0,0,1,0,0,0,0,0,1,0,0,1,0]
["Initial_v6",2050,null,"PJM_AP",30925,"MD",null,null,null,null,"NaturalGas",null,9.6784084972496647,24.033790320430263,1561.0336285886556,3876.4177936177839,566.5740334289967,1406.9380853579876,5.3231246734872742E-2,0.13218584676236503,0,0,null,null,null,508.63614577535679,"00 New Combined Cycle","Fossil","Yes","New","Combined Cycle","Combined Cycle","---","---","---","---","---","---","---","---","None","None","No",1,1,1,1,1,1,1,1,1,null,0,0,1,0,0,0,0,0,1,0,0,1,0]
["Initial_v6",2050,null,"WECC_MT",5905,"MT",null,null,null,null,null,null,null,null,null,null,null,null,null,null,null,null,null,null,null,3,"00 Biomass Withdrawn as Uneconomic","Retired","No","Retired","Biomass","Retired","Retired","Retired","Retired","Retired","Retired","Retired","Retired","Retired","Retired","Retired","No",1,1,1,1,1,1,1,1,1,null,0,0,0,0,0,0,0,0,0,0,0,0,0]
["Initial_v6",2050,null,"NY_Z_G-I",1914,"NY",null,null,null,null,"NaturalGas",null,5.6700929375999999E-4,5.6700929375999999E-4,4.6499039999999998E-2,4.6499039999999998E-2,3.31927240567104E-2,3.31927240567104E-2,9.8804204484148796E-5,9.8804204484148796E-5,0,0,null,null,null,1.4,"00 Exist Combustion Turbine","Fossil","No","Existing","Combustion Turbine","Combustion Turbine","---","---","---","---","---","---","---","---","None","None","No",1,1,1,1,1,1,1,1,1,null,0,0,1,0,0,0,0,0,1,0,0,1,0]
["Initial_v6",2050,null,"SPP_WEST","4227; 4228; 4229","OK",null,null,null,null,"Coal",null,45.388327301328104,70.946314245078298,4165.5949321219996,6512.9133844259995,4863.3592703372997,7601.8975713601503,3.744850920567536,5.8408124511895405,1.5085880368389208,2.3555683688693212,null,null,null,1545,"00 Exist Coal Steam_DryFGD_ACI","Fossil","Yes","Existing","Coal Steam","Coal","Existing","---","---","---","Existing","---","---","---","None","Existing","No",1,1,1,1,1,1,1,1,1,null,0,0,1,0,0,0,0,0,1,0,0,1,0]
["Initial_v6",2050,null,"SPP_WAUE","2685; 2689; 2690","SD",null,null,null,null,"NaturalGas",null,0.42463480333175996,0.42463480333175996,39.209372207999998,39.209372207999998,24.858121387041201,24.858121387041201,2.3948498837459198E-2,2.3948498837459198E-2,0,0,null,null,null,210.89999999999998,"00 Exist Combustion Turbine","Fossil","Yes","Existing","Combustion Turbine","Combustion Turbine","---","---","---","---","---","---","---","---","None","None","No",1,1,1,1,1,1,1,1,1,null,0,0,1,0,0,0,0,0,1,0,0,1,0]
["Initial_v6",2050,null,"PJM_EMAC","944; 945; 946; 947; 948; 949","VA",null,null,null,null,"*Unit Did Not Operate",null,0,0,0,0,0,0,0,0,0,0,null,null,null,40,"00 Exist Combustion Turbine","Fossil","No","Existing","Combustion Turbine","Combustion Turbine","---","---","---","---","---","---","---","---","None","None","No",1,1,1,1,1,1,1,1,1,null,0,0,1,0,0,0,0,0,1,0,0,1,0]
["Initial_v6",2050,null,"PJM_EMAC","942; 943","VA",null,null,null,null,"*Unit Did Not Operate",null,0,0,0,0,0,0,0,0,0,0,null,null,null,350.9,"00 Exist Combustion Turbine","Fossil","Yes","Existing","Combustion Turbine","Combustion Turbine","---","---","---","---","---","---","---","---","None","None","No",1,1,1,1,1,1,1,1,1,null,0,0,1,0,0,0,0,0,1,0,0,1,0]
["Initial_v6",2050,null,"PJM_EMAC",4990,"VA",null,null,null,null,"Solar",null,0,0,61.195865282933099,117.513465343535,0,0,0,0,0,0,null,null,null,80,"00 Exist Solar PV","Non-Fossil","No","Existing","Solar PV","Renewable","---","---","---","---","---","---","---","---","None","None","No",1,1,1,1,1,1,1,1,1,null,0,0,1,0,0,0,0,0,1,0,0,1,0]
["Initial_v6",2050,null,"PJM_EMAC",31744,"VA",null,null,null,null,"Solar",null,0,0,17.085968000000001,32.456336,0,0,0,0,0,0,null,null,null,20,"00 New Solar PV","Non-Fossil","No","New","Solar PV","Renewable","---","---","---","---","---","---","---","---","None","None","No",1,1,1,1,1,1,1,1,1,null,0,0,1,0,0,0,0,0,1,0,0,1,0]
["Initial_v6",2050,null,"PJM_EMAC",31860,"VA",null,null,null,null,"Wind",null,0,0,2.7900754595600898,7.9897562298168703,0,0,0,0,0,0,null,null,null,2.04,"00 New Onshore Wind","Non-Fossil","No","New","Wind","Renewable","---","---","---","---","---","---","---","---","None","None","No",1,1,1,1,1,1,1,1,1,null,0,0,1,0,0,0,0,0,1,0,0,1,0]
["Initial_v6",2050,null,"PJM_West",5074,"VA",null,null,null,null,"*Unit Did Not Operate",null,0,0,0,0,0,0,0,0,0,0,null,null,null,610,"00 Exist FBC_DryFGD_SNCR_ACI","Fossil","Yes","Existing","Coal Steam","Coal","Existing","---","---","Existing","Existing","---","---","---","Existing","Existing","Yes",1,1,1,1,1,1,1,1,1,null,0,0,1,0,0,0,0,0,1,0,0,1,0]
["Initial_v6",2050,null,"PJM_West",3618,"VA",null,null,null,null,"*Unit Did Not Operate",null,0,0,0,0,0,0,0,0,0,0,null,null,null,2.5,"00 Exist Coal Steam_Uncontrolled","Fossil","No","Existing","Coal Steam","Coal","---","---","---","---","---","---","---","---","None","None","No",1,1,1,1,1,1,1,1,1,null,0,0,1,0,0,0,0,0,1,0,0,1,0]
["Initial_v6",2050,null,"PJM_West",4504,"VA",null,null,null,null,"Hydro",null,0,0,345.24120546900002,784.78069133700001,0,0,0,0,0,0,null,null,null,552.4,"00 Exist Hydro","Non-Fossil","No","Existing","Hydro","Renewable","---","---","---","---","---","---","---","---","None","None","No",1,1,1,1,1,1,1,1,1,null,0,0,1,0,0,0,0,0,1,0,0,1,0]
["Initial_v6",2050,null,"PJM_West","4776; 4777","VA",null,null,null,null,"LF Gas",null,0.12545087643899999,0.29232620895599998,9.2926575140000001,21.653793256,7.2296085583031404,16.846467095925348,2.5597565300063099E-2,5.96475641660568E-2,0,0,null,null,null,6.4,"00 Exist Landfill Gas","Non-Fossil","No","Existing","Landfill Gas","Other","---","---","---","---","---","---","---","---","None","None","No",1,1,1,1,1,1,1,1,1,null,0,0,1,0,0,0,0,0,1,0,0,1,0]
["Initial_v6",2050,null,"PJM_West","1381; 1382","VA",null,null,null,null,"NaturalGas",null,0,0.149390096723376,0,13.598370288000002,0,8.7452962621864305,0,6.8381736906970797E-3,0,0,null,null,null,330,"00 Exist Combustion Turbine","Fossil","Yes","Existing","Combustion Turbine","Combustion Turbine","---","---","---","---","---","---","---","---","None","None","No",1,1,1,1,1,1,1,1,1,null,0,0,1,0,0,0,0,0,1,0,0,1,0]
["Initial_v6",2050,null,"PJM_West",1343,"VA",null,null,null,null,"*Unit Did Not Operate",null,0,0,0,0,0,0,0,0,0,0,null,null,null,2,"00 Exist Combustion Turbine","Fossil","No","Existing","Combustion Turbine","Combustion Turbine","---","---","---","---","---","---","---","---","None","None","No",1,1,1,1,1,1,1,1,1,null,0,0,1,0,0,0,0,0,1,0,0,1,0]
["Initial_v6",2050,null,"PJM_West",3686,"VA",null,null,null,null,"NaturalGas",null,2.4251747809344,2.9540996964956099,215.64776639999999,262.680037035,141.96973167589999,172.93299623285299,0.17818971702915501,0.217052475200015,0,0,null,null,null,460,"00 Exist Oil/Gas Steam_SNCR","Fossil","Yes","Existing","O/G Steam","O/G Steam","---","---","---","Existing","---","---","---","---","Existing","None","No",1,1,1,1,1,1,1,1,1,null,0,0,1,0,0,0,0,0,1,0,0,1,0]
["Initial_v6",2050,null,"PJM_West",32140,"VA",null,null,null,null,"NaturalGas",null,13.892936817747424,31.383344988953215,2240.7962609270035,5061.8298369279382,813.29252131093313,1837.1810156533202,7.6411152497610296E-2,0.17260839743924081,0,0,null,null,null,664.16916982795203,"00 New Combined Cycle","Fossil","Yes","New","Combined Cycle","Combined Cycle","---","---","---","---","---","---","---","---","None","None","No",1,1,1,1,1,1,1,1,1,null,0,0,1,0,0,0,0,0,1,0,0,1,0]
["Initial_v6",2050,null,"PJM_West","1366; 1367","VA",null,null,null,null,"*Unit Did Not Operate",null,0,0,0,0,0,0,0,0,0,0,null,null,null,3.3,"00 Exist Combustion Turbine","Fossil","No","Existing","Combustion Turbine","Combustion Turbine","---","---","---","---","---","---","---","---","None","None","No",1,1,1,1,1,1,1,1,1,null,0,0,1,0,0,0,0,0,1,0,0,1,0]
["Initial_v6",2050,null,"PJM_West",4953,"VA",null,null,null,null,"Pumps",null,0,0,71.608589229000003,96.072784447000004,0,0,0,0,0,0,null,null,null,238,"00 Exist Pump Storage","Non-Fossil","No","Existing","Pumped Storage","Other","---","---","---","---","---","---","---","---","None","None","No",1,1,1,1,1,1,1,1,1,null,0,0,1,0,0,0,0,0,1,0,0,1,0]
["Initial_v6",2050,null,"PJM_West",32251,"VA",null,null,null,null,"Solar",null,0,0,2.4074084999999998,4.2676847999999996,0,0,0,0,0,0,null,null,null,3,"00 New Solar PV","Non-Fossil","No","New","Solar PV","Renewable","---","---","---","---","---","---","---","---","None","None","No",1,1,1,1,1,1,1,1,1,null,0,0,1,0,0,0,0,0,1,0,0,1,0]
["Initial_v6",2050,null,"PJM_West","32419; 32420; 32421","VA",null,null,null,null,"Wind",null,0,0,46.167043096943942,142.53149335342641,0,0,0,0,0,0,null,null,null,36.18,"00 New Onshore Wind","Non-Fossil","No","New","Wind","Renewable","---","---","---","---","---","---","---","---","None","None","No",1,1,1,1,1,1,1,1,1,null,0,0,1,0,0,0,0,0,1,0,0,1,0]
["Initial_v6",2050,null,"PJM_West","5837; 5838","VA",null,null,null,null,null,null,null,null,null,null,null,null,null,null,null,null,null,null,null,52,"00 Biomass Withdrawn as Uneconomic","Retired","No","Retired","Biomass","Retired","Retired","Retired","Retired","Retired","Retired","Retired","Retired","Retired","Retired","Retired","No",1,1,1,1,1,1,1,1,1,null,0,0,0,0,0,0,0,0,0,0,0,0,0]
["Initial_v6",2050,null,"S_C_TVA","4802; 4803","VA",null,null,null,null,"LF Gas",null,0.21395024863603079,0.48271641080931005,15.676307783999999,35.369021893999999,12.32973887864584,27.818464038529733,3.98535825646767E-2,8.9917999423504202E-2,0,0,null,null,null,5.4,"00 Exist Landfill Gas","Non-Fossil","No","Existing","Landfill Gas","Other","---","---","---","---","---","---","---","---","None","None","No",1,1,1,1,1,1,1,1,1,null,0,0,1,0,0,0,0,0,1,0,0,1,0]
["Initial_v6",2050,null,"S_C_TVA",32723,"VA",null,null,null,null,"NaturalGas",null,1.6744000916917953E-2,3.7823734763754398E-2,2.7006453091803064,6.1006023812507086,0.98019381367637437,2.2142014330701785,9.2092005043047657E-5,2.0803054120064642E-4,0,0,null,null,null,0.80046784434995277,"00 New Combined Cycle","Fossil","Yes","New","Combined Cycle","Combined Cycle","---","---","---","---","---","---","---","---","None","None","No",1,1,1,1,1,1,1,1,1,null,0,0,1,0,0,0,0,0,1,0,0,1,0]
["Initial_v6",2050,null,"S_C_TVA",32744,"VA",null,null,null,null,"NaturalGas",null,1.976461717130268E-3,3.352646396228157E-3,0.23116511311465124,0.39212238552376188,0.11570206892080588,0.19626392003519696,1.087053944421638E-5,1.8439555179254685E-5,0,0,null,null,null,0.53412349791719793,"00 New Combustion Turbine","Fossil","Yes","New","Combustion Turbine","Combustion Turbine","---","---","---","---","---","---","---","---","None","None","No",1,1,1,1,1,1,1,1,1,null,0,0,1,0,0,0,0,0,1,0,0,1,0]
["Initial_v6",2050,null,"NENGREST","4579; 4580; 4586; 4587; 4588","VT",null,null,null,null,"Hydro",null,0,0,460.27496302800006,1282.4418882490002,0,0,0,0,0,0,null,null,null,328.7,"00 Exist Hydro","Non-Fossil","No","Existing","Hydro","Renewable","---","---","---","---","---","---","---","---","None","None","No",1,1,1,1,1,1,1,1,1,null,0,0,1,0,0,0,0,0,1,0,0,1,0]
["Initial_v6",2050,null,"NENGREST",4900,"VT",null,null,null,null,"LF Gas",null,7.1383680000000005E-2,0.17029440000000001,5.2876799999999999,12.6144,4.1137700947200004,9.8138959775999997,1.3296994992000001E-2,3.1721589360000003E-2,0,0,null,null,null,1.6,"00 Exist Landfill Gas","Non-Fossil","No","Existing","Landfill Gas","Other","---","---","---","---","---","---","---","---","None","None","No",1,1,1,1,1,1,1,1,1,null,0,0,1,0,0,0,0,0,1,0,0,1,0]
["Initial_v6",2050,null,"NENGREST",29832,"VT",null,null,null,null,"NaturalGas",null,0.12293307993202389,0.12293307993202389,14.378138003745486,14.378138003745486,7.1965024992206628,7.1965024992206628,6.7613193962612469E-4,6.7613193962612469E-4,0,0,null,null,null,82.539195446138649,"00 New Combustion Turbine","Fossil","Yes","New","Combustion Turbine","Combustion Turbine","---","---","---","---","---","---","---","---","None","None","No",1,1,1,1,1,1,1,1,1,null,0,0,1,0,0,0,0,0,1,0,0,1,0]
["Initial_v6",2050,null,"NENGREST","2367; 2368; 2369; 2371; 2372; 2373; 2374","VT",null,null,null,null,"*Unit Did Not Operate",null,0,0,0,0,0,0,0,0,0,0,null,null,null,62.9,"00 Exist Combustion Turbine","Fossil","No","Existing","Combustion Turbine","Combustion Turbine","---","---","---","---","---","---","---","---","None","None","No",1,1,1,1,1,1,1,1,1,null,0,0,1,0,0,0,0,0,1,0,0,1,0]
["Initial_v6",2050,null,"NENGREST",2370,"VT",null,null,null,null,"*Unit Did Not Operate",null,0,0,0,0,0,0,0,0,0,0,null,null,null,35,"00 Exist Combustion Turbine","Fossil","Yes","Existing","Combustion Turbine","Combustion Turbine","---","---","---","---","---","---","---","---","None","None","No",1,1,1,1,1,1,1,1,1,null,0,0,1,0,0,0,0,0,1,0,0,1,0]
["Initial_v6",2050,null,"NENGREST",5639,"VT",null,null,null,null,"Pumps",null,0,0,0.32940000000000003,0.32940000000000003,0,0,0,0,0,0,null,null,null,2,"00 Exist Energy Storage","Non-Fossil","No","Existing","Non-Fossil Other","Other","---","---","---","---","---","---","---","---","None","None","No",1,1,1,1,1,1,1,1,1,null,0,0,1,0,0,0,0,0,1,0,0,1,0]
["Initial_v6",2050,null,"NENGREST",5046,"VT",null,null,null,null,"Solar",null,0,0,52.024620441287901,103.140320075758,0,0,0,0,0,0,null,null,null,70.7,"00 Exist Solar PV","Non-Fossil","No","Existing","Solar PV","Renewable","---","---","---","---","---","---","---","---","None","None","No",1,1,1,1,1,1,1,1,1,null,0,0,1,0,0,0,0,0,1,0,0,1,0]
["Initial_v6",2050,null,"NENGREST",29894,"VT",null,null,null,null,"Solar",null,0,0,2.62302145,4.7804452499999996,0,0,0,0,0,0,null,null,null,3.5,"00 New Solar PV","Non-Fossil","No","New","Solar PV","Renewable","---","---","---","---","---","---","---","---","None","None","No",1,1,1,1,1,1,1,1,1,null,0,0,1,0,0,0,0,0,1,0,0,1,0]
["Initial_v6",2050,null,"NENGREST",5577,"VT",null,null,null,null,"Wind",null,0,0,118.415494895023,355.56136568265703,0,0,0,0,0,0,null,null,null,150.19999999999999,"00 Exist Onshore Wind","Non-Fossil","No","Existing","Wind","Renewable","---","---","---","---","---","---","---","---","None","None","No",1,1,1,1,1,1,1,1,1,null,0,0,1,0,0,0,0,0,1,0,0,1,0]
["Initial_v6",2050,null,"NENGREST","29991; 29992; 29993; 29994; 29995; 29996","VT",null,null,null,null,"Wind",null,0,0,1513.8515012923838,4295.4279595502521,0,0,0,0,0,0,null,null,null,1150.74,"00 New Onshore Wind","Non-Fossil","No","New","Wind","Renewable","---","---","---","---","---","---","---","---","None","None","No",1,1,1,1,1,1,1,1,1,null,0,0,1,0,0,0,0,0,1,0,0,1,0]
["Initial_v6",2050,null,"NENGREST",5886,"VT",null,null,null,null,null,null,null,null,null,null,null,null,null,null,null,null,null,null,null,72,"00 Biomass Withdrawn as Uneconomic","Retired","No","Retired","Biomass","Retired","Retired","Retired","Retired","Retired","Retired","Retired","Retired","Retired","Retired","Retired","No",1,1,1,1,1,1,1,1,1,null,0,0,0,0,0,0,0,0,0,0,0,0,0]
["Initial_v6",2050,null,"WECC_PNW","4486; 4487; 4488; 4489; 4490; 4491; 4492; 4493; 4494; 4495; 4496","WA",null,null,null,null,"Hydro",null,0,0,35046.371508697994,78342.390095531999,0,0,0,0,0,0,null,null,null,21517,"00 Exist Hydro","Non-Fossil","No","Existing","Hydro","Renewable","---","---","---","---","---","---","---","---","None","None","No",1,1,1,1,1,1,1,1,1,null,0,0,1,0,0,0,0,0,1,0,0,1,0]
["Initial_v6",2050,null,"WECC_PNW","4753; 4754; 4755; 4756","WA",null,null,null,null,"LF Gas",null,1.0977499217025011,2.7007155598049999,81.314809014999994,200.05300442999999,63.262230237793375,155.63953699600251,0.2044833666651335,0.50307579090267718,0,0,null,null,null,46.4,"00 Exist Landfill Gas","Non-Fossil","No","Existing","Landfill Gas","Other","---","---","---","---","---","---","---","---","None","None","No",1,1,1,1,1,1,1,1,1,null,0,0,1,0,0,0,0,0,1,0,0,1,0]
["Initial_v6",2050,null,"WECC_PNW",5205,"WA",null,null,null,null,"MSW",null,1.16206334137238,2.7582971326447998,56.583889632000002,134.30866887299999,53.396810536060997,126.743753245029,0.223029006792895,0.52938617718285297,2.2369719321418399E-2,5.30972198034124E-2,null,null,null,22.8,"00 Exist Non Fossil_Other","Non-Fossil","No","Existing","Non-Fossil Other","Other","---","---","---","---","---","---","---","---","None","None","No",1,1,1,1,1,1,1,1,1,null,0,0,1,0,0,0,0,0,1,0,0,1,0]
["Initial_v6",2050,null,"WECC_PNW","3175; 3176; 3183; 3184; 3185; 3186; 3191; 3193","WA",null,null,null,null,"NaturalGas",null,22.091336961453219,105.41458058232342,3067.4944810079996,14301.817364928,1293.2268657234711,6197.5975376791985,0.1255273847197601,0.65462567068382482,0,0,null,null,null,2537,"00 Exist Combined Cycle","Fossil","Yes","Existing","Combined Cycle","Combined Cycle","---","---","---","---","---","---","---","---","None","None","No",1,1,1,1,1,1,1,1,1,null,0,0,1,0,0,0,0,0,1,0,0,1,0]
["Initial_v6",2050,null,"WECC_PNW",1292,"WA",null,null,null,null,"*Unit Did Not Operate",null,0,0,0,0,0,0,0,0,0,0,null,null,null,-1.4210854715202001E-14,"00 Exist Combustion Turbine","Fossil","Yes","Existing","Combustion Turbine","Combustion Turbine","---","---","---","---","---","---","---","---","None","None","No",1,1,1,1,1,1,1,1,1,null,0,0,1,0,0,0,0,0,1,0,0,1,0]
["Initial_v6",2050,null,"WECC_PNW","5199; 5199; 5200; 5201; 5201; 5202; 5202; 5203; 5203","WA",null,null,null,null,"Non-Fossil",null,1.6273928035316421,3.85464554753819,187.46165602000002,444.02201881400003,0,0,8.8689090624204086E-3,2.1006913877128889E-2,0,0,null,null,null,133.6,"00 Exist Non Fossil_Other","Non-Fossil","No","Existing","Non-Fossil Other","Other","---","---","---","---","---","---","---","---","None","None","No",1,1,1,1,1,1,1,1,1,null,0,0,1,0,0,0,0,0,1,0,0,1,0]
["Initial_v6",2050,null,"WECC_PNW",5619,"WA",null,null,null,null,"Pumps",null,0,0,0,4.7014470150000003,0,0,0,0,0,0,null,null,null,7.6,"00 Exist Energy Storage","Non-Fossil","No","Existing","Non-Fossil Other","Other","---","---","---","---","---","---","---","---","None","None","No",1,1,1,1,1,1,1,1,1,null,0,0,1,0,0,0,0,0,1,0,0,1,0]
["Initial_v6",2050,null,"WECC_PNW",4952,"WA",null,null,null,null,"*Unit Did Not Operate",null,0,0,0,0,0,0,0,0,0,0,null,null,null,314,"00 Exist Pump Storage","Non-Fossil","No","Existing","Pumped Storage","Other","---","---","---","---","---","---","---","---","None","None","No",1,1,1,1,1,1,1,1,1,null,0,0,1,0,0,0,0,0,1,0,0,1,0]
["Initial_v6",2050,null,"WECC_PNW",5000,"WA",null,null,null,null,"Solar",null,0,0,0.28122222222222298,0.515777777777778,0,0,0,0,0,0,null,null,null,0.5,"00 Exist Solar PV","Non-Fossil","No","Existing","Solar PV","Renewable","---","---","---","---","---","---","---","---","None","None","No",1,1,1,1,1,1,1,1,1,null,0,0,1,0,0,0,0,0,1,0,0,1,0]
["Initial_v6",2050,null,"WECC_PNW",5542,"WA",null,null,null,null,"Wind",null,0,0,3384.8264887509199,7896.5123697071904,0,0,0,0,0,0,null,null,null,3133.1,"00 Exist Onshore Wind","Non-Fossil","No","Existing","Wind","Renewable","---","---","---","---","---","---","---","---","None","None","No",1,1,1,1,1,1,1,1,1,null,0,0,1,0,0,0,0,0,1,0,0,1,0]
["Initial_v6",2050,null,"WECC_PNW","37829; 37830; 37831","WA",null,null,null,null,"Wind",null,0,0,319.44898398948692,809.10376817557108,0,0,0,0,0,0,null,null,null,173.4,"00 New Onshore Wind","Non-Fossil","No","New","Wind","Renewable","---","---","---","---","---","---","---","---","None","None","No",1,1,1,1,1,1,1,1,1,null,0,0,1,0,0,0,0,0,1,0,0,1,0]
["Initial_v6",2050,null,"WECC_PNW","5830; 5831; 5832; 5833; 5834","WA",null,null,null,null,null,null,null,null,null,null,null,null,null,null,null,null,null,null,null,116.5,"00 Biomass Withdrawn as Uneconomic","Retired","No","Retired","Biomass","Retired","Retired","Retired","Retired","Retired","Retired","Retired","Retired","Retired","Retired","Retired","No",1,1,1,1,1,1,1,1,1,null,0,0,0,0,0,0,0,0,0,0,0,0,0]
["Initial_v6",2050,null,"WECC_PNW",9365,"WA",null,null,null,null,null,null,null,null,null,null,null,null,null,null,null,null,null,null,null,159.4,"00 CC Withdrawn as Uneconomic","Retired","No","Retired","Combined Cycle","Retired","Retired","Retired","Retired","Retired","Retired","Retired","Retired","Retired","Retired","Retired","No",1,1,1,1,1,1,1,1,1,null,0,0,0,0,0,0,0,0,0,0,0,0,0]
["Initial_v6",2050,null,"WECC_PNW",11742,"WA",null,null,null,null,null,null,null,null,null,null,null,null,null,null,null,null,null,null,null,670,"00 Coal Withdrawn as Uneconomic","Retired","No","Retired","Coal Steam","Retired","Retired","Retired","Retired","Retired","Retired","Retired","Retired","Retired","Retired","Retired","No",1,1,1,1,1,1,1,1,1,null,0,0,0,0,0,0,0,0,0,0,0,0,0]
["Initial_v6",2050,null,"WECC_PNW","6975; 6976; 6982; 6983; 6984; 6986; 6987; 6988; 6989; 6990","WA",null,null,null,null,null,null,null,null,null,null,null,null,null,null,null,null,null,null,null,747.5,"00 CT Withdrawn as Uneconomic","Retired","No","Retired","Combustion Turbine","Retired","Retired","Retired","Retired","Retired","Retired","Retired","Retired","Retired","Retired","Retired","No",1,1,1,1,1,1,1,1,1,null,0,0,0,0,0,0,0,0,0,0,0,0,0]
["Initial_v6",2050,null,"WECC_PNW",13775,"WA",null,null,null,null,null,null,null,null,null,null,null,null,null,null,null,null,null,null,null,1180,"00 Nuke Withdrawn as Uneconomic","Retired","No","Retired","Nuclear","Retired","Retired","Retired","Retired","Retired","Retired","Retired","Retired","Retired","Retired","Retired","No",1,1,1,1,1,1,1,1,1,null,0,0,0,0,0,0,0,0,0,0,0,0,0]
["Initial_v6",2050,null,"MIS_MNWI",5472,"WI",null,null,null,null,"Coal",null,10.9994362154588,18.4418923226348,978.07542374699995,1639.862379747,1178.5895904864101,1976.04876237032,0.39977450925084901,0.67027057646616095,0.43997744861835097,0.73767569290539103,null,null,null,388,"00 Exist Coal Steam_DryFGD_SCR_ACI_DSI","Fossil","Yes","Existing","Coal Steam","Coal","Existing","Existing","Existing","---","Existing","---","---","---","Existing","Existing","Yes",1,1,1,1,1,1,1,1,1,null,0,0,1,0,0,0,0,0,1,0,0,1,0]
["Initial_v6",2050,null,"MIS_MNWI","4570; 4574","WI",null,null,null,null,"Hydro",null,0,0,382.61820222400002,827.08503957400001,0,0,0,0,0,0,null,null,null,167.89999999999998,"00 Exist Hydro","Non-Fossil","No","Existing","Hydro","Renewable","---","---","---","---","---","---","---","---","None","None","No",1,1,1,1,1,1,1,1,1,null,0,0,1,0,0,0,0,0,1,0,0,1,0]
["Initial_v6",2050,null,"MIS_MNWI",28732,"WI",null,null,null,null,"Hydro",null,0,0,265.91378736299998,578.30120377900005,0,0,0,0,0,0,null,null,null,94.417317999999995,"00 New Hydro","Non-Fossil","No","New","Hydro","Renewable","---","---","---","---","---","---","---","---","None","None","No",1,1,1,1,1,1,1,1,1,null,0,0,1,0,0,0,0,0,1,0,0,1,0]
["Initial_v6",2050,null,"MIS_MNWI","4881; 4882; 4883; 4884; 4885","WI",null,null,null,null,"LF Gas",null,0.23441082134399999,0.56326133060100003,17.363764543999999,41.723061526000002,13.50886122323338,32.460187221205068,4.3664875745853607E-2,0.10492150435770128,0,0,null,null,null,8.5,"00 Exist Landfill Gas","Non-Fossil","No","Existing","Landfill Gas","Other","---","---","---","---","---","---","---","---","None","None","No",1,1,1,1,1,1,1,1,1,null,0,0,1,0,0,0,0,0,1,0,0,1,0]
["Initial_v6",2050,null,"MIS_MNWI",2204,"WI",null,null,null,null,"NaturalGas",null,2.7423398862682102E-3,2.7423398862682102E-3,0.25242328800000002,0.25242328800000002,0.16053657694214099,0.16053657694214099,1.40550403851018E-3,1.40550403851018E-3,0,0,null,null,null,7.6,"00 Exist Combustion Turbine","Fossil","No","Existing","Combustion Turbine","Combustion Turbine","---","---","---","---","---","---","---","---","None","None","No",1,1,1,1,1,1,1,1,1,null,0,0,1,0,0,0,0,0,1,0,0,1,0]
["Initial_v6",2050,null,"MIS_MNWI","2205; 2206; 2207","WI",null,null,null,null,"*Unit Did Not Operate",null,0,0,0,0,0,0,0,0,0,0,null,null,null,20,"00 Exist Combustion Turbine","Fossil","No","Existing","Combustion Turbine","Combustion Turbine","---","---","---","---","---","---","---","---","None","None","No",1,1,1,1,1,1,1,1,1,null,0,0,1,0,0,0,0,0,1,0,0,1,0]
["Initial_v6",2050,null,"MIS_MNWI","2198; 2199","WI",null,null,null,null,"*Unit Did Not Operate",null,0,0,0,0,0,0,0,0,0,0,null,null,null,259.39999999999998,"00 Exist Combustion Turbine","Fossil","Yes","Existing","Combustion Turbine","Combustion Turbine","---","---","---","---","---","---","---","---","None","None","No",1,1,1,1,1,1,1,1,1,null,0,0,1,0,0,0,0,0,1,0,0,1,0]
["Initial_v6",2050,null,"MIS_MNWI",28703,"WI",null,null,null,null,"NaturalGas",null,0.74261919790461084,0.91690584701092448,86.85604653855097,107.24044994279865,43.472927845335946,53.675668284019721,4.084405588475325E-3,5.0429821585600536E-3,0,0,null,null,null,207.72149242425238,"00 New Combustion Turbine","Fossil","Yes","New","Combustion Turbine","Combustion Turbine","---","---","---","---","---","---","---","---","None","None","No",1,1,1,1,1,1,1,1,1,null,0,0,1,0,0,0,0,0,1,0,0,1,0]
["Initial_v6",2050,null,"MIS_MNWI","5270; 5270; 5271; 5271","WI",null,null,null,null,"Non-Fossil",null,9.9069887444850013E-2,0.23945896324665,7.9361725590000001,19.182293451,0,0,0,0,0,0,null,null,null,4.8000000000000007,"00 Exist Non Fossil_Other","Non-Fossil","No","Existing","Non-Fossil Other","Other","---","---","---","---","---","---","---","---","None","None","No",1,1,1,1,1,1,1,1,1,null,0,0,1,0,0,0,0,0,1,0,0,1,0]
["Initial_v6",2050,null,"MIS_MNWI","2200; 2201; 2202; 2203; 2244; 2245; 2246; 2247; 2248; 2249; 2250; 2251; 2252; 2253; 2254; 2255; 2256; 2257","WI",null,null,null,null,"*Unit Did Not Operate",null,0,0,0,0,0,0,0,0,0,0,null,null,null,84.8,"00 Exist Combustion Turbine","Fossil","No","Existing","Combustion Turbine","Combustion Turbine","---","---","---","---","---","---","---","---","None","None","No",1,1,1,1,1,1,1,1,1,null,0,0,1,0,0,0,0,0,1,0,0,1,0]
["Initial_v6",2050,null,"MIS_MNWI","2197; 2208","WI",null,null,null,null,"*Unit Did Not Operate",null,0,0,0,0,0,0,0,0,0,0,null,null,null,161,"00 Exist Combustion Turbine","Fossil","Yes","Existing","Combustion Turbine","Combustion Turbine","---","---","---","---","---","---","---","---","None","None","No",1,1,1,1,1,1,1,1,1,null,0,0,1,0,0,0,0,0,1,0,0,1,0]
["Initial_v6",2050,null,"MIS_MNWI",5042,"WI",null,null,null,null,"Solar",null,0,0,5.8869604705882299,11.5189705882353,0,0,0,0,0,0,null,null,null,7.3,"00 Exist Solar PV","Non-Fossil","No","Existing","Solar PV","Renewable","---","---","---","---","---","---","---","---","None","None","No",1,1,1,1,1,1,1,1,1,null,0,0,1,0,0,0,0,0,1,0,0,1,0]
["Initial_v6",2050,null,"MIS_MNWI",28769,"WI",null,null,null,null,"Solar",null,0,0,3.0018527000000002,5.2961425999999996,0,0,0,0,0,0,null,null,null,3.5,"00 New Solar PV","Non-Fossil","No","New","Solar PV","Renewable","---","---","---","---","---","---","---","---","None","None","No",1,1,1,1,1,1,1,1,1,null,0,0,1,0,0,0,0,0,1,0,0,1,0]
["Initial_v6",2050,null,"MIS_MNWI","5873; 5884; 5885","WI",null,null,null,null,null,null,null,null,null,null,null,null,null,null,null,null,null,null,null,72.099999999999994,"00 Biomass Withdrawn as Uneconomic","Retired","No","Retired","Biomass","Retired","Retired","Retired","Retired","Retired","Retired","Retired","Retired","Retired","Retired","Retired","No",1,1,1,1,1,1,1,1,1,null,0,0,0,0,0,0,0,0,0,0,0,0,0]
["Initial_v6",2050,null,"MIS_MNWI",11906,"WI",null,null,null,null,null,null,null,null,null,null,null,null,null,null,null,null,null,null,null,290,"00 Coal Withdrawn as Uneconomic","Retired","No","Retired","Coal Steam","Retired","Retired","Retired","Retired","Retired","Retired","Retired","Retired","Retired","Retired","Retired","No",1,1,1,1,1,1,1,1,1,null,0,0,0,0,0,0,0,0,0,0,0,0,0]
["Initial_v6",2050,null,"MIS_WUMS",4215,"WI",null,null,null,null,"Coal",null,2.7043581782452999E-2,5.6349426821012003E-2,2.5438417630000001,5.3004822520000001,2.89771978798984,6.0378410838714398,1.7282200938076599E-3,3.6010101209967699E-3,1.01413431684199E-3,2.11310350578795E-3,null,null,null,1,"00 Exist Coal Steam_DryFGD_ACI","Fossil","Yes","Existing","Coal Steam","Coal","Existing","---","---","---","Existing","---","---","---","None","Existing","No",1,1,1,1,1,1,1,1,1,null,0,0,1,0,0,0,0,0,1,0,0,1,0]
["Initial_v6",2050,null,"MIS_WUMS","4187; 4188","WI",null,null,null,null,"Coal",null,23.811551355842099,42.870539124926097,2317.9970775239999,4169.4267588840003,2551.40772777848,4593.57826723584,0.73368104569842096,1.3251246012235098,0.92277256894882309,1.6601120837762608,null,null,null,1079,"00 Exist Coal Steam_DryFGD_SCR_ACI","Fossil","Yes","Existing","Coal Steam","Coal","Existing","---","Existing","---","Existing","---","---","---","Existing","Existing","Yes",1,1,1,1,1,1,1,1,1,null,0,0,1,0,0,0,0,0,1,0,0,1,0]
["Initial_v6",2050,null,"MIS_WUMS","5717; 5719; 5720; 5721; 5722","WI",null,null,null,null,"Coal",null,58.511220662811212,124.9275393913764,5911.9663987720005,12619.437614704,6079.510647806801,12989.425433910001,1.7094067127914589,3.6523168620403963,1.1354237601578681,2.452031537699134,null,null,null,1988,"00 Exist Coal Steam_WetFGD_SCR","Fossil","Yes","Existing","Coal Steam","Coal","Existing","---","Existing","---","---","---","---","---","Existing","Existing","Yes",1,1,1,1,1,1,1,1,1,null,0,0,1,0,0,0,0,0,1,0,0,1,0]
["Initial_v6",2050,null,"MIS_WUMS","4548; 4549; 4550","WI",null,null,null,null,"Hydro",null,0,0,488.720490622,1060.463157289,0,0,0,0,0,0,null,null,null,208.39999999999998,"00 Exist Hydro","Non-Fossil","No","Existing","Hydro","Renewable","---","---","---","---","---","---","---","---","None","None","No",1,1,1,1,1,1,1,1,1,null,0,0,1,0,0,0,0,0,1,0,0,1,0]
["Initial_v6",2050,null,"MIS_WUMS",29357,"WI",null,null,null,null,"Hydro",null,0,0,315.65826895399999,690.69898951499999,0,0,0,0,0,0,null,null,null,111.407652,"00 New Hydro","Non-Fossil","No","New","Hydro","Renewable","---","---","---","---","---","---","---","---","None","None","No",1,1,1,1,1,1,1,1,1,null,0,0,1,0,0,0,0,0,1,0,0,1,0]
["Initial_v6",2050,null,"MIS_WUMS","4840; 4841; 4842; 4843; 4844; 4845; 4846; 4847; 4848","WI",null,null,null,null,"LF Gas",null,2.6463969177026363,6.3636121401637658,180.962405617,435.14808889900002,156.99969867476659,377.52658408219179,0.50747225998442069,1.2202843091136464,0,0,null,null,null,64.699999999999989,"00 Exist Landfill Gas","Non-Fossil","No","Existing","Landfill Gas","Other","---","---","---","---","---","---","---","---","None","None","No",1,1,1,1,1,1,1,1,1,null,0,0,1,0,0,0,0,0,1,0,0,1,0]
["Initial_v6",2050,null,"MIS_WUMS",3351,"WI",null,null,null,null,"NaturalGas",null,9.4499127898560006E-2,0.23492964420387,12.450477984000001,30.952522293000001,5.5319789471816998,13.7527813716945,3.0192471363589901E-3,7.5060021323136404E-3,0,0,null,null,null,5,"00 Exist Combined Cycle","Fossil","No","Existing","Combined Cycle","Combined Cycle","---","---","---","---","---","---","---","---","None","None","No",1,1,1,1,1,1,1,1,1,null,0,0,1,0,0,0,0,0,1,0,0,1,0]
["Initial_v6",2050,null,"MIS_WUMS","3348; 3349; 3350; 3352; 3353; 3354; 3355; 3356; 3357","WI",null,null,null,null,"NaturalGas",null,61.2858788267976,142.27940777021504,8793.6831193910002,20457.034148004001,3682.9566586306723,8540.8724504036563,0.36666465135100718,0.853876602742345,0,0,null,null,null,3444.0000000000005,"00 Exist Combined Cycle","Fossil","Yes","Existing","Combined Cycle","Combined Cycle","---","---","---","---","---","---","---","---","None","None","No",1,1,1,1,1,1,1,1,1,null,0,0,1,0,0,0,0,0,1,0,0,1,0]
["Initial_v6",2050,null,"MIS_WUMS","1794; 1815; 1826; 1827; 1828","WI",null,null,null,null,"NaturalGas",null,1.3413610113298998E-2,1.4756311298662998E-2,1.1683804069999999,1.2915528840000001,0.78523273603252319,0.86383446342373227,3.2221417023484832E-3,3.4890371304692165E-3,0,0,null,null,null,12.4,"00 Exist Combustion Turbine","Fossil","No","Existing","Combustion Turbine","Combustion Turbine","---","---","---","---","---","---","---","---","None","None","No",1,1,1,1,1,1,1,1,1,null,0,0,1,0,0,0,0,0,1,0,0,1,0]
["Initial_v6",2050,null,"MIS_WUMS","1809; 1814; 1817; 1818; 1819; 1820; 1821; 1822; 1823; 1824; 1830; 1831; 1832","WI",null,null,null,null,"NaturalGas",null,2.6019908651100234,2.6530020589276213,221.97346783499998,226.46483000399999,152.32054524354075,155.30674052962294,5.817761493292626E-2,5.9135939152466656E-2,0,0,null,null,null,2750.6,"00 Exist Combustion Turbine","Fossil","Yes","Existing","Combustion Turbine","Combustion Turbine","---","---","---","---","---","---","---","---","None","None","No",1,1,1,1,1,1,1,1,1,null,0,0,1,0,0,0,0,0,1,0,0,1,0]
["Initial_v6",2050,null,"MIS_WUMS","1810; 1813; 1816","WI",null,null,null,null,"*Unit Did Not Operate",null,0,0,0,0,0,0,0,0,0,0,null,null,null,49.7,"00 Exist Combustion Turbine","Fossil","No","Existing","Combustion Turbine","Combustion Turbine","---","---","---","---","---","---","---","---","None","None","No",1,1,1,1,1,1,1,1,1,null,0,0,1,0,0,0,0,0,1,0,0,1,0]
["Initial_v6",2050,null,"MIS_WUMS",1811,"WI",null,null,null,null,"*Unit Did Not Operate",null,0,0,0,0,0,0,0,0,0,0,null,null,null,39,"00 Exist Combustion Turbine","Fossil","Yes","Existing","Combustion Turbine","Combustion Turbine","---","---","---","---","---","---","---","---","None","None","No",1,1,1,1,1,1,1,1,1,null,0,0,1,0,0,0,0,0,1,0,0,1,0]
["Initial_v6",2050,null,"MIS_WUMS","3901; 3902; 3903","WI",null,null,null,null,"NaturalGas",null,3.206065463136E-2,4.5114758050528003E-2,2.829537594,3.9758410180000001,1.8768307221198171,2.6410179362779118,3.5390153614826749E-3,4.9799925674075297E-3,0,0,null,null,null,6.3,"00 Exist Oil/Gas Steam","Fossil","No","Existing","O/G Steam","O/G Steam","---","---","---","---","---","---","---","---","None","None","No",1,1,1,1,1,1,1,1,1,null,0,0,1,0,0,0,0,0,1,0,0,1,0]
["Initial_v6",2050,null,"MIS_WUMS",29332,"WI",null,null,null,null,"NaturalGas",null,21.982404792120182,49.656987734328759,3545.5491600193841,8009.1915700530253,1286.8499765307172,2906.9200619676076,0.12090322635665944,0.2731134325388046,0,0,null,null,null,1050.8962736663559,"00 New Combined Cycle","Fossil","Yes","New","Combined Cycle","Combined Cycle","---","---","---","---","---","---","---","---","None","None","No",1,1,1,1,1,1,1,1,1,null,0,0,1,0,0,0,0,0,1,0,0,1,0]
["Initial_v6",2050,null,"MIS_WUMS","5244; 5244; 5245; 5245; 5246; 5246; 5247; 5247; 5248; 5248; 5249; 5249; 5250; 5250","WI",null,null,null,null,"Non-Fossil",null,0.54376728559021392,1.3183611791854841,86.282568436999995,209.19167286199999,0,0,0,0,0,0,null,null,null,73.600000000000009,"00 Exist Non Fossil_Other","Non-Fossil","No","Existing","Non-Fossil Other","Other","---","---","---","---","---","---","---","---","None","None","No",1,1,1,1,1,1,1,1,1,null,0,0,1,0,0,0,0,0,1,0,0,1,0]
["Initial_v6",2050,null,"MIS_WUMS",5404,"WI",null,null,null,null,"Nuclear",null,4.6539884466109402,10.6365942108157,445.10218502399999,1017.271825824,0,0,0,0,0,0,null,null,null,133.17307500000001,"00 Exist Nuclear","Non-Fossil","No","Existing","Nuclear","Nuclear","---","---","---","---","---","---","---","---","None","None","No",1,1,1,1,1,1,1,1,1,null,0,0,1,0,0,0,0,0,1,0,0,1,0]
["Initial_v6",2050,null,"MIS_WUMS","1802; 1803; 1804; 1805; 1806; 1825","WI",null,null,null,null,"*Unit Did Not Operate",null,0,0,0,0,0,0,0,0,0,0,null,null,null,27,"00 Exist Combustion Turbine","Fossil","No","Existing","Combustion Turbine","Combustion Turbine","---","---","---","---","---","---","---","---","None","None","No",1,1,1,1,1,1,1,1,1,null,0,0,1,0,0,0,0,0,1,0,0,1,0]
["Initial_v6",2050,null,"MIS_WUMS","1807; 1829","WI",null,null,null,null,"*Unit Did Not Operate",null,0,0,0,0,0,0,0,0,0,0,null,null,null,249.3,"00 Exist Combustion Turbine","Fossil","Yes","Existing","Combustion Turbine","Combustion Turbine","---","---","---","---","---","---","---","---","None","None","No",1,1,1,1,1,1,1,1,1,null,0,0,1,0,0,0,0,0,1,0,0,1,0]
["Initial_v6",2050,null,"MIS_WUMS","5026; 5027","WI",null,null,null,null,"Solar",null,0,0,6.3961440000000005,12.532799999999991,0,0,0,0,0,0,null,null,null,9.6,"00 Exist Solar PV","Non-Fossil","No","Existing","Solar PV","Renewable","---","---","---","---","---","---","---","---","None","None","No",1,1,1,1,1,1,1,1,1,null,0,0,1,0,0,0,0,0,1,0,0,1,0]
["Initial_v6",2050,null,"MIS_WUMS",29370,"WI",null,null,null,null,"Solar",null,0,0,978.48121409279997,1696.5241546176001,0,0,0,0,0,0,null,null,null,1151.8848,"00 New Solar PV","Non-Fossil","No","New","Solar PV","Renewable","---","---","---","---","---","---","---","---","None","None","No",1,1,1,1,1,1,1,1,1,null,0,0,1,0,0,0,0,0,1,0,0,1,0]
["Initial_v6",2050,null,"MIS_WUMS",5553,"WI",null,null,null,null,"Wind",null,0,0,617.70966309194603,2017.1047577468401,0,0,0,0,0,0,null,null,null,426.5,"00 Exist Onshore Wind","Non-Fossil","No","Existing","Wind","Renewable","---","---","---","---","---","---","---","---","None","None","No",1,1,1,1,1,1,1,1,1,null,0,0,1,0,0,0,0,0,1,0,0,1,0]
["Initial_v6",2050,null,"MIS_WUMS","29426; 29427","WI",null,null,null,null,"Wind",null,0,0,1160.292760653608,2970.4766470040004,0,0,0,0,0,0,null,null,null,807.18758400000002,"00 New Onshore Wind","Non-Fossil","No","New","Wind","Renewable","---","---","---","---","---","---","---","---","None","None","No",1,1,1,1,1,1,1,1,1,null,0,0,1,0,0,0,0,0,1,0,0,1,0]
["Initial_v6",2050,null,"MIS_WUMS","5867; 5868","WI",null,null,null,null,null,null,null,null,null,null,null,null,null,null,null,null,null,null,null,94,"00 Biomass Withdrawn as Uneconomic","Retired","No","Retired","Biomass","Retired","Retired","Retired","Retired","Retired","Retired","Retired","Retired","Retired","Retired","Retired","No",1,1,1,1,1,1,1,1,1,null,0,0,0,0,0,0,0,0,0,0,0,0,0]
["Initial_v6",2050,null,"MIS_WUMS","11840; 11962; 13444; 13455; 14306; 14392; 14539","WI",null,null,null,null,null,null,null,null,null,null,null,null,null,null,null,null,null,null,null,1844,"00 Coal Withdrawn as Uneconomic","Retired","No","Retired","Coal Steam","Retired","Retired","Retired","Retired","Retired","Retired","Retired","Retired","Retired","Retired","Retired","No",1,1,1,1,1,1,1,1,1,null,0,0,0,0,0,0,0,0,0,0,0,0,0]
["Initial_v6",2050,null,"MIS_WUMS","13815; 13816","WI",null,null,null,null,null,null,null,null,null,null,null,null,null,null,null,null,null,null,null,1062.8269250000001,"00 Nuke Withdrawn as Uneconomic","Retired","No","Retired","Nuclear","Retired","Retired","Retired","Retired","Retired","Retired","Retired","Retired","Retired","Retired","Retired","No",1,1,1,1,1,1,1,1,1,null,0,0,0,0,0,0,0,0,0,0,0,0,0]
["Initial_v6",2050,null,"MIS_WUMS","11036; 11038; 11043","WI",null,null,null,null,null,null,null,null,null,null,null,null,null,null,null,null,null,null,null,422,"00 O/G Withdrawn as Uneconomic","Retired","No","Retired","O/G Steam","Retired","Retired","Retired","Retired","Retired","Retired","Retired","Retired","Retired","Retired","Retired","No",1,1,1,1,1,1,1,1,1,null,0,0,0,0,0,0,0,0,0,0,0,0,0]
["Initial_v6",2050,null,"PJM_AP","5652; 5652; 5653; 5653; 5655","WV",null,null,null,null,"Coal",null,69.997422836613978,129.896579610418,7152.629969052,13337.114309051998,7254.7007901474835,13455.672953378282,3.7066888595414369,6.7037344227823583,3.2470069347599946,5.6286413844964587,null,null,null,2654,"00 Exist Coal Steam_WetFGD_SCR","Fossil","Yes","Existing","Coal Steam","Coal","Existing","---","Existing","---","---","---","---","---","Existing","Existing","Yes",1,1,1,1,1,1,1,1,1,null,0,0,1,0,0,0,0,0,1,0,0,1,0]
["Initial_v6",2050,null,"PJM_AP","4608; 4609","WV",null,null,null,null,"Hydro",null,0,0,190.50950325599999,474.33857940000001,0,0,0,0,0,0,null,null,null,68.3,"00 Exist Hydro","Non-Fossil","No","Existing","Hydro","Renewable","---","---","---","---","---","---","---","---","None","None","No",1,1,1,1,1,1,1,1,1,null,0,0,1,0,0,0,0,0,1,0,0,1,0]
["Initial_v6",2050,null,"PJM_AP",30968,"WV",null,null,null,null,"Hydro",null,0,0,243.90707000800001,739.79974381900001,0,0,0,0,0,0,null,null,null,138.22098299999999,"00 New Hydro","Non-Fossil","No","New","Hydro","Renewable","---","---","---","---","---","---","---","---","None","None","No",1,1,1,1,1,1,1,1,1,null,0,0,1,0,0,0,0,0,1,0,0,1,0]
["Initial_v6",2050,null,"PJM_AP",2513,"WV",null,null,null,null,"NaturalGas",null,2.4025220686880001E-2,2.4025220686880001E-2,2.2359442239999998,2.2359442239999998,1.4064364190099601,1.4064364190099601,3.9665639354038898E-4,3.9665639354038898E-4,0,0,null,null,null,321.3,"00 Exist Combustion Turbine","Fossil","Yes","Existing","Combustion Turbine","Combustion Turbine","---","---","---","---","---","---","---","---","None","None","No",1,1,1,1,1,1,1,1,1,null,0,0,1,0,0,0,0,0,1,0,0,1,0]
["Initial_v6",2050,null,"PJM_AP",30925,"WV",null,null,null,null,"NaturalGas",null,181.62781045334393,451.02505376116227,29294.808137636111,72745.976413090684,10632.492023938779,26403.006647178438,0.99895295749338375,2.4806377956863659,0,0,null,null,null,9545.2128829712492,"00 New Combined Cycle","Fossil","Yes","New","Combined Cycle","Combined Cycle","---","---","---","---","---","---","---","---","None","None","No",1,1,1,1,1,1,1,1,1,null,0,0,1,0,0,0,0,0,1,0,0,1,0]
["Initial_v6",2050,null,"PJM_AP",2502,"WV",null,null,null,null,"*Unit Did Not Operate",null,0,0,0,0,0,0,0,0,0,0,null,null,null,11,"00 Exist Combustion Turbine","Fossil","No","Existing","Combustion Turbine","Combustion Turbine","---","---","---","---","---","---","---","---","None","None","No",1,1,1,1,1,1,1,1,1,null,0,0,1,0,0,0,0,0,1,0,0,1,0]
["Initial_v6",2050,null,"PJM_AP","5642; 5643","WV",null,null,null,null,"Pumps",null,0,0,29.214000000000002,36.211706003000003,0,0,0,0,0,0,null,null,null,63.5,"00 Exist Energy Storage","Non-Fossil","No","Existing","Non-Fossil Other","Other","---","---","---","---","---","---","---","---","None","None","No",1,1,1,1,1,1,1,1,1,null,0,0,1,0,0,0,0,0,1,0,0,1,0]
["Initial_v6",2050,null,"PJM_AP",5496,"WV",null,null,null,null,"Waste Coal",null,0.94463590485134397,1.8025796104513401,107.68763165199999,205.49243165199999,159.81652194394201,304.96618050394198,0.26124965594959398,0.49852361172559401,0.30102031363315201,0.57441504912115204,null,null,null,50,"00 Exist FBC_DSI","Fossil","No","Existing","Coal Steam","Coal","---","Existing","---","---","---","---","---","---","None","Existing","No",1,1,1,1,1,1,1,1,1,null,0,0,1,0,0,0,0,0,1,0,0,1,0]
["Initial_v6",2050,null,"PJM_AP",5588,"WV",null,null,null,null,"Wind",null,0,0,429.759018757371,1630.1629679149601,0,0,0,0,0,0,null,null,null,686.3,"00 Exist Onshore Wind","Non-Fossil","No","Existing","Wind","Renewable","---","---","---","---","---","---","---","---","None","None","No",1,1,1,1,1,1,1,1,1,null,0,0,1,0,0,0,0,0,1,0,0,1,0]
["Initial_v6",2050,null,"PJM_AP","31118; 31119; 31120; 31121; 31122","WV",null,null,null,null,"Wind",null,0,0,254.64969701950545,808.26030796166867,0,0,0,0,0,0,null,null,null,204.48,"00 New Onshore Wind","Non-Fossil","No","New","Wind","Renewable","---","---","---","---","---","---","---","---","None","None","No",1,1,1,1,1,1,1,1,1,null,0,0,1,0,0,0,0,0,1,0,0,1,0]
["Initial_v6",2050,null,"PJM_AP","11152; 11157; 14387; 14603; 14607; 14611","WV",null,null,null,null,null,null,null,null,null,null,null,null,null,null,null,null,null,null,null,2807,"00 Coal Withdrawn as Uneconomic","Retired","No","Retired","Coal Steam","Retired","Retired","Retired","Retired","Retired","Retired","Retired","Retired","Retired","Retired","Retired","No",1,1,1,1,1,1,1,1,1,null,0,0,0,0,0,0,0,0,0,0,0,0,0]
["Initial_v6",2050,null,"PJM_West","5678; 5678; 5679; 5679; 5685; 5688","WV",null,null,null,null,"Coal",null,148.93892569444102,242.4858175293549,15032.64775733,24474.678147890001,15489.078785923721,25183.912845984109,6.5341398681295271,10.62872621078796,6.9898955380125365,11.73590931335897,null,null,null,5759,"00 Exist Coal Steam_WetFGD_SCR","Fossil","Yes","Existing","Coal Steam","Coal","Existing","---","Existing","---","---","---","---","---","Existing","Existing","Yes",1,1,1,1,1,1,1,1,1,null,0,0,1,0,0,0,0,0,1,0,0,1,0]
["Initial_v6",2050,null,"PJM_West",4505,"WV",null,null,null,null,"Hydro",null,0,0,400.84794491000002,1206.585617618,0,0,0,0,0,0,null,null,null,281.2,"00 Exist Hydro","Non-Fossil","No","Existing","Hydro","Renewable","---","---","---","---","---","---","---","---","None","None","No",1,1,1,1,1,1,1,1,1,null,0,0,1,0,0,0,0,0,1,0,0,1,0]
["Initial_v6",2050,null,"PJM_West",1383,"WV",null,null,null,null,"NaturalGas",null,0,0.13927801638902401,0,12.518247024000001,0,8.1533350794134503,0,7.3893951595196596E-3,0,0,null,null,null,300,"00 Exist Combustion Turbine","Fossil","Yes","Existing","Combustion Turbine","Combustion Turbine","---","---","---","---","---","---","---","---","None","None","No",1,1,1,1,1,1,1,1,1,null,0,0,1,0,0,0,0,0,1,0,0,1,0]
["Initial_v6",2050,null,"PJM_West",1384,"WV",null,null,null,null,"*Unit Did Not Operate",null,0,0,0,0,0,0,0,0,0,0,null,null,null,450,"00 Exist Combustion Turbine","Fossil","Yes","Existing","Combustion Turbine","Combustion Turbine","---","---","---","---","---","---","---","---","None","None","No",1,1,1,1,1,1,1,1,1,null,0,0,1,0,0,0,0,0,1,0,0,1,0]
["Initial_v6",2050,null,"PJM_West",32140,"WV",null,null,null,null,"NaturalGas",null,41.816717829258216,94.461559795253095,6744.6319079448731,15235.735450847274,2447.950661724773,5529.7797104141127,0.22999194806091861,0.51953857887388644,0,0,null,null,null,1999.1003435723735,"00 New Combined Cycle","Fossil","Yes","New","Combined Cycle","Combined Cycle","---","---","---","---","---","---","---","---","None","None","No",1,1,1,1,1,1,1,1,1,null,0,0,1,0,0,0,0,0,1,0,0,1,0]
["Initial_v6",2050,null,"PJM_West",5623,"WV",null,null,null,null,"Pumps",null,0,0,1.3158000000000001,1.6002000000000001,0,0,0,0,0,0,null,null,null,2,"00 Exist Energy Storage","Non-Fossil","No","Existing","Non-Fossil Other","Other","---","---","---","---","---","---","---","---","None","None","No",1,1,1,1,1,1,1,1,1,null,0,0,1,0,0,0,0,0,1,0,0,1,0]
["Initial_v6",2050,null,"PJM_West","32425; 32426; 32427; 32428","WV",null,null,null,null,"Wind",null,0,0,18.060753972508614,55.094708852707271,0,0,0,0,0,0,null,null,null,13.559999999999999,"00 New Onshore Wind","Non-Fossil","No","New","Wind","Renewable","---","---","---","---","---","---","---","---","None","None","No",1,1,1,1,1,1,1,1,1,null,0,0,1,0,0,0,0,0,1,0,0,1,0]
["Initial_v6",2050,null,"WECC_WY","4223; 4224","WY",null,null,null,null,"Coal",null,15.768105762508879,35.985198511248392,1306.3800519360002,2981.1786747839997,1690.500201325855,3858.013631820264,1.661252835355008,3.7861786600770007,1.230810434559239,2.8030434974196377,null,null,null,412,"00 Exist Coal Steam_DryFGD_ACI","Fossil","Yes","Existing","Coal Steam","Coal","Existing","---","---","---","Existing","---","---","---","None","Existing","No",1,1,1,1,1,1,1,1,1,null,0,0,1,0,0,0,0,0,1,0,0,1,0]
["Initial_v6",2050,null,"WECC_WY","4196; 4197; 4198; 4199","WY",null,null,null,null,"Coal",null,23.05877838936339,52.813450755245142,2087.3832729840001,4778.4967840560003,2476.5556721323496,5672.2564785300292,0.62536878218697911,1.4372373181027029,0.89996430493528701,2.0636527491394059,null,null,null,655,"00 Exist Coal Steam_DryFGD_SCR_ACI","Fossil","Yes","Existing","Coal Steam","Coal","Existing","---","Existing","---","Existing","---","---","---","Existing","Existing","Yes",1,1,1,1,1,1,1,1,1,null,0,0,1,0,0,0,0,0,1,0,0,1,0]
["Initial_v6",2050,null,"WECC_WY","4160; 4161; 4165; 4165","WY",null,null,null,null,"Coal",null,4.6347101196119997E-2,9.5764094049116881,4.5344977200000001,930.13634224800001,5.0085818843178602,1028.083580987555,3.5993158788906799E-3,0.6664209443157707,3.2885591033792001E-3,0.34284089088061709,null,null,null,537.49473446319087,"00 Exist Coal Steam_WetFGD_ACI","Fossil","Yes","Existing","Coal Steam","Coal","Existing","---","---","---","Existing","---","---","---","None","Existing","No",1,1,1,1,1,1,1,1,1,null,0,0,1,0,0,0,0,0,1,0,0,1,0]
["Initial_v6",2050,null,"WECC_WY",4164,"WY",null,null,null,null,"*Unit Did Not Operate",null,0,0,0,0,0,0,0,0,0,0,null,null,null,-5.9287685871822801E-10,"00 Exist Coal Steam_WetFGD_ACI","Fossil","Yes","Existing","Coal Steam","Coal","Existing","---","---","---","Existing","---","---","---","None","Existing","No",1,1,1,1,1,1,1,1,1,null,0,0,1,0,0,0,0,0,1,0,0,1,0]
["Initial_v6",2050,null,"WECC_WY","4108; 4109","WY",null,null,null,null,"Coal",null,25.781503721983899,57.649308132947596,2493.3639948999999,5575.3025277350007,2767.6401641614802,6188.6437015237498,0.63746050606343307,1.4252612045618229,0.85168331908177497,1.9018158648869921,null,null,null,1053,"00 Exist Coal Steam_WetFGD_SCR_ACI","Fossil","Yes","Existing","Coal Steam","Coal","Existing","---","Existing","---","Existing","---","---","---","Existing","Existing","Yes",1,1,1,1,1,1,1,1,1,null,0,0,1,0,0,0,0,0,1,0,0,1,0]
["Initial_v6",2050,null,"WECC_WY",12019,"WY",null,null,null,null,"Coal",null,18.453869292567799,41.987591652566799,1805.6501048160001,4108.3470391199999,1977.3320946986501,4498.9704455725296,1.22662869187699,2.79091521714611,0.73815477170271404,1.6795036661026701,null,null,null,569.71500000000003,"00 Ret.ExistDryFGD_ACI & SNCR","Fossil","Yes","Existing","Coal Steam","Coal","Existing","---","---","New","Existing","---","---","---","New","Existing","Yes",1,1,1,1,1,1,1,1,1,null,0,0,1,0,0,0,0,0,1,0,0,1,0]
["Initial_v6",2050,null,"WECC_WY","11333; 11339; 11355; 11355","WY",null,null,null,null,"Coal",null,19.091392633495911,45.47263427465959,1845.2284168410001,4394.7750455730002,2053.490466340103,4888.2007958435079,0.50512730657292493,1.2001651259682131,0.87740757173210504,1.9284021786165511,null,null,null,638.30076000000008,"00 Ret.ExistWetFGD_ACI & SCR","Fossil","Yes","Existing","Coal Steam","Coal","Existing","---","New","---","Existing","---","---","---","New","Existing","Yes",1,1,1,1,1,1,1,1,1,null,0,0,1,0,0,0,0,0,1,0,0,1,0]
["Initial_v6",2050,null,"WECC_WY","11363; 11363","WY",null,null,null,null,"Coal",null,18.459401360848531,42.000178647898501,1801.1178727199999,4098.0349764000002,1986.791235552756,4530.7671826946398,1.2185050838296101,2.7724317925477862,0.84954699774551701,2.5198831234152608,null,null,null,568.28499999999997,"00 Ret.ExistWetFGD_ACI & SNCR","Fossil","Yes","Existing","Coal Steam","Coal","Existing","---","---","New","Existing","---","---","---","New","Existing","Yes",1,1,1,1,1,1,1,1,1,null,0,0,1,0,0,0,0,0,1,0,0,1,0]
["Initial_v6",2050,null,"WECC_WY","4602; 4603; 4604","WY",null,null,null,null,"Hydro",null,0,0,606.84821171400006,908.56667269699994,0,0,0,0,0,0,null,null,null,305.5,"00 Exist Hydro","Non-Fossil","No","Existing","Hydro","Renewable","---","---","---","---","---","---","---","---","None","None","No",1,1,1,1,1,1,1,1,1,null,0,0,1,0,0,0,0,0,1,0,0,1,0]
["Initial_v6",2050,null,"WECC_WY",3489,"WY",null,null,null,null,"NaturalGas",null,5.3599438791000001E-3,0.309035554613245,0.64352790000000004,37.103560405000003,0.31377111468251401,18.090941367059401,2.2136568220683101E-5,1.2763168405527099E-3,0,0,null,null,null,20,"00 Exist Combined Cycle","Fossil","No","Existing","Combined Cycle","Combined Cycle","---","---","---","---","---","---","---","---","None","None","No",1,1,1,1,1,1,1,1,1,null,0,0,1,0,0,0,0,0,1,0,0,1,0]
["Initial_v6",2050,null,"WECC_WY",3488,"WY",null,null,null,null,"NaturalGas",null,1.9831791902903999E-2,1.14343158340687,2.381053176,137.28317726099999,1.1609530979960001,66.936484892638106,8.1905300558994003E-5,4.7223724394703896E-3,0,0,null,null,null,74,"00 Exist Combined Cycle","Fossil","Yes","Existing","Combined Cycle","Combined Cycle","---","---","---","---","---","---","---","---","None","None","No",1,1,1,1,1,1,1,1,1,null,0,0,1,0,0,0,0,0,1,0,0,1,0]
["Initial_v6",2050,null,"WECC_WY","2448; 2449; 2450; 2455","WY",null,null,null,null,"*Unit Did Not Operate",null,0,0,0,0,0,0,0,0,0,0,null,null,null,52,"00 Exist Combustion Turbine","Fossil","No","Existing","Combustion Turbine","Combustion Turbine","---","---","---","---","---","---","---","---","None","None","No",1,1,1,1,1,1,1,1,1,null,0,0,1,0,0,0,0,0,1,0,0,1,0]
["Initial_v6",2050,null,"WECC_WY","2445; 2447; 2451","WY",null,null,null,null,"*Unit Did Not Operate",null,0,0,0,0,0,0,0,0,0,0,null,null,null,105,"00 Exist Combustion Turbine","Fossil","Yes","Existing","Combustion Turbine","Combustion Turbine","---","---","---","---","---","---","---","---","None","None","No",1,1,1,1,1,1,1,1,1,null,0,0,1,0,0,0,0,0,1,0,0,1,0]
["Initial_v6",2050,null,"WECC_WY",16692,"WY",null,null,null,null,"*Unit Did Not Operate",null,0,0,0,0,0,0,0,0,0,0,null,null,null,260.63968899999998,"00 Ret.C2G & SCR","Fossil","Yes","Existing","O/G Steam","O/G Steam","---","---","New","---","---","New","---","---","New","None","No",1,1,1,1,1,1,1,1,1,null,0,0,1,0,0,0,0,0,1,0,0,1,0]
["Initial_v6",2050,null,"WECC_WY","2443; 2444","WY",null,null,null,null,"*Unit Did Not Operate",null,0,0,0,0,0,0,0,0,0,0,null,null,null,4.7,"00 Exist Combustion Turbine","Fossil","No","Existing","Combustion Turbine","Combustion Turbine","---","---","---","---","---","---","---","---","None","None","No",1,1,1,1,1,1,1,1,1,null,0,0,1,0,0,0,0,0,1,0,0,1,0]
["Initial_v6",2050,null,"WECC_WY",5584,"WY",null,null,null,null,"Wind",null,0,0,1246.2046931992099,4452.8547388943798,0,0,0,0,0,0,null,null,null,1487.3,"00 Exist Onshore Wind","Non-Fossil","No","Existing","Wind","Renewable","---","---","---","---","---","---","---","---","None","None","No",1,1,1,1,1,1,1,1,1,null,0,0,1,0,0,0,0,0,1,0,0,1,0]
["Initial_v6",2050,null,"WECC_WY","11332; 11344; 11349; 11996; 12001; 12415; 22420","WY",null,null,null,null,null,null,null,null,null,null,null,null,null,null,null,null,null,null,null,1306.2789889999999,"00 Coal Withdrawn as Uneconomic","Retired","No","Retired","Coal Steam","Retired","Retired","Retired","Retired","Retired","Retired","Retired","Retired","Retired","Retired","Retired","No",1,1,1,1,1,1,1,1,1,null,0,0,0,0,0,0,0,0,0,0,0,0,0]
["Initial_v6",2050,null,"WECC_WY",11134,"WY",null,null,null,null,null,null,null,null,null,null,null,null,null,null,null,null,null,null,null,330,"00 O/G Withdrawn as Uneconomic","Retired","No","Retired","O/G Steam","Retired","Retired","Retired","Retired","Retired","Retired","Retired","Retired","Retired","Retired","Retired","No",1,1,1,1,1,1,1,1,1,null,0,0,0,0,0,0,0,0,0,0,0,0,0]

{"sheet":"Named Ranges","index":7,"n_rows":55,"n_cols":12,"rows_kept":55,"cut":false,"hidden":true,"merged":[]}
["Run",{"$f":"\"RPE_\"&A1","v":"RPE_Run"},"A"]
["Year",{"$f":"\"RPE_\"&A2","v":"RPE_Year"},"B",null,null,null,null,null,null,"‘=CHOOSE(Map!$AM$14,1,\n               IF(AQ2:AQ107459=\"Yes\",1,0),\n               IF(AO2:AO107459=\"None\",0,IF(Map!$AL$15=\"All Controls\",1,IF(Map!$AL$15=AO2:AO107459,1,0))),\n               IF(AI2:AI107459=\"---\",0,IF(Map!$AL$15=\"All Controls\",1,IF(Map!$AL$15=AI2:AI107459,1,0))),\n               IF(AJ2:AJ107459=\"---\",IF(Map!$AL$15=\"All Controls\",1,IF(Map!$AL$15=AJ2:AJ107459,1,0))),\n               IF(AP2:AP107459=\"None\",0,IF(Map!$AL$15=\"All Controls\",1,IF(Map!$AL$15=AP2:AP107459,1,0))),\n               IF(AG2:AG107459=\"---\",IF(Map!$AL$15=\"All Controls\",1,IF(Map!$AL$15=AG2:AG107459,1,0))),\n               IF(AH2:AH107459=\"---\",IF(Map!$AL$15=\"All Controls\",1,IF(Map!$AL$15=AH2:AH107459,1,0))),\n               IF(AK2:AK107459=\"---\",IF(Map!$AL$15=\"All Controls\",1,IF(Map!$AL$15=AK2:AK107459,1,0))),\n               IF(AL2:AL107459=\"---\",IF(Map!$AL$15=\"All Controls\",1,IF(Map!$AL$15=AL2:AL107459,1,0))),\n               IF(AM2:AM107459=\"---\",IF(Map!$AL$15=\"All Controls\",1,IF(Map!$AL$15=AM2:AM107459,1,0))),\n               IF(AN2:AN107459=\"---\",IF(Map!$AL$15=\"All Controls\",1,IF(Map!$AL$15=AN2:AN107459,1,0))),\n               IF(AO2:AO107459=\"None\",1,0),\n               IF(AP2:AP107459=\"None\",1,0))\n",null,"current last row value"]
["RegionGroup","RPE_RegionGroup","C",null,null,null,null,null,null,"‘=CHOOSE(Map!$AM$31,1,\n               IF(AQ2:AQ107459=\"Yes\",1,0),\n               IF(AO2:AO107459=\"None\",0,IF(Map!$AL$32=\"All Controls\",1,IF(Map!$AL$32=AO2:AO107459,1,0))),\n               IF(AI2:AI107459=\"---\",0,IF(Map!$AL$32=\"All Controls\",1,IF(Map!$AL$32=AI2:AI107459,1,0))),\n               IF(AJ2:AJ107459=\"---\",IF(Map!$AL$32=\"All Controls\",1,IF(Map!$AL$32=AJ2:AJ107459,1,0))),\n               IF(AP2:AP107459=\"None\",0,IF(Map!$AL$32=\"All Controls\",1,IF(Map!$AL$32=AP2:AP107459,1,0))),\n               IF(AG2:AG107459=\"---\",IF(Map!$AL$32=\"All Controls\",1,IF(Map!$AL$32=AG2:AG107459,1,0))),\n               IF(AH2:AH107459=\"---\",IF(Map!$AL$32=\"All Controls\",1,IF(Map!$AL$32=AH2:AH107459,1,0))),\n               IF(AK2:AK107459=\"---\",IF(Map!$AL$32=\"All Controls\",1,IF(Map!$AL$32=AK2:AK107459,1,0))),\n               IF(AL2:AL107459=\"---\",IF(Map!$AL$32=\"All Controls\",1,IF(Map!$AL$32=AL2:AL107459,1,0))),\n               IF(AM2:AM107459=\"---\",IF(Map!$AL$32=\"All Controls\",1,IF(Map!$AL$32=AM2:AM107459,1,0))),\n               IF(AN2:AN107459=\"---\",IF(Map!$AL$32=\"All Controls\",1,IF(Map!$AL$32=AN2:AN107459,1,0))),\n               IF(AO2:AO107459=\"None\",1,0),\n               IF(AP2:AP107459=\"None\",1,0))\n",null,{"$f":"IF(ISNUMBER(1+RIGHT(MID($J$2,9+SEARCH(\"IF(AQ2:AQ\",$J$2),6),1)),MID($J$2,9+SEARCH(\"IF(AQ2:AQ\",$J$2),6),MID($J$2,9+SEARCH(\"IF(AQ2:AQ\",$J$2),5))","v":"107459"}]
["RegionGroupAcronym","RPE_RegionGroupAcronym","D",null,null,null,null,null,null,"‘=CHOOSE(Whisker!$C$16,1,\n               IF(AQ2:AQ107459=\"Yes\",1,0),\n               IF(AO2:AO107459=\"None\",0,IF(Whisker!$B$17=\"All Controls\",1,IF(Whisker!$B$17=AO2:AO107459,1,0))),\n               IF(AI2:AI107459=\"---\",0,IF(Whisker!$B$17=\"All Controls\",1,IF(Whisker!$B$17=AI2:AI107459,1,0))),\n               IF(AJ2:AJ107459=\"---\",0,IF(Whisker!$B$17=\"All Controls\",1,IF(Whisker!$B$17=AJ2:AJ107459,1,0))),\n               IF(AP2:AP107459=\"None\",0,IF(Whisker!$B$17=\"All Controls\",1,IF(Whisker!$B$17=AP2:AP107459,1,0))),\n               IF(AG2:AG107459=\"---\",0,IF(Whisker!$B$17=\"All Controls\",1,IF(Whisker!$B$17=AG2:AG107459,1,0))),\n               IF(AH2:AH107459=\"---\",0,IF(Whisker!$B$17=\"All Controls\",1,IF(Whisker!$B$17=AH2:AH107459,1,0))),\n               IF(AK2:AK107459=\"---\",0,IF(Whisker!$B$17=\"All Controls\",1,IF(Whisker!$B$17=AK2:AK107459,1,0))),\n               IF(AL2:AL107459=\"---\",0,IF(Whisker!$B$17=\"All Controls\",1,IF(Whisker!$B$17=AL2:AL107459,1,0))),\n               IF(AM2:AM107459=\"---\",0,IF(Whisker!$B$17=\"All Controls\",1,IF(Whisker!$B$17=AM2:AM107459,1,0))),\n               IF(AN2:AN107459=\"---\",0,IF(Whisker!$B$17=\"All Controls\",1,IF(Whisker!$B$17=AN2:AN107459,1,0))),\n               IF(AO2:AO107459=\"None\",1,0),\n               IF(AP2:AP107459=\"None\",1,0))\n"]
["UnitId","RPE_UnitId","E",null,null,null,null,null,null,"‘=IF(Whisker!$C$33=0,1,CHOOSE(Whisker!$C$33,1,\n               IF(AQ2:AQ107459=\"Yes\",1,0),\n               IF(AO2:AO107459=\"None\",0,IF(Whisker!$B$34=\"All Controls\",1,IF(Whisker!$B$34=AO2:AO107459,1,0))),\n               IF(AI2:AI107459=\"---\",0,IF(Whisker!$B$34=\"All Controls\",1,IF(Whisker!$B$34=AI2:AI107459,1,0))),\n               IF(AJ2:AJ107459=\"---\",0,IF(Whisker!$B$34=\"All Controls\",1,IF(Whisker!$B$34=AJ2:AJ107459,1,0))),\n               IF(AP2:AP107459=\"None\",0,IF(Whisker!$B$34=\"All Controls\",1,IF(Whisker!$B$34=AP2:AP107459,1,0))),\n               IF(AG2:AG107459=\"---\",0,IF(Whisker!$B$34=\"All Controls\",1,IF(Whisker!$B$34=AG2:AG107459,1,0))),\n               IF(AH2:AH107459=\"---\",0,IF(Whisker!$B$34=\"All Controls\",1,IF(Whisker!$B$34=AH2:AH107459,1,0))),\n               IF(AK2:AK107459=\"---\",0,IF(Whisker!$B$34=\"All Controls\",1,IF(Whisker!$B$34=AK2:AK107459,1,0))),\n               IF(AL2:AL107459=\"---\",0,IF(Whisker!$B$34=\"All Controls\",1,IF(Whisker!$B$34=AL2:AL107459,1,0))),\n               IF(AM2:AM107459=\"---\",0,IF(Whisker!$B$34=\"All Controls\",1,IF(Whisker!$B$34=AM2:AM107459,1,0))),\n               IF(AN2:AN107459=\"---\",0,IF(Whisker!$B$34=\"All Controls\",1,IF(Whisker!$B$34=AN2:AN107459,1,0))),\n               IF(AO2:AO107459=\"None\",1,0),\n               IF(AP2:AP107459=\"None\",1,0)))\n"]
["State","RPE_State","F",null,null,null,null,null,null,"‘=IF(Whisker!$F$16=0,1,CHOOSE(Whisker!$F$16,1,\n               IF(AQ2:AQ107459=\"Yes\",1,0),\n               IF(AO2:AO107459=\"None\",0,IF(Whisker!$E$17=\"All Controls\",1,IF(Whisker!$E$17=AO2:AO107459,1,0))),\n               IF(AI2:AI107459=\"---\",0,IF(Whisker!$E$17=\"All Controls\",1,IF(Whisker!$E$17=AI2:AI107459,1,0))),\n               IF(AJ2:AJ107459=\"---\",0,IF(Whisker!$E$17=\"All Controls\",1,IF(Whisker!$E$17=AJ2:AJ107459,1,0))),\n               IF(AP2:AP107459=\"None\",0,IF(Whisker!$E$17=\"All Controls\",1,IF(Whisker!$E$17=AP2:AP107459,1,0))),\n               IF(AG2:AG107459=\"---\",0,IF(Whisker!$E$17=\"All Controls\",1,IF(Whisker!$E$17=AG2:AG107459,1,0))),\n               IF(AH2:AH107459=\"---\",0,IF(Whisker!$E$17=\"All Controls\",1,IF(Whisker!$E$17=AH2:AH107459,1,0))),\n               IF(AK2:AK107459=\"---\",0,IF(Whisker!$E$17=\"All Controls\",1,IF(Whisker!$E$17=AK2:AK107459,1,0))),\n               IF(AL2:AL107459=\"---\",0,IF(Whisker!$E$17=\"All Controls\",1,IF(Whisker!$E$17=AL2:AL107459,1,0))),\n               IF(AM2:AM107459=\"---\",0,IF(Whisker!$E$17=\"All Controls\",1,IF(Whisker!$E$17=AM2:AM107459,1,0))),\n               IF(AN2:AN107459=\"---\",0,IF(Whisker!$E$17=\"All Controls\",1,IF(Whisker!$E$17=AN2:AN107459,1,0))),\n               IF(AO2:AO107459=\"None\",1,0),\n               IF(AP2:AP107459=\"None\",1,0)))\n"]
["UnitLongName","RPE_UnitLongName","G",null,null,null,null,null,null,"‘=IF(Whisker!$F$33=0,1,CHOOSE(Whisker!$F$33,1,\n               IF(AQ2:AQ107459=\"Yes\",1,0),\n               IF(AO2:AO107459=\"None\",0,IF(Whisker!$E$34=\"All Controls\",1,IF(Whisker!$E$34=AO2:AO107459,1,0))),\n               IF(AI2:AI107459=\"---\",0,IF(Whisker!$E$34=\"All Controls\",1,IF(Whisker!$E$34=AI2:AI107459,1,0))),\n               IF(AJ2:AJ107459=\"---\",0,IF(Whisker!$E$34=\"All Controls\",1,IF(Whisker!$E$34=AJ2:AJ107459,1,0))),\n               IF(AP2:AP107459=\"None\",0,IF(Whisker!$E$34=\"All Controls\",1,IF(Whisker!$E$34=AP2:AP107459,1,0))),\n               IF(AG2:AG107459=\"---\",0,IF(Whisker!$E$34=\"All Controls\",1,IF(Whisker!$E$34=AG2:AG107459,1,0))),\n               IF(AH2:AH107459=\"---\",0,IF(Whisker!$E$34=\"All Controls\",1,IF(Whisker!$E$34=AH2:AH107459,1,0))),\n               IF(AK2:AK107459=\"---\",0,IF(Whisker!$E$34=\"All Controls\",1,IF(Whisker!$E$34=AK2:AK107459,1,0))),\n               IF(AL2:AL107459=\"---\",0,IF(Whisker!$E$34=\"All Controls\",1,IF(Whisker!$E$34=AL2:AL107459,1,0))),\n               IF(AM2:AM107459=\"---\",0,IF(Whisker!$E$34=\"All Controls\",1,IF(Whisker!$E$34=AM2:AM107459,1,0))),\n               IF(AN2:AN107459=\"---\",0,IF(Whisker!$E$34=\"All Controls\",1,IF(Whisker!$E$34=AN2:AN107459,1,0))),\n               IF(AO2:AO107459=\"None\",1,0),\n               IF(AP2:AP107459=\"None\",1,0)))\n"]
["PriorStage","RPE_PriorStage","H",null,null,null,null,null,null,"‘=IF('Emissions GWh Btu MW'!$C$16=0,1,CHOOSE('Emissions GWh Btu MW'!$C$16,1,\n               IF(AQ2:AQ107459=\"Yes\",1,0),\n               IF(AO2:AO107459=\"None\",0,IF('Emissions GWh Btu MW'!$B$17=\"All Controls\",1,IF('Emissions GWh Btu MW'!$B$17=AO2:AO107459,1,0))),\n               IF(AI2:AI107459=\"---\",0,IF('Emissions GWh Btu MW'!$B$17=\"All Controls\",1,IF('Emissions GWh Btu MW'!$B$17=AI2:AI107459,1,0))),\n               IF(AJ2:AJ107459=\"---\",0,IF('Emissions GWh Btu MW'!$B$17=\"All Controls\",1,IF('Emissions GWh Btu MW'!$B$17=AJ2:AJ107459,1,0))),\n               IF(AP2:AP107459=\"None\",0,IF('Emissions GWh Btu MW'!$B$17=\"All Controls\",1,IF('Emissions GWh Btu MW'!$B$17=AP2:AP107459,1,0))),\n               IF(AG2:AG107459=\"---\",0,IF('Emissions GWh Btu MW'!$B$17=\"All Controls\",1,IF('Emissions GWh Btu MW'!$B$17=AG2:AG107459,1,0))),\n               IF(AH2:AH107459=\"---\",0,IF('Emissions GWh Btu MW'!$B$17=\"All Controls\",1,IF('Emissions GWh Btu MW'!$B$17=AH2:AH107459,1,0))),\n               IF(AK2:AK107459=\"---\",0,IF('Emissions GWh Btu MW'!$B$17=\"All Controls\",1,IF('Emissions GWh Btu MW'!$B$17=AK2:AK107459,1,0))),\n               IF(AL2:AL107459=\"---\",0,IF('Emissions GWh Btu MW'!$B$17=\"All Controls\",1,IF('Emissions GWh Btu MW'!$B$17=AL2:AL107459,1,0))),\n               IF(AM2:AM107459=\"---\",0,IF('Emissions GWh Btu MW'!$B$17=\"All Controls\",1,IF('Emissions GWh Btu MW'!$B$17=AM2:AM107459,1,0))),\n               IF(AN2:AN107459=\"---\",0,IF('Emissions GWh Btu MW'!$B$17=\"All Controls\",1,IF('Emissions GWh Btu MW'!$B$17=AN2:AN107459,1,0))),\n               IF(AO2:AO107459=\"None\",1,0),\n               IF(AP2:AP107459=\"None\",1,0)))\n"]
["BaseUnit","RPE_BaseUnit","I",null,null,null,null,null,null,"‘=CHOOSE('All Run Comparison'!$C$16,1,\n               IF(AQ2:AQ107459=\"Yes\",1,0),\n               IF(AO2:AO107459=\"None\",0,IF('All Run Comparison'!$B$17=\"All Controls\",1,IF('All Run Comparison'!$B$17=AO2:AO107459,1,0))),\n               IF(AI2:AI107459=\"---\",0,IF('All Run Comparison'!$B$17=\"All Controls\",1,IF('All Run Comparison'!$B$17=AI2:AI107459,1,0))),\n               IF(AJ2:AJ107459=\"---\",0,IF('All Run Comparison'!$B$17=\"All Controls\",1,IF('All Run Comparison'!$B$17=AJ2:AJ107459,1,0))),\n               IF(AP2:AP107459=\"None\",0,IF('All Run Comparison'!$B$17=\"All Controls\",1,IF('All Run Comparison'!$B$17=AP2:AP107459,1,0))),\n               IF(AG2:AG107459=\"---\",0,IF('All Run Comparison'!$B$17=\"All Controls\",1,IF('All Run Comparison'!$B$17=AG2:AG107459,1,0))),\n               IF(AH2:AH107459=\"---\",0,IF('All Run Comparison'!$B$17=\"All Controls\",1,IF('All Run Comparison'!$B$17=AH2:AH107459,1,0))),\n               IF(AK2:AK107459=\"---\",0,IF('All Run Comparison'!$B$17=\"All Controls\",1,IF('All Run Comparison'!$B$17=AK2:AK107459,1,0))),\n               IF(AL2:AL107459=\"---\",0,IF('All Run Comparison'!$B$17=\"All Controls\",1,IF('All Run Comparison'!$B$17=AL2:AL107459,1,0))),\n               IF(AM2:AM107459=\"---\",0,IF('All Run Comparison'!$B$17=\"All Controls\",1,IF('All Run Comparison'!$B$17=AM2:AM107459,1,0))),\n               IF(AN2:AN107459=\"---\",0,IF('All Run Comparison'!$B$17=\"All Controls\",1,IF('All Run Comparison'!$B$17=AN2:AN107459,1,0))),\n               IF(AO2:AO107459=\"None\",1,0),\n               IF(AP2:AP107459=\"None\",1,0))"]
["FuelName","RPE_FuelName","J",null,null,null,null,null,null,"‘=IF('All Run Comparison'!$C$33=0,1,CHOOSE('All Run Comparison'!$C$33,1,\n               IF(AQ2:AQ107459=\"Yes\",1,0),\n               IF(AO2:AO107459=\"None\",0,IF('All Run Comparison'!$B$34=\"All Controls\",1,IF('All Run Comparison'!$B$34=AO2:AO107459,1,0))),\n               IF(AI2:AI107459=\"---\",0,IF('All Run Comparison'!$B$34=\"All Controls\",1,IF('All Run Comparison'!$B$34=AI2:AI107459,1,0))),\n               IF(AJ2:AJ107459=\"---\",0,IF('All Run Comparison'!$B$34=\"All Controls\",1,IF('All Run Comparison'!$B$34=AJ2:AJ107459,1,0))),\n               IF(AP2:AP107459=\"None\",0,IF('All Run Comparison'!$B$34=\"All Controls\",1,IF('All Run Comparison'!$B$34=AP2:AP107459,1,0))),\n               IF(AG2:AG107459=\"---\",0,IF('All Run Comparison'!$B$34=\"All Controls\",1,IF('All Run Comparison'!$B$34=AG2:AG107459,1,0))),\n               IF(AH2:AH107459=\"---\",0,IF('All Run Comparison'!$B$34=\"All Controls\",1,IF('All Run Comparison'!$B$34=AH2:AH107459,1,0))),\n               IF(AK2:AK107459=\"---\",0,IF('All Run Comparison'!$B$34=\"All Controls\",1,IF('All Run Comparison'!$B$34=AK2:AK107459,1,0))),\n               IF(AL2:AL107459=\"---\",0,IF('All Run Comparison'!$B$34=\"All Controls\",1,IF('All Run Comparison'!$B$34=AL2:AL107459,1,0))),\n               IF(AM2:AM107459=\"---\",0,IF('All Run Comparison'!$B$34=\"All Controls\",1,IF('All Run Comparison'!$B$34=AM2:AM107459,1,0))),\n               IF(AN2:AN107459=\"---\",0,IF('All Run Comparison'!$B$34=\"All Controls\",1,IF('All Run Comparison'!$B$34=AN2:AN107459,1,0))),\n               IF(AO2:AO107459=\"None\",1,0),\n               IF(AP2:AP107459=\"None\",1,0)))",null,{"$f":"COUNTA('RPE Files'!A:A)","v":107459}]
["FuelType","RPE_FuelType","K",null,null,null,null,null,null," "]
["FuelSupplyRegionGroup","RPE_FuelSupplyRegionGroup","L",null,null,null,null,null,null,"‘=IF(A2:A107459<>Map!$AL$2,0,IF(B2:B107459<>Map!$AL$4,0,IF(\n             (((Map!$AL$9=\"All Units\")+(K2:K107459=Map!$AL$9)>0)*\n               ((Map!$AL$10=\"All Units\")+(AC2:AC107459=\"Yes\")>0)*\n               (((Map!$AL$11=\"Existing and New\")*(AD2:AD107459<>\"Retired\"))+(AD2:AD107459=Map!$AL$11)>0)*\n               ((Map!$AL$12=\"All Units\")+(AE2:AE107459=Map!$AL$12)>0)*\n               ((Map!$AL$13=\"All Units\")+(AF2:AF107459=Map!$AL$13)>0)*\n               ((((Map!$AL$14=\"All Units\")*(Map!$AL$15=\"All Controls\")))+(AR2:AR107459=1))>0),\n1,0)))\n"]
["FuelConsumptionSummerTBtu","RPE_FuelConsumptionSummerTBtu","M",null,null,null,null,null,null,"‘=IF(Map!$AL$18=\"Actual\",0,IF(A2:A107459<>Map!$AL$21,0,IF(B2:B107459<>Map!$AL$23,0,IF(\n             (((Map!$AL$26=\"All Units\")+(K2:K107459=Map!$AL$26)>0)*\n               ((Map!$AL$27=\"All Units\")+(AC2:AC107459=\"Yes\")>0)*\n               (((Map!$AL$28=\"Existing and New\")*(AD2:AD107459<>\"Retired\"))+(AD2:AD107459=Map!$AL$28)>0)*\n               ((Map!$AL$29=\"All Units\")+(AE2:AE107459=Map!$AL$29)>0)*\n               ((Map!$AL$30=\"All Units\")+(AF2:AF107459=Map!$AL$30)>0)*\n               ((((Map!$AL$31=\"All Units\")*(Map!$AL$32=\"All Controls\")))+(AS2:AS107459=1))>0),\n1,0))))\n"]
["FuelConsumptionTotalTBtu","RPE_FuelConsumptionTotalTBtu","N",null,null,null,null,null,null,"‘=IF(A2:A107459<>Map!$AL$2,0,IF(\n             (((Map!$AL$9=\"All Units\")+(K2:K107459=Map!$AL$9)>0)*\n               ((Map!$AL$10=\"All Units\")+(AC2:AC107459=\"Yes\")>0)*\n               (((Map!$AL$11=\"Existing and New\")*(AD2:AD107459<>\"Retired\"))+(AD2:AD107459=Map!$AL$11)>0)*\n               ((Map!$AL$12=\"All Units\")+(AE2:AE107459=Map!$AL$12)>0)*\n               ((Map!$AL$13=\"All Units\")+(AF2:AF107459=Map!$AL$13)>0)*\n               ((((Map!$AL$14=\"All Units\")*(Map!$AL$15=\"All Controls\")))+(AR2:AR107459=1))>0),\n1,0))\n"]
["GenerationSummerGWh","RPE_GenerationSummerGWh","O",null,null,null,null,null,null,"‘=IF(Map!$AL$18=\"Actual\",0,IF(A2:A107459<>Map!$AL$21,0,IF(\n             (((Map!$AL$26=\"All Units\")+(K2:K107459=Map!$AL$26)>0)*\n               ((Map!$AL$27=\"All Units\")+(AC2:AC107459=\"Yes\")>0)*\n               (((Map!$AL$28=\"Existing and New\")*(AD2:AD107459<>\"Retired\"))+(AD2:AD107459=Map!$AL$28)>0)*\n               ((Map!$AL$29=\"All Units\")+(AE2:AE107459=Map!$AL$29)>0)*\n               ((Map!$AL$30=\"All Units\")+(AF2:AF107459=Map!$AL$30)>0)*\n               ((((Map!$AL$31=\"All Units\")*(Map!$AL$32=\"All Controls\")))+(AS2:AS107459=1))>0),\n1,0)))\n"]
["GenerationTotalGWh","RPE_GenerationTotalGWh","P",null,null,null,null,null,null,"‘=IF(A2:A107459<>Whisker!$B$4,0,IF(B2:B107459<>Whisker!$B$6,0,IF(\n             (((Whisker!$B$11=\"All Units\")+(K2:K107459=Whisker!$B$11)>0)*\n               ((Whisker!$B$12=\"All Units\")+(AC2:AC107459=\"Yes\")>0)*\n               (((Whisker!$B$13=\"Existing and New\")*(AD2:AD107459<>\"Retired\"))+(AD2:AD107459=Whisker!$B$13)>0)*\n               ((Whisker!$B$14=\"All Units\")+(AE2:AE107459=Whisker!$B$14)>0)*\n               ((Whisker!$B$15=\"All Units\")+(AF2:AF107459=Whisker!$B$15)>0)*\n               ((((Whisker!$B$16=\"All Units\")*(Whisker!$B$17=\"All Controls\")))+(AT2:AT107459=1))>0),\n1,0)))\n"]
["CO2EmissionsSummerThousandTons","RPE_CO2EmissionsSummerThousandTons","Q",null,null,null,null,null,null,"‘=IF(Whisker!$B$20=\"Actual\",0,IF(A2:A107459<>Whisker!$B$23,0,IF(B2:B107459<>Whisker!$B$25,0,IF(\n      (((Whisker!$B$28=\"All Units\")+(K2:K107459=Whisker!$B$28)>0)*\n      ((Whisker!$B$29=\"All Units\")+(AC2:AC107459=\"Yes\")>0)*\n      (((Whisker!$B$30=\"Existing and New\")*(AD2:AD107459<>\"Retired\"))+(AD2:AD107459=Whisker!$B$30)>0)*\n      ((Whisker!$B$31=\"All Units\")+(AE2:AE107459=Whisker!$B$31)>0)*\n      ((Whisker!$B$32=\"All Units\")+(AF2:AF107459=Whisker!$B$32)>0)*\n      ((((Whisker!$B$33=\"All Units\")*(Whisker!$B$34=\"All Controls\")))+(AU2:AU107459=1))>0),\n1,0))))\n"]
["CO2EmissionsTotalThousandTons","RPE_CO2EmissionsTotalThousandTons","R",null,null,null,null,null,null,"‘=IF(Whisker!$E$3=\"Off\",0, IF(A2:A107459<>Whisker!$E$4,0,IF(B2:B107459<>Whisker!$E$6,0,IF(\n             (((Whisker!$E$11=\"All Units\")+(K2:K107459=Whisker!$E$11)>0)*\n               ((Whisker!$E$12=\"All Units\")+(AC2:AC107459=\"Yes\")>0)*\n               (((Whisker!$E$13=\"Existing and New\")*(AD2:AD107459<>\"Retired\"))+(AD2:AD107459=Whisker!$E$13)>0)*\n               ((Whisker!$E$14=\"All Units\")+(AE2:AE107459=Whisker!$E$14)>0)*\n               ((Whisker!$E$15=\"All Units\")+(AF2:AF107459=Whisker!$E$15)>0)*\n               ((((Whisker!$E$16=\"All Units\")*(Whisker!$E$17=\"All Controls\")))+(AV2:AV107459=1))>0),\n1,0))))\n"]
["NOXEmissionsSummerThousandTons","RPE_NOXEmissionsSummerThousandTons","S",null,null,null,null,null,null,"‘=IF(Whisker!$E$3=\"Off\",0,IF(Whisker!$E$20=\"Actual\",0,IF(A2:A107459<>Whisker!$E$23,0,IF(B2:B107459<>Whisker!$E$25,0,IF(\n             (((Whisker!$E$28=\"All Units\")+(K2:K107459=Whisker!$E$28)>0)*\n               ((Whisker!$E$29=\"All Units\")+(AC2:AC107459=\"Yes\")>0)*\n               (((Whisker!$E$30=\"Existing and New\")*(AD2:AD107459<>\"Retired\"))+(AD2:AD107459=Whisker!$E$30)>0)*\n               ((Whisker!$E$31=\"All Units\")+(AE2:AE107459=Whisker!$E$31)>0)*\n               ((Whisker!$E$32=\"All Units\")+(AF2:AF107459=Whisker!$E$32)>0)*\n               ((((Whisker!$E$33=\"All Units\")*(Whisker!$E$34=\"All Controls\")))+(AW2:AW107459=1))>0),\n1,0)))))\n"]
["NOXEmissionsTotalThousandTons","RPE_NOXEmissionsTotalThousandTons","T",null,null,null,null,null,null,"‘=IF(A2:A107459<>'Emissions GWh Btu MW'!$B$4,0,IF(\n             ((('Emissions GWh Btu MW'!$B$11=\"All Units\")+(K2:K107459='Emissions GWh Btu MW'!$B$11)>0)*\n               (('Emissions GWh Btu MW'!$B$12=\"All Units\")+(AC2:AC107459=\"Yes\")>0)*\n               ((('Emissions GWh Btu MW'!$B$13=\"Existing and New\")*(AD2:AD107459<>\"Retired\"))+(AD2:AD107459='Emissions GWh Btu MW'!$B$13)>0)*\n               (('Emissions GWh Btu MW'!$B$14=\"All Units\")+(AE2:AE107459='Emissions GWh Btu MW'!$B$14)>0)*\n               (('Emissions GWh Btu MW'!$B$15=\"All Units\")+(AF2:AF107459='Emissions GWh Btu MW'!$B$15)>0)*\n               (((('Emissions GWh Btu MW'!$B$16=\"All Units\")*('Emissions GWh Btu MW'!$B$17=\"All Controls\")))+(AX2:AX107459=1))>0),\n1,0))\n"]
["SO2EmissionsSummerThousandTons","RPE_SO2EmissionsSummerThousandTons","U",null,null,null,null,null,null,"‘=IF('Emissions GWh Btu MW'!$B$5=\"None\",0,IF(A2:A107459<>'Emissions GWh Btu MW'!$B$5,0,IF(\n             ((('Emissions GWh Btu MW'!$B$11=\"All Units\")+(K2:K107459='Emissions GWh Btu MW'!$B$11)>0)*\n               (('Emissions GWh Btu MW'!$B$12=\"All Units\")+(AC2:AC107459=\"Yes\")>0)*\n               ((('Emissions GWh Btu MW'!$B$13=\"Existing and New\")*(AD2:AD107459<>\"Retired\"))+(AD2:AD107459='Emissions GWh Btu MW'!$B$13)>0)*\n               (('Emissions GWh Btu MW'!$B$14=\"All Units\")+(AE2:AE107459='Emissions GWh Btu MW'!$B$14)>0)*\n               (('Emissions GWh Btu MW'!$B$15=\"All Units\")+(AF2:AF107459='Emissions GWh Btu MW'!$B$15)>0)*\n               (((('Emissions GWh Btu MW'!$B$16=\"All Units\")*('Emissions GWh Btu MW'!$B$17=\"All Controls\")))+(AX2:AX107459=1))>0),\n1,0)))\n"]
["SO2EmissionsTotalThousandTons","RPE_SO2EmissionsTotalThousandTons","V",null,null,null,null,null,null,"‘=IF(A2:A107459<>\"Historic\",0,IF(\n             ((('Emissions GWh Btu MW'!$B$11=\"All Units\")+(K2:K107459='Emissions GWh Btu MW'!$B$11)>0)*\n               (('Emissions GWh Btu MW'!$B$12=\"All Units\")+(AC2:AC107459=\"Yes\")>0)*\n               ((('Emissions GWh Btu MW'!$B$13=\"Existing and New\")*(AD2:AD107459<>\"Retired\"))+(AD2:AD107459='Emissions GWh Btu MW'!$B$13)>0)*\n               (('Emissions GWh Btu MW'!$B$14=\"All Units\")+(AE2:AE107459='Emissions GWh Btu MW'!$B$14)>0)*\n               (('Emissions GWh Btu MW'!$B$15=\"All Units\")+(AF2:AF107459='Emissions GWh Btu MW'!$B$15)>0)*\n               (((('Emissions GWh Btu MW'!$B$16=\"All Units\")*('Emissions GWh Btu MW'!$B$17=\"All Controls\")))+(AX2:AX107459=1))>0),\n1,0))\n"]
["ModeSummer","RPE_ModeSummer","W",null,null,null,null,null,null,"‘=IF(\n             ((('All Run Comparison'!$B$11=\"All Units\")+(K2:K107459='All Run Comparison'!$B$11)>0)*\n               (('All Run Comparison'!$B$7=\"National\")+(F2:F107459='All Run Comparison'!$B$8)+(D2:D107459='All Run Comparison'!$B$8)>0)*\n               (('All Run Comparison'!$B$12=\"All Units\")+(AC2:AC107459=\"Yes\")>0)*\n               ((('All Run Comparison'!$B$13=\"Existing and New\")*(AD2:AD107459<>\"Retired\"))+(AD2:AD107459='All Run Comparison'!$B$13)>0)*\n               (('All Run Comparison'!$B$14=\"All Units\")+(AE2:AE107459='All Run Comparison'!$B$14)>0)*\n               (('All Run Comparison'!$B$15=\"All Units\")+(AF2:AF107459='All Run Comparison'!$B$15)>0)*\n               (((('All Run Comparison'!$B$16=\"All Units\")*('All Run Comparison'!$B$17=\"All Controls\")))+(AY2:AY107459=1))>0),\n1,0)"]
["AverageCapacityMW","RPE_AverageCapacityMW","X",null,null,null,null,null,null,"‘=IF('All Run Comparison'!$B$20=\"Actual\",0,IF(\n      ((('All Run Comparison'!$B$28=\"All Units\")+(K2:K107459='All Run Comparison'!$B$28)>0)*\n      (('All Run Comparison'!$B$23=\"Self\")+(A2:A107459='All Run Comparison'!$B$23)>0)*\n      (('All Run Comparison'!$B$25=\"Parallel\")+(B2:B107459='All Run Comparison'!$B$25)>0)*\n      (('All Run Comparison'!$B$7=\"National\")+(F2:F107459='All Run Comparison'!$B$8)+(D2:D107459='All Run Comparison'!$B$8)>0)*\n      (('All Run Comparison'!$B$29=\"All Units\")+(AC2:AC107459=\"Yes\")>0)*\n      ((('All Run Comparison'!$B$30=\"Existing and New\")*(AD2:AD107459<>\"Retired\"))+(AD2:AD107459='All Run Comparison'!$B$30)>0)*\n      (('All Run Comparison'!$B$31=\"All Units\")+(AE2:AE107459='All Run Comparison'!$B$31)>0)*\n      (('All Run Comparison'!$B$32=\"All Units\")+(AF2:AF107459='All Run Comparison'!$B$32)>0)*\n      (((('All Run Comparison'!$B$33=\"All Units\")*('All Run Comparison'!$B$34=\"All Controls\")))+(AZ2:AZ107459=1))>0),\n1,0))"]
["DispatchableCapacityMW","RPE_DispatchableCapacityMW","Z"]
["CapacityReportingType","RPE_CapacityReportingType","AA"]
["FossilorNonFossil","RPE_FossilorNonFossil","AB"]
["Fossil25MW","RPE_Fossil25MW","AC"]
["ExistingorNewUnit","RPE_ExistingorNewUnit","AD"]
["PlantType","RPE_PlantType","AE"]
["PlantCategory","RPE_PlantCategory","AF"]
["FGD","RPE_FGD","AG"]
["DSI","RPE_DSI","AH"]
["SCR","RPE_SCR","AI"]
["SNCR","RPE_SNCR","AJ"]
["ACI","RPE_ACI","AK"]
["C2G","RPE_C2G","AL"]
["HRI","RPE_HRI","AM"]
["CCS","RPE_CCS","AN"]
["AnyNOxPostCombustion","RPE_AnyNOxPostCombustion","AO"]
["AnySO2PostCombustion","RPE_AnySO2PostCombustion","AP"]
["BothNoxandSO2Controls","RPE_BothNoxandSO2Controls","AQ"]
["MeetPrimaryCriteria","MeetPrimaryCriteria","BB"]
["MeetComparisonCriteria","MeetComparisonCriteria","BC"]
["MeetPrimaryCriteriaSeries","MeetPrimaryCriteriaSeries","BD"]
["MeetComparisonCriteriaSeries","MeetComparisonCriteriaSeries","BE"]
["MeetPrimaryCriteria2","MeetPrimaryCriteria2","BF"]
["MeetComparisonCriteria2","MeetComparisonCriteria2","BG"]
["MeetPrimaryCriteria3","MeetPrimaryCriteria3","BH"]
["MeetComparisonCriteria3","MeetComparisonCriteria3","BI"]
["MeetPrimaryCriteriaSeries2","MeetPrimaryCriteriaSeries2","BJ"]
["MeetComparisonCriteriaSeries2","MeetComparisonCriteriaSeries2","BK"]
["MeetHistoricCriteriaSeries2","MeetHistoricCriteriaSeries2","BL"]
["MeetPrimaryCriteriaSeries3","MeetPrimaryCriteria3","BM"]
["MeetComparisonCriteriaSeries3","MeetComparisonCriteria3","BN"]

{"sheet":"Lookup tables","index":8,"n_rows":554,"n_cols":39,"rows_kept":554,"cut":false,"hidden":false,"merged":[[2,1,2,2],[2,4,2,5],[2,7,2,8],[2,11,2,13],[2,15,2,25]]}
[null,null,null,null,null,null,null,null,null,null,null,null,null,null,null,null,"Existing","New (Retrofit)"]
[]
[null,"IPM Region to NERC Region",null,null,"Fuel Type to Fossil",null,null,"Capacity Type to Existing / New",null,null,null,"Capacity Reporting to Plant Type",null,null,null,"Capcity Reporting Type to Controls (Existing and New / Retrofit)"]
[null,"Region Group Acronym","NERC Region",null,"Capacity Reporting Type","Fossil / Non-Fossil",null,"Capacity Reporting Type","Existing or New",null,null,"Capacity Reporting Type","Plant Type","Category",null,"Capacity Reporting Type","FGD","DSI","SCR","SNCR","ACI","C2G","HRI","CCS","Any NOx Post Combustion","Any SO2 Post Combustion",null,null,null,"Name","Name No Special Characters","Named Range of Column"]
[null,"ERC_FRNT",null,null,"00 Exist Biomass","Non-Fossil",null,"00 Exist Biomass",{"$f":"IFERROR(IF(SEARCH(\"new\",H5)>0,\"New\",\"ERROR\"),\"Existing\")","v":"Existing"},null,null,"00 Exist Biomass","Biomass","Renewable",null,"00 Exist Biomass","---","---","---","---","---","---","---","---",{"$f":"IF(OR(S5<>\"---\",T5<>\"---\"),IF(OR(S5=\"New\",T5=\"New\"),\"New\",\"Existing\"),\"None\")","v":"None"},{"$f":"IF(OR(Q5<>\"---\",R5<>\"---\"),IF(OR(Q5=\"New\",R5=\"New\"),\"New\",\"Existing\"),\"None\")","v":"None"},null,null,null,"Run","Run","RPE_Run",null,null,null,null,"Fuel Consumption Summer TBtu","RPE_FuelConsumptionSummerTBtu",1]
[null,"ERC_GWAY",null,null,"00 Exist Combustion Turbine","Fossil",null,"00 Exist Combustion Turbine",{"$f":"IFERROR(IF(SEARCH(\"new\",H6)>0,\"New\",\"ERROR\"),\"Existing\")","v":"Existing"},null,null,"00 Exist Combustion Turbine","Combustion Turbine","Combustion Turbine",null,"00 Exist Combustion Turbine","---","---","---","---","---","---","---","---",{"$f":"IF(OR(S6<>\"---\",T6<>\"---\"),IF(OR(S6=\"New\",T6=\"New\"),\"New\",\"Existing\"),\"None\")","v":"None"},{"$f":"IF(OR(Q6<>\"---\",R6<>\"---\"),IF(OR(Q6=\"New\",R6=\"New\"),\"New\",\"Existing\"),\"None\")","v":"None"},null,null,null,"Year","Year","RPE_Year",null,null,null,null,"Fuel Consumption Total TBtu","RPE_FuelConsumptionTotalTBtu",2]
[null,"ERC_REST",null,null,"00 Exist Combined Cycle","Fossil",null,"00 Exist Combined Cycle","Existing",null,null,"00 Exist Combined Cycle","Combined Cycle","Combined Cycle",null,"00 Exist Combined Cycle","---","---","---","---","---","---","---","---","None","None",null,null,null,"Region Group","RegionGroup","RPE_RegionGroup",null,null,null,null,"Generation Summer GWh","RPE_GenerationSummerGWh",3]
[null,"ERC_WEST",null,null,"00 Exist Coal Steam_Uncontrolled","Fossil",null,"00 Exist Coal Steam_Uncontrolled","Existing",null,null,"00 Exist Coal Steam_Uncontrolled","Coal Steam","Coal",null,"00 Exist Coal Steam_Uncontrolled","---","---","---","---","---","---","---","---","None","None",null,null,null,"Region Group Acronym","RegionGroupAcronym","RPE_RegionGroupAcronym",null,null,null,null,"Generation Total GWh","RPE_GenerationTotalGWh",4]
[null,"FRCC",null,null,"00 Exist Coal Steam_DryFGD_SCR","Fossil",null,"00 Exist Coal Steam_DryFGD_SCR","Existing",null,null,"00 Exist Coal Steam_DryFGD_SCR","Coal Steam","Coal",null,"00 Exist Coal Steam_DryFGD_SCR","Existing","---","Existing","---","---","---","---","---","Existing","Existing",null,null,null,"UnitId","UnitId","RPE_UnitId",null,null,null,null,"CO2 Emissions Summer Thousand Tons","RPE_CO2EmissionsSummerThousandTons",5]
[null,"MAP_WAUE",null,null,"00 Exist Coal Steam_DryFGD_SNCR","Fossil",null,"00 Exist Coal Steam_DryFGD_SNCR","Existing",null,null,"00 Exist Coal Steam_DryFGD_SNCR","Coal Steam","Coal",null,"00 Exist Coal Steam_DryFGD_SNCR","Existing","---","---","Existing","---","---","---","---","Existing","Existing",null,null,null,"State","State","RPE_State",null,null,null,null,"CO2 Emissions Total Thousand Tons","RPE_CO2EmissionsTotalThousandTons",6]
[null,"MIS_IA",null,null,"00 Exist Coal Steam_DryFGD","Fossil",null,"00 Exist Coal Steam_DryFGD","Existing",null,null,"00 Exist Coal Steam_DryFGD","Coal Steam","Coal",null,"00 Exist Coal Steam_DryFGD","Existing","---","---","---","---","---","---","---","None","Existing",null,null,null,"Unit Long Name","UnitLongName","RPE_UnitLongName",null,null,null,null,"NOX Emissions Summer Thousand Tons","RPE_NOXEmissionsSummerThousandTons",7]
[null,"MIS_IL",null,null,"00 Exist Oil/Gas Steam_SNCR","Fossil",null,"00 Exist Oil/Gas Steam_SNCR","Existing",null,null,"00 Exist Oil/Gas Steam_SNCR","O/G Steam","O/G Steam",null,"00 Exist Oil/Gas Steam_SNCR","---","---","---","Existing","---","---","---","---","Existing","None",null,null,null,"Prior Stage","PriorStage","RPE_PriorStage",null,null,null,null,"NOX Emissions Total Thousand Tons","RPE_NOXEmissionsTotalThousandTons",8]
[null,"MIS_INKY",null,null,"00 Exist FBC_Uncontrolled","Fossil",null,"00 Exist FBC_Uncontrolled","Existing",null,null,"00 Exist FBC_Uncontrolled","Coal Steam","Coal",null,"00 Exist FBC_Uncontrolled","---","---","---","---","---","---","---","---","None","None",null,null,null,"Base Unit","BaseUnit","RPE_BaseUnit",null,null,null,null,"SO2 Emissions Summer Thousand Tons","RPE_SO2EmissionsSummerThousandTons",9]
[null,"MIS_LMI",null,null,"00 Exist FBC_SNCR","Fossil",null,"00 Exist FBC_SNCR","Existing",null,null,"00 Exist FBC_SNCR","Coal Steam","Coal",null,"00 Exist FBC_SNCR","---","---","---","Existing","---","---","---","---","Existing","None",null,null,null,"Fuel Name","FuelName","RPE_FuelName",null,null,null,null,"SO2 Emissions Total Thousand Tons","RPE_SO2EmissionsTotalThousandTons",10]
[null,"MIS_MAPP",null,null,"00 Exist Oil/Gas Steam","Fossil",null,"00 Exist Oil/Gas Steam","Existing",null,null,"00 Exist Oil/Gas Steam","O/G Steam","O/G Steam",null,"00 Exist Oil/Gas Steam","---","---","---","---","---","---","---","---","None","None",null,null,null,"Fuel Type","FuelType","RPE_FuelType",null,null,null,null,"Dispatchable Capacity MW","RPE_DispatchableCapacityMW",11]
[null,"MIS_MIDA",null,null,"00 Exist Oil/Gas Steam_SCR","Fossil",null,"00 Exist Oil/Gas Steam_SCR","Existing",null,null,"00 Exist Oil/Gas Steam_SCR","O/G Steam","O/G Steam",null,"00 Exist Oil/Gas Steam_SCR","---","---","Existing","---","---","---","---","---","Existing","None",null,null,null,"Fuel Supply Region Group","FuelSupplyRegionGroup","RPE_FuelSupplyRegionGroup"]
[null,"MIS_MNWI",null,null,"00 Exist Coal Steam_WetFGD_SCR_ACI","Fossil",null,"00 Exist Coal Steam_WetFGD_SCR_ACI","Existing",null,null,"00 Exist Coal Steam_WetFGD_SCR_ACI","Coal Steam","Coal",null,"00 Exist Coal Steam_WetFGD_SCR_ACI","Existing","---","Existing","---","Existing","---","---","---","Existing","Existing",null,null,null,"ASH Content lbs/MMBtu","ASHContentlbsMMBtu","RPE_ASHContentlbsMMBtu"]
[null,"MIS_MO",null,null,"00 Exist Coal Steam_WetFGD_SNCR_ACI","Fossil",null,"00 Exist Coal Steam_WetFGD_SNCR_ACI","Existing",null,null,"00 Exist Coal Steam_WetFGD_SNCR_ACI","Coal Steam","Coal",null,"00 Exist Coal Steam_WetFGD_SNCR_ACI","Existing","---","---","Existing","Existing","---","---","---","Existing","Existing",null,null,null,"CO2 Content lbs/MMBtu","CO2ContentlbsMMBtu","RPE_CO2ContentlbsMMBtu"]
[null,"MIS_WUMS",null,null,"00 Exist Coal Steam_WetFGD_ACI","Fossil",null,"00 Exist Coal Steam_WetFGD_ACI","Existing",null,null,"00 Exist Coal Steam_WetFGD_ACI","Coal Steam","Coal",null,"00 Exist Coal Steam_WetFGD_ACI","Existing","---","---","---","Existing","---","---","---","None","Existing",null,null,null,"HCL Content lbs/MMBtu","HCLContentlbsMMBtu","RPE_HCLContentlbsMMBtu"]
[null,"NENG_CT",null,null,"00 Exist Coal Steam_DryFGD_SCR_ACI","Fossil",null,"00 Exist Coal Steam_DryFGD_SCR_ACI","Existing",null,null,"00 Exist Coal Steam_DryFGD_SCR_ACI","Coal Steam","Coal",null,"00 Exist Coal Steam_DryFGD_SCR_ACI","Existing","---","Existing","---","Existing","---","---","---","Existing","Existing",null,null,null,"MER Content lbs/MMBtu","MERContentlbsMMBtu","RPE_MERContentlbsMMBtu"]
[null,"NENG_ME",null,null,"00 Exist Coal Steam_DryFGD_SNCR_ACI","Fossil",null,"00 Exist Coal Steam_DryFGD_SNCR_ACI","Existing",null,null,"00 Exist Coal Steam_DryFGD_SNCR_ACI","Coal Steam","Coal",null,"00 Exist Coal Steam_DryFGD_SNCR_ACI","Existing","---","---","Existing","Existing","---","---","---","Existing","Existing",null,null,null,"SO2 Content lbs/MMBtu","SO2ContentlbsMMBtu","RPE_SO2ContentlbsMMBtu"]
[null,"NENGREST",null,null,"00 Exist Coal Steam_DryFGD_ACI","Fossil",null,"00 Exist Coal Steam_DryFGD_ACI","Existing",null,null,"00 Exist Coal Steam_DryFGD_ACI","Coal Steam","Coal",null,"00 Exist Coal Steam_DryFGD_ACI","Existing","---","---","---","Existing","---","---","---","None","Existing",null,null,null,"Fuel Consumption Winter TBtu","FuelConsumptionWinterTBtu","RPE_FuelConsumptionWinterTBtu"]
[null,"NY_Z_A&B",null,null,"00 Exist Coal Steam_SCR_ACI","Fossil",null,"00 Exist Coal Steam_SCR_ACI","Existing",null,null,"00 Exist Coal Steam_SCR_ACI","Coal Steam","Coal",null,"00 Exist Coal Steam_SCR_ACI","---","---","Existing","---","Existing","---","---","---","Existing","None",null,null,null,"Fuel Consumption Summer TBtu","FuelConsumptionSummerTBtu","RPE_FuelConsumptionSummerTBtu"]
[null,"NY_Z_C&E",null,null,"00 Exist Coal Steam_SNCR_ACI","Fossil",null,"00 Exist Coal Steam_SNCR_ACI","Existing",null,null,"00 Exist Coal Steam_SNCR_ACI","Coal Steam","Coal",null,"00 Exist Coal Steam_SNCR_ACI","---","---","---","Existing","Existing","---","---","---","Existing","None",null,null,null,"Fuel Consumption Total TBtu","FuelConsumptionTotalTBtu","RPE_FuelConsumptionTotalTBtu"]
[null,"NY_Z_D",null,null,"00 Exist Coal Steam_ACI","Fossil",null,"00 Exist Coal Steam_ACI","Existing",null,null,"00 Exist Coal Steam_ACI","Coal Steam","Coal",null,"00 Exist Coal Steam_ACI","---","---","---","---","Existing","---","---","---","None","None",null,null,null,"Generation Winter GWh","GenerationWinterGWh","RPE_GenerationWinterGWh"]
[null,"NY_Z_F",null,null,"00 Exist FBC_SNCR_ACI","Fossil",null,"00 Exist FBC_SNCR_ACI","Existing",null,null,"00 Exist FBC_SNCR_ACI","Coal Steam","Coal",null,"00 Exist FBC_SNCR_ACI","---","---","---","Existing","Existing","---","---","---","Existing","None",null,null,null,"Generation Summer GWh","GenerationSummerGWh","RPE_GenerationSummerGWh"]
[null,"NY_Z_G-I",null,null,"00 Exist IGCC","Fossil",null,"00 Exist IGCC","Existing",null,null,"00 Exist IGCC","IGCC","Coal",null,"00 Exist IGCC","---","---","---","---","---","---","---","---","None","None",null,null,null,"Generation Total GWh","GenerationTotalGWh","RPE_GenerationTotalGWh"]
[null,"NY_Z_J",null,null,"00 Exist Fuel Cell","Non-Fossil",null,"00 Exist Fuel Cell","Existing",null,null,"00 Exist Fuel Cell","Fuel Cell","Other",null,"00 Exist Fuel Cell","---","---","---","---","---","---","---","---","None","None",null,null,null,"ASH Emissions Winter Thousand Tons","ASHEmissionsWinterThousandTons","RPE_ASHEmissionsWinterThousandTons"]
[null,"NY_Z_K",null,null,"00 Exist Fossil_Other","Fossil",null,"00 Exist Fossil_Other","Existing",null,null,"00 Exist Fossil_Other","Fossil Other","Other",null,"00 Exist Fossil_Other","---","---","---","---","---","---","---","---","None","None",null,null,null,"ASH Emissions Summer Thousand Tons","ASHEmissionsSummerThousandTons","RPE_ASHEmissionsSummerThousandTons"]
[null,"PJM_AP",null,null,"00 Exist Geothermal","Non-Fossil",null,"00 Exist Geothermal","Existing",null,null,"00 Exist Geothermal","Geothermal","Renewable",null,"00 Exist Geothermal","---","---","---","---","---","---","---","---","None","None",null,null,null,"ASH Emissions Total Thousand Tons","ASHEmissionsTotalThousandTons","RPE_ASHEmissionsTotalThousandTons"]
[null,"PJM_ATSI",null,null,"00 Exist Hydro","Non-Fossil",null,"00 Exist Hydro","Existing",null,null,"00 Exist Hydro","Hydro","Renewable",null,"00 Exist Hydro","---","---","---","---","---","---","---","---","None","None",null,null,null,"CO2 Emissions Winter Thousand Tons","CO2EmissionsWinterThousandTons","RPE_CO2EmissionsWinterThousandTons"]
[null,"PJM_COMD",null,null,"00 Exist FBC_DryFGD_SNCR","Fossil",null,"00 Exist FBC_DryFGD_SNCR","Existing",null,null,"00 Exist FBC_DryFGD_SNCR","Coal Steam","Coal",null,"00 Exist FBC_DryFGD_SNCR","Existing","---","---","Existing","---","---","---","---","Existing","Existing",null,null,null,"CO2 Emissions Summer Thousand Tons","CO2EmissionsSummerThousandTons","RPE_CO2EmissionsSummerThousandTons"]
[null,"PJM_Dom",null,null,"00 Exist Landfill Gas","Non-Fossil",null,"00 Exist Landfill Gas","Existing",null,null,"00 Exist Landfill Gas","Landfill Gas","Other",null,"00 Exist Landfill Gas","---","---","---","---","---","---","---","---","None","None",null,null,null,"CO2 Emissions Total Thousand Tons","CO2EmissionsTotalThousandTons","RPE_CO2EmissionsTotalThousandTons"]
[null,"PJM_EMAC",null,null,"00 Exist Coal Steam_SNCR","Fossil",null,"00 Exist Coal Steam_SNCR","Existing",null,null,"00 Exist Coal Steam_SNCR","Coal Steam","Coal",null,"00 Exist Coal Steam_SNCR","---","---","---","Existing","---","---","---","---","Existing","None",null,null,null,"HCL Emissions Winter Thousand Tons","HCLEmissionsWinterThousandTons","RPE_HCLEmissionsWinterThousandTons"]
[null,"PJM_PENE",null,null,"00 Exist Pump Storage","Non-Fossil",null,"00 Exist Pump Storage","Existing",null,null,"00 Exist Pump Storage","Pumped Storage","Other",null,"00 Exist Pump Storage","---","---","---","---","---","---","---","---","None","None",null,null,null,"HCL Emissions Summer Thousand Tons","HCLEmissionsSummerThousandTons","RPE_HCLEmissionsSummerThousandTons"]
[null,"PJM_SMAC",null,null,"00 Exist Solar PV","Non-Fossil",null,"00 Exist Solar PV","Existing",null,null,"00 Exist Solar PV","Solar PV","Renewable",null,"00 Exist Solar PV","---","---","---","---","---","---","---","---","None","None",null,null,null,"HCL Emissions Total Thousand Tons","HCLEmissionsTotalThousandTons","RPE_HCLEmissionsTotalThousandTons"]
[null,"PJM_West",null,null,"00 Exist Solar Thermal","Non-Fossil",null,"00 Exist Solar Thermal","Existing",null,null,"00 Exist Solar Thermal","Solar Thermal","Renewable",null,"00 Exist Solar Thermal","---","---","---","---","---","---","---","---","None","None",null,null,null,"MER Emissions Winter lbs","MEREmissionsWinterlbs","RPE_MEREmissionsWinterlbs"]
[null,"PJM_WMAC",null,null,"00 Exist Wind","Non-Fossil",null,"00 Exist Wind","Existing",null,null,"00 Exist Wind","Wind","Renewable",null,"00 Exist Wind","---","---","---","---","---","---","---","---","None","None",null,null,null,"MER Emissions Summer lbs","MEREmissionsSummerlbs","RPE_MEREmissionsSummerlbs"]
[null,"S_C_KY",null,null,"00 International Imports","Non-Fossil",null,"00 International Imports","Existing",null,null,"00 International Imports","International Imports","Other",null,"00 International Imports","---","---","---","---","---","---","---","---","None","None",null,null,null,"MER Emissions Total lbs","MEREmissionsTotallbs","RPE_MEREmissionsTotallbs"]
[null,"S_C_TVA",null,null,"00 Exist FBC_DryFGD_SNCR_ACI","Fossil",null,"00 Exist FBC_DryFGD_SNCR_ACI","Existing",null,null,"00 Exist FBC_DryFGD_SNCR_ACI","Coal Steam","Coal",null,"00 Exist FBC_DryFGD_SNCR_ACI","Existing","---","---","Existing","Existing","---","---","---","Existing","Existing",null,null,null,"NOX Emissions Winter Thousand Tons","NOXEmissionsWinterThousandTons","RPE_NOXEmissionsWinterThousandTons"]
[null,"S_D_AMSO",null,null,"00 Exist Coal Steam_ACI_DSI","Fossil",null,"00 Exist Coal Steam_ACI_DSI","Existing",null,null,"00 Exist Coal Steam_ACI_DSI","Coal Steam","Coal",null,"00 Exist Coal Steam_ACI_DSI","---","Existing","---","---","Existing","---","---","---","None","Existing",null,null,null,"NOX Emissions Summer Thousand Tons","NOXEmissionsSummerThousandTons","RPE_NOXEmissionsSummerThousandTons"]
[null,"S_D_N_AR",null,null,"00 Exist Non Fossil_Other","Non-Fossil",null,"00 Exist Non Fossil_Other","Existing",null,null,"00 Exist Non Fossil_Other","Non-Fossil Other","Other",null,"00 Exist Non Fossil_Other","---","---","---","---","---","---","---","---","None","None",null,null,null,"NOX Emissions Total Thousand Tons","NOXEmissionsTotalThousandTons","RPE_NOXEmissionsTotalThousandTons"]
[null,"S_D_REST",null,null,"00 Exist Nuclear","Non-Fossil",null,"00 Exist Nuclear","Existing",null,null,"00 Exist Nuclear","Nuclear","Nuclear",null,"00 Exist Nuclear","---","---","---","---","---","---","---","---","None","None",null,null,null,"SO2 Emissions Winter Thousand Tons","SO2EmissionsWinterThousandTons","RPE_SO2EmissionsWinterThousandTons"]
[null,"S_D_WOTA",null,null,"00 Exist Coal Steam_WetFGD","Fossil",null,"00 Exist Coal Steam_WetFGD","Existing",null,null,"00 Exist Coal Steam_WetFGD","Coal Steam","Coal",null,"00 Exist Coal Steam_WetFGD","Existing","---","---","---","---","---","---","---","None","Existing",null,null,null,"SO2 Emissions Summer Thousand Tons","SO2EmissionsSummerThousandTons","RPE_SO2EmissionsSummerThousandTons"]
[null,"S_SOU",null,null,"00 Exist Coal Steam_WetFGD_SCR_DSI","Fossil",null,"00 Exist Coal Steam_WetFGD_SCR_DSI","Existing",null,null,"00 Exist Coal Steam_WetFGD_SCR_DSI","Coal Steam","Coal",null,"00 Exist Coal Steam_WetFGD_SCR_DSI","Existing","Existing","Existing","---","---","---","---","---","Existing","Existing",null,null,null,"SO2 Emissions Total Thousand Tons","SO2EmissionsTotalThousandTons","RPE_SO2EmissionsTotalThousandTons"]
[null,"S_VACA",null,null,"00 Exist Coal Steam_WetFGD_SCR_ACI_DSI","Fossil",null,"00 Exist Coal Steam_WetFGD_SCR_ACI_DSI","Existing",null,null,"00 Exist Coal Steam_WetFGD_SCR_ACI_DSI","Coal Steam","Coal",null,"00 Exist Coal Steam_WetFGD_SCR_ACI_DSI","Existing","Existing","Existing","---","Existing","---","---","---","Existing","Existing",null,null,null,"Mode Summer","ModeSummer","RPE_ModeSummer"]
[null,"SPP_KIAM",null,null,"00 Exist Coal Steam_WetFGD_ACI_DSI","Fossil",null,"00 Exist Coal Steam_WetFGD_ACI_DSI","Existing",null,null,"00 Exist Coal Steam_WetFGD_ACI_DSI","Coal Steam","Coal",null,"00 Exist Coal Steam_WetFGD_ACI_DSI","Existing","Existing","---","---","Existing","---","---","---","None","Existing",null,null,null,"Average Capacity MW","AverageCapacityMW","RPE_AverageCapacityMW"]
[null,"SPP_N",null,null,"00 Exist Coal Steam_DryFGD_SCR_ACI_DSI","Fossil",null,"00 Exist Coal Steam_DryFGD_SCR_ACI_DSI","Existing",null,null,"00 Exist Coal Steam_DryFGD_SCR_ACI_DSI","Coal Steam","Coal",null,"00 Exist Coal Steam_DryFGD_SCR_ACI_DSI","Existing","Existing","Existing","---","Existing","---","---","---","Existing","Existing",null,null,null,"Dispatchable Capacity MW","DispatchableCapacityMW","RPE_DispatchableCapacityMW"]
[null,"SPP_NEBR",null,null,"00 Exist Coal Steam_WetFGD_SNCR_ACI_DSI","Fossil",null,"00 Exist Coal Steam_WetFGD_SNCR_ACI_DSI","Existing",null,null,"00 Exist Coal Steam_WetFGD_SNCR_ACI_DSI","Coal Steam","Coal",null,"00 Exist Coal Steam_WetFGD_SNCR_ACI_DSI","Existing","Existing","---","Existing","Existing","---","---","---","Existing","Existing",null,null,null,"Capacity Reporting Type","CapacityReportingType","RPE_CapacityReportingType"]
[null,"SPP_SE",null,null,"00 Exist Coal Steam_WetFGD_SCR","Fossil",null,"00 Exist Coal Steam_WetFGD_SCR","Existing",null,null,"00 Exist Coal Steam_WetFGD_SCR","Coal Steam","Coal",null,"00 Exist Coal Steam_WetFGD_SCR","Existing","---","Existing","---","---","---","---","---","Existing","Existing",null,null,null,"FOM $/kW-year","FOMkWyear","RPE_FOMkWyear"]
[null,"SPP_SPS",null,null,"00 Exist Coal Steam_WetFGD_SNCR","Fossil",null,"00 Exist Coal Steam_WetFGD_SNCR","Existing",null,null,"00 Exist Coal Steam_WetFGD_SNCR","Coal Steam","Coal",null,"00 Exist Coal Steam_WetFGD_SNCR","Existing","---","---","Existing","---","---","---","---","Existing","Existing",null,null,null,"VOM $/MWh","VOMMWh","RPE_VOMMWh"]
[null,"SPP_WEST",null,null,"00 Ret.ACI","Fossil",null,"00 Ret.ACI","Existing",null,null,"00 Ret.ACI","Coal Steam","Coal",null,"00 Ret.ACI","---","---","---","---","New","---","---","---","None","None",null,null,null,"Fuel $/MMBtu","FuelMMBtu","RPE_FuelMMBtu"]
[null,"WEC_CALN",null,null,"00 Ret.ACI & SCR & DSI","Fossil",null,"00 Ret.ACI & SCR & DSI","Existing",null,null,"00 Ret.ACI & SCR & DSI","Coal Steam","Coal",null,"00 Ret.ACI & SCR & DSI","---","New","New","---","New","---","---","---","New","New",null,null,null,"Capital Cost $/kw-year","CapitalCostkwyear","RPE_CapitalCostkwyear"]
[null,"WEC_LADW",null,null,"00 Ret.ACI & DSI","Fossil",null,"00 Ret.ACI & DSI","Existing",null,null,"00 Ret.ACI & DSI","Coal Steam","Coal",null,"00 Ret.ACI & DSI","---","New","---","---","New","---","---","---","None","New",null,null,null,"Transportation and Storage Costs $/MWh","TransportationandStorageCostsMWh","RPE_TransportationandStorageCostsMWh"]
[null,"WEC_SDGE",null,null,"00 Ret.ACI & DryFGD","Fossil",null,"00 Ret.ACI & DryFGD","Existing",null,null,"00 Ret.ACI & DryFGD","Coal Steam","Coal",null,"00 Ret.ACI & DryFGD","New","---","---","---","New","---","---","---","None","New",null,null,null,"Fossil or Non-Fossil","FossilorNonFossil","RPE_FossilorNonFossil"]
[null,"WECC_AZ",null,null,"00 Ret.C2G","Fossil",null,"00 Ret.C2G","Existing",null,null,"00 Ret.C2G","O/G Steam","O/G Steam",null,"00 Ret.C2G","---","---","---","---","---","New","---","---","None","None",null,null,null,"Fossil >25 MW","Fossil25MW","RPE_Fossil25MW"]
[null,"WECC_CO",null,null,"00 Ret.SCR & DryFGD & ACI","Fossil",null,"00 Ret.SCR & DryFGD & ACI","Existing",null,null,"00 Ret.SCR & DryFGD & ACI","Coal Steam","Coal",null,"00 Ret.SCR & DryFGD & ACI","New","---","New","---","New","---","---","---","New","New",null,null,null,"Existing or New Unit","ExistingorNewUnit","RPE_ExistingorNewUnit"]
[null,"WECC_ID",null,null,"00 Ret.ACI & WetFGD","Fossil",null,"00 Ret.ACI & WetFGD","Existing",null,null,"00 Ret.ACI & WetFGD","Coal Steam","Coal",null,"00 Ret.ACI & WetFGD","New","---","---","---","New","---","---","---","None","New",null,null,null,"Plant Type","PlantType","RPE_PlantType"]
[null,"WECC_IID",null,null,"00 Ret.ExistSCR_DryFGD & ACI","Fossil",null,"00 Ret.ExistSCR_DryFGD & ACI","Existing",null,null,"00 Ret.ExistSCR_DryFGD & ACI","Coal Steam","Coal",null,"00 Ret.ExistSCR_DryFGD & ACI","Existing","---","Existing","---","New","---","---","---","Existing","Existing",null,null,null,"Plant Category","PlantCategory","RPE_PlantCategory"]
[null,"WECC_MT",null,null,"00 Ret.ExistSNCR_DryFGD & ACI","Fossil",null,"00 Ret.ExistSNCR_DryFGD & ACI","Existing",null,null,"00 Ret.ExistSNCR_DryFGD & ACI","Coal Steam","Coal",null,"00 Ret.ExistSNCR_DryFGD & ACI","Existing","---","---","Existing","New","---","---","---","Existing","Existing",null,null,null,"FGD","FGD","RPE_FGD"]
[null,"WECC_NM",null,null,"00 Ret.ExistDryFGD & ACI","Fossil",null,"00 Ret.ExistDryFGD & ACI","Existing",null,null,"00 Ret.ExistDryFGD & ACI","Coal Steam","Coal",null,"00 Ret.ExistDryFGD & ACI","Existing","---","---","---","New","---","---","---","None","Existing",null,null,null,"DSI","DSI","RPE_DSI"]
[null,"WECC_NNV",null,null,"00 Ret.ExistDryFGD & ACI & SCR","Fossil",null,"00 Ret.ExistDryFGD & ACI & SCR","Existing",null,null,"00 Ret.ExistDryFGD & ACI & SCR","Coal Steam","Coal",null,"00 Ret.ExistDryFGD & ACI & SCR","Existing","---","New","---","New","---","---","---","New","Existing",null,null,null,"SCR","SCR","RPE_SCR"]
[null,"WECC_PNW",null,null,"00 Ret.FB & ACI","Fossil",null,"00 Ret.FB & ACI","Existing",null,null,"00 Ret.FB & ACI","Coal Steam","Coal",null,"00 Ret.FB & ACI","---","---","---","---","New","---","---","---","None","None",null,null,null,"SNCR","SNCR","RPE_SNCR"]
[null,"WECC_SCE",null,null,"00 Ret.FB SNCR & DryFGD & ACI","Fossil",null,"00 Ret.FB SNCR & DryFGD & ACI","Existing",null,null,"00 Ret.FB SNCR & DryFGD & ACI","Coal Steam","Coal",null,"00 Ret.FB SNCR & DryFGD & ACI","New","---","---","Existing","New","---","---","---","Existing","New",null,null,null,"ACI","ACI","RPE_ACI"]
[null,"WECC_SF",null,null,"00 Ret.FB-ExistSNCR & ACI","Fossil",null,"00 Ret.FB-ExistSNCR & ACI","Existing",null,null,"00 Ret.FB-ExistSNCR & ACI","Coal Steam","Coal",null,"00 Ret.FB-ExistSNCR & ACI","---","---","---","Existing","New","---","---","---","Existing","None",null,null,null,"C2G","C2G","RPE_C2G"]
[null,"WECC_SNV",null,null,"00 Ret.ExistWetFGD_ACI & SCR","Fossil",null,"00 Ret.ExistWetFGD_ACI & SCR","Existing",null,null,"00 Ret.ExistWetFGD_ACI & SCR","Coal Steam","Coal",null,"00 Ret.ExistWetFGD_ACI & SCR","Existing","---","New","---","Existing","---","---","---","New","Existing",null,null,null,"Any NOx Post Combustion","AnyNOxPostCombustion","RPE_AnyNOxPostCombustion"]
[null,"WECC_UT",null,null,"00 Ret.ExistDryFGD_ACI & SCR","Fossil",null,"00 Ret.ExistDryFGD_ACI & SCR","Existing",null,null,"00 Ret.ExistDryFGD_ACI & SCR","Coal Steam","Coal",null,"00 Ret.ExistDryFGD_ACI & SCR","Existing","---","New","---","Existing","---","---","---","New","Existing",null,null,null,"Any SO2 Post Combustion","AnySO2PostCombustion","RPE_AnySO2PostCombustion"]
[null,"WECC_WY",null,null,"00 Ret.ExistSCR_ACI & DryFGD","Fossil",null,"00 Ret.ExistSCR_ACI & DryFGD","Existing",null,null,"00 Ret.ExistSCR_ACI & DryFGD","Coal Steam","Coal",null,"00 Ret.ExistSCR_ACI & DryFGD","New","---","Existing","---","Existing","---","---","---","Existing","New",null,null,null,"Both Nox and SO2 Controls","BothNoxandSO2Controls","RPE_BothNoxandSO2Controls"]
[null,null,null,null,"00 Ret.ExistACI & DSI","Fossil",null,"00 Ret.ExistACI & DSI","Existing",null,null,"00 Ret.ExistACI & DSI","Coal Steam","Coal",null,"00 Ret.ExistACI & DSI","---","New","---","---","Existing","---","---","---","None","New"]
[null,null,null,null,"00 Ret.ExistACI & WetFGD","Fossil",null,"00 Ret.ExistACI & WetFGD",{"$f":"IFERROR(IF(SEARCH(\"new\",H70)>0,\"New\",\"ERROR\"),\"Existing\")","v":"Existing"},null,null,"00 Ret.ExistACI & WetFGD","Coal Steam","Coal",null,"00 Ret.ExistACI & WetFGD","New","---","---","---","Existing","---","---","---",{"$f":"IF(OR(S70<>\"---\",T70<>\"---\"),IF(OR(S70=\"New\",T70=\"New\"),\"New\",\"Existing\"),\"None\")","v":"None"},{"$f":"IF(OR(Q70<>\"---\",R70<>\"---\"),IF(OR(Q70=\"New\",R70=\"New\"),\"New\",\"Existing\"),\"None\")","v":"New"}]
[null,null,null,null,"00 Ret.ExistACI & DryFGD","Fossil",null,"00 Ret.ExistACI & DryFGD","Existing",null,null,"00 Ret.ExistACI & DryFGD","Coal Steam","Coal",null,"00 Ret.ExistACI & DryFGD","New","---","---","---","Existing","---","---","---","None","New"]
[null,null,null,null,"00 Ret.FB-Exist ACI & SNCR","Fossil",null,"00 Ret.FB-Exist ACI & SNCR","Existing",null,null,"00 Ret.FB-Exist ACI & SNCR","Coal Steam","Coal",null,"00 Ret.FB-Exist ACI & SNCR","---","---","---","New","Existing","---","---","---","New","None"]
[null,null,null,null,"00 Ret.ExistSCR & ACI","Fossil",null,"00 Ret.ExistSCR & ACI","Existing",null,null,"00 Ret.ExistSCR & ACI","Coal Steam","Coal",null,"00 Ret.ExistSCR & ACI","---","---","Existing","---","New","---","---","---","Existing","None"]
[null,null,null,null,"00 Ret.ExistSCR & ACI & DryFGD","Fossil",null,"00 Ret.ExistSCR & ACI & DryFGD","Existing",null,null,"00 Ret.ExistSCR & ACI & DryFGD","Coal Steam","Coal",null,"00 Ret.ExistSCR & ACI & DryFGD","New","---","Existing","---","New","---","---","---","Existing","New"]
[null,null,null,null,"00 Ret.ExistSCR & ACI & WetFGD","Fossil",null,"00 Ret.ExistSCR & ACI & WetFGD","Existing",null,null,"00 Ret.ExistSCR & ACI & WetFGD","Coal Steam","Coal",null,"00 Ret.ExistSCR & ACI & WetFGD","New","---","Existing","---","New","---","---","---","Existing","New"]
[null,null,null,null,"00 Ret.ExistSNCR & ACI","Fossil",null,"00 Ret.ExistSNCR & ACI","Existing",null,null,"00 Ret.ExistSNCR & ACI","Coal Steam","Coal",null,"00 Ret.ExistSNCR & ACI","---","---","---","Existing","New","---","---","---","Existing","None"]
[null,null,null,null,"00 Ret.ExistSNCR & WetFGD","Fossil",null,"00 Ret.ExistSNCR & WetFGD","Existing",null,null,"00 Ret.ExistSNCR & WetFGD","Coal Steam","Coal",null,"00 Ret.ExistSNCR & WetFGD","New","---","---","Existing","---","---","---","---","Existing","New"]
[null,null,null,null,"00 Ret.SCR & WetFGD","Fossil",null,"00 Ret.SCR & WetFGD","Existing",null,null,"00 Ret.SCR & WetFGD","Coal Steam","Coal",null,"00 Ret.SCR & WetFGD","New","---","New","---","---","---","---","---","New","New"]
[null,null,null,null,"00 Ret.ExistSNCR & ACI & WetFGD","Fossil",null,"00 Ret.ExistSNCR & ACI & WetFGD","Existing",null,null,"00 Ret.ExistSNCR & ACI & WetFGD","Coal Steam","Coal",null,"00 Ret.ExistSNCR & ACI & WetFGD","New","---","---","Existing","New","---","---","---","Existing","New"]
[null,null,null,null,"00 Ret.ExistACI_DSI & WetFGD","Fossil",null,"00 Ret.ExistACI_DSI & WetFGD","Existing",null,null,"00 Ret.ExistACI_DSI & WetFGD","Coal Steam","Coal",null,"00 Ret.ExistACI_DSI & WetFGD","New","Existing","---","---","Existing","---","---","---","None","New"]
[null,null,null,null,"00 Ret.ExistACI_DSI & SCR","Fossil",null,"00 Ret.ExistACI_DSI & SCR","Existing",null,null,"00 Ret.ExistACI_DSI & SCR","Coal Steam","Coal",null,"00 Ret.ExistACI_DSI & SCR","---","Existing","New","---","Existing","---","---","---","New","Existing"]
[null,null,null,null,"00 Ret.ExistWetFGD & ACI","Fossil",null,"00 Ret.ExistWetFGD & ACI","Existing",null,null,"00 Ret.ExistWetFGD & ACI","Coal Steam","Coal",null,"00 Ret.ExistWetFGD & ACI","Existing","---","---","---","New","---","---","---","None","Existing"]
[null,null,null,null,"00 Ret.ExistWetFGD & ACI & SCR","Fossil",null,"00 Ret.ExistWetFGD & ACI & SCR","Existing",null,null,"00 Ret.ExistWetFGD & ACI & SCR","Coal Steam","Coal",null,"00 Ret.ExistWetFGD & ACI & SCR","Existing","---","New","---","New","---","---","---","New","Existing"]
[null,null,null,null,"00 Ret.ExistWetFGD & SCR","Fossil",null,"00 Ret.ExistWetFGD & SCR","Existing",null,null,"00 Ret.ExistWetFGD & SCR","Coal Steam","Coal",null,"00 Ret.ExistWetFGD & SCR","Existing","---","New","---","---","---","---","---","New","Existing"]
[null,null,null,null,"00 Ret.ExistSCR_WetFGD & ACI","Fossil",null,"00 Ret.ExistSCR_WetFGD & ACI","Existing",null,null,"00 Ret.ExistSCR_WetFGD & ACI","Coal Steam","Coal",null,"00 Ret.ExistSCR_WetFGD & ACI","Existing","---","Existing","---","New","---","---","---","Existing","Existing"]
[null,null,null,null,"00 Ret.ExistSNCR_WetFGD & ACI","Fossil",null,"00 Ret.ExistSNCR_WetFGD & ACI","Existing",null,null,"00 Ret.ExistSNCR_WetFGD & ACI","Coal Steam","Coal",null,"00 Ret.ExistSNCR_WetFGD & ACI","Existing","---","---","Existing","New","---","---","---","Existing","Existing"]
[null,null,null,null,"00 Ret.ACI & DSI & DryFGD","Fossil",null,"00 Ret.ACI & DSI & DryFGD","Existing",null,null,"00 Ret.ACI & DSI & DryFGD","Coal Steam","Coal",null,"00 Ret.ACI & DSI & DryFGD","New","New","---","---","New","---","---","---","None","New"]
[null,null,null,null,"00 Ret.SCR & DryFGD","Fossil",null,"00 Ret.SCR & DryFGD","Existing",null,null,"00 Ret.SCR & DryFGD","Coal Steam","Coal",null,"00 Ret.SCR & DryFGD","New","---","New","---","---","---","---","---","New","New"]
[null,null,null,null,"00 Ret.SCR & DSI & DryFGD","Fossil",null,"00 Ret.SCR & DSI & DryFGD","Existing",null,null,"00 Ret.SCR & DSI & DryFGD","Coal Steam","Coal",null,"00 Ret.SCR & DSI & DryFGD","New","New","New","---","---","---","---","---","New","New"]
[null,null,null,null,"00 Ret.DSI & DryFGD","Fossil",null,"00 Ret.DSI & DryFGD","Existing",null,null,"00 Ret.DSI & DryFGD","Coal Steam","Coal",null,"00 Ret.DSI & DryFGD","New","New","---","---","---","---","---","---","None","New"]
[null,null,null,null,"00 Ret.C2G & SCR","Fossil",null,"00 Ret.C2G & SCR","Existing",null,null,"00 Ret.C2G & SCR","O/G Steam","O/G Steam",null,"00 Ret.C2G & SCR","---","---","New","---","---","New","---","---","New","None"]
[null,null,null,null,"00 Ret.ExistSNCR & ACI & DSI","Fossil",null,"00 Ret.ExistSNCR & ACI & DSI","Existing",null,null,"00 Ret.ExistSNCR & ACI & DSI","Coal Steam","Coal",null,"00 Ret.ExistSNCR & ACI & DSI","---","New","---","Existing","New","---","---","---","Existing","New"]
[null,null,null,null,"00 New Onshore Wind","Non-Fossil",null,"00 New Onshore Wind","New",null,null,"00 New Onshore Wind","Wind","Renewable",null,"00 New Onshore Wind","---","---","---","---","---","---","---","---","None","None"]
[null,null,null,null,"00 New Solar PV","Non-Fossil",null,"00 New Solar PV","New",null,null,"00 New Solar PV","Solar PV","Renewable",null,"00 New Solar PV","---","---","---","---","---","---","---","---","None","None"]
[null,null,null,null,"00 New Combined Cycle","Fossil",null,"00 New Combined Cycle","New",null,null,"00 New Combined Cycle","Combined Cycle","Combined Cycle",null,"00 New Combined Cycle","---","---","---","---","---","---","---","---","None","None"]
[null,null,null,null,"00 New Combustion Turbine","Fossil",null,"00 New Combustion Turbine","New",null,null,"00 New Combustion Turbine","Combustion Turbine","Combustion Turbine",null,"00 New Combustion Turbine","---","---","---","---","---","---","---","---","None","None"]
[null,null,null,null,"00 New Landfill Gas","Non-Fossil",null,"00 New Landfill Gas","New",null,null,"00 New Landfill Gas","Landfill Gas","Other",null,"00 New Landfill Gas","---","---","---","---","---","---","---","---","None","None"]
[null,null,null,null,"00 New Fuel Cell","Non-Fossil",null,"00 New Fuel Cell","New",null,null,"00 New Fuel Cell","Fuel Cell","Other",null,"00 New Fuel Cell","---","---","---","---","---","---","---","---","None","None"]
[null,null,null,null,"00 New Biomass","Non-Fossil",null,"00 New Biomass","New",null,null,"00 New Biomass","Biomass","Renewable",null,"00 New Biomass","---","---","---","---","---","---","---","---","None","None"]
[null,null,null,null,"00 New Offshore Wind","Non-Fossil",null,"00 New Offshore Wind","New",null,null,"00 New Offshore Wind","Offshore Wind","Renewable",null,"00 New Offshore Wind","---","---","---","---","---","---","---","---","None","None"]
[null,null,null,null,"00 New Geothermal","Non-Fossil",null,"00 New Geothermal","New",null,null,"00 New Geothermal","Geothermal","Renewable",null,"00 New Geothermal","---","---","---","---","---","---","---","---","None","None"]
[null,null,null,null,"00 New Solar Thermal","Non-Fossil",null,"00 New Solar Thermal","New",null,null,"00 New Solar Thermal","Solar Thermal","Renewable",null,"00 New Solar Thermal","---","---","---","---","---","---","---","---","None","None"]
[null,null,null,null,"00 New Hydro","Non-Fossil",null,"00 New Hydro","New",null,null,"00 New Hydro","Hydro","Renewable",null,"00 New Hydro","---","---","---","---","---","---","---","---","None","None"]
[null,null,null,null,"00 Exist FBC_WetFGD_SNCR_ACI","Fossil",null,"00 Exist FBC_WetFGD_SNCR_ACI","Existing",null,null,"00 Exist FBC_WetFGD_SNCR_ACI","Coal Steam","Coal",null,"00 Exist FBC_WetFGD_SNCR_ACI","Existing","---","---","Existing","Existing","---","---","---","Existing","Existing"]
[null,null,null,null,"00 Ret.FB-ExistDryFGD_SNCR & ACI","Fossil",null,"00 Ret.FB-ExistDryFGD_SNCR & ACI","Existing",null,null,"00 Ret.FB-ExistDryFGD_SNCR & ACI","Coal Steam","Coal",null,"00 Ret.FB-ExistDryFGD_SNCR & ACI","Existing","---","---","Existing","New","---","---","---","Existing","Existing"]
[null,null,null,null,"00 Ret.ExistACI_DSI & SCR & WetFGD","Fossil",null,"00 Ret.ExistACI_DSI & SCR & WetFGD","Existing",null,null,"00 Ret.ExistACI_DSI & SCR & WetFGD","Coal Steam","Coal",null,"00 Ret.ExistACI_DSI & SCR & WetFGD","New","Existing","New","---","Existing","---","---","---","New","New"]
[null,null,null,null,"00 Exist FBC_DryFGD","Fossil",null,"00 Exist FBC_DryFGD","Existing",null,null,"00 Exist FBC_DryFGD","Coal Steam","Coal",null,"00 Exist FBC_DryFGD","Existing","---","---","---","---","---","---","---","None","Existing"]
[null,null,null,null,"00 Exist FBC_ACI","Fossil",null,"00 Exist FBC_ACI","Existing",null,null,"00 Exist FBC_ACI","Coal Steam","Coal",null,"00 Exist FBC_ACI","---","---","---","---","Existing","---","---","---","None","None"]
[null,null,null,null,"00 Ret.DSI","Fossil",null,"00 Ret.DSI","Existing",null,null,"00 Ret.DSI","Coal Steam","Coal",null,"00 Ret.DSI","---","New","---","---","---","---","---","---","None","New"]
[null,null,null,null,"00 Ret.Oil/Gas Steam SCR","Fossil",null,"00 Ret.Oil/Gas Steam SCR","Existing",null,null,"00 Ret.Oil/Gas Steam SCR","O/G Steam","O/G Steam",null,"00 Ret.Oil/Gas Steam SCR","---","---","New","---","---","---","---","---","New","None"]
[null,null,null,null,"00 Ret.ExistSCR_ACI & DSI","Fossil",null,"00 Ret.ExistSCR_ACI & DSI","Existing",null,null,"00 Ret.ExistSCR_ACI & DSI","Coal Steam","Coal",null,"00 Ret.ExistSCR_ACI & DSI","---","New","Existing","---","Existing","---","---","---","Existing","New"]
[null,null,null,null,"00 Ret.ExistSNCR_ACI & DSI","Fossil",null,"00 Ret.ExistSNCR_ACI & DSI","Existing",null,null,"00 Ret.ExistSNCR_ACI & DSI","Coal Steam","Coal",null,"00 Ret.ExistSNCR_ACI & DSI","---","New","---","Existing","Existing","---","---","---","Existing","New"]
[null,null,null,null,"00 Ret.ExistSNCR_ACI & DryFGD","Fossil",null,"00 Ret.ExistSNCR_ACI & DryFGD","Existing",null,null,"00 Ret.ExistSNCR_ACI & DryFGD","Coal Steam","Coal",null,"00 Ret.ExistSNCR_ACI & DryFGD","New","---","---","Existing","Existing","---","---","---","Existing","New"]
[null,null,null,null,"00 Ret.ExistSCR & ACI & DSI","Fossil",null,"00 Ret.ExistSCR & ACI & DSI","Existing",null,null,"00 Ret.ExistSCR & ACI & DSI","Coal Steam","Coal",null,"00 Ret.ExistSCR & ACI & DSI","---","New","Existing","---","New","---","---","---","Existing","New"]
[null,null,null,null,"00 Ret.ExistSCR & WetFGD","Fossil",null,"00 Ret.ExistSCR & WetFGD","Existing",null,null,"00 Ret.ExistSCR & WetFGD","Coal Steam","Coal",null,"00 Ret.ExistSCR & WetFGD","New","---","Existing","---","---","---","---","---","Existing","New"]
[null,null,null,null,"00 Ret.SCR","Fossil",null,"00 Ret.SCR","Existing",null,null,"00 Ret.SCR","Coal Steam","Coal",null,"00 Ret.SCR","---","---","New","---","---","---","---","---","New","None"]
[null,null,null,null,"00 Ret.ExistDSI & ACI","Fossil",null,"00 Ret.ExistDSI & ACI","Existing",null,null,"00 Ret.ExistDSI & ACI","Coal Steam","Coal",null,"00 Ret.ExistDSI & ACI","---","Existing","---","---","New","---","---","---","None","Existing"]
[null,null,null,null,"00 Ret.ExistACI_DSI & DryFGD","Fossil",null,"00 Ret.ExistACI_DSI & DryFGD","Existing",null,null,"00 Ret.ExistACI_DSI & DryFGD","Coal Steam","Coal",null,"00 Ret.ExistACI_DSI & DryFGD","New","---","---","---","Existing","---","---","---","None","New"]
[null,null,null,null,"00 Ret.DryFGD","Fossil",null,"00 Ret.DryFGD","Existing",null,null,"00 Ret.DryFGD","Coal Steam","Coal",null,"00 Ret.DryFGD","New","---","---","---","---","---","---","---","None","New"]
[null,null,null,null,"00 Ret.WetFGD","Fossil",null,"00 Ret.WetFGD","Existing",null,null,"00 Ret.WetFGD","Coal Steam","Coal",null,"00 Ret.WetFGD","New","---","---","---","---","---","---","---","None","New"]
[null,null,null,null,"00 Ret.ExistDryFGD & SCR","Fossil",null,"00 Ret.ExistDryFGD & SCR","Existing",null,null,"00 Ret.ExistDryFGD & SCR","Coal Steam","Coal",null,"00 Ret.ExistDryFGD & SCR","Existing","---","New","---","---","---","---","---","New","Existing"]
[null,null,null,null,"00 Ret.ExistSNCR_ACI & WetFGD","Fossil",null,"00 Ret.ExistSNCR_ACI & WetFGD","Existing",null,null,"00 Ret.ExistSNCR_ACI & WetFGD","Coal Steam","Coal",null,"00 Ret.ExistSNCR_ACI & WetFGD","New","---","---","Existing","Existing","---","---","---","Existing","New"]
[null,null,null,null,"00 Ret.FB-SNCR","Fossil",null,"00 Ret.FB-SNCR","Existing",null,null,"00 Ret.FB-SNCR","Coal Steam","Coal",null,"00 Ret.FB-SNCR","---","---","---","New","---","---","---","---","New","None"]
[null,null,null,null,"00 Ret.FB-ACI & SNCR","Fossil",null,"00 Ret.FB-ACI & SNCR","Existing",null,null,"00 Ret.FB-ACI & SNCR","Coal Steam","Coal",null,"00 Ret.FB-ACI & SNCR","---","---","---","New","New","---","---","---","New","None"]
[null,null,null,null,"00 New Combined Cycle with Carbon Capture","Fossil",null,"00 New Combined Cycle with Carbon Capture","New",null,null,"00 New Combined Cycle with Carbon Capture","NGCC w/CCS","NGCC w/CCS",null,"00 New Combined Cycle with Carbon Capture","---","---","---","---","---","---","---","---",{"$f":"IF(OR(S125<>\"---\",T125<>\"---\"),IF(OR(S125=\"New\",T125=\"New\"),\"New\",\"Existing\"),\"None\")","v":"None"},{"$f":"IF(OR(Q125<>\"---\",R125<>\"---\"),IF(OR(Q125=\"New\",R125=\"New\"),\"New\",\"Existing\"),\"None\")","v":"None"}]
[null,null,null,null,"00 New Nuclear","Non-Fossil",null,"00 New Nuclear","New",null,null,"00 New Nuclear","Nuclear","Nuclear",null,"00 New Nuclear","---","---","---","---","---","---","---","---","None","None"]
[null,null,null,null,"00 New Ultrasupercritical Coal with 30% CCS","Fossil",null,"00 New Ultrasupercritical Coal with 30% CCS","New",null,null,"00 New Ultrasupercritical Coal with 30% CCS","Coal 30% CCS","Coal w/CCS",null,"00 New Ultrasupercritical Coal with 30% CCS","---","---","---","---","---","---","---","New","None","None"]
[null,null,null,null,"00 New Ultrasupercritical Coal with 90% CCS","Fossil",null,"00 New Ultrasupercritical Coal with 90% CCS","New",null,null,"00 New Ultrasupercritical Coal with 90% CCS","Coal 90% CCS","Coal w/CCS",null,"00 New Ultrasupercritical Coal with 90% CCS","---","---","---","---","---","---","---","New","None","None"]
[null,null,null,null,"00 Exist Coal Steam_DryFGD_ACI_DSI","Fossil",null,"00 Exist Coal Steam_DryFGD_ACI_DSI","Existing",null,null,"00 Exist Coal Steam_DryFGD_ACI_DSI","Coal Steam","Coal",null,"00 Exist Coal Steam_DryFGD_ACI_DSI","Existing","Existing","---","---","Existing","---","---","---","None","Existing"]
[null,null,null,null,"00 Exist Coal Steam_DryFGD_SCR_DSI","Fossil",null,"00 Exist Coal Steam_DryFGD_SCR_DSI","Existing",null,null,"00 Exist Coal Steam_DryFGD_SCR_DSI","Coal Steam","Coal",null,"00 Exist Coal Steam_DryFGD_SCR_DSI","Existing","Existing","Existing","---","---","---","---","---","Existing","Existing"]
[null,null,null,null,"00 Exist Coal Steam_DryFGD_SNCR_ACI_DSI","Fossil",null,"00 Exist Coal Steam_DryFGD_SNCR_ACI_DSI","Existing",null,null,"00 Exist Coal Steam_DryFGD_SNCR_ACI_DSI","Coal Steam","Coal",null,"00 Exist Coal Steam_DryFGD_SNCR_ACI_DSI","Existing","Existing","---","Existing","Existing","---","---","---","Existing","Existing"]
[null,null,null,null,"00 Exist Coal Steam_DSI","Fossil",null,"00 Exist Coal Steam_DSI","Existing",null,null,"00 Exist Coal Steam_DSI","Coal Steam","Coal",null,"00 Exist Coal Steam_DSI","---","Existing","---","---","---","---","---","---","None","Existing"]
[null,null,null,null,"00 Exist Coal Steam_SCR_ACI_DSI","Fossil",null,"00 Exist Coal Steam_SCR_ACI_DSI","Existing",null,null,"00 Exist Coal Steam_SCR_ACI_DSI","Coal Steam","Coal",null,"00 Exist Coal Steam_SCR_ACI_DSI","---","Existing","Existing","---","Existing","---","---","---","Existing","Existing"]
[null,null,null,null,"00 Exist Coal Steam_SNCR_ACI_DSI","Fossil",null,"00 Exist Coal Steam_SNCR_ACI_DSI","Existing",null,null,"00 Exist Coal Steam_SNCR_ACI_DSI","Coal Steam","Coal",null,"00 Exist Coal Steam_SNCR_ACI_DSI","---","Existing","---","Existing","Existing","---","---","---","Existing","Existing"]
[null,null,null,null,"00 Exist Coal Steam_WetFGD_DSI","Fossil",null,"00 Exist Coal Steam_WetFGD_DSI","Existing",null,null,"00 Exist Coal Steam_WetFGD_DSI","Coal Steam","Coal",null,"00 Exist Coal Steam_WetFGD_DSI","Existing","Existing","---","---","---","---","---","---","None","Existing"]
[null,null,null,null,"00 Exist FBC_WetFGD_SNCR","Fossil",null,"00 Exist FBC_WetFGD_SNCR","Existing",null,null,"00 Exist FBC_WetFGD_SNCR","Coal Steam","Coal",null,"00 Exist FBC_WetFGD_SNCR","Existing","---","---","Existing","---","---","---","---","Existing","Existing"]
[null,null,null,null,"00 Exist FBC_WetFGD_DSI","Fossil",null,"00 Exist FBC_WetFGD_DSI","Existing",null,null,"00 Exist FBC_WetFGD_DSI","Coal Steam","Coal",null,"00 Exist FBC_WetFGD_DSI","Existing","Existing","---","---","---","---","---","---","None","Existing"]
[null,null,null,null,"00 Exist FBC_ACI_DSI","Fossil",null,"00 Exist FBC_ACI_DSI","Existing",null,null,"00 Exist FBC_ACI_DSI","Coal Steam","Coal",null,"00 Exist FBC_ACI_DSI","---","Existing","---","---","Existing","---","---","---","None","Existing"]
[null,null,null,null,"00 Exist FBC_DryFGD_ACI","Fossil",null,"00 Exist FBC_DryFGD_ACI","Existing",null,null,"00 Exist FBC_DryFGD_ACI","Coal Steam","Coal",null,"00 Exist FBC_DryFGD_ACI","Existing","---","---","---","Existing","---","---","---","None","Existing"]
[null,null,null,null,"00 Exist FBC_DryFGD_DSI","Fossil",null,"00 Exist FBC_DryFGD_DSI","Existing",null,null,"00 Exist FBC_DryFGD_DSI","Coal Steam","Coal",null,"00 Exist FBC_DryFGD_DSI","Existing","Existing","---","---","---","---","---","---","None","Existing"]
[null,null,null,null,"00 Exist FBC_DryFGD_SNCR_ACI_DSI","Fossil",null,"00 Exist FBC_DryFGD_SNCR_ACI_DSI","Existing",null,null,"00 Exist FBC_DryFGD_SNCR_ACI_DSI","Coal Steam","Coal",null,"00 Exist FBC_DryFGD_SNCR_ACI_DSI","Existing","Existing","---","Existing","Existing","---","---","---","Existing","Existing"]
[null,null,null,null,"00 Exist FBC_DryFGD_SNCR_DSI","Fossil",null,"00 Exist FBC_DryFGD_SNCR_DSI","Existing",null,null,"00 Exist FBC_DryFGD_SNCR_DSI","Coal Steam","Coal",null,"00 Exist FBC_DryFGD_SNCR_DSI","Existing","Existing","---","Existing","---","---","---","---","Existing","Existing"]
[null,null,null,null,"00 Exist FBC_DSI","Fossil",null,"00 Exist FBC_DSI","Existing",null,null,"00 Exist FBC_DSI","Coal Steam","Coal",null,"00 Exist FBC_DSI","---","Existing","---","---","---","---","---","---","None","Existing"]
[null,null,null,null,"00 Exist FBC_SNCR_ACI_DSI","Fossil",null,"00 Exist FBC_SNCR_ACI_DSI","Existing",null,null,"00 Exist FBC_SNCR_ACI_DSI","Coal Steam","Coal",null,"00 Exist FBC_SNCR_ACI_DSI","---","Existing","---","Existing","Existing","---","---","---","Existing","Existing"]
[null,null,null,null,"00 Exist FBC_SNCR_DSI","Fossil",null,"00 Exist FBC_SNCR_DSI","Existing",null,null,"00 Exist FBC_SNCR_DSI","Coal Steam","Coal",null,"00 Exist FBC_SNCR_DSI","---","Existing","---","Existing","---","---","---","---","Existing","Existing"]
[null,null,null,null,"00 Exist Energy Storage","Non-Fossil",null,"00 Exist Energy Storage","Existing",null,null,"00 Exist Energy Storage","Non-Fossil Other","Other",null,"00 Exist Energy Storage","---","---","---","---","---","---","---","---","None","None"]
[null,null,null,null,"00 Exist Offshore Wind","Non-Fossil",null,"00 Exist Offshore Wind","Existing",null,null,"00 Exist Offshore Wind","Offshore Wind","Renewable",null,"00 Exist Offshore Wind","---","---","---","---","---","---","---","---","None","None"]
[null,null,null,null,"00 Exist Onshore Wind","Non-Fossil",null,"00 Exist Onshore Wind","Existing",null,null,"00 Exist Onshore Wind","Wind","Renewable",null,"00 Exist Onshore Wind","---","---","---","---","---","---","---","---","None","None"]
[null,null,null,null,"00 Ret.ACI & DryFGD & HRI","Fossil",null,"00 Ret.ACI & DryFGD & HRI","Existing",null,null,"00 Ret.ACI & DryFGD & HRI","Coal Steam","Coal",null,"00 Ret.ACI & DryFGD & HRI","New","---","---","---","New","---","New","---","None","New"]
[null,null,null,null,"00 Ret.ACI & DSI & DryFGD & HRI","Fossil",null,"00 Ret.ACI & DSI & DryFGD & HRI","Existing",null,null,"00 Ret.ACI & DSI & DryFGD & HRI","Coal Steam","Coal",null,"00 Ret.ACI & DSI & DryFGD & HRI","New","New","---","---","New","---","New","---","None","New"]
[null,null,null,null,"00 Ret.ACI & DSI & HRI","Fossil",null,"00 Ret.ACI & DSI & HRI","Existing",null,null,"00 Ret.ACI & DSI & HRI","Coal Steam","Coal",null,"00 Ret.ACI & DSI & HRI","---","New","---","---","New","---","New","---","None","New"]
[null,null,null,null,"00 Ret.ACI & DSI & WetFGD & HRI","Fossil",null,"00 Ret.ACI & DSI & WetFGD & HRI","Existing",null,null,"00 Ret.ACI & DSI & WetFGD & HRI","Coal Steam","Coal",null,"00 Ret.ACI & DSI & WetFGD & HRI","New","New","---","---","New","---","New","---","None","New"]
[null,null,null,null,"00 Ret.ACI & HRI","Fossil",null,"00 Ret.ACI & HRI","Existing",null,null,"00 Ret.ACI & HRI","Coal Steam","Coal",null,"00 Ret.ACI & HRI","---","---","---","---","New","---","New","---","None","None"]
[null,null,null,null,"00 Ret.ACI & SCR","Fossil",null,"00 Ret.ACI & SCR","Existing",null,null,"00 Ret.ACI & SCR","Coal Steam","Coal",null,"00 Ret.ACI & SCR","---","---","New","---","New","---","---","---","New","None"]
[null,null,null,null,"00 Ret.ACI & SCR & DryFGD & HRI","Fossil",null,"00 Ret.ACI & SCR & DryFGD & HRI","Existing",null,null,"00 Ret.ACI & SCR & DryFGD & HRI","Coal Steam","Coal",null,"00 Ret.ACI & SCR & DryFGD & HRI","New","---","New","---","New","---","New","---","New","New"]
[null,null,null,null,"00 Ret.ACI & SCR & DSI & DryFGD","Fossil",null,"00 Ret.ACI & SCR & DSI & DryFGD","Existing",null,null,"00 Ret.ACI & SCR & DSI & DryFGD","Coal Steam","Coal",null,"00 Ret.ACI & SCR & DSI & DryFGD","New","New","New","---","New","---","---","---","New","New"]
[null,null,null,null,"00 Ret.ACI & SCR & DSI & DryFGD & HRI","Fossil",null,"00 Ret.ACI & SCR & DSI & DryFGD & HRI","Existing",null,null,"00 Ret.ACI & SCR & DSI & DryFGD & HRI","Coal Steam","Coal",null,"00 Ret.ACI & SCR & DSI & DryFGD & HRI","New","New","New","---","New","---","New","---","New","New"]
[null,null,null,null,"00 Ret.ACI & SCR & DSI & HRI","Fossil",null,"00 Ret.ACI & SCR & DSI & HRI","Existing",null,null,"00 Ret.ACI & SCR & DSI & HRI","Coal Steam","Coal",null,"00 Ret.ACI & SCR & DSI & HRI","---","New","New","---","New","---","New","---","New","New"]
[null,null,null,null,"00 Ret.ACI & SCR & DSI & WetFGD","Fossil",null,"00 Ret.ACI & SCR & DSI & WetFGD","Existing",null,null,"00 Ret.ACI & SCR & DSI & WetFGD","Coal Steam","Coal",null,"00 Ret.ACI & SCR & DSI & WetFGD","New","New","New","---","New","---","---","---","New","New"]
[null,null,null,null,"00 Ret.ACI & SCR & DSI & WetFGD & HRI","Fossil",null,"00 Ret.ACI & SCR & DSI & WetFGD & HRI","Existing",null,null,"00 Ret.ACI & SCR & DSI & WetFGD & HRI","Coal Steam","Coal",null,"00 Ret.ACI & SCR & DSI & WetFGD & HRI","New","New","New","---","New","---","New","---","New","New"]
[null,null,null,null,"00 Ret.ACI & SCR & HRI","Fossil",null,"00 Ret.ACI & SCR & HRI","Existing",null,null,"00 Ret.ACI & SCR & HRI","Coal Steam","Coal",null,"00 Ret.ACI & SCR & HRI","---","---","New","---","New","---","New","---","New","None"]
[null,null,null,null,"00 Ret.ACI & SCR & WetFGD & HRI","Fossil",null,"00 Ret.ACI & SCR & WetFGD & HRI","Existing",null,null,"00 Ret.ACI & SCR & WetFGD & HRI","Coal Steam","Coal",null,"00 Ret.ACI & SCR & WetFGD & HRI","New","---","New","---","New","---","New","---","New","New"]
[null,null,null,null,"00 Ret.ACI & SNCR","Fossil",null,"00 Ret.ACI & SNCR","Existing",null,null,"00 Ret.ACI & SNCR","Coal Steam","Coal",null,"00 Ret.ACI & SNCR","---","---","---","New","New","---","---","---","New","None"]
[null,null,null,null,"00 Ret.ACI & SNCR & DSI","Fossil",null,"00 Ret.ACI & SNCR & DSI","Existing",null,null,"00 Ret.ACI & SNCR & DSI","Coal Steam","Coal",null,"00 Ret.ACI & SNCR & DSI","---","New","---","New","New","---","---","---","New","New"]
[null,null,null,null,"00 Ret.ACI & SNCR & DSI & DryFGD","Fossil",null,"00 Ret.ACI & SNCR & DSI & DryFGD","Existing",null,null,"00 Ret.ACI & SNCR & DSI & DryFGD","Coal Steam","Coal",null,"00 Ret.ACI & SNCR & DSI & DryFGD","New","New","---","New","New","---","---","---","New","New"]
[null,null,null,null,"00 Ret.ACI & SNCR & DSI & DryFGD & HRI","Fossil",null,"00 Ret.ACI & SNCR & DSI & DryFGD & HRI","Existing",null,null,"00 Ret.ACI & SNCR & DSI & DryFGD & HRI","Coal Steam","Coal",null,"00 Ret.ACI & SNCR & DSI & DryFGD & HRI","New","New","---","New","New","---","New","---","New","New"]
[null,null,null,null,"00 Ret.ACI & SNCR & DSI & HRI","Fossil",null,"00 Ret.ACI & SNCR & DSI & HRI","Existing",null,null,"00 Ret.ACI & SNCR & DSI & HRI","Coal Steam","Coal",null,"00 Ret.ACI & SNCR & DSI & HRI","---","New","---","New","New","---","New","---","New","New"]
[null,null,null,null,"00 Ret.ACI & SNCR & DSI & WetFGD","Fossil",null,"00 Ret.ACI & SNCR & DSI & WetFGD","Existing",null,null,"00 Ret.ACI & SNCR & DSI & WetFGD","Coal Steam","Coal",null,"00 Ret.ACI & SNCR & DSI & WetFGD","New","New","---","New","New","---","---","---","New","New"]
[null,null,null,null,"00 Ret.ACI & SNCR & DSI & WetFGD & HRI","Fossil",null,"00 Ret.ACI & SNCR & DSI & WetFGD & HRI","Existing",null,null,"00 Ret.ACI & SNCR & DSI & WetFGD & HRI","Coal Steam","Coal",null,"00 Ret.ACI & SNCR & DSI & WetFGD & HRI","New","New","---","New","New","---","New","---","New","New"]
[null,null,null,null,"00 Ret.ACI & SNCR & HRI","Fossil",null,"00 Ret.ACI & SNCR & HRI","Existing",null,null,"00 Ret.ACI & SNCR & HRI","Coal Steam","Coal",null,"00 Ret.ACI & SNCR & HRI","---","---","---","New","New","---","New","---","New","None"]
[null,null,null,null,"00 Ret.ACI & WetFGD & DSI","Fossil",null,"00 Ret.ACI & WetFGD & DSI","Existing",null,null,"00 Ret.ACI & WetFGD & DSI","Coal Steam","Coal",null,"00 Ret.ACI & WetFGD & DSI","New","New","---","---","New","---","---","---","None","New"]
[null,null,null,null,"00 Ret.ACI & WetFGD & HRI","Fossil",null,"00 Ret.ACI & WetFGD & HRI","Existing",null,null,"00 Ret.ACI & WetFGD & HRI","Coal Steam","Coal",null,"00 Ret.ACI & WetFGD & HRI","New","---","---","---","New","---","New","---","None","New"]
[null,null,null,null,"00 Ret.CCG","Fossil",null,"00 Ret.CCG","Existing",null,null,"00 Ret.CCG","Coal w/CCS","Coal w/CCS",null,"00 Ret.CCG","---","---","---","---","---","---","---","---","None","None"]
[null,null,null,null,"00 Ret.DryFGD & CCS","Fossil",null,"00 Ret.DryFGD & CCS","Existing",null,null,"00 Ret.DryFGD & CCS","Coal w/CCS","Coal w/CCS",null,"00 Ret.DryFGD & CCS","New","---","---","---","---","---","---","New","None","New"]
[null,null,null,null,"00 Ret.DryFGD & HRI","Fossil",null,"00 Ret.DryFGD & HRI","Existing",null,null,"00 Ret.DryFGD & HRI","Coal Steam","Coal",null,"00 Ret.DryFGD & HRI","New","---","---","---","---","---","New","---","None","New"]
[null,null,null,null,"00 Ret.DSI & DryFGD & HRI","Fossil",null,"00 Ret.DSI & DryFGD & HRI","Existing",null,null,"00 Ret.DSI & DryFGD & HRI","Coal Steam","Coal",null,"00 Ret.DSI & DryFGD & HRI","New","New","---","---","---","---","New","---","None","New"]
[null,null,null,null,"00 Ret.DSI & HRI","Fossil",null,"00 Ret.DSI & HRI","Existing",null,null,"00 Ret.DSI & HRI","Coal Steam","Coal",null,"00 Ret.DSI & HRI","---","New","---","---","---","---","New","---","None","New"]
[null,null,null,null,"00 Ret.DSI & WetFGD","Fossil",null,"00 Ret.DSI & WetFGD","Existing",null,null,"00 Ret.DSI & WetFGD","Coal Steam","Coal",null,"00 Ret.DSI & WetFGD","New","New","---","---","---","---","---","---","None","New"]
[null,null,null,null,"00 Ret.DSI & WetFGD & HRI","Fossil",null,"00 Ret.DSI & WetFGD & HRI","Existing",null,null,"00 Ret.DSI & WetFGD & HRI","Coal Steam","Coal",null,"00 Ret.DSI & WetFGD & HRI","New","New","---","---","---","---","New","---","None","New"]
[null,null,null,null,"00 Ret.ExistACI & DryFGD & CCS","Fossil",null,"00 Ret.ExistACI & DryFGD & CCS","Existing",null,null,"00 Ret.ExistACI & DryFGD & CCS","Coal w/CCS","Coal w/CCS",null,"00 Ret.ExistACI & DryFGD & CCS","New","---","---","---","Existing","---","---","New","None","New"]
[null,null,null,null,"00 Ret.ExistACI & DryFGD & HRI","Fossil",null,"00 Ret.ExistACI & DryFGD & HRI","Existing",null,null,"00 Ret.ExistACI & DryFGD & HRI","Coal Steam","Coal",null,"00 Ret.ExistACI & DryFGD & HRI","New","---","---","---","Existing","---","New","---","None","New"]
[null,null,null,null,"00 Ret.ExistACI & DryFGD & HRI & CCS","Fossil",null,"00 Ret.ExistACI & DryFGD & HRI & CCS","Existing",null,null,"00 Ret.ExistACI & DryFGD & HRI & CCS","Coal w/CCS","Coal w/CCS",null,"00 Ret.ExistACI & DryFGD & HRI & CCS","New","---","---","---","Existing","---","New","New","None","New"]
[null,null,null,null,"00 Ret.ExistACI & DSI & DryFGD","Fossil",null,"00 Ret.ExistACI & DSI & DryFGD","Existing",null,null,"00 Ret.ExistACI & DSI & DryFGD","Coal Steam","Coal",null,"00 Ret.ExistACI & DSI & DryFGD","New","New","---","---","Existing","---","---","---","None","New"]
[null,null,null,null,"00 Ret.ExistACI & DSI & DryFGD & HRI","Fossil",null,"00 Ret.ExistACI & DSI & DryFGD & HRI","Existing",null,null,"00 Ret.ExistACI & DSI & DryFGD & HRI","Coal Steam","Coal",null,"00 Ret.ExistACI & DSI & DryFGD & HRI","New","New","---","---","Existing","---","New","---","None","New"]
[null,null,null,null,"00 Ret.ExistACI & DSI & HRI","Fossil",null,"00 Ret.ExistACI & DSI & HRI","Existing",null,null,"00 Ret.ExistACI & DSI & HRI","Coal Steam","Coal",null,"00 Ret.ExistACI & DSI & HRI","---","New","---","---","Existing","---","New","---","None","New"]
[null,null,null,null,"00 Ret.ExistACI & DSI & WetFGD","Fossil",null,"00 Ret.ExistACI & DSI & WetFGD","Existing",null,null,"00 Ret.ExistACI & DSI & WetFGD","Coal Steam","Coal",null,"00 Ret.ExistACI & DSI & WetFGD","New","New","---","---","Existing","---","---","---","None","New"]
[null,null,null,null,"00 Ret.ExistACI & DSI & WetFGD & HRI","Fossil",null,"00 Ret.ExistACI & DSI & WetFGD & HRI","Existing",null,null,"00 Ret.ExistACI & DSI & WetFGD & HRI","Coal Steam","Coal",null,"00 Ret.ExistACI & DSI & WetFGD & HRI","New","New","---","---","Existing","---","New","---","None","New"]
[null,null,null,null,"00 Ret.ExistACI & HRI","Fossil",null,"00 Ret.ExistACI & HRI","Existing",null,null,"00 Ret.ExistACI & HRI","Coal Steam","Coal",null,"00 Ret.ExistACI & HRI","---","---","---","---","Existing","---","New","---","None","None"]
[null,null,null,null,"00 Ret.ExistACI & HRI & WetFGD","Fossil",null,"00 Ret.ExistACI & HRI & WetFGD","Existing",null,null,"00 Ret.ExistACI & HRI & WetFGD","Coal Steam","Coal",null,"00 Ret.ExistACI & HRI & WetFGD","New","---","---","---","Existing","---","New","---",{"$f":"IF(OR(S189<>\"---\",T189<>\"---\"),IF(OR(S189=\"New\",T189=\"New\"),\"New\",\"Existing\"),\"None\")","v":"None"},{"$f":"IF(OR(Q189<>\"---\",R189<>\"---\"),IF(OR(Q189=\"New\",R189=\"New\"),\"New\",\"Existing\"),\"None\")","v":"New"}]
[null,null,null,null,"00 Ret.ExistACI & SCR","Fossil",null,"00 Ret.ExistACI & SCR","Existing",null,null,"00 Ret.ExistACI & SCR","Coal Steam","Coal",null,"00 Ret.ExistACI & SCR","---","---","New","---","Existing","---","---","---","New","None"]
[null,null,null,null,"00 Ret.ExistACI & SCR & DryFGD","Fossil",null,"00 Ret.ExistACI & SCR & DryFGD","Existing",null,null,"00 Ret.ExistACI & SCR & DryFGD","Coal Steam","Coal",null,"00 Ret.ExistACI & SCR & DryFGD","New","---","New","---","Existing","---","---","---","New","New"]
[null,null,null,null,"00 Ret.ExistACI & SCR & DryFGD & CCS","Fossil",null,"00 Ret.ExistACI & SCR & DryFGD & CCS","Existing",null,null,"00 Ret.ExistACI & SCR & DryFGD & CCS","Coal w/CCS","Coal w/CCS",null,"00 Ret.ExistACI & SCR & DryFGD & CCS","New","---","New","---","Existing","---","---","New","New","New"]
[null,null,null,null,"00 Ret.ExistACI & SCR & DryFGD & HRI","Fossil",null,"00 Ret.ExistACI & SCR & DryFGD & HRI","Existing",null,null,"00 Ret.ExistACI & SCR & DryFGD & HRI","Coal Steam","Coal",null,"00 Ret.ExistACI & SCR & DryFGD & HRI","New","---","New","---","Existing","---","New","---","New","New"]
[null,null,null,null,"00 Ret.ExistACI & SCR & DryFGD & HRI & CCS","Fossil",null,"00 Ret.ExistACI & SCR & DryFGD & HRI & CCS","Existing",null,null,"00 Ret.ExistACI & SCR & DryFGD & HRI & CCS","Coal w/CCS","Coal w/CCS",null,"00 Ret.ExistACI & SCR & DryFGD & HRI & CCS","New","---","New","---","Existing","---","New","New","New","New"]
[null,null,null,null,"00 Ret.ExistACI & SCR & DSI","Fossil",null,"00 Ret.ExistACI & SCR & DSI","Existing",null,null,"00 Ret.ExistACI & SCR & DSI","Coal Steam","Coal",null,"00 Ret.ExistACI & SCR & DSI","---","New","New","---","Existing","---","---","---","New","New"]
[null,null,null,null,"00 Ret.ExistACI & SCR & DSI & DryFGD","Fossil",null,"00 Ret.ExistACI & SCR & DSI & DryFGD","Existing",null,null,"00 Ret.ExistACI & SCR & DSI & DryFGD","Coal Steam","Coal",null,"00 Ret.ExistACI & SCR & DSI & DryFGD","New","New","New","---","Existing","---","---","---","New","New"]
[null,null,null,null,"00 Ret.ExistACI & SCR & DSI & DryFGD & HRI","Fossil",null,"00 Ret.ExistACI & SCR & DSI & DryFGD & HRI","Existing",null,null,"00 Ret.ExistACI & SCR & DSI & DryFGD & HRI","Coal Steam","Coal",null,"00 Ret.ExistACI & SCR & DSI & DryFGD & HRI","New","New","New","---","Existing","---","New","---","New","New"]
[null,null,null,null,"00 Ret.ExistACI & SCR & DSI & HRI","Fossil",null,"00 Ret.ExistACI & SCR & DSI & HRI","Existing",null,null,"00 Ret.ExistACI & SCR & DSI & HRI","Coal Steam","Coal",null,"00 Ret.ExistACI & SCR & DSI & HRI","---","New","New","---","Existing","---","New","---","New","New"]
[null,null,null,null,"00 Ret.ExistACI & SCR & HRI","Fossil",null,"00 Ret.ExistACI & SCR & HRI","Existing",null,null,"00 Ret.ExistACI & SCR & HRI","Coal Steam","Coal",null,"00 Ret.ExistACI & SCR & HRI","---","---","New","---","Existing","---","New","---","New","None"]
[null,null,null,null,"00 Ret.ExistACI & SCR & WetFGD","Fossil",null,"00 Ret.ExistACI & SCR & WetFGD","Existing",null,null,"00 Ret.ExistACI & SCR & WetFGD","Coal Steam","Coal",null,"00 Ret.ExistACI & SCR & WetFGD","New","---","New","---","Existing","---","---","---","New","New"]
[null,null,null,null,"00 Ret.ExistACI & SCR & WetFGD & CCS","Fossil",null,"00 Ret.ExistACI & SCR & WetFGD & CCS","Existing",null,null,"00 Ret.ExistACI & SCR & WetFGD & CCS","Coal w/CCS","Coal w/CCS",null,"00 Ret.ExistACI & SCR & WetFGD & CCS","New","---","New","---","Existing","---","---","New","New","New"]
[null,null,null,null,"00 Ret.ExistACI & SCR & WetFGD & HRI","Fossil",null,"00 Ret.ExistACI & SCR & WetFGD & HRI","Existing",null,null,"00 Ret.ExistACI & SCR & WetFGD & HRI","Coal Steam","Coal",null,"00 Ret.ExistACI & SCR & WetFGD & HRI","New","---","New","---","Existing","---","New","---","New","New"]
[null,null,null,null,"00 Ret.ExistACI & SCR & WetFGD & HRI & CCS","Fossil",null,"00 Ret.ExistACI & SCR & WetFGD & HRI & CCS","Existing",null,null,"00 Ret.ExistACI & SCR & WetFGD & HRI & CCS","Coal w/CCS","Coal w/CCS",null,"00 Ret.ExistACI & SCR & WetFGD & HRI & CCS","New","---","New","---","Existing","---","New","New","New","New"]
[null,null,null,null,"00 Ret.ExistACI & SNCR","Fossil",null,"00 Ret.ExistACI & SNCR","Existing",null,null,"00 Ret.ExistACI & SNCR","Coal Steam","Coal",null,"00 Ret.ExistACI & SNCR","---","---","---","New","Existing","---","---","---","New","None"]
[null,null,null,null,"00 Ret.ExistACI & SNCR & DryFGD","Fossil",null,"00 Ret.ExistACI & SNCR & DryFGD","Existing",null,null,"00 Ret.ExistACI & SNCR & DryFGD","Coal Steam","Coal",null,"00 Ret.ExistACI & SNCR & DryFGD","New","---","---","New","Existing","---","---","---","New","New"]
[null,null,null,null,"00 Ret.ExistACI & SNCR & DryFGD & CCS","Fossil",null,"00 Ret.ExistACI & SNCR & DryFGD & CCS","Existing",null,null,"00 Ret.ExistACI & SNCR & DryFGD & CCS","Coal w/CCS","Coal w/CCS",null,"00 Ret.ExistACI & SNCR & DryFGD & CCS","New","---","---","New","Existing","---","---","New","New","New"]
[null,null,null,null,"00 Ret.ExistACI & SNCR & DryFGD & HRI","Fossil",null,"00 Ret.ExistACI & SNCR & DryFGD & HRI","Existing",null,null,"00 Ret.ExistACI & SNCR & DryFGD & HRI","Coal Steam","Coal",null,"00 Ret.ExistACI & SNCR & DryFGD & HRI","New","---","---","New","Existing","---","New","---","New","New"]
[null,null,null,null,"00 Ret.ExistACI & SNCR & DryFGD & HRI & CCS","Fossil",null,"00 Ret.ExistACI & SNCR & DryFGD & HRI & CCS","Existing",null,null,"00 Ret.ExistACI & SNCR & DryFGD & HRI & CCS","Coal w/CCS","Coal w/CCS",null,"00 Ret.ExistACI & SNCR & DryFGD & HRI & CCS","New","---","---","New","Existing","---","New","New","New","New"]
[null,null,null,null,"00 Ret.ExistACI & SNCR & DSI","Fossil",null,"00 Ret.ExistACI & SNCR & DSI","Existing",null,null,"00 Ret.ExistACI & SNCR & DSI","Coal Steam","Coal",null,"00 Ret.ExistACI & SNCR & DSI","---","New","---","New","Existing","---","---","---","New","New"]
[null,null,null,null,"00 Ret.ExistACI & SNCR & DSI & HRI","Fossil",null,"00 Ret.ExistACI & SNCR & DSI & HRI","Existing",null,null,"00 Ret.ExistACI & SNCR & DSI & HRI","Coal Steam","Coal",null,"00 Ret.ExistACI & SNCR & DSI & HRI","---","New","---","New","Existing","---","New","---","New","New"]
[null,null,null,null,"00 Ret.ExistACI & SNCR & HRI","Fossil",null,"00 Ret.ExistACI & SNCR & HRI","Existing",null,null,"00 Ret.ExistACI & SNCR & HRI","Coal Steam","Coal",null,"00 Ret.ExistACI & SNCR & HRI","---","---","---","New","Existing","---","New","---","New","None"]
[null,null,null,null,"00 Ret.ExistACI & SNCR & WetFGD","Fossil",null,"00 Ret.ExistACI & SNCR & WetFGD","Existing",null,null,"00 Ret.ExistACI & SNCR & WetFGD","Coal Steam","Coal",null,"00 Ret.ExistACI & SNCR & WetFGD","New","---","---","New","Existing","---","---","---","New","New"]
[null,null,null,null,"00 Ret.ExistACI & SNCR & WetFGD & CCS","Fossil",null,"00 Ret.ExistACI & SNCR & WetFGD & CCS","Existing",null,null,"00 Ret.ExistACI & SNCR & WetFGD & CCS","Coal w/CCS","Coal w/CCS",null,"00 Ret.ExistACI & SNCR & WetFGD & CCS","New","---","---","New","Existing","---","---","New","New","New"]
[null,null,null,null,"00 Ret.ExistACI & SNCR & WetFGD & HRI","Fossil",null,"00 Ret.ExistACI & SNCR & WetFGD & HRI","Existing",null,null,"00 Ret.ExistACI & SNCR & WetFGD & HRI","Coal Steam","Coal",null,"00 Ret.ExistACI & SNCR & WetFGD & HRI","New","---","---","New","Existing","---","New","---","New","New"]
[null,null,null,null,"00 Ret.ExistACI & SNCR & WetFGD & HRI & CCS","Fossil",null,"00 Ret.ExistACI & SNCR & WetFGD & HRI & CCS","Existing",null,null,"00 Ret.ExistACI & SNCR & WetFGD & HRI & CCS","Coal w/CCS","Coal w/CCS",null,"00 Ret.ExistACI & SNCR & WetFGD & HRI & CCS","New","---","---","New","Existing","---","New","New","New","New"]
[null,null,null,null,"00 Ret.ExistACI & WetFGD & CCS","Fossil",null,"00 Ret.ExistACI & WetFGD & CCS","Existing",null,null,"00 Ret.ExistACI & WetFGD & CCS","Coal w/CCS","Coal w/CCS",null,"00 Ret.ExistACI & WetFGD & CCS","New","---","---","---","Existing","---","---","New","None","New"]
[null,null,null,null,"00 Ret.ExistACI & WetFGD & HRI & CCS","Fossil",null,"00 Ret.ExistACI & WetFGD & HRI & CCS","Existing",null,null,"00 Ret.ExistACI & WetFGD & HRI & CCS","Coal w/CCS","Coal w/CCS",null,"00 Ret.ExistACI & WetFGD & HRI & CCS","New","---","---","---","Existing","---","New","New","None","New"]
[null,null,null,null,"00 Ret.ExistACI_DSI & DryFGD & CCS","Fossil",null,"00 Ret.ExistACI_DSI & DryFGD & CCS","Existing",null,null,"00 Ret.ExistACI_DSI & DryFGD & CCS","Coal w/CCS","Coal w/CCS",null,"00 Ret.ExistACI_DSI & DryFGD & CCS","New","Existing","---","---","Existing","---","---","New","None","New"]
[null,null,null,null,"00 Ret.ExistACI_DSI & DryFGD & HRI","Fossil",null,"00 Ret.ExistACI_DSI & DryFGD & HRI","Existing",null,null,"00 Ret.ExistACI_DSI & DryFGD & HRI","Coal Steam","Coal",null,"00 Ret.ExistACI_DSI & DryFGD & HRI","New","Existing","---","---","Existing","---","New","---","None","New"]
[null,null,null,null,"00 Ret.ExistACI_DSI & DryFGD & HRI & CCS","Fossil",null,"00 Ret.ExistACI_DSI & DryFGD & HRI & CCS","Existing",null,null,"00 Ret.ExistACI_DSI & DryFGD & HRI & CCS","Coal w/CCS","Coal w/CCS",null,"00 Ret.ExistACI_DSI & DryFGD & HRI & CCS","New","Existing","---","---","Existing","---","New","New","None","New"]
[null,null,null,null,"00 Ret.ExistACI_DSI & HRI","Fossil",null,"00 Ret.ExistACI_DSI & HRI","Existing",null,null,"00 Ret.ExistACI_DSI & HRI","Coal Steam","Coal",null,"00 Ret.ExistACI_DSI & HRI","---","Existing","---","---","Existing","---","New","---","None","Existing"]
[null,null,null,null,"00 Ret.ExistACI_DSI & SCR & DryFGD","Fossil",null,"00 Ret.ExistACI_DSI & SCR & DryFGD","Existing",null,null,"00 Ret.ExistACI_DSI & SCR & DryFGD","Coal Steam","Coal",null,"00 Ret.ExistACI_DSI & SCR & DryFGD","New","Existing","New","---","Existing","---","---","---","New","New"]
[null,null,null,null,"00 Ret.ExistACI_DSI & SCR & DryFGD & CCS","Fossil",null,"00 Ret.ExistACI_DSI & SCR & DryFGD & CCS","Existing",null,null,"00 Ret.ExistACI_DSI & SCR & DryFGD & CCS","Coal w/CCS","Coal w/CCS",null,"00 Ret.ExistACI_DSI & SCR & DryFGD & CCS","New","Existing","New","---","Existing","---","---","New","New","New"]
[null,null,null,null,"00 Ret.ExistACI_DSI & SCR & DryFGD & HRI","Fossil",null,"00 Ret.ExistACI_DSI & SCR & DryFGD & HRI","Existing",null,null,"00 Ret.ExistACI_DSI & SCR & DryFGD & HRI","Coal Steam","Coal",null,"00 Ret.ExistACI_DSI & SCR & DryFGD & HRI","New","Existing","New","---","Existing","---","New","---","New","New"]
[null,null,null,null,"00 Ret.ExistACI_DSI & SCR & DryFGD & HRI & CCS","Fossil",null,"00 Ret.ExistACI_DSI & SCR & DryFGD & HRI & CCS","Existing",null,null,"00 Ret.ExistACI_DSI & SCR & DryFGD & HRI & CCS","Coal w/CCS","Coal w/CCS",null,"00 Ret.ExistACI_DSI & SCR & DryFGD & HRI & CCS","New","Existing","New","---","Existing","---","New","New","New","New"]
[null,null,null,null,"00 Ret.ExistACI_DSI & SCR & HRI","Fossil",null,"00 Ret.ExistACI_DSI & SCR & HRI","Existing",null,null,"00 Ret.ExistACI_DSI & SCR & HRI","Coal Steam","Coal",null,"00 Ret.ExistACI_DSI & SCR & HRI","---","Existing","New","---","Existing","---","New","---","New","Existing"]
[null,null,null,null,"00 Ret.ExistACI_DSI & SCR & WetFGD & CCS","Fossil",null,"00 Ret.ExistACI_DSI & SCR & WetFGD & CCS","Existing",null,null,"00 Ret.ExistACI_DSI & SCR & WetFGD & CCS","Coal w/CCS","Coal w/CCS",null,"00 Ret.ExistACI_DSI & SCR & WetFGD & CCS","New","Existing","New","---","Existing","---","---","New","New","New"]
[null,null,null,null,"00 Ret.ExistACI_DSI & SCR & WetFGD & HRI","Fossil",null,"00 Ret.ExistACI_DSI & SCR & WetFGD & HRI","Existing",null,null,"00 Ret.ExistACI_DSI & SCR & WetFGD & HRI","Coal Steam","Coal",null,"00 Ret.ExistACI_DSI & SCR & WetFGD & HRI","New","Existing","New","---","Existing","---","New","---","New","New"]
[null,null,null,null,"00 Ret.ExistACI_DSI & SCR & WetFGD & HRI & CCS","Fossil",null,"00 Ret.ExistACI_DSI & SCR & WetFGD & HRI & CCS","Existing",null,null,"00 Ret.ExistACI_DSI & SCR & WetFGD & HRI & CCS","Coal w/CCS","Coal w/CCS",null,"00 Ret.ExistACI_DSI & SCR & WetFGD & HRI & CCS","New","Existing","New","---","Existing","---","New","New","New","New"]
[null,null,null,null,"00 Ret.ExistACI_DSI & SNCR","Fossil",null,"00 Ret.ExistACI_DSI & SNCR","Existing",null,null,"00 Ret.ExistACI_DSI & SNCR","Coal Steam","Coal",null,"00 Ret.ExistACI_DSI & SNCR","---","Existing","---","New","Existing","---","---","---","New","Existing"]
[null,null,null,null,"00 Ret.ExistACI_DSI & SNCR & DryFGD","Fossil",null,"00 Ret.ExistACI_DSI & SNCR & DryFGD","Existing",null,null,"00 Ret.ExistACI_DSI & SNCR & DryFGD","Coal Steam","Coal",null,"00 Ret.ExistACI_DSI & SNCR & DryFGD","New","Existing","---","New","Existing","---","---","---","New","New"]
[null,null,null,null,"00 Ret.ExistACI_DSI & SNCR & DryFGD & HRI & CCS","Fossil",null,"00 Ret.ExistACI_DSI & SNCR & DryFGD & HRI & CCS","Existing",null,null,"00 Ret.ExistACI_DSI & SNCR & DryFGD & HRI & CCS","Coal w/CCS","Coal w/CCS",null,"00 Ret.ExistACI_DSI & SNCR & DryFGD & HRI & CCS","New","Existing","---","New","Existing","---","New","New","New","New"]
[null,null,null,null,"00 Ret.ExistACI_DSI & SNCR & DryFGD & HRI","Fossil",null,"00 Ret.ExistACI_DSI & SNCR & DryFGD & HRI","Existing",null,null,"00 Ret.ExistACI_DSI & SNCR & DryFGD & HRI","Coal Steam","Coal",null,"00 Ret.ExistACI_DSI & SNCR & DryFGD & HRI","New","Existing","---","New","Existing","---","New","---","New","New"]
[null,null,null,null,"00 Ret.ExistACI_DSI & SNCR & WetFGD & HRI & CCS","Fossil",null,"00 Ret.ExistACI_DSI & SNCR & WetFGD & HRI & CCS","Existing",null,null,"00 Ret.ExistACI_DSI & SNCR & WetFGD & HRI & CCS","Coal w/CCS","Coal w/CCS",null,"00 Ret.ExistACI_DSI & SNCR & WetFGD & HRI & CCS","New","Existing","---","New","Existing","---","New","New","New","New"]
[null,null,null,null,"00 Ret.ExistACI_DSI & SNCR & HRI","Fossil",null,"00 Ret.ExistACI_DSI & SNCR & HRI","Existing",null,null,"00 Ret.ExistACI_DSI & SNCR & HRI","Coal Steam","Coal",null,"00 Ret.ExistACI_DSI & SNCR & HRI","---","Existing","---","New","Existing","---","New","---","New","Existing"]
[null,null,null,null,"00 Ret.ExistACI_DSI & SNCR & WetFGD","Fossil",null,"00 Ret.ExistACI_DSI & SNCR & WetFGD","Existing",null,null,"00 Ret.ExistACI_DSI & SNCR & WetFGD","Coal Steam","Coal",null,"00 Ret.ExistACI_DSI & SNCR & WetFGD","New","Existing","---","New","Existing","---","---","---","New","New"]
[null,null,null,null,"00 Ret.ExistACI_DSI & SNCR & WetFGD & HRI","Fossil",null,"00 Ret.ExistACI_DSI & SNCR & WetFGD & HRI","Existing",null,null,"00 Ret.ExistACI_DSI & SNCR & WetFGD & HRI","Coal Steam","Coal",null,"00 Ret.ExistACI_DSI & SNCR & WetFGD & HRI","New","Existing","---","New","Existing","---","New","---","New","New"]
[null,null,null,null,"00 Ret.ExistACI_DSI & WetFGD & CCS","Fossil",null,"00 Ret.ExistACI_DSI & WetFGD & CCS","Existing",null,null,"00 Ret.ExistACI_DSI & WetFGD & CCS","Coal w/CCS","Coal w/CCS",null,"00 Ret.ExistACI_DSI & WetFGD & CCS","New","Existing","---","---","Existing","---","---","New","None","New"]
[null,null,null,null,"00 Ret.ExistACI_DSI & WetFGD & HRI","Fossil",null,"00 Ret.ExistACI_DSI & WetFGD & HRI","Existing",null,null,"00 Ret.ExistACI_DSI & WetFGD & HRI","Coal Steam","Coal",null,"00 Ret.ExistACI_DSI & WetFGD & HRI","New","Existing","---","---","Existing","---","New","---","None","New"]
[null,null,null,null,"00 Ret.ExistACI_DSI & WetFGD & HRI & CCS","Fossil",null,"00 Ret.ExistACI_DSI & WetFGD & HRI & CCS","Existing",null,null,"00 Ret.ExistACI_DSI & WetFGD & HRI & CCS","Coal w/CCS","Coal w/CCS",null,"00 Ret.ExistACI_DSI & WetFGD & HRI & CCS","New","Existing","---","---","Existing","---","New","New","None","New"]
[null,null,null,null,"00 Ret.ExistDryFGD & ACI & CCS","Fossil",null,"00 Ret.ExistDryFGD & ACI & CCS","Existing",null,null,"00 Ret.ExistDryFGD & ACI & CCS","Coal w/CCS","Coal w/CCS",null,"00 Ret.ExistDryFGD & ACI & CCS","Existing","---","---","---","New","---","---","New","None","Existing"]
[null,null,null,null,"00 Ret.ExistDryFGD & ACI & HRI","Fossil",null,"00 Ret.ExistDryFGD & ACI & HRI","Existing",null,null,"00 Ret.ExistDryFGD & ACI & HRI","Coal Steam","Coal",null,"00 Ret.ExistDryFGD & ACI & HRI","Existing","---","---","---","New","---","New","---","None","Existing"]
[null,null,null,null,"00 Ret.ExistDryFGD & ACI & HRI & CCS","Fossil",null,"00 Ret.ExistDryFGD & ACI & HRI & CCS","Existing",null,null,"00 Ret.ExistDryFGD & ACI & HRI & CCS","Coal w/CCS","Coal w/CCS",null,"00 Ret.ExistDryFGD & ACI & HRI & CCS","Existing","---","---","---","New","---","New","New","None","Existing"]
[null,null,null,null,"00 Ret.ExistDryFGD & ACI & SCR & CCS","Fossil",null,"00 Ret.ExistDryFGD & ACI & SCR & CCS","Existing",null,null,"00 Ret.ExistDryFGD & ACI & SCR & CCS","Coal w/CCS","Coal w/CCS",null,"00 Ret.ExistDryFGD & ACI & SCR & CCS","Existing","---","New","---","New","---","---","New","New","Existing"]
[null,null,null,null,"00 Ret.ExistDryFGD & ACI & SCR & HRI","Fossil",null,"00 Ret.ExistDryFGD & ACI & SCR & HRI","Existing",null,null,"00 Ret.ExistDryFGD & ACI & SCR & HRI","Coal Steam","Coal",null,"00 Ret.ExistDryFGD & ACI & SCR & HRI","Existing","---","New","---","New","---","New","---","New","Existing"]
[null,null,null,null,"00 Ret.ExistDryFGD & ACI & SCR & HRI & CCS","Fossil",null,"00 Ret.ExistDryFGD & ACI & SCR & HRI & CCS","Existing",null,null,"00 Ret.ExistDryFGD & ACI & SCR & HRI & CCS","Coal w/CCS","Coal w/CCS",null,"00 Ret.ExistDryFGD & ACI & SCR & HRI & CCS","Existing","---","New","---","New","---","New","New","New","Existing"]
[null,null,null,null,"00 Ret.ExistDryFGD & ACI & SNCR","Fossil",null,"00 Ret.ExistDryFGD & ACI & SNCR","Existing",null,null,"00 Ret.ExistDryFGD & ACI & SNCR","Coal Steam","Coal",null,"00 Ret.ExistDryFGD & ACI & SNCR","Existing","---","---","New","New","---","---","---","New","Existing"]
[null,null,null,null,"00 Ret.ExistDryFGD & ACI & SNCR & HRI","Fossil",null,"00 Ret.ExistDryFGD & ACI & SNCR & HRI","Existing",null,null,"00 Ret.ExistDryFGD & ACI & SNCR & HRI","Coal Steam","Coal",null,"00 Ret.ExistDryFGD & ACI & SNCR & HRI","Existing","---","---","New","New","---","New","---","New","Existing"]
[null,null,null,null,"00 Ret.ExistDryFGD & ACI & SNCR & HRI & CCS","Fossil",null,"00 Ret.ExistDryFGD & ACI & SNCR & HRI & CCS","Existing",null,null,"00 Ret.ExistDryFGD & ACI & SNCR & HRI & CCS","Coal w/CCS","Coal w/CCS",null,"00 Ret.ExistDryFGD & ACI & SNCR & HRI & CCS","Existing","---","---","New","New","---","New","New","New","Existing"]
[null,null,null,null,"00 Ret.ExistDryFGD & CCS","Fossil",null,"00 Ret.ExistDryFGD & CCS","Existing",null,null,"00 Ret.ExistDryFGD & CCS","Coal w/CCS","Coal w/CCS",null,"00 Ret.ExistDryFGD & CCS","Existing","---","---","---","---","---","---","New","None","Existing"]
[null,null,null,null,"00 Ret.ExistDryFGD & HRI","Fossil",null,"00 Ret.ExistDryFGD & HRI","Existing",null,null,"00 Ret.ExistDryFGD & HRI","Coal Steam","Coal",null,"00 Ret.ExistDryFGD & HRI","Existing","---","---","---","---","---","New","---","None","Existing"]
[null,null,null,null,"00 Ret.ExistDryFGD & HRI & CCS","Fossil",null,"00 Ret.ExistDryFGD & HRI & CCS","Existing",null,null,"00 Ret.ExistDryFGD & HRI & CCS","Coal w/CCS","Coal w/CCS",null,"00 Ret.ExistDryFGD & HRI & CCS","Existing","---","---","---","---","---","New","New","None","Existing"]
[null,null,null,null,"00 Ret.ExistDryFGD & SCR & CCS","Fossil",null,"00 Ret.ExistDryFGD & SCR & CCS","Existing",null,null,"00 Ret.ExistDryFGD & SCR & CCS","Coal w/CCS","Coal w/CCS",null,"00 Ret.ExistDryFGD & SCR & CCS","Existing","---","New","---","---","---","---","New",{"$f":"IF(OR(S253<>\"---\",T253<>\"---\"),IF(OR(S253=\"New\",T253=\"New\"),\"New\",\"Existing\"),\"None\")","v":"New"},{"$f":"IF(OR(Q253<>\"---\",R253<>\"---\"),IF(OR(Q253=\"New\",R253=\"New\"),\"New\",\"Existing\"),\"None\")","v":"Existing"}]
[null,null,null,null,"00 Ret.ExistDryFGD & SCR & HRI","Fossil",null,"00 Ret.ExistDryFGD & SCR & HRI","Existing",null,null,"00 Ret.ExistDryFGD & SCR & HRI","Coal Steam","Coal",null,"00 Ret.ExistDryFGD & SCR & HRI","Existing","---","New","---","---","---","New","---","New","Existing"]
[null,null,null,null,"00 Ret.ExistDryFGD & SCR & HRI & CCS","Fossil",null,"00 Ret.ExistDryFGD & SCR & HRI & CCS","Existing",null,null,"00 Ret.ExistDryFGD & SCR & HRI & CCS","Coal w/CCS","Coal w/CCS",null,"00 Ret.ExistDryFGD & SCR & HRI & CCS","Existing","---","New","---","---","---","New","New","New","Existing"]
[null,null,null,null,"00 Ret.ExistDryFGD & SNCR","Fossil",null,"00 Ret.ExistDryFGD & SNCR","Existing",null,null,"00 Ret.ExistDryFGD & SNCR","Coal Steam","Coal",null,"00 Ret.ExistDryFGD & SNCR","Existing","---","---","New","---","---","---","---","New","Existing"]
[null,null,null,null,"00 Ret.ExistDryFGD & SNCR & CCS","Fossil",null,"00 Ret.ExistDryFGD & SNCR & CCS","Existing",null,null,"00 Ret.ExistDryFGD & SNCR & CCS","Coal w/CCS","Coal w/CCS",null,"00 Ret.ExistDryFGD & SNCR & CCS","Existing","---","---","New","---","---","---","New","New","Existing"]
[null,null,null,null,"00 Ret.ExistDryFGD & SNCR & HRI","Fossil",null,"00 Ret.ExistDryFGD & SNCR & HRI","Existing",null,null,"00 Ret.ExistDryFGD & SNCR & HRI","Coal Steam","Coal",null,"00 Ret.ExistDryFGD & SNCR & HRI","Existing","---","---","New","---","---","New","---","New","Existing"]
[null,null,null,null,"00 Ret.ExistDryFGD & SNCR & HRI & CCS","Fossil",null,"00 Ret.ExistDryFGD & SNCR & HRI & CCS","Existing",null,null,"00 Ret.ExistDryFGD & SNCR & HRI & CCS","Coal w/CCS","Coal w/CCS",null,"00 Ret.ExistDryFGD & SNCR & HRI & CCS","Existing","---","---","New","---","---","New","New","New","Existing"]
[null,null,null,null,"00 Ret.ExistDryFGD_ACI & CCS","Fossil",null,"00 Ret.ExistDryFGD_ACI & CCS","Existing",null,null,"00 Ret.ExistDryFGD_ACI & CCS","Coal w/CCS","Coal w/CCS",null,"00 Ret.ExistDryFGD_ACI & CCS","Existing","---","---","---","Existing","---","---","New","None","Existing"]
[null,null,null,null,"00 Ret.ExistDryFGD_ACI & HRI","Fossil",null,"00 Ret.ExistDryFGD_ACI & HRI","Existing",null,null,"00 Ret.ExistDryFGD_ACI & HRI","Coal Steam","Coal",null,"00 Ret.ExistDryFGD_ACI & HRI","Existing","---","---","---","Existing","---","New","---","None","Existing"]
[null,null,null,null,"00 Ret.ExistDryFGD_ACI & HRI & CCS","Fossil",null,"00 Ret.ExistDryFGD_ACI & HRI & CCS","Existing",null,null,"00 Ret.ExistDryFGD_ACI & HRI & CCS","Coal w/CCS","Coal w/CCS",null,"00 Ret.ExistDryFGD_ACI & HRI & CCS","Existing","---","---","---","Existing","---","New","New","None","Existing"]
[null,null,null,null,"00 Ret.ExistDryFGD_ACI & SCR & CCS","Fossil",null,"00 Ret.ExistDryFGD_ACI & SCR & CCS","Existing",null,null,"00 Ret.ExistDryFGD_ACI & SCR & CCS","Coal w/CCS","Coal w/CCS",null,"00 Ret.ExistDryFGD_ACI & SCR & CCS","Existing","---","New","---","Existing","---","---","New","New","Existing"]
[null,null,null,null,"00 Ret.ExistDryFGD_ACI & SCR & HRI","Fossil",null,"00 Ret.ExistDryFGD_ACI & SCR & HRI","Existing",null,null,"00 Ret.ExistDryFGD_ACI & SCR & HRI","Coal Steam","Coal",null,"00 Ret.ExistDryFGD_ACI & SCR & HRI","Existing","---","New","---","Existing","---","New","---","New","Existing"]
[null,null,null,null,"00 Ret.ExistDryFGD_ACI & SCR & HRI & CCS","Fossil",null,"00 Ret.ExistDryFGD_ACI & SCR & HRI & CCS","Existing",null,null,"00 Ret.ExistDryFGD_ACI & SCR & HRI & CCS","Coal w/CCS","Coal w/CCS",null,"00 Ret.ExistDryFGD_ACI & SCR & HRI & CCS","Existing","---","New","---","Existing","---","New","New","New","Existing"]
[null,null,null,null,"00 Ret.ExistDryFGD_ACI & SNCR","Fossil",null,"00 Ret.ExistDryFGD_ACI & SNCR","Existing",null,null,"00 Ret.ExistDryFGD_ACI & SNCR","Coal Steam","Coal",null,"00 Ret.ExistDryFGD_ACI & SNCR","Existing","---","---","New","Existing","---","---","---","New","Existing"]
[null,null,null,null,"00 Ret.ExistDryFGD_ACI & SNCR & CCS","Fossil",null,"00 Ret.ExistDryFGD_ACI & SNCR & CCS","Existing",null,null,"00 Ret.ExistDryFGD_ACI & SNCR & CCS","Coal w/CCS","Coal w/CCS",null,"00 Ret.ExistDryFGD_ACI & SNCR & CCS","Existing","---","---","New","Existing","---","---","New","New","Existing"]
[null,null,null,null,"00 Ret.ExistDryFGD_ACI & SNCR & HRI","Fossil",null,"00 Ret.ExistDryFGD_ACI & SNCR & HRI","Existing",null,null,"00 Ret.ExistDryFGD_ACI & SNCR & HRI","Coal Steam","Coal",null,"00 Ret.ExistDryFGD_ACI & SNCR & HRI","Existing","---","---","New","Existing","---","New","---","New","Existing"]
[null,null,null,null,"00 Ret.ExistDryFGD_ACI & SNCR & HRI & CCS","Fossil",null,"00 Ret.ExistDryFGD_ACI & SNCR & HRI & CCS","Existing",null,null,"00 Ret.ExistDryFGD_ACI & SNCR & HRI & CCS","Coal w/CCS","Coal w/CCS",null,"00 Ret.ExistDryFGD_ACI & SNCR & HRI & CCS","Existing","---","---","New","Existing","---","New","New","New","Existing"]
[null,null,null,null,"00 Ret.ExistDryFGD_ACI_DSI & HRI","Fossil",null,"00 Ret.ExistDryFGD_ACI_DSI & HRI","Existing",null,null,"00 Ret.ExistDryFGD_ACI_DSI & HRI","Coal Steam","Coal",null,"00 Ret.ExistDryFGD_ACI_DSI & HRI","Existing","Existing","---","---","Existing","---","New","---","None","Existing"]
[null,null,null,null,"00 Ret.ExistDryFGD_ACI_DSI & SCR","Fossil",null,"00 Ret.ExistDryFGD_ACI_DSI & SCR","Existing",null,null,"00 Ret.ExistDryFGD_ACI_DSI & SCR","Coal Steam","Coal",null,"00 Ret.ExistDryFGD_ACI_DSI & SCR","Existing","Existing","New","---","Existing","---","---","---","New","Existing"]
[null,null,null,null,"00 Ret.ExistDryFGD_ACI_DSI & SCR & CCS","Fossil",null,"00 Ret.ExistDryFGD_ACI_DSI & SCR & CCS","Existing",null,null,"00 Ret.ExistDryFGD_ACI_DSI & SCR & CCS","Coal w/CCS","Coal w/CCS",null,"00 Ret.ExistDryFGD_ACI_DSI & SCR & CCS","Existing","Existing","New","---","Existing","---","---","New","New","Existing"]
[null,null,null,null,"00 Ret.ExistDryFGD_ACI_DSI & SCR & HRI","Fossil",null,"00 Ret.ExistDryFGD_ACI_DSI & SCR & HRI","Existing",null,null,"00 Ret.ExistDryFGD_ACI_DSI & SCR & HRI","Coal Steam","Coal",null,"00 Ret.ExistDryFGD_ACI_DSI & SCR & HRI","Existing","Existing","New","---","Existing","---","New","---","New","Existing"]
[null,null,null,null,"00 Ret.ExistDryFGD_ACI_DSI & SCR & HRI & CCS","Fossil",null,"00 Ret.ExistDryFGD_ACI_DSI & SCR & HRI & CCS","Existing",null,null,"00 Ret.ExistDryFGD_ACI_DSI & SCR & HRI & CCS","Coal w/CCS","Coal w/CCS",null,"00 Ret.ExistDryFGD_ACI_DSI & SCR & HRI & CCS","Existing","Existing","New","---","Existing","---","New","New","New","Existing"]
[null,null,null,null,"00 Ret.ExistDryFGD_ACI_DSI & SNCR","Fossil",null,"00 Ret.ExistDryFGD_ACI_DSI & SNCR","Existing",null,null,"00 Ret.ExistDryFGD_ACI_DSI & SNCR","Coal Steam","Coal",null,"00 Ret.ExistDryFGD_ACI_DSI & SNCR","Existing","Existing","---","New","Existing","---","---","---","New","Existing"]
[null,null,null,null,"00 Ret.ExistDryFGD_ACI_DSI & SNCR & HRI","Fossil",null,"00 Ret.ExistDryFGD_ACI_DSI & SNCR & HRI","Existing",null,null,"00 Ret.ExistDryFGD_ACI_DSI & SNCR & HRI","Coal Steam","Coal",null,"00 Ret.ExistDryFGD_ACI_DSI & SNCR & HRI","Existing","Existing","---","New","Existing","---","New","---","New","Existing"]
[null,null,null,null,"00 Ret.ExistDryFGD_SCR & ACI & CCS","Fossil",null,"00 Ret.ExistDryFGD_SCR & ACI & CCS","Existing",null,null,"00 Ret.ExistDryFGD_SCR & ACI & CCS","Coal w/CCS","Coal w/CCS",null,"00 Ret.ExistDryFGD_SCR & ACI & CCS","Existing","---","Existing","---","New","---","---","New","Existing","Existing"]
[null,null,null,null,"00 Ret.ExistDryFGD_DSI & HRI","Fossil",null,"00 Ret.ExistDryFGD_DSI & HRI","Existing",null,null,"00 Ret.ExistDryFGD_DSI & HRI","Coal Steam","Coal",null,"00 Ret.ExistDryFGD_DSI & HRI","Existing","Existing","---","---","---","---","New","---","None","Existing"]
[null,null,null,null,"00 Ret.ExistDryFGD_SCR & ACI & HRI","Fossil",null,"00 Ret.ExistDryFGD_SCR & ACI & HRI","Existing",null,null,"00 Ret.ExistDryFGD_SCR & ACI & HRI","Coal Steam","Coal",null,"00 Ret.ExistDryFGD_SCR & ACI & HRI","Existing","---","Existing","---","New","---","New","---","Existing","Existing"]
[null,null,null,null,"00 Ret.ExistDryFGD_SCR & ACI & HRI & CCS","Fossil",null,"00 Ret.ExistDryFGD_SCR & ACI & HRI & CCS","Existing",null,null,"00 Ret.ExistDryFGD_SCR & ACI & HRI & CCS","Coal w/CCS","Coal w/CCS",null,"00 Ret.ExistDryFGD_SCR & ACI & HRI & CCS","Existing","---","Existing","---","New","---","New","New","Existing","Existing"]
[null,null,null,null,"00 Ret.ExistDryFGD_SCR & CCS","Fossil",null,"00 Ret.ExistDryFGD_SCR & CCS","Existing",null,null,"00 Ret.ExistDryFGD_SCR & CCS","Coal w/CCS","Coal w/CCS",null,"00 Ret.ExistDryFGD_SCR & CCS","Existing","---","Existing","---","---","---","---","New","Existing","Existing"]
[null,null,null,null,"00 Ret.ExistDryFGD_SCR_DSI & ACI & HRI","Fossil",null,"00 Ret.ExistDryFGD_SCR_DSI & ACI & HRI","Existing",null,null,"00 Ret.ExistDryFGD_SCR_DSI & ACI & HRI","Coal Steam","Coal",null,"00 Ret.ExistDryFGD_SCR_DSI & ACI & HRI","Existing","Existing","Existing","---","New","---","New","---","Existing","Existing"]
[null,null,null,null,"00 Ret.ExistDryFGD_SNCR_ACI_DSI & CCS","Fossil",null,"00 Ret.ExistDryFGD_SNCR_ACI_DSI & CCS","Existing",null,null,"00 Ret.ExistDryFGD_SNCR_ACI_DSI & CCS","Coal w/CCS","Coal w/CCS",null,"00 Ret.ExistDryFGD_SNCR_ACI_DSI & CCS","Existing","Existing","---","Existing","Existing","---","---","New","Existing","Existing"]
[null,null,null,null,"00 Ret.ExistDryFGD_SNCR_ACI_DSI & HRI","Fossil",null,"00 Ret.ExistDryFGD_SNCR_ACI_DSI & HRI","Existing",null,null,"00 Ret.ExistDryFGD_SNCR_ACI_DSI & HRI","Coal Steam","Coal",null,"00 Ret.ExistDryFGD_SNCR_ACI_DSI & HRI","Existing","Existing","---","Existing","Existing","---","New","---","Existing","Existing"]
[null,null,null,null,"00 Ret.ExistDryFGD_SNCR_ACI_DSI & HRI & CCS","Fossil",null,"00 Ret.ExistDryFGD_SNCR_ACI_DSI & HRI & CCS","Existing",null,null,"00 Ret.ExistDryFGD_SNCR_ACI_DSI & HRI & CCS","Coal w/CCS","Coal w/CCS",null,"00 Ret.ExistDryFGD_SNCR_ACI_DSI & HRI & CCS","Existing","Existing","---","Existing","Existing","---","New","New","Existing","Existing"]
[null,null,null,null,"00 Ret.ExistDSI & ACI & HRI","Fossil",null,"00 Ret.ExistDSI & ACI & HRI","Existing",null,null,"00 Ret.ExistDSI & ACI & HRI","Coal Steam","Coal",null,"00 Ret.ExistDSI & ACI & HRI","---","Existing","---","---","New","---","New","---","None","Existing"]
[null,null,null,null,"00 Ret.ExistDSI & ACI & SCR","Fossil",null,"00 Ret.ExistDSI & ACI & SCR","Existing",null,null,"00 Ret.ExistDSI & ACI & SCR","Coal Steam","Coal",null,"00 Ret.ExistDSI & ACI & SCR","---","Existing","New","---","New","---","---","---","New","Existing"]
[null,null,null,null,"00 Ret.ExistDSI & ACI & SCR & DryFGD & HRI","Fossil",null,"00 Ret.ExistDSI & ACI & SCR & DryFGD & HRI","Existing",null,null,"00 Ret.ExistDSI & ACI & SCR & DryFGD & HRI","Coal Steam","Coal",null,"00 Ret.ExistDSI & ACI & SCR & DryFGD & HRI","New","Existing","New","---","New","---","New","---","New","New"]
[null,null,null,null,"00 Ret.ExistDSI & ACI & SCR & HRI","Fossil",null,"00 Ret.ExistDSI & ACI & SCR & HRI","Existing",null,null,"00 Ret.ExistDSI & ACI & SCR & HRI","Coal Steam","Coal",null,"00 Ret.ExistDSI & ACI & SCR & HRI","---","Existing","New","---","New","---","New","---","New","Existing"]
[null,null,null,null,"00 Ret.ExistDSI & ACI & SCR & WetFGD & HRI","Fossil",null,"00 Ret.ExistDSI & ACI & SCR & WetFGD & HRI","Existing",null,null,"00 Ret.ExistDSI & ACI & SCR & WetFGD & HRI","Coal Steam","Coal",null,"00 Ret.ExistDSI & ACI & SCR & WetFGD & HRI","New","Existing","New","---","New","---","New","---","New","New"]
[null,null,null,null,"00 Ret.ExistDSI & DryFGD","Fossil",null,"00 Ret.ExistDSI & DryFGD","Existing",null,null,"00 Ret.ExistDSI & DryFGD","Coal Steam","Coal",null,"00 Ret.ExistDSI & DryFGD","New","Existing","---","---","---","---","---","---","None","New"]
[null,null,null,null,"00 Ret.ExistDSI & DryFGD & ACI","Fossil",null,"00 Ret.ExistDSI & DryFGD & ACI","Existing",null,null,"00 Ret.ExistDSI & DryFGD & ACI","Coal Steam","Coal",null,"00 Ret.ExistDSI & DryFGD & ACI","New","Existing","---","---","New","---","---","---","None","New"]
[null,null,null,null,"00 Ret.ExistDSI & DryFGD & ACI & HRI","Fossil",null,"00 Ret.ExistDSI & DryFGD & ACI & HRI","Existing",null,null,"00 Ret.ExistDSI & DryFGD & ACI & HRI","Coal Steam","Coal",null,"00 Ret.ExistDSI & DryFGD & ACI & HRI","New","Existing","---","---","New","---","New","---","None","New"]
[null,null,null,null,"00 Ret.ExistDSI & DryFGD & HRI","Fossil",null,"00 Ret.ExistDSI & DryFGD & HRI","Existing",null,null,"00 Ret.ExistDSI & DryFGD & HRI","Coal Steam","Coal",null,"00 Ret.ExistDSI & DryFGD & HRI","New","Existing","---","---","---","---","New","---","None","New"]
[null,null,null,null,"00 Ret.ExistDSI & HRI","Fossil",null,"00 Ret.ExistDSI & HRI","Existing",null,null,"00 Ret.ExistDSI & HRI","Coal Steam","Coal",null,"00 Ret.ExistDSI & HRI","---","Existing","---","---","---","---","New","---","None","Existing"]
[null,null,null,null,"00 Ret.ExistDSI & SCR","Fossil",null,"00 Ret.ExistDSI & SCR","Existing",null,null,"00 Ret.ExistDSI & SCR","Coal Steam","Coal",null,"00 Ret.ExistDSI & SCR","---","Existing","New","---","---","---","---","---","New","Existing"]
[null,null,null,null,"00 Ret.ExistDSI & SCR & DryFGD","Fossil",null,"00 Ret.ExistDSI & SCR & DryFGD","Existing",null,null,"00 Ret.ExistDSI & SCR & DryFGD","Coal Steam","Coal",null,"00 Ret.ExistDSI & SCR & DryFGD","New","Existing","New","---","---","---","---","---","New","New"]
[null,null,null,null,"00 Ret.ExistDSI & SCR & DryFGD & ACI","Fossil",null,"00 Ret.ExistDSI & SCR & DryFGD & ACI","Existing",null,null,"00 Ret.ExistDSI & SCR & DryFGD & ACI","Coal Steam","Coal",null,"00 Ret.ExistDSI & SCR & DryFGD & ACI","New","Existing","New","---","New","---","---","---","New","New"]
[null,null,null,null,"00 Ret.ExistDSI & SCR & DryFGD & HRI","Fossil",null,"00 Ret.ExistDSI & SCR & DryFGD & HRI","Existing",null,null,"00 Ret.ExistDSI & SCR & DryFGD & HRI","Coal Steam","Coal",null,"00 Ret.ExistDSI & SCR & DryFGD & HRI","New","Existing","New","---","---","---","New","---","New","New"]
[null,null,null,null,"00 Ret.ExistDSI & SCR & HRI","Fossil",null,"00 Ret.ExistDSI & SCR & HRI","Existing",null,null,"00 Ret.ExistDSI & SCR & HRI","Coal Steam","Coal",null,"00 Ret.ExistDSI & SCR & HRI","---","Existing","New","---","---","---","New","---","New","Existing"]
[null,null,null,null,"00 Ret.ExistDSI & SCR & WetFGD","Fossil",null,"00 Ret.ExistDSI & SCR & WetFGD","Existing",null,null,"00 Ret.ExistDSI & SCR & WetFGD","Coal Steam","Coal",null,"00 Ret.ExistDSI & SCR & WetFGD","New","Existing","New","---","---","---","---","---","New","New"]
[null,null,null,null,"00 Ret.ExistDSI & SCR & WetFGD & ACI","Fossil",null,"00 Ret.ExistDSI & SCR & WetFGD & ACI","Existing",null,null,"00 Ret.ExistDSI & SCR & WetFGD & ACI","Coal Steam","Coal",null,"00 Ret.ExistDSI & SCR & WetFGD & ACI","New","Existing","New","---","New","---","---","---","New","New"]
[null,null,null,null,"00 Ret.ExistDSI & SCR & WetFGD & HRI","Fossil",null,"00 Ret.ExistDSI & SCR & WetFGD & HRI","Existing",null,null,"00 Ret.ExistDSI & SCR & WetFGD & HRI","Coal Steam","Coal",null,"00 Ret.ExistDSI & SCR & WetFGD & HRI","New","Existing","New","---","---","---","New","---","New","New"]
[null,null,null,null,"00 Ret.ExistDSI & SNCR","Fossil",null,"00 Ret.ExistDSI & SNCR","Existing",null,null,"00 Ret.ExistDSI & SNCR","Coal Steam","Coal",null,"00 Ret.ExistDSI & SNCR","---","Existing","---","New","---","---","---","---","New","Existing"]
[null,null,null,null,"00 Ret.ExistDSI & SNCR & ACI","Fossil",null,"00 Ret.ExistDSI & SNCR & ACI","Existing",null,null,"00 Ret.ExistDSI & SNCR & ACI","Coal Steam","Coal",null,"00 Ret.ExistDSI & SNCR & ACI","---","Existing","---","New","New","---","---","---","New","Existing"]
[null,null,null,null,"00 Ret.ExistDSI & SNCR & ACI & HRI","Fossil",null,"00 Ret.ExistDSI & SNCR & ACI & HRI","Existing",null,null,"00 Ret.ExistDSI & SNCR & ACI & HRI","Coal Steam","Coal",null,"00 Ret.ExistDSI & SNCR & ACI & HRI","---","Existing","---","New","New","---","New","---","New","Existing"]
[null,null,null,null,"00 Ret.ExistDSI & SNCR & DryFGD","Fossil",null,"00 Ret.ExistDSI & SNCR & DryFGD","Existing",null,null,"00 Ret.ExistDSI & SNCR & DryFGD","Coal Steam","Coal",null,"00 Ret.ExistDSI & SNCR & DryFGD","New","Existing","---","New","---","---","---","---","New","New"]
[null,null,null,null,"00 Ret.ExistDSI & SNCR & DryFGD & ACI","Fossil",null,"00 Ret.ExistDSI & SNCR & DryFGD & ACI","Existing",null,null,"00 Ret.ExistDSI & SNCR & DryFGD & ACI","Coal Steam","Coal",null,"00 Ret.ExistDSI & SNCR & DryFGD & ACI","New","Existing","---","New","New","---","---","---","New","New"]
[null,null,null,null,"00 Ret.ExistDSI & SNCR & DryFGD & ACI & HRI","Fossil",null,"00 Ret.ExistDSI & SNCR & DryFGD & ACI & HRI","Existing",null,null,"00 Ret.ExistDSI & SNCR & DryFGD & ACI & HRI","Coal Steam","Coal",null,"00 Ret.ExistDSI & SNCR & DryFGD & ACI & HRI","New","Existing","---","New","New","---","New","---","New","New"]
[null,null,null,null,"00 Ret.ExistDSI & SNCR & DryFGD & HRI","Fossil",null,"00 Ret.ExistDSI & SNCR & DryFGD & HRI","Existing",null,null,"00 Ret.ExistDSI & SNCR & DryFGD & HRI","Coal Steam","Coal",null,"00 Ret.ExistDSI & SNCR & DryFGD & HRI","New","Existing","---","New","---","---","New","---","New","New"]
[null,null,null,null,"00 Ret.ExistDSI & SNCR & HRI","Fossil",null,"00 Ret.ExistDSI & SNCR & HRI","Existing",null,null,"00 Ret.ExistDSI & SNCR & HRI","Coal Steam","Coal",null,"00 Ret.ExistDSI & SNCR & HRI","---","Existing","---","New","---","---","New","---","New","Existing"]
[null,null,null,null,"00 Ret.ExistDSI & SNCR & WetFGD","Fossil",null,"00 Ret.ExistDSI & SNCR & WetFGD","Existing",null,null,"00 Ret.ExistDSI & SNCR & WetFGD","Coal Steam","Coal",null,"00 Ret.ExistDSI & SNCR & WetFGD","New","Existing","---","New","---","---","---","---","New","New"]
[null,null,null,null,"00 Ret.ExistDSI & SNCR & WetFGD & ACI","Fossil",null,"00 Ret.ExistDSI & SNCR & WetFGD & ACI","Existing",null,null,"00 Ret.ExistDSI & SNCR & WetFGD & ACI","Coal Steam","Coal",null,"00 Ret.ExistDSI & SNCR & WetFGD & ACI","New","Existing","---","New","New","---","---","---","New","New"]
[null,null,null,null,"00 Ret.ExistDSI & SNCR & WetFGD & ACI & HRI","Fossil",null,"00 Ret.ExistDSI & SNCR & WetFGD & ACI & HRI","Existing",null,null,"00 Ret.ExistDSI & SNCR & WetFGD & ACI & HRI","Coal Steam","Coal",null,"00 Ret.ExistDSI & SNCR & WetFGD & ACI & HRI","New","Existing","---","New","New","---","New","---","New","New"]
[null,null,null,null,"00 Ret.ExistDSI & SNCR & WetFGD & HRI","Fossil",null,"00 Ret.ExistDSI & SNCR & WetFGD & HRI","Existing",null,null,"00 Ret.ExistDSI & SNCR & WetFGD & HRI","Coal Steam","Coal",null,"00 Ret.ExistDSI & SNCR & WetFGD & HRI","New","Existing","---","New","---","---","New","---","New","New"]
[null,null,null,null,"00 Ret.ExistDSI & WetFGD","Fossil",null,"00 Ret.ExistDSI & WetFGD","Existing",null,null,"00 Ret.ExistDSI & WetFGD","Coal Steam","Coal",null,"00 Ret.ExistDSI & WetFGD","New","Existing","---","---","---","---","---","---","None","New"]
[null,null,null,null,"00 Ret.ExistDSI & WetFGD & ACI","Fossil",null,"00 Ret.ExistDSI & WetFGD & ACI","Existing",null,null,"00 Ret.ExistDSI & WetFGD & ACI","Coal Steam","Coal",null,"00 Ret.ExistDSI & WetFGD & ACI","New","Existing","---","---","New","---","---","---",{"$f":"IF(OR(S317<>\"---\",T317<>\"---\"),IF(OR(S317=\"New\",T317=\"New\"),\"New\",\"Existing\"),\"None\")","v":"None"},{"$f":"IF(OR(Q317<>\"---\",R317<>\"---\"),IF(OR(Q317=\"New\",R317=\"New\"),\"New\",\"Existing\"),\"None\")","v":"New"}]
[null,null,null,null,"00 Ret.ExistDSI & WetFGD & ACI & HRI","Fossil",null,"00 Ret.ExistDSI & WetFGD & ACI & HRI","Existing",null,null,"00 Ret.ExistDSI & WetFGD & ACI & HRI","Coal Steam","Coal",null,"00 Ret.ExistDSI & WetFGD & ACI & HRI","New","Existing","---","---","New","---","New","---","None","New"]
[null,null,null,null,"00 Ret.ExistDSI & WetFGD & HRI","Fossil",null,"00 Ret.ExistDSI & WetFGD & HRI","Existing",null,null,"00 Ret.ExistDSI & WetFGD & HRI","Coal Steam","Coal",null,"00 Ret.ExistDSI & WetFGD & HRI","New","Existing","---","---","---","---","New","---","None","New"]
[null,null,null,null,"00 Ret.ExistDSI_ACI & SNCR & DryFGD & CCS","Fossil",null,"00 Ret.ExistDSI_ACI & SNCR & DryFGD & CCS","Existing",null,null,"00 Ret.ExistDSI_ACI & SNCR & DryFGD & CCS","Coal w/CCS","Coal w/CCS",null,"00 Ret.ExistDSI_ACI & SNCR & DryFGD & CCS","New","Existing","---","New","Existing","---","---","New","New","New"]
[null,null,null,null,"00 Ret.ExistDSI_ACI & SNCR & WetFGD & CCS","Fossil",null,"00 Ret.ExistDSI_ACI & SNCR & WetFGD & CCS","Existing",null,null,"00 Ret.ExistDSI_ACI & SNCR & WetFGD & CCS","Coal w/CCS","Coal w/CCS",null,"00 Ret.ExistDSI_ACI & SNCR & WetFGD & CCS","New","Existing","---","New","Existing","---","---","New","New","New"]
[null,null,null,null,"00 Ret.ExistSCR_ACI & DryFGD & CCS","Fossil",null,"00 Ret.ExistSCR_ACI & DryFGD & CCS","Existing",null,null,"00 Ret.ExistSCR_ACI & DryFGD & CCS","Coal w/CCS","Coal w/CCS",null,"00 Ret.ExistSCR_ACI & DryFGD & CCS","New","---","Existing","---","Existing","---","---","New","Existing","New"]
[null,null,null,null,"00 Ret.ExistSCR_ACI & DryFGD & HRI","Fossil",null,"00 Ret.ExistSCR_ACI & DryFGD & HRI","Existing",null,null,"00 Ret.ExistSCR_ACI & DryFGD & HRI","Coal Steam","Coal",null,"00 Ret.ExistSCR_ACI & DryFGD & HRI","New","---","Existing","---","Existing","---","New","---","Existing","New"]
[null,null,null,null,"00 Ret.ExistSCR_ACI & DryFGD & HRI & CCS","Fossil",null,"00 Ret.ExistSCR_ACI & DryFGD & HRI & CCS","Existing",null,null,"00 Ret.ExistSCR_ACI & DryFGD & HRI & CCS","Coal w/CCS","Coal w/CCS",null,"00 Ret.ExistSCR_ACI & DryFGD & HRI & CCS","New","---","Existing","---","Existing","---","New","New","Existing","New"]
[null,null,null,null,"00 Ret.ExistSCR_ACI & DSI & HRI","Fossil",null,"00 Ret.ExistSCR_ACI & DSI & HRI","Existing",null,null,"00 Ret.ExistSCR_ACI & DSI & HRI","Coal Steam","Coal",null,"00 Ret.ExistSCR_ACI & DSI & HRI","---","New","Existing","---","Existing","---","New","---","Existing","New"]
[null,null,null,null,"00 Ret.ExistSCR_ACI & HRI","Fossil",null,"00 Ret.ExistSCR_ACI & HRI","Existing",null,null,"00 Ret.ExistSCR_ACI & HRI","Coal Steam","Coal",null,"00 Ret.ExistSCR_ACI & HRI","---","---","Existing","---","Existing","---","New","---","Existing","None"]
[null,null,null,null,"00 Ret.ExistSCR_ACI & WetFGD","Fossil",null,"00 Ret.ExistSCR_ACI & WetFGD","Existing",null,null,"00 Ret.ExistSCR_ACI & WetFGD","Coal Steam","Coal",null,"00 Ret.ExistSCR_ACI & WetFGD","New","---","Existing","---","Existing","---","---","---","Existing","New"]
[null,null,null,null,"00 Ret.ExistSCR_ACI & WetFGD & CCS","Fossil",null,"00 Ret.ExistSCR_ACI & WetFGD & CCS","Existing",null,null,"00 Ret.ExistSCR_ACI & WetFGD & CCS","Coal w/CCS","Coal w/CCS",null,"00 Ret.ExistSCR_ACI & WetFGD & CCS","New","---","Existing","---","Existing","---","---","New","Existing","New"]
[null,null,null,null,"00 Ret.ExistSCR_ACI & WetFGD & HRI","Fossil",null,"00 Ret.ExistSCR_ACI & WetFGD & HRI","Existing",null,null,"00 Ret.ExistSCR_ACI & WetFGD & HRI","Coal Steam","Coal",null,"00 Ret.ExistSCR_ACI & WetFGD & HRI","New","---","Existing","---","Existing","---","New","---","Existing","New"]
[null,null,null,null,"00 Ret.ExistSCR_ACI & WetFGD & HRI & CCS","Fossil",null,"00 Ret.ExistSCR_ACI & WetFGD & HRI & CCS","Existing",null,null,"00 Ret.ExistSCR_ACI & WetFGD & HRI & CCS","Coal w/CCS","Coal w/CCS",null,"00 Ret.ExistSCR_ACI & WetFGD & HRI & CCS","New","---","Existing","---","Existing","---","New","New","Existing","New"]
[null,null,null,null,"00 Ret.ExistSCR_ACI_DSI & DryFGD","Fossil",null,"00 Ret.ExistSCR_ACI_DSI & DryFGD","Existing",null,null,"00 Ret.ExistSCR_ACI_DSI & DryFGD","Coal Steam","Coal",null,"00 Ret.ExistSCR_ACI_DSI & DryFGD","New","Existing","Existing","---","Existing","---","---","---","Existing","New"]
[null,null,null,null,"00 Ret.ExistSCR_ACI_DSI & DryFGD & HRI","Fossil",null,"00 Ret.ExistSCR_ACI_DSI & DryFGD & HRI","Existing",null,null,"00 Ret.ExistSCR_ACI_DSI & DryFGD & HRI","Coal Steam","Coal",null,"00 Ret.ExistSCR_ACI_DSI & DryFGD & HRI","New","Existing","Existing","---","Existing","---","New","---","Existing","New"]
[null,null,null,null,"00 Ret.ExistSCR_ACI_DSI & HRI","Fossil",null,"00 Ret.ExistSCR_ACI_DSI & HRI","Existing",null,null,"00 Ret.ExistSCR_ACI_DSI & HRI","Coal Steam","Coal",null,"00 Ret.ExistSCR_ACI_DSI & HRI","---","Existing","Existing","---","Existing","---","New","---","Existing","Existing"]
[null,null,null,null,"00 Ret.ExistSCR_ACI_DSI & WetFGD","Fossil",null,"00 Ret.ExistSCR_ACI_DSI & WetFGD","Existing",null,null,"00 Ret.ExistSCR_ACI_DSI & WetFGD","Coal Steam","Coal",null,"00 Ret.ExistSCR_ACI_DSI & WetFGD","New","Existing","Existing","---","Existing","---","---","---","Existing","New"]
[null,null,null,null,"00 Ret.ExistSCR_ACI_DSI & WetFGD & HRI","Fossil",null,"00 Ret.ExistSCR_ACI_DSI & WetFGD & HRI","Existing",null,null,"00 Ret.ExistSCR_ACI_DSI & WetFGD & HRI","Coal Steam","Coal",null,"00 Ret.ExistSCR_ACI_DSI & WetFGD & HRI","New","Existing","Existing","---","Existing","---","New","---","Existing","New"]
[null,null,null,null,"00 Ret.ExistSCR_DryFGD & HRI","Fossil",null,"00 Ret.ExistSCR_DryFGD & HRI","Existing",null,null,"00 Ret.ExistSCR_DryFGD & HRI","Coal Steam","Coal",null,"00 Ret.ExistSCR_DryFGD & HRI","Existing","---","Existing","---","---","---","New","---","Existing","Existing"]
[null,null,null,null,"00 Ret.ExistSCR_DryFGD & HRI & CCS","Fossil",null,"00 Ret.ExistSCR_DryFGD & HRI & CCS","Existing",null,null,"00 Ret.ExistSCR_DryFGD & HRI & CCS","Coal w/CCS","Coal w/CCS",null,"00 Ret.ExistSCR_DryFGD & HRI & CCS","Existing","---","Existing","---","---","---","New","New","Existing","Existing"]
[null,null,null,null,"00 Ret.ExistSCR_DryFGD_ACI & CCS","Fossil",null,"00 Ret.ExistSCR_DryFGD_ACI & CCS","Existing",null,null,"00 Ret.ExistSCR_DryFGD_ACI & CCS","Coal w/CCS","Coal w/CCS",null,"00 Ret.ExistSCR_DryFGD_ACI & CCS","Existing","---","Existing","---","Existing","---","---","New","Existing","Existing"]
[null,null,null,null,"00 Ret.ExistSCR_DryFGD_ACI & HRI","Fossil",null,"00 Ret.ExistSCR_DryFGD_ACI & HRI","Existing",null,null,"00 Ret.ExistSCR_DryFGD_ACI & HRI","Coal Steam","Coal",null,"00 Ret.ExistSCR_DryFGD_ACI & HRI","Existing","---","Existing","---","Existing","---","New","---","Existing","Existing"]
[null,null,null,null,"00 Ret.ExistSCR_DryFGD_ACI & HRI & CCS","Fossil",null,"00 Ret.ExistSCR_DryFGD_ACI & HRI & CCS","Existing",null,null,"00 Ret.ExistSCR_DryFGD_ACI & HRI & CCS","Coal w/CCS","Coal w/CCS",null,"00 Ret.ExistSCR_DryFGD_ACI & HRI & CCS","Existing","---","Existing","---","Existing","---","New","New","Existing","Existing"]
[null,null,null,null,"00 Ret.ExistSCR_DryFGD_ACI_DSI & CCS","Fossil",null,"00 Ret.ExistSCR_DryFGD_ACI_DSI & CCS","Existing",null,null,"00 Ret.ExistSCR_DryFGD_ACI_DSI & CCS","Coal w/CCS","Coal w/CCS",null,"00 Ret.ExistSCR_DryFGD_ACI_DSI & CCS","Existing","Existing","Existing","---","Existing","---","---","New","Existing","Existing"]
[null,null,null,null,"00 Ret.ExistSCR_DryFGD_ACI_DSI & HRI","Fossil",null,"00 Ret.ExistSCR_DryFGD_ACI_DSI & HRI","Existing",null,null,"00 Ret.ExistSCR_DryFGD_ACI_DSI & HRI","Coal Steam","Coal",null,"00 Ret.ExistSCR_DryFGD_ACI_DSI & HRI","Existing","Existing","Existing","---","Existing","---","New","---","Existing","Existing"]
[null,null,null,null,"00 Ret.ExistSCR_DryFGD_ACI_DSI & HRI & CCS","Fossil",null,"00 Ret.ExistSCR_DryFGD_ACI_DSI & HRI & CCS","Existing",null,null,"00 Ret.ExistSCR_DryFGD_ACI_DSI & HRI & CCS","Coal w/CCS","Coal w/CCS",null,"00 Ret.ExistSCR_DryFGD_ACI_DSI & HRI & CCS","Existing","Existing","Existing","---","Existing","---","New","New","Existing","Existing"]
[null,null,null,null,"00 Ret.ExistSCR_DryFGD_DSI & ACI","Fossil",null,"00 Ret.ExistSCR_DryFGD_DSI & ACI","Existing",null,null,"00 Ret.ExistSCR_DryFGD_DSI & ACI","Coal Steam","Coal",null,"00 Ret.ExistSCR_DryFGD_DSI & ACI","Existing","Existing","Existing","---","New","---","---","---","Existing","Existing"]
[null,null,null,null,"00 Ret.ExistSCR_WetFGD & HRI","Fossil",null,"00 Ret.ExistSCR_WetFGD & HRI","Existing",null,null,"00 Ret.ExistSCR_WetFGD & HRI","Coal Steam","Coal",null,"00 Ret.ExistSCR_WetFGD & HRI","Existing","---","Existing","---","---","---","New","---","Existing","Existing"]
[null,null,null,null,"00 Ret.ExistSCR_WetFGD & HRI & CCS","Fossil",null,"00 Ret.ExistSCR_WetFGD & HRI & CCS","Existing",null,null,"00 Ret.ExistSCR_WetFGD & HRI & CCS","Coal w/CCS","Coal w/CCS",null,"00 Ret.ExistSCR_WetFGD & HRI & CCS","Existing","---","Existing","---","---","---","New","New","Existing","Existing"]
[null,null,null,null,"00 Ret.ExistSCR_WetFGD_ACI & CCS","Fossil",null,"00 Ret.ExistSCR_WetFGD_ACI & CCS","Existing",null,null,"00 Ret.ExistSCR_WetFGD_ACI & CCS","Coal w/CCS","Coal w/CCS",null,"00 Ret.ExistSCR_WetFGD_ACI & CCS","Existing","---","Existing","---","Existing","---","---","New","Existing","Existing"]
[null,null,null,null,"00 Ret.ExistSCR_WetFGD_ACI & HRI","Fossil",null,"00 Ret.ExistSCR_WetFGD_ACI & HRI","Existing",null,null,"00 Ret.ExistSCR_WetFGD_ACI & HRI","Coal Steam","Coal",null,"00 Ret.ExistSCR_WetFGD_ACI & HRI","Existing","---","Existing","---","Existing","---","New","---","Existing","Existing"]
[null,null,null,null,"00 Ret.ExistSCR_WetFGD_ACI & HRI & CCS","Fossil",null,"00 Ret.ExistSCR_WetFGD_ACI & HRI & CCS","Existing",null,null,"00 Ret.ExistSCR_WetFGD_ACI & HRI & CCS","Coal w/CCS","Coal w/CCS",null,"00 Ret.ExistSCR_WetFGD_ACI & HRI & CCS","Existing","---","Existing","---","Existing","---","New","New","Existing","Existing"]
[null,null,null,null,"00 Ret.ExistSCR_WetFGD_ACI_DSI & CCS","Fossil",null,"00 Ret.ExistSCR_WetFGD_ACI_DSI & CCS","Existing",null,null,"00 Ret.ExistSCR_WetFGD_ACI_DSI & CCS","Coal w/CCS","Coal w/CCS",null,"00 Ret.ExistSCR_WetFGD_ACI_DSI & CCS","Existing","Existing","Existing","---","Existing","---","---","New","Existing","Existing"]
[null,null,null,null,"00 Ret.ExistSCR_WetFGD_ACI_DSI & HRI","Fossil",null,"00 Ret.ExistSCR_WetFGD_ACI_DSI & HRI","Existing",null,null,"00 Ret.ExistSCR_WetFGD_ACI_DSI & HRI","Coal Steam","Coal",null,"00 Ret.ExistSCR_WetFGD_ACI_DSI & HRI","Existing","Existing","Existing","---","Existing","---","New","---","Existing","Existing"]
[null,null,null,null,"00 Ret.ExistSCR_WetFGD_ACI_DSI & HRI & CCS","Fossil",null,"00 Ret.ExistSCR_WetFGD_ACI_DSI & HRI & CCS","Existing",null,null,"00 Ret.ExistSCR_WetFGD_ACI_DSI & HRI & CCS","Coal w/CCS","Coal w/CCS",null,"00 Ret.ExistSCR_WetFGD_ACI_DSI & HRI & CCS","Existing","Existing","Existing","---","Existing","---","New","New","Existing","Existing"]
[null,null,null,null,"00 Ret.ExistSCR_WetFGD_DSI & ACI","Fossil",null,"00 Ret.ExistSCR_WetFGD_DSI & ACI","Existing",null,null,"00 Ret.ExistSCR_WetFGD_DSI & ACI","Coal Steam","Coal",null,"00 Ret.ExistSCR_WetFGD_DSI & ACI","Existing","Existing","Existing","---","New","---","---","---","Existing","Existing"]
[null,null,null,null,"00 Ret.ExistSCR_WetFGD_DSI & HRI","Fossil",null,"00 Ret.ExistSCR_WetFGD_DSI & HRI","Existing",null,null,"00 Ret.ExistSCR_WetFGD_DSI & HRI","Coal Steam","Coal",null,"00 Ret.ExistSCR_WetFGD_DSI & HRI","Existing","Existing","Existing","---","---","---","New","---","Existing","Existing"]
[null,null,null,null,"00 Ret.ExistSCR_WetFGD_DSI & HRI & CCS","Fossil",null,"00 Ret.ExistSCR_WetFGD_DSI & HRI & CCS","Existing",null,null,"00 Ret.ExistSCR_WetFGD_DSI & HRI & CCS","Coal w/CCS","Coal w/CCS",null,"00 Ret.ExistSCR_WetFGD_DSI & HRI & CCS","Existing","Existing","Existing","---","---","---","New","New","Existing","Existing"]
[null,null,null,null,"00 Ret.ExistSNCR_ACI & DryFGD & CCS","Fossil",null,"00 Ret.ExistSNCR_ACI & DryFGD & CCS","Existing",null,null,"00 Ret.ExistSNCR_ACI & DryFGD & CCS","Coal w/CCS","Coal w/CCS",null,"00 Ret.ExistSNCR_ACI & DryFGD & CCS","New","---","---","Existing","Existing","---","---","New","Existing","New"]
[null,null,null,null,"00 Ret.ExistSNCR_ACI & DryFGD & HRI","Fossil",null,"00 Ret.ExistSNCR_ACI & DryFGD & HRI","Existing",null,null,"00 Ret.ExistSNCR_ACI & DryFGD & HRI","Coal Steam","Coal",null,"00 Ret.ExistSNCR_ACI & DryFGD & HRI","New","---","---","Existing","Existing","---","New","---","Existing","New"]
[null,null,null,null,"00 Ret.ExistSNCR_ACI & DryFGD & HRI & CCS","Fossil",null,"00 Ret.ExistSNCR_ACI & DryFGD & HRI & CCS","Existing",null,null,"00 Ret.ExistSNCR_ACI & DryFGD & HRI & CCS","Coal w/CCS","Coal w/CCS",null,"00 Ret.ExistSNCR_ACI & DryFGD & HRI & CCS","New","---","---","Existing","Existing","---","New","New","Existing","New"]
[null,null,null,null,"00 Ret.ExistSNCR_ACI & DSI & HRI","Fossil",null,"00 Ret.ExistSNCR_ACI & DSI & HRI","Existing",null,null,"00 Ret.ExistSNCR_ACI & DSI & HRI","Coal Steam","Coal",null,"00 Ret.ExistSNCR_ACI & DSI & HRI","---","New","---","Existing","Existing","---","New","---","Existing","New"]
[null,null,null,null,"00 Ret.ExistSNCR_ACI & HRI","Fossil",null,"00 Ret.ExistSNCR_ACI & HRI","Existing",null,null,"00 Ret.ExistSNCR_ACI & HRI","Coal Steam","Coal",null,"00 Ret.ExistSNCR_ACI & HRI","---","---","---","Existing","Existing","---","New","---","Existing","None"]
[null,null,null,null,"00 Ret.ExistSNCR_ACI & WetFGD & CCS","Fossil",null,"00 Ret.ExistSNCR_ACI & WetFGD & CCS","Existing",null,null,"00 Ret.ExistSNCR_ACI & WetFGD & CCS","Coal w/CCS","Coal w/CCS",null,"00 Ret.ExistSNCR_ACI & WetFGD & CCS","New","---","---","Existing","Existing","---","---","New","Existing","New"]
[null,null,null,null,"00 Ret.ExistSNCR_ACI & WetFGD & HRI","Fossil",null,"00 Ret.ExistSNCR_ACI & WetFGD & HRI","Existing",null,null,"00 Ret.ExistSNCR_ACI & WetFGD & HRI","Coal Steam","Coal",null,"00 Ret.ExistSNCR_ACI & WetFGD & HRI","New","---","---","Existing","Existing","---","New","---","Existing","New"]
[null,null,null,null,"00 Ret.ExistSNCR_ACI & WetFGD & HRI & CCS","Fossil",null,"00 Ret.ExistSNCR_ACI & WetFGD & HRI & CCS","Existing",null,null,"00 Ret.ExistSNCR_ACI & WetFGD & HRI & CCS","Coal w/CCS","Coal w/CCS",null,"00 Ret.ExistSNCR_ACI & WetFGD & HRI & CCS","New","---","---","Existing","Existing","---","New","New","Existing","New"]
[null,null,null,null,"00 Ret.ExistSNCR_ACI_DSI & DryFGD","Fossil",null,"00 Ret.ExistSNCR_ACI_DSI & DryFGD","Existing",null,null,"00 Ret.ExistSNCR_ACI_DSI & DryFGD","Coal Steam","Coal",null,"00 Ret.ExistSNCR_ACI_DSI & DryFGD","New","Existing","---","Existing","Existing","---","---","---","Existing","New"]
[null,null,null,null,"00 Ret.ExistSNCR_ACI_DSI & DryFGD & CCS","Fossil",null,"00 Ret.ExistSNCR_ACI_DSI & DryFGD & CCS","Existing",null,null,"00 Ret.ExistSNCR_ACI_DSI & DryFGD & CCS","Coal w/CCS","Coal w/CCS",null,"00 Ret.ExistSNCR_ACI_DSI & DryFGD & CCS","New","Existing","---","Existing","Existing","---","---","New","Existing","New"]
[null,null,null,null,"00 Ret.ExistSNCR_ACI_DSI & DryFGD & HRI","Fossil",null,"00 Ret.ExistSNCR_ACI_DSI & DryFGD & HRI","Existing",null,null,"00 Ret.ExistSNCR_ACI_DSI & DryFGD & HRI","Coal Steam","Coal",null,"00 Ret.ExistSNCR_ACI_DSI & DryFGD & HRI","New","Existing","---","Existing","Existing","---","New","---","Existing","New"]
[null,null,null,null,"00 Ret.ExistSNCR_ACI_DSI & DryFGD & HRI & CCS","Fossil",null,"00 Ret.ExistSNCR_ACI_DSI & DryFGD & HRI & CCS","Existing",null,null,"00 Ret.ExistSNCR_ACI_DSI & DryFGD & HRI & CCS","Coal w/CCS","Coal w/CCS",null,"00 Ret.ExistSNCR_ACI_DSI & DryFGD & HRI & CCS","New","Existing","---","Existing","Existing","---","New","New","Existing","New"]
[null,null,null,null,"00 Ret.ExistSNCR_ACI_DSI & HRI","Fossil",null,"00 Ret.ExistSNCR_ACI_DSI & HRI","Existing",null,null,"00 Ret.ExistSNCR_ACI_DSI & HRI","Coal Steam","Coal",null,"00 Ret.ExistSNCR_ACI_DSI & HRI","---","Existing","---","Existing","Existing","---","New","---","Existing","Existing"]
[null,null,null,null,"00 Ret.ExistSNCR_ACI_DSI & WetFGD","Fossil",null,"00 Ret.ExistSNCR_ACI_DSI & WetFGD","Existing",null,null,"00 Ret.ExistSNCR_ACI_DSI & WetFGD","Coal Steam","Coal",null,"00 Ret.ExistSNCR_ACI_DSI & WetFGD","New","Existing","---","Existing","Existing","---","---","---","Existing","New"]
[null,null,null,null,"00 Ret.ExistSNCR_ACI_DSI & WetFGD & CCS","Fossil",null,"00 Ret.ExistSNCR_ACI_DSI & WetFGD & CCS","Existing",null,null,"00 Ret.ExistSNCR_ACI_DSI & WetFGD & CCS","Coal w/CCS","Coal w/CCS",null,"00 Ret.ExistSNCR_ACI_DSI & WetFGD & CCS","New","Existing","---","Existing","Existing","---","---","New","Existing","New"]
[null,null,null,null,"00 Ret.ExistSNCR_ACI_DSI & WetFGD & HRI","Fossil",null,"00 Ret.ExistSNCR_ACI_DSI & WetFGD & HRI","Existing",null,null,"00 Ret.ExistSNCR_ACI_DSI & WetFGD & HRI","Coal Steam","Coal",null,"00 Ret.ExistSNCR_ACI_DSI & WetFGD & HRI","New","Existing","---","Existing","Existing","---","New","---","Existing","New"]
[null,null,null,null,"00 Ret.ExistSNCR_ACI_DSI & WetFGD & HRI & CCS","Fossil",null,"00 Ret.ExistSNCR_ACI_DSI & WetFGD & HRI & CCS","Existing",null,null,"00 Ret.ExistSNCR_ACI_DSI & WetFGD & HRI & CCS","Coal w/CCS","Coal w/CCS",null,"00 Ret.ExistSNCR_ACI_DSI & WetFGD & HRI & CCS","New","Existing","---","Existing","Existing","---","New","New","Existing","New"]
[null,null,null,null,"00 Ret.ExistSNCR_DryFGD & HRI","Fossil",null,"00 Ret.ExistSNCR_DryFGD & HRI","Existing",null,null,"00 Ret.ExistSNCR_DryFGD & HRI","Coal Steam","Coal",null,"00 Ret.ExistSNCR_DryFGD & HRI","Existing","---","---","Existing","---","---","New","---","Existing","Existing"]
[null,null,null,null,"00 Ret.ExistSNCR_DryFGD_ACI & CCS","Fossil",null,"00 Ret.ExistSNCR_DryFGD_ACI & CCS","Existing",null,null,"00 Ret.ExistSNCR_DryFGD_ACI & CCS","Coal w/CCS","Coal w/CCS",null,"00 Ret.ExistSNCR_DryFGD_ACI & CCS","Existing","---","---","Existing","Existing","---","---","New","Existing","Existing"]
[null,null,null,null,"00 Ret.ExistSNCR_DryFGD_ACI & HRI","Fossil",null,"00 Ret.ExistSNCR_DryFGD_ACI & HRI","Existing",null,null,"00 Ret.ExistSNCR_DryFGD_ACI & HRI","Coal Steam","Coal",null,"00 Ret.ExistSNCR_DryFGD_ACI & HRI","Existing","---","---","Existing","Existing","---","New","---","Existing","Existing"]
[null,null,null,null,"00 Ret.ExistSNCR_DryFGD_ACI & HRI & CCS","Fossil",null,"00 Ret.ExistSNCR_DryFGD_ACI & HRI & CCS","Existing",null,null,"00 Ret.ExistSNCR_DryFGD_ACI & HRI & CCS","Coal w/CCS","Coal w/CCS",null,"00 Ret.ExistSNCR_DryFGD_ACI & HRI & CCS","Existing","---","---","Existing","Existing","---","New","New","Existing","Existing"]
[null,null,null,null,"00 Ret.ExistSNCR_WetFGD & HRI","Fossil",null,"00 Ret.ExistSNCR_WetFGD & HRI","Existing",null,null,"00 Ret.ExistSNCR_WetFGD & HRI","Coal Steam","Coal",null,"00 Ret.ExistSNCR_WetFGD & HRI","Existing","---","---","Existing","---","---","New","---","Existing","Existing"]
[null,null,null,null,"00 Ret.ExistSNCR_WetFGD & HRI & CCS","Fossil",null,"00 Ret.ExistSNCR_WetFGD & HRI & CCS","Existing",null,null,"00 Ret.ExistSNCR_WetFGD & HRI & CCS","Coal w/CCS","Coal w/CCS",null,"00 Ret.ExistSNCR_WetFGD & HRI & CCS","Existing","---","---","Existing","---","---","New","New","Existing","Existing"]
[null,null,null,null,"00 Ret.ExistSNCR_WetFGD_ACI & CCS","Fossil",null,"00 Ret.ExistSNCR_WetFGD_ACI & CCS","Existing",null,null,"00 Ret.ExistSNCR_WetFGD_ACI & CCS","Coal w/CCS","Coal w/CCS",null,"00 Ret.ExistSNCR_WetFGD_ACI & CCS","Existing","---","---","Existing","Existing","---","---","New","Existing","Existing"]
[null,null,null,null,"00 Ret.ExistSNCR_WetFGD_ACI & HRI","Fossil",null,"00 Ret.ExistSNCR_WetFGD_ACI & HRI","Existing",null,null,"00 Ret.ExistSNCR_WetFGD_ACI & HRI","Coal Steam","Coal",null,"00 Ret.ExistSNCR_WetFGD_ACI & HRI","Existing","---","---","Existing","Existing","---","New","---","Existing","Existing"]
[null,null,null,null,"00 Ret.ExistSNCR_WetFGD_ACI & HRI & CCS","Fossil",null,"00 Ret.ExistSNCR_WetFGD_ACI & HRI & CCS","Existing",null,null,"00 Ret.ExistSNCR_WetFGD_ACI & HRI & CCS","Coal w/CCS","Coal w/CCS",null,"00 Ret.ExistSNCR_WetFGD_ACI & HRI & CCS","Existing","---","---","Existing","Existing","---","New","New",{"$f":"IF(OR(S381<>\"---\",T381<>\"---\"),IF(OR(S381=\"New\",T381=\"New\"),\"New\",\"Existing\"),\"None\")","v":"Existing"},{"$f":"IF(OR(Q381<>\"---\",R381<>\"---\"),IF(OR(Q381=\"New\",R381=\"New\"),\"New\",\"Existing\"),\"None\")","v":"Existing"}]
[null,null,null,null,"00 Ret.ExistSNCR_WetFGD_ACI_DSI & CCS","Fossil",null,"00 Ret.ExistSNCR_WetFGD_ACI_DSI & CCS","Existing",null,null,"00 Ret.ExistSNCR_WetFGD_ACI_DSI & CCS","Coal w/CCS","Coal w/CCS",null,"00 Ret.ExistSNCR_WetFGD_ACI_DSI & CCS","Existing","Existing","---","Existing","Existing","---","---","New","Existing","Existing"]
[null,null,null,null,"00 Ret.ExistSNCR_WetFGD_ACI_DSI & HRI","Fossil",null,"00 Ret.ExistSNCR_WetFGD_ACI_DSI & HRI","Existing",null,null,"00 Ret.ExistSNCR_WetFGD_ACI_DSI & HRI","Coal Steam","Coal",null,"00 Ret.ExistSNCR_WetFGD_ACI_DSI & HRI","Existing","Existing","---","Existing","Existing","---","New","---","Existing","Existing"]
[null,null,null,null,"00 Ret.ExistSNCR_WetFGD_ACI_DSI & HRI & CCS","Fossil",null,"00 Ret.ExistSNCR_WetFGD_ACI_DSI & HRI & CCS","Existing",null,null,"00 Ret.ExistSNCR_WetFGD_ACI_DSI & HRI & CCS","Coal w/CCS","Coal w/CCS",null,"00 Ret.ExistSNCR_WetFGD_ACI_DSI & HRI & CCS","Existing","Existing","---","Existing","Existing","---","New","New","Existing","Existing"]
[null,null,null,null,"00 Ret.ExistWetFGD & ACI & CCS","Fossil",null,"00 Ret.ExistWetFGD & ACI & CCS","Existing",null,null,"00 Ret.ExistWetFGD & ACI & CCS","Coal w/CCS","Coal w/CCS",null,"00 Ret.ExistWetFGD & ACI & CCS","Existing","---","---","---","New","---","---","New","None","Existing"]
[null,null,null,null,"00 Ret.ExistWetFGD & ACI & HRI","Fossil",null,"00 Ret.ExistWetFGD & ACI & HRI","Existing",null,null,"00 Ret.ExistWetFGD & ACI & HRI","Coal Steam","Coal",null,"00 Ret.ExistWetFGD & ACI & HRI","Existing","---","---","---","New","---","New","---","None","Existing"]
[null,null,null,null,"00 Ret.ExistWetFGD & ACI & HRI & CCS","Fossil",null,"00 Ret.ExistWetFGD & ACI & HRI & CCS","Existing",null,null,"00 Ret.ExistWetFGD & ACI & HRI & CCS","Coal w/CCS","Coal w/CCS",null,"00 Ret.ExistWetFGD & ACI & HRI & CCS","Existing","---","---","---","New","---","New","New","None","Existing"]
[null,null,null,null,"00 Ret.ExistWetFGD & ACI & SCR & CCS","Fossil",null,"00 Ret.ExistWetFGD & ACI & SCR & CCS","Existing",null,null,"00 Ret.ExistWetFGD & ACI & SCR & CCS","Coal w/CCS","Coal w/CCS",null,"00 Ret.ExistWetFGD & ACI & SCR & CCS","Existing","---","New","---","New","---","---","New","New","Existing"]
[null,null,null,null,"00 Ret.ExistWetFGD & ACI & SCR & HRI","Fossil",null,"00 Ret.ExistWetFGD & ACI & SCR & HRI","Existing",null,null,"00 Ret.ExistWetFGD & ACI & SCR & HRI","Coal Steam","Coal",null,"00 Ret.ExistWetFGD & ACI & SCR & HRI","Existing","---","New","---","New","---","New","---","New","Existing"]
[null,null,null,null,"00 Ret.ExistWetFGD & ACI & SCR & HRI & CCS","Fossil",null,"00 Ret.ExistWetFGD & ACI & SCR & HRI & CCS","Existing",null,null,"00 Ret.ExistWetFGD & ACI & SCR & HRI & CCS","Coal w/CCS","Coal w/CCS",null,"00 Ret.ExistWetFGD & ACI & SCR & HRI & CCS","Existing","---","New","---","New","---","New","New","New","Existing"]
[null,null,null,null,"00 Ret.ExistWetFGD & ACI & SNCR","Fossil",null,"00 Ret.ExistWetFGD & ACI & SNCR","Existing",null,null,"00 Ret.ExistWetFGD & ACI & SNCR","Coal Steam","Coal",null,"00 Ret.ExistWetFGD & ACI & SNCR","Existing","---","---","New","New","---","---","---","New","Existing"]
[null,null,null,null,"00 Ret.ExistWetFGD & ACI & SNCR & HRI","Fossil",null,"00 Ret.ExistWetFGD & ACI & SNCR & HRI","Existing",null,null,"00 Ret.ExistWetFGD & ACI & SNCR & HRI","Coal Steam","Coal",null,"00 Ret.ExistWetFGD & ACI & SNCR & HRI","Existing","---","---","New","New","---","New","---","New","Existing"]
[null,null,null,null,"00 Ret.ExistWetFGD & ACI & SNCR & HRI & CCS","Fossil",null,"00 Ret.ExistWetFGD & ACI & SNCR & HRI & CCS","Existing",null,null,"00 Ret.ExistWetFGD & ACI & SNCR & HRI & CCS","Coal w/CCS","Coal w/CCS",null,"00 Ret.ExistWetFGD & ACI & SNCR & HRI & CCS","Existing","---","---","New","New","---","New","New","New","Existing"]
[null,null,null,null,"00 Ret.ExistWetFGD & CCS","Fossil",null,"00 Ret.ExistWetFGD & CCS","Existing",null,null,"00 Ret.ExistWetFGD & CCS","Coal w/CCS","Coal w/CCS",null,"00 Ret.ExistWetFGD & CCS","Existing","---","---","---","---","---","---","New","None","Existing"]
[null,null,null,null,"00 Ret.ExistWetFGD & HRI","Fossil",null,"00 Ret.ExistWetFGD & HRI","Existing",null,null,"00 Ret.ExistWetFGD & HRI","Coal Steam","Coal",null,"00 Ret.ExistWetFGD & HRI","Existing","---","---","---","---","---","New","---","None","Existing"]
[null,null,null,null,"00 Ret.ExistWetFGD & HRI & CCS","Fossil",null,"00 Ret.ExistWetFGD & HRI & CCS","Existing",null,null,"00 Ret.ExistWetFGD & HRI & CCS","Coal w/CCS","Coal w/CCS",null,"00 Ret.ExistWetFGD & HRI & CCS","Existing","---","---","---","---","---","New","New","None","Existing"]
[null,null,null,null,"00 Ret.ExistWetFGD & SCR & CCS","Fossil",null,"00 Ret.ExistWetFGD & SCR & CCS","Existing",null,null,"00 Ret.ExistWetFGD & SCR & CCS","Coal w/CCS","Coal w/CCS",null,"00 Ret.ExistWetFGD & SCR & CCS","Existing","---","New","---","---","---","---","New","New","Existing"]
[null,null,null,null,"00 Ret.ExistWetFGD & SCR & HRI","Fossil",null,"00 Ret.ExistWetFGD & SCR & HRI","Existing",null,null,"00 Ret.ExistWetFGD & SCR & HRI","Coal Steam","Coal",null,"00 Ret.ExistWetFGD & SCR & HRI","Existing","---","New","---","---","---","New","---","New","Existing"]
[null,null,null,null,"00 Ret.ExistWetFGD & SCR & HRI & CCS","Fossil",null,"00 Ret.ExistWetFGD & SCR & HRI & CCS","Existing",null,null,"00 Ret.ExistWetFGD & SCR & HRI & CCS","Coal w/CCS","Coal w/CCS",null,"00 Ret.ExistWetFGD & SCR & HRI & CCS","Existing","---","New","---","---","---","New","New","New","Existing"]
[null,null,null,null,"00 Ret.ExistWetFGD & SNCR","Fossil",null,"00 Ret.ExistWetFGD & SNCR","Existing",null,null,"00 Ret.ExistWetFGD & SNCR","Coal Steam","Coal",null,"00 Ret.ExistWetFGD & SNCR","Existing","---","---","New","---","---","---","---","New","Existing"]
[null,null,null,null,"00 Ret.ExistWetFGD & SNCR & CCS","Fossil",null,"00 Ret.ExistWetFGD & SNCR & CCS","Existing",null,null,"00 Ret.ExistWetFGD & SNCR & CCS","Coal w/CCS","Coal w/CCS",null,"00 Ret.ExistWetFGD & SNCR & CCS","Existing","---","---","New","---","---","---","New","New","Existing"]
[null,null,null,null,"00 Ret.ExistWetFGD & SNCR & HRI","Fossil",null,"00 Ret.ExistWetFGD & SNCR & HRI","Existing",null,null,"00 Ret.ExistWetFGD & SNCR & HRI","Coal Steam","Coal",null,"00 Ret.ExistWetFGD & SNCR & HRI","Existing","---","---","New","---","---","New","---","New","Existing"]
[null,null,null,null,"00 Ret.ExistWetFGD & SNCR & HRI & CCS","Fossil",null,"00 Ret.ExistWetFGD & SNCR & HRI & CCS","Existing",null,null,"00 Ret.ExistWetFGD & SNCR & HRI & CCS","Coal w/CCS","Coal w/CCS",null,"00 Ret.ExistWetFGD & SNCR & HRI & CCS","Existing","---","---","New","---","---","New","New","New","Existing"]
[null,null,null,null,"00 Ret.ExistWetFGD_ACI & CCS","Fossil",null,"00 Ret.ExistWetFGD_ACI & CCS","Existing",null,null,"00 Ret.ExistWetFGD_ACI & CCS","Coal w/CCS","Coal w/CCS",null,"00 Ret.ExistWetFGD_ACI & CCS","Existing","---","---","---","Existing","---","---","New","None","Existing"]
[null,null,null,null,"00 Ret.ExistWetFGD_ACI & HRI","Fossil",null,"00 Ret.ExistWetFGD_ACI & HRI","Existing",null,null,"00 Ret.ExistWetFGD_ACI & HRI","Coal Steam","Coal",null,"00 Ret.ExistWetFGD_ACI & HRI","Existing","---","---","---","Existing","---","New","---","None","Existing"]
[null,null,null,null,"00 Ret.ExistWetFGD_ACI & HRI & CCS","Fossil",null,"00 Ret.ExistWetFGD_ACI & HRI & CCS","Existing",null,null,"00 Ret.ExistWetFGD_ACI & HRI & CCS","Coal w/CCS","Coal w/CCS",null,"00 Ret.ExistWetFGD_ACI & HRI & CCS","Existing","---","---","---","Existing","---","New","New","None","Existing"]
[null,null,null,null,"00 Ret.ExistWetFGD_ACI & SCR & CCS","Fossil",null,"00 Ret.ExistWetFGD_ACI & SCR & CCS","Existing",null,null,"00 Ret.ExistWetFGD_ACI & SCR & CCS","Coal w/CCS","Coal w/CCS",null,"00 Ret.ExistWetFGD_ACI & SCR & CCS","Existing","---","New","---","Existing","---","---","New","New","Existing"]
[null,null,null,null,"00 Ret.ExistWetFGD_ACI & SCR & HRI","Fossil",null,"00 Ret.ExistWetFGD_ACI & SCR & HRI","Existing",null,null,"00 Ret.ExistWetFGD_ACI & SCR & HRI","Coal Steam","Coal",null,"00 Ret.ExistWetFGD_ACI & SCR & HRI","Existing","---","New","---","Existing","---","New","---","New","Existing"]
[null,null,null,null,"00 Ret.ExistWetFGD_ACI & SCR & HRI & CCS","Fossil",null,"00 Ret.ExistWetFGD_ACI & SCR & HRI & CCS","Existing",null,null,"00 Ret.ExistWetFGD_ACI & SCR & HRI & CCS","Coal w/CCS","Coal w/CCS",null,"00 Ret.ExistWetFGD_ACI & SCR & HRI & CCS","Existing","---","New","---","Existing","---","New","New","New","Existing"]
[null,null,null,null,"00 Ret.ExistWetFGD_ACI & SNCR","Fossil",null,"00 Ret.ExistWetFGD_ACI & SNCR","Existing",null,null,"00 Ret.ExistWetFGD_ACI & SNCR","Coal Steam","Coal",null,"00 Ret.ExistWetFGD_ACI & SNCR","Existing","---","---","New","Existing","---","---","---","New","Existing"]
[null,null,null,null,"00 Ret.ExistWetFGD_ACI & SNCR & CCS","Fossil",null,"00 Ret.ExistWetFGD_ACI & SNCR & CCS","Existing",null,null,"00 Ret.ExistWetFGD_ACI & SNCR & CCS","Coal w/CCS","Coal w/CCS",null,"00 Ret.ExistWetFGD_ACI & SNCR & CCS","Existing","---","---","New","Existing","---","---","New","New","Existing"]
[null,null,null,null,"00 Ret.ExistWetFGD_ACI & SNCR & HRI","Fossil",null,"00 Ret.ExistWetFGD_ACI & SNCR & HRI","Existing",null,null,"00 Ret.ExistWetFGD_ACI & SNCR & HRI","Coal Steam","Coal",null,"00 Ret.ExistWetFGD_ACI & SNCR & HRI","Existing","---","---","New","Existing","---","New","---","New","Existing"]
[null,null,null,null,"00 Ret.ExistWetFGD_ACI & SNCR & HRI & CCS","Fossil",null,"00 Ret.ExistWetFGD_ACI & SNCR & HRI & CCS","Existing",null,null,"00 Ret.ExistWetFGD_ACI & SNCR & HRI & CCS","Coal w/CCS","Coal w/CCS",null,"00 Ret.ExistWetFGD_ACI & SNCR & HRI & CCS","Existing","---","---","New","Existing","---","New","New","New","Existing"]
[null,null,null,null,"00 Ret.ExistWetFGD_ACI_DSI & CCS","Fossil",null,"00 Ret.ExistWetFGD_ACI_DSI & CCS","Existing",null,null,"00 Ret.ExistWetFGD_ACI_DSI & CCS","Coal w/CCS","Coal w/CCS",null,"00 Ret.ExistWetFGD_ACI_DSI & CCS","Existing","Existing","---","---","Existing","---","---","New","None","Existing"]
[null,null,null,null,"00 Ret.ExistWetFGD_ACI_DSI & HRI","Fossil",null,"00 Ret.ExistWetFGD_ACI_DSI & HRI","Existing",null,null,"00 Ret.ExistWetFGD_ACI_DSI & HRI","Coal Steam","Coal",null,"00 Ret.ExistWetFGD_ACI_DSI & HRI","Existing","Existing","---","---","Existing","---","New","---","None","Existing"]
[null,null,null,null,"00 Ret.ExistWetFGD_ACI_DSI & HRI & CCS","Fossil",null,"00 Ret.ExistWetFGD_ACI_DSI & HRI & CCS","Existing",null,null,"00 Ret.ExistWetFGD_ACI_DSI & HRI & CCS","Coal w/CCS","Coal w/CCS",null,"00 Ret.ExistWetFGD_ACI_DSI & HRI & CCS","Existing","Existing","---","---","Existing","---","New","New","None","Existing"]
[null,null,null,null,"00 Ret.ExistWetFGD_ACI_DSI & SCR","Fossil",null,"00 Ret.ExistWetFGD_ACI_DSI & SCR","Existing",null,null,"00 Ret.ExistWetFGD_ACI_DSI & SCR","Coal Steam","Coal",null,"00 Ret.ExistWetFGD_ACI_DSI & SCR","Existing","Existing","New","---","Existing","---","---","---","New","Existing"]
[null,null,null,null,"00 Ret.ExistWetFGD_ACI_DSI & SCR & CCS","Fossil",null,"00 Ret.ExistWetFGD_ACI_DSI & SCR & CCS","Existing",null,null,"00 Ret.ExistWetFGD_ACI_DSI & SCR & CCS","Coal w/CCS","Coal w/CCS",null,"00 Ret.ExistWetFGD_ACI_DSI & SCR & CCS","Existing","Existing","New","---","Existing","---","---","New","New","Existing"]
[null,null,null,null,"00 Ret.ExistWetFGD_ACI_DSI & SCR & HRI","Fossil",null,"00 Ret.ExistWetFGD_ACI_DSI & SCR & HRI","Existing",null,null,"00 Ret.ExistWetFGD_ACI_DSI & SCR & HRI","Coal Steam","Coal",null,"00 Ret.ExistWetFGD_ACI_DSI & SCR & HRI","Existing","Existing","New","---","Existing","---","New","---","New","Existing"]
[null,null,null,null,"00 Ret.ExistWetFGD_ACI_DSI & SCR & HRI & CCS","Fossil",null,"00 Ret.ExistWetFGD_ACI_DSI & SCR & HRI & CCS","Existing",null,null,"00 Ret.ExistWetFGD_ACI_DSI & SCR & HRI & CCS","Coal w/CCS","Coal w/CCS",null,"00 Ret.ExistWetFGD_ACI_DSI & SCR & HRI & CCS","Existing","Existing","New","---","Existing","---","New","New","New","Existing"]
[null,null,null,null,"00 Ret.ExistWetFGD_ACI_DSI & SNCR","Fossil",null,"00 Ret.ExistWetFGD_ACI_DSI & SNCR","Existing",null,null,"00 Ret.ExistWetFGD_ACI_DSI & SNCR","Coal Steam","Coal",null,"00 Ret.ExistWetFGD_ACI_DSI & SNCR","Existing","Existing","---","New","Existing","---","---","---","New","Existing"]
[null,null,null,null,"00 Ret.ExistWetFGD_ACI_DSI & SNCR & CCS","Fossil",null,"00 Ret.ExistWetFGD_ACI_DSI & SNCR & CCS","Existing",null,null,"00 Ret.ExistWetFGD_ACI_DSI & SNCR & CCS","Coal w/CCS","Coal w/CCS",null,"00 Ret.ExistWetFGD_ACI_DSI & SNCR & CCS","Existing","Existing","---","New","Existing","---","---","New","New","Existing"]
[null,null,null,null,"00 Ret.ExistWetFGD_ACI_DSI & SNCR & HRI","Fossil",null,"00 Ret.ExistWetFGD_ACI_DSI & SNCR & HRI","Existing",null,null,"00 Ret.ExistWetFGD_ACI_DSI & SNCR & HRI","Coal Steam","Coal",null,"00 Ret.ExistWetFGD_ACI_DSI & SNCR & HRI","Existing","Existing","---","New","Existing","---","New","---","New","Existing"]
[null,null,null,null,"00 Ret.ExistWetFGD_ACI_DSI & SNCR & HRI & CCS","Fossil",null,"00 Ret.ExistWetFGD_ACI_DSI & SNCR & HRI & CCS","Existing",null,null,"00 Ret.ExistWetFGD_ACI_DSI & SNCR & HRI & CCS","Coal w/CCS","Coal w/CCS",null,"00 Ret.ExistWetFGD_ACI_DSI & SNCR & HRI & CCS","Existing","Existing","---","New","Existing","---","New","New","New","Existing"]
[null,null,null,null,"00 Ret.ExistWetFGD_DSI & HRI","Fossil",null,"00 Ret.ExistWetFGD_DSI & HRI","Existing",null,null,"00 Ret.ExistWetFGD_DSI & HRI","Coal Steam","Coal",null,"00 Ret.ExistWetFGD_DSI & HRI","Existing","Existing","---","---","---","---","New","---","None","Existing"]
[null,null,null,null,"00 Ret.ExistWetFGD_DSI & SCR","Fossil",null,"00 Ret.ExistWetFGD_DSI & SCR","Existing",null,null,"00 Ret.ExistWetFGD_DSI & SCR","Coal Steam","Coal",null,"00 Ret.ExistWetFGD_DSI & SCR","Existing","Existing","New","---","---","---","---","---","New","Existing"]
[null,null,null,null,"00 Ret.ExistWetFGD_DSI & SCR & HRI","Fossil",null,"00 Ret.ExistWetFGD_DSI & SCR & HRI","Existing",null,null,"00 Ret.ExistWetFGD_DSI & SCR & HRI","Coal Steam","Coal",null,"00 Ret.ExistWetFGD_DSI & SCR & HRI","Existing","Existing","New","---","---","---","New","---","New","Existing"]
[null,null,null,null,"00 Ret.ExistWetFGD_DSI & SNCR","Fossil",null,"00 Ret.ExistWetFGD_DSI & SNCR","Existing",null,null,"00 Ret.ExistWetFGD_DSI & SNCR","Coal Steam","Coal",null,"00 Ret.ExistWetFGD_DSI & SNCR","Existing","Existing","---","New","---","---","---","---","New","Existing"]
[null,null,null,null,"00 Ret.ExistWetFGD_SCR & ACI & CCS","Fossil",null,"00 Ret.ExistWetFGD_SCR & ACI & CCS","Existing",null,null,"00 Ret.ExistWetFGD_SCR & ACI & CCS","Coal w/CCS","Coal w/CCS",null,"00 Ret.ExistWetFGD_SCR & ACI & CCS","Existing","---","Existing","---","New","---","---","New","Existing","Existing"]
[null,null,null,null,"00 Ret.ExistWetFGD_DSI & SNCR & HRI","Fossil",null,"00 Ret.ExistWetFGD_DSI & SNCR & HRI","Existing",null,null,"00 Ret.ExistWetFGD_DSI & SNCR & HRI","Coal Steam","Coal",null,"00 Ret.ExistWetFGD_DSI & SNCR & HRI","Existing","Existing","---","New","---","---","New","---","New","Existing"]
[null,null,null,null,"00 Ret.ExistWetFGD_SCR & ACI & HRI","Fossil",null,"00 Ret.ExistWetFGD_SCR & ACI & HRI","Existing",null,null,"00 Ret.ExistWetFGD_SCR & ACI & HRI","Coal Steam","Coal",null,"00 Ret.ExistWetFGD_SCR & ACI & HRI","Existing","---","Existing","---","New","---","New","---","Existing","Existing"]
[null,null,null,null,"00 Ret.ExistWetFGD_SCR & ACI & HRI & CCS","Fossil",null,"00 Ret.ExistWetFGD_SCR & ACI & HRI & CCS","Existing",null,null,"00 Ret.ExistWetFGD_SCR & ACI & HRI & CCS","Coal w/CCS","Coal w/CCS",null,"00 Ret.ExistWetFGD_SCR & ACI & HRI & CCS","Existing","---","Existing","---","New","---","New","New","Existing","Existing"]
[null,null,null,null,"00 Ret.ExistWetFGD_SCR & CCS","Fossil",null,"00 Ret.ExistWetFGD_SCR & CCS","Existing",null,null,"00 Ret.ExistWetFGD_SCR & CCS","Coal w/CCS","Coal w/CCS",null,"00 Ret.ExistWetFGD_SCR & CCS","Existing","---","Existing","---","---","---","---","New","Existing","Existing"]
[null,null,null,null,"00 Ret.ExistWetFGD_SCR_DSI & ACI & CCS","Fossil",null,"00 Ret.ExistWetFGD_SCR_DSI & ACI & CCS","Existing",null,null,"00 Ret.ExistWetFGD_SCR_DSI & ACI & CCS","Coal w/CCS","Coal w/CCS",null,"00 Ret.ExistWetFGD_SCR_DSI & ACI & CCS","Existing","Existing","Existing","---","New","---","---","New","Existing","Existing"]
[null,null,null,null,"00 Ret.ExistWetFGD_SCR_DSI & ACI & HRI","Fossil",null,"00 Ret.ExistWetFGD_SCR_DSI & ACI & HRI","Existing",null,null,"00 Ret.ExistWetFGD_SCR_DSI & ACI & HRI","Coal Steam","Coal",null,"00 Ret.ExistWetFGD_SCR_DSI & ACI & HRI","Existing","Existing","Existing","---","New","---","New","---","Existing","Existing"]
[null,null,null,null,"00 Ret.ExistWetFGD_SCR_DSI & ACI & HRI & CCS","Fossil",null,"00 Ret.ExistWetFGD_SCR_DSI & ACI & HRI & CCS","Existing",null,null,"00 Ret.ExistWetFGD_SCR_DSI & ACI & HRI & CCS","Coal w/CCS","Coal w/CCS",null,"00 Ret.ExistWetFGD_SCR_DSI & ACI & HRI & CCS","Existing","Existing","Existing","---","New","---","New","New","Existing","Existing"]
[null,null,null,null,"00 Ret.ExistWetFGD_SCR_DSI & CCS","Fossil",null,"00 Ret.ExistWetFGD_SCR_DSI & CCS","Existing",null,null,"00 Ret.ExistWetFGD_SCR_DSI & CCS","Coal w/CCS","Coal w/CCS",null,"00 Ret.ExistWetFGD_SCR_DSI & CCS","Existing","Existing","Existing","---","---","---","---","New","Existing","Existing"]
[null,null,null,null,"00 Ret.ExistWetFGD_SNCR & ACI & HRI","Fossil",null,"00 Ret.ExistWetFGD_SNCR & ACI & HRI","Existing",null,null,"00 Ret.ExistWetFGD_SNCR & ACI & HRI","Coal Steam","Coal",null,"00 Ret.ExistWetFGD_SNCR & ACI & HRI","Existing","---","---","Existing","New","---","New","---","Existing","Existing"]
[null,null,null,null,"00 Ret.ExistWetFGD_SNCR & CCS","Fossil",null,"00 Ret.ExistWetFGD_SNCR & CCS","Existing",null,null,"00 Ret.ExistWetFGD_SNCR & CCS","Coal w/CCS","Coal w/CCS",null,"00 Ret.ExistWetFGD_SNCR & CCS","Existing","---","---","Existing","---","---","---","New","Existing","Existing"]
[null,null,null,null,"00 Ret.HRI","Fossil",null,"00 Ret.HRI","Existing",null,null,"00 Ret.HRI","Coal Steam","Coal",null,"00 Ret.HRI","---","---","---","---","---","---","New","---","None","None"]
[null,null,null,null,"00 Ret.SCR & DryFGD & CCS","Fossil",null,"00 Ret.SCR & DryFGD & CCS","Existing",null,null,"00 Ret.SCR & DryFGD & CCS","Coal w/CCS","Coal w/CCS",null,"00 Ret.SCR & DryFGD & CCS","New","---","New","---","---","---","---","New","New","New"]
[null,null,null,null,"00 Ret.SCR & DryFGD & HRI","Fossil",null,"00 Ret.SCR & DryFGD & HRI","Existing",null,null,"00 Ret.SCR & DryFGD & HRI","Coal Steam","Coal",null,"00 Ret.SCR & DryFGD & HRI","New","---","New","---","---","---","New","---","New","New"]
[null,null,null,null,"00 Ret.SCR & DSI","Fossil",null,"00 Ret.SCR & DSI","Existing",null,null,"00 Ret.SCR & DSI","Coal Steam","Coal",null,"00 Ret.SCR & DSI","---","New","New","---","---","---","---","---","New","New"]
[null,null,null,null,"00 Ret.SCR & DSI & DryFGD & HRI","Fossil",null,"00 Ret.SCR & DSI & DryFGD & HRI","Existing",null,null,"00 Ret.SCR & DSI & DryFGD & HRI","Coal Steam","Coal",null,"00 Ret.SCR & DSI & DryFGD & HRI","New","New","New","---","---","---","New","---","New","New"]
[null,null,null,null,"00 Ret.SCR & DSI & HRI","Fossil",null,"00 Ret.SCR & DSI & HRI","Existing",null,null,"00 Ret.SCR & DSI & HRI","Coal Steam","Coal",null,"00 Ret.SCR & DSI & HRI","---","New","New","---","---","---","New","---",{"$f":"IF(OR(S445<>\"---\",T445<>\"---\"),IF(OR(S445=\"New\",T445=\"New\"),\"New\",\"Existing\"),\"None\")","v":"New"},{"$f":"IF(OR(Q445<>\"---\",R445<>\"---\"),IF(OR(Q445=\"New\",R445=\"New\"),\"New\",\"Existing\"),\"None\")","v":"New"}]
[null,null,null,null,"00 Ret.SCR & DSI & WetFGD","Fossil",null,"00 Ret.SCR & DSI & WetFGD","Existing",null,null,"00 Ret.SCR & DSI & WetFGD","Coal Steam","Coal",null,"00 Ret.SCR & DSI & WetFGD","New","New","New","---","---","---","---","---","New","New"]
[null,null,null,null,"00 Ret.SCR & DSI & WetFGD & HRI","Fossil",null,"00 Ret.SCR & DSI & WetFGD & HRI","Existing",null,null,"00 Ret.SCR & DSI & WetFGD & HRI","Coal Steam","Coal",null,"00 Ret.SCR & DSI & WetFGD & HRI","New","New","New","---","---","---","New","---","New","New"]
[null,null,null,null,"00 Ret.SCR & HRI","Fossil",null,"00 Ret.SCR & HRI","Existing",null,null,"00 Ret.SCR & HRI","Coal Steam","Coal",null,"00 Ret.SCR & HRI","---","---","New","---","---","---","New","---","New","None"]
[null,null,null,null,"00 Ret.SCR & WetFGD & ACI","Fossil",null,"00 Ret.SCR & WetFGD & ACI","Existing",null,null,"00 Ret.SCR & WetFGD & ACI","Coal Steam","Coal",null,"00 Ret.SCR & WetFGD & ACI","New","---","New","---","New","---","---","---","New","New"]
[null,null,null,null,"00 Ret.SCR & WetFGD & CCS","Fossil",null,"00 Ret.SCR & WetFGD & CCS","Existing",null,null,"00 Ret.SCR & WetFGD & CCS","Coal w/CCS","Coal w/CCS",null,"00 Ret.SCR & WetFGD & CCS","New","---","New","---","---","---","---","New","New","New"]
[null,null,null,null,"00 Ret.SCR & WetFGD & HRI","Fossil",null,"00 Ret.SCR & WetFGD & HRI","Existing",null,null,"00 Ret.SCR & WetFGD & HRI","Coal Steam","Coal",null,"00 Ret.SCR & WetFGD & HRI","New","---","New","---","---","---","New","---","New","New"]
[null,null,null,null,"00 Ret.SNCR","Fossil",null,"00 Ret.SNCR","Existing",null,null,"00 Ret.SNCR","Coal Steam","Coal",null,"00 Ret.SNCR","---","---","---","New","---","---","---","---","New","None"]
[null,null,null,null,"00 Ret.SNCR & DryFGD","Fossil",null,"00 Ret.SNCR & DryFGD","Existing",null,null,"00 Ret.SNCR & DryFGD","Coal Steam","Coal",null,"00 Ret.SNCR & DryFGD","New","---","---","New","---","---","---","---","New","New"]
[null,null,null,null,"00 Ret.SNCR & DryFGD & ACI","Fossil",null,"00 Ret.SNCR & DryFGD & ACI","Existing",null,null,"00 Ret.SNCR & DryFGD & ACI","Coal Steam","Coal",null,"00 Ret.SNCR & DryFGD & ACI","New","---","---","New","New","---","---","---","New","New"]
[null,null,null,null,"00 Ret.SNCR & DryFGD & ACI & HRI","Fossil",null,"00 Ret.SNCR & DryFGD & ACI & HRI","Existing",null,null,"00 Ret.SNCR & DryFGD & ACI & HRI","Coal Steam","Coal",null,"00 Ret.SNCR & DryFGD & ACI & HRI","New","---","---","New","New","---","New","---","New","New"]
[null,null,null,null,"00 Ret.SNCR & DryFGD & CCS","Fossil",null,"00 Ret.SNCR & DryFGD & CCS","Existing",null,null,"00 Ret.SNCR & DryFGD & CCS","Coal w/CCS","Coal w/CCS",null,"00 Ret.SNCR & DryFGD & CCS","New","---","---","New","---","---","---","New","New","New"]
[null,null,null,null,"00 Ret.SNCR & DryFGD & HRI","Fossil",null,"00 Ret.SNCR & DryFGD & HRI","Existing",null,null,"00 Ret.SNCR & DryFGD & HRI","Coal Steam","Coal",null,"00 Ret.SNCR & DryFGD & HRI","New","---","---","New","---","---","New","---","New","New"]
[null,null,null,null,"00 Ret.SNCR & DSI","Fossil",null,"00 Ret.SNCR & DSI","Existing",null,null,"00 Ret.SNCR & DSI","Coal Steam","Coal",null,"00 Ret.SNCR & DSI","---","New","---","New","---","---","---","---","New","New"]
[null,null,null,null,"00 Ret.SNCR & DSI & HRI","Fossil",null,"00 Ret.SNCR & DSI & HRI","Existing",null,null,"00 Ret.SNCR & DSI & HRI","Coal Steam","Coal",null,"00 Ret.SNCR & DSI & HRI","---","New","---","New","---","---","New","---","New","New"]
[null,null,null,null,"00 Ret.SNCR & HRI","Fossil",null,"00 Ret.SNCR & HRI","Existing",null,null,"00 Ret.SNCR & HRI","Coal Steam","Coal",null,"00 Ret.SNCR & HRI","---","---","---","New","---","---","New","---","New","None"]
[null,null,null,null,"00 Ret.SNCR & WetFGD","Fossil",null,"00 Ret.SNCR & WetFGD","Existing",null,null,"00 Ret.SNCR & WetFGD","Coal Steam","Coal",null,"00 Ret.SNCR & WetFGD","New","---","---","New","---","---","---","---","New","New"]
[null,null,null,null,"00 Ret.SNCR & WetFGD & ACI","Fossil",null,"00 Ret.SNCR & WetFGD & ACI","Existing",null,null,"00 Ret.SNCR & WetFGD & ACI","Coal Steam","Coal",null,"00 Ret.SNCR & WetFGD & ACI","New","---","---","New","New","---","---","---","New","New"]
[null,null,null,null,"00 Ret.SNCR & WetFGD & ACI & HRI","Fossil",null,"00 Ret.SNCR & WetFGD & ACI & HRI","Existing",null,null,"00 Ret.SNCR & WetFGD & ACI & HRI","Coal Steam","Coal",null,"00 Ret.SNCR & WetFGD & ACI & HRI","New","---","---","New","New","---","New","---","New","New"]
[null,null,null,null,"00 Ret.SNCR & WetFGD & CCS","Fossil",null,"00 Ret.SNCR & WetFGD & CCS","Existing",null,null,"00 Ret.SNCR & WetFGD & CCS","Coal w/CCS","Coal w/CCS",null,"00 Ret.SNCR & WetFGD & CCS","New","---","---","New","---","---","---","New","New","New"]
[null,null,null,null,"00 Ret.SNCR & WetFGD & HRI","Fossil",null,"00 Ret.SNCR & WetFGD & HRI","Existing",null,null,"00 Ret.SNCR & WetFGD & HRI","Coal Steam","Coal",null,"00 Ret.SNCR & WetFGD & HRI","New","---","---","New","---","---","New","---","New","New"]
[null,null,null,null,"00 Ret.WetFGD & CCS","Fossil",null,"00 Ret.WetFGD & CCS","Existing",null,null,"00 Ret.WetFGD & CCS","Coal w/CCS","Coal w/CCS",null,"00 Ret.WetFGD & CCS","New","---","---","---","---","---","---","New","None","New"]
[null,null,null,null,"00 Ret.WetFGD & HRI","Fossil",null,"00 Ret.WetFGD & HRI","Existing",null,null,"00 Ret.WetFGD & HRI","Coal Steam","Coal",null,"00 Ret.WetFGD & HRI","New","---","---","---","---","---","New","---","None","New"]
[null,null,null,null,"00 Ret.FB & ACI & DryFGD & HRI","Fossil",null,"00 Ret.FB & ACI & DryFGD & HRI","Existing",null,null,"00 Ret.FB & ACI & DryFGD & HRI","Coal Steam","Coal",null,"00 Ret.FB & ACI & DryFGD & HRI","New","---","---","---","New","---","New","---","None","New"]
[null,null,null,null,"00 Ret.FB & ACI & HRI","Fossil",null,"00 Ret.FB & ACI & HRI","Existing",null,null,"00 Ret.FB & ACI & HRI","Coal Steam","Coal",null,"00 Ret.FB & ACI & HRI","---","---","---","---","New","---","New","---","None","None"]
[null,null,null,null,"00 Ret.FB & HRI","Fossil",null,"00 Ret.FB & HRI","Existing",null,null,"00 Ret.FB & HRI","Coal Steam","Coal",null,"00 Ret.FB & HRI","---","---","---","---","---","---","New","---","None","None"]
[null,null,null,null,"00 Ret.FB DryFGD","Fossil",null,"00 Ret.FB DryFGD","Existing",null,null,"00 Ret.FB DryFGD","Coal Steam","Coal",null,"00 Ret.FB DryFGD","New","---","---","---","---","---","---","---","None","New"]
[null,null,null,null,"00 Ret.FB DryFGD & ACI","Fossil",null,"00 Ret.FB DryFGD & ACI","Existing",null,null,"00 Ret.FB DryFGD & ACI","Coal Steam","Coal",null,"00 Ret.FB DryFGD & ACI","New","---","---","---","New","---","---","---","None","New"]
[null,null,null,null,"00 Ret.FB DryFGD & ACI & HRI","Fossil",null,"00 Ret.FB DryFGD & ACI & HRI","Existing",null,null,"00 Ret.FB DryFGD & ACI & HRI","Coal Steam","Coal",null,"00 Ret.FB DryFGD & ACI & HRI","New","---","---","---","New","---","New","---","None","New"]
[null,null,null,null,"00 Ret.FB DryFGD & HRI","Fossil",null,"00 Ret.FB DryFGD & HRI","Existing",null,null,"00 Ret.FB DryFGD & HRI","Coal Steam","Coal",null,"00 Ret.FB DryFGD & HRI","New","---","---","---","---","---","New","---","None","New"]
[null,null,null,null,"00 Ret.FB DryFGD & SNCR","Fossil",null,"00 Ret.FB DryFGD & SNCR","Existing",null,null,"00 Ret.FB DryFGD & SNCR","Coal Steam","Coal",null,"00 Ret.FB DryFGD & SNCR","New","---","---","New","---","---","---","---","New","New"]
[null,null,null,null,"00 Ret.FB DryFGD & SNCR & HRI","Fossil",null,"00 Ret.FB DryFGD & SNCR & HRI","Existing",null,null,"00 Ret.FB DryFGD & SNCR & HRI","Coal Steam","Coal",null,"00 Ret.FB DryFGD & SNCR & HRI","New","---","---","New","---","---","New","---","New","New"]
[null,null,null,null,"00 Ret.FB SNCR & DryFGD & ACI & HRI","Fossil",null,"00 Ret.FB SNCR & DryFGD & ACI & HRI","Existing",null,null,"00 Ret.FB SNCR & DryFGD & ACI & HRI","Coal Steam","Coal",null,"00 Ret.FB SNCR & DryFGD & ACI & HRI","New","---","---","New","New","---","New","---","New","New"]
[null,null,null,null,"00 Ret.FB-ACI & SNCR & HRI","Fossil",null,"00 Ret.FB-ACI & SNCR & HRI","Existing",null,null,"00 Ret.FB-ACI & SNCR & HRI","Coal Steam","Coal",null,"00 Ret.FB-ACI & SNCR & HRI","---","---","---","New","New","---","New","---","New","None"]
[null,null,null,null,"00 Ret.FB-ACI & SNCR & HRI & CCS","Fossil",null,"00 Ret.FB-ACI & SNCR & HRI & CCS","Existing",null,null,"00 Ret.FB-ACI & SNCR & HRI & CCS","Coal w/CCS","Coal w/CCS",null,"00 Ret.FB-ACI & SNCR & HRI & CCS","---","---","---","New","New","---","New","New","New","None"]
[null,null,null,null,"00 Ret.FB-Exist ACI & DryFGD","Fossil",null,"00 Ret.FB-Exist ACI & DryFGD","Existing",null,null,"00 Ret.FB-Exist ACI & DryFGD","Coal Steam","Coal",null,"00 Ret.FB-Exist ACI & DryFGD","New","---","---","---","Existing","---","---","---","None","New"]
[null,null,null,null,"00 Ret.FB-Exist ACI & DryFGD & HRI","Fossil",null,"00 Ret.FB-Exist ACI & DryFGD & HRI","Existing",null,null,"00 Ret.FB-Exist ACI & DryFGD & HRI","Coal Steam","Coal",null,"00 Ret.FB-Exist ACI & DryFGD & HRI","New","---","---","---","Existing","---","New","---","None","New"]
[null,null,null,null,"00 Ret.FB-Exist ACI & DryFGD & SNCR","Fossil",null,"00 Ret.FB-Exist ACI & DryFGD & SNCR","Existing",null,null,"00 Ret.FB-Exist ACI & DryFGD & SNCR","Coal Steam","Coal",null,"00 Ret.FB-Exist ACI & DryFGD & SNCR","New","---","---","New","Existing","---","---","---","New","New"]
[null,null,null,null,"00 Ret.FB-Exist ACI & DryFGD & SNCR & HRI","Fossil",null,"00 Ret.FB-Exist ACI & DryFGD & SNCR & HRI","Existing",null,null,"00 Ret.FB-Exist ACI & DryFGD & SNCR & HRI","Coal Steam","Coal",null,"00 Ret.FB-Exist ACI & DryFGD & SNCR & HRI","New","---","---","New","Existing","---","New","---","New","New"]
[null,null,null,null,"00 Ret.FB-Exist ACI & SNCR & HRI","Fossil",null,"00 Ret.FB-Exist ACI & SNCR & HRI","Existing",null,null,"00 Ret.FB-Exist ACI & SNCR & HRI","Coal Steam","Coal",null,"00 Ret.FB-Exist ACI & SNCR & HRI","---","---","---","New","Existing","---","New","---","New","None"]
[null,null,null,null,"00 Ret.FB-Exist ACI_DSI & DryFGD & SNCR","Fossil",null,"00 Ret.FB-Exist ACI_DSI & DryFGD & SNCR","Existing",null,null,"00 Ret.FB-Exist ACI_DSI & DryFGD & SNCR","Coal Steam","Coal",null,"00 Ret.FB-Exist ACI_DSI & DryFGD & SNCR","New","Existing","---","New","Existing","---","---","---","New","New"]
[null,null,null,null,"00 Ret.FB-Exist ACI_DSI & SNCR","Fossil",null,"00 Ret.FB-Exist ACI_DSI & SNCR","Existing",null,null,"00 Ret.FB-Exist ACI_DSI & SNCR","Coal Steam","Coal",null,"00 Ret.FB-Exist ACI_DSI & SNCR","---","Existing","---","New","Existing","---","---","---","New","Existing"]
[null,null,null,null,"00 Ret.FB-ExistACI & HRI","Fossil",null,"00 Ret.FB-ExistACI & HRI","Existing",null,null,"00 Ret.FB-ExistACI & HRI","Coal Steam","Coal",null,"00 Ret.FB-ExistACI & HRI","---","---","---","---","Existing","---","New","---","None","None"]
[null,null,null,null,"00 Ret.FB-ExistACI_DSI & DryFGD","Fossil",null,"00 Ret.FB-ExistACI_DSI & DryFGD","Existing",null,null,"00 Ret.FB-ExistACI_DSI & DryFGD","Coal Steam","Coal",null,"00 Ret.FB-ExistACI_DSI & DryFGD","New","Existing","---","---","Existing","---","---","---","None","New"]
[null,null,null,null,"00 Ret.FB-ExistACI_DSI & DryFGD & HRI","Fossil",null,"00 Ret.FB-ExistACI_DSI & DryFGD & HRI","Existing",null,null,"00 Ret.FB-ExistACI_DSI & DryFGD & HRI","Coal Steam","Coal",null,"00 Ret.FB-ExistACI_DSI & DryFGD & HRI","New","Existing","---","---","Existing","---","New","---","None","New"]
[null,null,null,null,"00 Ret.FB-ExistACI_DSI & DryFGD & SNCR","Fossil",null,"00 Ret.FB-ExistACI_DSI & DryFGD & SNCR","Existing",null,null,"00 Ret.FB-ExistACI_DSI & DryFGD & SNCR","Coal Steam","Coal",null,"00 Ret.FB-ExistACI_DSI & DryFGD & SNCR","New","Existing","---","New","Existing","---","---","---","New","New"]
[null,null,null,null,"00 Ret.FB-ExistACI_DSI & DryFGD & SNCR & HRI","Fossil",null,"00 Ret.FB-ExistACI_DSI & DryFGD & SNCR & HRI","Existing",null,null,"00 Ret.FB-ExistACI_DSI & DryFGD & SNCR & HRI","Coal Steam","Coal",null,"00 Ret.FB-ExistACI_DSI & DryFGD & SNCR & HRI","New","Existing","---","New","Existing","---","New","---","New","New"]
[null,null,null,null,"00 Ret.FB-ExistACI_DSI & HRI","Fossil",null,"00 Ret.FB-ExistACI_DSI & HRI","Existing",null,null,"00 Ret.FB-ExistACI_DSI & HRI","Coal Steam","Coal",null,"00 Ret.FB-ExistACI_DSI & HRI","---","Existing","---","---","Existing","---","New","---","None","Existing"]
[null,null,null,null,"00 Ret.FB-ExistACI_DSI & SNCR & HRI","Fossil",null,"00 Ret.FB-ExistACI_DSI & SNCR & HRI","Existing",null,null,"00 Ret.FB-ExistACI_DSI & SNCR & HRI","Coal Steam","Coal",null,"00 Ret.FB-ExistACI_DSI & SNCR & HRI","---","Existing","---","New","Existing","---","New","---","New","Existing"]
[null,null,null,null,"00 Ret.FB-ExistDryFGD_ACI & HRI","Fossil",null,"00 Ret.FB-ExistDryFGD_ACI & HRI","Existing",null,null,"00 Ret.FB-ExistDryFGD_ACI & HRI","Coal Steam","Coal",null,"00 Ret.FB-ExistDryFGD_ACI & HRI","Existing","---","---","---","Existing","---","New","---","None","Existing"]
[null,null,null,null,"00 Ret.FB-ExistDryFGD_ACI & SNCR","Fossil",null,"00 Ret.FB-ExistDryFGD_ACI & SNCR","Existing",null,null,"00 Ret.FB-ExistDryFGD_ACI & SNCR","Coal Steam","Coal",null,"00 Ret.FB-ExistDryFGD_ACI & SNCR","Existing","---","---","New","Existing","---","---","---","New","Existing"]
[null,null,null,null,"00 Ret.FB-ExistDryFGD_ACI & SNCR & HRI","Fossil",null,"00 Ret.FB-ExistDryFGD_ACI & SNCR & HRI","Existing",null,null,"00 Ret.FB-ExistDryFGD_ACI & SNCR & HRI","Coal Steam","Coal",null,"00 Ret.FB-ExistDryFGD_ACI & SNCR & HRI","Existing","---","---","New","Existing","---","New","---","New","Existing"]
[null,null,null,null,"00 Ret.FB-ExistDryFGD_DSI & HRI","Fossil",null,"00 Ret.FB-ExistDryFGD_DSI & HRI","Existing",null,null,"00 Ret.FB-ExistDryFGD_DSI & HRI","Coal Steam","Coal",null,"00 Ret.FB-ExistDryFGD_DSI & HRI","Existing","Existing","---","---","---","---","New","---","None","Existing"]
[null,null,null,null,"00 Ret.FB-ExistDryFGD_DSI & SNCR","Fossil",null,"00 Ret.FB-ExistDryFGD_DSI & SNCR","Existing",null,null,"00 Ret.FB-ExistDryFGD_DSI & SNCR","Coal Steam","Coal",null,"00 Ret.FB-ExistDryFGD_DSI & SNCR","Existing","Existing","---","New","---","---","---","---","New","Existing"]
[null,null,null,null,"00 Ret.FB-ExistDryFGD_DSI & SNCR & HRI","Fossil",null,"00 Ret.FB-ExistDryFGD_DSI & SNCR & HRI","Existing",null,null,"00 Ret.FB-ExistDryFGD_DSI & SNCR & HRI","Coal Steam","Coal",null,"00 Ret.FB-ExistDryFGD_DSI & SNCR & HRI","Existing","Existing","---","New","---","---","New","---","New","Existing"]
[null,null,null,null,"00 Ret.FB-ExistDryFGD_SNCR & HRI","Fossil",null,"00 Ret.FB-ExistDryFGD_SNCR & HRI","Existing",null,null,"00 Ret.FB-ExistDryFGD_SNCR & HRI","Coal Steam","Coal",null,"00 Ret.FB-ExistDryFGD_SNCR & HRI","Existing","---","---","Existing","---","---","New","---","Existing","Existing"]
[null,null,null,null,"00 Ret.FB-ExistDryFGD_SNCR_ACI & HRI","Fossil",null,"00 Ret.FB-ExistDryFGD_SNCR_ACI & HRI","Existing",null,null,"00 Ret.FB-ExistDryFGD_SNCR_ACI & HRI","Coal Steam","Coal",null,"00 Ret.FB-ExistDryFGD_SNCR_ACI & HRI","Existing","---","---","Existing","Existing","---","New","---","Existing","Existing"]
[null,null,null,null,"00 Ret.FB-ExistDryFGD_SNCR_ACI_DSI & HRI","Fossil",null,"00 Ret.FB-ExistDryFGD_SNCR_ACI_DSI & HRI","Existing",null,null,"00 Ret.FB-ExistDryFGD_SNCR_ACI_DSI & HRI","Coal Steam","Coal",null,"00 Ret.FB-ExistDryFGD_SNCR_ACI_DSI & HRI","Existing","Existing","---","Existing","Existing","---","New","---","Existing","Existing"]
[null,null,null,null,"00 Ret.FB-ExistDryFGD_SNCR_DSI & HRI","Fossil",null,"00 Ret.FB-ExistDryFGD_SNCR_DSI & HRI","Existing",null,null,"00 Ret.FB-ExistDryFGD_SNCR_DSI & HRI","Coal Steam","Coal",null,"00 Ret.FB-ExistDryFGD_SNCR_DSI & HRI","Existing","Existing","---","Existing","---","---","New","---","Existing","Existing"]
[null,null,null,null,"00 Ret.FB-ExistDSI & ACI","Fossil",null,"00 Ret.FB-ExistDSI & ACI","Existing",null,null,"00 Ret.FB-ExistDSI & ACI","Coal Steam","Coal",null,"00 Ret.FB-ExistDSI & ACI","---","Existing","---","---","New","---","---","---","None","Existing"]
[null,null,null,null,"00 Ret.FB-ExistDSI & ACI & HRI","Fossil",null,"00 Ret.FB-ExistDSI & ACI & HRI","Existing",null,null,"00 Ret.FB-ExistDSI & ACI & HRI","Coal Steam","Coal",null,"00 Ret.FB-ExistDSI & ACI & HRI","---","Existing","---","---","New","---","New","---","None","Existing"]
[null,null,null,null,"00 Ret.FB-ExistDSI & ACI & SNCR","Fossil",null,"00 Ret.FB-ExistDSI & ACI & SNCR","Existing",null,null,"00 Ret.FB-ExistDSI & ACI & SNCR","Coal Steam","Coal",null,"00 Ret.FB-ExistDSI & ACI & SNCR","---","Existing","---","New","New","---","---","---","New","Existing"]
[null,null,null,null,"00 Ret.FB-ExistDSI & ACI & SNCR & HRI","Fossil",null,"00 Ret.FB-ExistDSI & ACI & SNCR & HRI","Existing",null,null,"00 Ret.FB-ExistDSI & ACI & SNCR & HRI","Coal Steam","Coal",null,"00 Ret.FB-ExistDSI & ACI & SNCR & HRI","---","Existing","---","New","New","---","New","---","New","Existing"]
[null,null,null,null,"00 Ret.FB-ExistDSI & DryFGD","Fossil",null,"00 Ret.FB-ExistDSI & DryFGD","Existing",null,null,"00 Ret.FB-ExistDSI & DryFGD","Coal Steam","Coal",null,"00 Ret.FB-ExistDSI & DryFGD","New","Existing","---","---","---","---","---","---","None","New"]
[null,null,null,null,"00 Ret.FB-ExistDSI & DryFGD & ACI","Fossil",null,"00 Ret.FB-ExistDSI & DryFGD & ACI","Existing",null,null,"00 Ret.FB-ExistDSI & DryFGD & ACI","Coal Steam","Coal",null,"00 Ret.FB-ExistDSI & DryFGD & ACI","New","Existing","---","---","New","---","---","---",{"$f":"IF(OR(S509<>\"---\",T509<>\"---\"),IF(OR(S509=\"New\",T509=\"New\"),\"New\",\"Existing\"),\"None\")","v":"None"},{"$f":"IF(OR(Q509<>\"---\",R509<>\"---\"),IF(OR(Q509=\"New\",R509=\"New\"),\"New\",\"Existing\"),\"None\")","v":"New"}]
[null,null,null,null,"00 Ret.FB-ExistDSI & DryFGD & ACI & HRI","Fossil",null,"00 Ret.FB-ExistDSI & DryFGD & ACI & HRI","Existing",null,null,"00 Ret.FB-ExistDSI & DryFGD & ACI & HRI","Coal Steam","Coal",null,"00 Ret.FB-ExistDSI & DryFGD & ACI & HRI","New","Existing","---","---","New","---","New","---","None","New"]
[null,null,null,null,"00 Ret.FB-ExistDSI & DryFGD & HRI","Fossil",null,"00 Ret.FB-ExistDSI & DryFGD & HRI","Existing",null,null,"00 Ret.FB-ExistDSI & DryFGD & HRI","Coal Steam","Coal",null,"00 Ret.FB-ExistDSI & DryFGD & HRI","New","Existing","---","---","---","---","New","---","None","New"]
[null,null,null,null,"00 Ret.FB-ExistDSI & DryFGD & SNCR","Fossil",null,"00 Ret.FB-ExistDSI & DryFGD & SNCR","Existing",null,null,"00 Ret.FB-ExistDSI & DryFGD & SNCR","Coal Steam","Coal",null,"00 Ret.FB-ExistDSI & DryFGD & SNCR","New","Existing","---","New","---","---","---","---","New","New"]
[null,null,null,null,"00 Ret.FB-ExistDSI & DryFGD & SNCR & HRI","Fossil",null,"00 Ret.FB-ExistDSI & DryFGD & SNCR & HRI","Existing",null,null,"00 Ret.FB-ExistDSI & DryFGD & SNCR & HRI","Coal Steam","Coal",null,"00 Ret.FB-ExistDSI & DryFGD & SNCR & HRI","New","Existing","---","New","---","---","New","---","New","New"]
[null,null,null,null,"00 Ret.FB-ExistDSI & HRI","Fossil",null,"00 Ret.FB-ExistDSI & HRI","Existing",null,null,"00 Ret.FB-ExistDSI & HRI","Coal Steam","Coal",null,"00 Ret.FB-ExistDSI & HRI","---","Existing","---","---","---","---","New","---","None","Existing"]
[null,null,null,null,"00 Ret.FB-ExistDSI & SNCR","Fossil",null,"00 Ret.FB-ExistDSI & SNCR","Existing",null,null,"00 Ret.FB-ExistDSI & SNCR","Coal Steam","Coal",null,"00 Ret.FB-ExistDSI & SNCR","---","Existing","---","New","---","---","---","---","New","Existing"]
[null,null,null,null,"00 Ret.FB-ExistDSI & SNCR & DryFGD & ACI","Fossil",null,"00 Ret.FB-ExistDSI & SNCR & DryFGD & ACI","Existing",null,null,"00 Ret.FB-ExistDSI & SNCR & DryFGD & ACI","Coal Steam","Coal",null,"00 Ret.FB-ExistDSI & SNCR & DryFGD & ACI","New","Existing","---","New","New","---","---","---","New","New"]
[null,null,null,null,"00 Ret.FB-ExistDSI & SNCR & DryFGD & ACI & HRI","Fossil",null,"00 Ret.FB-ExistDSI & SNCR & DryFGD & ACI & HRI","Existing",null,null,"00 Ret.FB-ExistDSI & SNCR & DryFGD & ACI & HRI","Coal Steam","Coal",null,"00 Ret.FB-ExistDSI & SNCR & DryFGD & ACI & HRI","New","Existing","---","New","New","---","New","---","New","New"]
[null,null,null,null,"00 Ret.FB-ExistDSI & SNCR & HRI","Fossil",null,"00 Ret.FB-ExistDSI & SNCR & HRI","Existing",null,null,"00 Ret.FB-ExistDSI & SNCR & HRI","Coal Steam","Coal",null,"00 Ret.FB-ExistDSI & SNCR & HRI","---","Existing","---","New","---","---","New","---","New","Existing"]
[null,null,null,null,"00 Ret.FB-ExistSNCR & DryFGD","Fossil",null,"00 Ret.FB-ExistSNCR & DryFGD","Existing",null,null,"00 Ret.FB-ExistSNCR & DryFGD","Coal Steam","Coal",null,"00 Ret.FB-ExistSNCR & DryFGD","New","---","---","Existing","---","---","---","---","Existing","New"]
[null,null,null,null,"00 Ret.FB-ExistSNCR & DryFGD & ACI","Fossil",null,"00 Ret.FB-ExistSNCR & DryFGD & ACI","Existing",null,null,"00 Ret.FB-ExistSNCR & DryFGD & ACI","Coal Steam","Coal",null,"00 Ret.FB-ExistSNCR & DryFGD & ACI","New","---","---","Existing","New","---","---","---","Existing","New"]
[null,null,null,null,"00 Ret.FB-ExistSNCR & DryFGD & HRI","Fossil",null,"00 Ret.FB-ExistSNCR & DryFGD & HRI","Existing",null,null,"00 Ret.FB-ExistSNCR & DryFGD & HRI","Coal Steam","Coal",null,"00 Ret.FB-ExistSNCR & DryFGD & HRI","New","---","---","Existing","---","---","New","---","Existing","New"]
[null,null,null,null,"00 Ret.FB-ExistSNCR & HRI","Fossil",null,"00 Ret.FB-ExistSNCR & HRI","Existing",null,null,"00 Ret.FB-ExistSNCR & HRI","Coal Steam","Coal",null,"00 Ret.FB-ExistSNCR & HRI","---","---","---","Existing","---","---","New","---","Existing","None"]
[null,null,null,null,"00 Ret.FB-ExistSNCR_ACI_DSI & DryFGD","Fossil",null,"00 Ret.FB-ExistSNCR_ACI_DSI & DryFGD","Existing",null,null,"00 Ret.FB-ExistSNCR_ACI_DSI & DryFGD","Coal Steam","Coal",null,"00 Ret.FB-ExistSNCR_ACI_DSI & DryFGD","New","Existing","---","Existing","Existing","---","---","---","Existing","New"]
[null,null,null,null,"00 Ret.FB-ExistSNCR_ACI_DSI & DryFGD & HRI","Fossil",null,"00 Ret.FB-ExistSNCR_ACI_DSI & DryFGD & HRI","Existing",null,null,"00 Ret.FB-ExistSNCR_ACI_DSI & DryFGD & HRI","Coal Steam","Coal",null,"00 Ret.FB-ExistSNCR_ACI_DSI & DryFGD & HRI","New","Existing","---","Existing","Existing","---","New","---","Existing","New"]
[null,null,null,null,"00 Ret.FB-ExistSNCR_ACI_DSI & HRI","Fossil",null,"00 Ret.FB-ExistSNCR_ACI_DSI & HRI","Existing",null,null,"00 Ret.FB-ExistSNCR_ACI_DSI & HRI","Coal Steam","Coal",null,"00 Ret.FB-ExistSNCR_ACI_DSI & HRI","---","Existing","---","Existing","Existing","---","New","---","Existing","Existing"]
[null,null,null,null,"00 Ret.FB-ExistSNCR_DryFGD & HRI","Fossil",null,"00 Ret.FB-ExistSNCR_DryFGD & HRI","Existing",null,null,"00 Ret.FB-ExistSNCR_DryFGD & HRI","Coal Steam","Coal",null,"00 Ret.FB-ExistSNCR_DryFGD & HRI","Existing","---","---","Existing","---","---","New","---","Existing","Existing"]
[null,null,null,null,"00 Ret.FB-ExistSNCR_DryFGD_ACI & HRI","Fossil",null,"00 Ret.FB-ExistSNCR_DryFGD_ACI & HRI","Existing",null,null,"00 Ret.FB-ExistSNCR_DryFGD_ACI & HRI","Coal Steam","Coal",null,"00 Ret.FB-ExistSNCR_DryFGD_ACI & HRI","Existing","---","---","Existing","Existing","---","New","---","Existing","Existing"]
[null,null,null,null,"00 Ret.FB-ExistSNCR_DSI & ACI","Fossil",null,"00 Ret.FB-ExistSNCR_DSI & ACI","Existing",null,null,"00 Ret.FB-ExistSNCR_DSI & ACI","Coal Steam","Coal",null,"00 Ret.FB-ExistSNCR_DSI & ACI","---","Existing","---","Existing","New","---","---","---","Existing","Existing"]
[null,null,null,null,"00 Ret.FB-ExistSNCR_DSI & ACI & DryFGD","Fossil",null,"00 Ret.FB-ExistSNCR_DSI & ACI & DryFGD","Existing",null,null,"00 Ret.FB-ExistSNCR_DSI & ACI & DryFGD","Coal Steam","Coal",null,"00 Ret.FB-ExistSNCR_DSI & ACI & DryFGD","New","Existing","---","Existing","New","---","---","---","Existing","New"]
[null,null,null,null,"00 Ret.FB-ExistSNCR_DSI & ACI & DryFGD & HRI","Fossil",null,"00 Ret.FB-ExistSNCR_DSI & ACI & DryFGD & HRI","Existing",null,null,"00 Ret.FB-ExistSNCR_DSI & ACI & DryFGD & HRI","Coal Steam","Coal",null,"00 Ret.FB-ExistSNCR_DSI & ACI & DryFGD & HRI","New","Existing","---","Existing","New","---","New","---","Existing","New"]
[null,null,null,null,"00 Ret.FB-ExistSNCR_DSI & ACI & HRI","Fossil",null,"00 Ret.FB-ExistSNCR_DSI & ACI & HRI","Existing",null,null,"00 Ret.FB-ExistSNCR_DSI & ACI & HRI","Coal Steam","Coal",null,"00 Ret.FB-ExistSNCR_DSI & ACI & HRI","---","Existing","---","Existing","New","---","New","---","Existing","Existing"]
[null,null,null,null,"00 Ret.FB-ExistSNCR_DSI & DryFGD","Fossil",null,"00 Ret.FB-ExistSNCR_DSI & DryFGD","Existing",null,null,"00 Ret.FB-ExistSNCR_DSI & DryFGD","Coal Steam","Coal",null,"00 Ret.FB-ExistSNCR_DSI & DryFGD","New","Existing","---","Existing","---","---","---","---","Existing","New"]
[null,null,null,null,"00 Ret.FB-ExistSNCR_DSI & DryFGD & HRI","Fossil",null,"00 Ret.FB-ExistSNCR_DSI & DryFGD & HRI","Existing",null,null,"00 Ret.FB-ExistSNCR_DSI & DryFGD & HRI","Coal Steam","Coal",null,"00 Ret.FB-ExistSNCR_DSI & DryFGD & HRI","New","Existing","---","Existing","---","---","New","---","Existing","New"]
[null,null,null,null,"00 Ret.FB-ExistSNCR_DSI & HRI","Fossil",null,"00 Ret.FB-ExistSNCR_DSI & HRI","Existing",null,null,"00 Ret.FB-ExistSNCR_DSI & HRI","Coal Steam","Coal",null,"00 Ret.FB-ExistSNCR_DSI & HRI","---","Existing","---","Existing","---","---","New","---","Existing","Existing"]
[null,null,null,null,"00 Ret.FB-ExistSNCR_WetFGD & ACI","Fossil",null,"00 Ret.FB-ExistSNCR_WetFGD & ACI","Existing",null,null,"00 Ret.FB-ExistSNCR_WetFGD & ACI","Coal Steam","Coal",null,"00 Ret.FB-ExistSNCR_WetFGD & ACI","Existing","---","---","Existing","New","---","---","---","Existing","Existing"]
[null,null,null,null,"00 Ret.FB-ExistSNCR_WetFGD & HRI","Fossil",null,"00 Ret.FB-ExistSNCR_WetFGD & HRI","Existing",null,null,"00 Ret.FB-ExistSNCR_WetFGD & HRI","Coal Steam","Coal",null,"00 Ret.FB-ExistSNCR_WetFGD & HRI","Existing","---","---","Existing","---","---","New","---","Existing","Existing"]
[null,null,null,null,"00 Ret.FB-ExistWetFGD_DSI & HRI","Fossil",null,"00 Ret.FB-ExistWetFGD_DSI & HRI","Existing",null,null,"00 Ret.FB-ExistWetFGD_DSI & HRI","Coal Steam","Coal",null,"00 Ret.FB-ExistWetFGD_DSI & HRI","Existing","Existing","---","---","---","---","New","---","None","Existing"]
[null,null,null,null,"00 Ret.FB-ExistWetFGD_DSI & SNCR","Fossil",null,"00 Ret.FB-ExistWetFGD_DSI & SNCR","Existing",null,null,"00 Ret.FB-ExistWetFGD_DSI & SNCR","Coal Steam","Coal",null,"00 Ret.FB-ExistWetFGD_DSI & SNCR","Existing","Existing","---","New","---","---","---","---","New","Existing"]
[null,null,null,null,"00 Ret.FB-ExistWetFGD_DSI & SNCR & HRI","Fossil",null,"00 Ret.FB-ExistWetFGD_DSI & SNCR & HRI","Existing",null,null,"00 Ret.FB-ExistWetFGD_DSI & SNCR & HRI","Coal Steam","Coal",null,"00 Ret.FB-ExistWetFGD_DSI & SNCR & HRI","Existing","Existing","---","New","---","---","New","---","New","Existing"]
[null,null,null,null,"00 Ret.FB-ExistWetFGD_SNCR & ACI & HRI","Fossil",null,"00 Ret.FB-ExistWetFGD_SNCR & ACI & HRI","Existing",null,null,"00 Ret.FB-ExistWetFGD_SNCR & ACI & HRI","Coal Steam","Coal",null,"00 Ret.FB-ExistWetFGD_SNCR & ACI & HRI","Existing","---","---","Existing","New","---","New","---","Existing","Existing"]
[null,null,null,null,"00 Ret.FB-SNCR & HRI","Fossil",null,"00 Ret.FB-SNCR & HRI","Existing",null,null,"00 Ret.FB-SNCR & HRI","Coal Steam","Coal",null,"00 Ret.FB-SNCR & HRI","---","---","---","New","---","---","New","---","New","None"]
[null,null,null,null,"00 CC Withdrawn as Uneconomic","Retired",null,"00 CC Withdrawn as Uneconomic","Retired",null,null,"00 CC Withdrawn as Uneconomic","Combined Cycle","Retired",null,"00 CC Withdrawn as Uneconomic","Retired","Retired","Retired","Retired","Retired","Retired","Retired","Retired","Retired","Retired"]
[null,null,null,null,"00 CT Withdrawn as Uneconomic","Retired",null,"00 CT Withdrawn as Uneconomic","Retired",null,null,"00 CT Withdrawn as Uneconomic","Combustion Turbine","Retired",null,"00 CT Withdrawn as Uneconomic","Retired","Retired","Retired","Retired","Retired","Retired","Retired","Retired","Retired","Retired"]
[null,null,null,null,"00 O/G Withdrawn as Uneconomic","Retired",null,"00 O/G Withdrawn as Uneconomic","Retired",null,null,"00 O/G Withdrawn as Uneconomic","O/G Steam","Retired",null,"00 O/G Withdrawn as Uneconomic","Retired","Retired","Retired","Retired","Retired","Retired","Retired","Retired","Retired","Retired"]
[null,null,null,null,"00 Coal Withdrawn as Uneconomic","Retired",null,"00 Coal Withdrawn as Uneconomic","Retired",null,null,"00 Coal Withdrawn as Uneconomic","Coal Steam","Retired",null,"00 Coal Withdrawn as Uneconomic","Retired","Retired","Retired","Retired","Retired","Retired","Retired","Retired","Retired","Retired"]
[null,null,null,null,"00 IGCC Withdrawn as Uneconomic","Retired",null,"00 IGCC Withdrawn as Uneconomic","Retired",null,null,"00 IGCC Withdrawn as Uneconomic","IGCC","Retired",null,"00 IGCC Withdrawn as Uneconomic","Retired","Retired","Retired","Retired","Retired","Retired","Retired","Retired","Retired","Retired"]
[null,null,null,null,"00 Nuke Withdrawn as Uneconomic","Retired",null,"00 Nuke Withdrawn as Uneconomic","Retired",null,null,"00 Nuke Withdrawn as Uneconomic","Nuclear","Retired",null,"00 Nuke Withdrawn as Uneconomic","Retired","Retired","Retired","Retired","Retired","Retired","Retired","Retired","Retired","Retired"]
[null,null,null,null,"00 Biomass Withdrawn as Uneconomic","Retired",null,"00 Biomass Withdrawn as Uneconomic","Retired",null,null,"00 Biomass Withdrawn as Uneconomic","Biomass","Retired",null,"00 Biomass Withdrawn as Uneconomic","Retired","Retired","Retired","Retired","Retired","Retired","Retired","Retired","Retired","Retired"]
[null,null,null,null,"00 Fossil_Other Withdrawn as Uneconomic","Retired",null,"00 Fossil_Other Withdrawn as Uneconomic","Retired",null,null,"00 Fossil_Other Withdrawn as Uneconomic","Fossil Other","Retired",null,"00 Fossil_Other Withdrawn as Uneconomic","Retired","Retired","Retired","Retired","Retired","Retired","Retired","Retired","Retired","Retired"]
[null,null,null,null,"00 Fuel Cell Withdrawn as Uneconomic","Retired",null,"00 Fuel Cell Withdrawn as Uneconomic","Retired",null,null,"00 Fuel Cell Withdrawn as Uneconomic","Fuel Cell","Retired",null,"00 Fuel Cell Withdrawn as Uneconomic","Retired","Retired","Retired","Retired","Retired","Retired","Retired","Retired","Retired","Retired"]
[null,null,null,null,"00 Geothermal Withdrawn as Uneconomic","Retired",null,"00 Geothermal Withdrawn as Uneconomic","Retired",null,null,"00 Geothermal Withdrawn as Uneconomic","Geothermal","Retired",null,"00 Geothermal Withdrawn as Uneconomic","Retired","Retired","Retired","Retired","Retired","Retired","Retired","Retired","Retired","Retired"]
[null,null,null,null,"00 Hydro Withdrawn as Uneconomic","Retired",null,"00 Hydro Withdrawn as Uneconomic","Retired",null,null,"00 Hydro Withdrawn as Uneconomic","Hydro","Retired",null,"00 Hydro Withdrawn as Uneconomic","Retired","Retired","Retired","Retired","Retired","Retired","Retired","Retired","Retired","Retired"]
[null,null,null,null,"00 Landfill Gas Withdrawn as Uneconomic","Retired",null,"00 Landfill Gas Withdrawn as Uneconomic","Retired",null,null,"00 Landfill Gas Withdrawn as Uneconomic","Landfill Gas","Retired",null,"00 Landfill Gas Withdrawn as Uneconomic","Retired","Retired","Retired","Retired","Retired","Retired","Retired","Retired","Retired","Retired"]
[null,null,null,null,"00 Non Fossil_Other Withdrawn as Uneconomic","Retired",null,"00 Non Fossil_Other Withdrawn as Uneconomic","Retired",null,null,"00 Non Fossil_Other Withdrawn as Uneconomic","Non-Fossil Other","Retired",null,"00 Non Fossil_Other Withdrawn as Uneconomic","Retired","Retired","Retired","Retired","Retired","Retired","Retired","Retired","Retired","Retired"]