## Table 4-50
Table 4-50 Generating Units from EIA Form 860 Not Included in EPA Platform v6
Plant Name | ORIS Plant Code | Unit ID | Plant Type | State Name | Capacity (MW) | Notes
Vanderbilt University Power Plant | 52048 | GT1B | Combustion Turbine | Tennessee | 5.8 | Dropped - Onsite Unit
HNL Emergency Power Facility | 58469 | AP1 | Biomass | Hawaii | 2.5 | Dropped - in Alaska or in Hawaii
HNL Emergency Power Facility | 58469 | AP2 | Biomass | Hawaii | 2.5 | Dropped - in Alaska or in Hawaii
HNL Emergency Power Facility | 58469 | AP3 | Biomass | Hawaii | 2.5 | Dropped - in Alaska or in Hawaii
HNL Emergency Power Facility | 58469 | AP4 | Biomass | Hawaii | 2.5 | Dropped - in Alaska or in Hawaii
Noorvik | 6330 | 2B | Combustion Turbine | Alaska | 0.5 | Dropped - in Alaska or in Hawaii
231 Dixon 74 Solar I, LLC | 61195 | DIXON | Solar PV | North Carolina | 2 | Dropped - Planned Unit whose status does not meet NEEDS criteria
Pflugerville Solar Farm | 57659 | PSF | Solar PV | Texas | 120 | Dropped - Planned Unit whose status does not meet NEEDS criteria
Weld 1 Community Solar Array | 60720 | WELD1 | Solar PV | Colorado | 1.5 | Dropped - Planned Unit whose status does not meet NEEDS criteria
Logan 1 Community Solar Array | 60722 | LOGA1 | Solar PV | Colorado | 1.7 | Dropped - Planned Unit whose status does not meet NEEDS criteria
Conejos 1 Community Solar Array | 60723 | CONEJ | Solar PV | Colorado | 1.5 | Dropped - Planned Unit whose status does not meet NEEDS criteria
Arapahoe 3 Community Solar Array | 60724 | ARAP3 | Solar PV | Colorado | 1.8 | Dropped - Planned Unit whose status does not meet NEEDS criteria
Xcel Adams 2 Community Solar Array | 60725 | ADCO2 | Solar PV | Colorado | 1.5 | Dropped - Planned Unit whose status does not meet NEEDS criteria
Xcel Adams 1 Community Solar Array | 60726 | ADCO1 | Solar PV | Colorado | 1.8 | Dropped - Planned Unit whose status does not meet NEEDS criteria
GRE Marshan Solar | 60935 | PV1 | Solar PV | Minnesota | 1 | Dropped - Planned Unit whose status does not meet NEEDS criteria
Pegasus Community Solar | 61175 | CPCS1 | Solar PV | Minnesota | 0.9 | Dropped - Planned Unit whose status does not meet NEEDS criteria
Pegasus Community Solar | 61175 | CPCS2 | Solar PV | Minnesota | 0.9 | Dropped - Planned Unit whose status does not meet NEEDS criteria
Flat Top Wind I | 61212 | FTWI | Onshore Wind | Texas | 200 | Dropped - Planned Unit whose status does not meet NEEDS criteria
Kasigluk | 57066 | 1 | Combustion Turbine | Alaska | 0.8 | Dropped - in Alaska or in Hawaii
Flat Meeks PV 1 | 59514 | FLAT1 | Solar PV | North Carolina | 5 | Dropped - Planned Unit whose status does not meet NEEDS criteria
ESS Wesel | 60214 | ESSWL | Energy Storage | Maryland | 6 | Dropped - Planned Unit whose status does not meet NEEDS criteria
ESS Fairgrounds | 60215 | ESSFG | Energy Storage | Maryland | 4 | Dropped - Planned Unit whose status does not meet NEEDS criteria
Two Mile Desert Project | 60510 | PV1 | Solar PV | North Carolina | 16.2 | Dropped - Planned Unit whose status does not meet NEEDS criteria
Sand Lake DPC Solar | 60957 | PV1 | Solar PV | Wisconsin | 1 | Dropped - Planned Unit whose status does not meet NEEDS criteria
Nesvold Watertown Solar | 60958 | PV1 | Solar PV | Minnesota | 1 | Dropped - Planned Unit whose status does not meet NEEDS criteria
Nesvold Watertown Solar | 60958 | PV2 | Solar PV | Minnesota | 1 | Dropped - Planned Unit whose status does not meet NEEDS criteria
Nesvold Watertown Solar | 60958 | PV3 | Solar PV | Minnesota | 1 | Dropped - Planned Unit whose status does not meet NEEDS criteria
Nesvold Watertown Solar | 60958 | PV4 | Solar PV | Minnesota | 1 | Dropped - Planned Unit whose status does not meet NEEDS criteria
Nesvold Watertown Solar | 60958 | PV5 | Solar PV | Minnesota | 1 | Dropped - Planned Unit whose status does not meet NEEDS criteria
Corvus Community Solar | 61177 | GCCS1 | Solar PV | Minnesota | 0.9 | Dropped - Planned Unit whose status does not meet NEEDS criteria
Corvus Community Solar | 61177 | GCCS2 | Solar PV | Minnesota | 0.9 | Dropped - Planned Unit whose status does not meet NEEDS criteria
Corvus Community Solar | 61177 | GCCS3 | Solar PV | Minnesota | 0.9 | Dropped - Planned Unit whose status does not meet NEEDS criteria
Corvus Community Solar | 61177 | GCCS4 | Solar PV | Minnesota | 0.9 | Dropped - Planned Unit whose status does not meet NEEDS criteria
Corvus Community Solar | 61177 | GCCS5 | Solar PV | Minnesota | 0.9 | Dropped - Planned Unit whose status does not meet NEEDS criteria
Capella Community Solar | 61178 | HCCS1 | Solar PV | Minnesota | 0.9 | Dropped - Planned Unit whose status does not meet NEEDS criteria
Capella Community Solar | 61178 | HCCS2 | Solar PV | Minnesota | 0.9 | Dropped - Planned Unit whose status does not meet NEEDS criteria
Capella Community Solar | 61178 | HCCS3 | Solar PV | Minnesota | 0.9 | Dropped - Planned Unit whose status does not meet NEEDS criteria
Capella Community Solar | 61178 | HCCS4 | Solar PV | Minnesota | 0.9 | Dropped - Planned Unit whose status does not meet NEEDS criteria
Capella Community Solar | 61178 | HCCS5 | Solar PV | Minnesota | 0.9 | Dropped - Planned Unit whose status does not meet NEEDS criteria
Mill Pond Solar Farm, LLC | 61196 | MILLL | Solar PV | North Carolina | 5 | Dropped - Planned Unit whose status does not meet NEEDS criteria
Lahr 1, LLC | 61203 | PV1 | Solar PV | Minnesota | 5 | Dropped - Planned Unit whose status does not meet NEEDS criteria
Beaver Creek Gas Plant | 55278 | STG-1 | Non-Fossil Waste | Wyoming | 0.9 | Dropped - Onsite Unit
Suzlon Project VIII LLC | 57741 | S128 | Onshore Wind | Texas | 2.6 | Dropped - Planned Unit whose status does not meet NEEDS criteria
Williams College - Campus CHP | 58160 | GEN4 | Combustion Turbine | Massachusetts | 2 | Dropped - Onsite Unit
Williams College - Campus CHP | 58160 | GEN5 | Combustion Turbine | Massachusetts | 2 | Dropped - Onsite Unit
Nixa Solar, LLC | 60673 | NIXA | Solar PV | Missouri | 7.9 | Dropped - Planned Unit whose status does not meet NEEDS criteria
New Auburn DPC Solar | 60936 | PV1 | Solar PV | Wisconsin | 2.5 | Dropped - Planned Unit whose status does not meet NEEDS criteria
VEC Magee Hill Solar | 60954 | PV1 | Solar PV | Vermont | 1.3 | Dropped - Planned Unit whose status does not meet NEEDS criteria
Taurus Community Solar | 61174 | ETCS1 | Solar PV | Minnesota | 0.9 | Dropped - Planned Unit whose status does not meet NEEDS criteria
Taurus Community Solar | 61174 | ETCS2 | Solar PV | Minnesota | 0.9 | Dropped - Planned Unit whose status does not meet NEEDS criteria
Taurus Community Solar | 61174 | ETCS3 | Solar PV | Minnesota | 0.9 | Dropped - Planned Unit whose status does not meet NEEDS criteria
Taurus Community Solar | 61174 | ETCS4 | Solar PV | Minnesota | 0.9 | Dropped - Planned Unit whose status does not meet NEEDS criteria
Antares Community Solar | 61176 | FACS1 | Solar PV | Minnesota | 0.9 | Dropped - Planned Unit whose status does not meet NEEDS criteria
Antares Community Solar | 61176 | FACS2 | Solar PV | Minnesota | 0.9 | Dropped - Planned Unit whose status does not meet NEEDS criteria
Antares Community Solar | 61176 | FACS3 | Solar PV | Minnesota | 0.9 | Dropped - Planned Unit whose status does not meet NEEDS criteria
Carina Community Solar | 61179 | JCCS1 | Solar PV | Minnesota | 0.9 | Dropped - Planned Unit whose status does not meet NEEDS criteria
Carina Community Solar | 61179 | JCCS2 | Solar PV | Minnesota | 0.9 | Dropped - Planned Unit whose status does not meet NEEDS criteria
Carina Community Solar | 61179 | JCCS3 | Solar PV | Minnesota | 0.9 | Dropped - Planned Unit whose status does not meet NEEDS criteria
Carina Community Solar | 61179 | JCCS4 | Solar PV | Minnesota | 0.9 | Dropped - Planned Unit whose status does not meet NEEDS criteria
Lyra Community Solar | 61182 | RLCS1 | Solar PV | Minnesota | 0.9 | Dropped - Planned Unit whose status does not meet NEEDS criteria
Lyra Community Solar | 61182 | RLCS2 | Solar PV | Minnesota | 0.9 | Dropped - Planned Unit whose status does not meet NEEDS criteria
Lyra Community Solar | 61182 | RLCS3 | Solar PV | Minnesota | 0.9 | Dropped - Planned Unit whose status does not meet NEEDS criteria
Broadridge Solar, LLC | 61218 | BROAD | Solar PV | North Carolina | 5 | Dropped - Planned Unit whose status does not meet NEEDS criteria
Redbed Plains Wind Farm | 61221 | WT1 | Onshore Wind | Oklahoma | 99.1 | Dropped - Planned Unit whose status does not meet NEEDS criteria
Inadale Wind Farm LLC | 56984 | INABT | Energy Storage | Texas | 9.9 | Dropped - Planned Unit whose status does not meet NEEDS criteria
Kings Park Solar I | 59880 | KIPS1 | Solar PV | New York | 2 | Dropped - Planned Unit whose status does not meet NEEDS criteria
Kings Park Solar II | 59881 | KIPS2 | Solar PV | New York | 2 | Dropped - Planned Unit whose status does not meet NEEDS criteria
Soluga Farms IV | 59934 | SFIV | Solar PV | North Carolina | 4.9 | Dropped - Planned Unit whose status does not meet NEEDS criteria
Sadiebrook Solar, LLC | 60719 | SADIE | Solar PV | South Carolina | 5 | Dropped - Planned Unit whose status does not meet NEEDS criteria
Cooperative Solar One | 60863 | PV1 | Solar PV | Kentucky | 8.5 | Dropped - Planned Unit whose status does not meet NEEDS criteria
Correctional Solar LLC | 60915 | PV1 | Solar PV | Virginia | 20 | Dropped - Planned Unit whose status does not meet NEEDS criteria
Sappony Solar LLC | 60916 | PV1 | Solar PV | Virginia | 20 | Dropped - Planned Unit whose status does not meet NEEDS criteria
Strawberry Point DPC Solar | 60955 | PV1 | Solar PV | Iowa | 1.3 | Dropped - Planned Unit whose status does not meet NEEDS criteria
Scott-II Solar LLC | 60968 | PV1 | Solar PV | Virginia | 2 | Dropped - Planned Unit whose status does not meet NEEDS criteria
SCWA R5 Pond Solar | 61123 | SKYR5 | Solar PV | California | 2 | Dropped - Planned Unit whose status does not meet NEEDS criteria
Argo Navis Community Solar | 61183 | UACS1 | Solar PV | Minnesota | 0.9 | Dropped - Planned Unit whose status does not meet NEEDS criteria
Argo Navis Community Solar | 61183 | UACS2 | Solar PV | Minnesota | 0.9 | Dropped - Planned Unit whose status does not meet NEEDS criteria
Argo Navis Community Solar | 61183 | UACS3 | Solar PV | Minnesota | 0.9 | Dropped - Planned Unit whose status does not meet NEEDS criteria
Green Beanworks C PV | 61215 | GBWXC | Solar PV | California | 3 | Dropped - Planned Unit whose status does not meet NEEDS criteria
Green Beanworks D PV | 61216 | GBWXD | Solar PV | California | 3 | Dropped - Planned Unit whose status does not meet NEEDS criteria
Golden Hills North Wind Energy Center | 61222 | 1 | Onshore Wind | California | 46 | Dropped - Planned Unit whose status does not meet NEEDS criteria
Rock Falls Wind Farm LLC | 61261 | RF1 | Onshore Wind | Oklahoma | 154.5 | Dropped - Planned Unit whose status does not meet NEEDS criteria
Pyron Wind Farm LLC | 56981 | PYRBT | Energy Storage | Texas | 9.9 | Dropped - Planned Unit whose status does not meet NEEDS criteria
Pilot Station | 57058 | 1 | Combustion Turbine | Alaska | 0.5 | Dropped - Planned Unit whose status does not meet NEEDS criteria
Arlington Valley Solar Energy I | 57679 | AVSE1 | Solar PV | Arizona | 125 | Dropped - Planned Unit whose status does not meet NEEDS criteria
Los Alamos PV Site | 58256 | 4 | Solar PV | New Mexico | 1 | Dropped - Planned Unit whose status does not meet NEEDS criteria
Na Pua Makani Wind Project | 58837 | WT1 | Onshore Wind | Hawaii | 25 | Dropped - Planned Unit whose status does not meet NEEDS criteria
Cove Point LNG Terminal | 59073 | 5501 | Energy Storage | Maryland | 3 | Dropped - Onsite Unit
Cove Point LNG Terminal | 59073 | 5502 | Energy Storage | Maryland | 1.3 | Dropped - Onsite Unit
Cove Point LNG Terminal | 59073 | 5511 | Energy Storage | Maryland | 1.7 | Dropped - Onsite Unit
Cove Point LNG Terminal | 59073 | 5EG | Combustion Turbine | Maryland | 1 | Dropped - Onsite Unit
Cove Point LNG Terminal | 59073 | 5STA | Combined Cycle | Maryland | 40 | Dropped - Onsite Unit
Cove Point LNG Terminal | 59073 | 5STB | Combined Cycle | Maryland | 40 | Dropped - Onsite Unit
Trishe Wind Ohio LLC | 59296 | NWOH2 | Onshore Wind | Ohio | 150 | Dropped - Planned Unit whose status does not meet NEEDS criteria
Grandy PV 1 | 59518 | GRAND | Solar PV | North Carolina | 20 | Dropped - Planned Unit whose status does not meet NEEDS criteria
Manning PV 1 | 59520 | MANN | Solar PV | North Carolina | 5 | Dropped - Planned Unit whose status does not meet NEEDS criteria
Whitetail Solar | 59569 | PV1 | Solar PV | South Carolina | 10 | Dropped - Planned Unit whose status does not meet NEEDS criteria
Soy Solar | 59571 | PV1 | Solar PV | North Carolina | 5 | Dropped - Planned Unit whose status does not meet NEEDS criteria
Cotton Solar | 59572 | PV1 | Solar PV | South Carolina | 16 | Dropped - Planned Unit whose status does not meet NEEDS criteria
Rhubarb One SC | 59596 | PV1 | Solar PV | South Carolina | 20 | Dropped - Planned Unit whose status does not meet NEEDS criteria
Innovative Solar 54 | 59669 | IS054 | Solar PV | North Carolina | 50 | Dropped - Planned Unit whose status does not meet NEEDS criteria
Innovative Solar 55 | 59676 | IS044 | Solar PV | North Carolina | 6.5 | Dropped - Planned Unit whose status does not meet NEEDS criteria
Innovative Solar 67 | 59678 | IS067 | Solar PV | North Carolina | 33.3 | Dropped - Planned Unit whose status does not meet NEEDS criteria
Thermo Solar PV-01 | 59883 | SOLAR | Solar PV | Utah | 2.9 | Dropped - Planned Unit whose status does not meet NEEDS criteria
Vaughn Creek PV1 | 60001 | VNCRK | Solar PV | North Carolina | 20 | Dropped - Planned Unit whose status does not meet NEEDS criteria
McLean Homestead | 60020 | PV1 | Solar PV | North Carolina | 4.9 | Dropped - Planned Unit whose status does not meet NEEDS criteria
Shorthorn Holdings | 60028 | PV1 | Solar PV | South Carolina | 15.4 | Dropped - Planned Unit whose status does not meet NEEDS criteria
Brevig Mission | 60260 | 3A | Combustion Turbine | Alaska | 0.4 | Dropped - Planned Unit whose status does not meet NEEDS criteria
Holloman Solar Facility | 60301 | HPV1 | Solar PV | New Mexico | 5 | Dropped - Planned Unit whose status does not meet NEEDS criteria
Grady Wind Energy Center, LLC | 60317 | 1 | Onshore Wind | New Mexico | 200.8 | Dropped - Planned Unit whose status does not meet NEEDS criteria
White Street Renewables | 60364 | WSLFG | Landfill Gas | North Carolina | 1.6 | Dropped - Planned Unit whose status does not meet NEEDS criteria
White Street Renewables | 60364 | WSPV | Solar PV | North Carolina | 3.4 | Dropped - Planned Unit whose status does not meet NEEDS criteria
Quail Holdings | 60434 | PV1 | Solar PV | North Carolina | 25 | Dropped - Planned Unit whose status does not meet NEEDS criteria
Bayshore Solar B, LLC | 60474 | BSHRB | Solar PV | California | 20 | Dropped - Planned Unit whose status does not meet NEEDS criteria
Bayshore Solar C, LLC | 60475 | BSHRC | Solar PV | California | 20 | Dropped - Planned Unit whose status does not meet NEEDS criteria
Bayshore Solar A, LLC | 60481 | BSHRA | Solar PV | California | 20 | Dropped - Planned Unit whose status does not meet NEEDS criteria
Redwood 4 Solar Farm | 60490 | RW4SF | Solar PV | California | 20 | Dropped - Planned Unit whose status does not meet NEEDS criteria
CoTAL Solar Farm | 60582 | PV1 | Solar PV | Florida | 20 | Dropped - Planned Unit whose status does not meet NEEDS criteria
Oceana Solar | 60584 | 01 | Solar PV | Virginia | 17.6 | Dropped - Planned Unit whose status does not meet NEEDS criteria
BRE NC Solar 2 | 60626 | BEAM2 | Solar PV | North Carolina | 5 | Dropped - Planned Unit whose status does not meet NEEDS criteria
BRE NC Solar 3 | 60627 | BEAM3 | Solar PV | North Carolina | 5 | Dropped - Planned Unit whose status does not meet NEEDS criteria
BRE NC Solar 4 | 60628 | BEAM4 | Solar PV | North Carolina | 5 | Dropped - Planned Unit whose status does not meet NEEDS criteria
Howardtown Farm | 60630 | PV1 | Solar PV | North Carolina | 10 | Dropped - Planned Unit whose status does not meet NEEDS criteria
San Joaquin Solar | 60678 | SJ1A | Solar PV | California | 20 | Dropped - Planned Unit whose status does not meet NEEDS criteria
San Joaquin Solar | 60678 | SJ1B | Solar PV | California | 1.5 | Dropped - Planned Unit whose status does not meet NEEDS criteria
Annapolis Solar Park, LLC | 60681 | ASP12 | Solar PV | Maryland | 12 | Dropped - Planned Unit whose status does not meet NEEDS criteria
Tanager Holdings | 60691 | PV1 | Solar PV | North Carolina | 5 | Dropped - Planned Unit whose status does not meet NEEDS criteria
Friesian Holdings | 60692 | PV1 | Solar PV | North Carolina | 75 | Dropped - Planned Unit whose status does not meet NEEDS criteria
Rowan Solar NC LLC | 60780 | PV1 | Solar PV | North Carolina | 2 | Dropped - Planned Unit whose status does not meet NEEDS criteria
Jersey Holdings | 60784 | PV1 | Solar PV | North Carolina | 5 | Dropped - Planned Unit whose status does not meet NEEDS criteria
Tungsten Mountain | 60785 | UNIT1 | Geothermal | Nevada | 37 | Dropped - Planned Unit whose status does not meet NEEDS criteria
Cloverdale Solar Center | 60813 | ECA02 | Solar PV | California | 1 | Dropped - Planned Unit whose status does not meet NEEDS criteria
Colgreen North Shore Solar Farm | 60825 | CNS1 | Solar PV | California | 74.8 | Dropped - Planned Unit whose status does not meet NEEDS criteria
Prairie Wind Farm | 60873 | PWE | Onshore Wind | Iowa | 168 | Dropped - Planned Unit whose status does not meet NEEDS criteria
Carl Friedrich Gauss Solar | 60882 | GAUSS | Solar PV | North Carolina | 5 | Dropped - Planned Unit whose status does not meet NEEDS criteria
Halifax Solar LLC | 60884 | HALFX | Solar PV | North Carolina | 5 | Dropped - Planned Unit whose status does not meet NEEDS criteria
Santa Paula Energy Storage | 60946 | SPES1 | Energy Storage | California | 5 | Dropped - Planned Unit whose status does not meet NEEDS criteria
Northern Cardinal Solar | 60992 | NCARD | Solar PV | North Carolina | 2 | Dropped - Planned Unit whose status does not meet NEEDS criteria
Marin Clean Energy Solar One | 61013 | MCES1 | Solar PV | California | 10.5 | Dropped - Planned Unit whose status does not meet NEEDS criteria
Apple Hill Solar | 61037 | APPL | Solar PV | Vermont | 2 | Dropped - Planned Unit whose status does not meet NEEDS criteria
Weybridge 1 Solar | 61038 | WEY1 | Solar PV | Vermont | 3 | Dropped - Planned Unit whose status does not meet NEEDS criteria
Roaring Brook, LLC | 61041 | WT1 | Onshore Wind | New York | 78 | Dropped - Planned Unit whose status does not meet NEEDS criteria
Novel CSG of Kramer | 61058 | 0000B | Solar PV | Minnesota | 3.3 | Dropped - Planned Unit whose status does not meet NEEDS criteria
Novel OYA of Osakis | 61059 | 0000G | Solar PV | Minnesota | 5 | Dropped - Planned Unit whose status does not meet NEEDS criteria
Novel - OYA of Mapleton | 61060 | 0000I | Solar PV | Minnesota | 3.5 | Dropped - Planned Unit whose status does not meet NEEDS criteria
Beaver Creek Wind | 61079 | 1 | Onshore Wind | Iowa | 170 | Dropped - Planned Unit whose status does not meet NEEDS criteria
Kihei Solar Farm | 61099 | KIHEI | Solar PV | Hawaii | 2.9 | Dropped - in Alaska or in Hawaii
Ku'ia Solar | 61101 | KUIA | Solar PV | Hawaii | 2.9 | Dropped - in Alaska or in Hawaii
Bedford Solar | 61126 | 12346 | Solar PV | Virginia | 3 | Dropped - Planned Unit whose status does not meet NEEDS criteria
Gamble Solar | 61127 | 12348 | Solar PV | North Carolina | 3 | Dropped - Planned Unit whose status does not meet NEEDS criteria
Salisbury Solar | 61128 | 12349 | Solar PV | North Carolina | 5 | Dropped - Planned Unit whose status does not meet NEEDS criteria
Wadesboro Solar | 61129 | 12347 | Solar PV | North Carolina | 5 | Dropped - Planned Unit whose status does not meet NEEDS criteria
Bear Poplar Solar | 61130 | 12344 | Solar PV | North Carolina | 5 | Dropped - Planned Unit whose status does not meet NEEDS criteria
Novel CSG of Armstrong | 61138 | 0000A | Solar PV | Minnesota | 3 | Dropped - Planned Unit whose status does not meet NEEDS criteria
Novel CSG of Marmas | 61139 | 0000C | Solar PV | Minnesota | 5 | Dropped - Planned Unit whose status does not meet NEEDS criteria
Novel CSG of MN Lake | 61140 | 0000D | Solar PV | Minnesota | 1.8 | Dropped - Planned Unit whose status does not meet NEEDS criteria
Novel CSG of Vetter Farms | 61141 | 0000F | Solar PV | Minnesota | 3 | Dropped - Planned Unit whose status does not meet NEEDS criteria
Novel CSG of Waseca | 61142 | 0000H | Solar PV | Minnesota | 3.4 | Dropped - Planned Unit whose status does not meet NEEDS criteria
Winton Solar 2 | 61188 | PV1 | Solar PV | North Carolina | 4.5 | Dropped - Planned Unit whose status does not meet NEEDS criteria
Barker Solar, LLC | 61194 | BARK | Solar PV | North Carolina | 5 | Dropped - Planned Unit whose status does not meet NEEDS criteria
OR Solar 2, LLC | 61200 | ORSR2 | Solar PV | Oregon | 10 | Dropped - Planned Unit whose status does not meet NEEDS criteria
OR Solar 3, LLC | 61201 | ORSR3 | Solar PV | Oregon | 10 | Dropped - Planned Unit whose status does not meet NEEDS criteria
Kelly Solar, LLC | 61219 | KELLY | Solar PV | North Carolina | 5 | Dropped - Planned Unit whose status does not meet NEEDS criteria
Bear Creek Solar Center | 61281 | BCRSC | Solar PV | Oregon | 10 | Dropped - Planned Unit whose status does not meet NEEDS criteria
Crazy Horse Solar Project | 61285 | PV1 | Solar PV | California | 2 | Dropped - Planned Unit whose status does not meet NEEDS criteria
Mustang | 2953 | GT1 | Combustion Turbine | Oklahoma | 57 | Dropped - Planned Unit whose status does not meet NEEDS criteria
Mustang | 2953 | GT2 | Combustion Turbine | Oklahoma | 57 | Dropped - Planned Unit whose status does not meet NEEDS criteria
Mustang | 2953 | GT3 | Combustion Turbine | Oklahoma | 57 | Dropped - Planned Unit whose status does not meet NEEDS criteria
Mustang | 2953 | GT4 | Combustion Turbine | Oklahoma | 57 | Dropped - Planned Unit whose status does not meet NEEDS criteria
Mustang | 2953 | GT5 | Combustion Turbine | Oklahoma | 57 | Dropped - Planned Unit whose status does not meet NEEDS criteria
Mustang | 2953 | GT6 | Combustion Turbine | Oklahoma | 57 | Dropped - Planned Unit whose status does not meet NEEDS criteria
Mustang | 2953 | GT7 | Combustion Turbine | Oklahoma | 57 | Dropped - Planned Unit whose status does not meet NEEDS criteria
Hooper Bay | 6319 | 3B | Combustion Turbine | Alaska | 0.4 | Dropped - Planned Unit whose status does not meet NEEDS criteria
Sampson County Landfill | 57492 | GEN7 | Landfill Gas | North Carolina | 1.6 | Dropped - Planned Unit whose status does not meet NEEDS criteria
Sampson County Landfill | 57492 | GEN8 | Landfill Gas | North Carolina | 1.6 | Dropped - Planned Unit whose status does not meet NEEDS criteria
Cross Winds Energy Park | 58830 | CWEP2 | Onshore Wind | Michigan | 44 | Dropped - Planned Unit whose status does not meet NEEDS criteria
Five Forks Solar | 59951 | 5FRK | Solar PV | North Carolina | 20 | Dropped - Planned Unit whose status does not meet NEEDS criteria
Lamesa Solar | 60372 | LSPV2 | Solar PV | Texas | 100 | Dropped - Planned Unit whose status does not meet NEEDS criteria
Ocotillo | 116 | GT5 | Combustion Turbine | Arizona | 104.7 | Dropped - Planned Unit whose status does not meet NEEDS criteria
Foundation NWNA | 58114 | WTG3 | Onshore Wind | California | 1.9 | Dropped - Planned Unit whose status does not meet NEEDS criteria
Freeport LP Pretreatment Facility | 59145 | 65GTG | Combustion Turbine | Texas | 77.5 | Dropped - Planned Unit whose status does not meet NEEDS criteria
Pine Valley Solar Farm, LLC | 60298 | PV1 | Solar PV | North Carolina | 5 | Dropped - Planned Unit whose status does not meet NEEDS criteria
BHE Pueblo 2 Community Solar Array | 60801 | PUEB2 | Solar PV | Colorado | 1.5 | Dropped - Planned Unit whose status does not meet NEEDS criteria
Ocotillo | 116 | GT6 | Combustion Turbine | Arizona | 104.7 | Dropped - Planned Unit whose status does not meet NEEDS criteria
Braddock Lock and Dam | 59091 | GEN1 | Hydro | Pennsylvania | 5.3 | Dropped - Planned Unit whose status does not meet NEEDS criteria
Wright Solar Park | 59525 | FRWSP | Solar PV | California | 200 | Dropped - Planned Unit whose status does not meet NEEDS criteria
Wallace Solar 2 | 60090 | 2MWPV | Solar PV | North Carolina | 1.9 | Dropped - Planned Unit whose status does not meet NEEDS criteria
Organ Church Solar | 60284 | PV1 | Solar PV | North Carolina | 4.9 | Dropped - Planned Unit whose status does not meet NEEDS criteria
Climax Solar | 60286 | PV1 | Solar PV | North Carolina | 4.9 | Dropped - Planned Unit whose status does not meet NEEDS criteria
Jester Solar | 60290 | PV1 | Solar PV | North Carolina | 4.9 | Dropped - Planned Unit whose status does not meet NEEDS criteria
Trinity Solar | 60291 | PV1 | Solar PV | North Carolina | 4.9 | Dropped - Planned Unit whose status does not meet NEEDS criteria
Crawford Solar | 60294 | PV1 | Solar PV | North Carolina | 4.9 | Dropped - Planned Unit whose status does not meet NEEDS criteria
Midway Solar Farm III | 60315 | MSF3 | Solar PV | California | 20 | Dropped - Planned Unit whose status does not meet NEEDS criteria
Schofield Generating Station | 60328 | S1 | Biomass | Hawaii | 8.4 | Dropped - in Alaska or in Hawaii
Schofield Generating Station | 60328 | S2 | Biomass | Hawaii | 8.4 | Dropped - in Alaska or in Hawaii
Schofield Generating Station | 60328 | S3 | Biomass | Hawaii | 8.4 | Dropped - in Alaska or in Hawaii
Schofield Generating Station | 60328 | S4 | Biomass | Hawaii | 8.4 | Dropped - in Alaska or in Hawaii
Schofield Generating Station | 60328 | S5 | Biomass | Hawaii | 8.4 | Dropped - in Alaska or in Hawaii
Schofield Generating Station | 60328 | S6 | Biomass | Hawaii | 8.4 | Dropped - in Alaska or in Hawaii
St. Mary Clean Energy Center | 60610 | 1 | Non-Fossil Waste | Louisiana | 47.9 | Dropped - Planned Unit whose status does not meet NEEDS criteria
Jefferson-Lewis BOCES Solar | 60819 | PV1 | Solar PV | New York | 2 | Dropped - Planned Unit whose status does not meet NEEDS criteria
Thigpen Farms Solar, LLC | 60850 | PV1 | Solar PV | North Carolina | 5 | Dropped - Planned Unit whose status does not meet NEEDS criteria
Barefoot Bay Solar Energy Center | 61051 | 1 | Solar PV | Florida | 74.5 | Dropped - Planned Unit whose status does not meet NEEDS criteria
Milligan III Wind Farm | 61159 | M3001 | Onshore Wind | Nebraska | 73.4 | Dropped - Planned Unit whose status does not meet NEEDS criteria
Ocotillo | 116 | GT7 | Combustion Turbine | Arizona | 104.7 | Dropped - Planned Unit whose status does not meet NEEDS criteria
Alexis Solar | 60139 | PV1 | Solar PV | North Carolina | 5 | Dropped - Planned Unit whose status does not meet NEEDS criteria
Brooke Solar | 60140 | PV1 | Solar PV | North Carolina | 4.5 | Dropped - Planned Unit whose status does not meet NEEDS criteria
Izia Solar | 60141 | PV1 | Solar PV | North Carolina | 5 | Dropped - Planned Unit whose status does not meet NEEDS criteria
Signature Solar | 60155 | PV1 | Solar PV | North Carolina | 5 | Dropped - Planned Unit whose status does not meet NEEDS criteria
Shelter Solar | 60156 | PV1 | Solar PV | North Carolina | 5 | Dropped - Planned Unit whose status does not meet NEEDS criteria
Heedeh Solar | 60157 | PV1 | Solar PV | North Carolina | 4.5 | Dropped - Planned Unit whose status does not meet NEEDS criteria
June Solar | 60158 | PV1 | Solar PV | North Carolina | 4 | Dropped - Planned Unit whose status does not meet NEEDS criteria
Roman Solar | 60159 | PV1 | Solar PV | North Carolina | 5 | Dropped - Planned Unit whose status does not meet NEEDS criteria
Tate Solar | 60160 | PV1 | Solar PV | North Carolina | 5 | Dropped - Planned Unit whose status does not meet NEEDS criteria
Eagle Solar | 60161 | PV1 | Solar PV | North Carolina | 4 | Dropped - Planned Unit whose status does not meet NEEDS criteria
Wilfork Solar | 60162 | PV1 | Solar PV | North Carolina | 5 | Dropped - Planned Unit whose status does not meet NEEDS criteria
Hawk Solar | 60163 | PV1 | Solar PV | North Carolina | 5 | Dropped - Planned Unit whose status does not meet NEEDS criteria
Jordan Solar | 60164 | PV1 | Solar PV | North Carolina | 5 | Dropped - Planned Unit whose status does not meet NEEDS criteria
Robin Solar | 60165 | PV1 | Solar PV | North Carolina | 5 | Dropped - Planned Unit whose status does not meet NEEDS criteria
Higgins Solar | 60166 | PV1 | Solar PV | North Carolina | 5 | Dropped - Planned Unit whose status does not meet NEEDS criteria
Carter Solar | 60167 | PV1 | Solar PV | North Carolina | 5 | Dropped - Planned Unit whose status does not meet NEEDS criteria
Sadie Solar | 60168 | PV1 | Solar PV | North Carolina | 5 | Dropped - Planned Unit whose status does not meet NEEDS criteria
Icarus Solar | 60169 | PV1 | Solar PV | North Carolina | 3 | Dropped - Planned Unit whose status does not meet NEEDS criteria
Iga Solar | 60170 | PV1 | Solar PV | North Carolina | 5 | Dropped - Planned Unit whose status does not meet NEEDS criteria
Clayton Solar | 60171 | PV1 | Solar PV | North Carolina | 5 | Dropped - Planned Unit whose status does not meet NEEDS criteria
Christina Solar | 60172 | PV1 | Solar PV | North Carolina | 3 | Dropped - Planned Unit whose status does not meet NEEDS criteria
Longleaf Solar | 60173 | PV1 | Solar PV | North Carolina | 5 | Dropped - Planned Unit whose status does not meet NEEDS criteria
Cardinal Solar | 60174 | PV1 | Solar PV | North Carolina | 5 | Dropped - Planned Unit whose status does not meet NEEDS criteria
Bonnie Solar | 60175 | PV1 | Solar PV | North Carolina | 5 | Dropped - Planned Unit whose status does not meet NEEDS criteria
Anna Solar | 60176 | PV1 | Solar PV | North Carolina | 5 | Dropped - Planned Unit whose status does not meet NEEDS criteria
Blue Bird Solar | 60177 | PV1 | Solar PV | North Carolina | 4 | Dropped - Planned Unit whose status does not meet NEEDS criteria
Cash Solar | 60178 | PV1 | Solar PV | North Carolina | 5 | Dropped - Planned Unit whose status does not meet NEEDS criteria
Kathleen Solar | 60180 | PV1 | Solar PV | North Carolina | 5 | Dropped - Planned Unit whose status does not meet NEEDS criteria
Grove Solar | 60181 | PV1 | Solar PV | North Carolina | 5 | Dropped - Planned Unit whose status does not meet NEEDS criteria
San Jacinto Solar | 60972 | SJAC | Solar PV | California | 1.5 | Dropped - Planned Unit whose status does not meet NEEDS criteria
Lake Perris Solar | 60973 | LKPR | Solar PV | California | 1.5 | Dropped - Planned Unit whose status does not meet NEEDS criteria
Everett PV1 | 60997 | EVRT1 | Solar PV | North Carolina | 10 | Dropped - Planned Unit whose status does not meet NEEDS criteria
Underwood PV2 | 60998 | UNWD2 | Solar PV | North Carolina | 16 | Dropped - Planned Unit whose status does not meet NEEDS criteria
Westside Energy Station | 60564 | WES1 | Combustion Turbine | Minnesota | 9.3 | Dropped - Planned Unit whose status does not meet NEEDS criteria
Westside Energy Station | 60564 | WES2 | Combustion Turbine | Minnesota | 9.3 | Dropped - Planned Unit whose status does not meet NEEDS criteria
Westside Energy Station | 60564 | WES3 | Combustion Turbine | Minnesota | 9.3 | Dropped - Planned Unit whose status does not meet NEEDS criteria
Westside Energy Station | 60564 | WES4 | Combustion Turbine | Minnesota | 9.3 | Dropped - Planned Unit whose status does not meet NEEDS criteria
Westside Energy Station | 60564 | WES5 | Combustion Turbine | Minnesota | 9.3 | Dropped - Planned Unit whose status does not meet NEEDS criteria
Mankato Energy Center | 56104 | CTG1 | Combined Cycle | Minnesota | 200 | Dropped - Planned Unit whose status does not meet NEEDS criteria
Rugged Solar LLC | 57960 | 1 | Solar PV | California | 80 | Dropped - Planned Unit whose status does not meet NEEDS criteria
La Paz Solar Tower | 58652 | 1 | Solar Thermal | Arizona | 200 | Dropped - Planned Unit whose status does not meet NEEDS criteria
Walnut Ridge Wind Farm | 58694 | 1 | Onshore Wind | Illinois | 212 | Dropped - Planned Unit whose status does not meet NEEDS criteria
Oxbow Creek | 58714 | 1 | Combustion Turbine | Pennsylvania | 6.8 | Dropped - Planned Unit whose status does not meet NEEDS criteria
Oxbow Creek | 58714 | 2 | Combustion Turbine | Pennsylvania | 6.8 | Dropped - Planned Unit whose status does not meet NEEDS criteria
Oxbow Creek | 58714 | 3 | Combustion Turbine | Pennsylvania | 6.8 | Dropped - Planned Unit whose status does not meet NEEDS criteria
Hop Bottom | 58800 | 1 | Combustion Turbine | Pennsylvania | 6.8 | Dropped - Planned Unit whose status does not meet NEEDS criteria
Hop Bottom | 58800 | 2 | Combustion Turbine | Pennsylvania | 6.8 | Dropped - Planned Unit whose status does not meet NEEDS criteria
Hop Bottom | 58800 | 3 | Combustion Turbine | Pennsylvania | 6.8 | Dropped - Planned Unit whose status does not meet NEEDS criteria
Bayles | 58816 | 1 | Combustion Turbine | Pennsylvania | 6.8 | Dropped - Planned Unit whose status does not meet NEEDS criteria
Bayles | 58816 | 2 | Combustion Turbine | Pennsylvania | 6.8 | Dropped - Planned Unit whose status does not meet NEEDS criteria
Bayles | 58816 | 3 | Combustion Turbine | Pennsylvania | 6.8 | Dropped - Planned Unit whose status does not meet NEEDS criteria
Florey Knobb | 58821 | 1 | Combustion Turbine | Pennsylvania | 6.8 | Dropped - Planned Unit whose status does not meet NEEDS criteria
Florey Knobb | 58821 | 2 | Combustion Turbine | Pennsylvania | 6.8 | Dropped - Planned Unit whose status does not meet NEEDS criteria
Florey Knobb | 58821 | 3 | Combustion Turbine | Pennsylvania | 6.8 | Dropped - Planned Unit whose status does not meet NEEDS criteria
Marseilles Lock and Dam Hydro | 58903 | UNIT1 | Hydro | Illinois | 2.6 | Dropped - Planned Unit whose status does not meet NEEDS criteria
Marseilles Lock and Dam Hydro | 58903 | UNIT2 | Hydro | Illinois | 2.6 | Dropped - Planned Unit whose status does not meet NEEDS criteria
Marseilles Lock and Dam Hydro | 58903 | UNIT3 | Hydro | Illinois | 2.6 | Dropped - Planned Unit whose status does not meet NEEDS criteria
Marseilles Lock and Dam Hydro | 58903 | UNIT4 | Hydro | Illinois | 2.6 | Dropped - Planned Unit whose status does not meet NEEDS criteria
Amity Energy LLC | 59418 | 1 | Combustion Turbine | Pennsylvania | 6.8 | Dropped - Planned Unit whose status does not meet NEEDS criteria
Amity Energy LLC | 59418 | 2 | Combustion Turbine | Pennsylvania | 6.8 | Dropped - Planned Unit whose status does not meet NEEDS criteria
Amity Energy LLC | 59418 | 3 | Combustion Turbine | Pennsylvania | 6.8 | Dropped - Planned Unit whose status does not meet NEEDS criteria
Clear Springs Energy Center | 59615 | CTG-1 | Combustion Turbine | Texas | 178 | Dropped - Planned Unit whose status does not meet NEEDS criteria
Clear Springs Energy Center | 59615 | CTG-2 | Combustion Turbine | Texas | 177 | Dropped - Planned Unit whose status does not meet NEEDS criteria
Clear Springs Energy Center | 59615 | CTG-3 | Combustion Turbine | Texas | 177 | Dropped - Planned Unit whose status does not meet NEEDS criteria
Union Valley Energy Center | 59616 | CTG-1 | Combustion Turbine | Texas | 178 | Dropped - Planned Unit whose status does not meet NEEDS criteria
Union Valley Energy Center | 59616 | CTG-2 | Combustion Turbine | Texas | 178 | Dropped - Planned Unit whose status does not meet NEEDS criteria
Union Valley Energy Center | 59616 | CTG-3 | Combustion Turbine | Texas | 178 | Dropped - Planned Unit whose status does not meet NEEDS criteria
Van Alstyne Energy Center | 59617 | CTG-1 | Combustion Turbine | Texas | 177 | Dropped - Planned Unit whose status does not meet NEEDS criteria
Van Alstyne Energy Center | 59617 | CTG-2 | Combustion Turbine | Texas | 177 | Dropped - Planned Unit whose status does not meet NEEDS criteria
Van Alstyne Energy Center | 59617 | CTG-3 | Combustion Turbine | Texas | 177 | Dropped - Planned Unit whose status does not meet NEEDS criteria
Perennial Wind Chaser Station | 59721 | GT1 | Combustion Turbine | Oregon | 98.7 | Dropped - Planned Unit whose status does not meet NEEDS criteria
Perennial Wind Chaser Station | 59721 | GT2 | Combustion Turbine | Oregon | 98.7 | Dropped - Planned Unit whose status does not meet NEEDS criteria
Perennial Wind Chaser Station | 59721 | GT3 | Combustion Turbine | Oregon | 98.7 | Dropped - Planned Unit whose status does not meet NEEDS criteria
Perennial Wind Chaser Station | 59721 | GT4 | Combustion Turbine | Oregon | 98.7 | Dropped - Planned Unit whose status does not meet NEEDS criteria
Exelon West Medway II LLC | 59882 | 4 | Combustion Turbine | Massachusetts | 97.4 | Dropped - Planned Unit whose status does not meet NEEDS criteria
Exelon West Medway II LLC | 59882 | 5 | Combustion Turbine | Massachusetts | 97.4 | Dropped - Planned Unit whose status does not meet NEEDS criteria
Sonoran Energy Project | 59925 | GEN1 | Combined Cycle | California | 510.7 | Dropped - Planned Unit whose status does not meet NEEDS criteria
Round Hill PV1 | 59998 | RNDHL | Solar PV | North Carolina | 5 | Dropped - Planned Unit whose status does not meet NEEDS criteria
Halyard Wharton Energy Center | 60221 | TBN1 | Combustion Turbine | Texas | 210 | Dropped - Planned Unit whose status does not meet NEEDS criteria
Halyard Wharton Energy Center | 60221 | TBN2 | Combustion Turbine | Texas | 210 | Dropped - Planned Unit whose status does not meet NEEDS criteria
Halyard Henderson Energy Center | 60268 | TBN1 | Combustion Turbine | Texas | 210 | Dropped - Planned Unit whose status does not meet NEEDS criteria
Halyard Henderson Energy Center | 60268 | TBN2 | Combustion Turbine | Texas | 210 | Dropped - Planned Unit whose status does not meet NEEDS criteria
Hilly Branch | 60358 | 28941 | Solar PV | North Carolina | 2 | Dropped - Planned Unit whose status does not meet NEEDS criteria
Gastonia Solar Center | 60359 | 60916 | Solar PV | North Carolina | 4.3 | Dropped - Planned Unit whose status does not meet NEEDS criteria
Pike Road Solar | 60360 | 51116 | Solar PV | North Carolina | 5 | Dropped - Planned Unit whose status does not meet NEEDS criteria
Clean Energy Future-Lordstown, LLC | 60376 | CTG1 | Combined Cycle | Ohio | 263 | Dropped - Planned Unit whose status does not meet NEEDS criteria
Clean Energy Future-Lordstown, LLC | 60376 | CTG2 | Combined Cycle | Ohio | 263 | Dropped - Planned Unit whose status does not meet NEEDS criteria
Clean Energy Future-Lordstown, LLC | 60376 | STG1 | Combined Cycle | Ohio | 324 | Dropped - Planned Unit whose status does not meet NEEDS criteria
Invenergy Nelson Expansion LLC | 60387 | GEN3 | Combustion Turbine | Illinois | 157 | Dropped - Planned Unit whose status does not meet NEEDS criteria
Invenergy Nelson Expansion LLC | 60387 | GEN4 | Combustion Turbine | Illinois | 157 | Dropped - Planned Unit whose status does not meet NEEDS criteria
Warbler Holdings | 60393 | PV1 | Solar PV | North Carolina | 4 | Dropped - Planned Unit whose status does not meet NEEDS criteria
GRP Franklin Renewable Energy Facility | 60550 | GEN | Biomass | Georgia | 93.5 | Dropped - Planned Unit whose status does not meet NEEDS criteria
Wildomar Solar | 60872 | WILD1 | Solar PV | California | 1.2 | Dropped - Planned Unit whose status does not meet NEEDS criteria
Loma Rica Hydroelectric Powerhouse | 60988 | HY1 | Hydro | California | 1.4 | Dropped - Planned Unit whose status does not meet NEEDS criteria
Lancaster SCE ReMAT | 61081 | PV1 | Solar PV | California | 3 | Dropped - Planned Unit whose status does not meet NEEDS criteria
Wolf Run Energy | 61263 | GEN4 | Combustion Turbine | Pennsylvania | 4.4 | Dropped - Planned Unit whose status does not meet NEEDS criteria
Wolf Run Energy | 61263 | GEN5 | Combustion Turbine | Pennsylvania | 4.4 | Dropped - Planned Unit whose status does not meet NEEDS criteria
Gray Hawk Solar | 61272 | GHS | Solar PV | Arizona | 55 | Dropped - Planned Unit whose status does not meet NEEDS criteria
Niles Valley Energy LLC | 61286 | GEN1 | Combustion Turbine | Pennsylvania | 4.2 | Dropped - Planned Unit whose status does not meet NEEDS criteria
Niles Valley Energy LLC | 61286 | GEN2 | Combustion Turbine | Pennsylvania | 4.2 | Dropped - Planned Unit whose status does not meet NEEDS criteria
Niles Valley Energy LLC | 61286 | GEN3 | Combustion Turbine | Pennsylvania | 4.2 | Dropped - Planned Unit whose status does not meet NEEDS criteria
Niles Valley Energy LLC | 61286 | GEN4 | Combustion Turbine | Pennsylvania | 4.2 | Dropped - Planned Unit whose status does not meet NEEDS criteria
Niles Valley Energy LLC | 61286 | GEN5 | Combustion Turbine | Pennsylvania | 4.2 | Dropped - Planned Unit whose status does not meet NEEDS criteria
Gowanus Gas Turbines Generating | 2494 | SS | Combustion Turbine | New York | 90 | Dropped - Planned Unit whose status does not meet NEEDS criteria
Fiber Winds | 59244 | FIBE1 | Onshore Wind | Texas | 80 | Dropped - Planned Unit whose status does not meet NEEDS criteria
CA Flats Solar 150, LLC | 60034 | GEN01 | Solar PV | California | 150 | Dropped - Planned Unit whose status does not meet NEEDS criteria
Castle Gap Solar | 60123 | CGAP | Solar PV | Texas | 117.3 | Dropped - Planned Unit whose status does not meet NEEDS criteria
Tamworth Holdings | 60394 | PV1 | Solar PV | North Carolina | 5 | Dropped - Planned Unit whose status does not meet NEEDS criteria
Millington Solar Farm | 60560 | MILL | Solar PV | Tennessee | 53 | Dropped - Planned Unit whose status does not meet NEEDS criteria
Cactus Flats Wind Energy Project | 61001 | WT1 | Onshore Wind | Texas | 150 | Dropped - Planned Unit whose status does not meet NEEDS criteria
Snow Mountain Solar, LLC | 59935 | GEN01 | Solar PV | Nevada | 100 | Dropped - Planned Unit whose status does not meet NEEDS criteria
Waterman Turnout Hydroelectric | 60466 | WTHF | Hydro | California | 1 | Dropped - Planned Unit whose status does not meet NEEDS criteria
Clark Canyon Hydro-Electric Facility | 60483 | FRNS1 | Hydro | Montana | 2.4 | Dropped - Planned Unit whose status does not meet NEEDS criteria
Clark Canyon Hydro-Electric Facility | 60483 | FRNS2 | Hydro | Montana | 2.4 | Dropped - Planned Unit whose status does not meet NEEDS criteria
Sub 12 | 61080 | IC1 | Combustion Turbine | Florida | 9.3 | Dropped - Planned Unit whose status does not meet NEEDS criteria
Sub 12 | 61080 | IC2 | Combustion Turbine | Florida | 9.3 | Dropped - Planned Unit whose status does not meet NEEDS criteria
New Frontier Wind | 59903 | GEN | Onshore Wind | North Dakota | 99 | Dropped - Planned Unit whose status does not meet NEEDS criteria
Lillington Solar | 59921 | 5MWPV | Solar PV | North Carolina | 5 | Dropped - Planned Unit whose status does not meet NEEDS criteria
Bay Branch Solar | 60601 | BBSOL | Solar PV | North Carolina | 5 | Dropped - Planned Unit whose status does not meet NEEDS criteria
Osceola Solar, LLC | 60828 | PV1 | Solar PV | North Carolina | 5 | Dropped - Planned Unit whose status does not meet NEEDS criteria
Eastway Solar, LLC | 60829 | PV1 | Solar PV | North Carolina | 4.9 | Dropped - Planned Unit whose status does not meet NEEDS criteria
Antelope Expansion 2 | 61264 | ANTX2 | Solar PV | California | 105 | Dropped - Planned Unit whose status does not meet NEEDS criteria
Sun Farm V, LLC | 61287 | SF5PV | Solar PV | North Carolina | 4.8 | Dropped - Planned Unit whose status does not meet NEEDS criteria
White Rock/Slab Creek | 435 | H3 | Hydro | California | 2.7 | Dropped - Planned Unit whose status does not meet NEEDS criteria
Carlsbad Energy Center | 59002 | CEC 6 | Combustion Turbine | California | 105.3 | Dropped - Planned Unit whose status does not meet NEEDS criteria
Carlsbad Energy Center | 59002 | CEC 7 | Combustion Turbine | California | 105.3 | Dropped - Planned Unit whose status does not meet NEEDS criteria
Carlsbad Energy Center | 59002 | CEC 8 | Combustion Turbine | California | 105.3 | Dropped - Planned Unit whose status does not meet NEEDS criteria
Rush Creek Wind | 60619 | GEN1 | Onshore Wind | Colorado | 576 | Dropped - Planned Unit whose status does not meet NEEDS criteria
Neenach Solar Center | 60826 | ECA03 | Solar PV | California | 1.5 | Dropped - Planned Unit whose status does not meet NEEDS criteria
Copenhagen Wind Farm | 58979 | CPHGN | Onshore Wind | New York | 79.9 | Dropped - Planned Unit whose status does not meet NEEDS criteria
Carlsbad Energy Center | 59002 | CEC 9 | Combustion Turbine | California | 105.3 | Dropped - Planned Unit whose status does not meet NEEDS criteria
Carlsbad Energy Center | 59002 | CEC10 | Combustion Turbine | California | 105.3 | Dropped - Planned Unit whose status does not meet NEEDS criteria
North Slope, LLC | 60420 | NSPV | Onshore Wind | New York | 200 | Dropped - Planned Unit whose status does not meet NEEDS criteria
Timothy Lake Powerhouse | 60868 | 1 | Hydro | Oregon | 1.2 | Dropped - Planned Unit whose status does not meet NEEDS criteria
Chestnut Solar | 61011 | PV1 | Solar PV | North Carolina | 74.9 | Dropped - Planned Unit whose status does not meet NEEDS criteria
AES LAWAI SOLAR | 61068 | LAWA1 | Solar PV | Hawaii | 20 | Dropped - Planned Unit whose status does not meet NEEDS criteria
AES LAWAI SOLAR | 61068 | LAWA2 | Energy Storage | Hawaii | 20 | Dropped - Planned Unit whose status does not meet NEEDS criteria
Chocolate Bayou Works | 10154 | GEN2 | Combustion Turbine | Texas | 50 | Dropped - Onsite Unit
Chocolate Bayou Works | 10154 | GEN3 | Combustion Turbine | Texas | 50 | Dropped - Onsite Unit
Dixie Valley Power Partnership | 10681 | GEN1 | Geothermal | Nevada | 25 | Dropped - Planned Unit whose status does not meet NEEDS criteria
University of Alaska Fairbanks | 50711 | GEN5 | Coal Steam | Alaska | 17 | Dropped - Onsite Unit
Ponca City Refinery | 52188 | G1A | Fossil Waste | Oklahoma | 3 | Dropped - Planned Unit whose status does not meet NEEDS criteria
Panoche Valley Solar Farm | 57340 | 1 | Solar PV | California | 240 | Dropped - Planned Unit whose status does not meet NEEDS criteria
Cheyenne Prairie Generating Station | 57703 | 02B | Combustion Turbine | Wyoming | 40 | Dropped - Planned Unit whose status does not meet NEEDS criteria
Cheyenne Prairie Generating Station | 57703 | 03A | Combustion Turbine | Wyoming | 40 | Dropped - Planned Unit whose status does not meet NEEDS criteria
Jawbone Wind Project | 58175 | JWPI | Onshore Wind | Montana | 131.1 | Dropped - Planned Unit whose status does not meet NEEDS criteria
Red Rock Hydro Plant | 58434 | 1 | Hydro | Iowa | 27.5 | Dropped - Planned Unit whose status does not meet NEEDS criteria
Red Rock Hydro Plant | 58434 | 2 | Hydro | Iowa | 27.5 | Dropped - Planned Unit whose status does not meet NEEDS criteria
RC Thomas Hydroelectric Project | 58645 | RCT1 | Hydro | Texas | 8.7 | Dropped - Planned Unit whose status does not meet NEEDS criteria
RC Thomas Hydroelectric Project | 58645 | RCT2 | Hydro | Texas | 8.7 | Dropped - Planned Unit whose status does not meet NEEDS criteria
RC Thomas Hydroelectric Project | 58645 | RCT3 | Hydro | Texas | 8.7 | Dropped - Planned Unit whose status does not meet NEEDS criteria
Scioto Ridge Wind Farm | 58780 | 1 | Onshore Wind | Ohio | 189.2 | Dropped - Planned Unit whose status does not meet NEEDS criteria
Flannagan Hydroelectric Project | 58827 | LEFT | Hydro | Virginia | 0.9 | Dropped - Planned Unit whose status does not meet NEEDS criteria
Flannagan Hydroelectric Project | 58827 | RGHT | Hydro | Virginia | 0.9 | Dropped - Planned Unit whose status does not meet NEEDS criteria
Summit Ridge I Wind Farm | 58894 | SRWF | Onshore Wind | Oregon | 192 | Dropped - Planned Unit whose status does not meet NEEDS criteria
Sugar Creek Wind One LLC | 58924 | SUG1 | Onshore Wind | Illinois | 175 | Dropped - Planned Unit whose status does not meet NEEDS criteria
Lincoln Land Wind | 58925 | SAN1 | Onshore Wind | Illinois | 30 | Dropped - Planned Unit whose status does not meet NEEDS criteria
Icebreaker Offshore Wind Farm | 58941 | WTG1 | Offshore Wind | Ohio | 3 | Dropped - Planned Unit whose status does not meet NEEDS criteria
Icebreaker Offshore Wind Farm | 58941 | WTG2 | Offshore Wind | Ohio | 3 | Dropped - Planned Unit whose status does not meet NEEDS criteria
Icebreaker Offshore Wind Farm | 58941 | WTG3 | Offshore Wind | Ohio | 3 | Dropped - Planned Unit whose status does not meet NEEDS criteria
Icebreaker Offshore Wind Farm | 58941 | WTG4 | Offshore Wind | Ohio | 3 | Dropped - Planned Unit whose status does not meet NEEDS criteria
Icebreaker Offshore Wind Farm | 58941 | WTG5 | Offshore Wind | Ohio | 3 | Dropped - Planned Unit whose status does not meet NEEDS criteria
Icebreaker Offshore Wind Farm | 58941 | WTG6 | Offshore Wind | Ohio | 3 | Dropped - Planned Unit whose status does not meet NEEDS criteria
Southbridge Landfill Gas-to-Energy | 59011 | CAT2 | Landfill Gas | Massachusetts | 1.5 | Dropped - Planned Unit whose status does not meet NEEDS criteria
Hiilangaay Hydro | 59037 | GEN 1 | Hydro | Alaska | 5 | Dropped - in Alaska or in Hawaii
Vici Wind Farm | 59062 | VICI | Onshore Wind | Oklahoma | 104.4 | Dropped - Planned Unit whose status does not meet NEEDS criteria
Stella Wind Farm | 59063 | WT1 | Onshore Wind | Texas | 200 | Dropped - Planned Unit whose status does not meet NEEDS criteria
Grandview Wind Farm III LLC | 59067 | GVIII | Onshore Wind | Texas | 188 | Dropped - Planned Unit whose status does not meet NEEDS criteria
Hale Community Wind Farm | 59247 | HALE2 | Onshore Wind | Texas | 240 | Dropped - Planned Unit whose status does not meet NEEDS criteria
Aragonne Solar LLC | 59252 | PV1 | Solar PV | New Mexico | 38.4 | Dropped - Planned Unit whose status does not meet NEEDS criteria
Mud Springs Wind Project, LLC | 59756 | 1 | Onshore Wind | Montana | 80 | Dropped - Planned Unit whose status does not meet NEEDS criteria
Pryor Caves Wind Project, LLC | 59757 | 1 | Onshore Wind | Montana | 80 | Dropped - Planned Unit whose status does not meet NEEDS criteria
Horse Thief Wind Project, LLC | 59758 | 1 | Onshore Wind | Montana | 80 | Dropped - Planned Unit whose status does not meet NEEDS criteria
Croda Atlas Point CHP | 59783 | 91199 | Landfill Gas | Delaware | 2 | Dropped - Planned Unit whose status does not meet NEEDS criteria
Horseshoe Bend | 59806 | SOLAR | Solar PV | Texas | 140 | Dropped - Planned Unit whose status does not meet NEEDS criteria
Aiya Solar Project | 59869 | GEN01 | Solar PV | Nevada | 100 | Dropped - Planned Unit whose status does not meet NEEDS criteria
KDC Solar PR1, LLC | 59910 | SF | Solar PV | New Jersey | 22 | Dropped - Planned Unit whose status does not meet NEEDS criteria
Greensville County Power Station | 59913 | CT01 | Combined Cycle | Virginia | 324.4 | Dropped - Planned Unit whose status does not meet NEEDS criteria
Greensville County Power Station | 59913 | CT02 | Combined Cycle | Virginia | 324.4 | Dropped - Planned Unit whose status does not meet NEEDS criteria
Greensville County Power Station | 59913 | CT03 | Combined Cycle | Virginia | 324.4 | Dropped - Planned Unit whose status does not meet NEEDS criteria
Greensville County Power Station | 59913 | ST01 | Combined Cycle | Virginia | 611.8 | Dropped - Planned Unit whose status does not meet NEEDS criteria
Antrim Wind | 59953 | AWND1 | Onshore Wind | New Hampshire | 28.4 | Dropped - Planned Unit whose status does not meet NEEDS criteria
Bloomsbury Solar, LLC | 59970 | BLOOM | Solar PV | North Carolina | 5 | Dropped - Planned Unit whose status does not meet NEEDS criteria
Boykin PV1 | 59996 | BOYK1 | Solar PV | North Carolina | 17 | Dropped - Planned Unit whose status does not meet NEEDS criteria
High Shoals PV1 | 59997 | HISHO | Solar PV | North Carolina | 16 | Dropped - Planned Unit whose status does not meet NEEDS criteria
E Nash PV1 | 60002 | NASH1 | Solar PV | North Carolina | 20 | Dropped - Planned Unit whose status does not meet NEEDS criteria
Willoughby PV1 | 60003 | WILL1 | Solar PV | North Carolina | 20 | Dropped - Planned Unit whose status does not meet NEEDS criteria
Cuyama Solar, LLC | 60043 | GEN01 | Solar PV | California | 40 | Dropped - Planned Unit whose status does not meet NEEDS criteria
Mason Dixon Wind Farm | 60212 | 1 | Onshore Wind | Pennsylvania | 76 | Dropped - Planned Unit whose status does not meet NEEDS criteria
Canyon Wind Project, LLC | 60271 | WT1 | Onshore Wind | Texas | 300 | Dropped - Planned Unit whose status does not meet NEEDS criteria
Cone Renewable Energy Project, LLC | 60272 | WT1 | Onshore Wind | Texas | 300 | Dropped - Planned Unit whose status does not meet NEEDS criteria
Willard Solar | 60287 | PV1 | Solar PV | North Carolina | 4.9 | Dropped - Planned Unit whose status does not meet NEEDS criteria
Portal Ridge Solar A, LLC | 60309 | GEN01 | Solar PV | California | 18.5 | Dropped - Planned Unit whose status does not meet NEEDS criteria
Willow Spring Solar, LLC | 60324 | GEN01 | Solar PV | California | 100 | Dropped - Planned Unit whose status does not meet NEEDS criteria
Willow Spring Solar 3, LLC | 60325 | GEN01 | Solar PV | California | 50 | Dropped - Planned Unit whose status does not meet NEEDS criteria
SunCoke Energy South Shore Facility | 60373 | SSST6 | Coal Steam | Kentucky | 60 | Dropped - Planned Unit whose status does not meet NEEDS criteria
Concord Blue Eagar, LLC | 60374 | CB001 | Non-Fossil Waste | Arizona | 0.6 | Dropped - Planned Unit whose status does not meet NEEDS criteria
Concord Blue Eagar, LLC | 60374 | CB002 | Non-Fossil Waste | Arizona | 0.6 | Dropped - Planned Unit whose status does not meet NEEDS criteria
Tides Lane Farm | 60429 | PV1 | Solar PV | North Carolina | 5 | Dropped - Planned Unit whose status does not meet NEEDS criteria
Cabaniss Solar | 60430 | PV1 | Solar PV | North Carolina | 4.2 | Dropped - Planned Unit whose status does not meet NEEDS criteria
Sellers Farm Solar | 60439 | PV1 | Solar PV | North Carolina | 5 | Dropped - Planned Unit whose status does not meet NEEDS criteria
McGrigor Farm Solar | 60440 | PV1 | Solar PV | North Carolina | 5 | Dropped - Planned Unit whose status does not meet NEEDS criteria
Green River Wind Farm | 60471 | GRNRV | Onshore Wind | Illinois | 212 | Dropped - Planned Unit whose status does not meet NEEDS criteria
Big Level Wind | 60551 | BLW01 | Onshore Wind | Pennsylvania | 90 | Dropped - Planned Unit whose status does not meet NEEDS criteria
Sweetheart Lake Hydroelectric Facility | 60588 | JHI01 | Hydro | Alaska | 6.6 | Dropped - Planned Unit whose status does not meet NEEDS criteria
Sweetheart Lake Hydroelectric Facility | 60588 | JHI02 | Hydro | Alaska | 6.6 | Dropped - Planned Unit whose status does not meet NEEDS criteria
Sweetheart Lake Hydroelectric Facility | 60588 | JHI03 | Hydro | Alaska | 6.6 | Dropped - Planned Unit whose status does not meet NEEDS criteria
Brantley Solar | 60623 | PV1 | Solar PV | North Carolina | 50.2 | Dropped - Planned Unit whose status does not meet NEEDS criteria
Fox Creek Solar | 60624 | PV1 | Solar PV | North Carolina | 50.2 | Dropped - Planned Unit whose status does not meet NEEDS criteria
Bluebell Solar | 60789 | UNIT1 | Solar PV | Texas | 30 | Dropped - Planned Unit whose status does not meet NEEDS criteria
Homestead Wind LLC | 60871 | HOMES | Onshore Wind | Illinois | 35 | Dropped - Planned Unit whose status does not meet NEEDS criteria
Carter Solar One, LLC | 60896 | CRTON | Solar PV | Idaho | 20 | Dropped - Planned Unit whose status does not meet NEEDS criteria
Jackpot Solar North, LLC | 60897 | JPTNO | Solar PV | Idaho | 20 | Dropped - Planned Unit whose status does not meet NEEDS criteria
Jackpot Solar South, LLC | 60898 | JPTSO | Solar PV | Idaho | 20 | Dropped - Planned Unit whose status does not meet NEEDS criteria
Jackpot Solar East, LLC | 60899 | JPTEA | Solar PV | Idaho | 20 | Dropped - Planned Unit whose status does not meet NEEDS criteria
Jackpot Solar West, LLC | 60900 | JPTWE | Solar PV | Idaho | 20 | Dropped - Planned Unit whose status does not meet NEEDS criteria
Eisenhower Solar | 60963 | PV1 | Solar PV | North Carolina | 5 | Dropped - Planned Unit whose status does not meet NEEDS criteria
Tyler Solar | 60970 | PV1 | Solar PV | North Carolina | 5 | Dropped - Planned Unit whose status does not meet NEEDS criteria
Hollyfield | 61023 | 1 | Solar PV | Virginia | 6.8 | Dropped - Planned Unit whose status does not meet NEEDS criteria
Coyote Ridge | 61047 | WT1 | Onshore Wind | South Dakota | 98 | Dropped - Planned Unit whose status does not meet NEEDS criteria
Seward Wind Farm | 61056 | T1 | Onshore Wind | Nebraska | 1836 | Dropped - Planned Unit whose status does not meet NEEDS criteria
West Liberty Wind Farm | 61057 | T1 | Onshore Wind | Iowa | 1980 | Dropped - Planned Unit whose status does not meet NEEDS criteria
West Liberty Wind Farm | 61057 | T2 | Onshore Wind | Iowa | 1980 | Dropped - Planned Unit whose status does not meet NEEDS criteria
Washburn Wind Farm | 61071 | WASH | Onshore Wind | Iowa | 70 | Dropped - Planned Unit whose status does not meet NEEDS criteria
Pine River Wind Park | 61106 | 1 | Onshore Wind | Michigan | 161.3 | Dropped - Planned Unit whose status does not meet NEEDS criteria
West Fork Wind | 61214 | WT1 | Onshore Wind | Illinois | 150 | Dropped - Planned Unit whose status does not meet NEEDS criteria
Arvah B Hopkins | 688 | IC1 | Combustion Turbine | Florida | 18.5 | Dropped - Planned Unit whose status does not meet NEEDS criteria
Arvah B Hopkins | 688 | IC2 | Combustion Turbine | Florida | 18.5 | Dropped - Planned Unit whose status does not meet NEEDS criteria
Arvah B Hopkins | 688 | IC3 | Combustion Turbine | Florida | 18.5 | Dropped - Planned Unit whose status does not meet NEEDS criteria
Arvah B Hopkins | 688 | IC4 | Combustion Turbine | Florida | 18.5 | Dropped - Planned Unit whose status does not meet NEEDS criteria
Gila Bend Power Generation Station | 55507 | 2 | Combined Cycle | Arizona | 156 | Dropped - Planned Unit whose status does not meet NEEDS criteria
Gila Bend Power Generation Station | 55507 | 3 | Combined Cycle | Arizona | 156 | Dropped - Planned Unit whose status does not meet NEEDS criteria
Gila Bend Power Generation Station | 55507 | 4 | Combined Cycle | Arizona | 390 | Dropped - Planned Unit whose status does not meet NEEDS criteria
Black Rock I | 57477 | G3201 | Geothermal | California | 60 | Dropped - Planned Unit whose status does not meet NEEDS criteria
Sarasota County LFGTE Facility | 59686 | LESF4 | Landfill Gas | Florida | 1.6 | Dropped - Planned Unit whose status does not meet NEEDS criteria
Monument Road | 61033 | MR001 | Onshore Wind | Nebraska | 66 | Dropped - Planned Unit whose status does not meet NEEDS criteria
Fresno Dam Site Water Power Project | 61061 | 1 | Hydro | Montana | 0.5 | Dropped - Planned Unit whose status does not meet NEEDS criteria
Fresno Dam Site Water Power Project | 61061 | 2 | Hydro | Montana | 0.5 | Dropped - Planned Unit whose status does not meet NEEDS criteria
Fresno Dam Site Water Power Project | 61061 | 3 | Hydro | Montana | 0.5 | Dropped - Planned Unit whose status does not meet NEEDS criteria
Battle Mountain Solar Project | 61098 | BMSP | Solar PV | Nevada | 101 | Dropped - Planned Unit whose status does not meet NEEDS criteria
Mount Signal Solar Farm 3 | 61202 | MTSG3 | Solar PV | California | 252.3 | Dropped - Planned Unit whose status does not meet NEEDS criteria
Crosby County Wind Farm, LLC | 60273 | WT1 | Onshore Wind | Texas | 160 | Dropped - Planned Unit whose status does not meet NEEDS criteria
GRP Madison Renewable Energy Facility | 61213 | GEN | Biomass | Georgia | 65 | Dropped - Planned Unit whose status does not meet NEEDS criteria
Ocotillo | 116 | GT3 | Combustion Turbine | Arizona | 104.7 | Dropped - Planned Unit whose status does not meet NEEDS criteria
Ocotillo | 116 | GT4 | Combustion Turbine | Arizona | 104.7 | Dropped - Planned Unit whose status does not meet NEEDS criteria
La Luz Energy Center | 58284 | 0002 | Combustion Turbine | New Mexico | 40.2 | Dropped - Planned Unit whose status does not meet NEEDS criteria
Good Spring NGCC Facility | 58409 | GT1 | Combined Cycle | Pennsylvania | 232 | Dropped - Planned Unit whose status does not meet NEEDS criteria
Good Spring NGCC Facility | 58409 | ST1 | Combined Cycle | Pennsylvania | 108 | Dropped - Planned Unit whose status does not meet NEEDS criteria
Middlesex Energy Center LLC | 59909 | CT001 | Combined Cycle | New Jersey | 560 | Dropped - Planned Unit whose status does not meet NEEDS criteria
Hill County Generation Facility | 60194 | CT1 | Combustion Turbine | Texas | 205 | Dropped - Planned Unit whose status does not meet NEEDS criteria
Hill County Generation Facility | 60194 | CT2 | Combustion Turbine | Texas | 205 | Dropped - Planned Unit whose status does not meet NEEDS criteria
Hill County Generation Facility | 60194 | CT3 | Combustion Turbine | Texas | 205 | Dropped - Planned Unit whose status does not meet NEEDS criteria
Hill County Generation Facility | 60194 | CT4 | Combustion Turbine | Texas | 205 | Dropped - Planned Unit whose status does not meet NEEDS criteria
Gaines County | 60697 | GC-1 | Combustion Turbine | Texas | 186 | Dropped - Planned Unit whose status does not meet NEEDS criteria
Birdsboro Power | 61035 | GEN1 | Combined Cycle | Pennsylvania | 476 | Dropped - Planned Unit whose status does not meet NEEDS criteria
Canal | 1599 | 3 | Combustion Turbine | Massachusetts | 330 | Dropped - Planned Unit whose status does not meet NEEDS criteria
Deepwater | 2384 | CT1 | Combustion Turbine | New Jersey | 235 | Dropped - Planned Unit whose status does not meet NEEDS criteria
Deepwater | 2384 | ST1 | O/G Steam | New Jersey | 198.5 | Dropped - Planned Unit whose status does not meet NEEDS criteria
TES Filer City Station | 50835 | GEN2 | Combined Cycle | Michigan | 228 | Dropped - Planned Unit whose status does not meet NEEDS criteria
Flat Water Wind Farm LLC | 57283 | WTG2 | Onshore Wind | Nebraska | 10.5 | Dropped - Planned Unit whose status does not meet NEEDS criteria
White Camp Solar | 58888 | WCAMP | Solar PV | Texas | 100 | Dropped - Planned Unit whose status does not meet NEEDS criteria
Pecan Creek Energy Center | 59298 | PCEC1 | Combustion Turbine | Texas | 133 | Dropped - Planned Unit whose status does not meet NEEDS criteria
Pecan Creek Energy Center | 59298 | PCEC2 | Combustion Turbine | Texas | 133 | Dropped - Planned Unit whose status does not meet NEEDS criteria
Moundsville Power | 59720 | MPCA1 | Combined Cycle | West Virginia | 224.9 | Dropped - Planned Unit whose status does not meet NEEDS criteria
Moundsville Power | 59720 | MPCT1 | Combined Cycle | West Virginia | 177.3 | Dropped - Planned Unit whose status does not meet NEEDS criteria
Moundsville Power | 59720 | MPCT2 | Combined Cycle | West Virginia | 177.3 | Dropped - Planned Unit whose status does not meet NEEDS criteria
Okeechobee Clean Energy Center | 60345 | 1A | Combined Cycle | Florida | 376.6 | Dropped - Planned Unit whose status does not meet NEEDS criteria
Okeechobee Clean Energy Center | 60345 | 1B | Combined Cycle | Florida | 376.6 | Dropped - Planned Unit whose status does not meet NEEDS criteria
Okeechobee Clean Energy Center | 60345 | 1C | Combined Cycle | Florida | 376.6 | Dropped - Planned Unit whose status does not meet NEEDS criteria
Okeechobee Clean Energy Center | 60345 | 1ST | Combined Cycle | Florida | 593.3 | Dropped - Planned Unit whose status does not meet NEEDS criteria
CE&P Imperial Valley 1 | 60670 | 1 | Biomass | California | 50 | Dropped - Planned Unit whose status does not meet NEEDS criteria
Williams Solar, LLC | 60859 | PV1 | Solar PV | Texas | 20 | Dropped - Planned Unit whose status does not meet NEEDS criteria
Morada del Sol, LLC | 61049 | PV1 | Solar PV | Texas | 239.3 | Dropped - Planned Unit whose status does not meet NEEDS criteria
Antelope DSR 3 | 61265 | ADSR3 | Solar PV | California | 20 | Dropped - Planned Unit whose status does not meet NEEDS criteria
Palmer Renewable Energy | 59336 | PRE | Biomass | Massachusetts | 42 | Dropped - Planned Unit whose status does not meet NEEDS criteria
Buckeye Generation Center, LLC | 59471 | CTG01 | Combustion Turbine | Arizona | 104 | Dropped - Planned Unit whose status does not meet NEEDS criteria
Buckeye Generation Center, LLC | 59471 | CTG02 | Combustion Turbine | Arizona | 104 | Dropped - Planned Unit whose status does not meet NEEDS criteria
Buckeye Generation Center, LLC | 59471 | CTG03 | Combustion Turbine | Arizona | 104 | Dropped - Planned Unit whose status does not meet NEEDS criteria
Buckeye Generation Center, LLC | 59471 | CTG04 | Combustion Turbine | Arizona | 104 | Dropped - Planned Unit whose status does not meet NEEDS criteria
Buckeye Generation Center, LLC | 59471 | CTG05 | Combustion Turbine | Arizona | 104 | Dropped - Planned Unit whose status does not meet NEEDS criteria
Buckeye Generation Center, LLC | 59471 | CTG06 | Combustion Turbine | Arizona | 104 | Dropped - Planned Unit whose status does not meet NEEDS criteria
Black Fork Wind Energy Project | 59907 | GEN | Onshore Wind | Ohio | 200 | Dropped - Planned Unit whose status does not meet NEEDS criteria
Rockwood Energy Center LLC | 59918 | ROCKW | Combined Cycle | Texas | 1068 | Dropped - Planned Unit whose status does not meet NEEDS criteria
Broadlands Wind Farm | 61161 | GEN01 | Onshore Wind | Illinois | 300 | Dropped - Planned Unit whose status does not meet NEEDS criteria
SJ/SC WPCP | 56080 | EG4 | Non-Fossil Waste | California | 3.5 | Dropped - Onsite Unit
SJ/SC WPCP | 56080 | EG5 | Non-Fossil Waste | California | 3.5 | Dropped - Onsite Unit
SJ/SC WPCP | 56080 | EG6 | Non-Fossil Waste | California | 3.5 | Dropped - Onsite Unit
SJ/SC WPCP | 56080 | EG7 | Non-Fossil Waste | California | 3.5 | Dropped - Onsite Unit
Merricourt Wind Project | 57048 | 1 | Onshore Wind | North Dakota | 150 | Dropped - Planned Unit whose status does not meet NEEDS criteria
Springbok 3 Solar Farm | 60491 | SB3SF | Solar PV | California | 90 | Dropped - Planned Unit whose status does not meet NEEDS criteria
Martinsdale Wind Farm | 61108 | MTD | Onshore Wind | Montana | 80 | Dropped - Planned Unit whose status does not meet NEEDS criteria
Eland 1 Solar Farm | 61168 | 68SF8 | Solar PV | California | 200 | Dropped - Planned Unit whose status does not meet NEEDS criteria
FGE Texas I | 58931 | CA1 | Combined Cycle | Texas | 249.9 | Dropped - Planned Unit whose status does not meet NEEDS criteria
FGE Texas I | 58931 | GT1 | Combined Cycle | Texas | 226.7 | Dropped - Planned Unit whose status does not meet NEEDS criteria
FGE Texas I | 58931 | GT2 | Combined Cycle | Texas | 226.7 | Dropped - Planned Unit whose status does not meet NEEDS criteria
Blundell | 299 | 3 | Geothermal | Utah | 35 | Dropped - Planned Unit whose status does not meet NEEDS criteria
Formosa Utility Venture Ltd | 10554 | 3ST1 | Combined Cycle | Texas | 38 | Dropped - Planned Unit whose status does not meet NEEDS criteria
Formosa Utility Venture Ltd | 10554 | 3TBG1 | Combined Cycle | Texas | 97 | Dropped - Planned Unit whose status does not meet NEEDS criteria
Formosa Utility Venture Ltd | 10554 | 3TBG2 | Combined Cycle | Texas | 97 | Dropped - Planned Unit whose status does not meet NEEDS criteria
Gila Bend Power Generation Station | 55507 | 1 | Combined Cycle | Arizona | 156 | Dropped - Planned Unit whose status does not meet NEEDS criteria
Turning Point Solar | 57371 | TPS50 | Solar PV | Ohio | 44 | Dropped - Planned Unit whose status does not meet NEEDS criteria
Bright Stalk Wind Farm II | 57622 | GEN1 | Onshore Wind | Illinois | 200 | Dropped - Planned Unit whose status does not meet NEEDS criteria
Bright Stalk Wind Farm I | 57623 | GEN1 | Onshore Wind | Illinois | 200 | Dropped - Planned Unit whose status does not meet NEEDS criteria
Montague Wind Power Facility LLC | 58099 | 1 | Onshore Wind | Oregon | 200 | Dropped - Planned Unit whose status does not meet NEEDS criteria
US Magnesium | 58191 | GT4 | Combustion Turbine | Utah | 24 | Dropped - Onsite Unit
Buckeye Wind Farm | 58776 | 1 | Onshore Wind | Ohio | 100 | Dropped - Planned Unit whose status does not meet NEEDS criteria
Cassadaga Wind Farm | 58777 | 1 | Onshore Wind | New York | 126 | Dropped - Planned Unit whose status does not meet NEEDS criteria
Coyote Crest Wind Farm | 58778 | 1 | Onshore Wind | Washington | 127.5 | Dropped - Planned Unit whose status does not meet NEEDS criteria
Chokecherry and Sierra Madre Wind | 58987 | I-A | Onshore Wind | Wyoming | 687 | Dropped - Planned Unit whose status does not meet NEEDS criteria
Stella Wind Farm II | 59064 | WT1 | Onshore Wind | Texas | 200 | Dropped - Planned Unit whose status does not meet NEEDS criteria
Hale Community Wind Farm | 59247 | HALE1 | Onshore Wind | Texas | 478 | Dropped - Planned Unit whose status does not meet NEEDS criteria
Sunshine Valley Solar | 59826 | GEN01 | Solar PV | Nevada | 100 | Dropped - Planned Unit whose status does not meet NEEDS criteria
Desert Quartzite | 59871 | GEN01 | Solar PV | California | 300 | Dropped - Planned Unit whose status does not meet NEEDS criteria
Windhub Solar A LLC | 59878 | GEN01 | Solar PV | California | 20 | Dropped - Planned Unit whose status does not meet NEEDS criteria
North Rosamond Solar LLC | 59879 | GEN01 | Solar PV | California | 150 | Dropped - Planned Unit whose status does not meet NEEDS criteria
Poplars Ranch Solar LLC | 59890 | GEN | Solar PV | Oregon | 16 | Dropped - Planned Unit whose status does not meet NEEDS criteria
Cardinal Point LLC | 59902 | GEN | Onshore Wind | Illinois | 150 | Dropped - Planned Unit whose status does not meet NEEDS criteria
Windhub Solar B, LLC | 59969 | GEN01 | Solar PV | California | 20 | Dropped - Planned Unit whose status does not meet NEEDS criteria
Pecan Solar | 60030 | PECAN | Solar PV | North Carolina | 74.9 | Dropped - Planned Unit whose status does not meet NEEDS criteria
Garrison Butte Wind, LLC | 60066 | GEN | Onshore Wind | North Dakota | 150 | Dropped - Planned Unit whose status does not meet NEEDS criteria
Terrapin Hills Wind Farm | 60211 | 1 | Onshore Wind | Maryland | 50 | Dropped - Planned Unit whose status does not meet NEEDS criteria
Magic Valley Wind Farm III LLC | 60362 | MVIII | Onshore Wind | Texas | 200 | Dropped - Planned Unit whose status does not meet NEEDS criteria
Cattle Ridge Wind Farm 1 | 60503 | CTTL1 | Onshore Wind | South Dakota | 200 | Dropped - Planned Unit whose status does not meet NEEDS criteria
Blazing Star Wind Farm 1 | 60504 | BLZG1 | Onshore Wind | Minnesota | 200 | Dropped - Planned Unit whose status does not meet NEEDS criteria
Crocker Wind Farm | 60505 | CRCKR | Onshore Wind | South Dakota | 200 | Dropped - Planned Unit whose status does not meet NEEDS criteria
Sand Creek Wind Farm | 60595 | WT1 | Onshore Wind | Montana | 75 | Dropped - Planned Unit whose status does not meet NEEDS criteria
Baron Winds Farm | 60596 | 1 | Onshore Wind | New York | 250 | Dropped - Planned Unit whose status does not meet NEEDS criteria
Townsite Solar Project | 60654 | GEN01 | Solar PV | Nevada | 160 | Dropped - Planned Unit whose status does not meet NEEDS criteria
FDS Co-Generation Facility | 60693 | 1 | Fossil Waste | Ohio | 110 | Dropped - Planned Unit whose status does not meet NEEDS criteria
Stanton Energy Reliability Center | 60698 | GT1 | Combustion Turbine | California | 45.9 | Dropped - Planned Unit whose status does not meet NEEDS criteria
Stanton Energy Reliability Center | 60698 | GT2 | Combustion Turbine | California | 45.9 | Dropped - Planned Unit whose status does not meet NEEDS criteria
Stanton Energy Reliability Center | 60698 | GT3 | Combustion Turbine | California | 45.9 | Dropped - Planned Unit whose status does not meet NEEDS criteria
New Colony Wind Project | 60718 | WT1 | Onshore Wind | Montana | 25 | Dropped - Planned Unit whose status does not meet NEEDS criteria
Big Blue River Wind Farm | 60907 | WT1 | Onshore Wind | Indiana | 200 | Dropped - Planned Unit whose status does not meet NEEDS criteria
Washington Solar | 60948 | PV1 | Solar PV | North Carolina | 5 | Dropped - Planned Unit whose status does not meet NEEDS criteria
Adams Solar | 60949 | PV1 | Solar PV | North Carolina | 2 | Dropped - Planned Unit whose status does not meet NEEDS criteria
Mountain Lion Solar | 60950 | PV1 | Solar PV | North Carolina | 1.7 | Dropped - Planned Unit whose status does not meet NEEDS criteria
Violet Solar | 60961 | PV1 | Solar PV | North Carolina | 5 | Dropped - Planned Unit whose status does not meet NEEDS criteria
River Otter Solar | 60969 | PV1 | Solar PV | North Carolina | 5 | Dropped - Planned Unit whose status does not meet NEEDS criteria
Reading Wind Project | 60999 | READW | Onshore Wind | Kansas | 200.1 | Dropped - Planned Unit whose status does not meet NEEDS criteria
Orient Wind Farm | 61077 | 1 | Onshore Wind | Iowa | 482 | Dropped - Planned Unit whose status does not meet NEEDS criteria
Plum Creek Wind | 61078 | 1 | Onshore Wind | Iowa | 500 | Dropped - Planned Unit whose status does not meet NEEDS criteria
Burke Wind, LLC | 61100 | GE23 | Onshore Wind | North Dakota | 199.4 | Dropped - Planned Unit whose status does not meet NEEDS criteria
Riverside Energy Center | 55641 | CTG3 | Combined Cycle | Wisconsin | 225 | Dropped - Planned Unit whose status does not meet NEEDS criteria
Riverside Energy Center | 55641 | CTG4 | Combined Cycle | Wisconsin | 225 | Dropped - Planned Unit whose status does not meet NEEDS criteria
Riverside Energy Center | 55641 | PV1 | Solar PV | Wisconsin | 2 | Dropped - Planned Unit whose status does not meet NEEDS criteria
Riverside Energy Center | 55641 | STG2 | Combined Cycle | Wisconsin | 250 | Dropped - Planned Unit whose status does not meet NEEDS criteria
Cricket Valley Energy | 57185 | U001 | Combined Cycle | New York | 345 | Dropped - Planned Unit whose status does not meet NEEDS criteria
Black Rock II | 57478 | G3202 | Geothermal | California | 60 | Dropped - Planned Unit whose status does not meet NEEDS criteria
Mattawoman Energy Center | 59662 | CGT11 | Combined Cycle | Maryland | 286 | Dropped - Planned Unit whose status does not meet NEEDS criteria
Mattawoman Energy Center | 59662 | CGT12 | Combined Cycle | Maryland | 286 | Dropped - Planned Unit whose status does not meet NEEDS criteria
Mattawoman Energy Center | 59662 | STG11 | Combined Cycle | Maryland | 436 | Dropped - Planned Unit whose status does not meet NEEDS criteria
South Field Energy | 60356 | SFECC | Combined Cycle | Ohio | 1060 | Dropped - Planned Unit whose status does not meet NEEDS criteria
White Wing Solar | 60572 | GEN01 | Solar PV | Arizona | 200 | Dropped - Planned Unit whose status does not meet NEEDS criteria
Salt Springs Wind Farm | 60807 | WT | Onshore Wind | Kansas | 200 | Dropped - Planned Unit whose status does not meet NEEDS criteria
Sun Streams, LLC | 60827 | GEN01 | Solar PV | Arizona | 150 | Dropped - Planned Unit whose status does not meet NEEDS criteria
New Orleans Power | 60928 | 1 | Combustion Turbine | Louisiana | 250 | Dropped - Planned Unit whose status does not meet NEEDS criteria
Cricket Valley Energy | 57185 | U002 | Combined Cycle | New York | 345 | Dropped - Planned Unit whose status does not meet NEEDS criteria
FGE Texas II | 58930 | CA1 | Combined Cycle | Texas | 249.9 | Dropped - Planned Unit whose status does not meet NEEDS criteria
FGE Texas II | 58930 | GT1 | Combined Cycle | Texas | 226.7 | Dropped - Planned Unit whose status does not meet NEEDS criteria
FGE Texas II | 58930 | GT2 | Combined Cycle | Texas | 226.7 | Dropped - Planned Unit whose status does not meet NEEDS criteria
Pinecrest Energy Center | 59923 | CTG-1 | Combined Cycle | Texas | 229 | Dropped - Planned Unit whose status does not meet NEEDS criteria
Pinecrest Energy Center | 59923 | CTG-2 | Combined Cycle | Texas | 229 | Dropped - Planned Unit whose status does not meet NEEDS criteria
Pinecrest Energy Center | 59923 | STG | Combined Cycle | Texas | 289 | Dropped - Planned Unit whose status does not meet NEEDS criteria
Cricket Valley Energy | 57185 | U003 | Combined Cycle | New York | 345 | Dropped - Planned Unit whose status does not meet NEEDS criteria
CPV Fairview Energy Center | 60589 | GEN1 | Combined Cycle | Pennsylvania | 1100 | Dropped - Planned Unit whose status does not meet NEEDS criteria
Peak Valley Solar Farm | 61167 | 91MC8 | Solar PV | California | 200 | Dropped - Planned Unit whose status does not meet NEEDS criteria
B L England | 2378 | 4 | Combined Cycle | New Jersey | 282 | Dropped - Planned Unit whose status does not meet NEEDS criteria
Henrietta D Energy Storage LLC | 60641 | HDES1 | Energy Storage | California | 10 | Dropped - Planned Unit whose status does not meet NEEDS criteria
Energy Nuevo Storage Farm | 60646 | NUEVO | Energy Storage | California | 20 | Dropped - Planned Unit whose status does not meet NEEDS criteria
H Power | 10334 | PV1 | Solar PV | Hawaii | 2.1 | Dropped - Planned Unit whose status does not meet NEEDS criteria
Robinson Power Company LLC | 56453 | CTG1 | Combined Cycle | Pennsylvania | 950 | Dropped - Planned Unit whose status does not meet NEEDS criteria
Imperial Valley Solar, LLC | 56917 | 2 | Solar PV | California | 400 | Dropped - Planned Unit whose status does not meet NEEDS criteria
Borden Solar Farm | 59531 | BRDN | Solar PV | California | 50 | Dropped - Planned Unit whose status does not meet NEEDS criteria
Neches Station, LLC | 59716 | CTG1 | Combustion Turbine | Texas | 223 | Dropped - Planned Unit whose status does not meet NEEDS criteria
Neches Station, LLC | 59716 | CTG2 | Combustion Turbine | Texas | 223 | Dropped - Planned Unit whose status does not meet NEEDS criteria
Blythe Solar III, LLC | 60094 | BLCK1 | Solar PV | California | 31.2 | Dropped - Planned Unit whose status does not meet NEEDS criteria
Blythe Solar IV, LLC | 60095 | BLCK1 | Solar PV | California | 31.2 | Dropped - Planned Unit whose status does not meet NEEDS criteria
ESC Harrison County Power | 60206 | HCCA1 | Combined Cycle | West Virginia | 205.4 | Dropped - Planned Unit whose status does not meet NEEDS criteria
ESC Harrison County Power | 60206 | HCCT1 | Combined Cycle | West Virginia | 319.1 | Dropped - Planned Unit whose status does not meet NEEDS criteria
Lake Charles Power | 60927 | 1A | Combined Cycle | Louisiana | 250 | Dropped - Planned Unit whose status does not meet NEEDS criteria
Lake Charles Power | 60927 | 1B | Combined Cycle | Louisiana | 250 | Dropped - Planned Unit whose status does not meet NEEDS criteria
Lake Charles Power | 60927 | 1C | Combined Cycle | Louisiana | 500 | Dropped - Planned Unit whose status does not meet NEEDS criteria
Hickory Run Energy Station | 61028 | CTG1 | Combined Cycle | Pennsylvania | 283 | Dropped - Planned Unit whose status does not meet NEEDS criteria
Hickory Run Energy Station | 61028 | CTG2 | Combined Cycle | Pennsylvania | 283 | Dropped - Planned Unit whose status does not meet NEEDS criteria
Hickory Run Energy Station | 61028 | STG1 | Combined Cycle | Pennsylvania | 437 | Dropped - Planned Unit whose status does not meet NEEDS criteria
Eland 2 Solar Farm | 61169 | 69SV8 | Solar PV | California | 200 | Dropped - Planned Unit whose status does not meet NEEDS criteria
Long Ridge Solar Farm | 61170 | 33UI8 | Solar PV | Utah | 300 | Dropped - Planned Unit whose status does not meet NEEDS criteria
La Paloma Energy Center | 59924 | CTG-1 | Combined Cycle | Texas | 211.5 | Dropped - Planned Unit whose status does not meet NEEDS criteria
La Paloma Energy Center | 59924 | CTG-2 | Combined Cycle | Texas | 211.5 | Dropped - Planned Unit whose status does not meet NEEDS criteria
La Paloma Energy Center | 59924 | STG-1 | Combined Cycle | Texas | 300 | Dropped - Planned Unit whose status does not meet NEEDS criteria
Blythe Solar III, LLC | 60094 | BLCK2 | Solar PV | California | 31.2 | Dropped - Planned Unit whose status does not meet NEEDS criteria
Blythe Solar IV, LLC | 60095 | BLCK2 | Solar PV | California | 31.2 | Dropped - Planned Unit whose status does not meet NEEDS criteria
Buckeye Geothermal Power Plant | 57180 | 1 | Geothermal | California | 49.9 | Dropped - Planned Unit whose status does not meet NEEDS criteria
Wild Horse Power Plant | 57181 | 1 | Geothermal | California | 40 | Dropped - Planned Unit whose status does not meet NEEDS criteria
Apex Bethel Energy Center | 59048 | ABEC1 | Combined Cycle | Texas | 158.5 | Dropped - Planned Unit whose status does not meet NEEDS criteria
Apex Bethel Energy Center | 59048 | ABEC2 | Combined Cycle | Texas | 158.5 | Dropped - Planned Unit whose status does not meet NEEDS criteria
Little Bear Solar 1, LLC | 59870 | GEN01 | Solar PV | California | 20 | Dropped - Planned Unit whose status does not meet NEEDS criteria
Little Bear Solar 2, LLC | 59885 | GEN01 | Solar PV | California | 20 | Dropped - Planned Unit whose status does not meet NEEDS criteria
Mission Rock Energy Center | 60650 | BA1 | Energy Storage | California | 25 | Dropped - Planned Unit whose status does not meet NEEDS criteria
Mission Rock Energy Center | 60650 | GT1 | Combustion Turbine | California | 275 | Dropped - Planned Unit whose status does not meet NEEDS criteria
Green Valley LFGTE | 56278 | 4 | Landfill Gas | Kentucky | 0.8 | Dropped - Planned Unit whose status does not meet NEEDS criteria
West Butte Wind Power Project | 57704 | WB-1 | Onshore Wind | Oregon | 104.5 | Dropped - Planned Unit whose status does not meet NEEDS criteria
Blythe Solar III, LLC | 60094 | BLCK3 | Solar PV | California | 31.2 | Dropped - Planned Unit whose status does not meet NEEDS criteria
Blythe Solar IV, LLC | 60095 | BLCK3 | Solar PV | California | 31.2 | Dropped - Planned Unit whose status does not meet NEEDS criteria
Poplar Camp Wind Farm | 61111 | PC1 | Onshore Wind | Virginia | 72 | Dropped - Planned Unit whose status does not meet NEEDS criteria
Scattergood | 404 | 8 | Combined Cycle | California | 209.5 | Dropped - Planned Unit whose status does not meet NEEDS criteria
Scattergood | 404 | 9 | Combined Cycle | California | 209.5 | Dropped - Planned Unit whose status does not meet NEEDS criteria
Chokecherry and Sierra Madre Wind | 58987 | I-B | Onshore Wind | Wyoming | 813 | Dropped - Planned Unit whose status does not meet NEEDS criteria
Highland Park Project | 59659 | HPWT | Onshore Wind | Colorado | 150 | Dropped - Planned Unit whose status does not meet NEEDS criteria
Hopeful Solar LLC | 59892 | GEN | Solar PV | Georgia | 20.7 | Dropped - Planned Unit whose status does not meet NEEDS criteria
Nolin Hills Wind, LLC | 60070 | GEN | Onshore Wind | Oregon | 350 | Dropped - Planned Unit whose status does not meet NEEDS criteria
Blythe Solar III, LLC | 60094 | BLCK4 | Solar PV | California | 31.2 | Dropped - Planned Unit whose status does not meet NEEDS criteria
Blythe Solar IV, LLC | 60095 | BLCK4 | Solar PV | California | 31.2 | Dropped - Planned Unit whose status does not meet NEEDS criteria
Tisch Mills Wind | 60674 | TISCH | Onshore Wind | Wisconsin | 150 | Dropped - Planned Unit whose status does not meet NEEDS criteria
American Kings Solar, LLC | 60777 | GEN01 | Solar PV | California | 123 | Dropped - Planned Unit whose status does not meet NEEDS criteria
Renovo Energy Center | 60786 | RECNY | Combined Cycle | Pennsylvania | 480 | Dropped - Planned Unit whose status does not meet NEEDS criteria
Renovo Energy Center | 60786 | RECPJ | Combined Cycle | Pennsylvania | 480 | Dropped - Planned Unit whose status does not meet NEEDS criteria
Black Rock III | 57479 | G303 | Geothermal | California | 60 | Dropped - Planned Unit whose status does not meet NEEDS criteria
VA Offshore Wind Project (VOWTAP) | 59693 | OSW1 | Offshore Wind | Virginia | 12 | Dropped - Planned Unit whose status does not meet NEEDS criteria
ESC Brooke County Power I | 60202 | BCCA1 | Combined Cycle | West Virginia | 261.2 | Dropped - Planned Unit whose status does not meet NEEDS criteria
ESC Brooke County Power I | 60202 | BCCT1 | Combined Cycle | West Virginia | 252.3 | Dropped - Planned Unit whose status does not meet NEEDS criteria
ESC Brooke County Power I | 60202 | BCCT2 | Combined Cycle | West Virginia | 252.3 | Dropped - Planned Unit whose status does not meet NEEDS criteria
Astoria Station | 61144 | 1 | Combustion Turbine | South Dakota | 260 | Dropped - Planned Unit whose status does not meet NEEDS criteria
Copper Crossing Energy Center | 58413 | CCGS3 | Combustion Turbine | Arizona | 226 | Dropped - Planned Unit whose status does not meet NEEDS criteria
Copper Crossing Energy Center | 58413 | CCGS4 | Combustion Turbine | Arizona | 226 | Dropped - Planned Unit whose status does not meet NEEDS criteria
Copper Crossing Energy Center | 58413 | CCGS5 | Combustion Turbine | Arizona | 226 | Dropped - Planned Unit whose status does not meet NEEDS criteria
Copper Crossing Energy Center | 58413 | CCGS6 | Combustion Turbine | Arizona | 226 | Dropped - Planned Unit whose status does not meet NEEDS criteria
Copper Crossing Energy Center | 58413 | CCGS7 | Combustion Turbine | Arizona | 226 | Dropped - Planned Unit whose status does not meet NEEDS criteria
Copper Crossing Energy Center | 58413 | CCGS8 | Combustion Turbine | Arizona | 226 | Dropped - Planned Unit whose status does not meet NEEDS criteria
ESC Tioga County Power | 60205 | TCCA1 | Combined Cycle | Pennsylvania | 302 | Dropped - Planned Unit whose status does not meet NEEDS criteria
ESC Tioga County Power | 60205 | TCCT1 | Combined Cycle | Pennsylvania | 253.1 | Dropped - Planned Unit whose status does not meet NEEDS criteria
ESC Tioga County Power | 60205 | TCCT2 | Combined Cycle | Pennsylvania | 253.1 | Dropped - Planned Unit whose status does not meet NEEDS criteria
Montgomery County | 60925 | 1A | Combined Cycle | Texas | 250 | Dropped - Planned Unit whose status does not meet NEEDS criteria
Montgomery County | 60925 | 1B | Combined Cycle | Texas | 250 | Dropped - Planned Unit whose status does not meet NEEDS criteria
Montgomery County | 60925 | 1C | Combined Cycle | Texas | 500 | Dropped - Planned Unit whose status does not meet NEEDS criteria
Killingly Energy Center | 61239 | KEC | Combined Cycle | Connecticut | 498.2 | Dropped - Planned Unit whose status does not meet NEEDS criteria
Reidsville Energy Center | 61240 | REC | Combined Cycle | North Carolina | 474.3 | Dropped - Planned Unit whose status does not meet NEEDS criteria
Cash Creek | 56107 | CT1 | Combined Cycle | Kentucky | 350.3 | Dropped - Planned Unit whose status does not meet NEEDS criteria
Cash Creek | 56107 | CT2 | Combined Cycle | Kentucky | 350.3 | Dropped - Planned Unit whose status does not meet NEEDS criteria
Cash Creek | 56107 | ST | Combined Cycle | Kentucky | 123.6 | Dropped - Planned Unit whose status does not meet NEEDS criteria
Texas Clean Energy Project | 59859 | TCE1A | IGCC | Texas | 274 | Dropped - Planned Unit whose status does not meet NEEDS criteria
Texas Clean Energy Project | 59859 | TCE1B | IGCC | Texas | 126 | Dropped - Planned Unit whose status does not meet NEEDS criteria
Clean Path Energy Center | 60289 | CPEC1 | Combined Cycle | New Mexico | 680 | Dropped - Planned Unit whose status does not meet NEEDS criteria
Clean Path Energy Center | 60289 | PVGEN | Solar PV | New Mexico | 55 | Dropped - Planned Unit whose status does not meet NEEDS criteria
Plant Washington | 56675 | MAIN | Coal Steam | Georgia | 850 | Dropped - Planned Unit whose status does not meet NEEDS criteria
Copper Crossing Energy Center | 58413 | CCGS1 | Combustion Turbine | Arizona | 98 | Dropped - Planned Unit whose status does not meet NEEDS criteria
Copper Crossing Energy Center | 58413 | CCGS2 | Combustion Turbine | Arizona | 98 | Dropped - Planned Unit whose status does not meet NEEDS criteria
Eagle Mountain | 3489 | CT1 | Combined Cycle | Texas | 224.9 | Dropped - Planned Unit whose status does not meet NEEDS criteria
Eagle Mountain | 3489 | CT2 | Combined Cycle | Texas | 224.9 | Dropped - Planned Unit whose status does not meet NEEDS criteria
Eagle Mountain | 3489 | ST1 | Combined Cycle | Texas | 344.4 | Dropped - Planned Unit whose status does not meet NEEDS criteria
Simpson Ridge Wind Farm LLC | 57117 | GEN 1 | Onshore Wind | Wyoming | 50 | Dropped - Planned Unit whose status does not meet NEEDS criteria
Blackstone Wind Farm III | 57618 | GEN1 | Onshore Wind | Illinois | 200 | Dropped - Planned Unit whose status does not meet NEEDS criteria
Blackstone Wind Farm IV | 57619 | GEN1 | Onshore Wind | Illinois | 100 | Dropped - Planned Unit whose status does not meet NEEDS criteria
Chokecherry and Sierra Madre Wind | 58987 | II-A | Onshore Wind | Wyoming | 750 | Dropped - Planned Unit whose status does not meet NEEDS criteria
Tehachapi Wind Resource II | 54909 | PLAN | Onshore Wind | California | 15.5 | Dropped - Planned Unit whose status does not meet NEEDS criteria
Pea Patch Wind Farm | 58087 | PEAP | Onshore Wind | Maryland | 50 | Dropped - Planned Unit whose status does not meet NEEDS criteria
Chokecherry and Sierra Madre Wind | 58987 | II-B | Onshore Wind | Wyoming | 750 | Dropped - Planned Unit whose status does not meet NEEDS criteria
UAMPS Carbon Free Power Plant | 61075 | NPM1 | Nuclear | Idaho | 47.5 | Dropped - Planned Unit whose status does not meet NEEDS criteria
UAMPS Carbon Free Power Plant | 61075 | NPM2 | Nuclear | Idaho | 47.5 | Dropped - Planned Unit whose status does not meet NEEDS criteria
UAMPS Carbon Free Power Plant | 61075 | NPM3 | Nuclear | Idaho | 47.5 | Dropped - Planned Unit whose status does not meet NEEDS criteria
UAMPS Carbon Free Power Plant | 61075 | NPM4 | Nuclear | Idaho | 47.5 | Dropped - Planned Unit whose status does not meet NEEDS criteria
UAMPS Carbon Free Power Plant | 61075 | NPM5 | Nuclear | Idaho | 47.5 | Dropped - Planned Unit whose status does not meet NEEDS criteria
UAMPS Carbon Free Power Plant | 61075 | NPM6 | Nuclear | Idaho | 47.5 | Dropped - Planned Unit whose status does not meet NEEDS criteria
UAMPS Carbon Free Power Plant | 61075 | NPM7 | Nuclear | Idaho | 47.5 | Dropped - Planned Unit whose status does not meet NEEDS criteria
UAMPS Carbon Free Power Plant | 61075 | NPM8 | Nuclear | Idaho | 47.5 | Dropped - Planned Unit whose status does not meet NEEDS criteria
UAMPS Carbon Free Power Plant | 61075 | NPM9 | Nuclear | Idaho | 47.5 | Dropped - Planned Unit whose status does not meet NEEDS criteria
UAMPS Carbon Free Power Plant | 61075 | NPM10 | Nuclear | Idaho | 47.5 | Dropped - Planned Unit whose status does not meet NEEDS criteria
UAMPS Carbon Free Power Plant | 61075 | NPM11 | Nuclear | Idaho | 47.5 | Dropped - Planned Unit whose status does not meet NEEDS criteria
UAMPS Carbon Free Power Plant | 61075 | NPM12 | Nuclear | Idaho | 47.5 | Dropped - Planned Unit whose status does not meet NEEDS criteria
Mahoney Lake Hydroelectric | 59027 | GEN 1 | Hydro | Alaska | 9.6 | Dropped - Planned Unit whose status does not meet NEEDS criteria
Barry | 3 | 1 | O/G Steam | Alabama | 55 | Dropped - Planned Retirement by 06/2021
Barry | 3 | 2 | O/G Steam | Alabama | 55 | Dropped - Planned Retirement by 06/2021
Gadsden | 7 | 1 | O/G Steam | Alabama | 64 | Dropped - Planned Retirement by 06/2021
Gadsden | 7 | 2 | O/G Steam | Alabama | 66 | Dropped - Planned Retirement by 06/2021
Annex Creek | 62 | 5 | Hydro | Alaska | 1.8 | Dropped - in Alaska or in Hawaii
Annex Creek | 62 | 6 | Hydro | Alaska | 1.8 | Dropped - in Alaska or in Hawaii
Gold Creek | 63 | 1 | Hydro | Alaska | 0.8 | Dropped - in Alaska or in Hawaii
Gold Creek | 63 | 2 | Hydro | Alaska | 0.4 | Dropped - in Alaska or in Hawaii
Gold Creek | 63 | 3 | Hydro | Alaska | 0.4 | Dropped - in Alaska or in Hawaii
Gold Creek | 63 | IC1 | Combustion Turbine | Alaska | 1.2 | Dropped - in Alaska or in Hawaii
Gold Creek | 63 | IC2 | Combustion Turbine | Alaska | 1.2 | Dropped - in Alaska or in Hawaii
Gold Creek | 63 | IC3 | Combustion Turbine | Alaska | 1.1 | Dropped - in Alaska or in Hawaii
Gold Creek | 63 | IC4 | Combustion Turbine | Alaska | 3.5 | Dropped - in Alaska or in Hawaii
Gold Creek | 63 | IC5 | Combustion Turbine | Alaska | 1.1 | Dropped - in Alaska or in Hawaii
Lemon Creek | 64 | 1 | Combustion Turbine | Alaska | 2.5 | Dropped - in Alaska or in Hawaii
Lemon Creek | 64 | 2 | Combustion Turbine | Alaska | 2.5 | Dropped - in Alaska or in Hawaii
Lemon Creek | 64 | 3 | Combustion Turbine | Alaska | 2.5 | Dropped - in Alaska or in Hawaii
Lemon Creek | 64 | 5 | Combustion Turbine | Alaska | 17.5 | Dropped - in Alaska or in Hawaii
Lemon Creek | 64 | 6 | Combustion Turbine | Alaska | 17.5 | Dropped - in Alaska or in Hawaii
Lemon Creek | 64 | 7 | Combustion Turbine | Alaska | 2.5 | Dropped - in Alaska or in Hawaii
Lemon Creek | 64 | IC10 | Combustion Turbine | Alaska | 2.5 | Dropped - in Alaska or in Hawaii
Lemon Creek | 64 | IC11 | Combustion Turbine | Alaska | 2.5 | Dropped - in Alaska or in Hawaii
Lemon Creek | 64 | IC12 | Combustion Turbine | Alaska | 2.5 | Dropped - in Alaska or in Hawaii
Lemon Creek | 64 | IC8 | Combustion Turbine | Alaska | 2.5 | Dropped - in Alaska or in Hawaii
Lemon Creek | 64 | IC9 | Combustion Turbine | Alaska | 2.5 | Dropped - in Alaska or in Hawaii
Salmon Creek 1 | 65 | HY7 | Hydro | Alaska | 5.2 | Dropped - in Alaska or in Hawaii
Skagway | 66 | 1 | Hydro | Alaska | 0.4 | Dropped - in Alaska or in Hawaii
Skagway | 66 | 2 | Hydro | Alaska | 0.1 | Dropped - in Alaska or in Hawaii
Skagway | 66 | 3 | Hydro | Alaska | 0.3 | Dropped - in Alaska or in Hawaii
Skagway | 66 | 4 | Hydro | Alaska | 0.2 | Dropped - in Alaska or in Hawaii
Skagway | 66 | 6A | Combustion Turbine | Alaska | 0.8 | Dropped - in Alaska or in Hawaii
Skagway | 66 | 7A | Combustion Turbine | Alaska | 1.1 | Dropped - in Alaska or in Hawaii
Skagway | 66 | 8A | Combustion Turbine | Alaska | 0.5 | Dropped - in Alaska or in Hawaii
Skagway | 66 | 9 | Combustion Turbine | Alaska | 1 | Dropped - in Alaska or in Hawaii
Haines | 69 | 10 | Combustion Turbine | Alaska | 1.2 | Dropped - in Alaska or in Hawaii
Haines | 69 | 5 | Combustion Turbine | Alaska | 0.6 | Dropped - in Alaska or in Hawaii
Haines | 69 | 7A | Combustion Turbine | Alaska | 2.8 | Dropped - in Alaska or in Hawaii
Haines | 69 | IC8A | Combustion Turbine | Alaska | 1.6 | Dropped - in Alaska or in Hawaii
Swan Lake | 70 | 1 | Hydro | Alaska | 11.2 | Dropped - in Alaska or in Hawaii
Swan Lake | 70 | 2 | Hydro | Alaska | 11.2 | Dropped - in Alaska or in Hawaii
Terror Lake | 71 | 1 | Hydro | Alaska | 11.2 | Dropped - in Alaska or in Hawaii
Terror Lake | 71 | 2 | Hydro | Alaska | 11.2 | Dropped - in Alaska or in Hawaii
Terror Lake | 71 | 3 | Hydro | Alaska | 11.2 | Dropped - in Alaska or in Hawaii
Anchorage 1 | 75 | 3R | Combustion Turbine | Alaska | 29.3 | Dropped - in Alaska or in Hawaii
Anchorage 1 | 75 | 4 | Combustion Turbine | Alaska | 31.1 | Dropped - in Alaska or in Hawaii
Anchorage 1 | 75 | P1 BS | Combustion Turbine | Alaska | 2 | Dropped - in Alaska or in Hawaii
Eklutna Hydro Project | 77 | 1 | Hydro | Alaska | 22.2 | Dropped - in Alaska or in Hawaii
Eklutna Hydro Project | 77 | 2 | Hydro | Alaska | 22.2 | Dropped - in Alaska or in Hawaii
Snettisham | 78 | 1 | Hydro | Alaska | 23.5 | Dropped - in Alaska or in Hawaii
Snettisham | 78 | 2 | Hydro | Alaska | 23.5 | Dropped - in Alaska or in Hawaii
Snettisham | 78 | 3 | Hydro | Alaska | 31 | Dropped - in Alaska or in Hawaii
Aurora Energy LLC Chena | 79 | 1 | Coal Steam | Alaska | 4.7 | Dropped - in Alaska or in Hawaii
Aurora Energy LLC Chena | 79 | 2 | Coal Steam | Alaska | 2 | Dropped - in Alaska or in Hawaii
Aurora Energy LLC Chena | 79 | 5 | Coal Steam | Alaska | 19 | Dropped - in Alaska or in Hawaii
Ketchikan | 84 | 3 | Hydro | Alaska | 1.4 | Dropped - in Alaska or in Hawaii
Ketchikan | 84 | 4 | Hydro | Alaska | 1.4 | Dropped - in Alaska or in Hawaii
Ketchikan | 84 | 5 | Hydro | Alaska | 1.4 | Dropped - in Alaska or in Hawaii
S W Bailey | 85 | 1 | Combustion Turbine | Alaska | 3.5 | Dropped - in Alaska or in Hawaii
S W Bailey | 85 | 2 | Combustion Turbine | Alaska | 3.5 | Dropped - in Alaska or in Hawaii
S W Bailey | 85 | 3 | Combustion Turbine | Alaska | 5.5 | Dropped - in Alaska or in Hawaii
S W Bailey | 85 | 4 | Combustion Turbine | Alaska | 10.5 | Dropped - in Alaska or in Hawaii
Snake River | 90 | 12 | Combustion Turbine | Alaska | 3.7 | Dropped - in Alaska or in Hawaii
Snake River | 90 | 14 | Combustion Turbine | Alaska | 1.9 | Dropped - in Alaska or in Hawaii
Snake River | 90 | 15 | Combustion Turbine | Alaska | 5.2 | Dropped - in Alaska or in Hawaii
Snake River | 90 | 16 | Combustion Turbine | Alaska | 5.2 | Dropped - in Alaska or in Hawaii
Snake River | 90 | 18 | Combustion Turbine | Alaska | 0.4 | Dropped - in Alaska or in Hawaii
Snake River | 90 | ENT | Onshore Wind | Alaska | 0.8 | Dropped - in Alaska or in Hawaii
Snake River | 90 | EWT 1 | Onshore Wind | Alaska | 0.9 | Dropped - in Alaska or in Hawaii
Snake River | 90 | EWT 2 | Onshore Wind | Alaska | 0.9 | Dropped - in Alaska or in Hawaii
Petersburg | 91 | 3 | Hydro | Alaska | 1.6 | Dropped - in Alaska or in Hawaii
Petersburg | 91 | IC1 | Combustion Turbine | Alaska | 1.7 | Dropped - in Alaska or in Hawaii
Petersburg | 91 | IC2 | Combustion Turbine | Alaska | 0.2 | Dropped - in Alaska or in Hawaii
Petersburg | 91 | IC3 | Combustion Turbine | Alaska | 1 | Dropped - in Alaska or in Hawaii
Petersburg | 91 | IC4 | Combustion Turbine | Alaska | 0.6 | Dropped - in Alaska or in Hawaii
Petersburg | 91 | IC5 | Combustion Turbine | Alaska | 0.7 | Dropped - in Alaska or in Hawaii
Petersburg | 91 | IC6 | Combustion Turbine | Alaska | 2.3 | Dropped - in Alaska or in Hawaii
Petersburg | 91 | IC7 | Combustion Turbine | Alaska | 2.3 | Dropped - in Alaska or in Hawaii
Petersburg | 91 | IC8 | Combustion Turbine | Alaska | 2.2 | Dropped - in Alaska or in Hawaii
Seward (AK) | 92 | 3 | Combustion Turbine | Alaska | 2.5 | Dropped - in Alaska or in Hawaii
Seward (AK) | 92 | 4 | Combustion Turbine | Alaska | 2.5 | Dropped - in Alaska or in Hawaii
Seward (AK) | 92 | 5 | Combustion Turbine | Alaska | 2.5 | Dropped - in Alaska or in Hawaii
Seward (AK) | 92 | 6 | Combustion Turbine | Alaska | 2.8 | Dropped - in Alaska or in Hawaii
Seward (AK) | 92 | N1 | Combustion Turbine | Alaska | 2.8 | Dropped - in Alaska or in Hawaii
Seward (AK) | 92 | N2 | Combustion Turbine | Alaska | 2.5 | Dropped - in Alaska or in Hawaii
Blue Lake Hydro | 93 | 3 | Hydro | Alaska | 5.3 | Dropped - in Alaska or in Hawaii
Blue Lake Hydro | 93 | 4 | Hydro | Alaska | 5.3 | Dropped - in Alaska or in Hawaii
Blue Lake Hydro | 93 | 5 | Hydro | Alaska | 5.3 | Dropped - in Alaska or in Hawaii
Wrangell | 95 | 11 | Combustion Turbine | Alaska | 2 | Dropped - in Alaska or in Hawaii
Wrangell | 95 | 12 | Combustion Turbine | Alaska | 2 | Dropped - in Alaska or in Hawaii
Wrangell | 95 | 13 | Combustion Turbine | Alaska | 2 | Dropped - in Alaska or in Hawaii
Wrangell | 95 | 9 | Combustion Turbine | Alaska | 2.5 | Dropped - in Alaska or in Hawaii
Beluga | 96 | 1 | Combustion Turbine | Alaska | 18.9 | Dropped - in Alaska or in Hawaii
Beluga | 96 | 2 | Combustion Turbine | Alaska | 18.9 | Dropped - in Alaska or in Hawaii
Beluga | 96 | 3 | Combustion Turbine | Alaska | 58 | Dropped - in Alaska or in Hawaii
Beluga | 96 | 5 | Combustion Turbine | Alaska | 61.4 | Dropped - in Alaska or in Hawaii
Beluga | 96 | 6 | Combustion Turbine | Alaska | 72.6 | Dropped - in Alaska or in Hawaii
Beluga | 96 | 7 | Combustion Turbine | Alaska | 70.6 | Dropped - in Alaska or in Hawaii
Dillingham | 109 | 10 | Combustion Turbine | Alaska | 1.1 | Dropped - in Alaska or in Hawaii
Dillingham | 109 | 11 | Combustion Turbine | Alaska | 1 | Dropped - in Alaska or in Hawaii
Dillingham | 109 | 12 | Combustion Turbine | Alaska | 1 | Dropped - in Alaska or in Hawaii
Dillingham | 109 | 13 | Combustion Turbine | Alaska | 1 | Dropped - in Alaska or in Hawaii
Dillingham | 109 | 14 | Combustion Turbine | Alaska | 1 | Dropped - in Alaska or in Hawaii
Dillingham | 109 | 15 | Combustion Turbine | Alaska | 1 | Dropped - in Alaska or in Hawaii
Dillingham | 109 | 16 | Combustion Turbine | Alaska | 0.5 | Dropped - in Alaska or in Hawaii
Crosscut | 143 | CC5 | Hydro | Arizona | 3 | Dropped - OS status in 2015, 2016 and 2017 EIA Form 860
Kyrene | 147 | KY1 | O/G Steam | Arizona | 34 | Dropped - OS status in 2015, 2016 and 2017 EIA Form 860
Kyrene | 147 | KY2 | O/G Steam | Arizona | 72 | Dropped - OS status in 2015, 2016 and 2017 EIA Form 860
Narrows (AR) | 195 | 2 | Hydro | Arkansas | 9.7 | Dropped - OS status in 2015, 2016 and 2017 EIA Form 860
St Johns River Power Park | 207 | 1 | Coal Steam | Florida | 626 | Dropped - Planned Retirement by 06/2021
St Johns River Power Park | 207 | 2 | Coal Steam | Florida | 626 | Dropped - Planned Retirement by 06/2021
Centerville PH | 224 | 1 | Hydro | California | 5.5 | Dropped - OS status in 2015, 2016 and 2017 EIA Form 860
Centerville PH | 224 | 2 | Hydro | California | 0.9 | Dropped - OS status in 2015, 2016 and 2017 EIA Form 860
Cow Creek | 229 | 1 | Hydro | California | 0.9 | Dropped - Planned Retirement by 06/2021
Cow Creek | 229 | 2 | Hydro | California | 0.9 | Dropped - Planned Retirement by 06/2021
Kilarc | 253 | 1 | Hydro | California | 1.6 | Dropped - Planned Retirement by 06/2021
Kilarc | 253 | 2 | Hydro | California | 1.6 | Dropped - Planned Retirement by 06/2021
Encina | 302 | 2 | O/G Steam | California | 104 | Dropped - Planned Retirement by 06/2021
Encina | 302 | 3 | O/G Steam | California | 110 | Dropped - Planned Retirement by 06/2021
Encina | 302 | 4 | O/G Steam | California | 300 | Dropped - Planned Retirement by 06/2021
Encina | 302 | 5 | O/G Steam | California | 330 | Dropped - Planned Retirement by 06/2021
Encina | 302 | GT1 | Combustion Turbine | California | 14 | Dropped - Planned Retirement by 06/2021
Kearny | 303 | KEA3 | Combustion Turbine | California | 61 | Dropped - Planned Retirement by 06/2021
Green Lake | 313 | 1 | Hydro | Alaska | 9.3 | Dropped - in Alaska or in Hawaii
Green Lake | 313 | 2 | Hydro | Alaska | 9.3 | Dropped - in Alaska or in Hawaii
AES Alamitos LLC | 315 | 1 | O/G Steam | California | 175 | Dropped - Planned Retirement by 06/2021
AES Alamitos LLC | 315 | 2 | O/G Steam | California | 175 | Dropped - Planned Retirement by 06/2021
AES Alamitos LLC | 315 | 3 | O/G Steam | California | 332 | Dropped - Planned Retirement by 06/2021
AES Alamitos LLC | 315 | 4 | O/G Steam | California | 335 | Dropped - Planned Retirement by 06/2021
AES Alamitos LLC | 315 | 5 | O/G Steam | California | 485 | Dropped - Planned Retirement by 06/2021
AES Alamitos LLC | 315 | 6 | O/G Steam | California | 495 | Dropped - Planned Retirement by 06/2021
AES Huntington Beach LLC | 335 | 1 | O/G Steam | California | 225.8 | Dropped - Planned Retirement by 06/2021
AES Huntington Beach LLC | 335 | 2 | O/G Steam | California | 225.8 | Dropped - Planned Retirement by 06/2021
Mandalay | 345 | 1 | O/G Steam | California | 215 | Dropped - Planned Retirement by 06/2021
Mandalay | 345 | 2 | O/G Steam | California | 215 | Dropped - Planned Retirement by 06/2021
AES Redondo Beach LLC | 356 | 5 | O/G Steam | California | 175 | Dropped - Planned Retirement by 06/2021
AES Redondo Beach LLC | 356 | 6 | O/G Steam | California | 175 | Dropped - Planned Retirement by 06/2021
AES Redondo Beach LLC | 356 | 7 | O/G Steam | California | 480 | Dropped - Planned Retirement by 06/2021
AES Redondo Beach LLC | 356 | 8 | O/G Steam | California | 480 | Dropped - Planned Retirement by 06/2021
Solomon Gulch | 390 | 1 | Hydro | Alaska | 6 | Dropped - in Alaska or in Hawaii
Solomon Gulch | 390 | 2 | Hydro | Alaska | 6 | Dropped - in Alaska or in Hawaii
Scattergood | 404 | 1 | O/G Steam | California | 107 | Dropped - Planned Retirement by 06/2021
Scattergood | 404 | 2 | O/G Steam | California | 177 | Dropped - Planned Retirement by 06/2021
Tok | 406 | 3A | Combustion Turbine | Alaska | 1.3 | Dropped - in Alaska or in Hawaii
Tok | 406 | 4A | Combustion Turbine | Alaska | 1.1 | Dropped - in Alaska or in Hawaii
Tok | 406 | 5A | Combustion Turbine | Alaska | 1.1 | Dropped - in Alaska or in Hawaii
Tok | 406 | 6 | Combustion Turbine | Alaska | 0.5 | Dropped - OS status in 2015, 2016 and 2017 EIA Form 860
Tok | 406 | 7a | Combustion Turbine | Alaska | 1.9 | Dropped - OS status in 2015, 2016 and 2017 EIA Form 860
Tok | 406 | 8 | Combustion Turbine | Alaska | 0.4 | Dropped - in Alaska or in Hawaii
Tok | 406 | 9 | Combustion Turbine | Alaska | 1 | Dropped - in Alaska or in Hawaii
Craig (AK) | 421 | 1 | Combustion Turbine | Alaska | 0.6 | Dropped - in Alaska or in Hawaii
Craig (AK) | 421 | 3B | Combustion Turbine | Alaska | 1.8 | Dropped - in Alaska or in Hawaii
Craig (AK) | 421 | 5 | Combustion Turbine | Alaska | 1.1 | Dropped - in Alaska or in Hawaii
Craig (AK) | 421 | 6 | Combustion Turbine | Alaska | 1.1 | Dropped - in Alaska or in Hawaii
Hydaburg | 423 | 1A | Combustion Turbine | Alaska | 0.4 | Dropped - in Alaska or in Hawaii
Hydaburg | 423 | 3A | Combustion Turbine | Alaska | 0.3 | Dropped - in Alaska or in Hawaii
Hydaburg | 423 | 5 | Combustion Turbine | Alaska | 0.3 | Dropped - in Alaska or in Hawaii
Edward C Hyatt | 437 | 2 | Pumped Storage | California | 112.4 | Dropped - OS status in 2015, 2016 and 2017 EIA Form 860
Edward C Hyatt | 437 | 4 | Pumped Storage | California | 112.4 | Dropped - OS status in 2015, 2016 and 2017 EIA Form 860
Edward C Hyatt | 437 | 6 | Pumped Storage | California | 112.4 | Dropped - OS status in 2015, 2016 and 2017 EIA Form 860
Thermalito | 438 | 1 | Hydro | California | 32.6 | Dropped - OS status in 2015, 2016 and 2017 EIA Form 860
Thermalito | 438 | 2 | Pumped Storage | California | 27.5 | Dropped - OS status in 2015, 2016 and 2017 EIA Form 860
Thermalito | 438 | 3 | Pumped Storage | California | 27.5 | Dropped - OS status in 2015, 2016 and 2017 EIA Form 860
Thermalito | 438 | 4 | Pumped Storage | California | 27.5 | Dropped - OS status in 2015, 2016 and 2017 EIA Form 860
Salida | 474 | 1 | Hydro | Colorado | 0.8 | Dropped - Planned Retirement by 06/2021
Valmont | 477 | 5 | Coal Steam | Colorado | 184 | Dropped - Planned Retirement by 06/2021
Lamar Plant | 508 | 4 | Coal Steam | Colorado | 25 | Dropped - OS status in 2015, 2016 and 2017 EIA Form 860
Lamar Plant | 508 | 5 | Combustion Turbine | Colorado | 4.2 | Dropped - OS status in 2015, 2016 and 2017 EIA Form 860
Lamar Plant | 508 | 6 | Coal Steam | Colorado | 15 | Dropped - OS status in 2015, 2016 and 2017 EIA Form 860
Lamar Plant | 508 | IC1 | Combustion Turbine | Colorado | 1 | Dropped - OS status in 2015, 2016 and 2017 EIA Form 860
Lamar Plant | 508 | IC2 | Combustion Turbine | Colorado | 1 | Dropped - OS status in 2015, 2016 and 2017 EIA Form 860
Trinidad (CO) | 511 | 1 | Coal Steam | Colorado | 3.8 | Dropped - OS status in 2015, 2016 and 2017 EIA Form 860
Fort Myers | 612 | 11 | Combustion Turbine | Florida | 54 | Dropped - Planned Retirement by 06/2021
Fort Myers | 612 | 12 | Combustion Turbine | Florida | 54 | Dropped - Planned Retirement by 06/2021
Fort Myers | 612 | 3 | Combustion Turbine | Florida | 54 | Dropped - Planned Retirement by 06/2021
Fort Myers | 612 | 4 | Combustion Turbine | Florida | 54 | Dropped - Planned Retirement by 06/2021
Fort Myers | 612 | 5 | Combustion Turbine | Florida | 54 | Dropped - Planned Retirement by 06/2021
Fort Myers | 612 | 6 | Combustion Turbine | Florida | 54 | Dropped - Planned Retirement by 06/2021
Fort Myers | 612 | 7 | Combustion Turbine | Florida | 54 | Dropped - Planned Retirement by 06/2021
Fort Myers | 612 | 8 | Combustion Turbine | Florida | 54 | Dropped - Planned Retirement by 06/2021
Fort Myers | 612 | 9 | Combustion Turbine | Florida | 54 | Dropped - Planned Retirement by 06/2021
Fort Myers | 612 | G10 | Combustion Turbine | Florida | 54 | Dropped - Planned Retirement by 06/2021
Fort Myers | 612 | GT1 | Combustion Turbine | Florida | 54 | Dropped - Planned Retirement by 06/2021
Fort Myers | 612 | GT2 | Combustion Turbine | Florida | 54 | Dropped - Planned Retirement by 06/2021
Lauderdale | 613 | 1 | Combustion Turbine | Florida | 35 | Dropped - Planned Retirement by 06/2021
Lauderdale | 613 | 10 | Combustion Turbine | Florida | 35 | Dropped - Planned Retirement by 06/2021
Lauderdale | 613 | 11 | Combustion Turbine | Florida | 35 | Dropped - Planned Retirement by 06/2021
Lauderdale | 613 | 12 | Combustion Turbine | Florida | 35 | Dropped - Planned Retirement by 06/2021
Lauderdale | 613 | 13 | Combustion Turbine | Florida | 35 | Dropped - Planned Retirement by 06/2021
Lauderdale | 613 | 14 | Combustion Turbine | Florida | 35 | Dropped - Planned Retirement by 06/2021
Lauderdale | 613 | 15 | Combustion Turbine | Florida | 35 | Dropped - Planned Retirement by 06/2021
Lauderdale | 613 | 16 | Combustion Turbine | Florida | 35 | Dropped - Planned Retirement by 06/2021
Lauderdale | 613 | 17 | Combustion Turbine | Florida | 35 | Dropped - Planned Retirement by 06/2021
Lauderdale | 613 | 18 | Combustion Turbine | Florida | 35 | Dropped - Planned Retirement by 06/2021
Lauderdale | 613 | 19 | Combustion Turbine | Florida | 35 | Dropped - Planned Retirement by 06/2021
Lauderdale | 613 | 2 | Combustion Turbine | Florida | 35 | Dropped - Planned Retirement by 06/2021
Lauderdale | 613 | 20 | Combustion Turbine | Florida | 35 | Dropped - Planned Retirement by 06/2021
Lauderdale | 613 | 21 | Combustion Turbine | Florida | 35 | Dropped - Planned Retirement by 06/2021
Lauderdale | 613 | 22 | Combustion Turbine | Florida | 35 | Dropped - Planned Retirement by 06/2021
Lauderdale | 613 | 3 | Combustion Turbine | Florida | 35 | Dropped - Planned Retirement by 06/2021
Lauderdale | 613 | 4 | Combustion Turbine | Florida | 35 | Dropped - Planned Retirement by 06/2021
Lauderdale | 613 | 5 | Combustion Turbine | Florida | 35 | Dropped - Planned Retirement by 06/2021
Lauderdale | 613 | 6 | Combustion Turbine | Florida | 35 | Dropped - Planned Retirement by 06/2021
Lauderdale | 613 | 7 | Combustion Turbine | Florida | 35 | Dropped - Planned Retirement by 06/2021
Lauderdale | 613 | 8 | Combustion Turbine | Florida | 35 | Dropped - Planned Retirement by 06/2021
Lauderdale | 613 | 9 | Combustion Turbine | Florida | 35 | Dropped - Planned Retirement by 06/2021
Port Everglades | 617 | 10 | Combustion Turbine | Florida | 35 | Dropped - Planned Retirement by 06/2021
Port Everglades | 617 | 11 | Combustion Turbine | Florida | 35 | Dropped - Planned Retirement by 06/2021
Port Everglades | 617 | 12 | Combustion Turbine | Florida | 35 | Dropped - Planned Retirement by 06/2021
Port Everglades | 617 | 6 | Combustion Turbine | Florida | 35 | Dropped - Planned Retirement by 06/2021
Port Everglades | 617 | 7 | Combustion Turbine | Florida | 35 | Dropped - Planned Retirement by 06/2021
Port Everglades | 617 | 8 | Combustion Turbine | Florida | 35 | Dropped - Planned Retirement by 06/2021
Port Everglades | 617 | 9 | Combustion Turbine | Florida | 35 | Dropped - Planned Retirement by 06/2021
Port Everglades | 617 | GT1 | Combustion Turbine | Florida | 35 | Dropped - Planned Retirement by 06/2021
Port Everglades | 617 | GT2 | Combustion Turbine | Florida | 35 | Dropped - Planned Retirement by 06/2021
Port Everglades | 617 | GT3 | Combustion Turbine | Florida | 35 | Dropped - Planned Retirement by 06/2021
Port Everglades | 617 | GT4 | Combustion Turbine | Florida | 35 | Dropped - Planned Retirement by 06/2021
Port Everglades | 617 | GT5 | Combustion Turbine | Florida | 35 | Dropped - Planned Retirement by 06/2021
Avon Park | 624 | P1 | Combustion Turbine | Florida | 24 | Dropped - Planned Retirement by 06/2021
Avon Park | 624 | P2 | Combustion Turbine | Florida | 24 | Dropped - Planned Retirement by 06/2021
Crystal River | 628 | 1 | Coal Steam | Florida | 370 | Dropped - Planned Retirement by 06/2021
Crystal River | 628 | 2 | Coal Steam | Florida | 499 | Dropped - Planned Retirement by 06/2021
Higgins | 630 | P1 | Combustion Turbine | Florida | 20 | Dropped - Planned Retirement by 06/2021
Higgins | 630 | P2 | Combustion Turbine | Florida | 25 | Dropped - Planned Retirement by 06/2021
Higgins | 630 | P3 | Combustion Turbine | Florida | 31 | Dropped - Planned Retirement by 06/2021
Higgins | 630 | P4 | Combustion Turbine | Florida | 31 | Dropped - Planned Retirement by 06/2021
Pilot Butte | 674 | 1 | Hydro | Wyoming | 0.8 | Dropped - OS status in 2015, 2016 and 2017 EIA Form 860
Pilot Butte | 674 | 2 | Hydro | Wyoming | 0.8 | Dropped - OS status in 2015, 2016 and 2017 EIA Form 860
Arvah B Hopkins | 688 | 1 | O/G Steam | Florida | 76 | Dropped - Planned Retirement by 06/2021
S O Purdom | 689 | GT1 | Combustion Turbine | Florida | 10 | Dropped - Planned Retirement by 06/2021
S O Purdom | 689 | GT2 | Combustion Turbine | Florida | 10 | Dropped - Planned Retirement by 06/2021
Marathon Generating Plant | 696 | 4 | Combustion Turbine | Florida | 3 | Dropped - OS status in 2015, 2016 and 2017 EIA Form 860
Hartwell Lake | 754 | 3 | Hydro | Georgia | 85 | Dropped - OS status in 2015, 2016 and 2017 EIA Form 860
Allatoona | 760 | 1 | Hydro | Georgia | 35 | Dropped - OS status in 2015, 2016 and 2017 EIA Form 860
Allatoona | 760 | 2 | Hydro | Georgia | 35 | Dropped - OS status in 2015, 2016 and 2017 EIA Form 860
Kahe | 765 | K1 | O/G Steam | Hawaii | 77.9 | Dropped - in Alaska or in Hawaii
Kahe | 765 | K2 | O/G Steam | Hawaii | 78.1 | Dropped - in Alaska or in Hawaii
Kahe | 765 | K3 | O/G Steam | Hawaii | 82.1 | Dropped - in Alaska or in Hawaii
Kahe | 765 | K4 | O/G Steam | Hawaii | 87.2 | Dropped - in Alaska or in Hawaii
Kahe | 765 | K5 | O/G Steam | Hawaii | 128.1 | Dropped - in Alaska or in Hawaii
Kahe | 765 | K6 | O/G Steam | Hawaii | 128.7 | Dropped - in Alaska or in Hawaii
Waiau | 766 | W10 | Combustion Turbine | Hawaii | 51.2 | Dropped - in Alaska or in Hawaii
Waiau | 766 | W3 | O/G Steam | Hawaii | 47.2 | Dropped - in Alaska or in Hawaii
Waiau | 766 | W4 | O/G Steam | Hawaii | 47.7 | Dropped - in Alaska or in Hawaii
Waiau | 766 | W5 | O/G Steam | Hawaii | 51.9 | Dropped - in Alaska or in Hawaii
Waiau | 766 | W6 | O/G Steam | Hawaii | 51.8 | Dropped - in Alaska or in Hawaii
Waiau | 766 | W7 | O/G Steam | Hawaii | 77.8 | Dropped - in Alaska or in Hawaii
Waiau | 766 | W8 | O/G Steam | Hawaii | 77.8 | Dropped - in Alaska or in Hawaii
Waiau | 766 | W9 | Combustion Turbine | Hawaii | 51.2 | Dropped - in Alaska or in Hawaii
Waimea | 768 | 12 | Combustion Turbine | Hawaii | 2.5 | Dropped - in Alaska or in Hawaii
Waimea | 768 | 13 | Combustion Turbine | Hawaii | 2.5 | Dropped - in Alaska or in Hawaii
Waimea | 768 | 14 | Combustion Turbine | Hawaii | 2.5 | Dropped - in Alaska or in Hawaii
Kanoelehua | 769 | 11 | Combustion Turbine | Hawaii | 2 | Dropped - in Alaska or in Hawaii
Kanoelehua | 769 | 15 | Combustion Turbine | Hawaii | 2.5 | Dropped - in Alaska or in Hawaii
Kanoelehua | 769 | 16 | Combustion Turbine | Hawaii | 2.5 | Dropped - in Alaska or in Hawaii
Kanoelehua | 769 | 17 | Combustion Turbine | Hawaii | 2.5 | Dropped - in Alaska or in Hawaii
Kanoelehua | 769 | CT1 | Combustion Turbine | Hawaii | 10.5 | Dropped - in Alaska or in Hawaii
Puueo | 771 | 1 | Hydro | Hawaii | 0.7 | Dropped - in Alaska or in Hawaii
Puueo | 771 | 2A | Hydro | Hawaii | 2.4 | Dropped - in Alaska or in Hawaii
W H Hill | 772 | 5 | O/G Steam | Hawaii | 14.1 | Dropped - in Alaska or in Hawaii
W H Hill | 772 | 6 | O/G Steam | Hawaii | 21.4 | Dropped - in Alaska or in Hawaii
Waiau Hydro | 774 | 1 | Hydro | Hawaii | 0.7 | Dropped - in Alaska or in Hawaii
Waiau Hydro | 774 | 2 | Hydro | Hawaii | 0.3 | Dropped - in Alaska or in Hawaii
Orca | 789 | 3 | Combustion Turbine | Alaska | 2.5 | Dropped - in Alaska or in Hawaii
Orca | 789 | 4 | Combustion Turbine | Alaska | 2.4 | Dropped - in Alaska or in Hawaii
Orca | 789 | 5 | Combustion Turbine | Alaska | 1.1 | Dropped - in Alaska or in Hawaii
Orca | 789 | 6 | Combustion Turbine | Alaska | 1.1 | Dropped - in Alaska or in Hawaii
Orca | 789 | 7 | Combustion Turbine | Alaska | 3.6 | Dropped - in Alaska or in Hawaii
Palaau Power | 792 | 15 | Combustion Turbine | Hawaii | 2 | Dropped - in Alaska or in Hawaii
Palaau Power | 792 | 7 | Combustion Turbine | Hawaii | 2 | Dropped - in Alaska or in Hawaii
Palaau Power | 792 | 8 | Combustion Turbine | Hawaii | 2 | Dropped - in Alaska or in Hawaii
Palaau Power | 792 | 9 | Combustion Turbine | Hawaii | 2 | Dropped - in Alaska or in Hawaii
Palaau Power | 792 | CAT1 | Combustion Turbine | Hawaii | 1.2 | Dropped - in Alaska or in Hawaii
Palaau Power | 792 | CAT2 | Combustion Turbine | Hawaii | 1.2 | Dropped - in Alaska or in Hawaii
Palaau Power | 792 | CUM3 | Combustion Turbine | Hawaii | 0.9 | Dropped - in Alaska or in Hawaii
Palaau Power | 792 | CUM4 | Combustion Turbine | Hawaii | 0.9 | Dropped - in Alaska or in Hawaii
Palaau Power | 792 | CUM5 | Combustion Turbine | Hawaii | 0.9 | Dropped - in Alaska or in Hawaii
Palaau Power | 792 | CUM6 | Combustion Turbine | Hawaii | 0.9 | Dropped - in Alaska or in Hawaii
Thousand Springs | 820 | 1 | Hydro | Idaho | 0.8 | Dropped - OS status in 2015, 2016 and 2017 EIA Form 860
Thousand Springs | 820 | 2 | Hydro | Idaho | 0.8 | Dropped - OS status in 2015, 2016 and 2017 EIA Form 860
Will County | 884 | 4 | Coal Steam | Illinois | 510 | Dropped - Planned Retirement by 06/2021
Broadway (IN) | 1011 | 1 | Combustion Turbine | Indiana | 0 | Dropped - Planned Retirement by 06/2021
Northeast (IN) | 1013 | 1 | Combustion Turbine | Indiana | 10 | Dropped - Planned Retirement by 06/2021
Northeast (IN) | 1013 | 2 | Combustion Turbine | Indiana | 10 | Dropped - Planned Retirement by 06/2021
Sutherland | 1077 | 3 | O/G Steam | Iowa | 80.8 | Dropped - Planned Retirement by 06/2021
Burlington (IA) | 1104 | GT1 | Combustion Turbine | Iowa | 15.2 | Dropped - Planned Retirement by 06/2021
Burlington (IA) | 1104 | GT2 | Combustion Turbine | Iowa | 13.4 | Dropped - Planned Retirement by 06/2021
Burlington (IA) | 1104 | GT3 | Combustion Turbine | Iowa | 14.2 | Dropped - Planned Retirement by 06/2021
Burlington (IA) | 1104 | GT4 | Combustion Turbine | Iowa | 16.1 | Dropped - Planned Retirement by 06/2021
Centerville | 1105 | 1 | Combustion Turbine | Iowa | 2.1 | Dropped - Planned Retirement by 06/2021
Centerville | 1105 | 2 | Combustion Turbine | Iowa | 1.8 | Dropped - Planned Retirement by 06/2021
Centerville | 1105 | 3 | Combustion Turbine | Iowa | 1.9 | Dropped - Planned Retirement by 06/2021
Centerville | 1105 | GT1 | Combustion Turbine | Iowa | 21.6 | Dropped - Planned Retirement by 06/2021
Centerville | 1105 | GT2 | Combustion Turbine | Iowa | 25.7 | Dropped - Planned Retirement by 06/2021
Ottumwa City of | 1173 | 1 | Hydro | Iowa | 1 | Dropped - OS status in 2015, 2016 and 2017 EIA Form 860
Vinton | 1194 | 5 | Combustion Turbine | Iowa | 0.5 | Dropped - OS status in 2015, 2016 and 2017 EIA Form 860
Bird City | 1224 | 2 | Combustion Turbine | Kansas | 2 | Dropped - OS status in 2015, 2016 and 2017 EIA Form 860
Kaw | 1294 | 1 | O/G Steam | Kansas | 41.9 | Dropped - OS status in 2015, 2016 and 2017 EIA Form 860
Kaw | 1294 | 2 | O/G Steam | Kansas | 41.9 | Dropped - OS status in 2015, 2016 and 2017 EIA Form 860
Kaw | 1294 | 3 | O/G Steam | Kansas | 56.5 | Dropped - OS status in 2015, 2016 and 2017 EIA Form 860
Louisiana 2 | 1392 | 10 | O/G Steam | Louisiana | 40 | Dropped - OS status in 2015, 2016 and 2017 EIA Form 860
Louisiana 2 | 1392 | 11 | O/G Steam | Louisiana | 40 | Dropped - OS status in 2015, 2016 and 2017 EIA Form 860
Louisiana 2 | 1392 | 12 | O/G Steam | Louisiana | 58 | Dropped - OS status in 2015, 2016 and 2017 EIA Form 860
R S Nelson | 1393 | 3 | O/G Steam | Louisiana | 146 | Dropped - OS status in 2015, 2016 and 2017 EIA Form 860
Sterlington | 1404 | 7B | Combined Cycle | Louisiana | 44 | Dropped - OS status in 2015, 2016 and 2017 EIA Form 860
Louis Doc Bonin | 1443 | 1 | O/G Steam | Louisiana | 40 | Dropped - OS status in 2015, 2016 and 2017 EIA Form 860
Louis Doc Bonin | 1443 | 2 | O/G Steam | Louisiana | 70 | Dropped - OS status in 2015, 2016 and 2017 EIA Form 860
Louis Doc Bonin | 1443 | 3 | O/G Steam | Louisiana | 146 | Dropped - OS status in 2015, 2016 and 2017 EIA Form 860
Rayne | 1456 | 8 | Combustion Turbine | Louisiana | 3.4 | Dropped - OS status in 2015, 2016 and 2017 EIA Form 860
Flos Inn Diesel | 1514 | FID1 | Combustion Turbine | Maine | 1.4 | Dropped - OS status in 2015, 2016 and 2017 EIA Form 860
Flos Inn Diesel | 1514 | FID2 | Combustion Turbine | Maine | 1.4 | Dropped - OS status in 2015, 2016 and 2017 EIA Form 860
Flos Inn Diesel | 1514 | FID3 | Combustion Turbine | Maine | 1.4 | Dropped - OS status in 2015, 2016 and 2017 EIA Form 860
Herbert A Wagner | 1554 | 2 | Coal Steam | Maryland | 118 | Dropped - Planned Retirement by 06/2021
Dickerson | 1572 | GT1 | Combustion Turbine | Maryland | 18 | Dropped - Planned Retirement by 06/2021
Dickerson | 1572 | GT2 | Combustion Turbine | Maryland | 147 | Dropped - Planned Retirement by 06/2021
Dickerson | 1572 | GT3 | Combustion Turbine | Maryland | 147 | Dropped - Planned Retirement by 06/2021
Pilgrim Nuclear Power Station | 1590 | 1 | Nuclear | Massachusetts | 677.2 | Dropped - Planned Retirement by 06/2021
Brayton Point | 1619 | 1 | Coal Steam | Massachusetts | 225.2 | Dropped - Planned Retirement by 06/2021
Brayton Point | 1619 | 2 | Coal Steam | Massachusetts | 237.8 | Dropped - Planned Retirement by 06/2021
Brayton Point | 1619 | 3 | Coal Steam | Massachusetts | 575 | Dropped - Planned Retirement by 06/2021
Brayton Point | 1619 | 4 | O/G Steam | Massachusetts | 435 | Dropped - Planned Retirement by 06/2021
Palisades | 1715 | 1 | Nuclear | Michigan | 787.4 | Dropped - Planned Retirement by 06/2021
Presque Isle | 1769 | 5 | Coal Steam | Michigan | 55 | Dropped - Planned Retirement by 06/2021
Presque Isle | 1769 | 6 | Coal Steam | Michigan | 55 | Dropped - Planned Retirement by 06/2021
Presque Isle | 1769 | 7 | Coal Steam | Michigan | 83 | Dropped - Planned Retirement by 06/2021
Presque Isle | 1769 | 8 | Coal Steam | Michigan | 83 | Dropped - Planned Retirement by 06/2021
Presque Isle | 1769 | 9 | Coal Steam | Michigan | 83 | Dropped - Planned Retirement by 06/2021
Shiras | 1843 | 1 | Coal Steam | Michigan | 11.6 | Dropped - OS status in 2015, 2016 and 2017 EIA Form 860
Marshall (MI) | 1844 | IC2 | Combustion Turbine | Michigan | 0.9 | Dropped - Planned Retirement by 06/2021
Marshall (MI) | 1844 | IC4 | Combustion Turbine | Michigan | 0.7 | Dropped - Planned Retirement by 06/2021
Fox Lake | 1888 | 1 | O/G Steam | Minnesota | 13.2 | Dropped - Planned Retirement by 06/2021
Fox Lake | 1888 | 3 | O/G Steam | Minnesota | 85.2 | Dropped - Planned Retirement by 06/2021
Clay Boswell | 1893 | 1 | Coal Steam | Minnesota | 67.3 | Dropped - Planned Retirement by 06/2021
Clay Boswell | 1893 | 2 | Coal Steam | Minnesota | 67.4 | Dropped - Planned Retirement by 06/2021
Thomson | 1901 | 1 | Hydro | Minnesota | 12.5 | Dropped - OS status in 2015, 2016 and 2017 EIA Form 860
Thomson | 1901 | 2 | Hydro | Minnesota | 12.5 | Dropped - OS status in 2015, 2016 and 2017 EIA Form 860
Thomson | 1901 | 4 | Hydro | Minnesota | 12.1 | Dropped - OS status in 2015, 2016 and 2017 EIA Form 860
Thomson | 1901 | 5 | Hydro | Minnesota | 11.9 | Dropped - OS status in 2015, 2016 and 2017 EIA Form 860
Hoot Lake | 1943 | D1 | Combustion Turbine | Minnesota | 0.2 | Dropped - Planned Retirement by 06/2021
Hoot Lake | 1943 | D2 | Combustion Turbine | Minnesota | 0.1 | Dropped - Planned Retirement by 06/2021
Moose Lake | 1996 | 4 | Combustion Turbine | Minnesota | 1.3 | Dropped - OS status in 2015, 2016 and 2017 EIA Form 860
New Ulm | 2001 | 3 | O/G Steam | Minnesota | 4.7 | Dropped - OS status in 2015, 2016 and 2017 EIA Form 860
Jack Watson | 2049 | 3 | O/G Steam | Mississippi | 107 | Dropped - Planned Retirement by 06/2021
Henderson | 2062 | H2 | Combustion Turbine | Mississippi | 13 | Dropped - OS status in 2015, 2016 and 2017 EIA Form 860
Montrose | 2080 | 2 | Coal Steam | Missouri | 164 | Dropped - Planned Retirement by 06/2021
Montrose | 2080 | 3 | Coal Steam | Missouri | 170 | Dropped - Planned Retirement by 06/2021
Sibley | 2094 | 1 | Coal Steam | Missouri | 42.2 | Dropped - Planned Retirement by 06/2021
Sibley | 2094 | 2 | Coal Steam | Missouri | 42.1 | Dropped - Planned Retirement by 06/2021
Sibley | 2094 | 3 | Coal Steam | Missouri | 364.1 | Dropped - Planned Retirement by 06/2021
Lake Road (MO) | 2098 | 4 | Coal Steam | Missouri | 97.1 | Dropped - Planned Retirement by 06/2021
Lake Road (MO) | 2098 | 6 | Combustion Turbine | Missouri | 20.9 | Dropped - Planned Retirement by 06/2021
Albany | 2113 | 3 | Combustion Turbine | Missouri | 0.6 | Dropped - OS status in 2015, 2016 and 2017 EIA Form 860
Fayette | 2125 | GT1 | Combustion Turbine | Missouri | 3 | Dropped - OS status in 2015, 2016 and 2017 EIA Form 860
Fayette | 2125 | GT2 | Combustion Turbine | Missouri | 2.8 | Dropped - OS status in 2015, 2016 and 2017 EIA Form 860
Fayette | 2125 | GT3 | Combustion Turbine | Missouri | 2.4 | Dropped - OS status in 2015, 2016 and 2017 EIA Form 860
Fayette | 2125 | GT4 | Combustion Turbine | Missouri | 1 | Dropped - OS status in 2015, 2016 and 2017 EIA Form 860
Vandalia | 2165 | 1 | Combustion Turbine | Missouri | 1 | Dropped - OS status in 2015, 2016 and 2017 EIA Form 860
Vandalia | 2165 | 10 | Combustion Turbine | Missouri | 1.1 | Dropped - OS status in 2015, 2016 and 2017 EIA Form 860
Vandalia | 2165 | 11 | Combustion Turbine | Missouri | 1 | Dropped - OS status in 2015, 2016 and 2017 EIA Form 860
Vandalia | 2165 | 12 | Combustion Turbine | Missouri | 1 | Dropped - OS status in 2015, 2016 and 2017 EIA Form 860
Vandalia | 2165 | 4A | Combustion Turbine | Missouri | 1 | Dropped - OS status in 2015, 2016 and 2017 EIA Form 860
Vandalia | 2165 | 5A | Combustion Turbine | Missouri | 1 | Dropped - OS status in 2015, 2016 and 2017 EIA Form 860
Vandalia | 2165 | 8 | Combustion Turbine | Missouri | 0.8 | Dropped - OS status in 2015, 2016 and 2017 EIA Form 860
Vandalia | 2165 | 9 | Combustion Turbine | Missouri | 1.1 | Dropped - OS status in 2015, 2016 and 2017 EIA Form 860
Arnold | 2216 | 2A | Combustion Turbine | Nebraska | 0.1 | Dropped - OS status in 2015, 2016 and 2017 EIA Form 860
West Point Municipal | 2313 | 5 | Combustion Turbine | Nebraska | 4.1 | Dropped - OS status in 2015, 2016 and 2017 EIA Form 860
Fort Churchill | 2330 | 1 | O/G Steam | Nevada | 113 | Dropped - Planned Retirement by 06/2021
B L England | 2378 | 3 | O/G Steam | New Jersey | 148 | Dropped - Planned Retirement by 06/2021
Oyster Creek | 2388 | 1 | Nuclear | New Jersey | 607.7 | Dropped - Planned Retirement by 06/2021
PSEG Hudson Generating Station | 2403 | 2 | O/G Steam | New Jersey | 620 | Dropped - Planned Retirement by 06/2021
PSEG Mercer Generating Station | 2408 | 1 | Coal Steam | New Jersey | 316 | Dropped - Planned Retirement by 06/2021
PSEG Mercer Generating Station | 2408 | 2 | Coal Steam | New Jersey | 316 | Dropped - Planned Retirement by 06/2021
PSEG Sewaren Generating Station | 2411 | 1 | O/G Steam | New Jersey | 102.8 | Dropped - Planned Retirement by 06/2021
PSEG Sewaren Generating Station | 2411 | 2 | O/G Steam | New Jersey | 118 | Dropped - Planned Retirement by 06/2021
PSEG Sewaren Generating Station | 2411 | 3 | O/G Steam | New Jersey | 106.2 | Dropped - Planned Retirement by 06/2021
PSEG Sewaren Generating Station | 2411 | 4 | O/G Steam | New Jersey | 123.6 | Dropped - Planned Retirement by 06/2021
Rio Grande | 2444 | 6 | O/G Steam | New Mexico | 45 | Dropped - Planned Retirement by 06/2021
San Juan | 2451 | 2 | Coal Steam | New Mexico | 340 | Dropped - Planned Retirement by 06/2021
San Juan | 2451 | 3 | Coal Steam | New Mexico | 497 | Dropped - Planned Retirement by 06/2021
Cunningham | 2454 | 1 | O/G Steam | New Mexico | 71 | Dropped - Planned Retirement by 06/2021
Algodones | 2475 | 1 | O/G Steam | New Mexico | 15 | Dropped - OS status in 2015, 2016 and 2017 EIA Form 860
Algodones | 2475 | 2 | O/G Steam | New Mexico | 15 | Dropped - OS status in 2015, 2016 and 2017 EIA Form 860
Algodones | 2475 | 3 | O/G Steam | New Mexico | 15 | Dropped - OS status in 2015, 2016 and 2017 EIA Form 860
Ravenswood | 2500 | GT33 | Combustion Turbine | New York | 0 | Dropped - OS status in 2015, 2016 and 2017 EIA Form 860
Ravenswood | 2500 | GT7 | Combustion Turbine | New York | 0 | Dropped - OS status in 2015, 2016 and 2017 EIA Form 860
Fulton Hydro | 2566 | 1 | Hydro | New York | 0.1 | Dropped - OS status in 2015, 2016 and 2017 EIA Form 860
Fulton Hydro | 2566 | 2 | Hydro | New York | 0.1 | Dropped - OS status in 2015, 2016 and 2017 EIA Form 860
Wiscoy 170 | 2646 | 2 | Hydro | New York | 0.4 | Dropped - OS status in 2015, 2016 and 2017 EIA Form 860
Greenport | 2681 | 2 | Combustion Turbine | New York | 1.5 | Dropped - OS status in 2015, 2016 and 2017 EIA Form 860
Greenport | 2681 | 7 | Combustion Turbine | New York | 1.6 | Dropped - OS status in 2015, 2016 and 2017 EIA Form 860
Asheville | 2706 | 1 | Coal Steam | North Carolina | 189 | Dropped - Planned Retirement by 06/2021
Asheville | 2706 | 2 | Coal Steam | North Carolina | 189 | Dropped - Planned Retirement by 06/2021
L V Sutton Steam | 2713 | GTA | Combustion Turbine | North Carolina | 23 | Dropped - Planned Retirement by 06/2021
L V Sutton Steam | 2713 | GTB | Combustion Turbine | North Carolina | 25 | Dropped - Planned Retirement by 06/2021
J M Stuart | 2850 | 1 | Coal Steam | Ohio | 577 | Dropped - Planned Retirement by 06/2021
J M Stuart | 2850 | 2 | Coal Steam | Ohio | 577 | Dropped - Planned Retirement by 06/2021
J M Stuart | 2850 | 3 | Coal Steam | Ohio | 577 | Dropped - Planned Retirement by 06/2021
J M Stuart | 2850 | 4 | Coal Steam | Ohio | 577 | Dropped - Planned Retirement by 06/2021
J M Stuart | 2850 | D1 | Combustion Turbine | Ohio | 2.2 | Dropped - Planned Retirement by 06/2021
J M Stuart | 2850 | D2 | Combustion Turbine | Ohio | 2.2 | Dropped - Planned Retirement by 06/2021
J M Stuart | 2850 | D3 | Combustion Turbine | Ohio | 2.2 | Dropped - Planned Retirement by 06/2021
J M Stuart | 2850 | D4 | Combustion Turbine | Ohio | 2.2 | Dropped - Planned Retirement by 06/2021
Orrville | 2935 | 7 | Coal Steam | Ohio | 5 | Dropped - OS status in 2015, 2016 and 2017 EIA Form 860
Orrville | 2935 | 8 | Coal Steam | Ohio | 7.5 | Dropped - OS status in 2015, 2016 and 2017 EIA Form 860
Mustang | 2953 | 3 | O/G Steam | Oklahoma | 121 | Dropped - Planned Retirement by 06/2021
Mustang | 2953 | 4 | O/G Steam | Oklahoma | 259 | Dropped - Planned Retirement by 06/2021
Southwestern | 2964 | IC1 | Combustion Turbine | Oklahoma | 2 | Dropped - OS status in 2015, 2016 and 2017 EIA Form 860
Pensacola | 2981 | A | Hydro | Oklahoma | 0.5 | Dropped - OS status in 2015, 2016 and 2017 EIA Form 860
New Castle Plant | 3138 | EMDB | Combustion Turbine | Pennsylvania | 2.5 | Dropped - OS status in 2015, 2016 and 2017 EIA Form 860
Darlington County | 3250 | 9 | Combustion Turbine | South Carolina | 50 | Dropped - Planned Retirement by 06/2021
Johnsonville | 3406 | 1 | Coal Steam | Tennessee | 107 | Dropped - Planned Retirement by 06/2021
Johnsonville | 3406 | 2 | Coal Steam | Tennessee | 107 | Dropped - Planned Retirement by 06/2021
Johnsonville | 3406 | 3 | Coal Steam | Tennessee | 107 | Dropped - Planned Retirement by 06/2021
Johnsonville | 3406 | 4 | Coal Steam | Tennessee | 107 | Dropped - Planned Retirement by 06/2021
Newman | 3456 | 1 | O/G Steam | Texas | 74 | Dropped - Planned Retirement by 06/2021
Newman | 3456 | 3 | O/G Steam | Texas | 102 | Dropped - Planned Retirement by 06/2021
Plant X | 3485 | 1 | O/G Steam | Texas | 38 | Dropped - Planned Retirement by 06/2021
Plant X | 3485 | 2 | O/G Steam | Texas | 90 | Dropped - Planned Retirement by 06/2021
J Robert Massengale | 3604 | 4 | O/G Steam | Texas | 10 | Dropped - OS status in 2015, 2016 and 2017 EIA Form 860
J Robert Massengale | 3604 | 5 | O/G Steam | Texas | 10 | Dropped - OS status in 2015, 2016 and 2017 EIA Form 860
Yorktown | 3809 | 1 | Coal Steam | Virginia | 159 | Dropped - Planned Retirement by 06/2021
Yorktown | 3809 | 2 | Coal Steam | Virginia | 164 | Dropped - Planned Retirement by 06/2021
Radford | 3827 | 1 | Hydro | Virginia | 1 | Dropped - OS status in 2015, 2016 and 2017 EIA Form 860
Transalta Centralia Generation | 3845 | 1 | Coal Steam | Washington | 670 | Dropped - Planned Retirement by 06/2021
Snoqualmie | 3860 | 1 | Hydro | Washington | 1.8 | Dropped - OS status in 2015, 2016 and 2017 EIA Form 860
Snoqualmie | 3860 | 2 | Hydro | Washington | 1.8 | Dropped - OS status in 2015, 2016 and 2017 EIA Form 860
Snoqualmie | 3860 | 3 | Hydro | Washington | 1.8 | Dropped - OS status in 2015, 2016 and 2017 EIA Form 860
Snoqualmie | 3860 | 4 | Hydro | Washington | 1.8 | Dropped - OS status in 2015, 2016 and 2017 EIA Form 860
Wanapum | 3888 | 4 | Hydro | Washington | 103.8 | Dropped - Planned Retirement by 06/2021
Wanapum | 3888 | 8 | Hydro | Washington | 103.8 | Dropped - Planned Retirement by 06/2021
Kanawha River | 3936 | 1 | Coal Steam | West Virginia | 200 | Dropped - Planned Retirement by 06/2021
Kanawha River | 3936 | 2 | Coal Steam | West Virginia | 200 | Dropped - Planned Retirement by 06/2021
Biron | 3971 | 3 | Hydro | Wisconsin | 0.4 | Dropped - OS status in 2015, 2016 and 2017 EIA Form 860
Biron | 3971 | 4 | Hydro | Wisconsin | 0.4 | Dropped - OS status in 2015, 2016 and 2017 EIA Form 860
Biron | 3971 | 5 | Hydro | Wisconsin | 0.4 | Dropped - OS status in 2015, 2016 and 2017 EIA Form 860
Biron | 3971 | 7 | Hydro | Wisconsin | 0.4 | Dropped - OS status in 2015, 2016 and 2017 EIA Form 860
Stevens Point | 3973 | 6 | Hydro | Wisconsin | 0.8 | Dropped - OS status in 2015, 2016 and 2017 EIA Form 860
Whiting | 3975 | 1 | Hydro | Wisconsin | 1.2 | Dropped - OS status in 2015, 2016 and 2017 EIA Form 860
Whiting | 3975 | 3 | Hydro | Wisconsin | 0.5 | Dropped - OS status in 2015, 2016 and 2017 EIA Form 860
Northern States Flambeau | 3984 | 1 | Combustion Turbine | Wisconsin | 12 | Dropped - Planned Retirement by 06/2021
Fitchburg | 3991 | 1 | Combustion Turbine | Wisconsin | 16.6 | Dropped - Planned Retirement by 06/2021
Fitchburg | 3991 | 2 | Combustion Turbine | Wisconsin | 15.8 | Dropped - Planned Retirement by 06/2021
Sycamore (WI) | 3993 | 1 | Combustion Turbine | Wisconsin | 11.2 | Dropped - Planned Retirement by 06/2021
Sycamore (WI) | 3993 | 2 | Combustion Turbine | Wisconsin | 16.6 | Dropped - Planned Retirement by 06/2021
French Island | 4005 | 3 | Combustion Turbine | Wisconsin | 61 | Dropped - OS status in 2015, 2016 and 2017 EIA Form 860
Edgewater | 4050 | 4 | Coal Steam | Wisconsin | 302.4 | Dropped - Planned Retirement by 06/2021
Rock River | 4057 | 3 | Combustion Turbine | Wisconsin | 24.8 | Dropped - Planned Retirement by 06/2021
Rock River | 4057 | 4 | Combustion Turbine | Wisconsin | 14.4 | Dropped - Planned Retirement by 06/2021
Rock River | 4057 | 5 | Combustion Turbine | Wisconsin | 44.1 | Dropped - Planned Retirement by 06/2021
Rock River | 4057 | 6 | Combustion Turbine | Wisconsin | 44.6 | Dropped - Planned Retirement by 06/2021
Sheepskin | 4059 | 1 | Combustion Turbine | Wisconsin | 28.4 | Dropped - Planned Retirement by 06/2021
Barron | 4102 | 7 | Combustion Turbine | Wisconsin | 0.6 | Dropped - OS status in 2015, 2016 and 2017 EIA Form 860
Navajo | 4941 | NAV1 | Coal Steam | Arizona | 750 | Dropped - Planned Retirement by 06/2021
Killen Station | 6031 | 2 | Coal Steam | Ohio | 600 | Dropped - Planned Retirement by 06/2021
Killen Station | 6031 | GT1 | Combustion Turbine | Ohio | 18 | Dropped - Planned Retirement by 06/2021
Kahului | 6056 | 1 | O/G Steam | Hawaii | 4.7 | Dropped - in Alaska or in Hawaii
Kahului | 6056 | 2 | O/G Steam | Hawaii | 4.8 | Dropped - in Alaska or in Hawaii
Kahului | 6056 | 3 | O/G Steam | Hawaii | 11 | Dropped - in Alaska or in Hawaii
Kahului | 6056 | 4 | O/G Steam | Hawaii | 11.9 | Dropped - in Alaska or in Hawaii
Helms Pumped Storage | 6100 | 1 | Pumped Storage | California | 404 | Dropped - OS status in 2015, 2016 and 2017 EIA Form 860
Boardman | 6106 | 1 | Coal Steam | Oregon | 585 | Dropped - Planned Retirement by 06/2021
West Point (GA) | 6133 | 2 | Hydro | Georgia | 42 | Dropped - OS status in 2015, 2016 and 2017 EIA Form 860
Kansas City International | 6144 | 1 | Combustion Turbine | Missouri | 16.7 | Dropped - OS status in 2015, 2016 and 2017 EIA Form 860
Kansas City International | 6144 | 2 | Combustion Turbine | Missouri | 16.9 | Dropped - OS status in 2015, 2016 and 2017 EIA Form 860
Bellefonte | 6150 | DG-1 | Combustion Turbine | Alabama | 7 | Dropped - OS status in 2015, 2016 and 2017 EIA Form 860
Bellefonte | 6150 | DG-2 | Combustion Turbine | Alabama | 7 | Dropped - OS status in 2015, 2016 and 2017 EIA Form 860
J T Deely | 6181 | 1 | Coal Steam | Texas | 420 | Dropped - Planned Retirement by 06/2021
J T Deely | 6181 | 2 | Coal Steam | Texas | 420 | Dropped - Planned Retirement by 06/2021
Swift 2 | 6265 | 21 | Hydro | Washington | 34 | Dropped - OS status in 2015, 2016 and 2017 EIA Form 860
Swift 2 | 6265 | 22 | Hydro | Washington | 31 | Dropped - OS status in 2015, 2016 and 2017 EIA Form 860
Kodiak | 6281 | 1 | Combustion Turbine | Alaska | 2.5 | Dropped - in Alaska or in Hawaii
Kodiak | 6281 | 2c | Combustion Turbine | Alaska | 4.4 | Dropped - in Alaska or in Hawaii
Kodiak | 6281 | 3c | Combustion Turbine | Alaska | 4.4 | Dropped - in Alaska or in Hawaii
Kodiak | 6281 | 4 | Combustion Turbine | Alaska | 7 | Dropped - in Alaska or in Hawaii
Port Lions | 6282 | 1 | Combustion Turbine | Alaska | 0.3 | Dropped - in Alaska or in Hawaii
Port Lions | 6282 | 2 | Combustion Turbine | Alaska | 0.2 | Dropped - in Alaska or in Hawaii
Port Lions | 6282 | 3 | Combustion Turbine | Alaska | 0.2 | Dropped - in Alaska or in Hawaii
Port Lions | 6282 | 4 | Combustion Turbine | Alaska | 0.2 | Dropped - in Alaska or in Hawaii
Seldovia | 6283 | 5 | Combustion Turbine | Alaska | 1.2 | Dropped - in Alaska or in Hawaii
Seldovia | 6283 | 6 | Combustion Turbine | Alaska | 1.2 | Dropped - Planned Retirement by 06/2021
North Pole | 6285 | 1 | Combustion Turbine | Alaska | 44 | Dropped - in Alaska or in Hawaii
North Pole | 6285 | 2 | Combustion Turbine | Alaska | 50 | Dropped - in Alaska or in Hawaii
North Pole | 6285 | GT3 | Fossil Waste | Alaska | 41 | Dropped - in Alaska or in Hawaii
North Pole | 6285 | STG1 | Fossil Waste | Alaska | 10 | Dropped - in Alaska or in Hawaii
Fairbanks | 6286 | 5 | Combustion Turbine | Alaska | 2.8 | Dropped - in Alaska or in Hawaii
Fairbanks | 6286 | 6 | Combustion Turbine | Alaska | 2.8 | Dropped - in Alaska or in Hawaii
Fairbanks | 6286 | GT1 | Combustion Turbine | Alaska | 15.5 | Dropped - in Alaska or in Hawaii
Fairbanks | 6286 | GT2 | Combustion Turbine | Alaska | 15 | Dropped - in Alaska or in Hawaii
Healy | 6288 | 1 | Coal Steam | Alaska | 25 | Dropped - in Alaska or in Hawaii
Healy | 6288 | 2 | Coal Steam | Alaska | 50 | Dropped - in Alaska or in Hawaii
Healy | 6288 | IC1 | Combustion Turbine | Alaska | 2.8 | Dropped - in Alaska or in Hawaii
Cooper Lake | 6291 | 1 | Hydro | Alaska | 9.7 | Dropped - in Alaska or in Hawaii
Cooper Lake | 6291 | 2 | Hydro | Alaska | 9.7 | Dropped - in Alaska or in Hawaii
Bernice Lake | 6292 | 2 | Combustion Turbine | Alaska | 17 | Dropped - in Alaska or in Hawaii
Bernice Lake | 6292 | 3 | Combustion Turbine | Alaska | 22.9 | Dropped - in Alaska or in Hawaii
Bernice Lake | 6292 | 4 | Combustion Turbine | Alaska | 22.5 | Dropped - in Alaska or in Hawaii
International | 6293 | 1 | Combustion Turbine | Alaska | 12.6 | Dropped - in Alaska or in Hawaii
International | 6293 | 2 | Combustion Turbine | Alaska | 12.6 | Dropped - in Alaska or in Hawaii
Unalakleet | 6299 | 5 | Combustion Turbine | Alaska | 0.4 | Dropped - in Alaska or in Hawaii
Unalakleet | 6299 | 6 | Combustion Turbine | Alaska | 0.4 | Dropped - in Alaska or in Hawaii
Unalakleet | 6299 | 7 | Combustion Turbine | Alaska | 0.4 | Dropped - in Alaska or in Hawaii
Unalakleet | 6299 | 8 | Combustion Turbine | Alaska | 0.4 | Dropped - in Alaska or in Hawaii
Naknek | 6301 | 4A | Combustion Turbine | Alaska | 1.3 | Dropped - in Alaska or in Hawaii
Naknek | 6301 | 5A | Combustion Turbine | Alaska | 1 | Dropped - in Alaska or in Hawaii
Naknek | 6301 | 6A | Combustion Turbine | Alaska | 1 | Dropped - in Alaska or in Hawaii
Naknek | 6301 | 7A | Combustion Turbine | Alaska | 1 | Dropped - in Alaska or in Hawaii
Naknek | 6301 | 8 | Combustion Turbine | Alaska | 1 | Dropped - in Alaska or in Hawaii
Naknek | 6301 | NA1 | Combustion Turbine | Alaska | 1.1 | Dropped - in Alaska or in Hawaii
Naknek | 6301 | NA2 | Combustion Turbine | Alaska | 1.1 | Dropped - in Alaska or in Hawaii
Naknek | 6301 | NA3 | Combustion Turbine | Alaska | 0.8 | Dropped - in Alaska or in Hawaii
Naknek | 6301 | NA4 | Combustion Turbine | Alaska | 0.8 | Dropped - in Alaska or in Hawaii
Naknek | 6301 | NA5 | Combustion Turbine | Alaska | 0.8 | Dropped - in Alaska or in Hawaii
Purple Lake | 6302 | 1 | Hydro | Alaska | 1.3 | Dropped - in Alaska or in Hawaii
Purple Lake | 6302 | 2 | Hydro | Alaska | 1.3 | Dropped - in Alaska or in Hawaii
Purple Lake | 6302 | 3 | Hydro | Alaska | 1.3 | Dropped - in Alaska or in Hawaii
Kotzebue | 6304 | 10 | Combustion Turbine | Alaska | 3 | Dropped - in Alaska or in Hawaii
Kotzebue | 6304 | 10wt | Onshore Wind | Alaska | 0.1 | Dropped - in Alaska or in Hawaii
Kotzebue | 6304 | 11wt | Onshore Wind | Alaska | 0.1 | Dropped - in Alaska or in Hawaii
Kotzebue | 6304 | 12wt | Onshore Wind | Alaska | 0.1 | Dropped - in Alaska or in Hawaii
Kotzebue | 6304 | 13WT | Onshore Wind | Alaska | 0.1 | Dropped - in Alaska or in Hawaii
Kotzebue | 6304 | 14 | Combustion Turbine | Alaska | 2.5 | Dropped - in Alaska or in Hawaii
Kotzebue | 6304 | 14wt | Onshore Wind | Alaska | 0.1 | Dropped - in Alaska or in Hawaii
Kotzebue | 6304 | 15 | Combustion Turbine | Alaska | 2.5 | Dropped - in Alaska or in Hawaii
Kotzebue | 6304 | 15WT | Onshore Wind | Alaska | 0.1 | Dropped - in Alaska or in Hawaii
Kotzebue | 6304 | 16 | Combustion Turbine | Alaska | 1.4 | Dropped - in Alaska or in Hawaii
Kotzebue | 6304 | 16WT | Onshore Wind | Alaska | 0.1 | Dropped - in Alaska or in Hawaii
Kotzebue | 6304 | 17 | Combustion Turbine | Alaska | 0.7 | Dropped - in Alaska or in Hawaii
Kotzebue | 6304 | 17WT | Onshore Wind | Alaska | 0.1 | Dropped - in Alaska or in Hawaii
Kotzebue | 6304 | 18WT | Onshore Wind | Alaska | 0.9 | Dropped - in Alaska or in Hawaii
Kotzebue | 6304 | 19WT | Onshore Wind | Alaska | 0.9 | Dropped - in Alaska or in Hawaii
Kotzebue | 6304 | 1WT | Onshore Wind | Alaska | 0.6 | Dropped - in Alaska or in Hawaii
Kotzebue | 6304 | 2WT | Onshore Wind | Alaska | 0.1 | Dropped - in Alaska or in Hawaii
Kotzebue | 6304 | 3WT | Onshore Wind | Alaska | 0.2 | Dropped - in Alaska or in Hawaii
Kotzebue | 6304 | 4WT | Onshore Wind | Alaska | 0.5 | Dropped - in Alaska or in Hawaii
Kotzebue | 6304 | 5WT | Onshore Wind | Alaska | 0.1 | Dropped - in Alaska or in Hawaii
Kotzebue | 6304 | 6WT | Onshore Wind | Alaska | 0.1 | Dropped - in Alaska or in Hawaii
Kotzebue | 6304 | 7A | Combustion Turbine | Alaska | 1.1 | Dropped - in Alaska or in Hawaii
Kotzebue | 6304 | 7WT | Onshore Wind | Alaska | 0.1 | Dropped - in Alaska or in Hawaii
Kotzebue | 6304 | 8WT | Onshore Wind | Alaska | 0.1 | Dropped - in Alaska or in Hawaii
Kotzebue | 6304 | 9wt | Onshore Wind | Alaska | 0.1 | Dropped - in Alaska or in Hawaii
Glennallen | 6305 | 3 | Combustion Turbine | Alaska | 0.5 | Dropped - in Alaska or in Hawaii
Glennallen | 6305 | 4 | Combustion Turbine | Alaska | 0.5 | Dropped - in Alaska or in Hawaii
Glennallen | 6305 | 5 | Combustion Turbine | Alaska | 0.5 | Dropped - in Alaska or in Hawaii
Glennallen | 6305 | 6 | Combustion Turbine | Alaska | 2.5 | Dropped - in Alaska or in Hawaii
Glennallen | 6305 | 7 | Combustion Turbine | Alaska | 2.5 | Dropped - in Alaska or in Hawaii
Glennallen | 6305 | 8 | Combustion Turbine | Alaska | 1.2 | Dropped - in Alaska or in Hawaii
Glennallen | 6305 | 9 | Combustion Turbine | Alaska | 2.8 | Dropped - in Alaska or in Hawaii
Valdez | 6306 | 4 | Combustion Turbine | Alaska | 1.5 | Dropped - in Alaska or in Hawaii
Valdez | 6306 | 5 | Combustion Turbine | Alaska | 2 | Dropped - in Alaska or in Hawaii
Valdez | 6306 | 6 | Combustion Turbine | Alaska | 0.8 | Dropped - in Alaska or in Hawaii
Valdez | 6306 | 7 | Combustion Turbine | Alaska | 2.8 | Dropped - in Alaska or in Hawaii
Chevak | 6311 | 1A | Combustion Turbine | Alaska | 0.5 | Dropped - in Alaska or in Hawaii
Chevak | 6311 | 2A | Combustion Turbine | Alaska | 0.5 | Dropped - in Alaska or in Hawaii
Chevak | 6311 | 3A | Combustion Turbine | Alaska | 0.8 | Dropped - in Alaska or in Hawaii
Emmonak | 6314 | 2A | Combustion Turbine | Alaska | 0.5 | Dropped - in Alaska or in Hawaii
Emmonak | 6314 | 4a | Combustion Turbine | Alaska | 0.5 | Dropped - in Alaska or in Hawaii
Emmonak | 6314 | 5B | Combustion Turbine | Alaska | 1.3 | Dropped - in Alaska or in Hawaii
Emmonak | 6314 | 6 | Combustion Turbine | Alaska | 0.9 | Dropped - in Alaska or in Hawaii
Hooper Bay | 6319 | 3A | Combustion Turbine | Alaska | 0.3 | Dropped - Planned Retirement by 06/2021
Hooper Bay | 6319 | 4B | Combustion Turbine | Alaska | 0.5 | Dropped - in Alaska or in Hawaii
Hooper Bay | 6319 | 5A | Combustion Turbine | Alaska | 0.8 | Dropped - in Alaska or in Hawaii
Hooper Bay | 6319 | 6 | Combustion Turbine | Alaska | 0.5 | Dropped - in Alaska or in Hawaii
Kiana | 6323 | 1B | Combustion Turbine | Alaska | 0.3 | Dropped - in Alaska or in Hawaii
Kiana | 6323 | 3A | Combustion Turbine | Alaska | 0.4 | Dropped - in Alaska or in Hawaii
Kiana | 6323 | 4 | Combustion Turbine | Alaska | 0.5 | Dropped - in Alaska or in Hawaii
Mountain Village | 6329 | 1 | Combustion Turbine | Alaska | 0.3 | Dropped - in Alaska or in Hawaii
Mountain Village | 6329 | 3B | Combustion Turbine | Alaska | 0.5 | Dropped - in Alaska or in Hawaii
Mountain Village | 6329 | 4A | Combustion Turbine | Alaska | 0.8 | Dropped - in Alaska or in Hawaii
Mountain Village | 6329 | 5A | Combustion Turbine | Alaska | 0.7 | Dropped - in Alaska or in Hawaii
Noorvik | 6330 | 1A | Combustion Turbine | Alaska | 0.3 | Dropped - in Alaska or in Hawaii
Noorvik | 6330 | 2A | Combustion Turbine | Alaska | 0.4 | Dropped - Planned Retirement by 06/2021
Noorvik | 6330 | 3A | Combustion Turbine | Alaska | 0.7 | Dropped - in Alaska or in Hawaii
Nunapitchuk | 6333 | 1A | Combustion Turbine | Alaska | 0.5 | Dropped - in Alaska or in Hawaii
St Marys IC | 6338 | 1B | Combustion Turbine | Alaska | 0.5 | Dropped - in Alaska or in Hawaii
St Marys IC | 6338 | 2 | Combustion Turbine | Alaska | 0.6 | Dropped - in Alaska or in Hawaii
St Marys IC | 6338 | 3 | Combustion Turbine | Alaska | 0.9 | Dropped - in Alaska or in Hawaii
Selawik | 6341 | 1A | Combustion Turbine | Alaska | 0.3 | Dropped - in Alaska or in Hawaii
Selawik | 6341 | 2B | Combustion Turbine | Alaska | 0.5 | Dropped - in Alaska or in Hawaii
Selawik | 6341 | 3B | Combustion Turbine | Alaska | 0.5 | Dropped - in Alaska or in Hawaii
Shishmaref | 6345 | 1 | Combustion Turbine | Alaska | 0.3 | Dropped - in Alaska or in Hawaii
Shishmaref | 6345 | 2 | Combustion Turbine | Alaska | 0.3 | Dropped - in Alaska or in Hawaii
Shishmaref | 6345 | 3A | Combustion Turbine | Alaska | 0.4 | Dropped - in Alaska or in Hawaii
Shishmaref | 6345 | 4A | Combustion Turbine | Alaska | 0.5 | Dropped - in Alaska or in Hawaii
Togiak | 6348 | 2a | Combustion Turbine | Alaska | 0.5 | Dropped - in Alaska or in Hawaii
Togiak | 6348 | 4 | Combustion Turbine | Alaska | 0.3 | Dropped - in Alaska or in Hawaii
Togiak | 6348 | 4B | Combustion Turbine | Alaska | 0.8 | Dropped - in Alaska or in Hawaii
Togiak | 6348 | 5A | Combustion Turbine | Alaska | 0.8 | Dropped - in Alaska or in Hawaii
Tangier | 6390 | 3 | Combustion Turbine | Virginia | 0.6 | Dropped - OS status in 2015, 2016 and 2017 EIA Form 860
Tangier | 6390 | 4 | Combustion Turbine | Virginia | 0.8 | Dropped - OS status in 2015, 2016 and 2017 EIA Form 860
Port Allen (HI) | 6474 | 3 | Combustion Turbine | Hawaii | 2.5 | Dropped - in Alaska or in Hawaii
Port Allen (HI) | 6474 | 4 | Combustion Turbine | Hawaii | 2.5 | Dropped - in Alaska or in Hawaii
Port Allen (HI) | 6474 | 5 | Combustion Turbine | Hawaii | 2.5 | Dropped - in Alaska or in Hawaii
Port Allen (HI) | 6474 | 8 | Combustion Turbine | Hawaii | 7.6 | Dropped - in Alaska or in Hawaii
Port Allen (HI) | 6474 | 9 | Combustion Turbine | Hawaii | 7.6 | Dropped - in Alaska or in Hawaii
Port Allen (HI) | 6474 | D6 | Combustion Turbine | Hawaii | 7.6 | Dropped - in Alaska or in Hawaii
Port Allen (HI) | 6474 | D7 | Combustion Turbine | Hawaii | 7.6 | Dropped - in Alaska or in Hawaii
Port Allen (HI) | 6474 | GT1 | Combustion Turbine | Hawaii | 17.5 | Dropped - in Alaska or in Hawaii
Port Allen (HI) | 6474 | GT2 | Combustion Turbine | Hawaii | 22.6 | Dropped - in Alaska or in Hawaii
Port Allen (HI) | 6474 | IC1 | Combustion Turbine | Hawaii | 1.7 | Dropped - in Alaska or in Hawaii
Port Allen (HI) | 6474 | IC2 | Combustion Turbine | Hawaii | 1.7 | Dropped - in Alaska or in Hawaii
Port Allen (HI) | 6474 | ST1 | O/G Steam | Hawaii | 9 | Dropped - in Alaska or in Hawaii
San Francisquito 2 | 6480 | 1 | Hydro | California | 14.5 | Dropped - OS status in 2015, 2016 and 2017 EIA Form 860
Maalaea | 6504 | 1 | Combustion Turbine | Hawaii | 2.5 | Dropped - in Alaska or in Hawaii
Maalaea | 6504 | 10 | Combustion Turbine | Hawaii | 12.3 | Dropped - in Alaska or in Hawaii
Maalaea | 6504 | 11 | Combustion Turbine | Hawaii | 12.3 | Dropped - in Alaska or in Hawaii
Maalaea | 6504 | 12 | Combustion Turbine | Hawaii | 12.3 | Dropped - in Alaska or in Hawaii
Maalaea | 6504 | 13 | Combustion Turbine | Hawaii | 12.3 | Dropped - in Alaska or in Hawaii
Maalaea | 6504 | 14 | Combined Cycle | Hawaii | 21.1 | Dropped - in Alaska or in Hawaii
Maalaea | 6504 | 15 | Combined Cycle | Hawaii | 12 | Dropped - in Alaska or in Hawaii
Maalaea | 6504 | 16 | Combined Cycle | Hawaii | 21.1 | Dropped - in Alaska or in Hawaii
Maalaea | 6504 | 17 | Combined Cycle | Hawaii | 17.6 | Dropped - in Alaska or in Hawaii
Maalaea | 6504 | 18 | Combined Cycle | Hawaii | 13.8 | Dropped - in Alaska or in Hawaii
Maalaea | 6504 | 19 | Combined Cycle | Hawaii | 17.6 | Dropped - in Alaska or in Hawaii
Maalaea | 6504 | 2 | Combustion Turbine | Hawaii | 2.5 | Dropped - in Alaska or in Hawaii
Maalaea | 6504 | 3 | Combustion Turbine | Hawaii | 2.5 | Dropped - in Alaska or in Hawaii
Maalaea | 6504 | 4 | Combustion Turbine | Hawaii | 5.5 | Dropped - in Alaska or in Hawaii
Maalaea | 6504 | 5 | Combustion Turbine | Hawaii | 5.5 | Dropped - in Alaska or in Hawaii
Maalaea | 6504 | 6 | Combustion Turbine | Hawaii | 5.5 | Dropped - in Alaska or in Hawaii
Maalaea | 6504 | 7 | Combustion Turbine | Hawaii | 5.5 | Dropped - in Alaska or in Hawaii
Maalaea | 6504 | 8 | Combustion Turbine | Hawaii | 5.5 | Dropped - in Alaska or in Hawaii
Maalaea | 6504 | 9 | Combustion Turbine | Hawaii | 5.5 | Dropped - in Alaska or in Hawaii
Maalaea | 6504 | X1 | Combustion Turbine | Hawaii | 2.5 | Dropped - in Alaska or in Hawaii
Maalaea | 6504 | X2 | Combustion Turbine | Hawaii | 2.5 | Dropped - in Alaska or in Hawaii
Drop 3 (WA) | 6508 | 1 | Hydro | Washington | 0.5 | Dropped - OS status in 2015, 2016 and 2017 EIA Form 860
Drop 3 (WA) | 6508 | 2 | Hydro | Washington | 0.5 | Dropped - OS status in 2015, 2016 and 2017 EIA Form 860
Brunswick | 6510 | 1 | Combustion Turbine | Nevada | 2 | Dropped - Planned Retirement by 06/2021
Brunswick | 6510 | 2 | Combustion Turbine | Nevada | 2 | Dropped - Planned Retirement by 06/2021
Brunswick | 6510 | 3 | Combustion Turbine | Nevada | 2 | Dropped - Planned Retirement by 06/2021
McGrath | 6555 | 3A | Combustion Turbine | Alaska | 0.5 | Dropped - in Alaska or in Hawaii
McGrath | 6555 | 4A | Combustion Turbine | Alaska | 0.5 | Dropped - in Alaska or in Hawaii
McGrath | 6555 | 6 | Combustion Turbine | Alaska | 0.6 | Dropped - in Alaska or in Hawaii
McGrath | 6555 | 7 | Combustion Turbine | Alaska | 0.6 | Dropped - in Alaska or in Hawaii
George M Sullivan Generation Plant 2 | 6559 | 10 | Combined Cycle | Alaska | 50 | Dropped - in Alaska or in Hawaii
George M Sullivan Generation Plant 2 | 6559 | 11 | Combined Cycle | Alaska | 29 | Dropped - in Alaska or in Hawaii
George M Sullivan Generation Plant 2 | 6559 | 7 | Combined Cycle | Alaska | 102.6 | Dropped - in Alaska or in Hawaii
George M Sullivan Generation Plant 2 | 6559 | 9 | Combined Cycle | Alaska | 50 | Dropped - in Alaska or in Hawaii
George M Sullivan Generation Plant 2 | 6559 | GT8 | Combustion Turbine | Alaska | 77.7 | Dropped - in Alaska or in Hawaii
Unionville | 6563 | 1 | Combustion Turbine | Missouri | 22 | Dropped - OS status in 2015, 2016 and 2017 EIA Form 860
Unionville | 6563 | 2 | Combustion Turbine | Missouri | 22 | Dropped - OS status in 2015, 2016 and 2017 EIA Form 860
Berlin | 6565 | 3A | Combustion Turbine | Maryland | 1.8 | Dropped - OS status in 2015, 2016 and 2017 EIA Form 860
Bethel | 6566 | 1 | Combustion Turbine | Alaska | 2.1 | Dropped - in Alaska or in Hawaii
Bethel | 6566 | 2 | Combustion Turbine | Alaska | 2.1 | Dropped - in Alaska or in Hawaii
Bethel | 6566 | 3 | Combustion Turbine | Alaska | 2.1 | Dropped - in Alaska or in Hawaii
Bethel | 6566 | 4 | Combustion Turbine | Alaska | 2.1 | Dropped - in Alaska or in Hawaii
Bethel | 6566 | 6 | Combustion Turbine | Alaska | 2.1 | Dropped - in Alaska or in Hawaii
Bethel | 6566 | 7 | Combustion Turbine | Alaska | 2.1 | Dropped - in Alaska or in Hawaii
Beaver Falls | 6580 | 1 | Hydro | Alaska | 1 | Dropped - in Alaska or in Hawaii
Beaver Falls | 6580 | 3 | Hydro | Alaska | 2.2 | Dropped - in Alaska or in Hawaii
Beaver Falls | 6580 | 4 | Hydro | Alaska | 2.2 | Dropped - in Alaska or in Hawaii
Silvis | 6581 | 1 | Hydro | Alaska | 2.1 | Dropped - in Alaska or in Hawaii
Yakutat | 6637 | 2B | Combustion Turbine | Alaska | 0.8 | Dropped - in Alaska or in Hawaii
Yakutat | 6637 | 3A | Combustion Turbine | Alaska | 0.6 | Dropped - in Alaska or in Hawaii
Yakutat | 6637 | 6 | Combustion Turbine | Alaska | 1.2 | Dropped - in Alaska or in Hawaii
Yakutat | 6637 | 7 | Combustion Turbine | Alaska | 1.2 | Dropped - in Alaska or in Hawaii
Pelican | 6702 | HC1 | Hydro | Alaska | 0.5 | Dropped - in Alaska or in Hawaii
Pelican | 6702 | HC2 | Hydro | Alaska | 0.1 | Dropped - in Alaska or in Hawaii
Pelican | 6702 | IC6 | Combustion Turbine | Alaska | 0.4 | Dropped - in Alaska or in Hawaii
Pelican | 6702 | IC7 | Combustion Turbine | Alaska | 0.4 | Dropped - in Alaska or in Hawaii
Pelican | 6702 | IC8 | Combustion Turbine | Alaska | 0.2 | Dropped - in Alaska or in Hawaii
Jarvis Street | 6801 | 1 | Combustion Turbine | Alaska | 2 | Dropped - in Alaska or in Hawaii
Jarvis Street | 6801 | 2 | Combustion Turbine | Alaska | 2.8 | Dropped - in Alaska or in Hawaii
Jarvis Street | 6801 | 3 | Combustion Turbine | Alaska | 2.8 | Dropped - in Alaska or in Hawaii
Jarvis Street | 6801 | 4 | Combustion Turbine | Alaska | 4 | Dropped - in Alaska or in Hawaii
Jarvis Street | 6801 | 5 | Combustion Turbine | Alaska | 13.5 | Dropped - in Alaska or in Hawaii
Humpback Creek | 7042 | 1 | Hydro | Alaska | 0.4 | Dropped - in Alaska or in Hawaii
Humpback Creek | 7042 | 2 | Hydro | Alaska | 0.4 | Dropped - in Alaska or in Hawaii
Humpback Creek | 7042 | 3 | Hydro | Alaska | 0.2 | Dropped - in Alaska or in Hawaii
Centennial | 7112 | IC6 | Combustion Turbine | Alaska | 3.3 | Dropped - in Alaska or in Hawaii
Puna | 7130 | 1 | O/G Steam | Hawaii | 14 | Dropped - in Alaska or in Hawaii
Puna | 7130 | 3 | Combustion Turbine | Hawaii | 20 | Dropped - in Alaska or in Hawaii
Grinnell | 7137 | 1 | Combustion Turbine | Iowa | 23.7 | Dropped - Planned Retirement by 06/2021
Grinnell | 7137 | 2 | Combustion Turbine | Iowa | 20.6 | Dropped - Planned Retirement by 06/2021
Chester Lake | 7168 | 1 | Hydro | Alaska | 1 | Dropped - in Alaska or in Hawaii
Northway | 7169 | 1A | Combustion Turbine | Alaska | 0.3 | Dropped - in Alaska or in Hawaii
Northway | 7169 | 2A | Combustion Turbine | Alaska | 0.2 | Dropped - in Alaska or in Hawaii
Northway | 7169 | 5 | Combustion Turbine | Alaska | 0.4 | Dropped - in Alaska or in Hawaii
Barrow | 7173 | 10 | Combustion Turbine | Alaska | 1.5 | Dropped - in Alaska or in Hawaii
Barrow | 7173 | 11 | Combustion Turbine | Alaska | 4.8 | Dropped - in Alaska or in Hawaii
Barrow | 7173 | 12 | Combustion Turbine | Alaska | 5 | Dropped - in Alaska or in Hawaii
Barrow | 7173 | 6 | Combustion Turbine | Alaska | 2.5 | Dropped - in Alaska or in Hawaii
Barrow | 7173 | 7 | Combustion Turbine | Alaska | 2.5 | Dropped - in Alaska or in Hawaii
Barrow | 7173 | 8 | Combustion Turbine | Alaska | 2.5 | Dropped - in Alaska or in Hawaii
Barrow | 7173 | 9 | Combustion Turbine | Alaska | 1.5 | Dropped - in Alaska or in Hawaii
Gwitchyaa Zhee | 7174 | 1 | Combustion Turbine | Alaska | 0.3 | Dropped - in Alaska or in Hawaii
Gwitchyaa Zhee | 7174 | 10 | Combustion Turbine | Alaska | 0.2 | Dropped - in Alaska or in Hawaii
Gwitchyaa Zhee | 7174 | 7 | Combustion Turbine | Alaska | 0.4 | Dropped - in Alaska or in Hawaii
Gwitchyaa Zhee | 7174 | 8 | Combustion Turbine | Alaska | 0.4 | Dropped - in Alaska or in Hawaii
Gwitchyaa Zhee | 7174 | 9 | Combustion Turbine | Alaska | 0.2 | Dropped - in Alaska or in Hawaii
Aniak | 7182 | 1 | Combustion Turbine | Alaska | 0.2 | Dropped - in Alaska or in Hawaii
Aniak | 7182 | 10 | Combustion Turbine | Alaska | 0.6 | Dropped - in Alaska or in Hawaii
Aniak | 7182 | 9 | Combustion Turbine | Alaska | 0.6 | Dropped - in Alaska or in Hawaii
Newhalen | 7183 | 5 | Combustion Turbine | Alaska | 0.3 | Dropped - in Alaska or in Hawaii
Newhalen | 7183 | 6 | Combustion Turbine | Alaska | 0.3 | Dropped - in Alaska or in Hawaii
Newhalen | 7183 | 7 | Combustion Turbine | Alaska | 0.3 | Dropped - in Alaska or in Hawaii
Newhalen | 7183 | H-1 | Hydro | Alaska | 0.4 | Dropped - in Alaska or in Hawaii
Newhalen | 7183 | H-2 | Hydro | Alaska | 0.4 | Dropped - in Alaska or in Hawaii
Milner Hydro | 7190 | 3 | Hydro | Idaho | 0.8 | Dropped - OS status in 2015, 2016 and 2017 EIA Form 860
Auke Bay | 7250 | 13 | Combustion Turbine | Alaska | 2.8 | Dropped - in Alaska or in Hawaii
Auke Bay | 7250 | 14 | Combustion Turbine | Alaska | 23 | Dropped - in Alaska or in Hawaii
Auke Bay | 7250 | 4 | Combustion Turbine | Alaska | 2.5 | Dropped - in Alaska or in Hawaii
Miki Basin | 7264 | LL1 | Combustion Turbine | Hawaii | 1 | Dropped - in Alaska or in Hawaii
Miki Basin | 7264 | LL2 | Combustion Turbine | Hawaii | 1 | Dropped - in Alaska or in Hawaii
Miki Basin | 7264 | LL3 | Combustion Turbine | Hawaii | 1 | Dropped - in Alaska or in Hawaii
Miki Basin | 7264 | LL4 | Combustion Turbine | Hawaii | 1 | Dropped - in Alaska or in Hawaii
Miki Basin | 7264 | LL5 | Combustion Turbine | Hawaii | 1 | Dropped - in Alaska or in Hawaii
Miki Basin | 7264 | LL6 | Combustion Turbine | Hawaii | 1 | Dropped - in Alaska or in Hawaii
Miki Basin | 7264 | LL7 | Combustion Turbine | Hawaii | 2.1 | Dropped - in Alaska or in Hawaii
Miki Basin | 7264 | LL8 | Combustion Turbine | Hawaii | 2.1 | Dropped - in Alaska or in Hawaii
Bradley Lake | 7367 | 1 | Hydro | Alaska | 63 | Dropped - in Alaska or in Hawaii
Bradley Lake | 7367 | 2 | Hydro | Alaska | 63 | Dropped - in Alaska or in Hawaii
Gonzales Hydro Plant | 7394 | 1 | Hydro | Texas | 0.3 | Dropped - OS status in 2015, 2016 and 2017 EIA Form 860
Gonzales Hydro Plant | 7394 | 2 | Hydro | Texas | 0.3 | Dropped - OS status in 2015, 2016 and 2017 EIA Form 860
Gonzales Hydro Plant | 7394 | 3 | Hydro | Texas | 0.3 | Dropped - OS status in 2015, 2016 and 2017 EIA Form 860
Thorne Bay Plant | 7414 | 2 | Combustion Turbine | Alaska | 0.6 | Dropped - in Alaska or in Hawaii
Thorne Bay Plant | 7414 | 4 | Combustion Turbine | Alaska | 0.4 | Dropped - in Alaska or in Hawaii
Vernon | 7436 | JH1 | Combustion Turbine | California | 3.6 | Dropped - OS status in 2015, 2016 and 2017 EIA Form 860
Vernon | 7436 | JH2 | Combustion Turbine | California | 3.6 | Dropped - OS status in 2015, 2016 and 2017 EIA Form 860
Vernon | 7436 | JH3 | Combustion Turbine | California | 3.6 | Dropped - OS status in 2015, 2016 and 2017 EIA Form 860
Vernon | 7436 | JH4 | Combustion Turbine | California | 3.6 | Dropped - OS status in 2015, 2016 and 2017 EIA Form 860
Vernon | 7436 | JH5 | Combustion Turbine | California | 3.6 | Dropped - OS status in 2015, 2016 and 2017 EIA Form 860
Galena Electric Utility | 7437 | 1A | Combustion Turbine | Alaska | 0.8 | Dropped - in Alaska or in Hawaii
Galena Electric Utility | 7437 | 2A | Combustion Turbine | Alaska | 0.5 | Dropped - in Alaska or in Hawaii
Galena Electric Utility | 7437 | 3A | Combustion Turbine | Alaska | 0.8 | Dropped - in Alaska or in Hawaii
Galena Electric Utility | 7437 | 4A | Combustion Turbine | Alaska | 1 | Dropped - in Alaska or in Hawaii
Galena Electric Utility | 7437 | 5A | Combustion Turbine | Alaska | 0.8 | Dropped - in Alaska or in Hawaii
Church Street Plant | 7438 | C1 | Combustion Turbine | Virginia | 0.8 | Dropped - Planned Retirement by 06/2021
Church Street Plant | 7438 | C2 | Combustion Turbine | Virginia | 0.8 | Dropped - Planned Retirement by 06/2021
Church Street Plant | 7438 | C4 | Combustion Turbine | Virginia | 1 | Dropped - Planned Retirement by 06/2021
Angoon | 7462 | 1A | Combustion Turbine | Alaska | 0.5 | Dropped - in Alaska or in Hawaii
Angoon | 7462 | 2A | Combustion Turbine | Alaska | 0.5 | Dropped - in Alaska or in Hawaii
Angoon | 7462 | 3 | Combustion Turbine | Alaska | 0.5 | Dropped - in Alaska or in Hawaii
Hoonah | 7463 | 2A | Combustion Turbine | Alaska | 1 | Dropped - in Alaska or in Hawaii
Hoonah | 7463 | 3A | Combustion Turbine | Alaska | 0.5 | Dropped - in Alaska or in Hawaii
Hoonah | 7463 | 4 | Combustion Turbine | Alaska | 0.5 | Dropped - in Alaska or in Hawaii
Kake | 7464 | 1A | Combustion Turbine | Alaska | 0.5 | Dropped - in Alaska or in Hawaii
Kake | 7464 | 2 | Combustion Turbine | Alaska | 1.1 | Dropped - in Alaska or in Hawaii
Kake | 7464 | 3A | Combustion Turbine | Alaska | 0.8 | Dropped - in Alaska or in Hawaii
NSB Atqasuk Utility | 7482 | NA1 | Combustion Turbine | Alaska | 0.9 | Dropped - in Alaska or in Hawaii
NSB Atqasuk Utility | 7482 | NA2 | Combustion Turbine | Alaska | 0.9 | Dropped - in Alaska or in Hawaii
NSB Atqasuk Utility | 7482 | NA3 | Combustion Turbine | Alaska | 0.4 | Dropped - in Alaska or in Hawaii
NSB Atqasuk Utility | 7482 | PG2 | Combustion Turbine | Alaska | 0.4 | Dropped - in Alaska or in Hawaii
NSB Atqasuk Utility | 7482 | PG3 | Combustion Turbine | Alaska | 0.6 | Dropped - in Alaska or in Hawaii
NSB Kaktovik Utility | 7483 | PG1A | Combustion Turbine | Alaska | 0.9 | Dropped - in Alaska or in Hawaii
NSB Kaktovik Utility | 7483 | PG2A | Combustion Turbine | Alaska | 0.9 | Dropped - in Alaska or in Hawaii
NSB Kaktovik Utility | 7483 | PG3A | Combustion Turbine | Alaska | 0.4 | Dropped - in Alaska or in Hawaii
NSB Kaktovik Utility | 7483 | PG4A | Combustion Turbine | Alaska | 0.4 | Dropped - in Alaska or in Hawaii
NSB Nuiqsut Utility | 7484 | PG1A | Combustion Turbine | Alaska | 0.9 | Dropped - in Alaska or in Hawaii
NSB Nuiqsut Utility | 7484 | PG2A | Combustion Turbine | Alaska | 0.9 | Dropped - in Alaska or in Hawaii
NSB Nuiqsut Utility | 7484 | PG3A | Combustion Turbine | Alaska | 0.4 | Dropped - in Alaska or in Hawaii
NSB Nuiqsut Utility | 7484 | PG3B | Combustion Turbine | Alaska | 0.6 | Dropped - in Alaska or in Hawaii
NSB Nuiqsut Utility | 7484 | PG5A | Combustion Turbine | Alaska | 0.8 | Dropped - in Alaska or in Hawaii
NSB Nuiqsut Utility | 7484 | PG6A | Combustion Turbine | Alaska | 0.8 | Dropped - in Alaska or in Hawaii
NSB Point Hope Utility | 7485 | PG1A | Combustion Turbine | Alaska | 1 | Dropped - in Alaska or in Hawaii
NSB Point Hope Utility | 7485 | PG6 | Combustion Turbine | Alaska | 0.6 | Dropped - in Alaska or in Hawaii
NSB Point Hope Utility | 7485 | PG7 | Combustion Turbine | Alaska | 0.6 | Dropped - in Alaska or in Hawaii
NSB Point Hope Utility | 7485 | PG8 | Combustion Turbine | Alaska | 0.9 | Dropped - in Alaska or in Hawaii
NSB Point Lay Utility | 7486 | PG10 | Combustion Turbine | Alaska | 0.6 | Dropped - in Alaska or in Hawaii
NSB Point Lay Utility | 7486 | PG7 | Combustion Turbine | Alaska | 0.6 | Dropped - in Alaska or in Hawaii
NSB Point Lay Utility | 7486 | PG8 | Combustion Turbine | Alaska | 0.6 | Dropped - in Alaska or in Hawaii
NSB Point Lay Utility | 7486 | PG9 | Combustion Turbine | Alaska | 0.6 | Dropped - in Alaska or in Hawaii
NSB Anaktuvuk Pass | 7487 | 1 | Combustion Turbine | Alaska | 0.3 | Dropped - in Alaska or in Hawaii
NSB Anaktuvuk Pass | 7487 | 2 | Combustion Turbine | Alaska | 0.3 | Dropped - in Alaska or in Hawaii
NSB Anaktuvuk Pass | 7487 | 3 | Combustion Turbine | Alaska | 0.3 | Dropped - in Alaska or in Hawaii
NSB Anaktuvuk Pass | 7487 | 6 | Combustion Turbine | Alaska | 0.9 | Dropped - in Alaska or in Hawaii
NSB Anaktuvuk Pass | 7487 | 7 | Combustion Turbine | Alaska | 0.9 | Dropped - in Alaska or in Hawaii
NSB Wainwright Utility | 7488 | PG1 | Combustion Turbine | Alaska | 0.4 | Dropped - in Alaska or in Hawaii
NSB Wainwright Utility | 7488 | PG2 | Combustion Turbine | Alaska | 0.4 | Dropped - in Alaska or in Hawaii
NSB Wainwright Utility | 7488 | PG3 | Combustion Turbine | Alaska | 0.4 | Dropped - in Alaska or in Hawaii
NSB Wainwright Utility | 7488 | PG4A | Combustion Turbine | Alaska | 0.9 | Dropped - in Alaska or in Hawaii
NSB Wainwright Utility | 7488 | PG5 | Combustion Turbine | Alaska | 0.9 | Dropped - in Alaska or in Hawaii
King Cove | 7493 | 1 | Combustion Turbine | Alaska | 0.3 | Dropped - in Alaska or in Hawaii
King Cove | 7493 | 2 | Combustion Turbine | Alaska | 0.4 | Dropped - in Alaska or in Hawaii
King Cove | 7493 | 3 | Combustion Turbine | Alaska | 0.6 | Dropped - in Alaska or in Hawaii
King Cove | 7493 | 4 | Hydro | Alaska | 0.7 | Dropped - in Alaska or in Hawaii
King Cove | 7493 | 5 | Combustion Turbine | Alaska | 0.3 | Dropped - in Alaska or in Hawaii
Dutch Harbor | 7502 | 10 | Combustion Turbine | Alaska | 4.4 | Dropped - in Alaska or in Hawaii
Dutch Harbor | 7502 | 11 | Combustion Turbine | Alaska | 4.4 | Dropped - in Alaska or in Hawaii
Dutch Harbor | 7502 | 12 | Combustion Turbine | Alaska | 3.7 | Dropped - in Alaska or in Hawaii
Dutch Harbor | 7502 | 13 | Combustion Turbine | Alaska | 3.7 | Dropped - in Alaska or in Hawaii
Dutch Harbor | 7502 | 15 | Combustion Turbine | Alaska | 0.2 | Dropped - in Alaska or in Hawaii
Dutch Harbor | 7502 | 8 | Combustion Turbine | Alaska | 1 | Dropped - in Alaska or in Hawaii
Dutch Harbor | 7502 | 9 | Combustion Turbine | Alaska | 1 | Dropped - in Alaska or in Hawaii
Unalaska Power Module | 7503 | 7 | Combustion Turbine | Alaska | 0.8 | Dropped - in Alaska or in Hawaii
Red Cedar | 7595 | 1 | Combustion Turbine | Iowa | 13 | Dropped - Planned Retirement by 06/2021
Nymans Plant | 7723 | 1 | Combustion Turbine | Alaska | 2.5 | Dropped - in Alaska or in Hawaii
Nymans Plant | 7723 | 2 | Combustion Turbine | Alaska | 7.3 | Dropped - in Alaska or in Hawaii
Goat Lake Hydro | 7751 | 1 | Hydro | Alaska | 4 | Dropped - in Alaska or in Hawaii
Black Bear Lake | 7752 | 1 | Hydro | Alaska | 4.5 | Dropped - in Alaska or in Hawaii
Valdez Cogen | 7841 | 1 | Fossil Waste | Alaska | 5.1 | Dropped - in Alaska or in Hawaii
Power Creek | 7862 | 4 | Hydro | Alaska | 2.8 | Dropped - in Alaska or in Hawaii
Power Creek | 7862 | 5 | Hydro | Alaska | 2.8 | Dropped - in Alaska or in Hawaii
Snoqualmie 2 | 7867 | 7 | Hydro | Washington | 21 | Dropped - OS status in 2015, 2016 and 2017 EIA Form 860
Three Mile Island | 8011 | 1 | Nuclear | Pennsylvania | 802.8 | Dropped - Planned Retirement by 06/2021
Comanche (OK) | 8059 | IC1 | Combustion Turbine | Oklahoma | 4 | Dropped - OS status in 2015, 2016 and 2017 EIA Form 860
Keahole | 8083 | 2 | Combustion Turbine | Hawaii | 15.9 | Dropped - in Alaska or in Hawaii
Keahole | 8083 | 21 | Combustion Turbine | Hawaii | 2.5 | Dropped - in Alaska or in Hawaii
Keahole | 8083 | 22 | Combustion Turbine | Hawaii | 2.5 | Dropped - in Alaska or in Hawaii
Keahole | 8083 | 23 | Combustion Turbine | Hawaii | 2.5 | Dropped - in Alaska or in Hawaii
Keahole | 8083 | 7 | Combined Cycle | Hawaii | 16 | Dropped - in Alaska or in Hawaii
Keahole | 8083 | CT4 | Combined Cycle | Hawaii | 19.8 | Dropped - in Alaska or in Hawaii
Keahole | 8083 | CT5 | Combined Cycle | Hawaii | 19.8 | Dropped - in Alaska or in Hawaii
Astoria Generating Station | 8906 | 4 | O/G Steam | New York | 380 | Dropped - OS status in 2015, 2016 and 2017 EIA Form 860
Nine Springs | 9674 | GT1 | Combustion Turbine | Wisconsin | 14.2 | Dropped - Planned Retirement by 06/2021
Dinosaur Point | 10005 | WTGS | Onshore Wind | California | 17 | Dropped - Planned Retirement by 06/2021
WestRock-West Point Mill | 10017 | GEN8 | Non-Fossil Waste | Virginia | 5 | Dropped - Onsite Unit
WestRock-West Point Mill | 10017 | GEN9 | Non-Fossil Waste | Virginia | 10 | Dropped - Onsite Unit
WestRock-West Point Mill | 10017 | GN10 | Non-Fossil Waste | Virginia | 25 | Dropped - Onsite Unit
WestRock-West Point Mill | 10017 | GN11 | Non-Fossil Waste | Virginia | 15 | Dropped - Onsite Unit
WestRock-West Point Mill | 10017 | GN12 | Non-Fossil Waste | Virginia | 46 | Dropped - Onsite Unit
Cutrale Citrus Juices USA I | 10020 | GEN3 | Combustion Turbine | Florida | 4.3 | Dropped - Onsite Unit
Encina Water Pollution Control | 10026 | EG10 | Non-Fossil Waste | California | 0.8 | Dropped - Onsite Unit
Encina Water Pollution Control | 10026 | EG20 | Non-Fossil Waste | California | 0.8 | Dropped - Onsite Unit
Encina Water Pollution Control | 10026 | EG30 | Non-Fossil Waste | California | 0.8 | Dropped - Onsite Unit
Encina Water Pollution Control | 10026 | EG40 | Non-Fossil Waste | California | 0.8 | Dropped - Onsite Unit
General Electric Aircraft Engines | 10029 | GEN5 | O/G Steam | Massachusetts | 8.5 | Dropped - Onsite Unit
General Electric Aircraft Engines | 10029 | GEN6 | O/G Steam | Massachusetts | 8.5 | Dropped - Onsite Unit
General Electric Aircraft Engines | 10029 | GEN7 | O/G Steam | Massachusetts | 6.8 | Dropped - Onsite Unit
General Electric Aircraft Engines | 10029 | GEN8 | Combustion Turbine | Massachusetts | 19.1 | Dropped - Onsite Unit
General Electric Aircraft Engines | 10029 | PV | Solar PV | Massachusetts | 2.1 | Dropped - Onsite Unit
Kaweah Delta District Hospital | 10042 | KDHT1 | Combustion Turbine | California | 3.5 | Dropped - Onsite Unit
General Electric Diesel Engine Plant | 10058 | REGN | Combustion Turbine | Pennsylvania | 4.3 | Dropped - Onsite Unit
General Electric Great Falls Upper Hydro | 10059 | 1575 | Hydro | New Hampshire | 1.6 | Dropped - OS status in 2015, 2016 and 2017 EIA Form 860
General Electric Great Falls Upper Hydro | 10059 | 500 | Hydro | New Hampshire | 0.5 | Dropped - OS status in 2015, 2016 and 2017 EIA Form 860
Pulp Mill Power House | 10074 | GEN1 | Non-Fossil Waste | California | 20 | Dropped - OS status in 2015, 2016 and 2017 EIA Form 860
Tesoro Hawaii | 10093 | GEN1 | Fossil Waste | Hawaii | 20 | Dropped - in Alaska or in Hawaii
Hampton Facility | 10108 | GEN1 | Combustion Turbine | New Hampshire | 0.5 | Dropped - Onsite Unit
Hampton Facility | 10108 | GEN2 | Combustion Turbine | New Hampshire | 0.5 | Dropped - Onsite Unit
Hampton Facility | 10108 | GEN3 | Combustion Turbine | New Hampshire | 0.7 | Dropped - Onsite Unit
Hampton Facility | 10108 | GEN4 | Combustion Turbine | New Hampshire | 0.7 | Dropped - Onsite Unit
Hampton Facility | 10108 | GEN5 | Combustion Turbine | New Hampshire | 0.7 | Dropped - Onsite Unit
Hampton Facility | 10108 | GEN8 | Combustion Turbine | New Hampshire | 3.8 | Dropped - Onsite Unit
PInova Inc | 10120 | GEN5 | Biomass | Georgia | 7.1 | Dropped - Onsite Unit
CIP II/AR Bridgewater Holdings - NJCOE | 10122 | 02 | Combustion Turbine | New Jersey | 4.1 | Dropped - Onsite Unit
Hoffmann LaRoche | 10123 | TG01 | Combustion Turbine | New Jersey | 4.1 | Dropped - Onsite Unit
Hoffmann LaRoche | 10123 | TG03 | Combustion Turbine | New Jersey | 4.1 | Dropped - Onsite Unit
White Pine Electric Power | 10148 | GEN3 | O/G Steam | Michigan | 18 | Dropped - OS status in 2015, 2016 and 2017 EIA Form 860
Decorative Panels Intl | 10149 | GEN1 | O/G Steam | Michigan | 7 | Dropped - Onsite Unit
Chocolate Bayou Works | 10154 | GEN1 | Combustion Turbine | Texas | 30 | Dropped - Onsite Unit
Metropolitan Sewerage District | 10181 | GEN1 | Hydro | North Carolina | 0.8 | Dropped - Onsite Unit
Metropolitan Sewerage District | 10181 | GEN2 | Hydro | North Carolina | 0.8 | Dropped - Onsite Unit
Metropolitan Sewerage District | 10181 | GEN3 | Hydro | North Carolina | 0.8 | Dropped - Onsite Unit
Anson Abenaki Hydros | 10186 | AB1 | Hydro | Maine | 2.2 | Dropped - Onsite Unit
Anson Abenaki Hydros | 10186 | AB2 | Hydro | Maine | 2.2 | Dropped - Onsite Unit
Anson Abenaki Hydros | 10186 | AB3 | Hydro | Maine | 2.2 | Dropped - Onsite Unit
Anson Abenaki Hydros | 10186 | AB4 | Hydro | Maine | 2.2 | Dropped - Onsite Unit
Anson Abenaki Hydros | 10186 | AB5 | Hydro | Maine | 2.2 | Dropped - Onsite Unit
Anson Abenaki Hydros | 10186 | AB6 | Hydro | Maine | 2.6 | Dropped - Onsite Unit
Anson Abenaki Hydros | 10186 | AB7 | Hydro | Maine | 2.2 | Dropped - Onsite Unit
Anson Abenaki Hydros | 10186 | AB8 | Hydro | Maine | 0.3 | Dropped - Onsite Unit
Anson Abenaki Hydros | 10186 | AN1 | Hydro | Maine | 1.8 | Dropped - Onsite Unit
Anson Abenaki Hydros | 10186 | AN2 | Hydro | Maine | 1.8 | Dropped - Onsite Unit
Anson Abenaki Hydros | 10186 | AN3 | Hydro | Maine | 1.8 | Dropped - Onsite Unit
Anson Abenaki Hydros | 10186 | AN4 | Hydro | Maine | 1.8 | Dropped - Onsite Unit
Anson Abenaki Hydros | 10186 | AN5 | Hydro | Maine | 1.8 | Dropped - Onsite Unit
Anson Abenaki Hydros | 10186 | STG1 | O/G Steam | Maine | 2 | Dropped - Onsite Unit
Cutrale Citrus Juices USA II | 10188 | GEN6 | Combustion Turbine | Florida | 4.3 | Dropped - Onsite Unit
Cutrale Citrus Juices USA II | 10188 | GEN7 | Combustion Turbine | Florida | 4.3 | Dropped - Onsite Unit
Hawaii Cogen | 10194 | GEN1 | Fossil Waste | Hawaii | 3.2 | Dropped - Onsite Unit
Hawaii Cogen | 10194 | GEN2 | Fossil Waste | Hawaii | 3.2 | Dropped - Onsite Unit
Hawaii Cogen | 10194 | GEN3 | Fossil Waste | Hawaii | 3.2 | Dropped - Onsite Unit
Hawaii Cogen | 10194 | GEN4 | Fossil Waste | Hawaii | 3.2 | Dropped - Onsite Unit
CF Industries Yazoo City Complex | 10195 | EXIS | Combustion Turbine | Mississippi | 21.3 | Dropped - Onsite Unit
Fernandina Beach Mill | 10202 | GEN5 | Non-Fossil Waste | Florida | 30 | Dropped - Onsite Unit
Fernandina Beach Mill | 10202 | GEN6 | Non-Fossil Waste | Florida | 50 | Dropped - Onsite Unit
Loma Linda University Cogen | 10206 | GEN1 | Combustion Turbine | California | 4.8 | Dropped - Onsite Unit
Loma Linda University Cogen | 10206 | GEN2 | Combustion Turbine | California | 4.8 | Dropped - Onsite Unit
Loma Linda University Cogen | 10206 | GEN4 | Combustion Turbine | California | 1.7 | Dropped - Onsite Unit
Escanaba Mill | 10208 | NO.7 | Non-Fossil Waste | Michigan | 32 | Dropped - Onsite Unit
Escanaba Mill | 10208 | NO.8 | Non-Fossil Waste | Michigan | 23 | Dropped - Onsite Unit
Escanaba Mill | 10208 | NO9 | Non-Fossil Waste | Michigan | 45 | Dropped - Onsite Unit
Merck Rahway Power Plant | 10224 | GEN8 | O/G Steam | New Jersey | 4.8 | Dropped - Onsite Unit
Merck Rahway Power Plant | 10224 | GEN9 | O/G Steam | New Jersey | 10 | Dropped - Onsite Unit
Merck Rahway Power Plant | 10224 | SOLAR | Solar PV | New Jersey | 0.5 | Dropped - Onsite Unit
Biron Mill | 10234 | GEN1 | Coal Steam | Wisconsin | 15.3 | Dropped - Onsite Unit
Biron Mill | 10234 | GEN3 | Coal Steam | Wisconsin | 7.5 | Dropped - Onsite Unit
Biron Mill | 10234 | GEN4 | Coal Steam | Wisconsin | 12.5 | Dropped - Onsite Unit
Biron Mill | 10234 | GEN5 | Coal Steam | Wisconsin | 20 | Dropped - Onsite Unit
P H Glatfelter Co -Chillicothe Facility | 10244 | T-10 | Non-Fossil Waste | Ohio | 0 | Dropped - Onsite Unit
P H Glatfelter Co -Chillicothe Facility | 10244 | T-11 | Non-Fossil Waste | Ohio | 12.5 | Dropped - Onsite Unit
P H Glatfelter Co -Chillicothe Facility | 10244 | T-12 | Non-Fossil Waste | Ohio | 16.4 | Dropped - Onsite Unit
P H Glatfelter Co -Chillicothe Facility | 10244 | T-13 | Coal Steam | Ohio | 12.6 | Dropped - Onsite Unit
ArcelorMittal Burns Harbor | 10245 | GEN5 | Fossil Waste | Indiana | 60.5 | Dropped - Onsite Unit
ArcelorMittal Burns Harbor | 10245 | GEN6 | Fossil Waste | Indiana | 51 | Dropped - Onsite Unit
ArcelorMittal Burns Harbor | 10245 | GEN7 | Fossil Waste | Indiana | 63.2 | Dropped - Onsite Unit
Domtar Kingsport Mill | 10252 | NO.1 | Non-Fossil Waste | Tennessee | 46.5 | Dropped - Onsite Unit
Enterprise Products Operating | 10261 | GEN1 | Combustion Turbine | Texas | 2.3 | Dropped - Onsite Unit
Enterprise Products Operating | 10261 | GEN2 | Combustion Turbine | Texas | 2.3 | Dropped - Onsite Unit
Enterprise Products Operating | 10261 | GEN3 | Combustion Turbine | Texas | 3 | Dropped - Onsite Unit
Enterprise Products Operating | 10261 | GEN4 | Combustion Turbine | Texas | 3 | Dropped - Onsite Unit
Enterprise Products Operating | 10261 | GEN5 | Combustion Turbine | Texas | 3 | Dropped - Onsite Unit
Enterprise Products Operating | 10261 | GEN6 | Combustion Turbine | Texas | 3 | Dropped - Onsite Unit
Enterprise Products Operating | 10261 | GEN7 | Combustion Turbine | Texas | 3 | Dropped - Onsite Unit
Enterprise Products Operating | 10261 | GEN8 | Combustion Turbine | Texas | 3 | Dropped - Onsite Unit
California Institute of Technology | 10262 | GEN6 | Combined Cycle | California | 9 | Dropped - Onsite Unit
California Institute of Technology | 10262 | GEN7 | Combined Cycle | California | 2.1 | Dropped - Onsite Unit
Florida's Natural Growers | 10275 | CE50 | Combustion Turbine | Florida | 2.7 | Dropped - Onsite Unit
Florida's Natural Growers | 10275 | TA70 | Combustion Turbine | Florida | 4.9 | Dropped - Onsite Unit
Bob Jones University Cogen Plant | 10280 | ENG1 | Combustion Turbine | South Carolina | 1.1 | Dropped - Onsite Unit
Bob Jones University Cogen Plant | 10280 | ENG5 | Combustion Turbine | South Carolina | 1 | Dropped - Onsite Unit
Bob Jones University Cogen Plant | 10280 | ENG6 | Combustion Turbine | South Carolina | 1 | Dropped - Onsite Unit
Bob Jones University Cogen Plant | 10280 | ENG7 | Combustion Turbine | South Carolina | 1 | Dropped - Onsite Unit
Cornell Hydro | 10286 | 1 | Hydro | New York | 0.5 | Dropped - Onsite Unit
Cornell Hydro | 10286 | 2 | Hydro | New York | 1.1 | Dropped - Onsite Unit
Big Valley Power LLC | 10288 | IS27 | Biomass | California | 8.7 | Dropped - OS status in 2015, 2016 and 2017 EIA Form 860
Louisiana Sugar Refining | 10301 | GEN2 | O/G Steam | Louisiana | 1.7 | Dropped - Onsite Unit
Louisiana Sugar Refining | 10301 | GEN3 | O/G Steam | Louisiana | 1.5 | Dropped - Onsite Unit
Louisiana Sugar Refining | 10301 | GEN4 | O/G Steam | Louisiana | 2.1 | Dropped - Onsite Unit
Juniata Locomotive Shop | 10302 | GEN1 | Coal Steam | Pennsylvania | 0.4 | Dropped - Onsite Unit
Juniata Locomotive Shop | 10302 | GEN2 | Coal Steam | Pennsylvania | 0.3 | Dropped - Onsite Unit
Juniata Locomotive Shop | 10302 | GEN3 | Combustion Turbine | Pennsylvania | 1.5 | Dropped - Onsite Unit
Geismar | 10319 | GEN1 | Combustion Turbine | Louisiana | 33.7 | Dropped - Onsite Unit
Geismar | 10319 | GEN2 | Combustion Turbine | Louisiana | 39.2 | Dropped - Onsite Unit
Geismar | 10319 | GEN3 | Non-Fossil Waste | Louisiana | 7.2 | Dropped - Onsite Unit
H Power | 10334 | GEN1 | Municipal Solid Waste | Hawaii | 58 | Dropped - in Alaska or in Hawaii
H Power | 10334 | GEN2 | Municipal Solid Waste | Hawaii | 28 | Dropped - in Alaska or in Hawaii
Green Bay West Mill | 10360 | GEN6 | Coal Steam | Wisconsin | 18 | Dropped - Onsite Unit
Green Bay West Mill | 10360 | GEN7 | Coal Steam | Wisconsin | 23 | Dropped - Onsite Unit
Green Bay West Mill | 10360 | GEN9 | Coal Steam | Wisconsin | 38 | Dropped - Onsite Unit
Savannah River Mill | 10361 | GEN1 | Combustion Turbine | Georgia | 21.4 | Dropped - Onsite Unit
Savannah River Mill | 10361 | GEN2 | Combustion Turbine | Georgia | 21.4 | Dropped - Onsite Unit
Savannah River Mill | 10361 | GEN3 | Coal Steam | Georgia | 41.9 | Dropped - Onsite Unit
Savannah River Mill | 10361 | GEN4 | Coal Steam | Georgia | 41.9 | Dropped - Onsite Unit
Muskogee Mill | 10362 | GEN1 | Coal Steam | Oklahoma | 10.8 | Dropped - Onsite Unit
Muskogee Mill | 10362 | GEN2 | Coal Steam | Oklahoma | 29.5 | Dropped - Onsite Unit
Muskogee Mill | 10362 | GEN3 | Coal Steam | Oklahoma | 45.7 | Dropped - Onsite Unit
Elizabethtown Power LLC | 10380 | GEN1 | Coal Steam | North Carolina | 32 | Dropped - OS status in 2015, 2016 and 2017 EIA Form 860
Arcelormittal Cleveland Inc | 10398 | GEN3 | Fossil Waste | Ohio | 10 | Dropped - Onsite Unit
Arcelormittal Cleveland Inc | 10398 | GEN5 | Fossil Waste | Ohio | 10 | Dropped - Onsite Unit
Arcelormittal Cleveland Inc | 10398 | GENA | Fossil Waste | Ohio | 15 | Dropped - Onsite Unit
Arcelormittal Cleveland Inc | 10398 | GENB | Fossil Waste | Ohio | 10 | Dropped - Onsite Unit
Arcelormittal Cleveland Inc | 10398 | GENC | Fossil Waste | Ohio | 23 | Dropped - Onsite Unit
Clark University | 10408 | GEN2 | Combustion Turbine | Massachusetts | 2 | Dropped - Onsite Unit
Kalaheo Hydro | 10412 | KPH1 | Hydro | Hawaii | 2 | Dropped - Onsite Unit
Wainiha Hydro | 10413 | WAIA | Hydro | Hawaii | 1.7 | Dropped - in Alaska or in Hawaii
Wainiha Hydro | 10413 | WAIB | Hydro | Hawaii | 1.7 | Dropped - in Alaska or in Hawaii
Indian Orchard Plant 1 | 10417 | TG | O/G Steam | Massachusetts | 3.5 | Dropped - Onsite Unit
Ascend Performance Materials Texas Inc. | 10418 | GEN1 | Fossil Waste | Texas | 5.2 | Dropped - Onsite Unit
Ascend Performance Materials Texas Inc. | 10418 | GEN4 | Fossil Waste | Texas | 42.5 | Dropped - Onsite Unit
International Paper - Orange | 10425 | TG | Non-Fossil Waste | Texas | 36.8 | Dropped - Onsite Unit
Inland Paperboard Packaging Rome | 10426 | GEN2 | Non-Fossil Waste | Georgia | 5 | Dropped - Onsite Unit
Inland Paperboard Packaging Rome | 10426 | GEN3 | Non-Fossil Waste | Georgia | 5 | Dropped - Onsite Unit
Inland Paperboard Packaging Rome | 10426 | GEN4 | Non-Fossil Waste | Georgia | 20 | Dropped - Onsite Unit
Inland Paperboard Packaging Rome | 10426 | GEN5 | Non-Fossil Waste | Georgia | 31 | Dropped - Onsite Unit
Anheuser-Busch St Louis | 10430 | GEN1 | O/G Steam | Missouri | 11 | Dropped - Onsite Unit
Anheuser-Busch St Louis | 10430 | GEN3 | O/G Steam | Missouri | 11 | Dropped - Onsite Unit
Anheuser-Busch St Louis | 10430 | GEN4 | O/G Steam | Missouri | 4.1 | Dropped - Onsite Unit
Anheuser-Busch Jacksonville | 10431 | GEN1 | Combustion Turbine | Florida | 8.6 | Dropped - Onsite Unit
Mosaic New Wales Operations | 10434 | TG1 | Non-Fossil Waste | Florida | 8 | Dropped - OS status in 2015, 2016 and 2017 EIA Form 860
Wisconsin Rapids Paper Mill | 10466 | GEN1 | Non-Fossil Waste | Wisconsin | 7.5 | Dropped - Onsite Unit
Wisconsin Rapids Paper Mill | 10466 | GEN2 | Non-Fossil Waste | Wisconsin | 8.6 | Dropped - Onsite Unit
Wisconsin Rapids Paper Mill | 10466 | GEN3 | Non-Fossil Waste | Wisconsin | 5 | Dropped - Onsite Unit
Expander Turbine | 10475 | 16TG | Fossil Waste | Indiana | 18.8 | Dropped - Onsite Unit
Boise Cascade International Falls | 10486 | GEN 6 | Non-Fossil Waste | Minnesota | 40 | Dropped - Onsite Unit
Boise Cascade International Falls | 10486 | GEN5 | Non-Fossil Waste | Minnesota | 6.2 | Dropped - Onsite Unit
International Falls Power | 10487 | GEN1 | Hydro | Minnesota | 2.2 | Dropped - Onsite Unit
International Falls Power | 10487 | GEN2 | Hydro | Minnesota | 2.2 | Dropped - Onsite Unit
International Falls Power | 10487 | GEN3 | Hydro | Minnesota | 2.2 | Dropped - Onsite Unit
International Falls Power | 10487 | GEN4 | Hydro | Minnesota | 2.2 | Dropped - Onsite Unit
International Falls Power | 10487 | GEN5 | Hydro | Minnesota | 2.2 | Dropped - Onsite Unit
International Falls Power | 10487 | GEN6 | Hydro | Minnesota | 1.6 | Dropped - Onsite Unit
International Falls Power | 10487 | GEN7 | Hydro | Minnesota | 1.6 | Dropped - Onsite Unit
DeRidder Mill | 10488 | TG | Non-Fossil Waste | Louisiana | 61.5 | Dropped - Onsite Unit
Mead Rumford Cogen | 10491 | 3STG | O/G Steam | Maine | 12.5 | Dropped - Onsite Unit
Amalgamated Sugar Twin Falls | 10504 | 1500 | Coal Steam | Idaho | 1.2 | Dropped - Onsite Unit
Amalgamated Sugar Twin Falls | 10504 | 2500 | Coal Steam | Idaho | 2.3 | Dropped - Onsite Unit
Amalgamated Sugar Twin Falls | 10504 | 4000 | Coal Steam | Idaho | 5 | Dropped - Onsite Unit
Finch Paper | 10511 | GEN6 | Biomass | New York | 23 | Dropped - Onsite Unit
Al Turi | 10549 | 3010 | Landfill Gas | New York | 0.8 | Dropped - OS status in 2015, 2016 and 2017 EIA Form 860
Anderson Power Products Division | 10553 | 3622 | Combustion Turbine | Massachusetts | 0.1 | Dropped - Onsite Unit
Anderson Power Products Division | 10553 | 6033 | Combustion Turbine | Massachusetts | 0.3 | Dropped - Onsite Unit
Anderson Power Products Division | 10553 | 6035 | Combustion Turbine | Massachusetts | 0.3 | Dropped - Onsite Unit
Anderson Power Products Division | 10553 | 6046 | Combustion Turbine | Massachusetts | 0.3 | Dropped - Onsite Unit
Rayonier Advanced Materials - Jesup Plant | 10560 | GEN2 | Non-Fossil Waste | Georgia | 4.7 | Dropped - Onsite Unit
Rayonier Advanced Materials - Jesup Plant | 10560 | GEN3 | Non-Fossil Waste | Georgia | 7 | Dropped - Onsite Unit
Rayonier Advanced Materials - Jesup Plant | 10560 | GEN4 | Non-Fossil Waste | Georgia | 7 | Dropped - Onsite Unit
Rayonier Advanced Materials - Jesup Plant | 10560 | GEN5 | Non-Fossil Waste | Georgia | 27.9 | Dropped - Onsite Unit
Rayonier Advanced Materials - Jesup Plant | 10560 | GEN6 | Non-Fossil Waste | Georgia | 25.1 | Dropped - Onsite Unit
Fernandina Plant | 10562 | GEN3 | Biomass | Florida | 6.5 | Dropped - OS status in 2015, 2016 and 2017 EIA Form 860
Port Arthur Texas Refinery | 10568 | GEN1 | Combustion Turbine | Texas | 28 | Dropped - Onsite Unit
Brunswick Cellulose | 10605 | GEN3 | Non-Fossil Waste | Georgia | 9.2 | Dropped - Onsite Unit
Brunswick Cellulose | 10605 | GEN4 | Non-Fossil Waste | Georgia | 50 | Dropped - Onsite Unit
Brunswick Cellulose | 10605 | GEN5 | Non-Fossil Waste | Georgia | 13 | Dropped - Onsite Unit
Georgia-Pacific Crossett LLC | 10606 | GEN4 | Non-Fossil Waste | Arkansas | 28 | Dropped - Onsite Unit
Georgia-Pacific Crossett LLC | 10606 | GEN5 | Non-Fossil Waste | Arkansas | 30.6 | Dropped - Onsite Unit
Georgia-Pacific Crossett LLC | 10606 | GEN6 | Non-Fossil Waste | Arkansas | 36 | Dropped - Onsite Unit
Georgia-Pacific Monticello Paper | 10610 | GEN1 | Non-Fossil Waste | Mississippi | 22.6 | Dropped - Onsite Unit
Georgia-Pacific Monticello Paper | 10610 | GEN2 | Non-Fossil Waste | Mississippi | 31.2 | Dropped - Onsite Unit
Georgia-Pacific Palatka Operations | 10611 | GEN4 | Non-Fossil Waste | Florida | 44.6 | Dropped - Onsite Unit
Georgia-Pacific Palatka Operations | 10611 | GEN8 | Non-Fossil Waste | Florida | 25.1 | Dropped - Onsite Unit
Georgia-Pacific Port Hudson | 10612 | GEN1 | Non-Fossil Waste | Louisiana | 67.7 | Dropped - Onsite Unit
Georgia-Pacific Port Hudson | 10612 | GEN2 | Coal Steam | Louisiana | 60 | Dropped - Onsite Unit
Pine Bluff Mill | 10627 | 1TG1 | Non-Fossil Waste | Arkansas | 32 | Dropped - Onsite Unit
Pine Bluff Mill | 10627 | 2TG1 | Non-Fossil Waste | Arkansas | 15.9 | Dropped - Onsite Unit
Pine Bluff Mill | 10627 | 3TG1 | Non-Fossil Waste | Arkansas | 13 | Dropped - Onsite Unit
French Paper Hydro | 10656 | 1 | Hydro | Michigan | 0.3 | Dropped - Onsite Unit
French Paper Hydro | 10656 | 2 | Hydro | Michigan | 0.4 | Dropped - Onsite Unit
French Paper Hydro | 10656 | 3 | Hydro | Michigan | 0.3 | Dropped - Onsite Unit
French Paper Hydro | 10656 | 4 | Hydro | Michigan | 0.2 | Dropped - Onsite Unit
AES Hawaii | 10673 | GEN1 | Coal Steam | Hawaii | 180 | Dropped - in Alaska or in Hawaii
CES Placerita Power Plant | 10677 | UNT2 | Combined Cycle | California | 46 | Dropped - OS status in 2015, 2016 and 2017 EIA Form 860
CES Placerita Power Plant | 10677 | UNT3 | Combined Cycle | California | 23 | Dropped - OS status in 2015, 2016 and 2017 EIA Form 860
Westend Facility | 10685 | PINA | Combustion Turbine | California | 15 | Dropped - OS status in 2015, 2016 and 2017 EIA Form 860
ExxonMobil Baton Rouge Turbine Generator | 10690 | CTG1 | Combustion Turbine | Louisiana | 76.7 | Dropped - Onsite Unit
ExxonMobil Baytown Turbine | 10692 | GEN1 | Combustion Turbine | Texas | 27 | Dropped - Onsite Unit
ExxonMobil Baytown Turbine | 10692 | GEN2 | Combustion Turbine | Texas | 27 | Dropped - Onsite Unit
ExxonMobil Baytown Turbine | 10692 | GEN3 | Combustion Turbine | Texas | 27 | Dropped - Onsite Unit
ExxonMobil Baytown Turbine | 10692 | GEN4 | Combustion Turbine | Texas | 76 | Dropped - Onsite Unit
ExxonMobil Baytown Turbine | 10692 | GEN5 | Combustion Turbine | Texas | 140 | Dropped - Onsite Unit
Eastern Correctional Institute | 10693 | 1147 | Biomass | Maryland | 1.3 | Dropped - Onsite Unit
Eastern Correctional Institute | 10693 | 1148 | Biomass | Maryland | 1.3 | Dropped - Onsite Unit
Eastern Correctional Institute | 10693 | DG1 | Combustion Turbine | Maryland | 1 | Dropped - Onsite Unit
Eastern Correctional Institute | 10693 | DG2 | Combustion Turbine | Maryland | 1 | Dropped - Onsite Unit
St Francisville Mill | 10697 | GEN2 | Non-Fossil Waste | Louisiana | 16.5 | Dropped - Onsite Unit
Graphic Packaging | 10698 | GEN1 | O/G Steam | Michigan | 5 | Dropped - Onsite Unit
Graphic Packaging | 10698 | GEN2 | O/G Steam | Michigan | 1.5 | Dropped - Onsite Unit
Georgia-Pacific Consr Prods LP-Naheola | 10699 | GEN1 | Non-Fossil Waste | Alabama | 12.4 | Dropped - Onsite Unit
Georgia-Pacific Consr Prods LP-Naheola | 10699 | GEN2 | Non-Fossil Waste | Alabama | 12.4 | Dropped - Onsite Unit
Georgia-Pacific Consr Prods LP-Naheola | 10699 | GT3 | Non-Fossil Waste | Alabama | 37.4 | Dropped - Onsite Unit
Red Shield Envir Old Town Facility | 10700 | TG4 | Non-Fossil Waste | Maine | 7.5 | Dropped - Onsite Unit
Red Shield Envir Old Town Facility | 10700 | TG6 | Biomass | Maine | 14 | Dropped - Onsite Unit
Kyocera America Project | 10720 | 0287 | Combustion Turbine | California | 1.7 | Dropped - Onsite Unit
Kyocera America Project | 10720 | 0333 | Combustion Turbine | California | 2.1 | Dropped - Onsite Unit
Hoge Lumber | 10739 | AC3M | Biomass | Ohio | 1.2 | Dropped - Onsite Unit
Hoge Lumber | 10739 | W750 | Biomass | Ohio | 0.3 | Dropped - Onsite Unit
Sabine River Works | 10789 | GEN1 | Combined Cycle | Texas | 82 | Dropped - Onsite Unit
Sabine River Works | 10789 | GEN3 | Combined Cycle | Texas | 5 | Dropped - Onsite Unit
Sabine River Works | 10789 | GT1A | Combined Cycle | Texas | 160 | Dropped - Onsite Unit
Sabine River Works | 10789 | GT1B | Combined Cycle | Texas | 160 | Dropped - Onsite Unit
Sabine River Works | 10789 | ST1A | Combined Cycle | Texas | 100 | Dropped - Onsite Unit
Camden South Carolina | 10795 | GEN1 | O/G Steam | South Carolina | 5.5 | Dropped - Onsite Unit
Camden South Carolina | 10795 | GEN2 | O/G Steam | South Carolina | 5.5 | Dropped - Onsite Unit
Camden South Carolina | 10795 | GEN3 | O/G Steam | South Carolina | 17.5 | Dropped - Onsite Unit
Ogdensburg Power | 10803 | GEN3 | O/G Steam | New York | 23 | Dropped - OS status in 2015, 2016 and 2017 EIA Form 860
Center Falls | 10853 | 1 | Hydro | New York | 0.3 | Dropped - Onsite Unit
Center Falls | 10853 | 2 | Hydro | New York | 0.3 | Dropped - Onsite Unit
Center Falls | 10853 | 3 | Hydro | New York | 0.2 | Dropped - Onsite Unit
Cargill Corn Milling Division | 10855 | GEN1 | Coal Steam | Iowa | 18.7 | Dropped - Onsite Unit
Cargill Corn Milling Division | 10855 | GEN2 | Coal Steam | Iowa | 18 | Dropped - Onsite Unit
Archer Daniels Midland Clinton | 10860 | 1A | Coal Steam | Iowa | 75 | Dropped - Onsite Unit
Archer Daniels Midland Clinton | 10860 | 2A | Coal Steam | Iowa | 105 | Dropped - Onsite Unit
Archer Daniels Midland Des Moines | 10861 | GEN1 | Coal Steam | Iowa | 7.9 | Dropped - Onsite Unit
Archer Daniels Midland Lincoln | 10862 | GEN1 | Coal Steam | Nebraska | 7.9 | Dropped - Onsite Unit
Archer Daniels Midland Mankato | 10863 | GEN1 | Coal Steam | Minnesota | 6.2 | Dropped - Onsite Unit
Archer Daniels Midland Decatur | 10865 | GEN2 | Coal Steam | Illinois | 31 | Dropped - Onsite Unit
Archer Daniels Midland Decatur | 10865 | GEN3 | Coal Steam | Illinois | 31 | Dropped - Onsite Unit
Archer Daniels Midland Decatur | 10865 | GEN4 | Coal Steam | Illinois | 31 | Dropped - Onsite Unit
Archer Daniels Midland Decatur | 10865 | GEN5 | Coal Steam | Illinois | 31 | Dropped - Onsite Unit
Archer Daniels Midland Decatur | 10865 | GEN6 | Coal Steam | Illinois | 31 | Dropped - Onsite Unit
Archer Daniels Midland Decatur | 10865 | GEN7 | Coal Steam | Illinois | 75 | Dropped - Onsite Unit
Archer Daniels Midland Decatur | 10865 | GEN8 | Coal Steam | Illinois | 105 | Dropped - Onsite Unit
Archer Daniels Midland Peoria | 10866 | GEN6 | Combustion Turbine | Illinois | 15 | Dropped - Onsite Unit
Archer Daniels Midland Peoria | 10866 | GEN7 | Combustion Turbine | Illinois | 15 | Dropped - Onsite Unit
Tate & Lyle Decatur Plant Cogen | 10867 | GEN1 | Coal Steam | Illinois | 58.1 | Dropped - Onsite Unit
Kings Falls Hydroelectric | 10872 | 1 | Hydro | New York | 0.2 | Dropped - OS status in 2015, 2016 and 2017 EIA Form 860
HGST San Jose Standby Generator | 50024 | 50MW | Combustion Turbine | California | 42 | Dropped - Onsite Unit
Corpus Refinery | 50026 | FR6 | Combustion Turbine | Texas | 32 | Dropped - Onsite Unit
Norton Powerhouse | 50041 | GEN1 | O/G Steam | Massachusetts | 2.5 | Dropped - Onsite Unit
Norton Powerhouse | 50041 | GEN2 | O/G Steam | Massachusetts | 3.1 | Dropped - Onsite Unit
International Paper Jay Hydro | 50047 | GEN1 | Hydro | Maine | 0.5 | Dropped - Onsite Unit
International Paper Jay Hydro | 50047 | GEN2 | Hydro | Maine | 0.5 | Dropped - Onsite Unit
International Paper Jay Hydro | 50047 | GEN3 | Hydro | Maine | 0.5 | Dropped - Onsite Unit
International Paper Jay Hydro | 50047 | GEN4 | Hydro | Maine | 0.5 | Dropped - Onsite Unit
International Paper Jay Hydro | 50047 | GEN5 | Hydro | Maine | 0.5 | Dropped - Onsite Unit
International Paper Jay Hydro | 50047 | GEN6 | Hydro | Maine | 0.6 | Dropped - Onsite Unit
Rice University | 50054 | GEN1 | Combustion Turbine | Texas | 3.1 | Dropped - Onsite Unit
Rice University | 50054 | GEN2 | Combustion Turbine | Texas | 3.8 | Dropped - Onsite Unit
Brown Station Road Plant I | 50060 | 3972 | Landfill Gas | Maryland | 0.8 | Dropped - OS status in 2015, 2016 and 2017 EIA Form 860
Brown Station Road Plant I | 50060 | 9340 | Landfill Gas | Maryland | 0.8 | Dropped - OS status in 2015, 2016 and 2017 EIA Form 860
San Diego State University | 50061 | GEN2 | Combined Cycle | California | 4.6 | Dropped - Onsite Unit
San Diego State University | 50061 | GEN3 | Combined Cycle | California | 4.6 | Dropped - Onsite Unit
San Diego State University | 50061 | GEN4 | Combined Cycle | California | 4.1 | Dropped - Onsite Unit
San Diego State University | 50061 | GEN5 | Solar PV | California | 0.1 | Dropped - Onsite Unit
San Diego State University | 50061 | GEN6 | Solar PV | California | 0.3 | Dropped - Onsite Unit
San Diego State University | 50061 | GEN7 | Solar PV | California | 0.3 | Dropped - Onsite Unit
San Diego State University | 50061 | GEN8 | Solar PV | California | 0.1 | Dropped - Onsite Unit
Marcus Hook Refinery Cogen | 50074 | GEN1 | Combustion Turbine | Pennsylvania | 48 | Dropped - Planned Retirement by 06/2021
Santa Felicia Dam | 50076 | UNT1 | Hydro | California | 0.2 | Dropped - OS status in 2015, 2016 and 2017 EIA Form 860
Santa Felicia Dam | 50076 | UNT2 | Hydro | California | 1.1 | Dropped - OS status in 2015, 2016 and 2017 EIA Form 860
Waste Energy Services | 50077 | CAT1 | Landfill Gas | Michigan | 0.5 | Dropped - Planned Retirement by 06/2021
Waste Energy Services | 50077 | CAT2 | Landfill Gas | Michigan | 0.3 | Dropped - Planned Retirement by 06/2021
Waste Energy Services | 50077 | CAT3 | Landfill Gas | Michigan | 0.3 | Dropped - Planned Retirement by 06/2021
Waste Energy Services | 50077 | CAT4 | Landfill Gas | Michigan | 0.3 | Dropped - OS status in 2015, 2016 and 2017 EIA Form 860
International Paper Livermore Hydro | 50082 | GEN1 | Hydro | Maine | 1.1 | Dropped - Onsite Unit
International Paper Livermore Hydro | 50082 | GEN2 | Hydro | Maine | 1.1 | Dropped - Onsite Unit
International Paper Livermore Hydro | 50082 | GEN3 | Hydro | Maine | 1.1 | Dropped - Onsite Unit
International Paper Livermore Hydro | 50082 | GEN4 | Hydro | Maine | 1.2 | Dropped - Onsite Unit
International Paper Livermore Hydro | 50082 | GEN5 | Hydro | Maine | 1.1 | Dropped - Onsite Unit
International Paper Livermore Hydro | 50082 | GEN6 | Hydro | Maine | 0.7 | Dropped - Onsite Unit
International Paper Livermore Hydro | 50082 | GEN7 | Hydro | Maine | 0.9 | Dropped - Onsite Unit
International Paper Livermore Hydro | 50082 | GEN8 | Hydro | Maine | 1 | Dropped - Onsite Unit
International Paper Livermore Hydro | 50082 | GEN9 | Hydro | Maine | 1 | Dropped - Onsite Unit
Univ of Massachusetts Medical Center | 50087 | GEN1 | O/G Steam | Massachusetts | 1.5 | Dropped - Onsite Unit
Univ of Massachusetts Medical Center | 50087 | GEN2 | O/G Steam | Massachusetts | 1.5 | Dropped - Onsite Unit
Univ of Massachusetts Medical Center | 50087 | GEN3 | O/G Steam | Massachusetts | 3 | Dropped - Onsite Unit
Univ of Massachusetts Medical Center | 50087 | GEN4 | Combustion Turbine | Massachusetts | 6 | Dropped - Onsite Unit
University of Northern Iowa | 50088 | GEN1 | Coal Steam | Iowa | 7.5 | Dropped - Onsite Unit
Univ of San Francisco Cogen | 50089 | S-17 | Combustion Turbine | California | 1.4 | Dropped - Onsite Unit
WestRock (TX) | 50101 | GEN1 | Non-Fossil Waste | Texas | 9.5 | Dropped - Onsite Unit
WestRock (TX) | 50101 | GEN2 | Non-Fossil Waste | Texas | 32 | Dropped - Onsite Unit
WestRock (TX) | 50101 | GEN3 | Non-Fossil Waste | Texas | 18 | Dropped - Onsite Unit
Ground Water Pumping Station | 50105 | GPS1 | Hydro | Oregon | 0.9 | Dropped - OS status in 2015, 2016 and 2017 EIA Form 860
Ground Water Pumping Station | 50105 | GPS2 | Hydro | Oregon | 0.9 | Dropped - OS status in 2015, 2016 and 2017 EIA Form 860
Ground Water Pumping Station | 50105 | GPS3 | Hydro | Oregon | 0.9 | Dropped - OS status in 2015, 2016 and 2017 EIA Form 860
Ground Water Pumping Station | 50105 | GPS4 | Hydro | Oregon | 0.9 | Dropped - OS status in 2015, 2016 and 2017 EIA Form 860
Ground Water Pumping Station | 50105 | GPS5 | Hydro | Oregon | 0.9 | Dropped - OS status in 2015, 2016 and 2017 EIA Form 860
Ground Water Pumping Station | 50105 | GPS6 | Hydro | Oregon | 0.9 | Dropped - OS status in 2015, 2016 and 2017 EIA Form 860
Valero Refinery Corpus Christi West | 50121 | PRU | Non-Fossil Waste | Texas | 12 | Dropped - Onsite Unit
Valero Refinery Corpus Christi West | 50121 | TG1 | Coal Steam | Texas | 26.6 | Dropped - Onsite Unit
Valero Refinery Corpus Christi West | 50121 | TG2 | Coal Steam | Texas | 26.6 | Dropped - Onsite Unit
Clear Lake Hydro Project | 50128 | 3381 | Hydro | California | 2.4 | Dropped - OS status in 2015, 2016 and 2017 EIA Form 860
Imperial Savannah LP | 50146 | GENA | O/G Steam | Georgia | 2.7 | Dropped - Onsite Unit
Imperial Savannah LP | 50146 | GENB | O/G Steam | Georgia | 3 | Dropped - Onsite Unit
Imperial Savannah LP | 50146 | GENC | O/G Steam | Georgia | 1 | Dropped - Onsite Unit
Imperial Savannah LP | 50146 | GEND | O/G Steam | Georgia | 4.5 | Dropped - Onsite Unit
Linde Wilmington | 50148 | GEN1 | Combined Cycle | California | 21 | Dropped - Onsite Unit
Linde Wilmington | 50148 | GEN2 | Combined Cycle | California | 6 | Dropped - Onsite Unit
Union Carbide Seadrift Cogen | 50150 | IGT | Combined Cycle | Texas | 12 | Dropped - OS status in 2015, 2016 and 2017 EIA Form 860
Texas City Plant Union Carbide | 50153 | STG | Non-Fossil Waste | Texas | 38 | Dropped - Onsite Unit
International Paper Woronoco Mill | 50166 | GEN2 | Hydro | Massachusetts | 1.7 | Dropped - OS status in 2015, 2016 and 2017 EIA Form 860
Wichita Plant | 50169 | GEN1 | Combustion Turbine | Kansas | 27 | Dropped - Onsite Unit
Cosmo Specialty Fibers Plant | 50185 | TG1 | Biomass | Washington | 8.5 | Dropped - Onsite Unit
Cosmo Specialty Fibers Plant | 50185 | TG2 | Biomass | Washington | 8.5 | Dropped - Onsite Unit
Nippon Dynawave Packaging Longview WA | 50187 | TG1 | Non-Fossil Waste | Washington | 7.4 | Dropped - Onsite Unit
Nippon Dynawave Packaging Longview WA | 50187 | TG2 | Non-Fossil Waste | Washington | 4.7 | Dropped - Onsite Unit
Nippon Dynawave Packaging Longview WA | 50187 | TG4 | Non-Fossil Waste | Washington | 16.7 | Dropped - Onsite Unit
Nippon Dynawave Packaging Longview WA | 50187 | TG5 | Biomass | Washington | 29.2 | Dropped - Onsite Unit
International Paper Co. - New Bern Mill | 50188 | TG2 | Non-Fossil Waste | North Carolina | 29 | Dropped - Onsite Unit
Domtar Paper Company Rothschild | 50190 | HG1 | Hydro | Wisconsin | 0.6 | Dropped - Onsite Unit
Domtar Paper Company Rothschild | 50190 | HG2 | Hydro | Wisconsin | 0.5 | Dropped - Onsite Unit
Domtar Paper Company Rothschild | 50190 | HG3 | Hydro | Wisconsin | 0.6 | Dropped - Onsite Unit
Domtar Paper Company Rothschild | 50190 | HG4 | Hydro | Wisconsin | 0.5 | Dropped - Onsite Unit
Domtar Paper Company Rothschild | 50190 | HG5 | Hydro | Wisconsin | 1 | Dropped - Onsite Unit
Domtar Paper Company Rothschild | 50190 | HG6 | Hydro | Wisconsin | 0.7 | Dropped - Onsite Unit
Domtar Paper Company Rothschild | 50190 | HG7 | Hydro | Wisconsin | 0.5 | Dropped - Onsite Unit
IP Springfield Oregon | 50191 | TG1 | Non-Fossil Waste | Oregon | 7.5 | Dropped - Onsite Unit
IP Springfield Oregon | 50191 | TG2 | Non-Fossil Waste | Oregon | 5 | Dropped - Onsite Unit
IP Springfield Oregon | 50191 | TG3 | Non-Fossil Waste | Oregon | 12.5 | Dropped - Onsite Unit
IP Springfield Oregon | 50191 | TG4 | Non-Fossil Waste | Oregon | 33 | Dropped - Onsite Unit
International Paper Valliant OK | 50192 | TG1 | Non-Fossil Waste | Oklahoma | 57.8 | Dropped - Onsite Unit
B Braun Medical | 50200 | GEN1 | Combustion Turbine | California | 2.7 | Dropped - Onsite Unit
B Braun Medical | 50200 | GEN2 | Combustion Turbine | California | 3 | Dropped - Onsite Unit
US Gypsum Oakfield | 50203 | GEN1 | Combustion Turbine | New York | 4.9 | Dropped - Onsite Unit
Oxnard Wastewater Treatment Plant | 50224 | 7610 | Non-Fossil Waste | California | 0.4 | Dropped - Onsite Unit
Oxnard Wastewater Treatment Plant | 50224 | 7710 | Non-Fossil Waste | California | 0.4 | Dropped - Onsite Unit
Oxnard Wastewater Treatment Plant | 50224 | 7810 | Non-Fossil Waste | California | 0.4 | Dropped - Onsite Unit
Robbins Lumber | 50230 | CAT | Combustion Turbine | Maine | 1.8 | Dropped - Onsite Unit
Robbins Lumber | 50230 | WEST | Biomass | Maine | 1.1 | Dropped - Onsite Unit
SDS Lumber Gorge Energy Division | 50231 | TG2 | Biomass | Washington | 5 | Dropped - Onsite Unit
SDS Lumber Gorge Energy Division | 50231 | TG3 | Biomass | Washington | 4.7 | Dropped - Onsite Unit
San Antonio Regional Hospital | 50234 | 2074 | Combustion Turbine | California | 0.9 | Dropped - Onsite Unit
San Antonio Regional Hospital | 50234 | 2075 | Combustion Turbine | California | 0.9 | Dropped - Onsite Unit
San Antonio Regional Hospital | 50234 | 2076 | Combustion Turbine | California | 0.9 | Dropped - Onsite Unit
Purdue University | 50240 | GEN1 | O/G Steam | Indiana | 30.8 | Dropped - Onsite Unit
Purdue University | 50240 | GEN2 | O/G Steam | Indiana | 7 | Dropped - Onsite Unit
Purdue University | 50240 | GEN3 | Combustion Turbine | Indiana | 1.8 | Dropped - Onsite Unit
Providence Memorial Hospital | 50241 | 9541 | Combustion Turbine | Texas | 2.1 | Dropped - Onsite Unit
Providence Memorial Hospital | 50241 | 9542 | Combustion Turbine | Texas | 2.1 | Dropped - Onsite Unit
Canton North Carolina | 50244 | GEN8 | Coal Steam | North Carolina | 7.5 | Dropped - Onsite Unit
Canton North Carolina | 50244 | GEN9 | Coal Steam | North Carolina | 7.5 | Dropped - Onsite Unit
Canton North Carolina | 50244 | GN10 | Coal Steam | North Carolina | 7.5 | Dropped - Onsite Unit
Canton North Carolina | 50244 | GN11 | Coal Steam | North Carolina | 7.5 | Dropped - Onsite Unit
Canton North Carolina | 50244 | GN12 | Coal Steam | North Carolina | 10 | Dropped - Onsite Unit
Canton North Carolina | 50244 | GN13 | Coal Steam | North Carolina | 12.5 | Dropped - Onsite Unit
International Paper Pensacola | 50250 | GEN1 | Non-Fossil Waste | Florida | 36 | Dropped - Onsite Unit
International Paper Pensacola | 50250 | GEN2 | Non-Fossil Waste | Florida | 40 | Dropped - Onsite Unit
Verso Paper Quinnesec Mich Mill | 50251 | GEN1 | Non-Fossil Waste | Michigan | 28 | Dropped - Onsite Unit
Verso Paper Quinnesec Mich Mill | 50251 | GEN2 | Biomass | Michigan | 31 | Dropped - Onsite Unit
KapStone Kraft Paper Corp | 50254 | GEN1 | Non-Fossil Waste | North Carolina | 30 | Dropped - Onsite Unit
Oakwood Hospital & Medical Center | 50260 | 1 2M | Combustion Turbine | Michigan | 2 | Dropped - Onsite Unit
Oakwood Hospital & Medical Center | 50260 | 2 2M | Combustion Turbine | Michigan | 2 | Dropped - Onsite Unit
Oakwood Hospital & Medical Center | 50260 | 500A | Combustion Turbine | Michigan | 0.5 | Dropped - Onsite Unit
Oakwood Hospital & Medical Center | 50260 | 500KW | Combustion Turbine | Michigan | 0.5 | Dropped - Onsite Unit
ExxonMobil Santa Ynez Facility | 50270 | GTG1 | Combined Cycle | California | 40.2 | Dropped - Onsite Unit
ExxonMobil Santa Ynez Facility | 50270 | STG1 | Combined Cycle | California | 8.9 | Dropped - Onsite Unit
Simplot Leasing Don Plant | 50274 | GEN1 | Non-Fossil Waste | Idaho | 14.8 | Dropped - Onsite Unit
Park 500 Philip Morris USA | 50275 | TG3 | O/G Steam | Virginia | 10.5 | Dropped - Onsite Unit
Luke Mill | 50282 | GEN1 | Coal Steam | Maryland | 32 | Dropped - Onsite Unit
Luke Mill | 50282 | GEN2 | Coal Steam | Maryland | 28 | Dropped - Onsite Unit
Packaging Corp of America | 50296 | GEN1 | Non-Fossil Waste | Tennessee | 50 | Dropped - Onsite Unit
Packaging Corp of America | 50296 | GEN2 | Non-Fossil Waste | Tennessee | 22.5 | Dropped - Onsite Unit
Shell Deer Park | 50304 | GEN1 | Non-Fossil Waste | Texas | 45 | Dropped - Onsite Unit
Shell Deer Park | 50304 | GEN2 | Non-Fossil Waste | Texas | 45 | Dropped - Onsite Unit
Shell Deer Park | 50304 | GEN4 | Fossil Waste | Texas | 70 | Dropped - Onsite Unit
Shell Deer Park | 50304 | GEN5 | Fossil Waste | Texas | 70 | Dropped - Onsite Unit
LaFarge Alpena | 50305 | GE10 | Coal Steam | Michigan | 3.2 | Dropped - Onsite Unit
LaFarge Alpena | 50305 | GEN6 | Coal Steam | Michigan | 12 | Dropped - Onsite Unit
LaFarge Alpena | 50305 | GEN7 | Coal Steam | Michigan | 10 | Dropped - Onsite Unit
LaFarge Alpena | 50305 | GEN8 | Coal Steam | Michigan | 11 | Dropped - Onsite Unit
LaFarge Alpena | 50305 | GEN9 | Coal Steam | Michigan | 11 | Dropped - Onsite Unit
University of Oklahoma | 50307 | GEN1 | O/G Steam | Oklahoma | 7.5 | Dropped - Onsite Unit
University of Oklahoma | 50307 | GEN2 | O/G Steam | Oklahoma | 2.5 | Dropped - Onsite Unit
University of Oklahoma | 50307 | GEN3 | O/G Steam | Oklahoma | 2.5 | Dropped - Onsite Unit
University of Oklahoma | 50307 | GEN4 | O/G Steam | Oklahoma | 4.3 | Dropped - Onsite Unit
University of Oklahoma | 50307 | GEN5 | Combustion Turbine | Oklahoma | 1.8 | Dropped - Onsite Unit
Utility Plants Section | 50308 | GEN1 | Coal Steam | Alaska | 5.3 | Dropped - in Alaska or in Hawaii
Utility Plants Section | 50308 | GEN3 | Coal Steam | Alaska | 5.3 | Dropped - in Alaska or in Hawaii
Utility Plants Section | 50308 | GEN4 | Coal Steam | Alaska | 5.3 | Dropped - in Alaska or in Hawaii
Utility Plants Section | 50308 | GEN5 | Coal Steam | Alaska | 5.3 | Dropped - in Alaska or in Hawaii
Standby Generation Plant | 50310 | 1 | Combustion Turbine | Florida | 1.1 | Dropped - Onsite Unit
Standby Generation Plant | 50310 | 1SB | Combustion Turbine | Florida | 1.3 | Dropped - Onsite Unit
Standby Generation Plant | 50310 | 2 | Combustion Turbine | Florida | 1.1 | Dropped - Onsite Unit
Standby Generation Plant | 50310 | 2SB | Combustion Turbine | Florida | 1.3 | Dropped - Onsite Unit
Standby Generation Plant | 50310 | 3 | Combustion Turbine | Florida | 1.1 | Dropped - Onsite Unit
Standby Generation Plant | 50310 | 3SB | Combustion Turbine | Florida | 1.3 | Dropped - Onsite Unit
Standby Generation Plant | 50310 | 4SB | Combustion Turbine | Florida | 1.3 | Dropped - Onsite Unit
Standby Generation Plant | 50310 | 5SB | Combustion Turbine | Florida | 1.3 | Dropped - Onsite Unit
Standby Generation Plant | 50310 | 6SB | Combustion Turbine | Florida | 1.3 | Dropped - Onsite Unit
Standby Generation Plant | 50310 | 7SB | Combustion Turbine | Florida | 1.3 | Dropped - Onsite Unit
Standby Generation Plant | 50310 | 8SB | Combustion Turbine | Florida | 1.3 | Dropped - Onsite Unit
Bunge North America East LLC | 50316 | 3516 | O/G Steam | Indiana | 2.2 | Dropped - Onsite Unit
Par Sterile Products | 50318 | 38-1 | Combustion Turbine | Michigan | 2.8 | Dropped - Onsite Unit
Gay Robinson | 50333 | DSL5 | Combustion Turbine | Hawaii | 0.5 | Dropped - in Alaska or in Hawaii
Gay Robinson | 50333 | DSL6 | Combustion Turbine | Hawaii | 0.5 | Dropped - in Alaska or in Hawaii
Gay Robinson | 50333 | HYD2 | Hydro | Hawaii | 0.8 | Dropped - in Alaska or in Hawaii
Mooseheart Power House | 50337 | GEN1 | Combustion Turbine | Illinois | 0.5 | Dropped - Onsite Unit
Mooseheart Power House | 50337 | GEN2 | Combustion Turbine | Illinois | 0.5 | Dropped - Onsite Unit
Mooseheart Power House | 50337 | GEN3 | Combustion Turbine | Illinois | 0.3 | Dropped - Onsite Unit
Mooseheart Power House | 50337 | GEN4 | Combustion Turbine | Illinois | 0.5 | Dropped - Onsite Unit
PCS Nitrogen Fertilizer LP | 50341 | GEN2 | Non-Fossil Waste | Louisiana | 8 | Dropped - OS status in 2015, 2016 and 2017 EIA Form 860
Sloss Industries Corp | 50359 | 10 | Fossil Waste | Alabama | 8.5 | Dropped - Onsite Unit
Sloss Industries Corp | 50359 | 9 | Fossil Waste | Alabama | 7.5 | Dropped - Onsite Unit
Mesquite Lake Energy Park Plant 2 | 50363 | L313 | Biomass | California | 15.5 | Dropped - OS status in 2015, 2016 and 2017 EIA Form 860
The Mosaic Company, Plant City Facility | 50371 | MI34 | Non-Fossil Waste | Florida | 27.9 | Dropped - Onsite Unit
Port Allen (LA) | 50389 | GEN1 | Combustion Turbine | Louisiana | 3.5 | Dropped - Onsite Unit
Port Allen (LA) | 50389 | GEN2 | Combustion Turbine | Louisiana | 3.5 | Dropped - Onsite Unit
Eielson AFB Central Heat & Power Plant | 50392 | DG01 | Combustion Turbine | Alaska | 1.4 | Dropped - Onsite Unit
Eielson AFB Central Heat & Power Plant | 50392 | DG02 | Combustion Turbine | Alaska | 1.4 | Dropped - Onsite Unit
Eielson AFB Central Heat & Power Plant | 50392 | DG03 | Combustion Turbine | Alaska | 1.4 | Dropped - Onsite Unit
Eielson AFB Central Heat & Power Plant | 50392 | DG04 | Combustion Turbine | Alaska | 1.4 | Dropped - Onsite Unit
Eielson AFB Central Heat & Power Plant | 50392 | DG1 | Combustion Turbine | Alaska | 1.8 | Dropped - Onsite Unit
Eielson AFB Central Heat & Power Plant | 50392 | TG1 | Coal Steam | Alaska | 0.5 | Dropped - Onsite Unit
Eielson AFB Central Heat & Power Plant | 50392 | TG2 | Coal Steam | Alaska | 0.5 | Dropped - Onsite Unit
Eielson AFB Central Heat & Power Plant | 50392 | TG3 | Coal Steam | Alaska | 5 | Dropped - Onsite Unit
Eielson AFB Central Heat & Power Plant | 50392 | TG4 | Coal Steam | Alaska | 5 | Dropped - Onsite Unit
Eielson AFB Central Heat & Power Plant | 50392 | TG5 | Coal Steam | Alaska | 9 | Dropped - Onsite Unit
Georgia-Pacific Corp - Nekoosa Mill | 50395 | HY1 | Hydro | Wisconsin | 0.8 | Dropped - Onsite Unit
Georgia-Pacific Corp - Nekoosa Mill | 50395 | HY2 | Hydro | Wisconsin | 0.8 | Dropped - Onsite Unit
Georgia-Pacific Corp - Nekoosa Mill | 50395 | HY3 | Hydro | Wisconsin | 0.8 | Dropped - Onsite Unit
Georgia-Pacific Corp - Nekoosa Mill | 50395 | HY4 | Hydro | Wisconsin | 0.6 | Dropped - Onsite Unit
Georgia-Pacific Corp - Nekoosa Mill | 50395 | HY5 | Hydro | Wisconsin | 0.7 | Dropped - Onsite Unit
Georgia-Pacific Corp - Nekoosa Mill | 50395 | NHG1 | Hydro | Wisconsin | 0.2 | Dropped - Onsite Unit
Georgia-Pacific Corp - Nekoosa Mill | 50395 | TG14 | Non-Fossil Waste | Wisconsin | 12.5 | Dropped - Onsite Unit
Georgia-Pacific Corp - Nekoosa Mill | 50395 | TG6 | O/G Steam | Wisconsin | 5.7 | Dropped - Onsite Unit
Georgia-Pacific Corp - Nekoosa Mill | 50395 | TG8 | O/G Steam | Wisconsin | 13 | Dropped - Onsite Unit
Dillard Complex | 50396 | GEN6 | Biomass | Oregon | 11.5 | Dropped - OS status in 2015, 2016 and 2017 EIA Form 860
International Paper Savanna Mill | 50398 | GE10 | Non-Fossil Waste | Georgia | 82.7 | Dropped - Onsite Unit
International Paper Savanna Mill | 50398 | GEN9 | O/G Steam | Georgia | 71.2 | Dropped - Onsite Unit
Somerset Plant | 50406 | GEN1 | Non-Fossil Waste | Maine | 50 | Dropped - Onsite Unit
Somerset Plant | 50406 | GEN2 | Non-Fossil Waste | Maine | 65 | Dropped - Onsite Unit
Mobile Energy Services LLC | 50407 | GEN6 | Biomass | Alabama | 33.2 | Dropped - OS status in 2015, 2016 and 2017 EIA Form 860
Rutgers Biomedical and Health Cogen | 50411 | GEN1 | Combustion Turbine | New Jersey | 3.4 | Dropped - Onsite Unit
Rutgers Biomedical and Health Cogen | 50411 | GEN2 | Combustion Turbine | New Jersey | 3.4 | Dropped - Onsite Unit
Rutgers Biomedical and Health Cogen | 50411 | GEN3 | Combustion Turbine | New Jersey | 3.4 | Dropped - Onsite Unit
Duluth Paper Mill | 50424 | GEN1 | Non-Fossil Waste | Minnesota | 10.6 | Dropped - Onsite Unit
S D Warren Westbrook | 50447 | GN18 | Hydro | Maine | 0 | Dropped - Planned Retirement by 06/2021
S D Warren Westbrook | 50447 | GN19 | Hydro | Maine | 0 | Dropped - Planned Retirement by 06/2021
S D Warren Westbrook | 50447 | GN20 | Hydro | Maine | 0 | Dropped - Planned Retirement by 06/2021
Procter & Gamble Cincinnati Plant | 50456 | GEN1 | O/G Steam | Ohio | 11.7 | Dropped - Onsite Unit
Cheboygan | 50461 | GEN1 | Hydro | Michigan | 0.7 | Dropped - Onsite Unit
Swift Creek Chemical Complex | 50474 | SCC | Energy Storage | Florida | 15.9 | Dropped - Onsite Unit
Packaging of America Tomahawk Mill | 50476 | GEN1 | O/G Steam | Wisconsin | 5.4 | Dropped - Onsite Unit
Packaging of America Tomahawk Mill | 50476 | GEN2 | O/G Steam | Wisconsin | 8.2 | Dropped - Onsite Unit
Packaging of America Tomahawk Mill | 50476 | GEN3 | Hydro | Wisconsin | 0.5 | Dropped - Onsite Unit
Packaging of America Tomahawk Mill | 50476 | GEN4 | Hydro | Wisconsin | 0.3 | Dropped - Onsite Unit
Packaging of America Tomahawk Mill | 50476 | GEN5 | Hydro | Wisconsin | 0.3 | Dropped - Onsite Unit
Georgia-Pacific Big Island | 50479 | BHG1 | Hydro | Virginia | 0.2 | Dropped - Onsite Unit
Georgia-Pacific Big Island | 50479 | BHG2 | Hydro | Virginia | 0.2 | Dropped - Onsite Unit
Georgia-Pacific Big Island | 50479 | GEN1 | Biomass | Virginia | 6.5 | Dropped - Onsite Unit
Tennessee Eastman Operations | 50481 | TG10 | Coal Steam | Tennessee | 6 | Dropped - Onsite Unit
Tennessee Eastman Operations | 50481 | TG11 | Coal Steam | Tennessee | 6 | Dropped - Onsite Unit
Tennessee Eastman Operations | 50481 | TG12 | Coal Steam | Tennessee | 6 | Dropped - Onsite Unit
Tennessee Eastman Operations | 50481 | TG13 | Coal Steam | Tennessee | 7 | Dropped - Onsite Unit
Tennessee Eastman Operations | 50481 | TG14 | Coal Steam | Tennessee | 10 | Dropped - Onsite Unit
Tennessee Eastman Operations | 50481 | TG15 | Coal Steam | Tennessee | 7.5 | Dropped - Onsite Unit
Tennessee Eastman Operations | 50481 | TG16 | Coal Steam | Tennessee | 10.4 | Dropped - Onsite Unit
Tennessee Eastman Operations | 50481 | TG17 | Coal Steam | Tennessee | 10.4 | Dropped - Onsite Unit
Tennessee Eastman Operations | 50481 | TG18 | Coal Steam | Tennessee | 10.4 | Dropped - Onsite Unit
Tennessee Eastman Operations | 50481 | TG19 | Coal Steam | Tennessee | 10.4 | Dropped - Onsite Unit
Tennessee Eastman Operations | 50481 | TG20 | Coal Steam | Tennessee | 10.4 | Dropped - Onsite Unit
Tennessee Eastman Operations | 50481 | TG21 | Coal Steam | Tennessee | 15 | Dropped - Onsite Unit
Tennessee Eastman Operations | 50481 | TG22 | Coal Steam | Tennessee | 15.4 | Dropped - Onsite Unit
Tennessee Eastman Operations | 50481 | TG24 | Coal Steam | Tennessee | 16.8 | Dropped - Onsite Unit
Tennessee Eastman Operations | 50481 | TG25 | Coal Steam | Tennessee | 18 | Dropped - Onsite Unit
Tennessee Eastman Operations | 50481 | TG26 | Coal Steam | Tennessee | 16.6 | Dropped - Onsite Unit
Tennessee Eastman Operations | 50481 | TGO7 | Coal Steam | Tennessee | 6 | Dropped - Onsite Unit
Tennessee Eastman Operations | 50481 | TGO8 | Coal Steam | Tennessee | 6 | Dropped - Onsite Unit
Tennessee Eastman Operations | 50481 | TGO9 | Coal Steam | Tennessee | 6 | Dropped - Onsite Unit
Clewiston Sugar House | 50482 | TG5 | Biomass | Florida | 11 | Dropped - OS status in 2015, 2016 and 2017 EIA Form 860
PPG Powerhouse A | 50487 | A1 | Non-Fossil Waste | Louisiana | 7.5 | Dropped - Onsite Unit
PPG Powerhouse A | 50487 | A2 | Non-Fossil Waste | Louisiana | 7.5 | Dropped - Onsite Unit
PPG Powerhouse A | 50487 | A4 | Non-Fossil Waste | Louisiana | 7.5 | Dropped - Onsite Unit
PPG Powerhouse A | 50487 | A7 | Non-Fossil Waste | Louisiana | 10 | Dropped - Onsite Unit
PPG Powerhouse A | 50487 | A9 | Non-Fossil Waste | Louisiana | 20 | Dropped - Onsite Unit
PPG Riverside | 50488 | GEN1 | Non-Fossil Waste | Louisiana | 35 | Dropped - OS status in 2015, 2016 and 2017 EIA Form 860
Axiall Natrium Plant | 50491 | GEN3 | O/G Steam | West Virginia | 7.5 | Dropped - Onsite Unit
Axiall Natrium Plant | 50491 | GEN4 | O/G Steam | West Virginia | 7.5 | Dropped - Onsite Unit
Axiall Natrium Plant | 50491 | GEN6 | O/G Steam | West Virginia | 26 | Dropped - Onsite Unit
Axiall Natrium Plant | 50491 | GEN7 | O/G Steam | West Virginia | 82 | Dropped - Onsite Unit
Bayonne Plant Holding LLC | 50497 | GTG1 | Combined Cycle | New Jersey | 36.9 | Dropped - Planned Retirement by 06/2021
Bayonne Plant Holding LLC | 50497 | GTG2 | Combined Cycle | New Jersey | 36.9 | Dropped - Planned Retirement by 06/2021
Bayonne Plant Holding LLC | 50497 | GTG3 | Combined Cycle | New Jersey | 36.9 | Dropped - Planned Retirement by 06/2021
Bayonne Plant Holding LLC | 50497 | STG1 | Combined Cycle | New Jersey | 52.2 | Dropped - Planned Retirement by 06/2021
PCS Phosphate | 50509 | GEN1 | Non-Fossil Waste | North Carolina | 54 | Dropped - Onsite Unit
Equilon Los Angeles Refining | 50530 | GEN1 | Fossil Waste | California | 25 | Dropped - Onsite Unit
Equilon Los Angeles Refining | 50530 | GEN2 | Fossil Waste | California | 25 | Dropped - Onsite Unit
Equilon Los Angeles Refining | 50530 | GEN3 | Fossil Waste | California | 15 | Dropped - Onsite Unit
BP Carson Refinery | 50540 | GEN1 | Fossil Waste | California | 6.5 | Dropped - Onsite Unit
BP Carson Refinery | 50540 | GEN2 | O/G Steam | California | 1.5 | Dropped - Onsite Unit
Port Townsend Paper | 50544 | GEN6 | Non-Fossil Waste | Washington | 7.5 | Dropped - Onsite Unit
Port Townsend Paper | 50544 | HDRO | Hydro | Washington | 0.3 | Dropped - Onsite Unit
Expera Specialty Solutions - Mosinee Mill | 50614 | GEN1 | Non-Fossil Waste | Wisconsin | 13 | Dropped - Onsite Unit
Expera Specialty Solutions - Mosinee Mill | 50614 | HYD1 | Hydro | Wisconsin | 2 | Dropped - Onsite Unit
Expera Specialty Solutions - Mosinee Mill | 50614 | HYD2 | Hydro | Wisconsin | 0.7 | Dropped - Onsite Unit
Expera Specialty Solutions - Mosinee Mill | 50614 | HYD3 | Hydro | Wisconsin | 0.7 | Dropped - Onsite Unit
Expera Specialty Solutions - Mosinee Mill | 50614 | WEST | Non-Fossil Waste | Wisconsin | 5 | Dropped - Onsite Unit
Flambeau River Papers | 50620 | GEN1 | Biomass | Wisconsin | 4.7 | Dropped - Onsite Unit
Gaviota Oil Plant | 50623 | GENA | Combustion Turbine | California | 3 | Dropped - OS status in 2015, 2016 and 2017 EIA Form 860
Torrance Refining Company, LLC | 50624 | EXP1 | Non-Fossil Waste | California | 7.5 | Dropped - Onsite Unit
Torrance Refining Company, LLC | 50624 | GTG1 | Combustion Turbine | California | 22.5 | Dropped - Onsite Unit
Torrance Refining Company, LLC | 50624 | STG1 | Non-Fossil Waste | California | 19.3 | Dropped - Onsite Unit
Chalmette Refining LLC | 50626 | GEN1 | Energy Storage | Louisiana | 1.8 | Dropped - Onsite Unit
ExxonMobil Oil Joliet Refinery | 50627 | GTG1 | Fossil Waste | Illinois | 22 | Dropped - Onsite Unit
ExxonMobil Oil Joliet Refinery | 50627 | MG | Fossil Waste | Illinois | 11.2 | Dropped - Onsite Unit
ExxonMobil Oil Joliet Refinery | 50627 | STG1 | Fossil Waste | Illinois | 0.1 | Dropped - Onsite Unit
Clearwater Paper IPP Lewiston | 50637 | GEN1 | O/G Steam | Idaho | 1 | Dropped - OS status in 2015, 2016 and 2017 EIA Form 860
Clearwater Paper IPP Lewiston | 50637 | GEN2 | O/G Steam | Idaho | 3.3 | Dropped - OS status in 2015, 2016 and 2017 EIA Form 860
Clearwater Paper APP CB | 50638 | GEN1 | O/G Steam | Arkansas | 20 | Dropped - Onsite Unit
Sappi Cloquet Mill | 50639 | GEN3 | Biomass | Minnesota | 14.8 | Dropped - Onsite Unit
Sappi Cloquet Mill | 50639 | GEN4 | Biomass | Minnesota | 41.5 | Dropped - Onsite Unit
Sappi Cloquet Mill | 50639 | GEN5 | Non-Fossil Waste | Minnesota | 14 | Dropped - Onsite Unit
Sappi Cloquet Mill | 50639 | HGN1 | Hydro | Minnesota | 1.6 | Dropped - Onsite Unit
Sappi Cloquet Mill | 50639 | HGN5 | Hydro | Minnesota | 0.5 | Dropped - Onsite Unit
Sappi Cloquet Mill | 50639 | HGN6 | Hydro | Minnesota | 0.5 | Dropped - Onsite Unit
Sappi Cloquet Mill | 50639 | HGN7 | Hydro | Minnesota | 1 | Dropped - Onsite Unit
Covanta Tulsa Renewable Energy LLC | 50660 | GEN1 | Municipal Solid Waste | Oklahoma | 15.6 | Dropped - Onsite Unit
Municipal Cogen Plant | 50674 | GEN1A | Combustion Turbine | California | 1.2 | Dropped - Onsite Unit
Plant No 1 Orange County | 50696 | GEN1 | Non-Fossil Waste | California | 2.4 | Dropped - Onsite Unit
Plant No 1 Orange County | 50696 | GEN2 | Non-Fossil Waste | California | 2.4 | Dropped - Onsite Unit
Plant No 1 Orange County | 50696 | GEN3 | Non-Fossil Waste | California | 2.4 | Dropped - Onsite Unit
Thermo Greeley | 50709 | GEN1 | Combustion Turbine | Colorado | 30.1 | Dropped - OS status in 2015, 2016 and 2017 EIA Form 860
University of Alaska Fairbanks | 50711 | GEN1 | Coal Steam | Alaska | 0.5 | Dropped - Onsite Unit
University of Alaska Fairbanks | 50711 | GEN2 | Coal Steam | Alaska | 0.5 | Dropped - Onsite Unit
University of Alaska Fairbanks | 50711 | GEN3 | Coal Steam | Alaska | 8.1 | Dropped - Onsite Unit
University of Alaska Fairbanks | 50711 | GEN4 | Combustion Turbine | Alaska | 9.6 | Dropped - Onsite Unit
Clairton Works | 50729 | GEN1 | Fossil Waste | Pennsylvania | 16 | Dropped - Onsite Unit
Clairton Works | 50729 | GEN3 | Fossil Waste | Pennsylvania | 8 | Dropped - Onsite Unit
Mon Valley Works | 50732 | GEN1 | Fossil Waste | Pennsylvania | 28 | Dropped - Onsite Unit
Mon Valley Works | 50732 | GEN2 | Fossil Waste | Pennsylvania | 28 | Dropped - Onsite Unit
Mon Valley Works | 50732 | GEN3 | Fossil Waste | Pennsylvania | 1.9 | Dropped - Onsite Unit
Gary Works | 50733 | STG1 | Fossil Waste | Indiana | 161 | Dropped - Onsite Unit
Exeter Energy LP | 50736 | GEN1 | Tires | Connecticut | 26 | Dropped - OS status in 2015, 2016 and 2017 EIA Form 860
Starrett City Cogen Facility | 50743 | GEN1 | O/G Steam | New York | 5.5 | Dropped - Onsite Unit
Starrett City Cogen Facility | 50743 | GEN2 | O/G Steam | New York | 5.5 | Dropped - Onsite Unit
Starrett City Cogen Facility | 50743 | GEN3 | Combustion Turbine | New York | 2 | Dropped - Onsite Unit
Starrett City Cogen Facility | 50743 | GEN4 | Combustion Turbine | New York | 2 | Dropped - Onsite Unit
Starrett City Cogen Facility | 50743 | GEN5 | Combustion Turbine | New York | 2 | Dropped - Onsite Unit
Southeast Kern River Cogen | 50751 | GTG2 | Combustion Turbine | California | 3 | Dropped - OS status in 2015, 2016 and 2017 EIA Form 860
Southeast Kern River Cogen | 50751 | GTG3 | Combustion Turbine | California | 3 | Dropped - OS status in 2015, 2016 and 2017 EIA Form 860
South Belridge Cogeneration Facility | 50752 | GEN1 | Combustion Turbine | California | 19 | Dropped - Onsite Unit
South Belridge Cogeneration Facility | 50752 | GEN2 | Combustion Turbine | California | 19 | Dropped - Onsite Unit
South Belridge Cogeneration Facility | 50752 | GEN3 | Combustion Turbine | California | 19 | Dropped - Onsite Unit
Steamboat 1 | 50763 | OE11 | Geothermal | Nevada | 0.9 | Dropped - OS status in 2015, 2016 and 2017 EIA Form 860
Steamboat 1 | 50763 | OE12 | Geothermal | Nevada | 0.9 | Dropped - OS status in 2015, 2016 and 2017 EIA Form 860
Steamboat 1 | 50763 | OE13 | Geothermal | Nevada | 0.9 | Dropped - OS status in 2015, 2016 and 2017 EIA Form 860
Steamboat 1 | 50763 | OE14 | Geothermal | Nevada | 0.9 | Dropped - OS status in 2015, 2016 and 2017 EIA Form 860
Steamboat 1 | 50763 | OE21 | Geothermal | Nevada | 0.9 | Dropped - OS status in 2015, 2016 and 2017 EIA Form 860
Steamboat 1 | 50763 | OE22 | Geothermal | Nevada | 0.9 | Dropped - OS status in 2015, 2016 and 2017 EIA Form 860
Steamboat 1 | 50763 | OE23 | Geothermal | Nevada | 0.9 | Dropped - OS status in 2015, 2016 and 2017 EIA Form 860
Seminole Mill | 50803 | GEN3 | O/G Steam | Florida | 13 | Dropped - Onsite Unit
WestRock Panama City Mill | 50807 | GEN3 | Non-Fossil Waste | Florida | 4 | Dropped - Onsite Unit
WestRock Panama City Mill | 50807 | GEN4 | Non-Fossil Waste | Florida | 10 | Dropped - Onsite Unit
WestRock Panama City Mill | 50807 | GEN6 | Biomass | Florida | 21.8 | Dropped - Onsite Unit
Westrock Hodge (LA) | 50810 | NO 7 | Non-Fossil Waste | Louisiana | 15.6 | Dropped - Onsite Unit
Westrock Hodge (LA) | 50810 | NO 8 | Non-Fossil Waste | Louisiana | 27.5 | Dropped - Onsite Unit
Westrock Hodge (LA) | 50810 | NO 9 | Non-Fossil Waste | Louisiana | 23.3 | Dropped - Onsite Unit
Gramercy Holdings LLC | 50846 | GT3 | Combustion Turbine | Louisiana | 15 | Dropped - Onsite Unit
Gramercy Holdings LLC | 50846 | GT4 | Combustion Turbine | Louisiana | 21 | Dropped - Onsite Unit
Gramercy Holdings LLC | 50846 | ST1 | O/G Steam | Louisiana | 17 | Dropped - Onsite Unit
Gramercy Holdings LLC | 50846 | ST2 | O/G Steam | Louisiana | 17 | Dropped - Onsite Unit
Gramercy Holdings LLC | 50846 | ST3 | O/G Steam | Louisiana | 6 | Dropped - Onsite Unit
Ivy River Hydro | 50890 | GEN1 | Hydro | North Carolina | 0.2 | Dropped - OS status in 2015, 2016 and 2017 EIA Form 860
Ivy River Hydro | 50890 | GEN2 | Hydro | North Carolina | 0.2 | Dropped - OS status in 2015, 2016 and 2017 EIA Form 860
Ivy River Hydro | 50890 | GEN3 | Hydro | North Carolina | 0.2 | Dropped - OS status in 2015, 2016 and 2017 EIA Form 860
Ivy River Hydro | 50890 | GEN4 | Hydro | North Carolina | 0.2 | Dropped - OS status in 2015, 2016 and 2017 EIA Form 860
Ivy River Hydro | 50890 | GEN5 | Hydro | North Carolina | 0.2 | Dropped - OS status in 2015, 2016 and 2017 EIA Form 860
Ivy River Hydro | 50890 | GEN6 | Hydro | North Carolina | 0.2 | Dropped - OS status in 2015, 2016 and 2017 EIA Form 860
Sagamore Plant Cogeneration | 50903 | GEN1 | O/G Steam | Indiana | 7.4 | Dropped - Onsite Unit
Ford Utilities Center | 50906 | 3 | Combustion Turbine | New Mexico | 6 | Dropped - Onsite Unit
Ford Utilities Center | 50906 | 4 | O/G Steam | New Mexico | 0.7 | Dropped - Onsite Unit
Ford Utilities Center | 50906 | 5 | Combustion Turbine | New Mexico | 6.2 | Dropped - Onsite Unit
Erie Coke | 50920 | 1 | Fossil Waste | Pennsylvania | 1 | Dropped - Onsite Unit
Des Moines Wastewater Reclamation Fac | 50932 | 72-04 | Non-Fossil Waste | Iowa | 1.4 | Dropped - Onsite Unit
Des Moines Wastewater Reclamation Fac | 50932 | 72-05 | Non-Fossil Waste | Iowa | 1.4 | Dropped - Onsite Unit
Rhinelander Mill | 50933 | GEN5 | O/G Steam | Wisconsin | 4 | Dropped - Onsite Unit
Rhinelander Mill | 50933 | GEN6 | Coal Steam | Wisconsin | 6.3 | Dropped - Onsite Unit
Rhinelander Mill | 50933 | HYD1 | Hydro | Wisconsin | 0.5 | Dropped - Onsite Unit
Rhinelander Mill | 50933 | HYD2 | Hydro | Wisconsin | 0.5 | Dropped - Onsite Unit
Rhinelander Mill | 50933 | HYD3 | Hydro | Wisconsin | 1 | Dropped - Onsite Unit
Caterpillar | 50935 | 3512 | Combustion Turbine | Indiana | 0.8 | Dropped - Onsite Unit
Caterpillar | 50935 | 3516 | Combustion Turbine | Indiana | 0.8 | Dropped - Onsite Unit
Caterpillar | 50935 | 516A | Combustion Turbine | Indiana | 1.8 | Dropped - Onsite Unit
Caterpillar | 50935 | ET1 | Combustion Turbine | Indiana | 2 | Dropped - Onsite Unit
Caterpillar | 50935 | ET2 | Combustion Turbine | Indiana | 2 | Dropped - Onsite Unit
Caterpillar | 50935 | ET3 | Combustion Turbine | Indiana | 2.5 | Dropped - Onsite Unit
Caterpillar | 50935 | ET4 | Combustion Turbine | Indiana | 2.5 | Dropped - Onsite Unit
Caterpillar | 50935 | R12 | Combustion Turbine | Indiana | 0.3 | Dropped - Onsite Unit
William Beaumont Hospital | 50937 | GENA | Combustion Turbine | Michigan | 1.9 | Dropped - Onsite Unit
William Beaumont Hospital | 50937 | GENB | Combustion Turbine | Michigan | 1.9 | Dropped - Onsite Unit
Lagoon Cogeneration Facility | 50942 | 1 | Combustion Turbine | Utah | 0.5 | Dropped - Onsite Unit
Lagoon Cogeneration Facility | 50942 | 2 | Combustion Turbine | Utah | 0.5 | Dropped - Onsite Unit
Lagoon Cogeneration Facility | 50942 | 3 | Combustion Turbine | Utah | 0.5 | Dropped - Onsite Unit
R & R Lumber | 50945 | ST1 | Biomass | Oregon | 1.4 | Dropped - Onsite Unit
Saint Francis Hospital | 50952 | GEN1 | Combustion Turbine | Illinois | 0.8 | Dropped - OS status in 2015, 2016 and 2017 EIA Form 860
Saint Francis Hospital | 50952 | GEN2 | Combustion Turbine | Illinois | 0.8 | Dropped - OS status in 2015, 2016 and 2017 EIA Form 860
Rousselot Inc | 50955 | GEN1 | O/G Steam | Massachusetts | 1.5 | Dropped - Onsite Unit
Rousselot Inc | 50955 | GEN2 | O/G Steam | Massachusetts | 1.5 | Dropped - Onsite Unit
Rousselot Inc | 50955 | GEN3 | O/G Steam | Massachusetts | 3.3 | Dropped - Onsite Unit
Bowater Newsprint Calhoun Operation | 50956 | GEN1 | Non-Fossil Waste | Tennessee | 17 | Dropped - Onsite Unit
Bowater Newsprint Calhoun Operation | 50956 | GEN2 | Non-Fossil Waste | Tennessee | 19 | Dropped - Onsite Unit
Bowater Newsprint Calhoun Operation | 50956 | GEN3 | Non-Fossil Waste | Tennessee | 27 | Dropped - Onsite Unit
Naval Hospital Medical Center | 50963 | 4TG | Combustion Turbine | California | 4.4 | Dropped - Onsite Unit
Toledo Ref Power Recovery Train | 50965 | GEN1 | Coal Steam | Ohio | 6 | Dropped - Onsite Unit
MU Combined Heat and Power Plant | 50969 | DGT1 | Combustion Turbine | Missouri | 2 | Dropped - Onsite Unit
MU Combined Heat and Power Plant | 50969 | GEN1 | Coal Steam | Missouri | 6 | Dropped - Onsite Unit
MU Combined Heat and Power Plant | 50969 | GEN2 | Coal Steam | Missouri | 12.2 | Dropped - Onsite Unit
MU Combined Heat and Power Plant | 50969 | GEN3 | Coal Steam | Missouri | 19.2 | Dropped - Onsite Unit
MU Combined Heat and Power Plant | 50969 | GEN4 | Coal Steam | Missouri | 13.3 | Dropped - Onsite Unit
MU Combined Heat and Power Plant | 50969 | GEN6 | Combustion Turbine | Missouri | 0.5 | Dropped - Onsite Unit
MU Combined Heat and Power Plant | 50969 | GEN7 | Combustion Turbine | Missouri | 1 | Dropped - Onsite Unit
MU Combined Heat and Power Plant | 50969 | NTG1 | Combustion Turbine | Missouri | 11.4 | Dropped - Onsite Unit
MU Combined Heat and Power Plant | 50969 | NTG2 | Combustion Turbine | Missouri | 11.4 | Dropped - Onsite Unit
Motiva Enterprises Port Arthur Refinery | 50973 | GN31 | Combined Cycle | Texas | 8.4 | Dropped - Onsite Unit
Motiva Enterprises Port Arthur Refinery | 50973 | GN32 | Combined Cycle | Texas | 10.5 | Dropped - Onsite Unit
Motiva Enterprises Port Arthur Refinery | 50973 | GN33 | Combined Cycle | Texas | 21.5 | Dropped - Onsite Unit
Motiva Enterprises Port Arthur Refinery | 50973 | GN34 | Combustion Turbine | Texas | 15.6 | Dropped - Onsite Unit
Motiva Enterprises Port Arthur Refinery | 50973 | GN35 | Combined Cycle | Texas | 39 | Dropped - Onsite Unit
Motiva Enterprises Port Arthur Refinery | 50973 | GN41 | Combined Cycle | Texas | 36.1 | Dropped - Onsite Unit
Motiva Enterprises Port Arthur Refinery | 50973 | GN42 | Combined Cycle | Texas | 36.1 | Dropped - Onsite Unit
Motiva Enterprises Port Arthur Refinery | 50973 | GN43 | Combined Cycle | Texas | 36.1 | Dropped - Onsite Unit
Motiva Enterprises Port Arthur Refinery | 50973 | GN44 | Combined Cycle | Texas | 36.1 | Dropped - Onsite Unit
Solano County Cogen Plant | 50985 | 3163 | Combustion Turbine | California | 1 | Dropped - Onsite Unit
Solano County Cogen Plant | 50985 | 3164 | Combustion Turbine | California | 0.4 | Dropped - Onsite Unit
Solano County Cogen Plant | 50985 | 3165 | Combustion Turbine | California | 1.4 | Dropped - Onsite Unit
Ingersoll Milling Machine | 50989 | 0071 | Combustion Turbine | Illinois | 0.6 | Dropped - Onsite Unit
Ingersoll Milling Machine | 50989 | 0072 | Combustion Turbine | Illinois | 0.6 | Dropped - Onsite Unit
Ingersoll Milling Machine | 50989 | 0073 | Combustion Turbine | Illinois | 0.6 | Dropped - Onsite Unit
Ingersoll Milling Machine | 50989 | 0074 | Combustion Turbine | Illinois | 0.6 | Dropped - Onsite Unit
Ingersoll Milling Machine | 50989 | 0075 | Combustion Turbine | Illinois | 0.6 | Dropped - Onsite Unit
Ingersoll Milling Machine | 50989 | 0076 | Combustion Turbine | Illinois | 0.7 | Dropped - Onsite Unit
Ingersoll Milling Machine | 50989 | 0077 | Combustion Turbine | Illinois | 0.6 | Dropped - Onsite Unit
Marathon Electric | 50990 | P1-1 | Combustion Turbine | Wisconsin | 0.4 | Dropped - Onsite Unit
Marathon Electric | 50990 | P1-2 | Combustion Turbine | Wisconsin | 0.4 | Dropped - Onsite Unit
Marathon Electric | 50990 | P2-3 | Combustion Turbine | Wisconsin | 0.9 | Dropped - Onsite Unit
Marathon Electric | 50990 | P2-4 | Combustion Turbine | Wisconsin | 0.9 | Dropped - Onsite Unit
Gallup Refinery | 50997 | GEN1 | Combustion Turbine | New Mexico | 2.9 | Dropped - Onsite Unit
Gallup Refinery | 50997 | GEN2 | Combustion Turbine | New Mexico | 2.9 | Dropped - Onsite Unit
Enterprise Sugar Factory | 51008 | 1000 | Biomass | Louisiana | 1 | Dropped - Onsite Unit
Enterprise Sugar Factory | 51008 | 2000 | Biomass | Louisiana | 2 | Dropped - Onsite Unit
Hofstra University | 51035 | GEN1 | Combustion Turbine | New York | 1.1 | Dropped - Onsite Unit
Hofstra University | 51035 | GEN2 | Combustion Turbine | New York | 1.1 | Dropped - Onsite Unit
ITT Cogen Facility | 52021 | GEN1 | Combustion Turbine | Illinois | 3.5 | Dropped - Onsite Unit
ITT Cogen Facility | 52021 | GEN2 | Combustion Turbine | Illinois | 3.5 | Dropped - Onsite Unit
Rhode Island Hospital | 52024 | GEN2 | O/G Steam | Rhode Island | 1.7 | Dropped - Onsite Unit
Rhode Island Hospital | 52024 | GEN4 | O/G Steam | Rhode Island | 1.7 | Dropped - Onsite Unit
Rhode Island Hospital | 52024 | NEW1 | O/G Steam | Rhode Island | 3.5 | Dropped - Onsite Unit
Rhode Island Hospital | 52024 | NEW3 | O/G Steam | Rhode Island | 3.5 | Dropped - Onsite Unit
Puna Geothermal Venture I | 52028 | OEC11 | Geothermal | Hawaii | 3.1 | Dropped - in Alaska or in Hawaii
Puna Geothermal Venture I | 52028 | OEC12 | Geothermal | Hawaii | 3.1 | Dropped - in Alaska or in Hawaii
Puna Geothermal Venture I | 52028 | OEC13 | Geothermal | Hawaii | 3.1 | Dropped - in Alaska or in Hawaii
Puna Geothermal Venture I | 52028 | OEC14 | Geothermal | Hawaii | 3.1 | Dropped - in Alaska or in Hawaii
Puna Geothermal Venture I | 52028 | OEC15 | Geothermal | Hawaii | 3.1 | Dropped - in Alaska or in Hawaii
Puna Geothermal Venture I | 52028 | OEC21 | Geothermal | Hawaii | 3.1 | Dropped - in Alaska or in Hawaii
Puna Geothermal Venture I | 52028 | OEC22 | Geothermal | Hawaii | 3.1 | Dropped - in Alaska or in Hawaii
Puna Geothermal Venture I | 52028 | OEC23 | Geothermal | Hawaii | 3.1 | Dropped - in Alaska or in Hawaii
Puna Geothermal Venture I | 52028 | OEC24 | Geothermal | Hawaii | 3.1 | Dropped - in Alaska or in Hawaii
Puna Geothermal Venture I | 52028 | OEC25 | Geothermal | Hawaii | 3.1 | Dropped - in Alaska or in Hawaii
Puna Geothermal Venture I | 52028 | OEC31 | Geothermal | Hawaii | 6 | Dropped - in Alaska or in Hawaii
Puna Geothermal Venture I | 52028 | OEC32 | Geothermal | Hawaii | 6 | Dropped - in Alaska or in Hawaii
Alliance Refinery | 52031 | GEN1 | Fossil Waste | Louisiana | 6 | Dropped - Onsite Unit
Alliance Refinery | 52031 | GEN2 | Fossil Waste | Louisiana | 19 | Dropped - Onsite Unit
Moretown Generating Station | 52033 | 1 | Hydro | Vermont | 0.3 | Dropped - OS status in 2015, 2016 and 2017 EIA Form 860
Bunge Oil | 52034 | 1 | Combustion Turbine | Illinois | 2.8 | Dropped - Onsite Unit
Vanderbilt University Power Plant | 52048 | GT2 | Combustion Turbine | Tennessee | 4 | Dropped - Onsite Unit
Vanderbilt University Power Plant | 52048 | GT3 | Combustion Turbine | Tennessee | 7.8 | Dropped - Onsite Unit
Herkimer | 52057 | 01 | Hydro | New York | 0.1 | Dropped - OS status in 2015, 2016 and 2017 EIA Form 860
Herkimer | 52057 | 02 | Hydro | New York | 0.1 | Dropped - OS status in 2015, 2016 and 2017 EIA Form 860
Herkimer | 52057 | 03 | Hydro | New York | 0.1 | Dropped - OS status in 2015, 2016 and 2017 EIA Form 860
Herkimer | 52057 | 04 | Hydro | New York | 0.1 | Dropped - OS status in 2015, 2016 and 2017 EIA Form 860
Martinez Sulfuric Acid Regeneration Plt | 52063 | GEN1 | Non-Fossil Waste | California | 4 | Dropped - Onsite Unit
Point Comfort Operations | 52069 | GEN1 | O/G Steam | Texas | 14.9 | Dropped - Onsite Unit
Point Comfort Operations | 52069 | GEN2 | O/G Steam | Texas | 14.9 | Dropped - Onsite Unit
Point Comfort Operations | 52069 | GEN3 | O/G Steam | Texas | 14.9 | Dropped - Onsite Unit
Point Comfort Operations | 52069 | GEN4 | O/G Steam | Texas | 14 | Dropped - Onsite Unit
Radford Army Ammunition Plant | 52072 | GEN1 | Coal Steam | Virginia | 5.6 | Dropped - Onsite Unit
Radford Army Ammunition Plant | 52072 | GEN2 | Coal Steam | Virginia | 5.6 | Dropped - Onsite Unit
Radford Army Ammunition Plant | 52072 | GEN3 | Coal Steam | Virginia | 5.6 | Dropped - Onsite Unit
Radford Army Ammunition Plant | 52072 | GEN4 | Coal Steam | Virginia | 5.6 | Dropped - Onsite Unit
Lost Hills Cogeneration Plant | 52077 | GEN4 | Combustion Turbine | California | 2.7 | Dropped - Onsite Unit
Lost Hills Cogeneration Plant | 52077 | GEN5 | Combustion Turbine | California | 2.7 | Dropped - Onsite Unit
Lost Hills Cogeneration Plant | 52077 | GEN6 | Combustion Turbine | California | 2.7 | Dropped - Onsite Unit
North Midway Cogen | 52078 | GEN7 | Combustion Turbine | California | 3 | Dropped - OS status in 2015, 2016 and 2017 EIA Form 860
North Midway Cogen | 52078 | GEN8 | Combustion Turbine | California | 3 | Dropped - OS status in 2015, 2016 and 2017 EIA Form 860
North Midway Cogen | 52078 | GEN9 | Combustion Turbine | California | 3 | Dropped - OS status in 2015, 2016 and 2017 EIA Form 860
Coalinga 6C Cogen | 52083 | TG1 | Combustion Turbine | California | 2.7 | Dropped - OS status in 2015, 2016 and 2017 EIA Form 860
Coalinga 6C Cogen | 52083 | TG2 | Combustion Turbine | California | 2.7 | Dropped - OS status in 2015, 2016 and 2017 EIA Form 860
Celanese Acetate LLC | 52089 | GEN1 | O/G Steam | Virginia | 6 | Dropped - Onsite Unit
Celanese Acetate LLC | 52089 | GEN2 | O/G Steam | Virginia | 6 | Dropped - Onsite Unit
Celanese Acetate LLC | 52089 | GEN3 | O/G Steam | Virginia | 6 | Dropped - Onsite Unit
Celanese Acetate LLC | 52089 | GEN4 | O/G Steam | Virginia | 9.2 | Dropped - Onsite Unit
Plant No 2 Orange County | 52099 | GEN1 | Non-Fossil Waste | California | 2.7 | Dropped - Onsite Unit
Plant No 2 Orange County | 52099 | GEN2 | Non-Fossil Waste | California | 2.7 | Dropped - Onsite Unit
Plant No 2 Orange County | 52099 | GEN3 | Non-Fossil Waste | California | 2.7 | Dropped - Onsite Unit
Plant No 2 Orange County | 52099 | GEN4 | Non-Fossil Waste | California | 2.7 | Dropped - Onsite Unit
Plant No 2 Orange County | 52099 | GEN5 | Non-Fossil Waste | California | 2.7 | Dropped - Onsite Unit
Plant No 2 Orange County | 52099 | GEN6 | Non-Fossil Waste | California | 0.9 | Dropped - Onsite Unit
Philadelphia Refinery | 52106 | GEN1 | Fossil Waste | Pennsylvania | 5.5 | Dropped - Onsite Unit
Philadelphia Refinery | 52106 | GEN2 | Fossil Waste | Pennsylvania | 6.7 | Dropped - Onsite Unit
Philadelphia Refinery | 52106 | GEN3 | Fossil Waste | Pennsylvania | 7.3 | Dropped - Onsite Unit
Richmond Cogen | 52109 | GEN1 | Combined Cycle | California | 50 | Dropped - Onsite Unit
Richmond Cogen | 52109 | GEN2 | Combined Cycle | California | 50 | Dropped - Onsite Unit
Richmond Cogen | 52109 | GEN5 | Fossil Waste | California | 30.4 | Dropped - Onsite Unit
Ingredion Stockton | 52115 | GEN1 | Combustion Turbine | California | 2.8 | Dropped - Onsite Unit
Ingredion Stockton | 52115 | GEN2 | Combustion Turbine | California | 6.5 | Dropped - Onsite Unit
Freeport Energy | 52120 | G-37 | Combustion Turbine | Texas | 59.2 | Dropped - Onsite Unit
Freeport Energy | 52120 | G-61 | Combined Cycle | Texas | 68.3 | Dropped - Onsite Unit
Freeport Energy | 52120 | G-63 | Combined Cycle | Texas | 68.3 | Dropped - Onsite Unit
Freeport Energy | 52120 | G-64 | Combined Cycle | Texas | 35 | Dropped - Onsite Unit
Freeport Energy | 52120 | G-65 | Combined Cycle | Texas | 95.2 | Dropped - Onsite Unit
Freeport Energy | 52120 | G-66 | Combined Cycle | Texas | 95.6 | Dropped - Onsite Unit
Freeport Energy | 52120 | G-67 | Combined Cycle | Texas | 95.6 | Dropped - Onsite Unit
Wasson CO2 Removal Plant | 52122 | GEN1 | Combustion Turbine | Texas | 17.3 | Dropped - Onsite Unit
Elk Basin Gasoline Plant | 52127 | GEN1 | Fossil Waste | Wyoming | 0.8 | Dropped - Onsite Unit
Elk Basin Gasoline Plant | 52127 | GEN2 | Fossil Waste | Wyoming | 0.8 | Dropped - Onsite Unit
Whiting Refinery | 52130 | 31TG | Fossil Waste | Indiana | 11.2 | Dropped - Onsite Unit
Whiting Refinery | 52130 | 32TG | Fossil Waste | Indiana | 11.2 | Dropped - Onsite Unit
Whiting Refinery | 52130 | 33TG | Fossil Waste | Indiana | 16.4 | Dropped - Onsite Unit
Whiting Refinery | 52130 | 34TG | Fossil Waste | Indiana | 11.8 | Dropped - Onsite Unit
Whiting Refinery | 52130 | 35TG | Fossil Waste | Indiana | 38 | Dropped - Onsite Unit
Power Station 4 | 52132 | GEN1 | Combined Cycle | Texas | 69 | Dropped - Onsite Unit
Power Station 4 | 52132 | GEN2 | Combined Cycle | Texas | 69 | Dropped - Onsite Unit
Power Station 4 | 52132 | GEN3 | Combined Cycle | Texas | 34 | Dropped - Onsite Unit
Tesoro Mandan Cogeneration Plant | 52133 | GEN1 | Fossil Waste | North Dakota | 2.8 | Dropped - Onsite Unit
Tesoro Mandan Cogeneration Plant | 52133 | GEN2 | Fossil Waste | North Dakota | 2.8 | Dropped - Onsite Unit
Tesoro Mandan Cogeneration Plant | 52133 | GEN3 | Fossil Waste | North Dakota | 2.8 | Dropped - Onsite Unit
Steamboat 1A Power Plant | 52138 | DE32 | Geothermal | Nevada | 0.9 | Dropped - OS status in 2015, 2016 and 2017 EIA Form 860
International Paper Prattville Mill | 52140 | GEN1 | Non-Fossil Waste | Alabama | 34.8 | Dropped - Onsite Unit
International Paper Prattville Mill | 52140 | GEN2 | Non-Fossil Waste | Alabama | 46.6 | Dropped - Onsite Unit
Elkton | 52148 | GEN1 | O/G Steam | Virginia | 1.2 | Dropped - Onsite Unit
Elkton | 52148 | GEN2 | Combustion Turbine | Virginia | 0.8 | Dropped - Onsite Unit
Elkton | 52148 | GEN3 | Combustion Turbine | Virginia | 1 | Dropped - Onsite Unit
Elkton | 52148 | GEN4 | Combustion Turbine | Virginia | 0.3 | Dropped - Onsite Unit
Elkton | 52148 | GEN5 | O/G Steam | Virginia | 0.1 | Dropped - Onsite Unit
West Point (PA) | 52149 | COG3 | Combustion Turbine | Pennsylvania | 38.5 | Dropped - Onsite Unit
West Point (PA) | 52149 | GEN14 | Combustion Turbine | Pennsylvania | 1.5 | Dropped - Onsite Unit
West Point (PA) | 52149 | GEN2 | Combustion Turbine | Pennsylvania | 24.5 | Dropped - Onsite Unit
West Point (PA) | 52149 | GEN3 | Combustion Turbine | Pennsylvania | 2.4 | Dropped - Onsite Unit
West Point (PA) | 52149 | GEN4 | Combustion Turbine | Pennsylvania | 1.7 | Dropped - Onsite Unit
West Point (PA) | 52149 | GEN5 | Combustion Turbine | Pennsylvania | 1.2 | Dropped - Onsite Unit
West Point (PA) | 52149 | GEN6 | Combustion Turbine | Pennsylvania | 1.2 | Dropped - Onsite Unit
West Point (PA) | 52149 | GEN7 | Combustion Turbine | Pennsylvania | 0.7 | Dropped - Onsite Unit
West Point (PA) | 52149 | GEN8 | Combustion Turbine | Pennsylvania | 1 | Dropped - Onsite Unit
West Point (PA) | 52149 | GEN9 | Combustion Turbine | Pennsylvania | 0.9 | Dropped - Onsite Unit
West Point (PA) | 52149 | GN10 | Combustion Turbine | Pennsylvania | 0.9 | Dropped - Onsite Unit
West Point (PA) | 52149 | GN11 | Combustion Turbine | Pennsylvania | 0.9 | Dropped - Onsite Unit
West Point (PA) | 52149 | GN12 | Combustion Turbine | Pennsylvania | 2 | Dropped - Onsite Unit
West Point (PA) | 52149 | GN13 | Combustion Turbine | Pennsylvania | 2 | Dropped - Onsite Unit
International Paper Eastover Facility | 52151 | GEN1 | Non-Fossil Waste | South Carolina | 46 | Dropped - Onsite Unit
International Paper Eastover Facility | 52151 | GEN2 | Non-Fossil Waste | South Carolina | 57 | Dropped - Onsite Unit
International Paper Franklin Mill | 52152 | GE10 | Combustion Turbine | Virginia | 38 | Dropped - Onsite Unit
International Paper Franklin Mill | 52152 | GEN9 | Non-Fossil Waste | Virginia | 36.1 | Dropped - Onsite Unit
CITGO Refinery Powerhouse | 52175 | GEN1 | O/G Steam | Louisiana | 7.4 | Dropped - Onsite Unit
CITGO Refinery Powerhouse | 52175 | GEN2 | O/G Steam | Louisiana | 5.6 | Dropped - Onsite Unit
CITGO Refinery Powerhouse | 52175 | GEN3 | O/G Steam | Louisiana | 19.6 | Dropped - Onsite Unit
Tesoro Kenai Cogeneration Plant | 52184 | GEN1 | Combustion Turbine | Alaska | 4.2 | Dropped - Onsite Unit
Tesoro Kenai Cogeneration Plant | 52184 | GEN2 | Combustion Turbine | Alaska | 4.2 | Dropped - Onsite Unit
MM West Covina | 54015 | GEN3 | Landfill Gas | California | 4.4 | Dropped - OS status in 2015, 2016 and 2017 EIA Form 860
University of Illinois Cogen Facility | 54044 | CT1 | Combustion Turbine | Illinois | 6.4 | Dropped - Onsite Unit
University of Illinois Cogen Facility | 54044 | CT2 | Combustion Turbine | Illinois | 6.4 | Dropped - Onsite Unit
University of Illinois Cogen Facility | 54044 | CT3 | Combustion Turbine | Illinois | 6.4 | Dropped - Onsite Unit
University of Illinois Cogen Facility | 54044 | GEN1 | Combustion Turbine | Illinois | 6.3 | Dropped - Onsite Unit
University of Illinois Cogen Facility | 54044 | GEN2 | Combustion Turbine | Illinois | 6.3 | Dropped - Onsite Unit
University of Illinois Cogen Facility | 54044 | GEN3 | Combustion Turbine | Illinois | 3.7 | Dropped - Onsite Unit
University of Illinois Cogen Facility | 54044 | GEN4 | Combustion Turbine | Illinois | 3.7 | Dropped - Onsite Unit
University of Illinois Cogen Facility | 54044 | RE1 | Combustion Turbine | Illinois | 5.5 | Dropped - Onsite Unit
University of Illinois Cogen Facility | 54044 | RE2 | Combustion Turbine | Illinois | 5.5 | Dropped - Onsite Unit
University of Illinois Cogen Facility | 54044 | RE3 | Combustion Turbine | Illinois | 5.5 | Dropped - Onsite Unit
Androscoggin Mill | 54085 | GEN1 | Non-Fossil Waste | Maine | 25 | Dropped - Onsite Unit
Androscoggin Mill | 54085 | GEN2 | Non-Fossil Waste | Maine | 25 | Dropped - Onsite Unit
Androscoggin Mill | 54085 | GEN3 | Non-Fossil Waste | Maine | 30 | Dropped - Onsite Unit
International Paper Georgetown Mill | 54087 | GEN1 | Non-Fossil Waste | South Carolina | 25.3 | Dropped - Onsite Unit
International Paper Georgetown Mill | 54087 | GEN2 | Biomass | South Carolina | 27.4 | Dropped - Onsite Unit
International Paper Georgetown Mill | 54087 | GEN3 | Biomass | South Carolina | 37.7 | Dropped - Onsite Unit
Mansfield Mill | 54091 | GEN1 | Non-Fossil Waste | Louisiana | 24.6 | Dropped - Onsite Unit
Mansfield Mill | 54091 | GEN2 | Non-Fossil Waste | Louisiana | 25.6 | Dropped - Onsite Unit
Mansfield Mill | 54091 | GEN3 | Non-Fossil Waste | Louisiana | 22.1 | Dropped - Onsite Unit
Mansfield Mill | 54091 | GEN4 | Combustion Turbine | Louisiana | 29 | Dropped - Onsite Unit
International Paper Riverdale Mill | 54096 | GEN1 | Non-Fossil Waste | Alabama | 11.6 | Dropped - Onsite Unit
International Paper Riverdale Mill | 54096 | GEN2 | Non-Fossil Waste | Alabama | 37.4 | Dropped - Onsite Unit
International Paper Riverdale Mill | 54096 | GEN3 | Combined Cycle | Alabama | 17 | Dropped - Onsite Unit
International Paper Riverdale Mill | 54096 | GEN4 | Combined Cycle | Alabama | 38.2 | Dropped - Onsite Unit
International Paper Texarkana Mill | 54097 | GEN1 | Non-Fossil Waste | Texas | 25 | Dropped - Onsite Unit
International Paper Texarkana Mill | 54097 | GEN2 | Non-Fossil Waste | Texas | 40 | Dropped - Onsite Unit
Kaukauna Paper Mill | 54098 | GEN1 | Non-Fossil Waste | Wisconsin | 6 | Dropped - Onsite Unit
Kaukauna Paper Mill | 54098 | GEN2 | Non-Fossil Waste | Wisconsin | 11 | Dropped - Onsite Unit
Kaukauna Paper Mill | 54098 | GEN3 | Non-Fossil Waste | Wisconsin | 15.6 | Dropped - Onsite Unit
Kaukauna Paper Mill | 54098 | GEN4 | Coal Steam | Wisconsin | 12 | Dropped - Onsite Unit
Ticonderoga Mill | 54099 | GEN1 | Non-Fossil Waste | New York | 41 | Dropped - Onsite Unit
International Paper Vicksburg Mill | 54100 | GEN1 | Non-Fossil Waste | Mississippi | 1.5 | Dropped - Onsite Unit
International Paper Vicksburg Mill | 54100 | GEN2 | Non-Fossil Waste | Mississippi | 37 | Dropped - Onsite Unit
Georgia-Pacific Cedar Springs | 54101 | GEN1 | Non-Fossil Waste | Georgia | 45 | Dropped - Onsite Unit
Georgia-Pacific Cedar Springs | 54101 | GEN2 | Non-Fossil Waste | Georgia | 45 | Dropped - Onsite Unit
Ashdown | 54104 | GEN1 | Non-Fossil Waste | Arkansas | 17 | Dropped - Onsite Unit
Ashdown | 54104 | GEN2 | Non-Fossil Waste | Arkansas | 40 | Dropped - Onsite Unit
Ashdown | 54104 | GEN3 | Non-Fossil Waste | Arkansas | 33 | Dropped - Onsite Unit
Ashdown | 54104 | GEN4 | Non-Fossil Waste | Arkansas | 38 | Dropped - Onsite Unit
Great Lakes Hydro America - ME | 54134 | DOH3 | Hydro | Maine | 1.3 | Dropped - OS status in 2015, 2016 and 2017 EIA Form 860
Great Lakes Hydro America - ME | 54134 | DOH4 | Hydro | Maine | 1.8 | Dropped - OS status in 2015, 2016 and 2017 EIA Form 860
Iowa State University | 54201 | GEN3 | Coal Steam | Iowa | 13.3 | Dropped - Onsite Unit
Iowa State University | 54201 | GEN4 | Coal Steam | Iowa | 6.3 | Dropped - Onsite Unit
Iowa State University | 54201 | GEN5 | Coal Steam | Iowa | 11.5 | Dropped - Onsite Unit
Iowa State University | 54201 | GEN6 | Coal Steam | Iowa | 15.1 | Dropped - Onsite Unit
Upper Androscoggin | 54202 | 1 | Hydro | Maine | 0.7 | Dropped - OS status in 2015, 2016 and 2017 EIA Form 860
Upper Androscoggin | 54202 | 2 | Hydro | Maine | 0.5 | Dropped - OS status in 2015, 2016 and 2017 EIA Form 860
Upper Androscoggin | 54202 | 3 | Hydro | Maine | 0.5 | Dropped - OS status in 2015, 2016 and 2017 EIA Form 860
Mississippi Baptist Medical Center | 54203 | A | Combustion Turbine | Mississippi | 4 | Dropped - Onsite Unit
ArcelorMittal Warren | 54207 | GEN1 | Fossil Waste | Ohio | 2.8 | Dropped - Onsite Unit
ArcelorMittal Warren | 54207 | GEN2 | Fossil Waste | Ohio | 7 | Dropped - Onsite Unit
ArcelorMittal Warren | 54207 | GEN3 | Fossil Waste | Ohio | 9.3 | Dropped - Onsite Unit
American Crystal Sugar Hillsboro | 54210 | G1 | Coal Steam | North Dakota | 13.3 | Dropped - Onsite Unit
American Crystal Sugar Moorhead | 54211 | G1 | Coal Steam | Minnesota | 3 | Dropped - Onsite Unit
American Crystal Sugar Moorhead | 54211 | G2 | Coal Steam | Minnesota | 2 | Dropped - Onsite Unit
American Crystal Sugar Crookston | 54212 | G1 | Coal Steam | Minnesota | 3.5 | Dropped - Onsite Unit
American Crystal Sugar Crookston | 54212 | G2 | Coal Steam | Minnesota | 3 | Dropped - Onsite Unit
American Crystal Sugar Drayton | 54213 | G1 | Coal Steam | North Dakota | 6 | Dropped - Onsite Unit
American Crystal Sugar East Grand Forks | 54214 | G1 | Coal Steam | Minnesota | 2.5 | Dropped - Onsite Unit
American Crystal Sugar East Grand Forks | 54214 | G2 | Coal Steam | Minnesota | 5 | Dropped - Onsite Unit
U S Alliance Coosa Pines | 54216 | AOW6 | O/G Steam | Alabama | 0 | Dropped - Onsite Unit
U S Alliance Coosa Pines | 54216 | GEN7 | Non-Fossil Waste | Alabama | 23.8 | Dropped - Onsite Unit
Burney Mountain Power | 54219 | GEN1 | Biomass | California | 9.8 | Dropped - OS status in 2015, 2016 and 2017 EIA Form 860
Pfizer Groton Plant | 54236 | GT-1 | Combustion Turbine | Connecticut | 9.5 | Dropped - Onsite Unit
Pfizer Groton Plant | 54236 | TG 3 | O/G Steam | Connecticut | 9.4 | Dropped - Onsite Unit
Pfizer Groton Plant | 54236 | TG 4 | O/G Steam | Connecticut | 5 | Dropped - Onsite Unit
Pfizer Groton Plant | 54236 | TG5 | O/G Steam | Connecticut | 7.5 | Dropped - Onsite Unit
Louisiana Tech University Power Plant | 54240 | TG3 | Combustion Turbine | Louisiana | 6.4 | Dropped - Onsite Unit
Newman (PA) | 54250 | 001 | O/G Steam | Pennsylvania | 1.8 | Dropped - Onsite Unit
Akron Recycle Energy Plant | 54265 | 1 | Biomass | Ohio | 2 | Dropped - OS status in 2015, 2016 and 2017 EIA Form 860
Akron Recycle Energy Plant | 54265 | 2 | Biomass | Ohio | 2 | Dropped - OS status in 2015, 2016 and 2017 EIA Form 860
Univ of NC Chapel Hill Cogen Facility | 54276 | ES001 | Combustion Turbine | North Carolina | 1.8 | Dropped - Onsite Unit
Univ of NC Chapel Hill Cogen Facility | 54276 | ES002 | Combustion Turbine | North Carolina | 1.8 | Dropped - Onsite Unit
Univ of NC Chapel Hill Cogen Facility | 54276 | TG3 | Coal Steam | North Carolina | 28.7 | Dropped - Onsite Unit
Interstate Paper LLC Riceboro | 54281 | 577A | Non-Fossil Waste | Georgia | 14.5 | Dropped - Onsite Unit
Rolls Royce | 54286 | N8OT | Landfill Gas | Indiana | 4 | Dropped - Onsite Unit
Inforum | 54290 | BUG1 | Combustion Turbine | Georgia | 1.3 | Dropped - Onsite Unit
West Group Data Center | 54294 | 1 | Combustion Turbine | Minnesota | 0.6 | Dropped - Onsite Unit
West Group Data Center | 54294 | 2 | Combustion Turbine | Minnesota | 0.6 | Dropped - Onsite Unit
West Group Data Center | 54294 | 3 | Combustion Turbine | Minnesota | 0.6 | Dropped - Onsite Unit
West Group Data Center | 54294 | 4 | Combustion Turbine | Minnesota | 0.6 | Dropped - Onsite Unit
Biola University | 54296 | EG1 | Combustion Turbine | California | 0.6 | Dropped - Onsite Unit
Biola University | 54296 | EG2 | Combustion Turbine | California | 0.6 | Dropped - Onsite Unit
Biola University | 54296 | EG3 | Combustion Turbine | California | 1 | Dropped - Onsite Unit
CTV Power Purchase Contract Trust | 54300 | SX1S | Onshore Wind | California | 0.1 | Dropped - OS status in 2015, 2016 and 2017 EIA Form 860
Westward Seafoods | 54305 | 2 | Combustion Turbine | Alaska | 2.2 | Dropped - Onsite Unit
Westward Seafoods | 54305 | 3 | Combustion Turbine | Alaska | 2.2 | Dropped - Onsite Unit
Westward Seafoods | 54305 | 4 | Combustion Turbine | Alaska | 2.2 | Dropped - Onsite Unit
Archer Daniels Midland Southport | 54316 | GEN1 | Combustion Turbine | North Carolina | 15 | Dropped - Onsite Unit
Archer Daniels Midland Southport | 54316 | GEN2 | Combustion Turbine | North Carolina | 15 | Dropped - Onsite Unit
Archer Daniels Midland Southport | 54316 | GEN3 | Combustion Turbine | North Carolina | 15 | Dropped - Onsite Unit
General Chemical | 54318 | TG1 | Coal Steam | Wyoming | 15 | Dropped - Onsite Unit
General Chemical | 54318 | TG2 | Coal Steam | Wyoming | 15 | Dropped - Onsite Unit
CNN Center | 54323 | D4_1 | Combustion Turbine | Georgia | 1.5 | Dropped - Onsite Unit
CNN Center | 54323 | D4_2 | Combustion Turbine | Georgia | 2 | Dropped - Onsite Unit
CNN Center | 54323 | D4_3 | Combustion Turbine | Georgia | 2 | Dropped - Onsite Unit
CNN Center | 54323 | D5_1 | Combustion Turbine | Georgia | 2 | Dropped - Onsite Unit
CNN Center | 54323 | D5_2 | Combustion Turbine | Georgia | 2 | Dropped - Onsite Unit
CNN Center | 54323 | D5_3 | Combustion Turbine | Georgia | 2 | Dropped - Onsite Unit
CNN Center | 54323 | DK2 | Combustion Turbine | Georgia | 1.3 | Dropped - Onsite Unit
Westhollow Technology Center | 54330 | 1 | Combustion Turbine | Texas | 3.7 | Dropped - Onsite Unit
Morton Salt Rittman | 54335 | GEN2 | Coal Steam | Ohio | 2.5 | Dropped - Onsite Unit
Howard F Curren Advncd Wastewater Plant | 54347 | 1 | Non-Fossil Waste | Florida | 0.5 | Dropped - Onsite Unit
Howard F Curren Advncd Wastewater Plant | 54347 | 2 | Non-Fossil Waste | Florida | 0.5 | Dropped - Onsite Unit
Howard F Curren Advncd Wastewater Plant | 54347 | 3 | Non-Fossil Waste | Florida | 0.5 | Dropped - Onsite Unit
Howard F Curren Advncd Wastewater Plant | 54347 | 4 | Non-Fossil Waste | Florida | 0.5 | Dropped - Onsite Unit
Howard F Curren Advncd Wastewater Plant | 54347 | 5 | Non-Fossil Waste | Florida | 0.5 | Dropped - Onsite Unit
International Paper Augusta Mill | 54358 | 1 | Non-Fossil Waste | Georgia | 25.3 | Dropped - Onsite Unit
International Paper Augusta Mill | 54358 | 2 | Non-Fossil Waste | Georgia | 36.5 | Dropped - Onsite Unit
International Paper Augusta Mill | 54358 | 3 | Non-Fossil Waste | Georgia | 17.5 | Dropped - Onsite Unit
Fuyao Glass Illinois Inc. | 54360 | PORT | Combustion Turbine | Illinois | 0.7 | Dropped - Onsite Unit
Fuyao Glass Illinois Inc. | 54360 | TK1 | Combustion Turbine | Illinois | 2 | Dropped - Onsite Unit
Fuyao Glass Illinois Inc. | 54360 | TK2 | Combustion Turbine | Illinois | 2 | Dropped - Onsite Unit
PPG Industries Shelby NC Works | 54363 | GEN2 | Combustion Turbine | North Carolina | 0.6 | Dropped - Onsite Unit
PPG Industries Shelby NC Works | 54363 | GEN3 | Combustion Turbine | North Carolina | 0.6 | Dropped - Onsite Unit
PPG Industries Shelby NC Works | 54363 | GEN4 | Combustion Turbine | North Carolina | 0.8 | Dropped - Onsite Unit
PPG Industries Shelby NC Works | 54363 | GEN5 | Combustion Turbine | North Carolina | 0.8 | Dropped - Onsite Unit
PPG Industries Works 4 | 54364 | L1G | Combustion Turbine | Texas | 2 | Dropped - Onsite Unit
PPG Industries Works 4 | 54364 | L1PG | Combustion Turbine | Texas | 0.9 | Dropped - Onsite Unit
PPG Industries Works 4 | 54364 | L2G | Combustion Turbine | Texas | 2 | Dropped - Onsite Unit
PPG Industries Works 4 | 54364 | L2PG | Combustion Turbine | Texas | 1.1 | Dropped - Onsite Unit
Sinclair Oil Refinery | 54374 | 2004 | Combustion Turbine | Wyoming | 1.3 | Dropped - Onsite Unit
Sinclair Oil Refinery | 54374 | 2006 | Combustion Turbine | Wyoming | 1.3 | Dropped - Onsite Unit
Sinclair Oil Refinery | 54374 | 2008 | Combustion Turbine | Wyoming | 1.3 | Dropped - Onsite Unit
Sinclair Oil Refinery | 54374 | NO2 | Fossil Waste | Wyoming | 0.4 | Dropped - Onsite Unit
Sinclair Oil Refinery | 54374 | NO3 | Fossil Waste | Wyoming | 1.3 | Dropped - Onsite Unit
Sinclair Oil Refinery | 54374 | NO5 | Combustion Turbine | Wyoming | 1.1 | Dropped - Onsite Unit
Dartmouth College Heating Plant | 54409 | GEN1 | O/G Steam | New Hampshire | 2 | Dropped - Onsite Unit
Dartmouth College Heating Plant | 54409 | GEN2 | O/G Steam | New Hampshire | 2 | Dropped - Onsite Unit
Dartmouth College Heating Plant | 54409 | GEN3 | O/G Steam | New Hampshire | 3 | Dropped - Onsite Unit
John Deere Dubuque Works | 54414 | GE10 | Combustion Turbine | Iowa | 1.4 | Dropped - Onsite Unit
John Deere Dubuque Works | 54414 | GEN5 | Combustion Turbine | Iowa | 1.4 | Dropped - Onsite Unit
John Deere Dubuque Works | 54414 | GEN6 | Combustion Turbine | Iowa | 1.4 | Dropped - Onsite Unit
John Deere Dubuque Works | 54414 | GEN7 | Combustion Turbine | Iowa | 1.4 | Dropped - Onsite Unit
John Deere Dubuque Works | 54414 | GEN8 | Combustion Turbine | Iowa | 1.4 | Dropped - Onsite Unit
John Deere Dubuque Works | 54414 | GEN9 | Combustion Turbine | Iowa | 1.4 | Dropped - Onsite Unit
Unisea G 2 | 54422 | CAT4 | Combustion Turbine | Alaska | 1 | Dropped - Onsite Unit
Unisea G 2 | 54422 | CAT5 | Combustion Turbine | Alaska | 1 | Dropped - Onsite Unit
Unisea G 2 | 54422 | GEN1 | Combustion Turbine | Alaska | 2.2 | Dropped - Onsite Unit
Unisea G 2 | 54422 | GEN2 | Combustion Turbine | Alaska | 2.3 | Dropped - Onsite Unit
Unisea G 2 | 54422 | GEN3 | Combustion Turbine | Alaska | 2.3 | Dropped - Onsite Unit
Unisea G 2 | 54422 | GEN4 | Combustion Turbine | Alaska | 2.2 | Dropped - Onsite Unit
Unisea G 2 | 54422 | GEN5 | Combustion Turbine | Alaska | 2.3 | Dropped - Onsite Unit
Unisea G 2 | 54422 | GEN6 | Combustion Turbine | Alaska | 2.2 | Dropped - Onsite Unit
Gaylord Container Bogalusa | 54427 | NO10 | Biomass | Louisiana | 34.4 | Dropped - Onsite Unit
Gaylord Container Bogalusa | 54427 | NO8 | Biomass | Louisiana | 22.5 | Dropped - Onsite Unit
Gaylord Container Bogalusa | 54427 | NO9 | Biomass | Louisiana | 34.9 | Dropped - Onsite Unit
Los Angeles Refinery Wilmington | 54451 | G1 | Combustion Turbine | California | 6.1 | Dropped - Onsite Unit
Los Angeles Refinery Wilmington | 54451 | G2 | Fossil Waste | California | 45 | Dropped - Onsite Unit
Agrium Kenai Nitrogen Operations | 54452 | 744A | Combustion Turbine | Alaska | 2.5 | Dropped - OS status in 2015, 2016 and 2017 EIA Form 860
Agrium Kenai Nitrogen Operations | 54452 | 744B | Combustion Turbine | Alaska | 2.5 | Dropped - OS status in 2015, 2016 and 2017 EIA Form 860
Agrium Kenai Nitrogen Operations | 54452 | 744C | Combustion Turbine | Alaska | 2.5 | Dropped - OS status in 2015, 2016 and 2017 EIA Form 860
Agrium Kenai Nitrogen Operations | 54452 | 744D | Combustion Turbine | Alaska | 2.5 | Dropped - OS status in 2015, 2016 and 2017 EIA Form 860
Agrium Kenai Nitrogen Operations | 54452 | 744E | Combustion Turbine | Alaska | 2.5 | Dropped - OS status in 2015, 2016 and 2017 EIA Form 860
Hewlett Packard Enterprise | 54457 | ALF1 | Combustion Turbine | Georgia | 1 | Dropped - Onsite Unit
Hewlett Packard Enterprise | 54457 | ALF2 | Combustion Turbine | Georgia | 1 | Dropped - Onsite Unit
Hewlett Packard Enterprise | 54457 | ALF3 | Combustion Turbine | Georgia | 1 | Dropped - Onsite Unit
Hewlett Packard Enterprise | 54457 | ALF4 | Combustion Turbine | Georgia | 1 | Dropped - Onsite Unit
Hewlett Packard Enterprise | 54457 | ALF5 | Combustion Turbine | Georgia | 1 | Dropped - Onsite Unit
Hewlett Packard Enterprise | 54457 | B1GN1 | Combustion Turbine | Georgia | 1.4 | Dropped - Onsite Unit
Hewlett Packard Enterprise | 54457 | B1GN2 | Combustion Turbine | Georgia | 1.4 | Dropped - Onsite Unit
Benedum Plant | 54458 | BG3A | Combustion Turbine | Texas | 1 | Dropped - Onsite Unit
Benedum Plant | 54458 | BG6 | Combustion Turbine | Texas | 1 | Dropped - Onsite Unit
Mt Lassen Power | 54468 | GEN1 | Biomass | California | 10.5 | Dropped - OS status in 2015, 2016 and 2017 EIA Form 860
Pacific Oroville Power Inc | 54469 | GEN1 | Biomass | California | 8.3 | Dropped - OS status in 2015, 2016 and 2017 EIA Form 860
Pacific Oroville Power Inc | 54469 | GEN2 | Biomass | California | 8.3 | Dropped - OS status in 2015, 2016 and 2017 EIA Form 860
Simplot Phosphates | 54472 | GEN1 | Energy Storage | Wyoming | 11.5 | Dropped - Onsite Unit
Oroville Cogeneration LP | 54477 | GEN1 | Combustion Turbine | California | 1.1 | Dropped - Planned Retirement by 06/2021
Oroville Cogeneration LP | 54477 | GEN2 | Combustion Turbine | California | 1.1 | Dropped - Planned Retirement by 06/2021
Oroville Cogeneration LP | 54477 | GEN3 | Combustion Turbine | California | 1.1 | Dropped - Planned Retirement by 06/2021
Oroville Cogeneration LP | 54477 | GEN4 | Combustion Turbine | California | 1.1 | Dropped - Planned Retirement by 06/2021
Oroville Cogeneration LP | 54477 | GEN5 | Combustion Turbine | California | 1.1 | Dropped - Planned Retirement by 06/2021
Oroville Cogeneration LP | 54477 | GEN6 | Combustion Turbine | California | 1.1 | Dropped - Planned Retirement by 06/2021
Oroville Cogeneration LP | 54477 | GEN7 | Combustion Turbine | California | 1.1 | Dropped - Planned Retirement by 06/2021
Domino Sugar Arabi Plant | 54512 | TG1 | O/G Steam | Louisiana | 3.4 | Dropped - Onsite Unit
Domino Sugar Arabi Plant | 54512 | TG2 | O/G Steam | Louisiana | 2.3 | Dropped - Onsite Unit
Domino Sugar Arabi Plant | 54512 | TG3 | O/G Steam | Louisiana | 2 | Dropped - Onsite Unit
WestRock (IL) | 54513 | E-1 | Combustion Turbine | Illinois | 0.7 | Dropped - Onsite Unit
WestRock (IL) | 54513 | E2-A | Combustion Turbine | Illinois | 0.7 | Dropped - Onsite Unit
WestRock (IL) | 54513 | E2-B | Combustion Turbine | Illinois | 0.7 | Dropped - Onsite Unit
WestRock (IL) | 54513 | E3 | Combustion Turbine | Illinois | 0.8 | Dropped - Onsite Unit
Village Creek Water Reclamation Facility | 54520 | SD1 | Combustion Turbine | Texas | 0.9 | Dropped - Onsite Unit
Village Creek Water Reclamation Facility | 54520 | SD2 | Combustion Turbine | Texas | 0.9 | Dropped - Onsite Unit
Village Creek Water Reclamation Facility | 54520 | TG1 | Non-Fossil Waste | Texas | 4.2 | Dropped - Onsite Unit
Village Creek Water Reclamation Facility | 54520 | TG2 | Non-Fossil Waste | Texas | 4.2 | Dropped - Onsite Unit
Hoffer Plastics | 54523 | GEN1 | Combustion Turbine | Illinois | 0.8 | Dropped - Onsite Unit
Hoffer Plastics | 54523 | GEN2 | Combustion Turbine | Illinois | 0.8 | Dropped - Onsite Unit
Hoffer Plastics | 54523 | GEN3 | Combustion Turbine | Illinois | 0.8 | Dropped - Onsite Unit
Hoffer Plastics | 54523 | GEN4 | Combustion Turbine | Illinois | 0.8 | Dropped - Onsite Unit
Hoffer Plastics | 54523 | GEN5 | Combustion Turbine | Illinois | 0.8 | Dropped - Onsite Unit
Hoffer Plastics | 54523 | GEN6 | Combustion Turbine | Illinois | 0.8 | Dropped - Onsite Unit
Hoffer Plastics | 54523 | GEN7 | Combustion Turbine | Illinois | 0.8 | Dropped - Onsite Unit
Hoffer Plastics | 54523 | GEN8 | Combustion Turbine | Illinois | 0.8 | Dropped - Onsite Unit
Hoffer Plastics | 54523 | GEN9 | Combustion Turbine | Illinois | 0.8 | Dropped - Onsite Unit
Stingray Facility | 54531 | 1S72 | Combustion Turbine | Louisiana | 2.5 | Dropped - Onsite Unit
Southern Minnesota Beet Sugar | 54533 | 0001 | O/G Steam | Minnesota | 7.5 | Dropped - Onsite Unit
St Josephs Hospital | 54534 | 0001 | Combustion Turbine | Florida | 1.6 | Dropped - Onsite Unit
Charter Dura-Bar | 54540 | 1A | Combustion Turbine | Illinois | 0.9 | Dropped - Onsite Unit
Charter Dura-Bar | 54540 | 1B | Combustion Turbine | Illinois | 0.9 | Dropped - Onsite Unit
Charter Dura-Bar | 54540 | 2A | Combustion Turbine | Illinois | 0.9 | Dropped - Onsite Unit
Charter Dura-Bar | 54540 | 2B | Combustion Turbine | Illinois | 0.9 | Dropped - Onsite Unit
Charter Dura-Bar | 54540 | 3A | Combustion Turbine | Illinois | 0.9 | Dropped - Onsite Unit
Charter Dura-Bar | 54540 | 3B | Combustion Turbine | Illinois | 0.9 | Dropped - Onsite Unit
YKK USA Chestney | 54566 | BWP1 | Combustion Turbine | Georgia | 0.5 | Dropped - Onsite Unit
YKK USA Chestney | 54566 | SEV1 | Combustion Turbine | Georgia | 0.3 | Dropped - Onsite Unit
YKK USA Chestney | 54566 | SLD1 | Combustion Turbine | Georgia | 0.5 | Dropped - Onsite Unit
MM Yolo Power | 54567 | 5 | Landfill Gas | California | 0.4 | Dropped - OS status in 2015, 2016 and 2017 EIA Form 860
Bayville Central Facility | 54569 | COG1 | Non-Fossil Waste | New Jersey | 0.3 | Dropped - Onsite Unit
Bayville Central Facility | 54569 | COG2 | Non-Fossil Waste | New Jersey | 0.3 | Dropped - Onsite Unit
Bayville Central Facility | 54569 | COG3 | Non-Fossil Waste | New Jersey | 0.3 | Dropped - Onsite Unit
Bayville Central Facility | 54569 | COG4 | Combustion Turbine | New Jersey | 1.5 | Dropped - Onsite Unit
Bayville Central Facility | 54569 | COG5 | Combustion Turbine | New Jersey | 1.5 | Dropped - Onsite Unit
Bayville Central Facility | 54569 | COG6 | Combustion Turbine | New Jersey | 1.5 | Dropped - Onsite Unit
Bayville Central Facility | 54569 | COG7 | Combustion Turbine | New Jersey | 1.5 | Dropped - Onsite Unit
Bayville Central Facility | 54569 | CPV1 | Solar PV | New Jersey | 0.2 | Dropped - Onsite Unit
Glenns Ferry Cogen Facility | 54578 | 1001 | Combined Cycle | Idaho | 10.4 | Dropped - OS status in 2015, 2016 and 2017 EIA Form 860
University of Arizona - Biosphere 2 | 54594 | G-1 | Combustion Turbine | Arizona | 1.5 | Dropped - Onsite Unit
University of Arizona - Biosphere 2 | 54594 | G-4 | Combustion Turbine | Arizona | 1.6 | Dropped - Onsite Unit
Warner Lambert | 54604 | 016E | Combustion Turbine | Michigan | 1 | Dropped - Onsite Unit
Warner Lambert | 54604 | 0550 | Combustion Turbine | Michigan | 1.5 | Dropped - Onsite Unit
Warner Lambert | 54604 | 085-1 | Combustion Turbine | Michigan | 2.3 | Dropped - Onsite Unit
Warner Lambert | 54604 | 085-2 | Combustion Turbine | Michigan | 2.3 | Dropped - Onsite Unit
Warner Lambert | 54604 | 5164 | Combustion Turbine | Michigan | 2.8 | Dropped - Onsite Unit
Warner Lambert | 54604 | 800-1 | Combustion Turbine | Michigan | 2.3 | Dropped - Onsite Unit
Pratt & Whitney | 54605 | FT-8 | Combustion Turbine | Connecticut | 28 | Dropped - Onsite Unit
University of Texas at Dallas | 54607 | GEN1 | Combustion Turbine | Texas | 3.5 | Dropped - Onsite Unit
Ingredion Winston Salem | 54618 | 7500 | Biomass | North Carolina | 6.6 | Dropped - Onsite Unit
Ingredion Winston Salem | 54618 | 900 | Biomass | North Carolina | 0.4 | Dropped - Onsite Unit
Central District Wastewater Treat Plant | 54623 | 3A | Non-Fossil Waste | Florida | 1.2 | Dropped - Onsite Unit
Central District Wastewater Treat Plant | 54623 | 4A | Non-Fossil Waste | Florida | 1.2 | Dropped - Onsite Unit
Central District Wastewater Treat Plant | 54623 | 5 | Non-Fossil Waste | Florida | 1.2 | Dropped - Onsite Unit
Central District Wastewater Treat Plant | 54623 | 6 | Non-Fossil Waste | Florida | 1.2 | Dropped - Onsite Unit
South District Wastewater Treatment Plt | 54624 | 1A | Non-Fossil Waste | Florida | 2 | Dropped - Onsite Unit
South District Wastewater Treatment Plt | 54624 | 2A | Non-Fossil Waste | Florida | 2 | Dropped - Onsite Unit
South District Wastewater Treatment Plt | 54624 | 3A | Non-Fossil Waste | Florida | 2 | Dropped - Onsite Unit
South District Wastewater Treatment Plt | 54624 | 4A | Non-Fossil Waste | Florida | 2 | Dropped - Onsite Unit
Phelps Dodge Refining | 54628 | 2607 | Combustion Turbine | Texas | 2.6 | Dropped - Onsite Unit
Phelps Dodge Refining | 54628 | 2608 | Combustion Turbine | Texas | 2.6 | Dropped - Onsite Unit
Phelps Dodge Refining | 54628 | 3001 | Combustion Turbine | Texas | 3.2 | Dropped - Onsite Unit
Phelps Dodge Refining | 54628 | 3002 | Combustion Turbine | Texas | 3.2 | Dropped - Onsite Unit
Phelps Dodge Refining | 54628 | 3003 | Combustion Turbine | Texas | 3.2 | Dropped - Onsite Unit
American Gypsum Cogeneration | 54630 | D-1 | Combustion Turbine | Colorado | 1.2 | Dropped - Onsite Unit
American Gypsum Cogeneration | 54630 | D-2 | Combustion Turbine | Colorado | 1.2 | Dropped - Onsite Unit
American Gypsum Cogeneration | 54630 | T-1 | Combustion Turbine | Colorado | 2.6 | Dropped - Onsite Unit
American Gypsum Cogeneration | 54630 | T-2 | Combustion Turbine | Colorado | 2.6 | Dropped - Onsite Unit
Johnsonburg Mill | 54638 | PT1 | Non-Fossil Waste | Pennsylvania | 49 | Dropped - Onsite Unit
Kalaeloa Cogen Plant | 54646 | CT1 | Combined Cycle | Hawaii | 85 | Dropped - in Alaska or in Hawaii
Kalaeloa Cogen Plant | 54646 | CT2 | Combined Cycle | Hawaii | 85 | Dropped - in Alaska or in Hawaii
Kalaeloa Cogen Plant | 54646 | ST | Combined Cycle | Hawaii | 50 | Dropped - in Alaska or in Hawaii
International Paper Riegelwood Mill | 54656 | NO 1 | Non-Fossil Waste | North Carolina | 7.8 | Dropped - Onsite Unit
International Paper Riegelwood Mill | 54656 | NO 2 | Non-Fossil Waste | North Carolina | 8.3 | Dropped - Onsite Unit
International Paper Riegelwood Mill | 54656 | NO3 | Non-Fossil Waste | North Carolina | 44.5 | Dropped - Onsite Unit
Chino Mines | 54667 | 7 | Combined Cycle | New Mexico | 15.4 | Dropped - Onsite Unit
Chino Mines | 54667 | 9 | Combined Cycle | New Mexico | 35 | Dropped - Onsite Unit
Spartanburg Water System | 54675 | DI2 | Combustion Turbine | South Carolina | 2 | Dropped - Onsite Unit
Spartanburg Water System | 54675 | DI3 | Combustion Turbine | South Carolina | 1.3 | Dropped - Onsite Unit
Spartanburg Water System | 54675 | HG1 | Hydro | South Carolina | 0.5 | Dropped - Onsite Unit
Spartanburg Water System | 54675 | HG2 | Hydro | South Carolina | 0.5 | Dropped - Onsite Unit
Thundermist Hydro | 54688 | HYD1 | Hydro | Rhode Island | 1.1 | Dropped - OS status in 2015, 2016 and 2017 EIA Form 860
Amalgamated Sugar LLC Nampa | 54690 | 2250 | Coal Steam | Idaho | 2.2 | Dropped - Onsite Unit
Amalgamated Sugar LLC Nampa | 54690 | 500 | Coal Steam | Idaho | 0.5 | Dropped - Onsite Unit
Amalgamated Sugar LLC Nampa | 54690 | 6500 | Coal Steam | Idaho | 6 | Dropped - Onsite Unit
Toca Plant | 54705 | EG-1 | Combustion Turbine | Louisiana | 0.8 | Dropped - Onsite Unit
Toca Plant | 54705 | EG-3 | Combustion Turbine | Louisiana | 0.8 | Dropped - Onsite Unit
Toca Plant | 54705 | EG-4 | Combustion Turbine | Louisiana | 0.7 | Dropped - Onsite Unit
Toca Plant | 54705 | EG2A | Combustion Turbine | Louisiana | 0.5 | Dropped - Onsite Unit
Hendricks Regional Health | 54731 | GE06 | Combustion Turbine | Indiana | 1 | Dropped - Onsite Unit
Hendricks Regional Health | 54731 | GEO1 | Combustion Turbine | Indiana | 0.5 | Dropped - Onsite Unit
Hendricks Regional Health | 54731 | GEO2 | Combustion Turbine | Indiana | 0.5 | Dropped - Onsite Unit
Hendricks Regional Health | 54731 | GEO3 | Combustion Turbine | Indiana | 0.3 | Dropped - Onsite Unit
Hendricks Regional Health | 54731 | GEO4 | Combustion Turbine | Indiana | 1 | Dropped - Onsite Unit
Hendricks Regional Health | 54731 | GEO5 | Combustion Turbine | Indiana | 1 | Dropped - Onsite Unit
Freeport McMoRan | 54734 | 1 | Combustion Turbine | New Mexico | 2.9 | Dropped - Onsite Unit
Freeport McMoRan | 54734 | 10 | Combustion Turbine | New Mexico | 2.9 | Dropped - Onsite Unit
Freeport McMoRan | 54734 | 11 | Combustion Turbine | New Mexico | 2.9 | Dropped - Onsite Unit
Freeport McMoRan | 54734 | 12 | Combustion Turbine | New Mexico | 2.9 | Dropped - Onsite Unit
Freeport McMoRan | 54734 | 13 | Combustion Turbine | New Mexico | 2.9 | Dropped - Onsite Unit
Freeport McMoRan | 54734 | 14 | Combustion Turbine | New Mexico | 2.9 | Dropped - Onsite Unit
Freeport McMoRan | 54734 | 15 | Combustion Turbine | New Mexico | 2.9 | Dropped - Onsite Unit
Freeport McMoRan | 54734 | 2 | Combustion Turbine | New Mexico | 2.9 | Dropped - Onsite Unit
Freeport McMoRan | 54734 | 3 | Combustion Turbine | New Mexico | 2.9 | Dropped - Onsite Unit
Freeport McMoRan | 54734 | 4 | Combustion Turbine | New Mexico | 2.9 | Dropped - Onsite Unit
Freeport McMoRan | 54734 | 5 | Combustion Turbine | New Mexico | 2.9 | Dropped - Onsite Unit
Freeport McMoRan | 54734 | 6 | Combustion Turbine | New Mexico | 2.9 | Dropped - Onsite Unit
Freeport McMoRan | 54734 | 7 | Combustion Turbine | New Mexico | 2.9 | Dropped - Onsite Unit
Freeport McMoRan | 54734 | 8 | Combustion Turbine | New Mexico | 2.9 | Dropped - Onsite Unit
Freeport McMoRan | 54734 | 9 | Combustion Turbine | New Mexico | 2.9 | Dropped - Onsite Unit
District 70 Transco Gas Pipe Line | 54744 | 001 | Non-Fossil Waste | Mississippi | 0.7 | Dropped - OS status in 2015, 2016 and 2017 EIA Form 860
District 70 Transco Gas Pipe Line | 54744 | 002 | Non-Fossil Waste | Mississippi | 0.7 | Dropped - OS status in 2015, 2016 and 2017 EIA Form 860
Weyerhaeuser Pine Hill Operations | 54752 | NO1 | Biomass | Alabama | 40 | Dropped - Onsite Unit
Weyerhaeuser Pine Hill Operations | 54752 | NO2 | Non-Fossil Waste | Alabama | 34.8 | Dropped - Onsite Unit
Rock-Tenn Mill | 54763 | 2TG | Non-Fossil Waste | Alabama | 8.6 | Dropped - Onsite Unit
Rock-Tenn Mill | 54763 | 4TG | Non-Fossil Waste | Alabama | 35 | Dropped - Onsite Unit
NYU Lutheran Medical Center | 54769 | GEN1 | Combustion Turbine | New York | 0.8 | Dropped - Onsite Unit
NYU Lutheran Medical Center | 54769 | GEN2 | Combustion Turbine | New York | 0.8 | Dropped - Onsite Unit
Oklahoma State University | 54779 | GEN1 | O/G Steam | Oklahoma | 1.6 | Dropped - Onsite Unit
Oklahoma State University | 54779 | GEN2 | O/G Steam | Oklahoma | 1.6 | Dropped - Onsite Unit
Oklahoma State University | 54779 | GEN4 | O/G Steam | Oklahoma | 5.2 | Dropped - Onsite Unit
University of Illinois Abbott Power Plt | 54780 | T1 | O/G Steam | Illinois | 3 | Dropped - Onsite Unit
University of Illinois Abbott Power Plt | 54780 | T10 | O/G Steam | Illinois | 10.5 | Dropped - Onsite Unit
University of Illinois Abbott Power Plt | 54780 | T11 | O/G Steam | Illinois | 12.5 | Dropped - Onsite Unit
University of Illinois Abbott Power Plt | 54780 | T12 | O/G Steam | Illinois | 7 | Dropped - Onsite Unit
University of Illinois Abbott Power Plt | 54780 | T2 | O/G Steam | Illinois | 3 | Dropped - Onsite Unit
University of Illinois Abbott Power Plt | 54780 | T3 | O/G Steam | Illinois | 3 | Dropped - Onsite Unit
University of Illinois Abbott Power Plt | 54780 | T4 | O/G Steam | Illinois | 3 | Dropped - Onsite Unit
University of Illinois Abbott Power Plt | 54780 | T6 | O/G Steam | Illinois | 7.5 | Dropped - Onsite Unit
University of Illinois Abbott Power Plt | 54780 | T7 | O/G Steam | Illinois | 7.5 | Dropped - Onsite Unit
University of Illinois Abbott Power Plt | 54780 | T8 | Combustion Turbine | Illinois | 12.5 | Dropped - Onsite Unit
University of Illinois Abbott Power Plt | 54780 | T9 | Combustion Turbine | Illinois | 12.5 | Dropped - Onsite Unit
Evanston Township High School | 54788 | GEN1 | Combustion Turbine | Illinois | 0.8 | Dropped - Onsite Unit
Evanston Township High School | 54788 | GEN2 | Combustion Turbine | Illinois | 0.8 | Dropped - Onsite Unit
Evanston Township High School | 54788 | GEN3 | Combustion Turbine | Illinois | 0.8 | Dropped - Onsite Unit
Georgia-Pacific Brewton Mill | 54789 | 2TG | Non-Fossil Waste | Alabama | 12.4 | Dropped - Onsite Unit
Georgia-Pacific Brewton Mill | 54789 | 3TG | Non-Fossil Waste | Alabama | 13.6 | Dropped - Onsite Unit
Georgia-Pacific Brewton Mill | 54789 | 4TG | Non-Fossil Waste | Alabama | 62 | Dropped - Onsite Unit
CSL Behring LLC | 54790 | GEN1 | Combustion Turbine | Illinois | 3.8 | Dropped - Onsite Unit
Domino Sugar Baltimore | 54795 | GEN1 | O/G Steam | Maryland | 5 | Dropped - Onsite Unit
Domino Sugar Baltimore | 54795 | GEN2 | O/G Steam | Maryland | 2.5 | Dropped - Onsite Unit
Domino Sugar Baltimore | 54795 | GEN4 | O/G Steam | Maryland | 10 | Dropped - Onsite Unit
Saint Agnes Medical Center | 54800 | 9911 | Combustion Turbine | California | 2.7 | Dropped - Onsite Unit
Saint Agnes Medical Center | 54800 | 9929 | Combustion Turbine | California | 2.7 | Dropped - Onsite Unit
Mead Coated Board | 54802 | GEN1 | Non-Fossil Waste | Alabama | 32 | Dropped - Onsite Unit
Mead Coated Board | 54802 | GEN2 | Non-Fossil Waste | Alabama | 55.5 | Dropped - Onsite Unit
Mead Coated Board | 54802 | GEN3 | Combustion Turbine | Alabama | 21 | Dropped - Onsite Unit
University of Washington Power Plant | 54809 | DG3 | Combustion Turbine | Washington | 2 | Dropped - Onsite Unit
University of Washington Power Plant | 54809 | DG4 | Combustion Turbine | Washington | 2 | Dropped - Onsite Unit
University of Washington Power Plant | 54809 | DG5 | Combustion Turbine | Washington | 2 | Dropped - Onsite Unit
University of Washington Power Plant | 54809 | DG6 | Combustion Turbine | Washington | 2 | Dropped - Onsite Unit
University of Washington Power Plant | 54809 | DG7 | Combustion Turbine | Washington | 2 | Dropped - Onsite Unit
University of Washington Power Plant | 54809 | TG2 | O/G Steam | Washington | 5 | Dropped - Onsite Unit
Shepherd Center | 54813 | 1 | Combustion Turbine | Georgia | 0.6 | Dropped - Onsite Unit
Shepherd Center | 54813 | 2 | Combustion Turbine | Georgia | 0.6 | Dropped - Onsite Unit
Shepherd Center | 54813 | 3 | Combustion Turbine | Georgia | 0.2 | Dropped - Onsite Unit
Shepherd Center | 54813 | 4 | Combustion Turbine | Georgia | 0.3 | Dropped - Onsite Unit
Shepherd Center | 54813 | 5 | Combustion Turbine | Georgia | 0.6 | Dropped - Onsite Unit
Shepherd Center | 54813 | 6 | Combustion Turbine | Georgia | 0.6 | Dropped - Onsite Unit
Riverwood 100 Building | 54816 | 11KT | Combustion Turbine | Georgia | 1.1 | Dropped - OS status in 2015, 2016 and 2017 EIA Form 860
191 Peachtree Tower | 54818 | GEN1 | Combustion Turbine | Georgia | 1.2 | Dropped - Onsite Unit
191 Peachtree Tower | 54818 | GEN2 | Combustion Turbine | Georgia | 1.2 | Dropped - Onsite Unit
Smithfield Farmland Corp Bladen | 54823 | GEN1 | Combustion Turbine | North Carolina | 1.5 | Dropped - Onsite Unit
Smithfield Farmland Corp Bladen | 54823 | GEN2 | Combustion Turbine | North Carolina | 1.5 | Dropped - Onsite Unit
Smithfield Farmland Corp Bladen | 54823 | GEN3 | Combustion Turbine | North Carolina | 1.5 | Dropped - Onsite Unit
Smithfield Farmland Corp Bladen | 54823 | GEN4 | Combustion Turbine | North Carolina | 1.5 | Dropped - Onsite Unit
Smithfield Farmland Corp Bladen | 54823 | GEN5 | Combustion Turbine | North Carolina | 1.5 | Dropped - Onsite Unit
Smithfield Farmland Corp Bladen | 54823 | GEN6 | Combustion Turbine | North Carolina | 1.5 | Dropped - Onsite Unit
Smithfield Farmland Corp Bladen | 54823 | GEN7 | Combustion Turbine | North Carolina | 1.5 | Dropped - Onsite Unit
Smithfield Farmland Corp Bladen | 54823 | GEN8 | Combustion Turbine | North Carolina | 1.5 | Dropped - Onsite Unit
Smithfield Farmland Corp Bladen | 54823 | GEN9 | Combustion Turbine | North Carolina | 1.5 | Dropped - Onsite Unit
Smithfield Farmland Corp Bladen | 54823 | GN10 | Combustion Turbine | North Carolina | 1.5 | Dropped - Onsite Unit
Smithfield Farmland Corp Bladen | 54823 | GN11 | Combustion Turbine | North Carolina | 1.5 | Dropped - Onsite Unit
Smithfield Farmland Corp Bladen | 54823 | GN12 | Combustion Turbine | North Carolina | 1.5 | Dropped - Onsite Unit
Smithfield Farmland Corp Bladen | 54823 | GN13 | Combustion Turbine | North Carolina | 1.5 | Dropped - Onsite Unit
Smithfield Farmland Corp Bladen | 54823 | GN14 | Combustion Turbine | North Carolina | 1.5 | Dropped - Onsite Unit
Smithfield Farmland Corp Bladen | 54823 | GN15 | Combustion Turbine | North Carolina | 1.5 | Dropped - Onsite Unit
Smithfield Farmland Corp Bladen | 54823 | GN16 | Combustion Turbine | North Carolina | 1.5 | Dropped - Onsite Unit
Smithfield Farmland Corp Bladen | 54823 | GN17 | Combustion Turbine | North Carolina | 1.5 | Dropped - Onsite Unit
Smithfield Farmland Corp Bladen | 54823 | GN18 | Combustion Turbine | North Carolina | 1.5 | Dropped - Onsite Unit
Smithfield Farmland Corp Bladen | 54823 | GN19 | Combustion Turbine | North Carolina | 1.5 | Dropped - Onsite Unit
Wailuku River Hydroelectric | 54827 | 8101 | Hydro | Hawaii | 4.9 | Dropped - in Alaska or in Hawaii
Wailuku River Hydroelectric | 54827 | 8102 | Hydro | Hawaii | 4.9 | Dropped - in Alaska or in Hawaii
Bristol Myers Squibb New Brunswick | 54829 | GEN1 | Combustion Turbine | New Jersey | 8.8 | Dropped - Onsite Unit
Bristol Myers Squibb New Brunswick | 54829 | GEN2 | O/G Steam | New Jersey | 0.6 | Dropped - Onsite Unit
Dekalb Medical Center | 54830 | 03 | Combustion Turbine | Georgia | 1.2 | Dropped - Onsite Unit
Dekalb Medical Center | 54830 | 90 | Combustion Turbine | Georgia | 1.2 | Dropped - Onsite Unit
Dekalb Medical Center | 54830 | 93 | Combustion Turbine | Georgia | 1.2 | Dropped - Onsite Unit
Fort Greely Power Plant | 54834 | EN-4 | Combustion Turbine | Alaska | 1.2 | Dropped - Onsite Unit
Fort Greely Power Plant | 54834 | EN-5 | Combustion Turbine | Alaska | 1.2 | Dropped - Onsite Unit
Fort Greely Power Plant | 54834 | EN-6 | Combustion Turbine | Alaska | 2.5 | Dropped - Onsite Unit
Fort Greely Power Plant | 54834 | EN-7 | Combustion Turbine | Alaska | 2.5 | Dropped - Onsite Unit
Evonik Industries AG | 54835 | T121 | Combustion Turbine | Indiana | 1.2 | Dropped - Onsite Unit
Valdosta Water Treatment Plant | 54839 | GEN1 | Combustion Turbine | Georgia | 1.7 | Dropped - Onsite Unit
Valdosta Water Treatment Plant | 54839 | GEN2 | Combustion Turbine | Georgia | 1.7 | Dropped - Onsite Unit
Sun Trust Plaza | 54845 | EG-1 | Combustion Turbine | Georgia | 1 | Dropped - Onsite Unit
Sun Trust Plaza | 54845 | EG-2 | Combustion Turbine | Georgia | 1 | Dropped - Onsite Unit
MMSD Jones Island Wastewater | 54851 | GEN1 | Combustion Turbine | Wisconsin | 13 | Dropped - Onsite Unit
MMSD Jones Island Wastewater | 54851 | SOL1 | Landfill Gas | Wisconsin | 4.6 | Dropped - Onsite Unit
MMSD Jones Island Wastewater | 54851 | SOL2 | Landfill Gas | Wisconsin | 4.6 | Dropped - Onsite Unit
MMSD Jones Island Wastewater | 54851 | SOL3 | Landfill Gas | Wisconsin | 4.6 | Dropped - Onsite Unit
Mars Snackfood US | 54855 | 1 | Combustion Turbine | Illinois | 3 | Dropped - Onsite Unit
Bassett Medical Center | 54863 | 0001 | Combustion Turbine | New York | 0.8 | Dropped - Onsite Unit
Bassett Medical Center | 54863 | 0002 | Combustion Turbine | New York | 0.8 | Dropped - Onsite Unit
Bassett Medical Center | 54863 | 0003 | Combustion Turbine | New York | 0.8 | Dropped - Onsite Unit
Bassett Medical Center | 54863 | 0004 | Combustion Turbine | New York | 1.6 | Dropped - Onsite Unit
Bassett Medical Center | 54863 | 0005 | Combustion Turbine | New York | 1.6 | Dropped - Onsite Unit
Neenah Paper Munising Mill | 54867 | M387 | Coal Steam | Michigan | 5.8 | Dropped - Onsite Unit
Atlanta Gift Mart LP | 54877 | BUG | Combustion Turbine | Georgia | 1.2 | Dropped - Onsite Unit
Dunn Paper | 54878 | 01 | Hydro | New York | 0.4 | Dropped - Onsite Unit
Dunn Paper | 54878 | 02 | Hydro | New York | 0.3 | Dropped - Onsite Unit
Dunn Paper | 54878 | 03 | Hydro | New York | 0.3 | Dropped - Onsite Unit
Kamin LLC Wrens Plant | 54880 | SDT1 | Combustion Turbine | Georgia | 1.7 | Dropped - Onsite Unit
Kamin LLC Wrens Plant | 54880 | SDT2 | Combustion Turbine | Georgia | 1.7 | Dropped - Onsite Unit
Kamin LLC Wrens Plant | 54880 | SDT3 | Combustion Turbine | Georgia | 1.7 | Dropped - Onsite Unit
Presence Saint Mary of Nazareth Hospital | 54886 | GEN1 | Combustion Turbine | Illinois | 0.8 | Dropped - Onsite Unit
Presence Saint Mary of Nazareth Hospital | 54886 | GEN3 | Combustion Turbine | Illinois | 0.8 | Dropped - Onsite Unit
Presence Saint Mary of Nazareth Hospital | 54886 | GEN4 | Combustion Turbine | Illinois | 0.9 | Dropped - Onsite Unit
Presence Saint Mary of Nazareth Hospital | 54886 | GEN5 | Combustion Turbine | Illinois | 0.9 | Dropped - Onsite Unit
Presence Saint Mary of Nazareth Hospital | 54886 | GEN6 | Combustion Turbine | Illinois | 0.8 | Dropped - Onsite Unit
DSM Pharmaceuticals | 54887 | GEN1 | Combustion Turbine | North Carolina | 3.5 | Dropped - Onsite Unit
DSM Pharmaceuticals | 54887 | GEN2 | Combustion Turbine | North Carolina | 0.3 | Dropped - Onsite Unit
DSM Pharmaceuticals | 54887 | GEN3 | Combustion Turbine | North Carolina | 1.1 | Dropped - Onsite Unit
DSM Pharmaceuticals | 54887 | GEN4 | Combustion Turbine | North Carolina | 1.2 | Dropped - Onsite Unit
DSM Pharmaceuticals | 54887 | GEN5 | Combustion Turbine | North Carolina | 1 | Dropped - Onsite Unit
DSM Pharmaceuticals | 54887 | GEN6 | Combustion Turbine | North Carolina | 1.2 | Dropped - Onsite Unit
DSM Pharmaceuticals | 54887 | GEN7 | Combustion Turbine | North Carolina | 0.1 | Dropped - Onsite Unit
DSM Pharmaceuticals | 54887 | GEN8 | Combustion Turbine | North Carolina | 0.3 | Dropped - Onsite Unit
Georgia Pacific Center | 54906 | 01 | Combustion Turbine | Georgia | 0.7 | Dropped - Onsite Unit
Georgia Pacific Center | 54906 | 02 | Combustion Turbine | Georgia | 0.7 | Dropped - Onsite Unit
Mass Inst Tech Cntrl Utilities/Cogen Plt | 54907 | CTG1 | Combustion Turbine | Massachusetts | 39 | Dropped - Onsite Unit
Enderlin | 54908 | GEN1 | Biomass | North Dakota | 5.1 | Dropped - Onsite Unit
Enderlin | 54908 | GEN2 | Biomass | North Dakota | 4.7 | Dropped - Onsite Unit
Martinez Refining | 54912 | GTG1 | Combined Cycle | California | 36 | Dropped - Onsite Unit
Martinez Refining | 54912 | GTG2 | Combined Cycle | California | 36 | Dropped - Onsite Unit
Martinez Refining | 54912 | STG1 | Fossil Waste | California | 18 | Dropped - Onsite Unit
Ergon Refining Vicksburg | 54918 | TMO1 | Combustion Turbine | Mississippi | 4.4 | Dropped - Onsite Unit
Grand Isle Gas Plant / Treating Station | 54927 | 1 | Combustion Turbine | Louisiana | 2.9 | Dropped - Onsite Unit
Grand Isle Gas Plant / Treating Station | 54927 | 2 | Combustion Turbine | Louisiana | 2.9 | Dropped - Onsite Unit
Grand Isle Gas Plant / Treating Station | 54927 | 3 | Combustion Turbine | Louisiana | 2.9 | Dropped - Onsite Unit
Panduit Tinley Park | 54932 | GEN1 | Combustion Turbine | Illinois | 0.7 | Dropped - Onsite Unit
Panduit Tinley Park | 54932 | GEN2 | Combustion Turbine | Illinois | 0.7 | Dropped - Onsite Unit
Mondelez Global LLC | 54933 | GEN1 | Combustion Turbine | Illinois | 5 | Dropped - Onsite Unit
Wellesley College Central Utility Plant | 54937 | 1118 | Combustion Turbine | Massachusetts | 1.2 | Dropped - Onsite Unit
Wellesley College Central Utility Plant | 54937 | 1119 | Combustion Turbine | Massachusetts | 1.2 | Dropped - Onsite Unit
Wellesley College Central Utility Plant | 54937 | 1120 | Combustion Turbine | Massachusetts | 1.2 | Dropped - Onsite Unit
Wellesley College Central Utility Plant | 54937 | 1121 | Combustion Turbine | Massachusetts | 1.2 | Dropped - Onsite Unit
Wellesley College Central Utility Plant | 54937 | 8187 | Combustion Turbine | Massachusetts | 1.9 | Dropped - Onsite Unit
Wellesley College Central Utility Plant | 54937 | SB1 | Combustion Turbine | Massachusetts | 3 | Dropped - Onsite Unit
Monterey Regional Water Cogen Facility | 54951 | EG1 | Non-Fossil Waste | California | 0.6 | Dropped - Onsite Unit
Monterey Regional Water Cogen Facility | 54951 | EG2 | Non-Fossil Waste | California | 0.6 | Dropped - Onsite Unit
Monterey Regional Water Cogen Facility | 54951 | EG3 | Non-Fossil Waste | California | 0.6 | Dropped - Onsite Unit
Cargill Salt | 54965 | ACTG | Coal Steam | Michigan | 2 | Dropped - Onsite Unit
New Mexico State University | 54975 | 01 | Combustion Turbine | New Mexico | 4.5 | Dropped - Onsite Unit
Woodridge Greene Valley Treatment Plant | 54987 | FM01 | Combustion Turbine | Illinois | 1.5 | Dropped - Onsite Unit
Indiana Harbor E 5 AC Station | 54995 | 17TG | Fossil Waste | Indiana | 90 | Dropped - Onsite Unit
Murphy-Brown LLC | 55002 | 01 | Combustion Turbine | North Carolina | 1.2 | Dropped - Onsite Unit
Murphy-Brown LLC | 55002 | 02 | Combustion Turbine | North Carolina | 1.2 | Dropped - Onsite Unit
Thornwood High School | 55004 | 1 | Combustion Turbine | Illinois | 0.7 | Dropped - Onsite Unit
Thornwood High School | 55004 | 2 | Combustion Turbine | Illinois | 0.7 | Dropped - Onsite Unit
Thornridge High School | 55005 | 1 | Combustion Turbine | Illinois | 0.5 | Dropped - Onsite Unit
Thornridge High School | 55005 | 2 | Combustion Turbine | Illinois | 0.5 | Dropped - Onsite Unit
Yates Gas Plant | 55025 | GEN1 | Combustion Turbine | Texas | 2.8 | Dropped - Onsite Unit
Yates Gas Plant | 55025 | GEN2 | Combustion Turbine | Texas | 2.8 | Dropped - Onsite Unit
Papillion Creek Wastewater | 55027 | 951 | Non-Fossil Waste | Nebraska | 0.5 | Dropped - Onsite Unit
Papillion Creek Wastewater | 55027 | 952 | Non-Fossil Waste | Nebraska | 0.5 | Dropped - Onsite Unit
Papillion Creek Wastewater | 55027 | 953 | Non-Fossil Waste | Nebraska | 0.5 | Dropped - Onsite Unit
Missouri River Wastewater Treatment | 55033 | 6013 | Non-Fossil Waste | Nebraska | 1 | Dropped - Onsite Unit
Missouri River Wastewater Treatment | 55033 | 6101 | Non-Fossil Waste | Nebraska | 1 | Dropped - Onsite Unit
Missouri River Wastewater Treatment | 55033 | 6102 | Non-Fossil Waste | Nebraska | 1 | Dropped - Onsite Unit
Lignetics of Maine, LLC. | 55034 | 0001 | Biomass | Maine | 0.4 | Dropped - OS status in 2015, 2016 and 2017 EIA Form 860
Lignetics of Maine, LLC. | 55034 | 0002 | Biomass | Maine | 0.5 | Dropped - OS status in 2015, 2016 and 2017 EIA Form 860
Davenport Water Pollution Control Plant | 55035 | GEN1 | Non-Fossil Waste | Iowa | 0.8 | Dropped - Onsite Unit
Davenport Water Pollution Control Plant | 55035 | GEN2 | Non-Fossil Waste | Iowa | 0.8 | Dropped - Onsite Unit
University of Tennessee Steam Plant | 55036 | GEN1 | Combustion Turbine | Tennessee | 4.5 | Dropped - Onsite Unit
Opryland USA | 55037 | GTO1 | Combustion Turbine | Tennessee | 3.8 | Dropped - Onsite Unit
Boise Cascade Pulp & Paper Mill | 55044 | STG1 | O/G Steam | Alabama | 17.8 | Dropped - Onsite Unit
Jameson Gas Processing Plant | 55052 | 620 | Combustion Turbine | Texas | 0.4 | Dropped - Onsite Unit
Jameson Gas Processing Plant | 55052 | 621 | Combustion Turbine | Texas | 0.4 | Dropped - Onsite Unit
Jameson Gas Processing Plant | 55052 | 622 | Combustion Turbine | Texas | 0.5 | Dropped - Onsite Unit
Bridgeport Gas Processing Plant | 55053 | 14 | Combustion Turbine | Texas | 0.8 | Dropped - Onsite Unit
Bridgeport Gas Processing Plant | 55053 | 15 | Combustion Turbine | Texas | 0.8 | Dropped - Onsite Unit
Bridgeport Gas Processing Plant | 55053 | 16 | Combustion Turbine | Texas | 0.8 | Dropped - Onsite Unit
Bridgeport Gas Processing Plant | 55053 | 17 | Combustion Turbine | Texas | 0.8 | Dropped - Onsite Unit
Bridgeport Gas Processing Plant | 55053 | 2723 | Combustion Turbine | Texas | 0.8 | Dropped - Onsite Unit
Bridgeport Gas Processing Plant | 55053 | 654 | Combustion Turbine | Texas | 0.8 | Dropped - Onsite Unit
Bridgeport Gas Processing Plant | 55053 | 655 | Combustion Turbine | Texas | 0.8 | Dropped - Onsite Unit
Bridgeport Gas Processing Plant | 55053 | 656 | Combustion Turbine | Texas | 0.8 | Dropped - Onsite Unit
Bridgeport Gas Processing Plant | 55053 | 657 | Combustion Turbine | Texas | 0.8 | Dropped - Onsite Unit
Bridgeport Gas Processing Plant | 55053 | 658 | Combustion Turbine | Texas | 0.8 | Dropped - Onsite Unit
Bridgeport Gas Processing Plant | 55053 | 666 | Combustion Turbine | Texas | 0.8 | Dropped - Onsite Unit
Bridgeport Gas Processing Plant | 55053 | 667 | Combustion Turbine | Texas | 0.8 | Dropped - Onsite Unit
Bridgeport Gas Processing Plant | 55053 | 671 | Combustion Turbine | Texas | 0.8 | Dropped - Onsite Unit
Livingston Generating Facility | 55054 | 1 | Landfill Gas | Illinois | 4.2 | Dropped - OS status in 2015, 2016 and 2017 EIA Form 860
Livingston Generating Facility | 55054 | 3 | Landfill Gas | Illinois | 4.2 | Dropped - OS status in 2015, 2016 and 2017 EIA Form 860
Livingston Generating Facility | 55054 | GEN2 | Landfill Gas | Illinois | 4.2 | Dropped - OS status in 2015, 2016 and 2017 EIA Form 860
Heat Recovery Coke Facility | 55066 | TG18 | Non-Fossil Waste | Indiana | 88 | Dropped - Onsite Unit
New Albany Energy Facility | 55080 | 1 | Combustion Turbine | Mississippi | 60 | Dropped - OS status in 2015, 2016 and 2017 EIA Form 860
New Albany Energy Facility | 55080 | 2 | Combustion Turbine | Mississippi | 60 | Dropped - OS status in 2015, 2016 and 2017 EIA Form 860
New Albany Energy Facility | 55080 | 3 | Combustion Turbine | Mississippi | 60 | Dropped - OS status in 2015, 2016 and 2017 EIA Form 860
New Albany Energy Facility | 55080 | 4 | Combustion Turbine | Mississippi | 60 | Dropped - OS status in 2015, 2016 and 2017 EIA Form 860
New Albany Energy Facility | 55080 | 5 | Combustion Turbine | Mississippi | 60 | Dropped - OS status in 2015, 2016 and 2017 EIA Form 860
New Albany Energy Facility | 55080 | 6 | Combustion Turbine | Mississippi | 60 | Dropped - OS status in 2015, 2016 and 2017 EIA Form 860
NRG Sterlington Power | 55099 | 08 | Combustion Turbine | Louisiana | 19 | Dropped - OS status in 2015, 2016 and 2017 EIA Form 860
Bank of America Plaza | 55152 | GEN1 | Combustion Turbine | Georgia | 1.3 | Dropped - Onsite Unit
Bank of America Plaza | 55152 | GEN2 | Combustion Turbine | Georgia | 1.3 | Dropped - Onsite Unit
MM Hartford Energy | 55163 | UNT1 | Landfill Gas | Connecticut | 0.9 | Dropped - OS status in 2015, 2016 and 2017 EIA Form 860
Aera San Ardo Cogen Facility | 55184 | UN-A | Combustion Turbine | California | 2.8 | Dropped - Onsite Unit
Aera San Ardo Cogen Facility | 55184 | UN-B | Combustion Turbine | California | 2.8 | Dropped - Onsite Unit
Osceola (FL) | 55192 | CTG1 | Combustion Turbine | Florida | 157 | Dropped - OS status in 2015, 2016 and 2017 EIA Form 860
Osceola (FL) | 55192 | CTG2 | Combustion Turbine | Florida | 157 | Dropped - OS status in 2015, 2016 and 2017 EIA Form 860
Osceola (FL) | 55192 | CTG3 | Combustion Turbine | Florida | 157 | Dropped - OS status in 2015, 2016 and 2017 EIA Form 860
Tuscola Station | 55245 | TG1 | Coal Steam | Illinois | 3.8 | Dropped - Onsite Unit
Tuscola Station | 55245 | TG2 | Coal Steam | Illinois | 4.9 | Dropped - Onsite Unit
Tuscola Station | 55245 | TG3 | Coal Steam | Illinois | 4.8 | Dropped - Onsite Unit
State Farm Support Center East | 55274 | 2A | Combustion Turbine | Georgia | 1.8 | Dropped - Onsite Unit
State Farm Support Center East | 55274 | 2B | Combustion Turbine | Georgia | 1.8 | Dropped - Onsite Unit
State Farm Support Center East | 55274 | 3A | Combustion Turbine | Georgia | 1.8 | Dropped - Onsite Unit
State Farm Support Center East | 55274 | 3B | Combustion Turbine | Georgia | 1.8 | Dropped - Onsite Unit
State Farm Support Center East | 55274 | 4A | Combustion Turbine | Georgia | 1.8 | Dropped - Onsite Unit
State Farm Support Center East | 55274 | 4B | Combustion Turbine | Georgia | 1.8 | Dropped - Onsite Unit
Beaver Creek Gas Plant | 55278 | 1 | Combustion Turbine | Wyoming | 1.8 | Dropped - Onsite Unit
Beaver Creek Gas Plant | 55278 | 2 | Combustion Turbine | Wyoming | 1.8 | Dropped - Onsite Unit
BASF Freeport Works | 55311 | GEN1 | Combustion Turbine | Texas | 75 | Dropped - Onsite Unit
BASF Freeport Works | 55311 | GEN2 | Non-Fossil Waste | Texas | 11.7 | Dropped - Onsite Unit
Freeport McMoRan Cobre Mining | 55312 | 1 | Combustion Turbine | New Mexico | 0.8 | Dropped - Onsite Unit
Freeport McMoRan Cobre Mining | 55312 | 2 | Combustion Turbine | New Mexico | 0.8 | Dropped - Onsite Unit
Freeport McMoRan Cobre Mining | 55312 | 3 | Combustion Turbine | New Mexico | 0.8 | Dropped - Onsite Unit
Indian River | 55318 | 1 | O/G Steam | Florida | 75.5 | Dropped - OS status in 2015, 2016 and 2017 EIA Form 860
Indian River | 55318 | 2 | O/G Steam | Florida | 181.3 | Dropped - OS status in 2015, 2016 and 2017 EIA Form 860
Indian River | 55318 | 3 | O/G Steam | Florida | 319.6 | Dropped - OS status in 2015, 2016 and 2017 EIA Form 860
Athens Regional Medical Center | 55319 | CT1 | Combustion Turbine | Georgia | 0.7 | Dropped - Onsite Unit
Athens Regional Medical Center | 55319 | CT3 | Combustion Turbine | Georgia | 0.7 | Dropped - Onsite Unit
Athens Regional Medical Center | 55319 | STEG3 | Combustion Turbine | Georgia | 0.8 | Dropped - Onsite Unit
Athens Regional Medical Center | 55319 | STEG4 | Combustion Turbine | Georgia | 0.8 | Dropped - Onsite Unit
Athens Regional Medical Center | 55319 | STEG5 | Combustion Turbine | Georgia | 0.8 | Dropped - Onsite Unit
Athens Regional Medical Center | 55319 | STEG6 | Combustion Turbine | Georgia | 0.8 | Dropped - Onsite Unit
Hamakua Energy Plant | 55369 | CT1 | Fossil Waste | Hawaii | 21.7 | Dropped - in Alaska or in Hawaii
Hamakua Energy Plant | 55369 | CT2 | Fossil Waste | Hawaii | 21.7 | Dropped - in Alaska or in Hawaii
Hamakua Energy Plant | 55369 | ST1 | Fossil Waste | Hawaii | 17.4 | Dropped - in Alaska or in Hawaii
State Farm Insur Support Center Central | 55390 | 2A | Combustion Turbine | Texas | 1.8 | Dropped - Onsite Unit
State Farm Insur Support Center Central | 55390 | 2B | Combustion Turbine | Texas | 1.8 | Dropped - Onsite Unit
State Farm Insur Support Center Central | 55390 | 3A | Combustion Turbine | Texas | 1.8 | Dropped - Onsite Unit
State Farm Insur Support Center Central | 55390 | 3B | Combustion Turbine | Texas | 1.8 | Dropped - Onsite Unit
State Farm Insur Support Center Central | 55390 | 4A | Combustion Turbine | Texas | 1.8 | Dropped - Onsite Unit
State Farm Insur Support Center Central | 55390 | 4B | Combustion Turbine | Texas | 1.8 | Dropped - Onsite Unit
Kentucky Mills | 55429 | 01 | Non-Fossil Waste | Kentucky | 49 | Dropped - Onsite Unit
MMSD South Shore Wastewater | 55525 | 1 | Non-Fossil Waste | Wisconsin | 1.4 | Dropped - Onsite Unit
MMSD South Shore Wastewater | 55525 | 1CAT | Non-Fossil Waste | Wisconsin | 0.9 | Dropped - Onsite Unit
MMSD South Shore Wastewater | 55525 | 2CAT | Non-Fossil Waste | Wisconsin | 0.9 | Dropped - Onsite Unit
MMSD South Shore Wastewater | 55525 | 3CAT | Non-Fossil Waste | Wisconsin | 0.9 | Dropped - Onsite Unit
MMSD South Shore Wastewater | 55525 | 4CAT | Non-Fossil Waste | Wisconsin | 0.9 | Dropped - Onsite Unit
GRS C&C | 55597 | 2 | Landfill Gas | Michigan | 0.9 | Dropped - OS status in 2015, 2016 and 2017 EIA Form 860
GRS Pine Bend | 55598 | 3 | Landfill Gas | Minnesota | 6 | Dropped - OS status in 2015, 2016 and 2017 EIA Form 860
Monmouth Landfill Gas to Energy | 55618 | GEN1 | Landfill Gas | New Jersey | 0 | Dropped - Unit capacity is zero after planned derating
Monmouth Landfill Gas to Energy | 55618 | GEN2 | Landfill Gas | New Jersey | 0 | Dropped - Unit capacity is zero after planned derating
Choctaw County | 55706 | CTG1 | Combined Cycle | Mississippi | 164 | Dropped - OS status in 2015, 2016 and 2017 EIA Form 860
Streator Energy Partners LLC | 55760 | ST1 | Landfill Gas | Illinois | 0.9 | Dropped - Planned Retirement by 06/2021
Otsego Mill Power Plant | 55799 | NRTH | Combustion Turbine | Michigan | 8.8 | Dropped - Onsite Unit
Otsego Mill Power Plant | 55799 | SOTH | Combustion Turbine | Michigan | 8.8 | Dropped - Onsite Unit
East Millinocket Mill | 55830 | M2S1 | Biomass | Maine | 14.5 | Dropped - OS status in 2015, 2016 and 2017 EIA Form 860
East Millinocket Mill | 55830 | M2S2 | Biomass | Maine | 14.5 | Dropped - OS status in 2015, 2016 and 2017 EIA Form 860
East Millinocket Mill | 55830 | M2S3 | Biomass | Maine | 28.1 | Dropped - OS status in 2015, 2016 and 2017 EIA Form 860
Valero Refinery Cogeneration Unit 1 | 55851 | GT 1 | Combustion Turbine | California | 45.4 | Dropped - Onsite Unit
Oak Point Cogen | 55857 | 5121 | Combustion Turbine | Louisiana | 4 | Dropped - Onsite Unit
Oak Point Cogen | 55857 | 5131 | Combustion Turbine | Louisiana | 4 | Dropped - Onsite Unit
Oak Point Cogen | 55857 | 5141 | Combustion Turbine | Louisiana | 4 | Dropped - Onsite Unit
Oak Point Cogen | 55857 | 5151 | Combustion Turbine | Louisiana | 4 | Dropped - Onsite Unit
Oak Point Cogen | 55857 | 5161 | Combustion Turbine | Louisiana | 4 | Dropped - Onsite Unit
Stevens Point Mill | 55861 | SP | O/G Steam | Wisconsin | 7 | Dropped - Onsite Unit
Kaheka Hydro | 55864 | KAH1 | Hydro | Hawaii | 1.5 | Dropped - in Alaska or in Hawaii
Kaheka Hydro | 55864 | KAH2 | Hydro | Hawaii | 1.5 | Dropped - in Alaska or in Hawaii
Kaheka Hydro | 55864 | KAH3 | Hydro | Hawaii | 1.5 | Dropped - in Alaska or in Hawaii
Sonoma Central Landfill Phase III | 55880 | P-31 | Landfill Gas | California | 0.7 | Dropped - OS status in 2015, 2016 and 2017 EIA Form 860
Sonoma Central Landfill Phase III | 55880 | P-32 | Landfill Gas | California | 0.7 | Dropped - OS status in 2015, 2016 and 2017 EIA Form 860
Elk Hills Cogen | 55950 | U1 | Combustion Turbine | California | 23.3 | Dropped - Onsite Unit
Elk Hills Cogen | 55950 | U2 | Combustion Turbine | California | 23.3 | Dropped - Onsite Unit
Nikiski Co-Generation | 55966 | GT1 | Combined Cycle | Alaska | 37.9 | Dropped - in Alaska or in Hawaii
Nikiski Co-Generation | 55966 | ST1 | Combined Cycle | Alaska | 40 | Dropped - in Alaska or in Hawaii
Hawkeye Energy Greenport LLC | 55969 | U-01 | Combustion Turbine | New York | 52.8 | Dropped - Planned Retirement by 06/2021
Grimes Way | 56016 | 1 | Combustion Turbine | Washington | 1 | Dropped - Onsite Unit
Grimes Way | 56016 | 2 | Combustion Turbine | Washington | 1 | Dropped - Onsite Unit
Grimes Way | 56016 | 3 | Combustion Turbine | Washington | 1.7 | Dropped - Onsite Unit
Inner Harbor East Heating | 56050 | 1 | Combustion Turbine | Maryland | 2.1 | Dropped - Onsite Unit
Hana Substation | 56055 | MH1 | Combustion Turbine | Hawaii | 1 | Dropped - in Alaska or in Hawaii
Hana Substation | 56055 | MH2 | Combustion Turbine | Hawaii | 1 | Dropped - in Alaska or in Hawaii
ABC Coke | 56076 | 1 | Fossil Waste | Alabama | 3.8 | Dropped - Onsite Unit
SJ/SC WPCP | 56080 | EG1 | Combustion Turbine | California | 2.8 | Dropped - Onsite Unit
SJ/SC WPCP | 56080 | EG2 | Combustion Turbine | California | 2.8 | Dropped - Onsite Unit
SJ/SC WPCP | 56080 | EG3 | Combustion Turbine | California | 2.8 | Dropped - Onsite Unit
Regional Wastewater Control Facility | 56134 | 0101 | Combustion Turbine | California | 1 | Dropped - Onsite Unit
Regional Wastewater Control Facility | 56134 | 0301 | Combustion Turbine | California | 1 | Dropped - Onsite Unit
Regional Wastewater Control Facility | 56134 | 0401 | Combustion Turbine | California | 1 | Dropped - Onsite Unit
Regional Wastewater Control Facility | 56134 | 0501 | Combustion Turbine | California | 1 | Dropped - Onsite Unit
Neptune Gas Processing Plant | 56139 | NPCG | Energy Storage | Louisiana | 3.1 | Dropped - Onsite Unit
False Island | 56146 | 1 | Combustion Turbine | Alaska | 1.3 | Dropped - in Alaska or in Hawaii
Viking | 56147 | 1 | Combustion Turbine | Alaska | 1 | Dropped - in Alaska or in Hawaii
Columbia Flooring Melbourne | 56182 | Kato | Biomass | Arkansas | 1.7 | Dropped - Onsite Unit
Central Michigan University | 56190 | GT1 | Combustion Turbine | Michigan | 3.2 | Dropped - Onsite Unit
Central Michigan University | 56190 | STM1 | O/G Steam | Michigan | 1 | Dropped - Onsite Unit
Georgia-Pacific Wauna Mill | 56192 | 1 | Non-Fossil Waste | Oregon | 22 | Dropped - Onsite Unit
Medford Operation | 56193 | 1 | Biomass | Oregon | 3.1 | Dropped - Onsite Unit
Medford Operation | 56193 | 2 | Biomass | Oregon | 4.4 | Dropped - Onsite Unit
DeKalb Medical Center-Hillandale | 56231 | 01 | Combustion Turbine | Georgia | 0.7 | Dropped - Onsite Unit
DeKalb Medical Center-Hillandale | 56231 | 02 | Combustion Turbine | Georgia | 0.7 | Dropped - Onsite Unit
John Street 1, 3, 4 & 5 | 56256 | JS 3 | Combustion Turbine | Connecticut | 2 | Dropped - OS status in 2015, 2016 and 2017 EIA Form 860
John Street 1, 3, 4 & 5 | 56256 | JS 4 | Combustion Turbine | Connecticut | 2 | Dropped - OS status in 2015, 2016 and 2017 EIA Form 860
John Street 1, 3, 4 & 5 | 56256 | JS 5 | Combustion Turbine | Connecticut | 2 | Dropped - OS status in 2015, 2016 and 2017 EIA Form 860
Kapaia Power Station | 56258 | CT1 | Non-Fossil Waste | Hawaii | 26.6 | Dropped - in Alaska or in Hawaii
South Fork | 56265 | 1 | Hydro | Alaska | 1.9 | Dropped - in Alaska or in Hawaii
Santa Maria EPG | 56284 | EPG | Fossil Waste | California | 5.3 | Dropped - Onsite Unit
Bayway Refinery | 56294 | FGX | Non-Fossil Waste | New Jersey | 11.2 | Dropped - Onsite Unit
Shute Creek Facility | 56312 | 021A | Fossil Waste | Wyoming | 35.6 | Dropped - Onsite Unit
Shute Creek Facility | 56312 | 021B | Fossil Waste | Wyoming | 35.6 | Dropped - Onsite Unit
Shute Creek Facility | 56312 | 021C | Fossil Waste | Wyoming | 35.6 | Dropped - Onsite Unit
Delta Power | 56325 | 6 | Combustion Turbine | Alaska | 23.1 | Dropped - in Alaska or in Hawaii
Campbell Industrial Park | 56329 | CIP1 | Biomass | Hawaii | 113 | Dropped - in Alaska or in Hawaii
Western Renewable Energy | 56358 | 1 | Biomass | Arizona | 2.5 | Dropped - OS status in 2015, 2016 and 2017 EIA Form 860
Pakini Nui Wind Farm | 56378 | 1 | Onshore Wind | Hawaii | 21 | Dropped - in Alaska or in Hawaii
Hawi Wind Farm | 56447 | V-47 | Onshore Wind | Hawaii | 10.6 | Dropped - in Alaska or in Hawaii
Kaheawa Pastures Wind Farm | 56449 | 1 | Onshore Wind | Hawaii | 30 | Dropped - in Alaska or in Hawaii
Frey Farm Landfill | 56510 | GEN1 | Landfill Gas | Pennsylvania | 1.6 | Dropped - Planned Retirement by 06/2021
Kasidaya Creek Hydro | 56542 | 1 | Hydro | Alaska | 3 | Dropped - in Alaska or in Hawaii
EXC Wind 1 | 56557 | 1 | Onshore Wind | Texas | 10 | Dropped - Planned Retirement by 06/2021
EXC Wind 2 | 56558 | JDW2 | Onshore Wind | Texas | 10 | Dropped - Planned Retirement by 06/2021
EXC Wind 3 | 56559 | JDW3 | Onshore Wind | Texas | 10 | Dropped - Planned Retirement by 06/2021
Lanai Solar-Electric Plant | 56667 | 0001 | Solar PV | Hawaii | 0.1 | Dropped - in Alaska or in Hawaii
Lanai Solar-Electric Plant | 56667 | 0002 | Solar PV | Hawaii | 0.1 | Dropped - in Alaska or in Hawaii
Lanai Solar-Electric Plant | 56667 | 0003 | Solar PV | Hawaii | 0.1 | Dropped - in Alaska or in Hawaii
Lanai Solar-Electric Plant | 56667 | 0004 | Solar PV | Hawaii | 0.1 | Dropped - in Alaska or in Hawaii
Lanai Solar-Electric Plant | 56667 | 0005 | Solar PV | Hawaii | 0.1 | Dropped - in Alaska or in Hawaii
Lanai Solar-Electric Plant | 56667 | 0006 | Solar PV | Hawaii | 0.1 | Dropped - in Alaska or in Hawaii
Lanai Solar-Electric Plant | 56667 | 0007 | Solar PV | Hawaii | 0.1 | Dropped - in Alaska or in Hawaii
Lanai Solar-Electric Plant | 56667 | 0008 | Solar PV | Hawaii | 0.1 | Dropped - in Alaska or in Hawaii
Lanai Solar-Electric Plant | 56667 | 0009 | Solar PV | Hawaii | 0.1 | Dropped - in Alaska or in Hawaii
Lanai Solar-Electric Plant | 56667 | 0010 | Solar PV | Hawaii | 0.1 | Dropped - in Alaska or in Hawaii
Lanai Solar-Electric Plant | 56667 | 0011 | Solar PV | Hawaii | 0.1 | Dropped - in Alaska or in Hawaii
Lanai Solar-Electric Plant | 56667 | 0012 | Solar PV | Hawaii | 0.1 | Dropped - in Alaska or in Hawaii
Model Gas Power Station | 56863 | 1 | Landfill Gas | Ohio | 1.4 | Dropped - OS status in 2015, 2016 and 2017 EIA Form 860
Model Gas Power Station | 56863 | 2 | Landfill Gas | Ohio | 1.4 | Dropped - OS status in 2015, 2016 and 2017 EIA Form 860
Ottawa County Project | 56865 | 1 | Landfill Gas | Ohio | 1.4 | Dropped - OS status in 2015, 2016 and 2017 EIA Form 860
Moretown | 56891 | GEN 1 | Landfill Gas | Vermont | 1.6 | Dropped - Planned Retirement by 06/2021
Southcentral Power Project | 57036 | 1 | Combined Cycle | Alaska | 39.8 | Dropped - in Alaska or in Hawaii
Southcentral Power Project | 57036 | 2 | Combined Cycle | Alaska | 39.8 | Dropped - in Alaska or in Hawaii
Southcentral Power Project | 57036 | 3 | Combined Cycle | Alaska | 39.8 | Dropped - in Alaska or in Hawaii
Southcentral Power Project | 57036 | 4 | Combined Cycle | Alaska | 50.3 | Dropped - in Alaska or in Hawaii
Noatak | 57051 | 5A | Combustion Turbine | Alaska | 0.5 | Dropped - in Alaska or in Hawaii
Noatak | 57051 | UNIT2 | Combustion Turbine | Alaska | 0.3 | Dropped - in Alaska or in Hawaii
Noatak | 57051 | UNIT4 | Combustion Turbine | Alaska | 0.5 | Dropped - in Alaska or in Hawaii
Savoonga | 57052 | UNIT1 | Combustion Turbine | Alaska | 0.4 | Dropped - in Alaska or in Hawaii
Savoonga | 57052 | UNIT2 | Combustion Turbine | Alaska | 0.5 | Dropped - in Alaska or in Hawaii
Savoonga | 57052 | UNIT3 | Combustion Turbine | Alaska | 0.8 | Dropped - in Alaska or in Hawaii
Alakanuk | 57053 | UNIT4 | Combustion Turbine | Alaska | 0.8 | Dropped - in Alaska or in Hawaii
Upper Kalskag | 57054 | UNIT1 | Combustion Turbine | Alaska | 0.2 | Dropped - in Alaska or in Hawaii
Upper Kalskag | 57054 | UNIT2 | Combustion Turbine | Alaska | 0.4 | Dropped - in Alaska or in Hawaii
Upper Kalskag | 57054 | UNIT3 | Combustion Turbine | Alaska | 0.5 | Dropped - in Alaska or in Hawaii
Stebbins | 57055 | 1 | Combustion Turbine | Alaska | 0.5 | Dropped - in Alaska or in Hawaii
Stebbins | 57055 | 2 | Combustion Turbine | Alaska | 0.5 | Dropped - in Alaska or in Hawaii
Stebbins | 57055 | 3 | Combustion Turbine | Alaska | 0.5 | Dropped - in Alaska or in Hawaii
Stebbins | 57055 | 4 | Combustion Turbine | Alaska | 0.5 | Dropped - in Alaska or in Hawaii
Scammon Bay | 57056 | UNIT1 | Combustion Turbine | Alaska | 0.4 | Dropped - in Alaska or in Hawaii
Scammon Bay | 57056 | UNIT2 | Combustion Turbine | Alaska | 0.4 | Dropped - in Alaska or in Hawaii
Scammon Bay | 57056 | UNIT3 | Combustion Turbine | Alaska | 0.5 | Dropped - in Alaska or in Hawaii
Quinhagak | 57057 | UNIT1 | Combustion Turbine | Alaska | 0.4 | Dropped - in Alaska or in Hawaii
Quinhagak | 57057 | UNIT2 | Combustion Turbine | Alaska | 0.3 | Dropped - in Alaska or in Hawaii
Quinhagak | 57057 | UNIT3 | Combustion Turbine | Alaska | 0.4 | Dropped - in Alaska or in Hawaii
Pilot Station | 57058 | UNIT1 | Combustion Turbine | Alaska | 0.4 | Dropped - Planned Retirement by 06/2021
Pilot Station | 57058 | UNIT2 | Combustion Turbine | Alaska | 0.5 | Dropped - in Alaska or in Hawaii
Pilot Station | 57058 | UNIT3 | Combustion Turbine | Alaska | 0.3 | Dropped - in Alaska or in Hawaii
Koyuk | 57059 | UNIT1 | Combustion Turbine | Alaska | 0.2 | Dropped - in Alaska or in Hawaii
Koyuk | 57059 | UNIT2 | Combustion Turbine | Alaska | 0.4 | Dropped - in Alaska or in Hawaii
Koyuk | 57059 | UNIT3 | Combustion Turbine | Alaska | 0.5 | Dropped - in Alaska or in Hawaii
Elim | 57060 | UNIT1 | Combustion Turbine | Alaska | 0.2 | Dropped - in Alaska or in Hawaii
Elim | 57060 | UNIT2 | Combustion Turbine | Alaska | 0.4 | Dropped - in Alaska or in Hawaii
Elim | 57060 | UNIT3 | Combustion Turbine | Alaska | 0.5 | Dropped - in Alaska or in Hawaii
St. Michael | 57061 | 4 | Combustion Turbine | Alaska | 0.7 | Dropped - in Alaska or in Hawaii
Gambell | 57062 | 1A | Combustion Turbine | Alaska | 0.3 | Dropped - in Alaska or in Hawaii
Gambell | 57062 | UNIT2 | Combustion Turbine | Alaska | 0.5 | Dropped - in Alaska or in Hawaii
Gambell | 57062 | UNIT3 | Combustion Turbine | Alaska | 0.8 | Dropped - in Alaska or in Hawaii
Shungnak | 57063 | UNIT1 | Combustion Turbine | Alaska | 0.2 | Dropped - in Alaska or in Hawaii
Shungnak | 57063 | UNIT2 | Combustion Turbine | Alaska | 0.3 | Dropped - in Alaska or in Hawaii
Shungnak | 57063 | UNIT3 | Combustion Turbine | Alaska | 0.3 | Dropped - in Alaska or in Hawaii
Shungnak | 57063 | UNIT4 | Combustion Turbine | Alaska | 0.4 | Dropped - in Alaska or in Hawaii
Kotlik | 57064 | UNIT1 | Combustion Turbine | Alaska | 0.3 | Dropped - in Alaska or in Hawaii
Kotlik | 57064 | UNIT2 | Combustion Turbine | Alaska | 0.3 | Dropped - in Alaska or in Hawaii
Kotlik | 57064 | UNIT3 | Combustion Turbine | Alaska | 0.5 | Dropped - in Alaska or in Hawaii
Kotlik | 57064 | UNIT4 | Combustion Turbine | Alaska | 0.5 | Dropped - in Alaska or in Hawaii
Kivalina | 57065 | UNIT1 | Combustion Turbine | Alaska | 0.2 | Dropped - in Alaska or in Hawaii
Kivalina | 57065 | UNIT2 | Combustion Turbine | Alaska | 0.3 | Dropped - in Alaska or in Hawaii
Kivalina | 57065 | UNIT3 | Combustion Turbine | Alaska | 0.2 | Dropped - in Alaska or in Hawaii
Kivalina | 57065 | UNIT4 | Combustion Turbine | Alaska | 0.4 | Dropped - in Alaska or in Hawaii
Kasigluk | 57066 | 5A | Combustion Turbine | Alaska | 0.7 | Dropped - in Alaska or in Hawaii
Kasigluk | 57066 | UNIT1 | Combustion Turbine | Alaska | 0.4 | Dropped - Planned Retirement by 06/2021
Kasigluk | 57066 | UNIT2 | Combustion Turbine | Alaska | 0.5 | Dropped - in Alaska or in Hawaii
Toksook Bay | 57067 | UNIT1 | Combustion Turbine | Alaska | 0.4 | Dropped - in Alaska or in Hawaii
Toksook Bay | 57067 | UNIT2 | Combustion Turbine | Alaska | 0.5 | Dropped - in Alaska or in Hawaii
Toksook Bay | 57067 | UNIT3 | Combustion Turbine | Alaska | 0.8 | Dropped - in Alaska or in Hawaii
Kaheawa Wind Power II LLC | 57082 | 1 | Onshore Wind | Hawaii | 21 | Dropped - in Alaska or in Hawaii
Kaheawa Wind Power II LLC | 57082 | 2 | Energy Storage | Hawaii | 10 | Dropped - in Alaska or in Hawaii
Lake Dorothy Hydroelectric Project | 57085 | 1 | Hydro | Alaska | 14.3 | Dropped - in Alaska or in Hawaii
Kahuku Wind Power LLC | 57087 | 1 | Onshore Wind | Hawaii | 30 | Dropped - in Alaska or in Hawaii
Nine Mile Gas Processing Plant | 57132 | 1 | Combustion Turbine | Oklahoma | 2 | Dropped - OS status in 2015, 2016 and 2017 EIA Form 860
Nine Mile Gas Processing Plant | 57132 | 2 | Combustion Turbine | Oklahoma | 2.1 | Dropped - OS status in 2015, 2016 and 2017 EIA Form 860
Nine Mile Gas Processing Plant | 57132 | 3 | Combustion Turbine | Oklahoma | 2.1 | Dropped - OS status in 2015, 2016 and 2017 EIA Form 860
Mesquite Lake Water & Power Plant 1 | 57154 | 1209 | Biomass | California | 13 | Dropped - OS status in 2015, 2016 and 2017 EIA Form 860
Pillar Mountain Wind Project | 57187 | 1 | Onshore Wind | Alaska | 4.5 | Dropped - in Alaska or in Hawaii
Pillar Mountain Wind Project | 57187 | 2 | Onshore Wind | Alaska | 4.5 | Dropped - in Alaska or in Hawaii
Soldotna | 57206 | 1 | Combustion Turbine | Alaska | 44 | Dropped - in Alaska or in Hawaii
Sierra SunTower Solar Gen Station | 57323 | UNIT1 | Solar Thermal | California | 3.2 | Dropped - OS status in 2015, 2016 and 2017 EIA Form 860
Questa Solar Facility | 57369 | QST | Solar PV | New Mexico | 1 | Dropped - Planned Retirement by 06/2021
Caltech Central | 57460 | CL00 | Fuel Cell | California | 0.1 | Dropped - Planned Retirement by 06/2021
Caltech Central | 57460 | CL01 | Fuel Cell | California | 0.1 | Dropped - Planned Retirement by 06/2021
Caltech Central | 57460 | CL02 | Fuel Cell | California | 0.1 | Dropped - Planned Retirement by 06/2021
Caltech Central | 57460 | CL03 | Fuel Cell | California | 0.1 | Dropped - Planned Retirement by 06/2021
Caltech Central | 57460 | CL04 | Fuel Cell | California | 0.1 | Dropped - Planned Retirement by 06/2021
Caltech Central | 57460 | CL05 | Fuel Cell | California | 0.1 | Dropped - Planned Retirement by 06/2021
Caltech Central | 57460 | CL06 | Fuel Cell | California | 0.1 | Dropped - Planned Retirement by 06/2021
Caltech Central | 57460 | CL07 | Fuel Cell | California | 0.1 | Dropped - Planned Retirement by 06/2021
Caltech Central | 57460 | CL08 | Fuel Cell | California | 0.1 | Dropped - Planned Retirement by 06/2021
Caltech Central | 57460 | CL09 | Fuel Cell | California | 0.1 | Dropped - Planned Retirement by 06/2021
Caltech Central | 57460 | CL10 | Fuel Cell | California | 0.1 | Dropped - Planned Retirement by 06/2021
TSGT Mobile Generator #15 | 57476 | M15G | Combustion Turbine | New Mexico | 2 | Dropped - OS status in 2015, 2016 and 2017 EIA Form 860
Kapaa Photovoltaic Project | 57525 | KSPV | Solar PV | Hawaii | 1 | Dropped - in Alaska or in Hawaii
Kawailoa Wind | 57529 | 1 | Onshore Wind | Hawaii | 69 | Dropped - in Alaska or in Hawaii
Battery Energy Storage System | 57583 | BESS | Energy Storage | Alaska | 27 | Dropped - in Alaska or in Hawaii
Town of Falmouth WWTP | 57654 | WIND1 | Onshore Wind | Massachusetts | 0.8 | Dropped - Planned Retirement by 06/2021
Town of Falmouth WWTP | 57654 | WIND2 | Onshore Wind | Massachusetts | 0.8 | Dropped - Planned Retirement by 06/2021
Middlebury College | 57804 | 2 | Biomass | Vermont | 0.4 | Dropped - Onsite Unit
Middlebury College | 57804 | 3 | Biomass | Vermont | 0.3 | Dropped - Onsite Unit
Titusville Solar | 57815 | PV1 | Solar PV | New Jersey | 4.1 | Dropped - Onsite Unit
North Hollywood | 57854 | 1PT1 | Pumped Storage | California | 1.8 | Dropped - OS status in 2015, 2016 and 2017 EIA Form 860
Univ of California San Diego Solar | 57856 | SGU1 | Solar PV | California | 1.2 | Dropped - Onsite Unit
Shasta Renewable Resources Plant | 57857 | 1 | Biomass | California | 5.5 | Dropped - OS status in 2015, 2016 and 2017 EIA Form 860
Stockton Athletic Center | 57864 | 2LOT7 | Solar PV | New Jersey | 0.5 | Dropped - Planned Retirement by 06/2021
Stockton Athletic Center | 57864 | LOT7 | Solar PV | New Jersey | 0.2 | Dropped - Planned Retirement by 06/2021
Stockton Athletic Center | 57864 | LOT7B | Solar PV | New Jersey | 0.2 | Dropped - Planned Retirement by 06/2021
Stockton Athletic Center | 57864 | SAC | Solar PV | New Jersey | 0.3 | Dropped - Planned Retirement by 06/2021
Improvement Dst No. 4 | 57895 | ID4 | Solar PV | California | 1.1 | Dropped - Onsite Unit
Central Utility Plant Cincinnati | 57908 | CTG1 | Combined Cycle | Ohio | 12.5 | Dropped - Onsite Unit
Central Utility Plant Cincinnati | 57908 | CTG2 | Combined Cycle | Ohio | 12.5 | Dropped - Onsite Unit
Central Utility Plant Cincinnati | 57908 | P005 | Combustion Turbine | Ohio | 1.9 | Dropped - Onsite Unit
Central Utility Plant Cincinnati | 57908 | STG | Combined Cycle | Ohio | 21.5 | Dropped - Onsite Unit
Sidney MT Plant | 57914 | 1 | Coal Steam | Montana | 2 | Dropped - Onsite Unit
Sidney MT Plant | 57914 | 2 | Coal Steam | Montana | 2 | Dropped - Onsite Unit
Tronox | 57915 | 1 | Coal Steam | Wyoming | 3.5 | Dropped - Onsite Unit
Tronox | 57915 | 2 | Coal Steam | Wyoming | 3.5 | Dropped - Onsite Unit
Tronox | 57915 | 3 | Coal Steam | Wyoming | 4 | Dropped - Onsite Unit
Tronox | 57915 | 4 | Coal Steam | Wyoming | 10 | Dropped - Onsite Unit
Tronox | 57915 | 5 | Coal Steam | Wyoming | 11.5 | Dropped - Onsite Unit
Tronox | 57915 | 6 | Coal Steam | Wyoming | 12.6 | Dropped - Onsite Unit
Spreckels Sugar Company | 57916 | 1 | O/G Steam | California | 8.9 | Dropped - Onsite Unit
Sonoco Products Co | 57919 | 2 | O/G Steam | South Carolina | 2.5 | Dropped - Onsite Unit
Sonoco Products Co | 57919 | 3 | Biomass | South Carolina | 10 | Dropped - Onsite Unit
Sonoco Products Co | 57919 | 4 | Coal Steam | South Carolina | 28 | Dropped - Onsite Unit
Heat Plant 770 | 57926 | HP | O/G Steam | Ohio | 0 | Dropped - Planned Retirement by 06/2021
Heat Plant 770 | 57926 | LP | O/G Steam | Ohio | 0 | Dropped - Planned Retirement by 06/2021
SIUC | 57928 | EMER | Combustion Turbine | Illinois | 1.6 | Dropped - Onsite Unit
SIUC | 57928 | GEN5 | Coal Steam | Illinois | 2.8 | Dropped - Onsite Unit
Eva Creek Wind | 57935 | EVW | Onshore Wind | Alaska | 24.6 | Dropped - in Alaska or in Hawaii
Western Sugar Coop - Scottsbluff | 57937 | SCBF | Coal Steam | Nebraska | 5 | Dropped - Onsite Unit
Wausau Paper Middletown | 57940 | G3 | Coal Steam | Ohio | 1 | Dropped - Onsite Unit
MSC Sebewaing | 57949 | 1 | Coal Steam | Michigan | 1.4 | Dropped - Onsite Unit
MSC Sebewaing | 57949 | 2 | Coal Steam | Michigan | 0.9 | Dropped - Onsite Unit
MSC Croswell | 57950 | 1 | Coal Steam | Michigan | 1.2 | Dropped - Onsite Unit
Southeast Steam Plant | 57966 | SSP | O/G Steam | Minnesota | 0.1 | Dropped - Onsite Unit
Western Sugar Coop - Torrington | 57967 | GEGEN | O/G Steam | Wyoming | 2 | Dropped - Onsite Unit
Auwahi Wind Energy | 57996 | AWEB | Energy Storage | Hawaii | 11 | Dropped - in Alaska or in Hawaii
Auwahi Wind Energy | 57996 | AWET | Onshore Wind | Hawaii | 24 | Dropped - in Alaska or in Hawaii
Lilly Technical Center | 58043 | 1 | Combustion Turbine | Indiana | 1 | Dropped - Onsite Unit
Lilly Technical Center | 58043 | 2 | Combustion Turbine | Indiana | 1 | Dropped - Onsite Unit
Lilly Technical Center | 58043 | 3 | Combustion Turbine | Indiana | 2 | Dropped - Onsite Unit
Lilly Technical Center | 58043 | 4 | Combustion Turbine | Indiana | 2 | Dropped - Onsite Unit
Lilly Technical Center | 58043 | 5 | Non-Fossil Waste | Indiana | 1 | Dropped - Onsite Unit
Works 53 | 58046 | 1 | Combustion Turbine | North Carolina | 1 | Dropped - Onsite Unit
Works 53 | 58046 | 2 | Combustion Turbine | North Carolina | 1.2 | Dropped - Onsite Unit
Works 53 | 58046 | 3 | Combustion Turbine | North Carolina | 0.8 | Dropped - Onsite Unit
PPG Industries, Inc. Works 6 | 58051 | L1 | Combustion Turbine | Pennsylvania | 2 | Dropped - Onsite Unit
PPG Industries, Inc. Works 6 | 58051 | L2AE | Combustion Turbine | Pennsylvania | 1.5 | Dropped - Onsite Unit
PPG Industries, Inc. Works 6 | 58051 | L2BW | Combustion Turbine | Pennsylvania | 1.5 | Dropped - Onsite Unit
Battle Creek Mill | 58052 | 1TG | O/G Steam | Michigan | 0.8 | Dropped - Onsite Unit
Battle Creek Mill | 58052 | 2TG | O/G Steam | Michigan | 0.8 | Dropped - Onsite Unit
Vitro Flat Glass LLC | 58053 | IG#2 | Combustion Turbine | California | 0.7 | Dropped - Onsite Unit
Vitro Flat Glass LLC | 58053 | OG#1 | Combustion Turbine | California | 1 | Dropped - Onsite Unit
Vitro Flat Glass LLC | 58053 | OG#3 | Combustion Turbine | California | 0.9 | Dropped - Onsite Unit
MillerCoors Irwindale Brewery | 58056 | JEN1 | Non-Fossil Waste | California | 0.6 | Dropped - Onsite Unit
MillerCoors Irwindale Brewery | 58056 | JEN2 | Non-Fossil Waste | California | 0.6 | Dropped - Onsite Unit
MillerCoors Irwindale Brewery | 58056 | PV | Solar PV | California | 2.5 | Dropped - Onsite Unit
MillerCoors Irwindale Brewery | 58056 | T100 | Combustion Turbine | California | 4.1 | Dropped - Onsite Unit
MillerCoors Irwindale Brewery | 58056 | T200 | Combustion Turbine | California | 4.1 | Dropped - Onsite Unit
Paramount Refinery | 58058 | 1 | Combustion Turbine | California | 6.5 | Dropped - Onsite Unit
SABIC Innovative Plastics Mt. Vernon | 58063 | COGN1 | Combustion Turbine | Indiana | 78.6 | Dropped - Onsite Unit
PCA, Filer City Mill | 58066 | TG2 | O/G Steam | Michigan | 8 | Dropped - Onsite Unit
PCA, Filer City Mill | 58066 | TG3 | O/G Steam | Michigan | 11.5 | Dropped - Onsite Unit
PRSI FCC Generator | 58069 | 55M1 | Coal Steam | Texas | 3 | Dropped - Onsite Unit
El Dorado Refinery | 58075 | L3804 | Combustion Turbine | Kansas | 32 | Dropped - Onsite Unit
Western Sugar Coop- Ft Morgan | 58081 | ATB-2 | Coal Steam | Colorado | 3 | Dropped - Onsite Unit
Fullerton Mill CHP | 58083 | GTG1 | Combined Cycle | California | 12 | Dropped - Onsite Unit
Fullerton Mill CHP | 58083 | STG1 | Combined Cycle | California | 1 | Dropped - Onsite Unit
PRC-Desoto Intl/PPG Aerospace | 58085 | CATR1 | Combustion Turbine | California | 0.5 | Dropped - Onsite Unit
PRC-Desoto Intl/PPG Aerospace | 58085 | CATR2 | Combustion Turbine | California | 1 | Dropped - Onsite Unit
Kern Oil & Refining Co | 58100 | 5900 | Combustion Turbine | California | 3.8 | Dropped - Onsite Unit
International Paper Red River Mill | 58108 | 3 T-G | Non-Fossil Waste | Louisiana | 55 | Dropped - Onsite Unit
Georgia-Pacific Toledo Mill | 58109 | TG1 | Non-Fossil Waste | Oregon | 18.4 | Dropped - Onsite Unit
Georgia-Pacific Toledo Mill | 58109 | TG2 | Non-Fossil Waste | Oregon | 13.4 | Dropped - Onsite Unit
Cellu Tissue | 58116 | GEN1 | Combustion Turbine | Connecticut | 3 | Dropped - Onsite Unit
TNSG South Plant | 58117 | 1A | Combustion Turbine | Alaska | 0.8 | Dropped - in Alaska or in Hawaii
TNSG South Plant | 58117 | 2 | Combustion Turbine | Alaska | 0.6 | Dropped - in Alaska or in Hawaii
TNSG South Plant | 58117 | 3 | Combustion Turbine | Alaska | 0.6 | Dropped - in Alaska or in Hawaii
TNSG South Plant | 58117 | 4A | Combustion Turbine | Alaska | 0.8 | Dropped - in Alaska or in Hawaii
TNSG South Plant | 58117 | 6 | Combustion Turbine | Alaska | 2 | Dropped - in Alaska or in Hawaii
Adkins Energy LLC | 58136 | S5MW | Combustion Turbine | Illinois | 4 | Dropped - Onsite Unit
Otter Creek Ethanol Poet - Ashton | 58138 | 1 | Combustion Turbine | Iowa | 5.5 | Dropped - Onsite Unit
Summit Street Power Plant | 58140 | GT-1 | Combustion Turbine | Ohio | 4.9 | Dropped - Onsite Unit
Summit Street Power Plant | 58140 | GT-2 | Combustion Turbine | Ohio | 6.9 | Dropped - Onsite Unit
Twin Rivers Paper Co LLC | 58146 | GEN5 | Non-Fossil Waste | Maine | 22 | Dropped - Onsite Unit
Eastern Maine Medical Center | 58153 | COGE | Combustion Turbine | Maine | 3.8 | Dropped - Onsite Unit
SUNY Old Westbury College | 58156 | GE | Combustion Turbine | New York | 1.8 | Dropped - Onsite Unit
University of Rochester | 58157 | HP | O/G Steam | New York | 17 | Dropped - Onsite Unit
University of Rochester | 58157 | LP | O/G Steam | New York | 7.2 | Dropped - Onsite Unit
Wesleyan University Cogen 1 | 58158 | 1 | Combustion Turbine | Connecticut | 2.3 | Dropped - Onsite Unit
UCONN Cogen Facility | 58159 | CGT1 | Combined Cycle | Connecticut | 6.4 | Dropped - Onsite Unit
UCONN Cogen Facility | 58159 | CGT2 | Combined Cycle | Connecticut | 6.4 | Dropped - Onsite Unit
UCONN Cogen Facility | 58159 | CGT3 | Combined Cycle | Connecticut | 6.4 | Dropped - Onsite Unit
UCONN Cogen Facility | 58159 | STG1 | Combined Cycle | Connecticut | 4.9 | Dropped - Onsite Unit
Williams College - Campus CHP | 58160 | GEN2 | O/G Steam | Massachusetts | 3 | Dropped - Onsite Unit
Mercy Medical Center | 58163 | 1 | Combustion Turbine | New York | 0.1 | Dropped - Onsite Unit
Mercy Medical Center | 58163 | 3 | Combustion Turbine | New York | 0.4 | Dropped - Onsite Unit
Mercy Medical Center | 58163 | 4 | Combustion Turbine | New York | 0.7 | Dropped - Onsite Unit
Mercy Medical Center | 58163 | 5 | Combustion Turbine | New York | 0.3 | Dropped - Onsite Unit
Mercy Medical Center | 58163 | 6 | Combustion Turbine | New York | 0.2 | Dropped - Onsite Unit
Mercy Medical Center | 58163 | 7 | Combustion Turbine | New York | 0.3 | Dropped - Onsite Unit
Mercy Medical Center | 58163 | 8 | Combustion Turbine | New York | 0.6 | Dropped - Onsite Unit
College of New Jersey | 58165 | COGEN | Combustion Turbine | New Jersey | 4.2 | Dropped - Onsite Unit
Smith College Central Heating Plant | 58166 | GT-1 | Combustion Turbine | Massachusetts | 2.7 | Dropped - Onsite Unit
William Floyd School District | 58167 | GEN1 | Combustion Turbine | New York | 1.3 | Dropped - Onsite Unit
William Floyd School District | 58167 | GEN2 | Combustion Turbine | New York | 1.3 | Dropped - Onsite Unit
William Floyd School District | 58167 | GEN3 | Combustion Turbine | New York | 1.3 | Dropped - Onsite Unit
Energy Center | 58168 | EC01 | Combustion Turbine | California | 2.5 | Dropped - Onsite Unit
BMW Manufacturing Co | 58173 | GT601 | Landfill Gas | South Carolina | 5 | Dropped - Onsite Unit
BMW Manufacturing Co | 58173 | GT602 | Landfill Gas | South Carolina | 5 | Dropped - Onsite Unit
MTSU Power Co-Gen Plant | 58179 | GT-01 | Combustion Turbine | Tennessee | 5 | Dropped - Onsite Unit
Loyola University Health Plant | 58181 | UNIT1 | Combustion Turbine | Illinois | 3.9 | Dropped - Onsite Unit
Loyola University Health Plant | 58181 | UNIT2 | Combustion Turbine | Illinois | 3.9 | Dropped - Onsite Unit
Prairie Horizon Agri Energy | 58183 | T5741 | O/G Steam | Kansas | 0.7 | Dropped - Onsite Unit
Rand Whitney CHP Plant | 58184 | TG-1 | Combustion Turbine | Connecticut | 14.6 | Dropped - Onsite Unit
Amherst College Co Gen | 58185 | CTG | Combustion Turbine | Massachusetts | 1.2 | Dropped - Onsite Unit
Amherst College Co Gen | 58185 | STG | O/G Steam | Massachusetts | 0.5 | Dropped - Onsite Unit
HVCC Cogen Plant | 58186 | CG01 | Combustion Turbine | New York | 0.8 | Dropped - Onsite Unit
HVCC Cogen Plant | 58186 | CG02 | Combustion Turbine | New York | 0.8 | Dropped - Onsite Unit
HVCC Cogen Plant | 58186 | CG03 | Combustion Turbine | New York | 1.3 | Dropped - Onsite Unit
HVCC Cogen Plant | 58186 | CG04 | Combustion Turbine | New York | 1.2 | Dropped - Onsite Unit
HVCC Cogen Plant | 58186 | CG05 | Combustion Turbine | New York | 2 | Dropped - Onsite Unit
HVCC Cogen Plant | 58186 | CG06 | Combustion Turbine | New York | 1.3 | Dropped - Onsite Unit
Thomas M Knott Cogen Facility | 58190 | CG | Combustion Turbine | California | 1.2 | Dropped - Onsite Unit
US Magnesium | 58191 | GT1 | Combustion Turbine | Utah | 10 | Dropped - Onsite Unit
US Magnesium | 58191 | GT2 | Combustion Turbine | Utah | 10 | Dropped - Onsite Unit
US Magnesium | 58191 | GT3 | Combustion Turbine | Utah | 10 | Dropped - Onsite Unit
Arkalon Ethanol LLC | 58192 | ST961 | O/G Steam | Kansas | 3 | Dropped - Onsite Unit
Bonanza BioEnergy LLC | 58193 | ST96 | O/G Steam | Kansas | 2 | Dropped - Onsite Unit
West Campus Steam Plant | 58194 | WC 4 | O/G Steam | Pennsylvania | 0.6 | Dropped - Onsite Unit
West Campus Steam Plant | 58194 | WC 5 | O/G Steam | Pennsylvania | 0.6 | Dropped - Onsite Unit
Cargill Salt Hersey | 58196 | ST1 | O/G Steam | Michigan | 2.1 | Dropped - Onsite Unit
Poet Biorefining Lake Crystal | 58197 | 1 | Combustion Turbine | Minnesota | 6 | Dropped - Onsite Unit
Poet Biorefining Lake Crystal | 58197 | 2 | O/G Steam | Minnesota | 1 | Dropped - Onsite Unit
Arizona State University CHP | 58199 | G1 | Combined Cycle | Arizona | 9.2 | Dropped - Onsite Unit
Monroe Community College Plant | 58201 | 1 | Combustion Turbine | New York | 1.6 | Dropped - Onsite Unit
Monroe Community College Plant | 58201 | 2 | Combustion Turbine | New York | 1.6 | Dropped - Onsite Unit
Monroe Community College Plant | 58201 | 3 | Combustion Turbine | New York | 1.6 | Dropped - Onsite Unit
Monroe Community College Plant | 58201 | 4 | Combustion Turbine | New York | 1.6 | Dropped - Onsite Unit
E.B. Eddy Paper Inc | 58222 | 3TU | Coal Steam | Michigan | 5 | Dropped - Onsite Unit
Hoag Hospital Cogen Plant | 58223 | 1 | Combustion Turbine | California | 1.2 | Dropped - Onsite Unit
Hoag Hospital Cogen Plant | 58223 | 2 | Combustion Turbine | California | 1.2 | Dropped - Onsite Unit
Hoag Hospital Cogen Plant | 58223 | 3 | Combustion Turbine | California | 1.2 | Dropped - Onsite Unit
Northeastern Illinois University Cogen | 58245 | GEN1 | Combustion Turbine | Illinois | 0.8 | Dropped - Onsite Unit
Northeastern Illinois University Cogen | 58245 | GEN2 | Combustion Turbine | Illinois | 0.8 | Dropped - Onsite Unit
Northeastern Illinois University Cogen | 58245 | GEN3 | Combustion Turbine | Illinois | 0.8 | Dropped - Onsite Unit
Northeastern Illinois University Cogen | 58245 | GEN4 | Combustion Turbine | Illinois | 0.8 | Dropped - Onsite Unit
C&H Sugar Plant | 58251 | TG3 | Non-Fossil Waste | California | 5 | Dropped - Onsite Unit
C&H Sugar Plant | 58251 | TG4 | Non-Fossil Waste | California | 5 | Dropped - Onsite Unit
Kalaeloa Solar Two | 58259 | KAS2 | Solar PV | Hawaii | 5 | Dropped - in Alaska or in Hawaii
NCAH Central Utility Plant | 58265 | C-3 | Combustion Turbine | Iowa | 0.2 | Dropped - Onsite Unit
NCAH Central Utility Plant | 58265 | EP-6 | Combustion Turbine | Iowa | 0.8 | Dropped - Onsite Unit
NCAH Central Utility Plant | 58265 | FRZRF | Combustion Turbine | Iowa | 0.2 | Dropped - Onsite Unit
NCAH Central Utility Plant | 58265 | MBGEN | Combustion Turbine | Iowa | 0.5 | Dropped - Onsite Unit
NCAH Central Utility Plant | 58265 | S-13 | Combustion Turbine | Iowa | 2.1 | Dropped - Onsite Unit
NCAH Central Utility Plant | 58265 | S-14 | Combustion Turbine | Iowa | 2.1 | Dropped - Onsite Unit
NCAH Central Utility Plant | 58265 | S-16 | Combustion Turbine | Iowa | 3 | Dropped - Onsite Unit
NCAH Central Utility Plant | 58265 | S-17 | Combustion Turbine | Iowa | 2 | Dropped - Onsite Unit
NCAH Central Utility Plant | 58265 | S-18 | Combustion Turbine | Iowa | 2 | Dropped - Onsite Unit
NCAH Central Utility Plant | 58265 | S-19 | Combustion Turbine | Iowa | 2 | Dropped - Onsite Unit
NCAH Central Utility Plant | 58265 | S-7A | Combustion Turbine | Iowa | 1 | Dropped - Onsite Unit
Paia Hydroelectric Plant | 58277 | PAH1 | Hydro | Hawaii | 1.3 | Dropped - in Alaska or in Hawaii
TNSG North Plant | 58278 | 13 | Combustion Turbine | Alaska | 0.3 | Dropped - in Alaska or in Hawaii
TNSG North Plant | 58278 | CT1 | Combustion Turbine | Alaska | 4.5 | Dropped - in Alaska or in Hawaii
TNSG North Plant | 58278 | CT2 | Combustion Turbine | Alaska | 4.5 | Dropped - in Alaska or in Hawaii
TNSG North Plant | 58278 | CT3 | Combustion Turbine | Alaska | 4.5 | Dropped - in Alaska or in Hawaii
TNSG North Plant | 58278 | CT4 | Combustion Turbine | Alaska | 4.5 | Dropped - in Alaska or in Hawaii
The Andersons Albion Ethanol LLC | 58330 | 9611 | O/G Steam | Michigan | 0.2 | Dropped - Onsite Unit
The Andersons Albion Ethanol LLC | 58330 | CHP-1 | Combustion Turbine | Michigan | 6 | Dropped - Onsite Unit
Triton East and West Cogen | 58375 | 1 | Combustion Turbine | Illinois | 0.8 | Dropped - Onsite Unit
Triton East and West Cogen | 58375 | 2 | Combustion Turbine | Illinois | 0.8 | Dropped - Onsite Unit
Triton East and West Cogen | 58375 | 3 | Combustion Turbine | Illinois | 0.8 | Dropped - Onsite Unit
Triton East and West Cogen | 58375 | 4 | Combustion Turbine | Illinois | 0.8 | Dropped - Onsite Unit
Triton East and West Cogen | 58375 | 5 | Combustion Turbine | Illinois | 0.4 | Dropped - Onsite Unit
JBER Landfill Gas Power Plant | 58380 | 1 | Landfill Gas | Alaska | 1.4 | Dropped - in Alaska or in Hawaii
JBER Landfill Gas Power Plant | 58380 | 2 | Landfill Gas | Alaska | 1.4 | Dropped - in Alaska or in Hawaii
JBER Landfill Gas Power Plant | 58380 | 3 | Landfill Gas | Alaska | 1.4 | Dropped - in Alaska or in Hawaii
JBER Landfill Gas Power Plant | 58380 | 4 | Landfill Gas | Alaska | 1.4 | Dropped - in Alaska or in Hawaii
JBER Landfill Gas Power Plant | 58380 | 5 | Landfill Gas | Alaska | 1.4 | Dropped - in Alaska or in Hawaii
Central Energy Facility | 58400 | GT01 | Combustion Turbine | South Carolina | 4.7 | Dropped - Onsite Unit
Central Energy Facility | 58400 | GT02 | Combustion Turbine | South Carolina | 2.5 | Dropped - Onsite Unit
ESS Battery | 58405 | 1 | Energy Storage | Alaska | 3 | Dropped - in Alaska or in Hawaii
CSU Northridge Plant | 58422 | 63 | Fuel Cell | California | 0.3 | Dropped - Onsite Unit
CSU Northridge Plant | 58422 | 64 | Fuel Cell | California | 0.3 | Dropped - Onsite Unit
CSU Northridge Plant | 58422 | 65 | Fuel Cell | California | 0.3 | Dropped - Onsite Unit
CSU Northridge Plant | 58422 | 67 | Fuel Cell | California | 0.3 | Dropped - Onsite Unit
CSU Northridge Plant | 58422 | B2PV | Solar PV | California | 0.3 | Dropped - Onsite Unit
CSU Northridge Plant | 58422 | CP1 | Combustion Turbine | California | 0.2 | Dropped - Onsite Unit
CSU Northridge Plant | 58422 | E6PV | Solar PV | California | 0.1 | Dropped - Onsite Unit
Fire Island Wind | 58425 | WT1 | Onshore Wind | Alaska | 18 | Dropped - in Alaska or in Hawaii
LSU Cogen | 58428 | 1-02 | Combustion Turbine | Louisiana | 19.6 | Dropped - Onsite Unit
Collinwood BioEnergy Facility | 58439 | CBE01 | Non-Fossil Waste | Ohio | 1 | Dropped - Planned Retirement by 06/2021
Livingston Solar Farm | 58504 | LVSF | Solar PV | New Jersey | 1.2 | Dropped - Onsite Unit
Montefieor Medical Center Moses Division | 58507 | ES006 | Combustion Turbine | New York | 4.8 | Dropped - Onsite Unit
Montefieor Medical Center Moses Division | 58507 | S0001 | Combustion Turbine | New York | 1.2 | Dropped - Onsite Unit
Montefieor Medical Center Moses Division | 58507 | S0002 | Combustion Turbine | New York | 1.2 | Dropped - Onsite Unit
Montefieor Medical Center Moses Division | 58507 | S0003 | Combustion Turbine | New York | 1.2 | Dropped - Onsite Unit
Delta Wind Farm | 58511 | EWT1 | Onshore Wind | Alaska | 0.9 | Dropped - in Alaska or in Hawaii
Delta Wind Farm | 58511 | EWT2 | Onshore Wind | Alaska | 0.9 | Dropped - in Alaska or in Hawaii
Delta Wind Farm | 58511 | NW1 | Onshore Wind | Alaska | 0.1 | Dropped - in Alaska or in Hawaii
Port Allen Solar | 58549 | 1 | Solar PV | Hawaii | 6 | Dropped - in Alaska or in Hawaii
Princeton University Cogeneration | 58584 | GT1 | Combustion Turbine | New Jersey | 15.5 | Dropped - Onsite Unit
Princeton University Cogeneration | 58584 | PV1 | Solar PV | New Jersey | 4.5 | Dropped - Onsite Unit
Sierra Nevada Brewing Co | 58585 | COGN | Combustion Turbine | California | 1.7 | Dropped - Onsite Unit
Sierra Nevada Brewing Co | 58585 | SOLR | Solar PV | California | 1.4 | Dropped - Onsite Unit
DGS Central Utility Plant | 58593 | BS1 | Combustion Turbine | California | 0.6 | Dropped - Onsite Unit
DGS Central Utility Plant | 58593 | EM1 | Combustion Turbine | California | 0.4 | Dropped - Onsite Unit
DGS Central Utility Plant | 58593 | STG | O/G Steam | California | 2.9 | Dropped - Onsite Unit
HTW Plant 303 COGEN | 58597 | CGN1 | Combustion Turbine | Utah | 5.6 | Dropped - Onsite Unit
Water Reclamation Plant | 58617 | GEN1 | Non-Fossil Waste | Minnesota | 0.3 | Dropped - Onsite Unit
Water Reclamation Plant | 58617 | GEN2 | Non-Fossil Waste | Minnesota | 0.3 | Dropped - Onsite Unit
Transamerica Pyramid | 58619 | 1 | Combustion Turbine | California | 0.5 | Dropped - Onsite Unit
Transamerica Pyramid | 58619 | 2 | Combustion Turbine | California | 0.5 | Dropped - Onsite Unit
Museum of Science and Industry | 58635 | COGEN | Combustion Turbine | Illinois | 1.7 | Dropped - Onsite Unit
KRS I Anahola Solar | 58639 | ANAPV | Solar PV | Hawaii | 12 | Dropped - in Alaska or in Hawaii
KRS I Anahola Solar | 58639 | B5B6 | Energy Storage | Hawaii | 6 | Dropped - in Alaska or in Hawaii
KRS II Koloa Solar | 58640 | BESS3 | Energy Storage | Hawaii | 1.5 | Dropped - in Alaska or in Hawaii
KRS II Koloa Solar | 58640 | KOLPV | Solar PV | Hawaii | 12 | Dropped - in Alaska or in Hawaii
Kalaeloa Renewable Energy Park | 58651 | KREP | Solar PV | Hawaii | 5 | Dropped - in Alaska or in Hawaii
Waihonu North Solar | 58655 | INV-1 | Solar PV | Hawaii | 0.5 | Dropped - in Alaska or in Hawaii
Waihonu North Solar | 58655 | INV-2 | Solar PV | Hawaii | 0.5 | Dropped - in Alaska or in Hawaii
Waihonu North Solar | 58655 | INV-3 | Solar PV | Hawaii | 0.5 | Dropped - in Alaska or in Hawaii
Waihonu North Solar | 58655 | INV-4 | Solar PV | Hawaii | 0.5 | Dropped - in Alaska or in Hawaii
Waihonu North Solar | 58655 | INV-5 | Solar PV | Hawaii | 0.5 | Dropped - in Alaska or in Hawaii
Waihonu North Solar | 58655 | INV-6 | Solar PV | Hawaii | 0.5 | Dropped - in Alaska or in Hawaii
Waihonu North Solar | 58655 | INV-7 | Solar PV | Hawaii | 0.5 | Dropped - in Alaska or in Hawaii
Waihonu North Solar | 58655 | INV-8 | Solar PV | Hawaii | 0.5 | Dropped - in Alaska or in Hawaii
Waihonu North Solar | 58655 | INV-9 | Solar PV | Hawaii | 0.5 | Dropped - in Alaska or in Hawaii
Waihonu North Solar | 58655 | INV10 | Solar PV | Hawaii | 0.5 | Dropped - in Alaska or in Hawaii
Waihonu South Solar | 58656 | INV-1 | Solar PV | Hawaii | 0.5 | Dropped - in Alaska or in Hawaii
Waihonu South Solar | 58656 | INV-2 | Solar PV | Hawaii | 0.5 | Dropped - in Alaska or in Hawaii
Waihonu South Solar | 58656 | INV-3 | Solar PV | Hawaii | 0.5 | Dropped - in Alaska or in Hawaii
Aloha Solar Energy Fund 1 PK1 | 58659 | PK-1 | Solar PV | Hawaii | 5 | Dropped - in Alaska or in Hawaii
Holsum Elm Dairy | 58663 | GEN1 | Non-Fossil Waste | Wisconsin | 0.6 | Dropped - Onsite Unit
Holsum Elm Dairy | 58663 | GEN2 | Non-Fossil Waste | Wisconsin | 0.6 | Dropped - Onsite Unit
Frito Lay Incorporated | 58664 | COGEN | Combustion Turbine | Connecticut | 3.6 | Dropped - Onsite Unit
Pearl City Peninsula Solar Park | 58676 | PCPPV | Solar PV | Hawaii | 1 | Dropped - in Alaska or in Hawaii
Kapolei Solar Energy Park | 58684 | KSEPV | Solar PV | Hawaii | 1 | Dropped - in Alaska or in Hawaii
Mira Loma | 58698 | D960 | Solar PV | California | 1 | Dropped - Onsite Unit
Mira Loma | 58698 | D9611 | Solar PV | California | 1.5 | Dropped - Onsite Unit
Mira Loma | 58698 | D9612 | Solar PV | California | 0.5 | Dropped - Onsite Unit
County College of Morris | 58881 | PV01 | Solar PV | New Jersey | 2.9 | Dropped - Onsite Unit
Mercer County Community College | 58882 | PV01 | Solar PV | New Jersey | 7.5 | Dropped - Onsite Unit
Patriots Stadium | 58896 | PV01 | Solar PV | New Jersey | 1 | Dropped - Onsite Unit
Temple SEGF | 58897 | 19G01 | Combustion Turbine | Pennsylvania | 1.6 | Dropped - Onsite Unit
Temple SEGF | 58897 | 19G02 | Combustion Turbine | Pennsylvania | 1.6 | Dropped - Onsite Unit
Temple SEGF | 58897 | 19G03 | Combustion Turbine | Pennsylvania | 1.6 | Dropped - Onsite Unit
Temple SEGF | 58897 | 19G04 | Combustion Turbine | Pennsylvania | 1.6 | Dropped - Onsite Unit
Temple SEGF | 58897 | 19G05 | Combustion Turbine | Pennsylvania | 1.6 | Dropped - Onsite Unit
Temple SEGF | 58897 | 19G06 | Combustion Turbine | Pennsylvania | 1.6 | Dropped - Onsite Unit
Temple SEGF | 58897 | 19G07 | Combustion Turbine | Pennsylvania | 1.6 | Dropped - Onsite Unit
Temple SEGF | 58897 | 19G08 | Combustion Turbine | Pennsylvania | 1.6 | Dropped - Onsite Unit
Temple SEGF | 58897 | 19G09 | Combustion Turbine | Pennsylvania | 1.6 | Dropped - Onsite Unit
Temple SEGF | 58897 | 19G10 | Combustion Turbine | Pennsylvania | 1.6 | Dropped - Onsite Unit
Subregional Water Reclamation Facility | 58960 | S200 | Non-Fossil Waste | California | 1.1 | Dropped - Onsite Unit
Subregional Water Reclamation Facility | 58960 | S201 | Non-Fossil Waste | California | 1.1 | Dropped - Onsite Unit
Subregional Water Reclamation Facility | 58960 | S202 | Non-Fossil Waste | California | 1.1 | Dropped - Onsite Unit
Subregional Water Reclamation Facility | 58960 | S203 | Non-Fossil Waste | California | 1.1 | Dropped - Onsite Unit
Whitman | 58977 | WPG-1 | Hydro | Alaska | 3.9 | Dropped - in Alaska or in Hawaii
Whitman | 58977 | WPG-2 | Hydro | Alaska | 0.9 | Dropped - in Alaska or in Hawaii
Allison Creek Hydro | 58982 | GEN1 | Hydro | Alaska | 6.5 | Dropped - in Alaska or in Hawaii
Eklutna Generation Station | 58989 | EGS01 | Combustion Turbine | Alaska | 16.5 | Dropped - in Alaska or in Hawaii
Eklutna Generation Station | 58989 | EGS02 | Combustion Turbine | Alaska | 16.5 | Dropped - in Alaska or in Hawaii
Eklutna Generation Station | 58989 | EGS03 | Combustion Turbine | Alaska | 16.5 | Dropped - in Alaska or in Hawaii
Eklutna Generation Station | 58989 | EGS04 | Combustion Turbine | Alaska | 16.5 | Dropped - in Alaska or in Hawaii
Eklutna Generation Station | 58989 | EGS05 | Combustion Turbine | Alaska | 16.5 | Dropped - in Alaska or in Hawaii
Eklutna Generation Station | 58989 | EGS06 | Combustion Turbine | Alaska | 16.5 | Dropped - in Alaska or in Hawaii
Eklutna Generation Station | 58989 | EGS07 | Combustion Turbine | Alaska | 16.5 | Dropped - in Alaska or in Hawaii
Eklutna Generation Station | 58989 | EGS08 | Combustion Turbine | Alaska | 16.5 | Dropped - in Alaska or in Hawaii
Eklutna Generation Station | 58989 | EGS09 | Combustion Turbine | Alaska | 16.5 | Dropped - in Alaska or in Hawaii
Eklutna Generation Station | 58989 | EGS10 | Combustion Turbine | Alaska | 16.5 | Dropped - in Alaska or in Hawaii
Biomass to Energy Facility, Kauai | 59035 | MKA1 | Biomass | Hawaii | 8.3 | Dropped - in Alaska or in Hawaii
Biomass to Energy Facility, Kauai | 59035 | XKA1 | Combustion Turbine | Hawaii | 0.5 | Dropped - in Alaska or in Hawaii
Biomass to Energy Facility, Kauai | 59035 | XKA2 | Combustion Turbine | Hawaii | 0.5 | Dropped - in Alaska or in Hawaii
Cove Point LNG Terminal | 59073 | 111JA | Combustion Turbine | Maryland | 8.5 | Dropped - Onsite Unit
Cove Point LNG Terminal | 59073 | 111JB | Combustion Turbine | Maryland | 8.5 | Dropped - Onsite Unit
Cove Point LNG Terminal | 59073 | 111JC | Combustion Turbine | Maryland | 8.5 | Dropped - Onsite Unit
Cove Point LNG Terminal | 59073 | 214JA | Combustion Turbine | Maryland | 21.7 | Dropped - Onsite Unit
Cove Point LNG Terminal | 59073 | 214JB | Combustion Turbine | Maryland | 21.7 | Dropped - Onsite Unit
Cove Point LNG Terminal | 59073 | 311JA | Combustion Turbine | Maryland | 12.9 | Dropped - Onsite Unit
Bridgeport Disposal Solar Farm | 59166 | BRIDG | Solar PV | New Jersey | 1.2 | Dropped - Onsite Unit
Cogeneration 2 | 59233 | CT2 | Combined Cycle | Arizona | 5 | Dropped - Onsite Unit
Broshco Fabricated Products | 59373 | 1 | Combustion Turbine | Ohio | 1.2 | Dropped - Onsite Unit
Broshco Fabricated Products | 59373 | 2 | Combustion Turbine | Ohio | 1.2 | Dropped - Onsite Unit
Broshco Fabricated Products | 59373 | 3 | Combustion Turbine | Ohio | 1.2 | Dropped - Onsite Unit
Broshco Fabricated Products | 59373 | 4 | Combustion Turbine | Ohio | 1.1 | Dropped - Onsite Unit
The Methodist Hospital, Gas Turbine | 59381 | GT-1 | Combustion Turbine | Texas | 3 | Dropped - Onsite Unit
East Kansas Agri-Energy, LLC | 59383 | KATO | Non-Fossil Waste | Kansas | 0.8 | Dropped - Onsite Unit
City of Tulare Water Facility | 59395 | C2550 | Non-Fossil Waste | California | 0.4 | Dropped - Onsite Unit
City of Tulare Water Facility | 59395 | DFC30 | Fuel Cell | California | 1.1 | Dropped - Onsite Unit
City of Tulare Water Facility | 59395 | PV302 | Solar PV | California | 0.1 | Dropped - Onsite Unit
City of Tulare Water Facility | 59395 | SC500 | Solar PV | California | 1 | Dropped - Onsite Unit
Waxdale | 59448 | CGEN1 | Landfill Gas | Wisconsin | 3.5 | Dropped - Onsite Unit
Waxdale | 59448 | CGEN2 | Combustion Turbine | Wisconsin | 3.5 | Dropped - Onsite Unit
Waxdale | 59448 | WEC01 | Onshore Wind | Wisconsin | 1.5 | Dropped - Onsite Unit
Waxdale | 59448 | WEC02 | Onshore Wind | Wisconsin | 1.5 | Dropped - Onsite Unit
East. Michigan Univ. Heating Plant | 59452 | COGEN | Combustion Turbine | Michigan | 4.1 | Dropped - Onsite Unit
Albany Medical Ctr Cogen Plant | 59453 | GTG1 | Combustion Turbine | New York | 3.5 | Dropped - Onsite Unit
P Plant | 59456 | P-TG4 | Combustion Turbine | California | 4 | Dropped - Onsite Unit
P Plant | 59456 | P-TG5 | Combustion Turbine | California | 4 | Dropped - Onsite Unit
Q Plant | 59457 | Q-TG1 | Combustion Turbine | California | 4 | Dropped - Onsite Unit
W Plant | 59458 | W-TG1 | Combustion Turbine | California | 4 | Dropped - Onsite Unit
Town of Williamson Landfill PV | 59613 | TWLL | Solar PV | New York | 1.2 | Dropped - Onsite Unit
Lightolier Wind I Turbine | 59639 | LIGHT | Onshore Wind | Massachusetts | 2 | Dropped - Onsite Unit
NBC Field's Point Wind Farm | 59692 | FPWTG | Onshore Wind | Rhode Island | 4.5 | Dropped - Onsite Unit
Heartland Community College | 59776 | T01 | Onshore Wind | Illinois | 1.7 | Dropped - Onsite Unit
Waynoka Gas Processing Plant | 59782 | G1 | Combustion Turbine | Oklahoma | 1.3 | Dropped - Onsite Unit
Waynoka Gas Processing Plant | 59782 | G2 | Combustion Turbine | Oklahoma | 1.3 | Dropped - Onsite Unit
Waynoka Gas Processing Plant | 59782 | G3 | Combustion Turbine | Oklahoma | 1.3 | Dropped - Onsite Unit
Industrial Plant | 59793 | 15 | Combustion Turbine | Alaska | 22.8 | Dropped - in Alaska or in Hawaii
South Campus Solar | 59922 | GA500 | Solar PV | Delaware | 0.5 | Dropped - Onsite Unit
South Campus Solar | 59922 | SG333 | Solar PV | Delaware | 0.3 | Dropped - Onsite Unit
South Campus Solar | 59922 | SG500 | Solar PV | Delaware | 0.5 | Dropped - Onsite Unit
Ambler | 60243 | 1 | Combustion Turbine | Alaska | 0.4 | Dropped - in Alaska or in Hawaii
Ambler | 60243 | 2 | Combustion Turbine | Alaska | 0.3 | Dropped - in Alaska or in Hawaii
Ambler | 60243 | 3 | Combustion Turbine | Alaska | 0.4 | Dropped - in Alaska or in Hawaii
Marshall | 60244 | 1 | Combustion Turbine | Alaska | 0.5 | Dropped - in Alaska or in Hawaii
Marshall | 60244 | 2 | Combustion Turbine | Alaska | 0.4 | Dropped - in Alaska or in Hawaii
Marshall | 60244 | 3 | Combustion Turbine | Alaska | 0.2 | Dropped - in Alaska or in Hawaii
New Stuyahok | 60245 | 1 | Combustion Turbine | Alaska | 0.4 | Dropped - in Alaska or in Hawaii
New Stuyahok | 60245 | 2 | Combustion Turbine | Alaska | 0.5 | Dropped - in Alaska or in Hawaii
New Stuyahok | 60245 | 3 | Combustion Turbine | Alaska | 0.5 | Dropped - in Alaska or in Hawaii
Swampy Acres | 60250 | 13 | Combustion Turbine | Alaska | 4.4 | Dropped - in Alaska or in Hawaii
Swampy Acres | 60250 | 6A | Combustion Turbine | Alaska | 2 | Dropped - in Alaska or in Hawaii
Swampy Acres | 60250 | 7A | Combustion Turbine | Alaska | 2 | Dropped - in Alaska or in Hawaii
Brevig Mission | 60260 | 1 | Combustion Turbine | Alaska | 0.2 | Dropped - in Alaska or in Hawaii
Brevig Mission | 60260 | 2 | Combustion Turbine | Alaska | 0.4 | Dropped - in Alaska or in Hawaii
Brevig Mission | 60260 | 3 | Combustion Turbine | Alaska | 0.5 | Dropped - Planned Retirement by 06/2021
KIUC Kapaia PV and BA Storage Project | 60546 | BA1 | Energy Storage | Hawaii | 11 | Dropped - in Alaska or in Hawaii
KIUC Kapaia PV and BA Storage Project | 60546 | PV1 | Solar PV | Hawaii | 15 | Dropped - in Alaska or in Hawaii
Flywheel Energy Storage System | 60563 | FESS | Energy Storage | Alaska | 2 | Dropped - in Alaska or in Hawaii
Tyee Lake Hydroelectric Facility | 61166 | UNIT1 | Hydro | Alaska | 11.3 | Dropped - in Alaska or in Hawaii
Tyee Lake Hydroelectric Facility | 61166 | UNIT2 | Hydro | Alaska | 11.3 | Dropped - in Alaska or in Hawaii
EE Waianae Solar Project | 61172 | WAIAN | Solar PV | Hawaii | 27.6 | Dropped - in Alaska or in Hawaii
Georgia-Pacific Brewton Mill | 54789 | 1TG | Non-Fossil Waste | Alabama | 10.5 | Dropped - Onsite Unit
Thiele Kaolin Sandersville | 54841 | G1 | Combustion Turbine | Georgia | 1.1 | Dropped - Onsite Unit
Thiele Kaolin Sandersville | 54841 | G2 | Combustion Turbine | Georgia | 1.1 | Dropped - Onsite Unit
Thiele Kaolin Reedy Creek | 54849 | G1 | Combustion Turbine | Georgia | 1.1 | Dropped - Onsite Unit
Thiele Kaolin Reedy Creek | 54849 | G2 | Combustion Turbine | Georgia | 1.1 | Dropped - Onsite Unit
SJ/SC WPCP | 56080 | E2 | Non-Fossil Waste | California | 0.8 | Dropped - Onsite Unit
SJ/SC WPCP | 56080 | E5 | Non-Fossil Waste | California | 1.8 | Dropped - Onsite Unit
SABIC Innovative Plastics Mt. Vernon | 58063 | 1 | Coal Steam | Indiana | 3 | Dropped - Onsite Unit
Honeywell Farms | 10125 | 1 | Combustion Turbine | New York | 0.8 | Dropped - Onsite Unit
Honeywell Farms | 10125 | 2 | Combustion Turbine | New York | 0.8 | Dropped - Onsite Unit
Honeywell Farms | 10125 | 3 | Combustion Turbine | New York | 0.8 | Dropped - Onsite Unit
Honeywell Farms | 10125 | 4 | Combustion Turbine | New York | 0.8 | Dropped - Onsite Unit
Honeywell Farms | 10125 | 5 | Combustion Turbine | New York | 0.8 | Dropped - Onsite Unit
Honeywell Farms | 10125 | 6 | Combustion Turbine | New York | 0.4 | Dropped - Onsite Unit
Aliso Water Management Agency | 10820 | GEN1 | Non-Fossil Waste | California | 0.4 | Dropped - Onsite Unit
Aliso Water Management Agency | 10820 | GEN2 | Non-Fossil Waste | California | 0.4 | Dropped - Onsite Unit
Wentzville Assembly & Contiguous | 57932 | GEN1 | O/G Steam | Missouri | 3 | Dropped - Onsite Unit
MTSU Power Co-Gen Plant | 58179 | SG-01 | Combustion Turbine | Tennessee | 2 | Dropped - Onsite Unit
MTSU Power Co-Gen Plant | 58179 | SG-02 | Combustion Turbine | Tennessee | 2 | Dropped - Onsite Unit
MTSU Power Co-Gen Plant | 58179 | SG-03 | Combustion Turbine | Tennessee | 2 | Dropped - Onsite Unit
MTSU Power Co-Gen Plant | 58179 | SG-04 | Combustion Turbine | Tennessee | 2 | Dropped - Onsite Unit
MTSU Power Co-Gen Plant | 58179 | SG-05 | Combustion Turbine | Tennessee | 2 | Dropped - Onsite Unit
Sherwin Alumina | 54291 | 1 | Non-Fossil Waste | Texas | 6 | Dropped - Onsite Unit
Sherwin Alumina | 54291 | 2 | Non-Fossil Waste | Texas | 6 | Dropped - Onsite Unit
Sherwin Alumina | 54291 | 3 | Non-Fossil Waste | Texas | 6 | Dropped - Onsite Unit
Sherwin Alumina | 54291 | 4 | Non-Fossil Waste | Texas | 6 | Dropped - Onsite Unit
University of Texas at San Antonio | 54606 | GEN1 | Combustion Turbine | Texas | 3.3 | Dropped - Onsite Unit
Kalaheo Hydro | 10412 | KAL | Hydro | Hawaii | 1.1 | Dropped - Onsite Unit
MVUT | 10600 | GEN1 | Combustion Turbine | California | 3.1 | Dropped - Onsite Unit
Des Moines Wastewater Reclamation Fac | 50932 | 01 | Non-Fossil Waste | Iowa | 0.6 | Dropped - Onsite Unit
Des Moines Wastewater Reclamation Fac | 50932 | 02 | Non-Fossil Waste | Iowa | 0.6 | Dropped - Onsite Unit
Des Moines Wastewater Reclamation Fac | 50932 | 03 | Non-Fossil Waste | Iowa | 0.6 | Dropped - Onsite Unit
American Eagle Paper Mills | 50284 | TG3 | Coal Steam | Pennsylvania | 2.5 | Dropped - Onsite Unit
American Eagle Paper Mills | 50284 | TG4 | Coal Steam | Pennsylvania | 4.5 | Dropped - Onsite Unit
American Eagle Paper Mills | 50284 | TG5 | Coal Steam | Pennsylvania | 3 | Dropped - Onsite Unit
American Eagle Paper Mills | 50284 | TG6 | Coal Steam | Pennsylvania | 7 | Dropped - Onsite Unit
General Mills West Chicago | 54924 | 1 | Combustion Turbine | Illinois | 0.8 | Dropped - Onsite Unit
General Mills West Chicago | 54924 | 2 | Combustion Turbine | Illinois | 0.8 | Dropped - Onsite Unit
General Mills West Chicago | 54924 | 3 | Combustion Turbine | Illinois | 0.8 | Dropped - Onsite Unit
General Mills West Chicago | 54924 | 4 | Combustion Turbine | Illinois | 0.8 | Dropped - Onsite Unit
General Mills West Chicago | 54924 | 5 | Combustion Turbine | Illinois | 0.8 | Dropped - Onsite Unit
General Mills West Chicago | 54924 | 6 | Combustion Turbine | Illinois | 0.8 | Dropped - Onsite Unit
General Mills West Chicago | 54924 | 7 | Combustion Turbine | Illinois | 0.8 | Dropped - Onsite Unit
General Mills West Chicago | 54924 | 8 | Combustion Turbine | Illinois | 0.8 | Dropped - Onsite Unit
Georgia-Pacific Palatka Operations | 10611 | GEN2 | O/G Steam | Florida | 7 | Dropped - Onsite Unit
Aliso Water Management Agency | 10820 | GEN3 | Non-Fossil Waste | California | 0.4 | Dropped - Onsite Unit
Grossmont Hospital | 10115 | GEN1 | Combustion Turbine | California | 0.8 | Dropped - Onsite Unit
Grossmont Hospital | 10115 | GEN2 | Combustion Turbine | California | 0.8 | Dropped - Onsite Unit
Port Townsend Paper | 50544 | GEN4 | Non-Fossil Waste | Washington | 3 | Dropped - Onsite Unit
Warm Springs Forest Products | 50426 | GEN1 | Biomass | Oregon | 2.6 | Dropped - Onsite Unit
Warm Springs Forest Products | 50426 | GEN2 | Biomass | Oregon | 2.6 | Dropped - Onsite Unit
Warm Springs Forest Products | 50426 | GEN3 | Biomass | Oregon | 2.6 | Dropped - Onsite Unit
Vanderbilt University Power Plant | 52048 | GT1 | Combustion Turbine | Tennessee | 4 | Dropped - Onsite Unit
Harford Waste to Energy Facility | 54935 | 001 | Municipal Solid Waste | Maryland | 1.1 | Dropped - Onsite Unit
Uncasville Mill | 50801 | GEN1 | O/G Steam | Connecticut | 1.3 | Dropped - Onsite Unit
Cutrale Citrus Juices USA I | 10020 | GEN2 | Combustion Turbine | Florida | 4.3 | Dropped - Onsite Unit
Hampton Facility | 10108 | GEN6 | Combustion Turbine | New Hampshire | 0.7 | Dropped - Onsite Unit
Bob Jones University Cogen Plant | 10280 | ENG2 | Combustion Turbine | South Carolina | 1.1 | Dropped - Onsite Unit
Bob Jones University Cogen Plant | 10280 | ENG4 | Combustion Turbine | South Carolina | 1.1 | Dropped - Onsite Unit
General Mills Operations Lodi | 10031 | 1 | Combustion Turbine | California | 3.2 | Dropped - Onsite Unit
Powertrain Warren General Motors | 10032 | GT1 | Combustion Turbine | Michigan | 2.7 | Dropped - Onsite Unit
Cutrale Citrus Juices USA II | 10188 | GEN5 | Combustion Turbine | Florida | 4.3 | Dropped - Onsite Unit
Fairfield Works | 50730 | GEN1 | Fossil Waste | Alabama | 20 | Dropped - Onsite Unit
Fairfield Works | 50730 | GEN2 | Fossil Waste | Alabama | 20 | Dropped - Onsite Unit
Fairfield Works | 50730 | GEN3 | Fossil Waste | Alabama | 20 | Dropped - Onsite Unit
Fairfield Works | 50730 | GEN4 | Fossil Waste | Alabama | 20 | Dropped - Onsite Unit
RockTenn Coshocton Mill | 50811 | GEN1 | Biomass | Ohio | 12 | Dropped - Onsite Unit
Lincoln Paper & Tissue | 54587 | TG-3 | Biomass | Maine | 9 | Dropped - Onsite Unit
Mercy Medical Center | 58163 | 2 | Combustion Turbine | New York | 0.4 | Dropped - Onsite Unit
John Deere Harvester Works | 10039 | GEN6 | Coal Steam | Illinois | 2.5 | Dropped - Onsite Unit
Boise Cascade International Falls | 10486 | GEN1 | Non-Fossil Waste | Minnesota | 4 | Dropped - Onsite Unit
Boise Cascade International Falls | 10486 | GEN2 | Non-Fossil Waste | Minnesota | 4 | Dropped - Onsite Unit
Boise Cascade International Falls | 10486 | GEN3 | Non-Fossil Waste | Minnesota | 7.5 | Dropped - Onsite Unit
Boise Cascade International Falls | 10486 | GEN4 | Non-Fossil Waste | Minnesota | 7.5 | Dropped - Onsite Unit
Westrock Hodge (LA) | 50810 | NO 6 | Non-Fossil Waste | Louisiana | 5 | Dropped - Onsite Unit
Bayer CropScience Institute Plant | 57917 | 2 | Coal Steam | West Virginia | 6.3 | Dropped - Onsite Unit
Bayer CropScience Institute Plant | 57917 | 1 | Coal Steam | West Virginia | 6.3 | Dropped - Onsite Unit
Goddard Steam Plant | 57944 | 1 | O/G Steam | Maryland | 5 | Dropped - Onsite Unit
Goddard Steam Plant | 57944 | 2 | O/G Steam | Maryland | 5 | Dropped - Onsite Unit
Cutrale Citrus Juices USA II | 10188 | GEN4 | Combustion Turbine | Florida | 4.3 | Dropped - Onsite Unit
Bob Jones University Cogen Plant | 10280 | ENG3 | Combustion Turbine | South Carolina | 1.1 | Dropped - Onsite Unit
Pfizer Groton Plant | 54236 | TG 2 | O/G Steam | Connecticut | 2.5 | Dropped - Onsite Unit
John Deere Harvester Works | 10039 | GEN7 | Coal Steam | Illinois | 0.8 | Dropped - Onsite Unit
Iowa Methodist Medical Center | 10655 | 1 | Combustion Turbine | Iowa | 1.5 | Dropped - Onsite Unit
Iowa Methodist Medical Center | 10655 | 2 | Combustion Turbine | Iowa | 1.5 | Dropped - Onsite Unit
Iowa Methodist Medical Center | 10655 | 3 | Combustion Turbine | Iowa | 0.5 | Dropped - Onsite Unit
Sierra Nevada Brewing Co | 58585 | FCE | Fuel Cell | California | 1 | Dropped - Onsite Unit
SJ/SC WPCP | 56080 | E3 | Non-Fossil Waste | California | 0.8 | Dropped - Onsite Unit
Cross Oil Refining & Marketing, Inc | 58077 | CROSS | Combustion Turbine | Arkansas | 3.5 | Dropped - Onsite Unit
West Campus Steam Plant | 58194 | WC 2 | Coal Steam | Pennsylvania | 0.5 | Dropped - Onsite Unit
West Campus Steam Plant | 58194 | WC 3 | Coal Steam | Pennsylvania | 0.6 | Dropped - Onsite Unit
Cargill Corn Wet Milling Plant | 10729 | GEN1 | Coal Steam | Tennessee | 10.3 | Dropped - Onsite Unit
Morton Salt Rittman | 54335 | GEN1 | Coal Steam | Ohio | 1.5 | Dropped - Onsite Unit
Presence Saint Mary of Nazareth Hospital | 54886 | GEN2 | Combustion Turbine | Illinois | 0.8 | Dropped - Onsite Unit
Albany Brewery | 57936 | GEN1 | Coal Steam | Georgia | 2.5 | Dropped - Onsite Unit
West Point (PA) | 52149 | GEN1 | O/G Steam | Pennsylvania | 3 | Dropped - Onsite Unit
Vanderbilt University Power Plant | 52048 | GEN1 | Coal Steam | Tennessee | 6.5 | Dropped - Onsite Unit
Central District Wastewater Treat Plant | 54623 | 2 | Non-Fossil Waste | Florida | 1.2 | Dropped - Onsite Unit
PInova Inc | 10120 | GEN6 | Biomass | Georgia | 2 | Dropped - Onsite Unit
AG Processing Inc | 10223 | E.C. | Coal Steam | Iowa | 8.5 | Dropped - Onsite Unit
Green Bay West Mill | 10360 | GEN10 | Coal Steam | Wisconsin | 26.4 | Dropped - Onsite Unit
Green Bay West Mill | 10360 | GEN5 | Coal Steam | Wisconsin | 7.5 | Dropped - Onsite Unit
Texas City Plant Union Carbide | 50153 | GTG | Combustion Turbine | Texas | 32 | Dropped - Onsite Unit
Valero Energy Port Arthur Refinery | 52108 | GEN1 | Combined Cycle | Texas | 14 | Dropped - Onsite Unit
Valero Energy Port Arthur Refinery | 52108 | GEN2 | Combustion Turbine | Texas | 12 | Dropped - Onsite Unit
Valero Energy Port Arthur Refinery | 52108 | GEN4 | Fossil Waste | Texas | 10 | Dropped - Onsite Unit
Valero Energy Port Arthur Refinery | 52108 | GEN5 | Fossil Waste | Texas | 10 | Dropped - Onsite Unit
Valero Energy Port Arthur Refinery | 52108 | GEN6 | Fossil Waste | Texas | 10 | Dropped - Onsite Unit
Valero Energy Port Arthur Refinery | 52108 | GEN7 | Fossil Waste | Texas | 10 | Dropped - Onsite Unit
Central District Wastewater Treat Plant | 54623 | 1 | Non-Fossil Waste | Florida | 1.2 | Dropped - Onsite Unit
John Deere Harvester Works | 10039 | GEN2 | Coal Steam | Illinois | 2 | Dropped - Onsite Unit
NCAH Central Utility Plant | 58265 | EP-2 | Combustion Turbine | Iowa | 0.6 | Dropped - Onsite Unit
Suwannee River Chemical Complex | 50473 | SRC | Energy Storage | Florida | 27.3 | Dropped - Onsite Unit
Versailles Mill | 54657 | NO1 | O/G Steam | Connecticut | 14 | Dropped - Onsite Unit
Loma Linda University Cogen | 10206 | GEN3 | Combined Cycle | California | 1.2 | Dropped - Onsite Unit
Louisiana Sugar Refining | 10301 | GEN1 | O/G Steam | Louisiana | 0.6 | Dropped - Onsite Unit
Municipal Cogen Plant | 50674 | GEN1 | Combustion Turbine | California | 0.6 | Dropped - Onsite Unit
Municipal Cogen Plant | 50674 | GEN2 | Combustion Turbine | California | 0.6 | Dropped - Onsite Unit
International Paper Courtland Mill | 50245 | ABB | Non-Fossil Waste | Alabama | 62 | Dropped - Onsite Unit
International Paper Courtland Mill | 50245 | GE | Non-Fossil Waste | Alabama | 27 | Dropped - Onsite Unit
International Paper Co. - New Bern Mill | 50188 | TG1 | Non-Fossil Waste | North Carolina | 29.7 | Dropped - Onsite Unit
South District Wastewater Treatment Plt | 54624 | 2 | Energy Storage | Florida | 0.8 | Dropped - Onsite Unit
South District Wastewater Treatment Plt | 54624 | 3 | Energy Storage | Florida | 0.8 | Dropped - Onsite Unit
Vanderbilt University Power Plant | 52048 | GEN2 | Coal Steam | Tennessee | 4.5 | Dropped - Onsite Unit
Hoover Company | 55536 | 0542 | Combustion Turbine | Texas | 1.8 | Dropped - Onsite Unit
Hoover Company | 55536 | 0543 | Combustion Turbine | Texas | 1.8 | Dropped - Onsite Unit
Hoover Company | 55536 | 0544 | Combustion Turbine | Texas | 1.8 | Dropped - Onsite Unit
Hoover Company | 55536 | 0545 | Combustion Turbine | Texas | 1.8 | Dropped - Onsite Unit
South District Wastewater Treatment Plt | 54624 | 1 | Energy Storage | Florida | 0.8 | Dropped - Onsite Unit
Sinclair Oil Refinery | 54374 | NO1 | O/G Steam | Wyoming | 0.4 | Dropped - Onsite Unit
Red Shield Envir Old Town Facility | 10700 | TG2 | O/G Steam | Maine | 3 | Dropped - Onsite Unit
Red Shield Envir Old Town Facility | 10700 | TG5 | Combustion Turbine | Maine | 8.8 | Dropped - Onsite Unit
John Deere Harvester Works | 10039 | GEN4 | Coal Steam | Illinois | 2.5 | Dropped - Onsite Unit
Park 500 Philip Morris USA | 50275 | TG2 | Coal Steam | Virginia | 0 | Dropped - Onsite Unit
Archer Daniels Midland Peoria | 10866 | GEN1 | Coal Steam | Illinois | 1.5 | Dropped - Onsite Unit
International Paper Courtland Mill | 50245 | GT | Combustion Turbine | Alabama | 30 | Dropped - Onsite Unit
MMSD Jones Island Wastewater | 54851 | GEN2 | Combustion Turbine | Wisconsin | 13 | Dropped - Onsite Unit
Domtar Paper Company Rothschild | 50190 | TG2 | O/G Steam | Wisconsin | 4.7 | Dropped - Onsite Unit
Lincoln Paper & Tissue | 54587 | WEST | Non-Fossil Waste | Maine | 3.5 | Dropped - Onsite Unit
Prairie Horizon Agri Energy | 58183 | T5687 | O/G Steam | Kansas | 0 | Dropped - Onsite Unit
Kamin LLC Wrens Plant | 54880 | WPH1 | Combustion Turbine | Georgia | 1.1 | Dropped - Onsite Unit
Kamin LLC Wrens Plant | 54880 | WPH2 | Combustion Turbine | Georgia | 1.2 | Dropped - Onsite Unit
Kamin LLC Wrens Plant | 54880 | WPH3 | Combustion Turbine | Georgia | 1 | Dropped - Onsite Unit
Archer Daniels Midland Peoria | 10866 | GEN5 | Coal Steam | Illinois | 4 | Dropped - Onsite Unit
Rhinelander Mill | 50933 | GEN3 | O/G Steam | Wisconsin | 0.6 | Dropped - Onsite Unit
Sinclair Oil Refinery | 54374 | 2002 | Combustion Turbine | Wyoming | 1.3 | Dropped - Onsite Unit
Clark University | 10408 | GEN1 | Combustion Turbine | Massachusetts | 2 | Dropped - Onsite Unit
Central District Wastewater Treat Plant | 54623 | 3 | Non-Fossil Waste | Florida | 1.2 | Dropped - Onsite Unit
Central District Wastewater Treat Plant | 54623 | 4 | Non-Fossil Waste | Florida | 1.2 | Dropped - Onsite Unit
Rock-Tenn Mill | 54763 | 3TG | Non-Fossil Waste | Alabama | 16 | Dropped - Onsite Unit
John Deere Harvester Works | 10039 | GEN5 | Coal Steam | Illinois | 3 | Dropped - Onsite Unit
Motiva Enterprises Port Arthur Refinery | 50973 | GN26 | Combined Cycle | Texas | 9.7 | Dropped - Onsite Unit
Archer Daniels Midland Peoria | 10866 | GEN2 | Coal Steam | Illinois | 1.5 | Dropped - Onsite Unit
Archer Daniels Midland Peoria | 10866 | GEN3 | Coal Steam | Illinois | 4 | Dropped - Onsite Unit
Archer Daniels Midland Peoria | 10866 | GEN4 | Coal Steam | Illinois | 4 | Dropped - Onsite Unit
Archer Daniels Midland Peoria | 10866 | GEN8 | Combustion Turbine | Illinois | 10 | Dropped - Onsite Unit
Middlebury College | 57804 | 1 | Biomass | Vermont | 0.1 | Dropped - Onsite Unit
Freeport Energy | 52120 | G-62 | Combined Cycle | Texas | 68.3 | Dropped - Onsite Unit
Unisea G 2 | 54422 | CAT1 | Combustion Turbine | Alaska | 0.8 | Dropped - Onsite Unit
Unisea G 2 | 54422 | CAT2 | Combustion Turbine | Alaska | 0.9 | Dropped - Onsite Unit
Spartanburg Water System | 54675 | DI1 | Combustion Turbine | South Carolina | 1.6 | Dropped - Onsite Unit
Rolls Royce | 54286 | 63F5 | Combustion Turbine | Indiana | 2.1 | Dropped - Onsite Unit
Motiva Enterprises Port Arthur Refinery | 50973 | GN27 | Combined Cycle | Texas | 4.3 | Dropped - Onsite Unit
Whiting Refinery | 52130 | 15TG | Fossil Waste | Indiana | 5 | Dropped - Onsite Unit
Cutrale Citrus Juices USA I | 10020 | GEN1 | Combustion Turbine | Florida | 3.1 | Dropped - Onsite Unit
Cutrale Citrus Juices USA II | 10188 | GEN1 | Combined Cycle | Florida | 3 | Dropped - Onsite Unit
Cutrale Citrus Juices USA II | 10188 | GEN2 | Combined Cycle | Florida | 3 | Dropped - Onsite Unit
John Deere Dubuque Works | 54414 | GEN2 | Coal Steam | Iowa | 3.5 | Dropped - Onsite Unit
John Deere Dubuque Works | 54414 | GEN4 | Coal Steam | Iowa | 7.5 | Dropped - Onsite Unit
International Paper Franklin Mill | 52152 | GEN1 | Non-Fossil Waste | Virginia | 5 | Dropped - Onsite Unit
International Paper Franklin Mill | 52152 | GEN2 | Non-Fossil Waste | Virginia | 3.7 | Dropped - Onsite Unit
International Paper Franklin Mill | 52152 | GEN3 | Non-Fossil Waste | Virginia | 2.5 | Dropped - Onsite Unit
International Paper Franklin Mill | 52152 | GEN6 | Non-Fossil Waste | Virginia | 9.3 | Dropped - Onsite Unit
International Paper Franklin Mill | 52152 | GEN7 | Non-Fossil Waste | Virginia | 15.6 | Dropped - Onsite Unit
International Paper Franklin Mill | 52152 | GEN8 | Non-Fossil Waste | Virginia | 27.5 | Dropped - Onsite Unit
Cargill Corn Wet Milling Plant | 10729 | GEN2 | Combustion Turbine | Tennessee | 4.3 | Dropped - Onsite Unit
YKK USA Chestney | 54566 | GEN1 | Combustion Turbine | Georgia | 1.5 | Dropped - Onsite Unit
YKK USA Chestney | 54566 | GEN2 | Combustion Turbine | Georgia | 1.5 | Dropped - Onsite Unit
YKK USA Chestney | 54566 | GEN3 | Combustion Turbine | Georgia | 1.7 | Dropped - Onsite Unit
Athens Regional Medical Center | 55319 | CU1 | Combustion Turbine | Georgia | 0.7 | Dropped - Onsite Unit
Gramercy Holdings LLC | 50846 | GT2 | Combustion Turbine | Louisiana | 15 | Dropped - Onsite Unit
Oklahoma State University | 54779 | GEN3 | O/G Steam | Oklahoma | 1.6 | Dropped - Onsite Unit
Marathon Electric | 50990 | P3-5 | Combustion Turbine | Wisconsin | 0.7 | Dropped - Onsite Unit
Freeport Energy | 52120 | G-35 | Combined Cycle | Texas | 95.6 | Dropped - Onsite Unit
Freeport Energy | 52120 | G-36 | Combined Cycle | Texas | 99 | Dropped - Onsite Unit
John Deere Dubuque Works | 54414 | GEN3 | Coal Steam | Iowa | 1.5 | Dropped - Onsite Unit
Fort Greely Power Plant | 54834 | EN-1 | Combustion Turbine | Alaska | 1 | Dropped - Onsite Unit
Fort Greely Power Plant | 54834 | EN-2 | Combustion Turbine | Alaska | 1 | Dropped - Onsite Unit
Fort Greely Power Plant | 54834 | EN-3 | Combustion Turbine | Alaska | 1 | Dropped - Onsite Unit
Port Townsend Paper | 50544 | GEN2 | Non-Fossil Waste | Washington | 3 | Dropped - Onsite Unit
U S Alliance Coosa Pines | 54216 | AOW1 | Coal Steam | Alabama | 4.7 | Dropped - Onsite Unit
U S Alliance Coosa Pines | 54216 | AOW2 | Coal Steam | Alabama | 4.7 | Dropped - Onsite Unit
U S Alliance Coosa Pines | 54216 | AOW4 | Coal Steam | Alabama | 4.7 | Dropped - Onsite Unit
U S Alliance Coosa Pines | 54216 | AOW5 | Coal Steam | Alabama | 4.7 | Dropped - Onsite Unit
Archer Daniels Midland Clinton | 10860 | GEN1 | Coal Steam | Iowa | 7.5 | Dropped - Onsite Unit
Archer Daniels Midland Clinton | 10860 | GEN2 | Coal Steam | Iowa | 3.5 | Dropped - Onsite Unit
Archer Daniels Midland Clinton | 10860 | GEN3 | Coal Steam | Iowa | 9.4 | Dropped - Onsite Unit
Archer Daniels Midland Clinton | 10860 | GEN4 | Coal Steam | Iowa | 4 | Dropped - Onsite Unit
Archer Daniels Midland Clinton | 10860 | GEN5 | Coal Steam | Iowa | 7 | Dropped - Onsite Unit
Sabine River Works | 10789 | GEN4 | Combined Cycle | Texas | 5 | Dropped - Onsite Unit
Encina Water Pollution Control | 10026 | EG2 | Combustion Turbine | California | 0.5 | Dropped - Onsite Unit
Encina Water Pollution Control | 10026 | EG3 | Non-Fossil Waste | California | 0.5 | Dropped - Onsite Unit
Rolls Royce | 54286 | RIOT | Combustion Turbine | Indiana | 3.3 | Dropped - Onsite Unit
Rolls Royce | 54286 | RO9T | Combustion Turbine | Indiana | 3.3 | Dropped - Onsite Unit
SJ/SC WPCP | 56080 | E6 | Non-Fossil Waste | California | 1.8 | Dropped - Onsite Unit
Encina Water Pollution Control | 10026 | EG1 | Combustion Turbine | California | 0.5 | Dropped - Onsite Unit
Big Spring Texas Refinery | 10569 | GENA | Non-Fossil Waste | Texas | 1 | Dropped - Onsite Unit
Louisiana Tech University Power Plant | 54240 | TG2 | O/G Steam | Louisiana | 4.6 | Dropped - Onsite Unit
SJ/SC WPCP | 56080 | E1 | Non-Fossil Waste | California | 0.8 | Dropped - Onsite Unit
Merck Rahway Power Plant | 10224 | GEN7 | O/G Steam | New Jersey | 3.8 | Dropped - Onsite Unit
Elk Basin Gasoline Plant | 52127 | GEN3 | Fossil Waste | Wyoming | 0.4 | Dropped - Onsite Unit
Georgia-Pacific Palatka Operations | 10611 | GEN3 | Non-Fossil Waste | Florida | 4.7 | Dropped - Onsite Unit
Freeport Energy | 52120 | G-33 | Combined Cycle | Texas | 49 | Dropped - Onsite Unit
Kaweah Delta District Hospital | 10042 | KDH2 | Combustion Turbine | California | 0.5 | Dropped - Onsite Unit
Gramercy Holdings LLC | 50846 | GT1 | Combustion Turbine | Louisiana | 15 | Dropped - Onsite Unit
Kaweah Delta District Hospital | 10042 | KDH1 | Combustion Turbine | California | 0.5 | Dropped - Onsite Unit
Valero Energy Port Arthur Refinery | 52108 | GEN3 | Combined Cycle | Texas | 12 | Dropped - Onsite Unit
Domtar Kingsport Mill | 10252 | NO.6 | Non-Fossil Waste | Tennessee | 7 | Dropped - Onsite Unit
Domtar Kingsport Mill | 10252 | NO.7 | Non-Fossil Waste | Tennessee | 12 | Dropped - Onsite Unit
Valero Refinery Corpus Christi West | 50121 | TG3 | Fossil Waste | Texas | 7 | Dropped - Onsite Unit
Kamin LLC Wrens Plant | 54880 | WP1 | Combustion Turbine | Georgia | 1.1 | Dropped - Onsite Unit
Kaweah Delta District Hospital | 10042 | KDH3 | Combustion Turbine | California | 0.7 | Dropped - Onsite Unit
YKK USA Chestney | 54566 | PPD1 | Combustion Turbine | Georgia | 0.4 | Dropped - Onsite Unit
YKK USA Chestney | 54566 | PPD2 | Combustion Turbine | Georgia | 0.4 | Dropped - Onsite Unit
Westrock Hodge (LA) | 50810 | NO 4 | Non-Fossil Waste | Louisiana | 3 | Dropped - Onsite Unit
Fuyao Glass Illinois Inc. | 54360 | 1200 | Combustion Turbine | Illinois | 1.2 | Dropped - Onsite Unit
Chino Mines | 54667 | 5 | O/G Steam | New Mexico | 9.3 | Dropped - Onsite Unit
Chino Mines | 54667 | 8 | O/G Steam | New Mexico | 27.9 | Dropped - Onsite Unit
Cutrale Citrus Juices USA II | 10188 | GEN3 | Combined Cycle | Florida | 1.3 | Dropped - Onsite Unit
Oakwood Hospital & Medical Center | 50260 | 300KW | Combustion Turbine | Michigan | 0.3 | Dropped - Onsite Unit
Ascend Performance Materials Texas Inc. | 10418 | GEN2 | Fossil Waste | Texas | 1.2 | Dropped - Onsite Unit
Ascend Performance Materials Texas Inc. | 10418 | GEN3 | Fossil Waste | Texas | 2 | Dropped - Onsite Unit
West Group Data Center | 54294 | 2178 | Combustion Turbine | Minnesota | 0.7 | Dropped - Onsite Unit
West Group Data Center | 54294 | 2179 | Combustion Turbine | Minnesota | 0.7 | Dropped - Onsite Unit
West Group Data Center | 54294 | 2180 | Combustion Turbine | Minnesota | 0.7 | Dropped - Onsite Unit
Lincoln Paper & Tissue | 54587 | GE | Non-Fossil Waste | Maine | 2 | Dropped - Onsite Unit
Pfizer Groton Plant | 54236 | TG 1 | O/G Steam | Connecticut | 2.5 | Dropped - Onsite Unit
Green Bay West Mill | 10360 | GEN8 | Coal Steam | Wisconsin | 20 | Dropped - Onsite Unit
Chino Mines | 54667 | 4 | O/G Steam | New Mexico | 7 | Dropped - Onsite Unit
Oakwood Hospital & Medical Center | 50260 | EG#1 | Combustion Turbine | Michigan | 0.5 | Dropped - Onsite Unit
Oakwood Hospital & Medical Center | 50260 | EG#2 | Combustion Turbine | Michigan | 0.5 | Dropped - Onsite Unit
Oakwood Hospital & Medical Center | 50260 | EG#3 | Combustion Turbine | Michigan | 0.5 | Dropped - Onsite Unit
Whiting Refinery | 52130 | 17TG | Fossil Waste | Indiana | 5 | Dropped - Onsite Unit
Iowa State University | 54201 | 1 | Coal Steam | Iowa | 3 | Dropped - Onsite Unit
Hoffmann LaRoche | 10123 | TG1 | Combustion Turbine | New Jersey | 3 | Dropped - Onsite Unit
Hoffmann LaRoche | 10123 | TG2 | Combustion Turbine | New Jersey | 3 | Dropped - Onsite Unit
Hoffmann LaRoche | 10123 | TG3 | Combustion Turbine | New Jersey | 3 | Dropped - Onsite Unit
Fernandina Beach Mill | 10202 | GEN4 | Coal Steam | Florida | 7 | Dropped - Onsite Unit
Celanese Acetate LLC | 52089 | DEG1 | Combustion Turbine | Virginia | 2 | Dropped - Onsite Unit
University of Illinois Abbott Power Plt | 54780 | T5 | O/G Steam | Illinois | 3 | Dropped - Onsite Unit
Freeport Energy | 52120 | G-45 | Combined Cycle | Texas | 92 | Dropped - Onsite Unit
Village Creek Water Reclamation Facility | 54520 | 3 | Non-Fossil Waste | Texas | 1.1 | Dropped - Onsite Unit
Rock-Tenn Mill | 54763 | ITG | Non-Fossil Waste | Alabama | 9.2 | Dropped - Onsite Unit
DeKalb Medical Center-Hillandale | 56231 | 03 | Combustion Turbine | Georgia | 1.5 | Dropped - Onsite Unit
Ford Utilities Center | 50906 | 2 | O/G Steam | New Mexico | 1.4 | Dropped - Onsite Unit
Naval Hospital Medical Center | 50963 | 2TG | Combustion Turbine | California | 0.7 | Dropped - Onsite Unit
Naval Hospital Medical Center | 50963 | 3TG | Combustion Turbine | California | 0.7 | Dropped - Onsite Unit
Naval Hospital Medical Center | 50963 | 1TG | Combustion Turbine | California | 0.7 | Dropped - Onsite Unit
Freeport Energy | 52120 | G-42 | Combined Cycle | Texas | 46 | Dropped - Onsite Unit
Freeport Energy | 52120 | G-31 | Combined Cycle | Texas | 50 | Dropped - Onsite Unit
U S Alliance Coosa Pines | 54216 | AOW3 | Coal Steam | Alabama | 4.7 | Dropped - Onsite Unit
Red Shield Envir Old Town Facility | 10700 | TG1 | O/G Steam | Maine | 3.3 | Dropped - Onsite Unit
San Diego State University | 50061 | GEN1 | Combined Cycle | California | 2.9 | Dropped - Onsite Unit
Louisiana Tech University Power Plant | 54240 | TG1 | O/G Steam | Louisiana | 2.5 | Dropped - Onsite Unit
Bayville Central Facility | 54569 | SBG1 | Combustion Turbine | New Jersey | 0.6 | Dropped - Onsite Unit
CIP II/AR Bridgewater Holdings - NJCOE | 10122 | 01 | Combustion Turbine | New Jersey | 2.7 | Dropped - Onsite Unit
California Institute of Technology | 10262 | GEN1 | Combined Cycle | California | 1 | Dropped - Onsite Unit
California Institute of Technology | 10262 | GEN2 | Combined Cycle | California | 4.3 | Dropped - Onsite Unit
International Paper Savanna Mill | 50398 | GEN5 | Biomass | Georgia | 7 | Dropped - Onsite Unit
Kamin LLC Wrens Plant | 54880 | TUR1 | Combustion Turbine | Georgia | 0.9 | Dropped - Onsite Unit
Green Bay West Mill | 10360 | GEN1 | Coal Steam | Wisconsin | 1.4 | Dropped - Onsite Unit
Green Bay West Mill | 10360 | GEN2 | Coal Steam | Wisconsin | 2.8 | Dropped - Onsite Unit
Green Bay West Mill | 10360 | GEN3 | Coal Steam | Wisconsin | 2.8 | Dropped - Onsite Unit
Green Bay West Mill | 10360 | GEN4 | Coal Steam | Wisconsin | 2.3 | Dropped - Onsite Unit
Cargill Salt | 54965 | DCT | Coal Steam | Michigan | 1.2 | Dropped - Onsite Unit
Grossmont Hospital | 10115 | GEN3 | Combustion Turbine | California | 4.2 | Dropped - Onsite Unit
California Institute of Technology | 10262 | GEN3 | Combined Cycle | California | 2.5 | Dropped - Onsite Unit
California Institute of Technology | 10262 | GEN4 | Combined Cycle | California | 2.5 | Dropped - Onsite Unit
California Institute of Technology | 10262 | GEN5 | Combined Cycle | California | 1 | Dropped - Onsite Unit
Richmond Cogen | 52109 | GEN3 | Combined Cycle | California | 43 | Dropped - Onsite Unit
Univ of NC Chapel Hill Cogen Facility | 54276 | TG4 | Coal Steam | North Carolina | 20 | Dropped - Onsite Unit
Williams College - Campus CHP | 58160 | GEN3 | Combustion Turbine | Massachusetts | 1.2 | Dropped - Onsite Unit
Williams College - Campus CHP | 58160 | GEN6 | Combustion Turbine | Massachusetts | 2 | Dropped - Onsite Unit