{"text_format":"1","workbook":"xlsx","n_sheets":9,"sheets":["READ ME","Run Log","Map","Whisker","Emissions GWh Btu MW","All Run Comparison","RPE Files","Named Ranges","Lookup tables"],"not_rendered":{"charts":16,"images":0,"macros":1,"external_links":0,"defined_names":79,"comments":4,"pivot_tables":0},"unopened":[],"bounds":{"document_bytes":16777216,"sheet_cells":100000,"rows_first":2000,"rows_last":500,"rows_between":2000,"halvings":0,"cell_chars":16384,"cell_head_chars":4096},"cells_cut":0,"cells_raw":0,"read":"whole","date_system":"1900"}

{"sheet":"READ ME","index":0,"n_rows":233,"n_cols":12,"rows_kept":233,"cut":false,"hidden":false,"merged":[[223,4,231,17],[232,3,233,17],[134,4,136,17],[138,4,140,17],[142,4,145,17],[168,3,185,17],[187,4,201,17],[205,3,221,17],[126,4,127,17],[129,4,132,17],[159,4,160,17],[161,4,162,17],[147,4,150,17],[152,4,155,17],[157,4,157,17],[115,4,120,17],[122,4,124,17],[80,3,82,17],[52,3,53,17],[55,3,57,17],[59,3,61,17],[111,4,113,17],[95,7,95,10],[96,7,96,10],[84,4,88,17],[90,5,90,6],[91,5,91,6],[92,5,92,6],[90,7,90,10],[91,7,91,10],[92,7,92,10],[37,3,42,17],[46,3,47,17],[49,3,50,17],[68,3,78,17],[16,3,35,17],[63,3,64,17],[90,11,90,15],[91,11,91,15],[92,11,92,15],[93,11,93,15],[94,11,94,15],[107,4,109,17],[93,5,93,6],[94,5,94,6],[95,5,95,6],[96,5,96,6],[95,11,95,15],[96,11,96,15],[97,5,98,15],[101,4,102,17],[104,4,105,17],[93,7,93,10],[94,7,94,10]]}
[]
[null,"Table of Contents (click to jump to section)"]
[null,null,"IPM Results Viewer Overview"]
[null,null,null,"Overview"]
[null,null,null,"Beta-Test Disclaimer"]
[null,null,"Data Views / Worksheets"]
[null,null,"Navigation and Controls"]
[null,null,null,"Workbook Navigation / Exporting Data:"]
[null,null,null,"Dropdown Controls"]
[null,null,"Historical Data"]
[null,null,"RPE File Deep Dive"]
[]
[]
[]
[]
[null,null,"IPM Results Viewer Overview"]
[null,null,null,"Overview: The IPM Results Viewer is designed to allow a user to easily explore IPM case results via data visualizations. The viewer is pre-populated with data from the RPE files of IPM cases. This data includes details of IPM model plants, including the capacity, generation, heat input, emissions, pollution controls, retrofits, retirements, and new builds. The viewer does not currently contain cost data, including fuel prices, unit O&M costs, and system costs. This data may be found in the standard IPM output files.\n\nThe data can be viewed on a state map, a state whisker chart, or line, column, and pie charts detailing outputs for specific states or the CONUS. Drop down boxes (highlighted in green or blue) allow users to filter data based on multiple characteristics, including plant and fuel types, presence or lack of pollution controls, retrofits, and if the unit is a fossil unit > 25 MW (a frequent proxy for units covered by various power sector regulations). \n\nAdditionally, the actual data for an individual case can be viewed, or data can be displayed as a comparison (absolute or percent change) to other IPM cases or run years. Users also have advanced options to display emission rates or create fractions from the data (e.g., the fraction of generation that comes from coal steam units).\n\nTo enable the Results Viewer to operate faster, the file will not attempt to update automatically while the user is changing field settings.  Instead, the user must click the “Update” button after changing drop-down selections to update calculates and graphs. \n\nFinally, to add context to IPM projections, historical data is included; however, the user should take caution that some of the historical data may not be on a fully apples-to-apples basis with IPM projections based on accounting differences in EGU representation between reported data sets and IPM modeling projections. \n\nSimilarly,  models like IPM often include a final model run year  that is not included in the analysis of results. This technique reduces the likelihood that modeling results in the last represented year will be skewed due to the modeling artifact of having to specify an end point in the planning horizon, whereas, in reality, economic decision-making will continue to take information into account from years beyond the model’s time horizon. This should be considered when assessing model projections from the last output year"]
[]
[]
[]
[]
[]
[]
[]
[]
[]
[]
[]
[]
[]
[]
[]
[]
[]
[]
[]
[]
[null,null,null,"Beta-Test Disclaimer: This IPM Results Viewer is in a beta-testing state. It may have bugs or features that may need clarification or changes. If you find any errors or have any comments or questions, please send them to Jeremy Mark (mark.jeremy@epa.gov). \n\nIt should be noted that the historic data currently included in this viewer is rough and incomplete. See the note on historic data below for details about how it was derived and its limitations. "]
[]
[]
[]
[]
[]
[]
[]
[null,null,"Data Views / Worksheets"]
[null,null,null,"Run Log: This worksheet contains information describing the details of each IPM case loaded into this version of the IPM Results Viewer."]
[]
[]
[null,null,null,"Map: This worksheet contains a map that will display state-level outputs and color-code the states based on the data. Users can use the drop-down controls on the left (see Drop-Down Controls section for more details) to filter and change what data is displayed. "]
[]
[]
[null,null,null,"Whisker: This worksheet contains a whisker chart that will display one or two state-level outputs. Users can use the drop-down controls on the left (see Drop-Down Controls section for more details) to filter and change what data is displayed. "]
[]
[]
[null,null,null,"Emissions GWh Btu MW: This worksheet contains a variety of line, bar, and pie charts to display emissions, generation, heat input, and capacity outputs either nationally or for a user-chosen state. Users can use the drop-down controls on the left (see Drop-Down Controls section for more details) to filter and change what data is displayed. "]
[]
[]
[]
[null,null,null,"All Run Comparison: This worksheet contains a line chart that will display a single variable either nationally or for a user-chosen state across all cases in this version of the IPM Results Viewer.  Users can use the drop-down controls on the left (see Drop-Down Controls section for more details) to filter and change what data is displayed."]
[]
[]
[]
[null,null,null,"RPE Files: This worksheet contains the data from the RPE files for the IPM cases included in the viewer. It also contains additional data on model plant characteristics. This is described further in the RPE Files Deep Dive section of this document."]
[]
[]
[]
[null,null,"Navigation and Controls"]
[null,null,null,"Workbook Navigation / Exporting Data: The user can navigate to different worksheets in the IPM Results Viewer by either clicking the green worksheet tabs or clicking the green navigation buttons on each worksheet. Note that the Profile worksheet has two navigation buttons to flip between charts for emissions and generation/heat input/capacity. \n\nSome charts do not automatically update after changing filters (this helps the workbook run faster). To update the charts, click the update button. To reset the filters, click the reset button. \n\nEach worksheet has a button that allows users to export the data for a graph they have created, along with a screenshot of the graph. After clicking the button, the user will be asked to create a unique name for the worksheet that the data will be reported to and if they want the screenshot to include a picture of the control settings they had selected. Users can then use this exported, static data and photos for graphs or future reference/discussion.\n"]
[]
[]
[]
[]
[]
[]
[]
[]
[]
[]
[]
[null,null,null,"Dropdown Controls: On each worksheet, there are drop down controls (cells highlighted light green or light blue) that allow the user to choose what data is displayed and filter that data based on several different criteria. Below is a description of these various controls. Filters that are greyed out are either not active due to other selections the user has made or are inactive in this Beta-Test version.  "]
[]
[]
[]
[null,null,null,null,"Primary vs Comparison Data: The set of data filters on all the worksheets, except the profile worksheet, are labeled either “Primary” or “Comparison.” Understanding which measures, cases, years, and dimensions to select for the primary and comparison case data is key to display the data you want to view. The function of the Primary and Comparison selections differs based on the display value type and is summarized in the chart below. You can also hover the cursor over the display value type on the worksheet to see a pop-up comment that contains this information.  "]
[]
[]
[]
[]
[null,null,null,null,"Table for choosing the right measure, runs, years, and dimensions for each display value type"]
[null,null,null,null,null,"Display Value Type",null,"Primary Run/Dimensions",null,null,null,"Comparison Run/Dimensions"]
[null,null,null,null,null,"Actual",null,"Data you want to view",null,null,null,"N/A"]
[null,null,null,null,null,"Absolute Change",null,"How the [Primary Run/Year/Dimensions]",null,null,null,"Changes from the [Comparison Run/Year/Dimensions]"]
[null,null,null,null,null,"Percent Change",null,"How the [Primary Run/Year/Dimensions]",null,null,null,"Changes from the [Comparison Run/Year/Dimensions]"]
[null,null,null,null,null,"Fraction",null,"Numerator",null,null,null,"Denominator"]
[null,null,null,null,null,"Emissions Rate*",null,"Emissions",null,null,null,"Generation or Heat Input"]
[null,null,null,null,null,"Capacity Factor*",null,"Generation",null,null,null,"Capacity"]
[null,null,null,null,null,"*Run, Year, Dimensions, and season of the metric should be (Annual or Summer) should match between the Primary and Comparison selections"]
[]
[]
[]
[null,null,null,null,"Run: This dropdown allows the user to choose the case from which the data will be displayed. A Description of the cases appears on the “Run Log” worksheet. Users can also choose to view Historical data."]
[]
[]
[null,null,null,null,"Year: This dropdown allows the user to choose the year from which the data will be displayed. The dropdown options will change between the list of IPM cases years and historical years, depending on what case is selected.  "]
[]
[]
[null,null,null,null,"Region: On some worksheets, the user can select the region of interest for the data. Currently, the user can choose to see data either aggregated for the contiguous United States (CONUS) or for a specific state. If the user selects “state”, a second dropdown becomes available allowing the user to pick the state of interest."]
[]
[]
[]
[null,null,null,null,"Fuel Type: This dropdown allows the user to choose the year from which the data will be displayed. The dropdown options will change between the list of IPM run years and historical years, depending on what case is selected. Note that at the end of the list is an option “*Unit Did Not Operate” which can be used to filter for non-retired units that did not operate. "]
[]
[]
[]
[null,null,null,null,"Fossil >25 MW: This dropdown allows the user to choose to view either data for all units or just for units that are BOTH fossil-fired AND > 25 MW. Fossil-fired units > 25 MW are typically covered by EPA emission rules (like the CSAPR Update) and typically (but there are exceptions) report emissions to CAMD.  \n\nThis is a helpful filter when wanting to compare to historical data, as the current historical data for fossil-fired units is taken from CAMD data. See the section on historical data below for more information on how the historical data set was created and important data caveats."]
[]
[]
[]
[]
[]
[]
[null,null,null,null,"Existing/New/Retired: This dropdown allows the user to choose whether to view data for Existing and New (model built) units (the combination of which reflects the entire active fleet in the model), data for either Existing Units or New Units, or Retired Units (the latter being helpful to look at retired capacity). "]
[]
[]
[]
[null,null,null,null,"Plant Type: This dropdown allows the user to filter data based on the plant types in IPM. This is like the Plant Categories filter, which groups some plant types together. Users only need to use one filter or the other. These filters will likely be merged in future versions of this viewer."]
[]
[]
[null,null,null,null,"Plant Category: This dropdown allows the user to filter data based on the plant categories. While some of these categories have a 1-to-1 correspondence with plant types, others are a combination of plant types. This includes plant types Coal Steam and IGCC being combined in to a “Coal” category and all renewables (solar, wind, geothermal, biomass, and hydro) being grouped together. This filter and the Plant Type filter will likely be merged, with additional plant categories added, in future versions of this viewer.  "]
[]
[]
[]
[]
[null,null,null,null,"Plant Controls: This dropdown allows the user to filter data based on the types of post-combustion controls a unit has or does not have, as well as heat rate improvement (HRI) retrofits. “Any NOx control” includes either SCR or SNCR and “Any SO2 Control” includes either FGD or DSI; “No NOX Control” and “No SO2 Control” indicates the lack of either SCR/SNCR or FGD/DSI.  "]
[]
[]
[]
[null,null,null,null,"Existing or New Controls: This dropdown allows the user to filter data based on if they have Existing or New post-combustion controls (notes that all HRI retrofits are considered new controls for the use of this filter). This filter only works when a specific post-combustion control is chosen for the “Plant Controls” filter (this excludes “Any NOx Control” and “Any SO2 Control)."]
[]
[]
[]
[null,null,null,null,"Comparison Type: Some graphs on the Profile worksheet have a dropdown option that allows the user to select the “comparison type.” This functions like the Display Value Type, but the only options are “Actual” or “Absolute Change.” If “Absolute Change” is selected, the user will then be able to use a further series of dropdowns to describe what case (or historic data) should the comparison be made to and if the comparison run year should be fixed or variable.  "]
[]
[]
[]
[]
[null,null,null,null,"Fixed or Parallel (Comparison): Some graphs have a dropdown option that allow the user to choose a fixed or parallel run year for a comparison. A parallel run year means that like run years will be compared among cases (i.e. 2021 vs 2021, 2030 vs 2030, etc.). Changes from historic data will not be shown if a parallel comparison is selected. Alternatively, selecting a fixed year for comparison means all data will be displayed as a change from the specific run year (for the specific case) or historic year selected.  "]
[]
[]
[]
[]
[null,null,null,null,"Aggregation:  For the column and pie charts displaying Generation, Heat Input, and Capacity on the Profile worksheet, the user can select how the data should be aggregated. “Detailed” is the most granular view, showing all unit types in IPM. “Grouped” aggregates the detailed unit types into broader categories. Finally, “Highlight Single” allows the user to show a data single plant type or plant category and aggregates all other data into a single group. "]
[]
[]
[]
[]
[null,null,null,null,"Show/Hide: On the “All Run Comparison” worksheet, users can use the drop-down boxes to either show or hide a series on the graph."]
[]
[null,null,null,null,"Color: On the “All Run Comparison” worksheet, users can change the fill color of the cells to change the line colors in the graph."]
[]
[null,null,null,null,"Sort By: On the “Whisker” worksheet, users can change the order the states are displayed on the whisker chart so they are sorted either alphabetically or in ascending or descending order. "]
[]
[]
[]
[]
[]
[null,null,"Historical Data"]
[null,null,null,"Historical Data: The historical data in this beta version of the IPM Results Viewer is incomplete, but 1) may be helpful in many cases; 2) demonstrates the Results Viewer capability for displaying historic data; and 3) will be updated and refined in future versions. \n\nThe data historical data in the Results Viewer includes NOx, SO2, and CO2 emissions, net summer capacity, heat input, and generation (gross generation for fossil units and net generation for non-fossil units). \n\nData for fossil units is derived from CAMD Data. As such, it only includes units that report to this system, meaning that it tends to exclude fossil units less than 25 MW and some larger fossil units in Western states (particularly in California) that do not report CAMD data (as they are not covered by relevant EPA regulations requiring such reporting). Additionally, CAMD data is reported as gross generation, while IPM projects net generation levels; as a result, all comparisons including projected and historical generation will not be on an apples-to-apples basis due to this difference in gross (historical) versus net (projected) generation data. \n\nThe historical data provided in the viewer for non-fossil units that do not report to CAMD (i.e. nuclear, hydro, wind, solar, geothermal, and other non-fossil technologies) were derived from EIA form 923. \n\nFinally, as it is a frequent point of reference, CO2 emissions for 2005 are included at the state level, but no other emission, generation, or heat input data is available for that year."]
[]
[]
[]
[]
[]
[]
[]
[]
[]
[]
[]
[]
[]
[]
[]
[]
[]
[null,null,null,"    Data Caveats:"]
[null,null,null,null,"1) No data is included for fossil-fired units that do not report to CAMD (i.e. fossil units < 25 MW and some fossil units > 25 MW units, primarily in California and other western states, that do not report to CAMD. Therefore, in comparing emissions or results for fossil units, it is recommended the user filter the results to only show fossil > 25 MW. Otherwise, the user should remember this data is not an apples-to-apples comparison when comparing IPM results and historical data\n\n2) Historical generation data is a mix of gross generation (for fossil units) and net generation (for non-fossil units). IPM results are net generation.\n\n3) As several large fossil units in California do not report CAMD data, the historical data (emissions, generation, and heat input) shown for California is significantly lower than it was. Therefore, users should be cognizant of this when interpreting historical data for California. When considering national-level data, the impact of this issue is much less noticeable. \n\n4) For 2017 Historical Data, only emissions reported to CAMD are included. Generation and heat input are not included because non-fossil data for 2017 is not yet available.  \n"]
[]
[]
[]
[]
[]
[]
[]
[]
[]
[]
[]
[]
[]
[]
[]
[]
[null,null,"RPE File Deep Dive:"]
[null,null,null,"RPE Files Deep Dive: The data that underlies this IPM Results Viewer comes from the RPE file, one of the output files of IPM. It contains data about the model plant characteristics and how they were projected to operate (heat input, generation, emissions, and retrofit/retirement/build decisions) in all run years of the model. The model plants, as described in the IPM documentation, are developed by aggregating similar units (by state, IPM region, unit type, fuel type, and controls). These model plants can be identified by their “UnitID” (a field in the RPE file). This UnitID refers specifically to model plants and does not relate to ORIS or CAMD IDs. \n\nTo reduce the size of this IPM Results Viewer, this data is aggregated such that units in the same state and IPM region, with the same unit type (including controls) and fuel type are merged. The UnitIDs of the model plants that are aggregated in each row entry on the “RPE Files” worksheet are preserved in the “UnitID” column (column E). This field will have one or more UnitIDs, which can be used to trace model plants back to the RPE files (for instance, if one wanted to see how specific units operated instead of the aggregated unit). [note: historical data does not have entries in the UnitID column, as this parameter only applies to IPM model plants for which the model projects (future) run-year results]\n\nUsers who want to understand what model plants are contributing to specific results can go to the “RPE Files” worksheet and filter the data to identify specific model plants (or aggregations of model plants) that underlie the results. The “RPE Files” worksheet includes data from the RPE files, along with additional data to describe units (for example, “plant category”) and formulas that determine if the data should or should not be included based on filters the user has selected on other worksheets. \n\n"]
[]
[]
[]
[]
[]
[]
[]
[]
[]
[]
[]
[]
[]
[]
[]
[]
[null,null,null," For IPM Run data (i.e. not the historical data):"]
[null,null,null,null,"- Columns B-Y and AA come from the RPE files. \n- Columns A (case name), Z (unique capacity), AB-AF (if a unit is fossil, > 25 MW, Existing or New, plant type, and plant category) are data fields added to provide further description of each row, often by breaking out data contained in the original RPE file “Plant Type” field. The “Unique Capacity” field is added because the RPE file will list capacity for the same model plant multiple time if the model plant consumes two or more types of fuel. To address this, the capacity is only included the first time the model plant appears in the RPE file for each run year. \n- Columns AG-AQ indicate if various post-combustion controls are present on the model plant, based on the original RPE file “Plant Type” field. \n- Columns AR-AZ calculate if the control configuration for the model plant matches that selected by the user on the various worksheets (historical data does not include information about controls. Therefore, it will be excluded if the control filters are activated by the user). \n"]
[]
[]
[]
[]
[]
[]
[]
[]
[null,null,null,"For All Data: Columns BB-BH calculate if the model plant or historical data matches all the criteria selected by the user on the various worksheets. These values are then referenced by formulas on the various output worksheets to check if the data for the data row should be included."]

{"sheet":"Run Log","index":1,"n_rows":9,"n_cols":4,"rows_kept":9,"cut":false,"hidden":false,"merged":[[8,2,8,3]]}
[]
["(runs highlighted in Green are included in this workbook)"]
[null,null,"Data Viewer Name","Run Describption"]
[]
[null,null,"Nov 2018 Ref Case","This scenario does not apply any standards of performance under section 111(d) of the CAA for CO2 emissions from existing sources. Furthermore, in this scenario, it is assumed that no source adopts any heat rate improvements."]
[null,null,"Nov 2018 Ref Case with 45Q","This scenario reflects the baseline plus revisions to section 45Q tax credits for carbon dioxide sequestration stipulated in the Bipartisan Budget Act of 2018."]
[null,null,"Illustrative ACE","This scenario assumes that HRI potential and costs will differ based on unit size and efficiency. Affected sources were divided into twelve groups based on three size categories and four efficiency categories, and the group-specific cost and performance assumptions were then applied to each unit in the group in the illustrative analysis."]
[]
[null,null,"See \"Documentation for EPA's Power Sector Modeling Using IPM\" and \"Supplemental Documentation for Scenario Suite EPA’s Power Sector Modeling Platform v6 using IPM\" for more information about the details of these run. \nhttps://www.epa.gov/airmarkets/clean-air-markets-power-sector-modeling"]

{"sheet":"Map","index":2,"n_rows":87,"n_cols":62,"rows_kept":87,"cut":false,"hidden":false,"merged":[[0,11,0,26],[71,57,71,58],[72,57,72,58],[23,59,23,60],[24,59,24,60],[25,59,25,60],[22,59,22,60],[18,59,18,60],[19,59,19,60],[20,59,20,60],[21,59,21,60],[43,48,44,59],[50,36,51,37],[73,57,73,58],[74,57,74,58],[0,29,0,32],[1,50,2,59],[17,59,17,60],[80,57,80,58],[75,57,75,58],[76,57,76,58],[77,57,77,58],[78,57,78,58],[79,57,79,58]]}
[null,"PRIMARY DIMENSIONS",null,"MEASURES",null,"DISPLAY VALUE TYPE",null,"COMPARISON DIMENSIONS",null,"COMPARISON MEASURES",null,"Categories and Sub-Categories",null,null,null,null,null,null,null,null,null,null,null,null,null,null,null,null,null,"Display Value Formats",null,null,null,null,null,null,null,null,null,null,null,null,{"$f":"IF(AO1=0,\"\",IF($AL$18=\"Actual\",0,SUMIFS(CHOOSE(VLOOKUP($AL$33,'Lookup tables'!$AK$5:$AM$15,3,0), RPE_FuelConsumptionSummerTBtu, RPE_FuelConsumptionTotalTBtu, RPE_GenerationSummerGWh, RPE_GenerationTotalGWh, RPE_CO2EmissionsSummerThousandTons, RPE_CO2EmissionsTotalThousandTons, RPE_NOXEmissionsSummerThousandTons, RPE_NOXEmissionsTotalThousandTons, RPE_SO2EmissionsSummerThousandTons, RPE_SO2EmissionsTotalThousandTons, RPE_DispatchableCapacityMW), MeetComparisonCriteria,\"=1\",IF($AL$6=\"IPM Region\",RPE_IPMRegionGroupAcronym,RPE_State),\"=\"&IF($AL$6=\"National\",\"*\",$AO1))))","v":""},969659.09181491588]
[null,"Fuel Type",null,"Fuel Consumption Summer TBtu",null,"Actual",null,"Fuel Type",null,"Fuel Consumption Summer TBtu",null,"Historic Years","Year","Region of Interest","IPM Region","State","State2","IPM Run","Fuel Type","Fossil >25 MW","Existing, New, Retired","Plant Type","Plant Category","Plant Controls",null,null,null,null,null,"Fuel Consumption Winter TBtu","Decimal",null,null,null,null,null,"PRIMARY CASE","Nov 2018 Ref Case",null,null,null,null,null,null,{"$f":"IF($AL$18=\"Percent Change\",\"Percent\",IF(OR($AL$18=\"Fraction\",$AL$18=\"Emissions Rate\"),\"Decimal\",\"Round\"))","v":"Round"},null,null,null,null,null,{"$f":"IF($AK$51<>\"\",$AK$51,IF($AL$18=\"Actual\",VLOOKUP(AL16,$V$38:$W$48,2,0),\nIF($AL$18=\"Absolute Change\",IF(VLOOKUP(AL16,$V$38:$W$48,2,0)=VLOOKUP(AL33,$V$38:$W$48,2,0),\"Change in \"&VLOOKUP(AL16,$V$38:$W$48,2,0),\"Unit of Measure Mismatch\"),\nIF($AL$18=\"Percent Change\",IF(AL16=AL33,\"Percent Change of \"&VLOOKUP(AL16,$V$38:$W$48,2,0),\"Unit of Measure Mismatch\"),\nIF($AL$18=\"Emissions Rate\",IF(AND(NOT(ISERROR(SEARCH(\"tons\",$AL$16))),OR(NOT(ISERROR(SEARCH(\"GWh\",$AL$33))),NOT(ISERROR(SEARCH(\"TBtu\",$AL$33))))),IF(ISERROR(SEARCH(\"Summer\",$AL$16))<>ISERROR(SEARCH(\"Summer\",$AL$33)),\"Unit of Measure Mismatch\",\"lbs \"&LEFT($AL$16,3)&\"/\"&IF(RIGHT($AL$33,4)=\"TBtu\",\"mmBtu\",\"kWh\")),\"Unit of Measure Mismatch\"),\nIF($AL$18=\"Fraction\",IF(AL16=AL33,\"Dimensionless Fraction or Ratio\",VLOOKUP(AL16,$V$38:$W$48,2,0)&\" / \"&VLOOKUP(AL33,$V$38:$W$48,2,0)),\nIF(AND($AL$18=\"Capacity Factor\",NOT(ISERROR(SEARCH(\"Generation\",$AL$16))),NOT(ISERROR(SEARCH(\"Capacity\",$AL$33)))),\"Capacity Factor\",\"ERROR\")))))))","v":"Thousand (short) tons NOx"}]
[null,"Fossil >25 MW",null,"Fuel Consumption Total TBtu",null,"Absolute Change",null,"Fossil >25 MW",null,"Fuel Consumption Total TBtu",null,2011,2021,"National","ERC_FRNT","AL","National","Historic","All Units","All Units","Existing and New","All Units","All Units","All Units",null,null,null,null,null,"Fuel Consumption Summer TBtu","Decimal",null,null,null,null,null,null,null,null,null,null,"Primary Value","Comparison Value","Display Value","Display Value Format","Display Color"]
[null,"Existing or New Unit",null,"Generation Summer GWh",null,"Percent Change",null,"Existing or New Unit",null,"Generation Summer GWh",null,2012,2023,"State","ERC_GWAY","AR","AL","Nov 2018 Ref Case","Biomass","Only Fossil > 25 MW","Existing","Biomass","Coal","Both NOx and SO2 Post Combustion Controls",null,null,null,null,null,"Fuel Consumption Total TBtu","Decimal",null,null,null,null,null,"PRIMARY YEAR",2021,null,null,"National",{"$f":"SUM(AP5:AP68)","v":377.0868112343361},{"$f":"SUM(AQ5:AQ68)","v":0},{"$f":"IFERROR(IF($AL$18=\"Actual\",AP4,IF($AL$18=\"Absolute Change\",AP4-AQ4,IF($AL$18=\"Percent Change\",(AP4-AQ4)/AQ4,IF($AL$18=\"Emissions Rate\",(AP4*2/AQ4),IF($AL$18=\"Capacity Factor\",AP4*1000/(AQ4*IF(NOT(ISERROR(SEARCH(\"Summer\",$AL$16))),3672,8760)),AP4/AQ4))))),\"\")","v":377.0868112343361},{"$f":"IF(AR4=\"\",\"\",IF($AS$2=\"Percent\",TEXT(AR4,\"##0%\"),IF($AS$2=\"Decimal\",TEXT(AR4,\"0.00\"),IF(ABS(AR4)>=100,TEXT(AR4,\"###,###\"),IF(ABS(AR4)>=10,TEXT(AR4,\"##0.0\"),IF(ABS(AR4)>=1,TEXT(AR4,\"#0.00\"),TEXT(AR4,\"#0.000\")))))))","v":"377"}]
[null,"Plant Type",null,"Generation Total GWh",null,"Fraction",null,"Plant Type",null,"Generation Total GWh",null,2013,2025,"IPM Region","ERC_REST","AZ","AR","Nov 2018 Ref Case with 45Q","Coal",null,"New","Coal Steam","Combined Cycle","Any NOx Post Combustion",null,null,null,null,null,"Generation Winter GWh","Decimal",null,null,null,null,null,null,null,null,null,{"$f":"IF($AL$6=\"state\",P3,O3)","v":"AL"},{"$f":"IF(AO5=0,\"\",SUMIFS(CHOOSE(VLOOKUP($AL$16,'Lookup tables'!$AK$5:$AM$15,3,0), RPE_FuelConsumptionSummerTBtu, RPE_FuelConsumptionTotalTBtu, RPE_GenerationSummerGWh, RPE_GenerationTotalGWh, RPE_CO2EmissionsSummerThousandTons, RPE_CO2EmissionsTotalThousandTons, RPE_NOXEmissionsSummerThousandTons, RPE_NOXEmissionsTotalThousandTons, RPE_SO2EmissionsSummerThousandTons, RPE_SO2EmissionsTotalThousandTons, RPE_DispatchableCapacityMW), MeetPrimaryCriteria,\"=1\",IF($AL$6=\"IPM Region\",RPE_IPMRegionGroupAcronym,RPE_State),\"=\"&IF($AL$6=\"National\",\"*\",$AO5)))","v":5.9316932965979978},{"$f":"IF(AO5=0,\"\",IF($AL$18=\"Actual\",0,SUMIFS(CHOOSE(VLOOKUP($AL$33,'Lookup tables'!$AK$5:$AM$15,3,0), RPE_FuelConsumptionSummerTBtu, RPE_FuelConsumptionTotalTBtu, RPE_GenerationSummerGWh, RPE_GenerationTotalGWh, RPE_CO2EmissionsSummerThousandTons, RPE_CO2EmissionsTotalThousandTons, RPE_NOXEmissionsSummerThousandTons, RPE_NOXEmissionsTotalThousandTons, RPE_SO2EmissionsSummerThousandTons, RPE_SO2EmissionsTotalThousandTons, RPE_DispatchableCapacityMW), MeetComparisonCriteria,\"=1\",IF($AL$6=\"IPM Region\",RPE_IPMRegionGroupAcronym,RPE_State),\"=\"&IF($AL$6=\"National\",\"*\",$AO5))))","v":0},{"$f":"IFERROR(IF($AL$18=\"Actual\",AP5,IF($AL$18=\"Absolute Change\",AP5-AQ5,IF($AL$18=\"Percent Change\",(AP5-AQ5)/AQ5,IF($AL$18=\"Emissions Rate\",(AP5*2/AQ5),IF($AL$18=\"Capacity Factor\",AP5*1000/(AQ5*IF(NOT(ISERROR(SEARCH(\"Summer\",$AL$16))),3672,8760)),AP5/AQ5))))),\"\")","v":5.9316932965979978},{"$f":"IF(AR5=\"\",\"\",IF($AS$2=\"Percent\",TEXT(AR5,\"##0%\"),IF($AS$2=\"Decimal\",TEXT(AR5,\"0.00\"),IF(ABS(AR5)>=100,TEXT(AR5,\"###,###\"),IF(ABS(AR5)>=10,TEXT(AR5,\"##0.0\"),IF(ABS(AR5)>=1,TEXT(AR5,\"#0.00\"),TEXT(AR5,\"#0.000\")))))))","v":"5.93"},{"$f":"IF(OR(AR5=\"\",0),16777215,IF(AR5<$BF$74,$BH$73,IF(AR5<$BF$75,$BH$74,IF(AR5<$BF$76,$BH$75,IF(AR5<$BF$77,BH$76,IF(AR5<$BF$78,$BH$78,IF(AR5<$BF$79,$BH$79,IF(AR5<$BF$80,$BH$80,$BH$81))))))))","v":11854022}]
[null,"Plant Category",null,"CO2 Emissions Summer Thousand Tons",null,"Emissions Rate",null,"Plant Category",null,"CO2 Emissions Summer Thousand Tons",null,2014,2030,null,"ERC_WEST","CA","AZ","Illustrative ACE","Fwaste",null,"Retired","Combined Cycle","Combustion Turbine","--SCR",null,null,null,null,null,"Generation Summer GWh","Decimal",null,null,null,null,null,"Regional Aggregation","State",{"$f":"IF(AL6=\"State\",\"RPE_State\",\"RPE_RegionGroupAcronym\")","v":"RPE_State"},null,"AR",{"$f":"IF(AO6=0,\"\",SUMIFS(CHOOSE(VLOOKUP($AL$16,'Lookup tables'!$AK$5:$AM$15,3,0), RPE_FuelConsumptionSummerTBtu, RPE_FuelConsumptionTotalTBtu, RPE_GenerationSummerGWh, RPE_GenerationTotalGWh, RPE_CO2EmissionsSummerThousandTons, RPE_CO2EmissionsTotalThousandTons, RPE_NOXEmissionsSummerThousandTons, RPE_NOXEmissionsTotalThousandTons, RPE_SO2EmissionsSummerThousandTons, RPE_SO2EmissionsTotalThousandTons, RPE_DispatchableCapacityMW), MeetPrimaryCriteria,\"=1\",IF($AL$6=\"IPM Region\",RPE_IPMRegionGroupAcronym,RPE_State),\"=\"&IF($AL$6=\"National\",\"*\",$AO6)))","v":10.269955607846603},{"$f":"IF(AO6=0,\"\",IF($AL$18=\"Actual\",0,SUMIFS(CHOOSE(VLOOKUP($AL$33,'Lookup tables'!$AK$5:$AM$15,3,0), RPE_FuelConsumptionSummerTBtu, RPE_FuelConsumptionTotalTBtu, RPE_GenerationSummerGWh, RPE_GenerationTotalGWh, RPE_CO2EmissionsSummerThousandTons, RPE_CO2EmissionsTotalThousandTons, RPE_NOXEmissionsSummerThousandTons, RPE_NOXEmissionsTotalThousandTons, RPE_SO2EmissionsSummerThousandTons, RPE_SO2EmissionsTotalThousandTons, RPE_DispatchableCapacityMW), MeetComparisonCriteria,\"=1\",IF($AL$6=\"IPM Region\",RPE_IPMRegionGroupAcronym,RPE_State),\"=\"&IF($AL$6=\"National\",\"*\",$AO6))))","v":0},10.269955607846603,{"$f":"IF(AR6=\"\",\"\",IF($AS$2=\"Percent\",TEXT(AR6,\"##0%\"),IF($AS$2=\"Decimal\",TEXT(AR6,\"0.00\"),IF(ABS(AR6)>=100,TEXT(AR6,\"###,###\"),IF(ABS(AR6)>=10,TEXT(AR6,\"##0.0\"),IF(ABS(AR6)>=1,TEXT(AR6,\"#0.00\"),TEXT(AR6,\"#0.000\")))))))","v":"10.3"},{"$f":"IF(OR(AR6=\"\",0),16777215,IF(AR6<$BF$74,$BH$73,IF(AR6<$BF$75,$BH$74,IF(AR6<$BF$76,$BH$75,IF(AR6<$BF$77,BH$76,IF(AR6<$BF$78,$BH$78,IF(AR6<$BF$79,$BH$79,IF(AR6<$BF$80,$BH$80,$BH$81))))))))","v":11854022}]
[null,"Plant Controls",null,"CO2 Emissions Total Thousand Tons",null,"Capacity Factor",null,"Plant Controls",null,"CO2 Emissions Total Thousand Tons",null,2015,2035,null,"FRCC","CO","CA",null,"Geothermal",null,null,"Combustion Turbine","Nuclear","--SNCR",null,null,null,null,null,"Generation Total GWh","Decimal",null,null,null,null,null,null,null,null,null,"AZ",{"$f":"IF(AO7=0,\"\",SUMIFS(CHOOSE(VLOOKUP($AL$16,'Lookup tables'!$AK$5:$AM$15,3,0), RPE_FuelConsumptionSummerTBtu, RPE_FuelConsumptionTotalTBtu, RPE_GenerationSummerGWh, RPE_GenerationTotalGWh, RPE_CO2EmissionsSummerThousandTons, RPE_CO2EmissionsTotalThousandTons, RPE_NOXEmissionsSummerThousandTons, RPE_NOXEmissionsTotalThousandTons, RPE_SO2EmissionsSummerThousandTons, RPE_SO2EmissionsTotalThousandTons, RPE_DispatchableCapacityMW), MeetPrimaryCriteria,\"=1\",IF($AL$6=\"IPM Region\",RPE_IPMRegionGroupAcronym,RPE_State),\"=\"&IF($AL$6=\"National\",\"*\",$AO7)))","v":5.458194547229585},{"$f":"IF(AO7=0,\"\",IF($AL$18=\"Actual\",0,SUMIFS(CHOOSE(VLOOKUP($AL$33,'Lookup tables'!$AK$5:$AM$15,3,0), RPE_FuelConsumptionSummerTBtu, RPE_FuelConsumptionTotalTBtu, RPE_GenerationSummerGWh, RPE_GenerationTotalGWh, RPE_CO2EmissionsSummerThousandTons, RPE_CO2EmissionsTotalThousandTons, RPE_NOXEmissionsSummerThousandTons, RPE_NOXEmissionsTotalThousandTons, RPE_SO2EmissionsSummerThousandTons, RPE_SO2EmissionsTotalThousandTons, RPE_DispatchableCapacityMW), MeetComparisonCriteria,\"=1\",IF($AL$6=\"IPM Region\",RPE_IPMRegionGroupAcronym,RPE_State),\"=\"&IF($AL$6=\"National\",\"*\",$AO7))))","v":0},5.458194547229585,"5.46",11854022]
[null,null,null,"NOX Emissions Summer Thousand Tons",null,null,null,null,null,"NOX Emissions Summer Thousand Tons",null,2016,2040,null,"MAP_WAUE","CT","CO",null,"Hydro",null,null,"Energy Storage","O/G Steam","Any SO2 Post Combustion",null,null,null,null,null,"CO2 Emissions Winter Thousand Tons","Decimal",null,null,null,null,null,"PRIMARY DIMENSIONS",null,null,null,"CA",{"$f":"IF(AO8=0,\"\",SUMIFS(CHOOSE(VLOOKUP($AL$16,'Lookup tables'!$AK$5:$AM$15,3,0), RPE_FuelConsumptionSummerTBtu, RPE_FuelConsumptionTotalTBtu, RPE_GenerationSummerGWh, RPE_GenerationTotalGWh, RPE_CO2EmissionsSummerThousandTons, RPE_CO2EmissionsTotalThousandTons, RPE_NOXEmissionsSummerThousandTons, RPE_NOXEmissionsTotalThousandTons, RPE_SO2EmissionsSummerThousandTons, RPE_SO2EmissionsTotalThousandTons, RPE_DispatchableCapacityMW), MeetPrimaryCriteria,\"=1\",IF($AL$6=\"IPM Region\",RPE_IPMRegionGroupAcronym,RPE_State),\"=\"&IF($AL$6=\"National\",\"*\",$AO8)))","v":2.4064947882401961},{"$f":"IF(AO8=0,\"\",IF($AL$18=\"Actual\",0,SUMIFS(CHOOSE(VLOOKUP($AL$33,'Lookup tables'!$AK$5:$AM$15,3,0), RPE_FuelConsumptionSummerTBtu, RPE_FuelConsumptionTotalTBtu, RPE_GenerationSummerGWh, RPE_GenerationTotalGWh, RPE_CO2EmissionsSummerThousandTons, RPE_CO2EmissionsTotalThousandTons, RPE_NOXEmissionsSummerThousandTons, RPE_NOXEmissionsTotalThousandTons, RPE_SO2EmissionsSummerThousandTons, RPE_SO2EmissionsTotalThousandTons, RPE_DispatchableCapacityMW), MeetComparisonCriteria,\"=1\",IF($AL$6=\"IPM Region\",RPE_IPMRegionGroupAcronym,RPE_State),\"=\"&IF($AL$6=\"National\",\"*\",$AO8))))","v":0},2.4064947882401961,"2.41",11854022]
[null,null,null,"NOX Emissions Total Thousand Tons",null,null,null,null,null,"NOX Emissions Total Thousand Tons",null,2017,2045,null,"MIS_IA","DC","CT",null,"LF Gas",null,null,"Fossil Other","Other","--FGD",null,null,null,null,null,"CO2 Emissions Summer Thousand Tons","Decimal",null,null,null,null,null,"Fuel Type","All Units","RPE_FuelType",null,"CO",{"$f":"IF(AO9=0,\"\",SUMIFS(CHOOSE(VLOOKUP($AL$16,'Lookup tables'!$AK$5:$AM$15,3,0), RPE_FuelConsumptionSummerTBtu, RPE_FuelConsumptionTotalTBtu, RPE_GenerationSummerGWh, RPE_GenerationTotalGWh, RPE_CO2EmissionsSummerThousandTons, RPE_CO2EmissionsTotalThousandTons, RPE_NOXEmissionsSummerThousandTons, RPE_NOXEmissionsTotalThousandTons, RPE_SO2EmissionsSummerThousandTons, RPE_SO2EmissionsTotalThousandTons, RPE_DispatchableCapacityMW), MeetPrimaryCriteria,\"=1\",IF($AL$6=\"IPM Region\",RPE_IPMRegionGroupAcronym,RPE_State),\"=\"&IF($AL$6=\"National\",\"*\",$AO9)))","v":8.5004275567193179},{"$f":"IF(AO9=0,\"\",IF($AL$18=\"Actual\",0,SUMIFS(CHOOSE(VLOOKUP($AL$33,'Lookup tables'!$AK$5:$AM$15,3,0), RPE_FuelConsumptionSummerTBtu, RPE_FuelConsumptionTotalTBtu, RPE_GenerationSummerGWh, RPE_GenerationTotalGWh, RPE_CO2EmissionsSummerThousandTons, RPE_CO2EmissionsTotalThousandTons, RPE_NOXEmissionsSummerThousandTons, RPE_NOXEmissionsTotalThousandTons, RPE_SO2EmissionsSummerThousandTons, RPE_SO2EmissionsTotalThousandTons, RPE_DispatchableCapacityMW), MeetComparisonCriteria,\"=1\",IF($AL$6=\"IPM Region\",RPE_IPMRegionGroupAcronym,RPE_State),\"=\"&IF($AL$6=\"National\",\"*\",$AO9))))","v":0},8.5004275567193179,"8.50",11854022]
[null,null,null,"SO2 Emissions Summer Thousand Tons",null,null,null,null,null,"SO2 Emissions Summer Thousand Tons",null,2018,2050,null,"MIS_IL","DE","DC",null,"MSW",null,null,"Fuel Cell","Renewable","--DSI",null,null,null,null,null,"CO2 Emissions Total Thousand Tons","Decimal",null,null,null,null,null,"Fossil >25 MW","All Units","RPE_Fossil25MW",null,"CT",{"$f":"IF(AO10=0,\"\",SUMIFS(CHOOSE(VLOOKUP($AL$16,'Lookup tables'!$AK$5:$AM$15,3,0), RPE_FuelConsumptionSummerTBtu, RPE_FuelConsumptionTotalTBtu, RPE_GenerationSummerGWh, RPE_GenerationTotalGWh, RPE_CO2EmissionsSummerThousandTons, RPE_CO2EmissionsTotalThousandTons, RPE_NOXEmissionsSummerThousandTons, RPE_NOXEmissionsTotalThousandTons, RPE_SO2EmissionsSummerThousandTons, RPE_SO2EmissionsTotalThousandTons, RPE_DispatchableCapacityMW), MeetPrimaryCriteria,\"=1\",IF($AL$6=\"IPM Region\",RPE_IPMRegionGroupAcronym,RPE_State),\"=\"&IF($AL$6=\"National\",\"*\",$AO10)))","v":1.9439511671567891},{"$f":"IF(AO10=0,\"\",IF($AL$18=\"Actual\",0,SUMIFS(CHOOSE(VLOOKUP($AL$33,'Lookup tables'!$AK$5:$AM$15,3,0), RPE_FuelConsumptionSummerTBtu, RPE_FuelConsumptionTotalTBtu, RPE_GenerationSummerGWh, RPE_GenerationTotalGWh, RPE_CO2EmissionsSummerThousandTons, RPE_CO2EmissionsTotalThousandTons, RPE_NOXEmissionsSummerThousandTons, RPE_NOXEmissionsTotalThousandTons, RPE_SO2EmissionsSummerThousandTons, RPE_SO2EmissionsTotalThousandTons, RPE_DispatchableCapacityMW), MeetComparisonCriteria,\"=1\",IF($AL$6=\"IPM Region\",RPE_IPMRegionGroupAcronym,RPE_State),\"=\"&IF($AL$6=\"National\",\"*\",$AO10))))","v":0},1.9439511671567891,"1.94",11854022]
[null,null,null,"SO2 Emissions Total Thousand Tons",null,null,null,null,null,"SO2 Emissions Total Thousand Tons",null,2005,null,null,"MIS_INKY","FL","DE",null,"NaturalGas",null,null,"Geothermal","Storage","ACI",null,null,null,null,null,"NOX Emissions Winter Thousand Tons","Decimal",null,null,null,null,null,"Existing/New/Retired","Existing and New","RPE_ExistingorNewUnit",null,"DC",{"$f":"IF(AO11=0,\"\",SUMIFS(CHOOSE(VLOOKUP($AL$16,'Lookup tables'!$AK$5:$AM$15,3,0), RPE_FuelConsumptionSummerTBtu, RPE_FuelConsumptionTotalTBtu, RPE_GenerationSummerGWh, RPE_GenerationTotalGWh, RPE_CO2EmissionsSummerThousandTons, RPE_CO2EmissionsTotalThousandTons, RPE_NOXEmissionsSummerThousandTons, RPE_NOXEmissionsTotalThousandTons, RPE_SO2EmissionsSummerThousandTons, RPE_SO2EmissionsTotalThousandTons, RPE_DispatchableCapacityMW), MeetPrimaryCriteria,\"=1\",IF($AL$6=\"IPM Region\",RPE_IPMRegionGroupAcronym,RPE_State),\"=\"&IF($AL$6=\"National\",\"*\",$AO11)))","v":8.4778012565721328E-4},{"$f":"IF(AO11=0,\"\",IF($AL$18=\"Actual\",0,SUMIFS(CHOOSE(VLOOKUP($AL$33,'Lookup tables'!$AK$5:$AM$15,3,0), RPE_FuelConsumptionSummerTBtu, RPE_FuelConsumptionTotalTBtu, RPE_GenerationSummerGWh, RPE_GenerationTotalGWh, RPE_CO2EmissionsSummerThousandTons, RPE_CO2EmissionsTotalThousandTons, RPE_NOXEmissionsSummerThousandTons, RPE_NOXEmissionsTotalThousandTons, RPE_SO2EmissionsSummerThousandTons, RPE_SO2EmissionsTotalThousandTons, RPE_DispatchableCapacityMW), MeetComparisonCriteria,\"=1\",IF($AL$6=\"IPM Region\",RPE_IPMRegionGroupAcronym,RPE_State),\"=\"&IF($AL$6=\"National\",\"*\",$AO11))))","v":0},8.4778012565721328E-4,"0.001",11854022]
[null,null,null,"Dispatchable Capacity MW",null,null,null,null,null,"Dispatchable Capacity MW",null,null,null,null,"MIS_LMI","GA","FL",null,"None",null,null,"Hydro","Coal w/CCS","C2G",null,null,null,null,null,"NOX Emissions Summer Thousand Tons","Decimal",null,null,null,null,null,"Plant Type","All Units","RPE_PlantType",null,"DE",{"$f":"IF(AO12=0,\"\",SUMIFS(CHOOSE(VLOOKUP($AL$16,'Lookup tables'!$AK$5:$AM$15,3,0), RPE_FuelConsumptionSummerTBtu, RPE_FuelConsumptionTotalTBtu, RPE_GenerationSummerGWh, RPE_GenerationTotalGWh, RPE_CO2EmissionsSummerThousandTons, RPE_CO2EmissionsTotalThousandTons, RPE_NOXEmissionsSummerThousandTons, RPE_NOXEmissionsTotalThousandTons, RPE_SO2EmissionsSummerThousandTons, RPE_SO2EmissionsTotalThousandTons, RPE_DispatchableCapacityMW), MeetPrimaryCriteria,\"=1\",IF($AL$6=\"IPM Region\",RPE_IPMRegionGroupAcronym,RPE_State),\"=\"&IF($AL$6=\"National\",\"*\",$AO12)))","v":0.24272650027324161},{"$f":"IF(AO12=0,\"\",IF($AL$18=\"Actual\",0,SUMIFS(CHOOSE(VLOOKUP($AL$33,'Lookup tables'!$AK$5:$AM$15,3,0), RPE_FuelConsumptionSummerTBtu, RPE_FuelConsumptionTotalTBtu, RPE_GenerationSummerGWh, RPE_GenerationTotalGWh, RPE_CO2EmissionsSummerThousandTons, RPE_CO2EmissionsTotalThousandTons, RPE_NOXEmissionsSummerThousandTons, RPE_NOXEmissionsTotalThousandTons, RPE_SO2EmissionsSummerThousandTons, RPE_SO2EmissionsTotalThousandTons, RPE_DispatchableCapacityMW), MeetComparisonCriteria,\"=1\",IF($AL$6=\"IPM Region\",RPE_IPMRegionGroupAcronym,RPE_State),\"=\"&IF($AL$6=\"National\",\"*\",$AO12))))","v":0},0.24272650027324161,"0.243",11854022]
[null,null,null,null,null,null,null,null,null,null,null,null,null,null,"MIS_MAPP","IA","GA",null,"Non-Fossil",null,null,"IGCC","NGCC w/CCS","No NOx Post Combustion Controls",null,null,null,null,null,"NOX Emissions Total Thousand Tons","Decimal",null,null,null,null,null,"Plant Category","All Units","RPE_PlantCategory",null,"FL",{"$f":"IF(AO13=0,\"\",SUMIFS(CHOOSE(VLOOKUP($AL$16,'Lookup tables'!$AK$5:$AM$15,3,0), RPE_FuelConsumptionSummerTBtu, RPE_FuelConsumptionTotalTBtu, RPE_GenerationSummerGWh, RPE_GenerationTotalGWh, RPE_CO2EmissionsSummerThousandTons, RPE_CO2EmissionsTotalThousandTons, RPE_NOXEmissionsSummerThousandTons, RPE_NOXEmissionsTotalThousandTons, RPE_SO2EmissionsSummerThousandTons, RPE_SO2EmissionsTotalThousandTons, RPE_DispatchableCapacityMW), MeetPrimaryCriteria,\"=1\",IF($AL$6=\"IPM Region\",RPE_IPMRegionGroupAcronym,RPE_State),\"=\"&IF($AL$6=\"National\",\"*\",$AO13)))","v":19.583110126426465},{"$f":"IF(AO13=0,\"\",IF($AL$18=\"Actual\",0,SUMIFS(CHOOSE(VLOOKUP($AL$33,'Lookup tables'!$AK$5:$AM$15,3,0), RPE_FuelConsumptionSummerTBtu, RPE_FuelConsumptionTotalTBtu, RPE_GenerationSummerGWh, RPE_GenerationTotalGWh, RPE_CO2EmissionsSummerThousandTons, RPE_CO2EmissionsTotalThousandTons, RPE_NOXEmissionsSummerThousandTons, RPE_NOXEmissionsTotalThousandTons, RPE_SO2EmissionsSummerThousandTons, RPE_SO2EmissionsTotalThousandTons, RPE_DispatchableCapacityMW), MeetComparisonCriteria,\"=1\",IF($AL$6=\"IPM Region\",RPE_IPMRegionGroupAcronym,RPE_State),\"=\"&IF($AL$6=\"National\",\"*\",$AO13))))","v":0},19.583110126426465,"19.6",9359529]
[null,null,null,null,null,null,null,null,null,null,null,null,null,null,"MIS_MIDA","ID","IA",null,"Nuclear",null,null,"International Imports",null,"No SO2 Post Combustion Controls",null,null,null,null,null,"SO2 Emissions Winter Thousand Tons","Decimal",null,null,null,null,null,"Control/Retrofit Types","All Units",{"$f":"MATCH(AL14,Controls,0)","v":1},null,"GA",{"$f":"IF(AO14=0,\"\",SUMIFS(CHOOSE(VLOOKUP($AL$16,'Lookup tables'!$AK$5:$AM$15,3,0), RPE_FuelConsumptionSummerTBtu, RPE_FuelConsumptionTotalTBtu, RPE_GenerationSummerGWh, RPE_GenerationTotalGWh, RPE_CO2EmissionsSummerThousandTons, RPE_CO2EmissionsTotalThousandTons, RPE_NOXEmissionsSummerThousandTons, RPE_NOXEmissionsTotalThousandTons, RPE_SO2EmissionsSummerThousandTons, RPE_SO2EmissionsTotalThousandTons, RPE_DispatchableCapacityMW), MeetPrimaryCriteria,\"=1\",IF($AL$6=\"IPM Region\",RPE_IPMRegionGroupAcronym,RPE_State),\"=\"&IF($AL$6=\"National\",\"*\",$AO14)))","v":8.0015889399553419},{"$f":"IF(AO14=0,\"\",IF($AL$18=\"Actual\",0,SUMIFS(CHOOSE(VLOOKUP($AL$33,'Lookup tables'!$AK$5:$AM$15,3,0), RPE_FuelConsumptionSummerTBtu, RPE_FuelConsumptionTotalTBtu, RPE_GenerationSummerGWh, RPE_GenerationTotalGWh, RPE_CO2EmissionsSummerThousandTons, RPE_CO2EmissionsTotalThousandTons, RPE_NOXEmissionsSummerThousandTons, RPE_NOXEmissionsTotalThousandTons, RPE_SO2EmissionsSummerThousandTons, RPE_SO2EmissionsTotalThousandTons, RPE_DispatchableCapacityMW), MeetComparisonCriteria,\"=1\",IF($AL$6=\"IPM Region\",RPE_IPMRegionGroupAcronym,RPE_State),\"=\"&IF($AL$6=\"National\",\"*\",$AO14))))","v":0},8.0015889399553419,"8.00",11854022]
[null,null,null,null,null,null,null,null,null,null,null,null,null,null,"MIS_MNWI","IL","ID",null,"Oil",null,null,"Landfill Gas",null,"HRI",null,null,null,null,null,"SO2 Emissions Summer Thousand Tons","Decimal",null,null,null,null,null,"Existing or New Controls","All Controls",null,null,"IA",{"$f":"IF(AO15=0,\"\",SUMIFS(CHOOSE(VLOOKUP($AL$16,'Lookup tables'!$AK$5:$AM$15,3,0), RPE_FuelConsumptionSummerTBtu, RPE_FuelConsumptionTotalTBtu, RPE_GenerationSummerGWh, RPE_GenerationTotalGWh, RPE_CO2EmissionsSummerThousandTons, RPE_CO2EmissionsTotalThousandTons, RPE_NOXEmissionsSummerThousandTons, RPE_NOXEmissionsTotalThousandTons, RPE_SO2EmissionsSummerThousandTons, RPE_SO2EmissionsTotalThousandTons, RPE_DispatchableCapacityMW), MeetPrimaryCriteria,\"=1\",IF($AL$6=\"IPM Region\",RPE_IPMRegionGroupAcronym,RPE_State),\"=\"&IF($AL$6=\"National\",\"*\",$AO15)))","v":10.889565372493836},{"$f":"IF(AO15=0,\"\",IF($AL$18=\"Actual\",0,SUMIFS(CHOOSE(VLOOKUP($AL$33,'Lookup tables'!$AK$5:$AM$15,3,0), RPE_FuelConsumptionSummerTBtu, RPE_FuelConsumptionTotalTBtu, RPE_GenerationSummerGWh, RPE_GenerationTotalGWh, RPE_CO2EmissionsSummerThousandTons, RPE_CO2EmissionsTotalThousandTons, RPE_NOXEmissionsSummerThousandTons, RPE_NOXEmissionsTotalThousandTons, RPE_SO2EmissionsSummerThousandTons, RPE_SO2EmissionsTotalThousandTons, RPE_DispatchableCapacityMW), MeetComparisonCriteria,\"=1\",IF($AL$6=\"IPM Region\",RPE_IPMRegionGroupAcronym,RPE_State),\"=\"&IF($AL$6=\"National\",\"*\",$AO15))))","v":0},10.889565372493836,"10.9",11854022]
[null,null,null,null,null,null,null,null,null,null,null,null,null,null,"MIS_MO","IN","IL",null,"Pet. Coke",null,null,"Non-Fossil Other",null,"CCS",null,null,null,null,null,"SO2 Emissions Total Thousand Tons","Decimal",null,null,null,null,null,"PRIMARY MEASURE","NOX Emissions Summer Thousand Tons",{"$f":"VLOOKUP(AL16,'Lookup tables'!$AD$5:$AF$68,3,0)","v":"RPE_NOXEmissionsSummerThousandTons"},null,"ID",{"$f":"IF(AO16=0,\"\",SUMIFS(CHOOSE(VLOOKUP($AL$16,'Lookup tables'!$AK$5:$AM$15,3,0), RPE_FuelConsumptionSummerTBtu, RPE_FuelConsumptionTotalTBtu, RPE_GenerationSummerGWh, RPE_GenerationTotalGWh, RPE_CO2EmissionsSummerThousandTons, RPE_CO2EmissionsTotalThousandTons, RPE_NOXEmissionsSummerThousandTons, RPE_NOXEmissionsTotalThousandTons, RPE_SO2EmissionsSummerThousandTons, RPE_SO2EmissionsTotalThousandTons, RPE_DispatchableCapacityMW), MeetPrimaryCriteria,\"=1\",IF($AL$6=\"IPM Region\",RPE_IPMRegionGroupAcronym,RPE_State),\"=\"&IF($AL$6=\"National\",\"*\",$AO16)))","v":8.9064569261267879E-2},{"$f":"IF(AO16=0,\"\",IF($AL$18=\"Actual\",0,SUMIFS(CHOOSE(VLOOKUP($AL$33,'Lookup tables'!$AK$5:$AM$15,3,0), RPE_FuelConsumptionSummerTBtu, RPE_FuelConsumptionTotalTBtu, RPE_GenerationSummerGWh, RPE_GenerationTotalGWh, RPE_CO2EmissionsSummerThousandTons, RPE_CO2EmissionsTotalThousandTons, RPE_NOXEmissionsSummerThousandTons, RPE_NOXEmissionsTotalThousandTons, RPE_SO2EmissionsSummerThousandTons, RPE_SO2EmissionsTotalThousandTons, RPE_DispatchableCapacityMW), MeetComparisonCriteria,\"=1\",IF($AL$6=\"IPM Region\",RPE_IPMRegionGroupAcronym,RPE_State),\"=\"&IF($AL$6=\"National\",\"*\",$AO16))))","v":0},8.9064569261267879E-2,"0.089",11854022]
[null,null,null,null,null,null,null,null,null,null,null,null,null,null,"MIS_WUMS","KS","IN",null,"Pumps",null,null,"Nuclear",null,null,null,null,null,null,null,"Dispatchable Capacity MW","Whole",null,null,null,null,null,null,null,null,null,"IL",{"$f":"IF(AO17=0,\"\",SUMIFS(CHOOSE(VLOOKUP($AL$16,'Lookup tables'!$AK$5:$AM$15,3,0), RPE_FuelConsumptionSummerTBtu, RPE_FuelConsumptionTotalTBtu, RPE_GenerationSummerGWh, RPE_GenerationTotalGWh, RPE_CO2EmissionsSummerThousandTons, RPE_CO2EmissionsTotalThousandTons, RPE_NOXEmissionsSummerThousandTons, RPE_NOXEmissionsTotalThousandTons, RPE_SO2EmissionsSummerThousandTons, RPE_SO2EmissionsTotalThousandTons, RPE_DispatchableCapacityMW), MeetPrimaryCriteria,\"=1\",IF($AL$6=\"IPM Region\",RPE_IPMRegionGroupAcronym,RPE_State),\"=\"&IF($AL$6=\"National\",\"*\",$AO17)))","v":13.016306096754089},{"$f":"IF(AO17=0,\"\",IF($AL$18=\"Actual\",0,SUMIFS(CHOOSE(VLOOKUP($AL$33,'Lookup tables'!$AK$5:$AM$15,3,0), RPE_FuelConsumptionSummerTBtu, RPE_FuelConsumptionTotalTBtu, RPE_GenerationSummerGWh, RPE_GenerationTotalGWh, RPE_CO2EmissionsSummerThousandTons, RPE_CO2EmissionsTotalThousandTons, RPE_NOXEmissionsSummerThousandTons, RPE_NOXEmissionsTotalThousandTons, RPE_SO2EmissionsSummerThousandTons, RPE_SO2EmissionsTotalThousandTons, RPE_DispatchableCapacityMW), MeetComparisonCriteria,\"=1\",IF($AL$6=\"IPM Region\",RPE_IPMRegionGroupAcronym,RPE_State),\"=\"&IF($AL$6=\"National\",\"*\",$AO17))))","v":0},13.016306096754089,"13.0",9359529]
[null,null,null,"NOT INCLUDED",null,null,null,null,null,"NOT INCLUDED",null,null,null,null,"NENG_CT","KY","KS",null,"Solar",null,null,"O/G Steam",null,null,null,null,null,null,null,null,null,null,null,null,null,null,"DISPLAY VALUE TYPE","Actual",null,null,"IN",{"$f":"IF(AO18=0,\"\",SUMIFS(CHOOSE(VLOOKUP($AL$16,'Lookup tables'!$AK$5:$AM$15,3,0), RPE_FuelConsumptionSummerTBtu, RPE_FuelConsumptionTotalTBtu, RPE_GenerationSummerGWh, RPE_GenerationTotalGWh, RPE_CO2EmissionsSummerThousandTons, RPE_CO2EmissionsTotalThousandTons, RPE_NOXEmissionsSummerThousandTons, RPE_NOXEmissionsTotalThousandTons, RPE_SO2EmissionsSummerThousandTons, RPE_SO2EmissionsTotalThousandTons, RPE_DispatchableCapacityMW), MeetPrimaryCriteria,\"=1\",IF($AL$6=\"IPM Region\",RPE_IPMRegionGroupAcronym,RPE_State),\"=\"&IF($AL$6=\"National\",\"*\",$AO18)))","v":16.324331151681278},{"$f":"IF(AO18=0,\"\",IF($AL$18=\"Actual\",0,SUMIFS(CHOOSE(VLOOKUP($AL$33,'Lookup tables'!$AK$5:$AM$15,3,0), RPE_FuelConsumptionSummerTBtu, RPE_FuelConsumptionTotalTBtu, RPE_GenerationSummerGWh, RPE_GenerationTotalGWh, RPE_CO2EmissionsSummerThousandTons, RPE_CO2EmissionsTotalThousandTons, RPE_NOXEmissionsSummerThousandTons, RPE_NOXEmissionsTotalThousandTons, RPE_SO2EmissionsSummerThousandTons, RPE_SO2EmissionsTotalThousandTons, RPE_DispatchableCapacityMW), MeetComparisonCriteria,\"=1\",IF($AL$6=\"IPM Region\",RPE_IPMRegionGroupAcronym,RPE_State),\"=\"&IF($AL$6=\"National\",\"*\",$AO18))))","v":0},16.324331151681278,"16.3",9359529,null,null,null,null,null,null,null,null,null,null,null,null,null,{"$f":"\"< \"&BI74","v":"< -33"},null,801923]
[null,null,null,"Fuel Consumption Winter TBtu",null,null,null,null,null,"Fuel Consumption Winter TBtu",null,null,null,null,"NENG_ME","LA","KY",null,"Tires",null,null,"Offshore Wind",null,null,null,null,null,null,null,null,null,null,null,null,null,null,null,null,null,null,"KS",{"$f":"IF(AO19=0,\"\",SUMIFS(CHOOSE(VLOOKUP($AL$16,'Lookup tables'!$AK$5:$AM$15,3,0), RPE_FuelConsumptionSummerTBtu, RPE_FuelConsumptionTotalTBtu, RPE_GenerationSummerGWh, RPE_GenerationTotalGWh, RPE_CO2EmissionsSummerThousandTons, RPE_CO2EmissionsTotalThousandTons, RPE_NOXEmissionsSummerThousandTons, RPE_NOXEmissionsTotalThousandTons, RPE_SO2EmissionsSummerThousandTons, RPE_SO2EmissionsTotalThousandTons, RPE_DispatchableCapacityMW), MeetPrimaryCriteria,\"=1\",IF($AL$6=\"IPM Region\",RPE_IPMRegionGroupAcronym,RPE_State),\"=\"&IF($AL$6=\"National\",\"*\",$AO19)))","v":7.9865430450782933},{"$f":"IF(AO19=0,\"\",IF($AL$18=\"Actual\",0,SUMIFS(CHOOSE(VLOOKUP($AL$33,'Lookup tables'!$AK$5:$AM$15,3,0), RPE_FuelConsumptionSummerTBtu, RPE_FuelConsumptionTotalTBtu, RPE_GenerationSummerGWh, RPE_GenerationTotalGWh, RPE_CO2EmissionsSummerThousandTons, RPE_CO2EmissionsTotalThousandTons, RPE_NOXEmissionsSummerThousandTons, RPE_NOXEmissionsTotalThousandTons, RPE_SO2EmissionsSummerThousandTons, RPE_SO2EmissionsTotalThousandTons, RPE_DispatchableCapacityMW), MeetComparisonCriteria,\"=1\",IF($AL$6=\"IPM Region\",RPE_IPMRegionGroupAcronym,RPE_State),\"=\"&IF($AL$6=\"National\",\"*\",$AO19))))","v":0},7.9865430450782933,"7.99",11854022,null,null,null,null,null,null,null,null,null,null,null,null,null,{"$f":"\"between \"&BI74&\" and \"&BI75","v":"between -33 and -22"},null,1137094]
[null,null,null,"Generation Winter GWh",null,null,null,null,null,"Generation Winter GWh",null,null,null,null,"NENGREST","MA","LA",null,"Waste Coal",null,null,"Pumped Storage",null,null,null,null,null,null,null,null,null,null,null,null,null,null,null,null,null,null,"KY",{"$f":"IF(AO20=0,\"\",SUMIFS(CHOOSE(VLOOKUP($AL$16,'Lookup tables'!$AK$5:$AM$15,3,0), RPE_FuelConsumptionSummerTBtu, RPE_FuelConsumptionTotalTBtu, RPE_GenerationSummerGWh, RPE_GenerationTotalGWh, RPE_CO2EmissionsSummerThousandTons, RPE_CO2EmissionsTotalThousandTons, RPE_NOXEmissionsSummerThousandTons, RPE_NOXEmissionsTotalThousandTons, RPE_SO2EmissionsSummerThousandTons, RPE_SO2EmissionsTotalThousandTons, RPE_DispatchableCapacityMW), MeetPrimaryCriteria,\"=1\",IF($AL$6=\"IPM Region\",RPE_IPMRegionGroupAcronym,RPE_State),\"=\"&IF($AL$6=\"National\",\"*\",$AO20)))","v":10.013190422351464},{"$f":"IF(AO20=0,\"\",IF($AL$18=\"Actual\",0,SUMIFS(CHOOSE(VLOOKUP($AL$33,'Lookup tables'!$AK$5:$AM$15,3,0), RPE_FuelConsumptionSummerTBtu, RPE_FuelConsumptionTotalTBtu, RPE_GenerationSummerGWh, RPE_GenerationTotalGWh, RPE_CO2EmissionsSummerThousandTons, RPE_CO2EmissionsTotalThousandTons, RPE_NOXEmissionsSummerThousandTons, RPE_NOXEmissionsTotalThousandTons, RPE_SO2EmissionsSummerThousandTons, RPE_SO2EmissionsTotalThousandTons, RPE_DispatchableCapacityMW), MeetComparisonCriteria,\"=1\",IF($AL$6=\"IPM Region\",RPE_IPMRegionGroupAcronym,RPE_State),\"=\"&IF($AL$6=\"National\",\"*\",$AO20))))","v":0},10.013190422351464,"10.0",11854022,null,null,null,null,null,null,null,null,null,null,null,null,null,{"$f":"\"between \"&BI75&\" and \"&BI76","v":"between -22 and -11"},null,8696052]
[null,null,null,"CO2 Emissions Winter Thousand Tons",null,null,null,null,null,"CO2 Emissions Winter Thousand Tons",null,null,null,null,"NY_Z_A&B","MD","MA",null,"Wind",null,null,"Solar PV",null,null,null,null,null,null,null,null,null,null,null,null,null,null,"COMPARISON CASE","Nov 2018 Ref Case",null,null,"LA",{"$f":"IF(AO21=0,\"\",SUMIFS(CHOOSE(VLOOKUP($AL$16,'Lookup tables'!$AK$5:$AM$15,3,0), RPE_FuelConsumptionSummerTBtu, RPE_FuelConsumptionTotalTBtu, RPE_GenerationSummerGWh, RPE_GenerationTotalGWh, RPE_CO2EmissionsSummerThousandTons, RPE_CO2EmissionsTotalThousandTons, RPE_NOXEmissionsSummerThousandTons, RPE_NOXEmissionsTotalThousandTons, RPE_SO2EmissionsSummerThousandTons, RPE_SO2EmissionsTotalThousandTons, RPE_DispatchableCapacityMW), MeetPrimaryCriteria,\"=1\",IF($AL$6=\"IPM Region\",RPE_IPMRegionGroupAcronym,RPE_State),\"=\"&IF($AL$6=\"National\",\"*\",$AO21)))","v":8.8296801681592267},{"$f":"IF(AO21=0,\"\",IF($AL$18=\"Actual\",0,SUMIFS(CHOOSE(VLOOKUP($AL$33,'Lookup tables'!$AK$5:$AM$15,3,0), RPE_FuelConsumptionSummerTBtu, RPE_FuelConsumptionTotalTBtu, RPE_GenerationSummerGWh, RPE_GenerationTotalGWh, RPE_CO2EmissionsSummerThousandTons, RPE_CO2EmissionsTotalThousandTons, RPE_NOXEmissionsSummerThousandTons, RPE_NOXEmissionsTotalThousandTons, RPE_SO2EmissionsSummerThousandTons, RPE_SO2EmissionsTotalThousandTons, RPE_DispatchableCapacityMW), MeetComparisonCriteria,\"=1\",IF($AL$6=\"IPM Region\",RPE_IPMRegionGroupAcronym,RPE_State),\"=\"&IF($AL$6=\"National\",\"*\",$AO21))))","v":0},8.8296801681592267,"8.83",11854022,null,null,null,null,null,null,null,null,null,null,null,null,null,{"$f":"\"between \"&BI76&\" and \"&BI77","v":"between -11 and 0"},null,11389944]
[null,null,null,"NOX Emissions Winter Thousand Tons",null,null,null,null,null,"NOX Emissions Winter Thousand Tons",null,null,null,null,"NY_Z_C&E","ME","MD",null,"*Unit Did Not Operate",null,null,"Solar Thermal",null,null,null,null,null,null,null,null,null,null,null,null,null,null,null,null,null,null,"MA",{"$f":"IF(AO22=0,\"\",SUMIFS(CHOOSE(VLOOKUP($AL$16,'Lookup tables'!$AK$5:$AM$15,3,0), RPE_FuelConsumptionSummerTBtu, RPE_FuelConsumptionTotalTBtu, RPE_GenerationSummerGWh, RPE_GenerationTotalGWh, RPE_CO2EmissionsSummerThousandTons, RPE_CO2EmissionsTotalThousandTons, RPE_NOXEmissionsSummerThousandTons, RPE_NOXEmissionsTotalThousandTons, RPE_SO2EmissionsSummerThousandTons, RPE_SO2EmissionsTotalThousandTons, RPE_DispatchableCapacityMW), MeetPrimaryCriteria,\"=1\",IF($AL$6=\"IPM Region\",RPE_IPMRegionGroupAcronym,RPE_State),\"=\"&IF($AL$6=\"National\",\"*\",$AO22)))","v":2.5517337128549062},{"$f":"IF(AO22=0,\"\",IF($AL$18=\"Actual\",0,SUMIFS(CHOOSE(VLOOKUP($AL$33,'Lookup tables'!$AK$5:$AM$15,3,0), RPE_FuelConsumptionSummerTBtu, RPE_FuelConsumptionTotalTBtu, RPE_GenerationSummerGWh, RPE_GenerationTotalGWh, RPE_CO2EmissionsSummerThousandTons, RPE_CO2EmissionsTotalThousandTons, RPE_NOXEmissionsSummerThousandTons, RPE_NOXEmissionsTotalThousandTons, RPE_SO2EmissionsSummerThousandTons, RPE_SO2EmissionsTotalThousandTons, RPE_DispatchableCapacityMW), MeetComparisonCriteria,\"=1\",IF($AL$6=\"IPM Region\",RPE_IPMRegionGroupAcronym,RPE_State),\"=\"&IF($AL$6=\"National\",\"*\",$AO22))))","v":0},2.5517337128549062,"2.55",11854022,null,null,null,null,null,null,null,null,null,null,null,null,null,{"$f":"BI77","v":"0"},null,16777215]
[null,null,null,"SO2 Emissions Winter Thousand Tons",null,null,null,null,null,"SO2 Emissions Winter Thousand Tons",null,null,null,null,"NY_Z_D","MI","ME",null,null,null,null,"Wind",null,null,null,null,null,null,null,null,null,null,null,null,null,null,"COMPARISON YEAR",2021,null,null,"MD",{"$f":"IF(AO23=0,\"\",SUMIFS(CHOOSE(VLOOKUP($AL$16,'Lookup tables'!$AK$5:$AM$15,3,0), RPE_FuelConsumptionSummerTBtu, RPE_FuelConsumptionTotalTBtu, RPE_GenerationSummerGWh, RPE_GenerationTotalGWh, RPE_CO2EmissionsSummerThousandTons, RPE_CO2EmissionsTotalThousandTons, RPE_NOXEmissionsSummerThousandTons, RPE_NOXEmissionsTotalThousandTons, RPE_SO2EmissionsSummerThousandTons, RPE_SO2EmissionsTotalThousandTons, RPE_DispatchableCapacityMW), MeetPrimaryCriteria,\"=1\",IF($AL$6=\"IPM Region\",RPE_IPMRegionGroupAcronym,RPE_State),\"=\"&IF($AL$6=\"National\",\"*\",$AO23)))","v":2.5440638891592893},{"$f":"IF(AO23=0,\"\",IF($AL$18=\"Actual\",0,SUMIFS(CHOOSE(VLOOKUP($AL$33,'Lookup tables'!$AK$5:$AM$15,3,0), RPE_FuelConsumptionSummerTBtu, RPE_FuelConsumptionTotalTBtu, RPE_GenerationSummerGWh, RPE_GenerationTotalGWh, RPE_CO2EmissionsSummerThousandTons, RPE_CO2EmissionsTotalThousandTons, RPE_NOXEmissionsSummerThousandTons, RPE_NOXEmissionsTotalThousandTons, RPE_SO2EmissionsSummerThousandTons, RPE_SO2EmissionsTotalThousandTons, RPE_DispatchableCapacityMW), MeetComparisonCriteria,\"=1\",IF($AL$6=\"IPM Region\",RPE_IPMRegionGroupAcronym,RPE_State),\"=\"&IF($AL$6=\"National\",\"*\",$AO23))))","v":0},2.5440638891592893,"2.54",11854022,null,null,null,null,null,null,null,null,null,null,null,null,null,{"$f":"\"between \"&BI77&\" and \"&BI78","v":"between 0 and 11"},null,11854022]
[null,null,null,null,null,null,null,null,null,null,null,null,null,null,"NY_Z_F","MN","MI",null,null,null,null,"Coal 30% CCS",null,null,null,null,null,null,null,null,null,null,null,null,null,null,null,null,null,null,"ME",{"$f":"IF(AO24=0,\"\",SUMIFS(CHOOSE(VLOOKUP($AL$16,'Lookup tables'!$AK$5:$AM$15,3,0), RPE_FuelConsumptionSummerTBtu, RPE_FuelConsumptionTotalTBtu, RPE_GenerationSummerGWh, RPE_GenerationTotalGWh, RPE_CO2EmissionsSummerThousandTons, RPE_CO2EmissionsTotalThousandTons, RPE_NOXEmissionsSummerThousandTons, RPE_NOXEmissionsTotalThousandTons, RPE_SO2EmissionsSummerThousandTons, RPE_SO2EmissionsTotalThousandTons, RPE_DispatchableCapacityMW), MeetPrimaryCriteria,\"=1\",IF($AL$6=\"IPM Region\",RPE_IPMRegionGroupAcronym,RPE_State),\"=\"&IF($AL$6=\"National\",\"*\",$AO24)))","v":1.1610970491559311},{"$f":"IF(AO24=0,\"\",IF($AL$18=\"Actual\",0,SUMIFS(CHOOSE(VLOOKUP($AL$33,'Lookup tables'!$AK$5:$AM$15,3,0), RPE_FuelConsumptionSummerTBtu, RPE_FuelConsumptionTotalTBtu, RPE_GenerationSummerGWh, RPE_GenerationTotalGWh, RPE_CO2EmissionsSummerThousandTons, RPE_CO2EmissionsTotalThousandTons, RPE_NOXEmissionsSummerThousandTons, RPE_NOXEmissionsTotalThousandTons, RPE_SO2EmissionsSummerThousandTons, RPE_SO2EmissionsTotalThousandTons, RPE_DispatchableCapacityMW), MeetComparisonCriteria,\"=1\",IF($AL$6=\"IPM Region\",RPE_IPMRegionGroupAcronym,RPE_State),\"=\"&IF($AL$6=\"National\",\"*\",$AO24))))","v":0},1.1610970491559311,"1.16",11854022,null,null,null,null,null,null,null,null,null,null,null,null,null,{"$f":"\"between \"&BI78&\" and \"&BI79","v":"between 11 and 22"},null,9359529]
[null,null,null,null,null,null,null,null,null,null,null,null,null,null,"NY_Z_G-I","MO","MN",null,null,null,null,"Coal 90% CCS",null,null,null,null,null,null,null,null,null,null,null,null,null,null,"COMPARISON DIMENSIONS",null,null,null,"MI",{"$f":"IF(AO25=0,\"\",SUMIFS(CHOOSE(VLOOKUP($AL$16,'Lookup tables'!$AK$5:$AM$15,3,0), RPE_FuelConsumptionSummerTBtu, RPE_FuelConsumptionTotalTBtu, RPE_GenerationSummerGWh, RPE_GenerationTotalGWh, RPE_CO2EmissionsSummerThousandTons, RPE_CO2EmissionsTotalThousandTons, RPE_NOXEmissionsSummerThousandTons, RPE_NOXEmissionsTotalThousandTons, RPE_SO2EmissionsSummerThousandTons, RPE_SO2EmissionsTotalThousandTons, RPE_DispatchableCapacityMW), MeetPrimaryCriteria,\"=1\",IF($AL$6=\"IPM Region\",RPE_IPMRegionGroupAcronym,RPE_State),\"=\"&IF($AL$6=\"National\",\"*\",$AO25)))","v":13.20644789380745},{"$f":"IF(AO25=0,\"\",IF($AL$18=\"Actual\",0,SUMIFS(CHOOSE(VLOOKUP($AL$33,'Lookup tables'!$AK$5:$AM$15,3,0), RPE_FuelConsumptionSummerTBtu, RPE_FuelConsumptionTotalTBtu, RPE_GenerationSummerGWh, RPE_GenerationTotalGWh, RPE_CO2EmissionsSummerThousandTons, RPE_CO2EmissionsTotalThousandTons, RPE_NOXEmissionsSummerThousandTons, RPE_NOXEmissionsTotalThousandTons, RPE_SO2EmissionsSummerThousandTons, RPE_SO2EmissionsTotalThousandTons, RPE_DispatchableCapacityMW), MeetComparisonCriteria,\"=1\",IF($AL$6=\"IPM Region\",RPE_IPMRegionGroupAcronym,RPE_State),\"=\"&IF($AL$6=\"National\",\"*\",$AO25))))","v":0},13.20644789380745,"13.2",9359529,null,null,null,null,null,null,null,null,null,null,null,null,null,{"$f":"\"between \"&BI79&\" and \"&BI80","v":"between 22 and 33"},null,4697456]
[null,null,null,null,null,null,null,null,null,null,null,null,null,null,"NY_Z_J","MS","MO",null,null,null,null,"Coal W/CCS",null,null,null,null,null,null,null,null,null,null,null,null,null,null,"Fuel Type","All Units","RPE_FuelType",null,"MN",{"$f":"IF(AO26=0,\"\",SUMIFS(CHOOSE(VLOOKUP($AL$16,'Lookup tables'!$AK$5:$AM$15,3,0), RPE_FuelConsumptionSummerTBtu, RPE_FuelConsumptionTotalTBtu, RPE_GenerationSummerGWh, RPE_GenerationTotalGWh, RPE_CO2EmissionsSummerThousandTons, RPE_CO2EmissionsTotalThousandTons, RPE_NOXEmissionsSummerThousandTons, RPE_NOXEmissionsTotalThousandTons, RPE_SO2EmissionsSummerThousandTons, RPE_SO2EmissionsTotalThousandTons, RPE_DispatchableCapacityMW), MeetPrimaryCriteria,\"=1\",IF($AL$6=\"IPM Region\",RPE_IPMRegionGroupAcronym,RPE_State),\"=\"&IF($AL$6=\"National\",\"*\",$AO26)))","v":7.7444974930868407},{"$f":"IF(AO26=0,\"\",IF($AL$18=\"Actual\",0,SUMIFS(CHOOSE(VLOOKUP($AL$33,'Lookup tables'!$AK$5:$AM$15,3,0), RPE_FuelConsumptionSummerTBtu, RPE_FuelConsumptionTotalTBtu, RPE_GenerationSummerGWh, RPE_GenerationTotalGWh, RPE_CO2EmissionsSummerThousandTons, RPE_CO2EmissionsTotalThousandTons, RPE_NOXEmissionsSummerThousandTons, RPE_NOXEmissionsTotalThousandTons, RPE_SO2EmissionsSummerThousandTons, RPE_SO2EmissionsTotalThousandTons, RPE_DispatchableCapacityMW), MeetComparisonCriteria,\"=1\",IF($AL$6=\"IPM Region\",RPE_IPMRegionGroupAcronym,RPE_State),\"=\"&IF($AL$6=\"National\",\"*\",$AO26))))","v":0},7.7444974930868407,"7.74",11854022,null,null,null,null,null,null,null,null,null,null,null,null,null,{"$f":"\"> \"&BI80","v":"> 33"},null,3506772]
[null,null,null,null,null,null,null,null,null,"RPE_FuelConsumptionSummerTBtu",null,null,null,null,"NY_Z_K","MT","MS",null,null,null,null,"NGCC w/CCS",null,null,null,null,null,null,null,null,null,null,null,null,null,null,"Fossil >25 MW","All Units","RPE_Fossil25MW",null,"MO",{"$f":"IF(AO27=0,\"\",SUMIFS(CHOOSE(VLOOKUP($AL$16,'Lookup tables'!$AK$5:$AM$15,3,0), RPE_FuelConsumptionSummerTBtu, RPE_FuelConsumptionTotalTBtu, RPE_GenerationSummerGWh, RPE_GenerationTotalGWh, RPE_CO2EmissionsSummerThousandTons, RPE_CO2EmissionsTotalThousandTons, RPE_NOXEmissionsSummerThousandTons, RPE_NOXEmissionsTotalThousandTons, RPE_SO2EmissionsSummerThousandTons, RPE_SO2EmissionsTotalThousandTons, RPE_DispatchableCapacityMW), MeetPrimaryCriteria,\"=1\",IF($AL$6=\"IPM Region\",RPE_IPMRegionGroupAcronym,RPE_State),\"=\"&IF($AL$6=\"National\",\"*\",$AO27)))","v":14.415932245022058},{"$f":"IF(AO27=0,\"\",IF($AL$18=\"Actual\",0,SUMIFS(CHOOSE(VLOOKUP($AL$33,'Lookup tables'!$AK$5:$AM$15,3,0), RPE_FuelConsumptionSummerTBtu, RPE_FuelConsumptionTotalTBtu, RPE_GenerationSummerGWh, RPE_GenerationTotalGWh, RPE_CO2EmissionsSummerThousandTons, RPE_CO2EmissionsTotalThousandTons, RPE_NOXEmissionsSummerThousandTons, RPE_NOXEmissionsTotalThousandTons, RPE_SO2EmissionsSummerThousandTons, RPE_SO2EmissionsTotalThousandTons, RPE_DispatchableCapacityMW), MeetComparisonCriteria,\"=1\",IF($AL$6=\"IPM Region\",RPE_IPMRegionGroupAcronym,RPE_State),\"=\"&IF($AL$6=\"National\",\"*\",$AO27))))","v":0},14.415932245022058,"14.4",9359529]
[null,null,null,null,null,null,null,null,null,"RPE_FuelConsumptionTotalTBtu",null,null,null,null,"PJM_AP","NC","MT",null,null,null,null,null,null,null,null,null,null,null,null,null,null,null,null,null,null,null,"Existing/New/Retired","Existing and New","RPE_ExistingorNewUnit",null,"MS",{"$f":"IF(AO28=0,\"\",SUMIFS(CHOOSE(VLOOKUP($AL$16,'Lookup tables'!$AK$5:$AM$15,3,0), RPE_FuelConsumptionSummerTBtu, RPE_FuelConsumptionTotalTBtu, RPE_GenerationSummerGWh, RPE_GenerationTotalGWh, RPE_CO2EmissionsSummerThousandTons, RPE_CO2EmissionsTotalThousandTons, RPE_NOXEmissionsSummerThousandTons, RPE_NOXEmissionsTotalThousandTons, RPE_SO2EmissionsSummerThousandTons, RPE_SO2EmissionsTotalThousandTons, RPE_DispatchableCapacityMW), MeetPrimaryCriteria,\"=1\",IF($AL$6=\"IPM Region\",RPE_IPMRegionGroupAcronym,RPE_State),\"=\"&IF($AL$6=\"National\",\"*\",$AO28)))","v":2.7199237367350397},{"$f":"IF(AO28=0,\"\",IF($AL$18=\"Actual\",0,SUMIFS(CHOOSE(VLOOKUP($AL$33,'Lookup tables'!$AK$5:$AM$15,3,0), RPE_FuelConsumptionSummerTBtu, RPE_FuelConsumptionTotalTBtu, RPE_GenerationSummerGWh, RPE_GenerationTotalGWh, RPE_CO2EmissionsSummerThousandTons, RPE_CO2EmissionsTotalThousandTons, RPE_NOXEmissionsSummerThousandTons, RPE_NOXEmissionsTotalThousandTons, RPE_SO2EmissionsSummerThousandTons, RPE_SO2EmissionsTotalThousandTons, RPE_DispatchableCapacityMW), MeetComparisonCriteria,\"=1\",IF($AL$6=\"IPM Region\",RPE_IPMRegionGroupAcronym,RPE_State),\"=\"&IF($AL$6=\"National\",\"*\",$AO28))))","v":0},2.7199237367350397,"2.72",11854022]
[null,null,null,null,null,null,null,null,null,"RPE_GenerationSummerGWh",null,null,null,null,"PJM_ATSI","ND","NC",null,null,null,null,null,null,null,null,null,null,null,null,null,null,null,null,null,null,null,"Plant Type","All Units","RPE_PlantType",null,"MT",{"$f":"IF(AO29=0,\"\",SUMIFS(CHOOSE(VLOOKUP($AL$16,'Lookup tables'!$AK$5:$AM$15,3,0), RPE_FuelConsumptionSummerTBtu, RPE_FuelConsumptionTotalTBtu, RPE_GenerationSummerGWh, RPE_GenerationTotalGWh, RPE_CO2EmissionsSummerThousandTons, RPE_CO2EmissionsTotalThousandTons, RPE_NOXEmissionsSummerThousandTons, RPE_NOXEmissionsTotalThousandTons, RPE_SO2EmissionsSummerThousandTons, RPE_SO2EmissionsTotalThousandTons, RPE_DispatchableCapacityMW), MeetPrimaryCriteria,\"=1\",IF($AL$6=\"IPM Region\",RPE_IPMRegionGroupAcronym,RPE_State),\"=\"&IF($AL$6=\"National\",\"*\",$AO29)))","v":6.6893975366825051},{"$f":"IF(AO29=0,\"\",IF($AL$18=\"Actual\",0,SUMIFS(CHOOSE(VLOOKUP($AL$33,'Lookup tables'!$AK$5:$AM$15,3,0), RPE_FuelConsumptionSummerTBtu, RPE_FuelConsumptionTotalTBtu, RPE_GenerationSummerGWh, RPE_GenerationTotalGWh, RPE_CO2EmissionsSummerThousandTons, RPE_CO2EmissionsTotalThousandTons, RPE_NOXEmissionsSummerThousandTons, RPE_NOXEmissionsTotalThousandTons, RPE_SO2EmissionsSummerThousandTons, RPE_SO2EmissionsTotalThousandTons, RPE_DispatchableCapacityMW), MeetComparisonCriteria,\"=1\",IF($AL$6=\"IPM Region\",RPE_IPMRegionGroupAcronym,RPE_State),\"=\"&IF($AL$6=\"National\",\"*\",$AO29))))","v":0},6.6893975366825051,"6.69",11854022]
[null,null,null,null,null,null,null,null,null,"RPE_GenerationTotalGWh",null,null,null,null,"PJM_COMD","NE","ND",null,null,null,null,null,null,null,null,null,null,null,null,null,null,null,null,null,null,null,"Plant Category","All Units","RPE_PlantCategory",null,"NC",{"$f":"IF(AO30=0,\"\",SUMIFS(CHOOSE(VLOOKUP($AL$16,'Lookup tables'!$AK$5:$AM$15,3,0), RPE_FuelConsumptionSummerTBtu, RPE_FuelConsumptionTotalTBtu, RPE_GenerationSummerGWh, RPE_GenerationTotalGWh, RPE_CO2EmissionsSummerThousandTons, RPE_CO2EmissionsTotalThousandTons, RPE_NOXEmissionsSummerThousandTons, RPE_NOXEmissionsTotalThousandTons, RPE_SO2EmissionsSummerThousandTons, RPE_SO2EmissionsTotalThousandTons, RPE_DispatchableCapacityMW), MeetPrimaryCriteria,\"=1\",IF($AL$6=\"IPM Region\",RPE_IPMRegionGroupAcronym,RPE_State),\"=\"&IF($AL$6=\"National\",\"*\",$AO30)))","v":15.764555646252564},{"$f":"IF(AO30=0,\"\",IF($AL$18=\"Actual\",0,SUMIFS(CHOOSE(VLOOKUP($AL$33,'Lookup tables'!$AK$5:$AM$15,3,0), RPE_FuelConsumptionSummerTBtu, RPE_FuelConsumptionTotalTBtu, RPE_GenerationSummerGWh, RPE_GenerationTotalGWh, RPE_CO2EmissionsSummerThousandTons, RPE_CO2EmissionsTotalThousandTons, RPE_NOXEmissionsSummerThousandTons, RPE_NOXEmissionsTotalThousandTons, RPE_SO2EmissionsSummerThousandTons, RPE_SO2EmissionsTotalThousandTons, RPE_DispatchableCapacityMW), MeetComparisonCriteria,\"=1\",IF($AL$6=\"IPM Region\",RPE_IPMRegionGroupAcronym,RPE_State),\"=\"&IF($AL$6=\"National\",\"*\",$AO30))))","v":0},15.764555646252564,"15.8",9359529]
[null,null,null,null,null,null,null,null,null,"RPE_CO2EmissionsSummerThousandTons",null,null,null,null,"PJM_Dom","NH","NE",null,null,null,null,null,null,null,null,null,null,null,null,null,null,null,null,null,null,null,"Control/Retrofit Types","All Units",{"$f":"MATCH(AL31,Controls,0)","v":1},null,"ND",{"$f":"IF(AO31=0,\"\",SUMIFS(CHOOSE(VLOOKUP($AL$16,'Lookup tables'!$AK$5:$AM$15,3,0), RPE_FuelConsumptionSummerTBtu, RPE_FuelConsumptionTotalTBtu, RPE_GenerationSummerGWh, RPE_GenerationTotalGWh, RPE_CO2EmissionsSummerThousandTons, RPE_CO2EmissionsTotalThousandTons, RPE_NOXEmissionsSummerThousandTons, RPE_NOXEmissionsTotalThousandTons, RPE_SO2EmissionsSummerThousandTons, RPE_SO2EmissionsTotalThousandTons, RPE_DispatchableCapacityMW), MeetPrimaryCriteria,\"=1\",IF($AL$6=\"IPM Region\",RPE_IPMRegionGroupAcronym,RPE_State),\"=\"&IF($AL$6=\"National\",\"*\",$AO31)))","v":10.709049049713999},{"$f":"IF(AO31=0,\"\",IF($AL$18=\"Actual\",0,SUMIFS(CHOOSE(VLOOKUP($AL$33,'Lookup tables'!$AK$5:$AM$15,3,0), RPE_FuelConsumptionSummerTBtu, RPE_FuelConsumptionTotalTBtu, RPE_GenerationSummerGWh, RPE_GenerationTotalGWh, RPE_CO2EmissionsSummerThousandTons, RPE_CO2EmissionsTotalThousandTons, RPE_NOXEmissionsSummerThousandTons, RPE_NOXEmissionsTotalThousandTons, RPE_SO2EmissionsSummerThousandTons, RPE_SO2EmissionsTotalThousandTons, RPE_DispatchableCapacityMW), MeetComparisonCriteria,\"=1\",IF($AL$6=\"IPM Region\",RPE_IPMRegionGroupAcronym,RPE_State),\"=\"&IF($AL$6=\"National\",\"*\",$AO31))))","v":0},10.709049049713999,"10.7",11854022]
[null,null,null,null,null,null,null,null,null,"RPE_CO2EmissionsTotalThousandTons",null,null,null,null,"PJM_EMAC","NJ","NH",null,null,null,null,null,null,null,null,null,null,null,null,null,null,null,null,null,null,null,"Existing or New Controls","All Controls",null,null,"NE",{"$f":"IF(AO32=0,\"\",SUMIFS(CHOOSE(VLOOKUP($AL$16,'Lookup tables'!$AK$5:$AM$15,3,0), RPE_FuelConsumptionSummerTBtu, RPE_FuelConsumptionTotalTBtu, RPE_GenerationSummerGWh, RPE_GenerationTotalGWh, RPE_CO2EmissionsSummerThousandTons, RPE_CO2EmissionsTotalThousandTons, RPE_NOXEmissionsSummerThousandTons, RPE_NOXEmissionsTotalThousandTons, RPE_SO2EmissionsSummerThousandTons, RPE_SO2EmissionsTotalThousandTons, RPE_DispatchableCapacityMW), MeetPrimaryCriteria,\"=1\",IF($AL$6=\"IPM Region\",RPE_IPMRegionGroupAcronym,RPE_State),\"=\"&IF($AL$6=\"National\",\"*\",$AO32)))","v":11.627349240493448},{"$f":"IF(AO32=0,\"\",IF($AL$18=\"Actual\",0,SUMIFS(CHOOSE(VLOOKUP($AL$33,'Lookup tables'!$AK$5:$AM$15,3,0), RPE_FuelConsumptionSummerTBtu, RPE_FuelConsumptionTotalTBtu, RPE_GenerationSummerGWh, RPE_GenerationTotalGWh, RPE_CO2EmissionsSummerThousandTons, RPE_CO2EmissionsTotalThousandTons, RPE_NOXEmissionsSummerThousandTons, RPE_NOXEmissionsTotalThousandTons, RPE_SO2EmissionsSummerThousandTons, RPE_SO2EmissionsTotalThousandTons, RPE_DispatchableCapacityMW), MeetComparisonCriteria,\"=1\",IF($AL$6=\"IPM Region\",RPE_IPMRegionGroupAcronym,RPE_State),\"=\"&IF($AL$6=\"National\",\"*\",$AO32))))","v":0},11.627349240493448,"11.6",9359529]
[null,null,null,null,null,null,null,null,null,"RPE_NOXEmissionsSummerThousandTons",null,null,null,null,"PJM_PENE","NM","NJ",null,null,null,null,null,null,null,null,null,null,null,null,null,null,null,null,null,null,null,"COMPARISON MEASURE","NOX Emissions Summer Thousand Tons",{"$f":"VLOOKUP(AL33,'Lookup tables'!$AD$5:$AF$68,3,0)","v":"RPE_NOXEmissionsSummerThousandTons"},null,"NH",{"$f":"IF(AO33=0,\"\",SUMIFS(CHOOSE(VLOOKUP($AL$16,'Lookup tables'!$AK$5:$AM$15,3,0), RPE_FuelConsumptionSummerTBtu, RPE_FuelConsumptionTotalTBtu, RPE_GenerationSummerGWh, RPE_GenerationTotalGWh, RPE_CO2EmissionsSummerThousandTons, RPE_CO2EmissionsTotalThousandTons, RPE_NOXEmissionsSummerThousandTons, RPE_NOXEmissionsTotalThousandTons, RPE_SO2EmissionsSummerThousandTons, RPE_SO2EmissionsTotalThousandTons, RPE_DispatchableCapacityMW), MeetPrimaryCriteria,\"=1\",IF($AL$6=\"IPM Region\",RPE_IPMRegionGroupAcronym,RPE_State),\"=\"&IF($AL$6=\"National\",\"*\",$AO33)))","v":0.31589235241545938},{"$f":"IF(AO33=0,\"\",IF($AL$18=\"Actual\",0,SUMIFS(CHOOSE(VLOOKUP($AL$33,'Lookup tables'!$AK$5:$AM$15,3,0), RPE_FuelConsumptionSummerTBtu, RPE_FuelConsumptionTotalTBtu, RPE_GenerationSummerGWh, RPE_GenerationTotalGWh, RPE_CO2EmissionsSummerThousandTons, RPE_CO2EmissionsTotalThousandTons, RPE_NOXEmissionsSummerThousandTons, RPE_NOXEmissionsTotalThousandTons, RPE_SO2EmissionsSummerThousandTons, RPE_SO2EmissionsTotalThousandTons, RPE_DispatchableCapacityMW), MeetComparisonCriteria,\"=1\",IF($AL$6=\"IPM Region\",RPE_IPMRegionGroupAcronym,RPE_State),\"=\"&IF($AL$6=\"National\",\"*\",$AO33))))","v":0},0.31589235241545938,"0.316",11854022]
[null,null,null,null,null,null,null,null,null,"RPE_NOXEmissionsTotalThousandTons",null,null,null,null,"PJM_SMAC","NV","NM",null,null,null,null,null,null,null,null,null,null,null,null,null,null,null,null,null,null,null,null,null,null,null,"NJ",{"$f":"IF(AO34=0,\"\",SUMIFS(CHOOSE(VLOOKUP($AL$16,'Lookup tables'!$AK$5:$AM$15,3,0), RPE_FuelConsumptionSummerTBtu, RPE_FuelConsumptionTotalTBtu, RPE_GenerationSummerGWh, RPE_GenerationTotalGWh, RPE_CO2EmissionsSummerThousandTons, RPE_CO2EmissionsTotalThousandTons, RPE_NOXEmissionsSummerThousandTons, RPE_NOXEmissionsTotalThousandTons, RPE_SO2EmissionsSummerThousandTons, RPE_SO2EmissionsTotalThousandTons, RPE_DispatchableCapacityMW), MeetPrimaryCriteria,\"=1\",IF($AL$6=\"IPM Region\",RPE_IPMRegionGroupAcronym,RPE_State),\"=\"&IF($AL$6=\"National\",\"*\",$AO34)))","v":2.5824490980684671},{"$f":"IF(AO34=0,\"\",IF($AL$18=\"Actual\",0,SUMIFS(CHOOSE(VLOOKUP($AL$33,'Lookup tables'!$AK$5:$AM$15,3,0), RPE_FuelConsumptionSummerTBtu, RPE_FuelConsumptionTotalTBtu, RPE_GenerationSummerGWh, RPE_GenerationTotalGWh, RPE_CO2EmissionsSummerThousandTons, RPE_CO2EmissionsTotalThousandTons, RPE_NOXEmissionsSummerThousandTons, RPE_NOXEmissionsTotalThousandTons, RPE_SO2EmissionsSummerThousandTons, RPE_SO2EmissionsTotalThousandTons, RPE_DispatchableCapacityMW), MeetComparisonCriteria,\"=1\",IF($AL$6=\"IPM Region\",RPE_IPMRegionGroupAcronym,RPE_State),\"=\"&IF($AL$6=\"National\",\"*\",$AO34))))","v":0},2.5824490980684671,"2.58",11854022]
[null,null,null,null,null,null,null,null,null,"RPE_SO2EmissionsSummerThousandTons",null,null,null,null,"PJM_West","NY","NV",null,null,null,null,null,null,null,null,null,null,null,null,null,null,null,null,null,null,null,null,null,null,null,"NM",{"$f":"IF(AO35=0,\"\",SUMIFS(CHOOSE(VLOOKUP($AL$16,'Lookup tables'!$AK$5:$AM$15,3,0), RPE_FuelConsumptionSummerTBtu, RPE_FuelConsumptionTotalTBtu, RPE_GenerationSummerGWh, RPE_GenerationTotalGWh, RPE_CO2EmissionsSummerThousandTons, RPE_CO2EmissionsTotalThousandTons, RPE_NOXEmissionsSummerThousandTons, RPE_NOXEmissionsTotalThousandTons, RPE_SO2EmissionsSummerThousandTons, RPE_SO2EmissionsTotalThousandTons, RPE_DispatchableCapacityMW), MeetPrimaryCriteria,\"=1\",IF($AL$6=\"IPM Region\",RPE_IPMRegionGroupAcronym,RPE_State),\"=\"&IF($AL$6=\"National\",\"*\",$AO35)))","v":3.6015566196617654},{"$f":"IF(AO35=0,\"\",IF($AL$18=\"Actual\",0,SUMIFS(CHOOSE(VLOOKUP($AL$33,'Lookup tables'!$AK$5:$AM$15,3,0), RPE_FuelConsumptionSummerTBtu, RPE_FuelConsumptionTotalTBtu, RPE_GenerationSummerGWh, RPE_GenerationTotalGWh, RPE_CO2EmissionsSummerThousandTons, RPE_CO2EmissionsTotalThousandTons, RPE_NOXEmissionsSummerThousandTons, RPE_NOXEmissionsTotalThousandTons, RPE_SO2EmissionsSummerThousandTons, RPE_SO2EmissionsTotalThousandTons, RPE_DispatchableCapacityMW), MeetComparisonCriteria,\"=1\",IF($AL$6=\"IPM Region\",RPE_IPMRegionGroupAcronym,RPE_State),\"=\"&IF($AL$6=\"National\",\"*\",$AO35))))","v":0},3.6015566196617654,"3.60",11854022]
[null,null,null,null,null,null,null,null,null,"RPE_SO2EmissionsTotalThousandTons",null,null,null,null,"PJM_WMAC","OH","NY",null,null,null,null,null,null,null,null,null,null,null,null,null,null,null,null,null,null,null,null,null,null,null,"NV",{"$f":"IF(AO36=0,\"\",SUMIFS(CHOOSE(VLOOKUP($AL$16,'Lookup tables'!$AK$5:$AM$15,3,0), RPE_FuelConsumptionSummerTBtu, RPE_FuelConsumptionTotalTBtu, RPE_GenerationSummerGWh, RPE_GenerationTotalGWh, RPE_CO2EmissionsSummerThousandTons, RPE_CO2EmissionsTotalThousandTons, RPE_NOXEmissionsSummerThousandTons, RPE_NOXEmissionsTotalThousandTons, RPE_SO2EmissionsSummerThousandTons, RPE_SO2EmissionsTotalThousandTons, RPE_DispatchableCapacityMW), MeetPrimaryCriteria,\"=1\",IF($AL$6=\"IPM Region\",RPE_IPMRegionGroupAcronym,RPE_State),\"=\"&IF($AL$6=\"National\",\"*\",$AO36)))","v":0.57250883048414802},{"$f":"IF(AO36=0,\"\",IF($AL$18=\"Actual\",0,SUMIFS(CHOOSE(VLOOKUP($AL$33,'Lookup tables'!$AK$5:$AM$15,3,0), RPE_FuelConsumptionSummerTBtu, RPE_FuelConsumptionTotalTBtu, RPE_GenerationSummerGWh, RPE_GenerationTotalGWh, RPE_CO2EmissionsSummerThousandTons, RPE_CO2EmissionsTotalThousandTons, RPE_NOXEmissionsSummerThousandTons, RPE_NOXEmissionsTotalThousandTons, RPE_SO2EmissionsSummerThousandTons, RPE_SO2EmissionsTotalThousandTons, RPE_DispatchableCapacityMW), MeetComparisonCriteria,\"=1\",IF($AL$6=\"IPM Region\",RPE_IPMRegionGroupAcronym,RPE_State),\"=\"&IF($AL$6=\"National\",\"*\",$AO36))))","v":0},0.57250883048414802,"0.573",11854022]
[null,null,null,null,null,null,null,null,null,"RPE_DispatchableCapacityMW",null,null,null,null,"S_C_KY","OK","OH",null,null,null,null,null,null,null,null,null,null,null,null,null,null,null,null,null,null,null,"***You must click the update button to update the map",null,null,null,{"$f":"IF($AL$6=\"state\",P35,O35)","v":"NY"},{"$f":"IF(AO37=0,\"\",SUMIFS(CHOOSE(VLOOKUP($AL$16,'Lookup tables'!$AK$5:$AM$15,3,0), RPE_FuelConsumptionSummerTBtu, RPE_FuelConsumptionTotalTBtu, RPE_GenerationSummerGWh, RPE_GenerationTotalGWh, RPE_CO2EmissionsSummerThousandTons, RPE_CO2EmissionsTotalThousandTons, RPE_NOXEmissionsSummerThousandTons, RPE_NOXEmissionsTotalThousandTons, RPE_SO2EmissionsSummerThousandTons, RPE_SO2EmissionsTotalThousandTons, RPE_DispatchableCapacityMW), MeetPrimaryCriteria,\"=1\",IF($AL$6=\"IPM Region\",RPE_IPMRegionGroupAcronym,RPE_State),\"=\"&IF($AL$6=\"National\",\"*\",$AO37)))","v":7.5888597820961117},{"$f":"IF(AO37=0,\"\",IF($AL$18=\"Actual\",0,SUMIFS(CHOOSE(VLOOKUP($AL$33,'Lookup tables'!$AK$5:$AM$15,3,0), RPE_FuelConsumptionSummerTBtu, RPE_FuelConsumptionTotalTBtu, RPE_GenerationSummerGWh, RPE_GenerationTotalGWh, RPE_CO2EmissionsSummerThousandTons, RPE_CO2EmissionsTotalThousandTons, RPE_NOXEmissionsSummerThousandTons, RPE_NOXEmissionsTotalThousandTons, RPE_SO2EmissionsSummerThousandTons, RPE_SO2EmissionsTotalThousandTons, RPE_DispatchableCapacityMW), MeetComparisonCriteria,\"=1\",IF($AL$6=\"IPM Region\",RPE_IPMRegionGroupAcronym,RPE_State),\"=\"&IF($AL$6=\"National\",\"*\",$AO37))))","v":0},7.5888597820961117,"7.59",11854022]
[null,null,null,null,null,null,null,null,null,null,null,null,null,null,"S_C_TVA","OR","OK",null,null,null,null,null,null,null,null,null,null,null,null,null,null,null,null,null,null,null,null,null,null,null,"OH",{"$f":"IF(AO38=0,\"\",SUMIFS(CHOOSE(VLOOKUP($AL$16,'Lookup tables'!$AK$5:$AM$15,3,0), RPE_FuelConsumptionSummerTBtu, RPE_FuelConsumptionTotalTBtu, RPE_GenerationSummerGWh, RPE_GenerationTotalGWh, RPE_CO2EmissionsSummerThousandTons, RPE_CO2EmissionsTotalThousandTons, RPE_NOXEmissionsSummerThousandTons, RPE_NOXEmissionsTotalThousandTons, RPE_SO2EmissionsSummerThousandTons, RPE_SO2EmissionsTotalThousandTons, RPE_DispatchableCapacityMW), MeetPrimaryCriteria,\"=1\",IF($AL$6=\"IPM Region\",RPE_IPMRegionGroupAcronym,RPE_State),\"=\"&IF($AL$6=\"National\",\"*\",$AO38)))","v":17.942844464408431},{"$f":"IF(AO38=0,\"\",IF($AL$18=\"Actual\",0,SUMIFS(CHOOSE(VLOOKUP($AL$33,'Lookup tables'!$AK$5:$AM$15,3,0), RPE_FuelConsumptionSummerTBtu, RPE_FuelConsumptionTotalTBtu, RPE_GenerationSummerGWh, RPE_GenerationTotalGWh, RPE_CO2EmissionsSummerThousandTons, RPE_CO2EmissionsTotalThousandTons, RPE_NOXEmissionsSummerThousandTons, RPE_NOXEmissionsTotalThousandTons, RPE_SO2EmissionsSummerThousandTons, RPE_SO2EmissionsTotalThousandTons, RPE_DispatchableCapacityMW), MeetComparisonCriteria,\"=1\",IF($AL$6=\"IPM Region\",RPE_IPMRegionGroupAcronym,RPE_State),\"=\"&IF($AL$6=\"National\",\"*\",$AO38))))","v":0},17.942844464408431,"17.9",9359529]
[null,null,null,null,null,null,null,null,null,null,null,null,null,null,"S_D_AMSO","PA","OR",null,null,null,null,"Fuel Consumption Summer TBtu","TBtu",null,null,null,null,null,null,null,null,null,null,null,null,null,null,null,null,null,"OK",{"$f":"IF(AO39=0,\"\",SUMIFS(CHOOSE(VLOOKUP($AL$16,'Lookup tables'!$AK$5:$AM$15,3,0), RPE_FuelConsumptionSummerTBtu, RPE_FuelConsumptionTotalTBtu, RPE_GenerationSummerGWh, RPE_GenerationTotalGWh, RPE_CO2EmissionsSummerThousandTons, RPE_CO2EmissionsTotalThousandTons, RPE_NOXEmissionsSummerThousandTons, RPE_NOXEmissionsTotalThousandTons, RPE_SO2EmissionsSummerThousandTons, RPE_SO2EmissionsTotalThousandTons, RPE_DispatchableCapacityMW), MeetPrimaryCriteria,\"=1\",IF($AL$6=\"IPM Region\",RPE_IPMRegionGroupAcronym,RPE_State),\"=\"&IF($AL$6=\"National\",\"*\",$AO39)))","v":10.301135337217097},{"$f":"IF(AO39=0,\"\",IF($AL$18=\"Actual\",0,SUMIFS(CHOOSE(VLOOKUP($AL$33,'Lookup tables'!$AK$5:$AM$15,3,0), RPE_FuelConsumptionSummerTBtu, RPE_FuelConsumptionTotalTBtu, RPE_GenerationSummerGWh, RPE_GenerationTotalGWh, RPE_CO2EmissionsSummerThousandTons, RPE_CO2EmissionsTotalThousandTons, RPE_NOXEmissionsSummerThousandTons, RPE_NOXEmissionsTotalThousandTons, RPE_SO2EmissionsSummerThousandTons, RPE_SO2EmissionsTotalThousandTons, RPE_DispatchableCapacityMW), MeetComparisonCriteria,\"=1\",IF($AL$6=\"IPM Region\",RPE_IPMRegionGroupAcronym,RPE_State),\"=\"&IF($AL$6=\"National\",\"*\",$AO39))))","v":0},10.301135337217097,"10.3",11854022]
[null,null,null,null,null,null,null,null,null,null,null,null,null,null,"S_D_N_AR","RI","PA",null,null,null,null,"Fuel Consumption Total TBtu","TBtu",null,null,null,null,null,null,null,null,null,null,null,null,null,null,null,null,null,"OR",{"$f":"IF(AO40=0,\"\",SUMIFS(CHOOSE(VLOOKUP($AL$16,'Lookup tables'!$AK$5:$AM$15,3,0), RPE_FuelConsumptionSummerTBtu, RPE_FuelConsumptionTotalTBtu, RPE_GenerationSummerGWh, RPE_GenerationTotalGWh, RPE_CO2EmissionsSummerThousandTons, RPE_CO2EmissionsTotalThousandTons, RPE_NOXEmissionsSummerThousandTons, RPE_NOXEmissionsTotalThousandTons, RPE_SO2EmissionsSummerThousandTons, RPE_SO2EmissionsTotalThousandTons, RPE_DispatchableCapacityMW), MeetPrimaryCriteria,\"=1\",IF($AL$6=\"IPM Region\",RPE_IPMRegionGroupAcronym,RPE_State),\"=\"&IF($AL$6=\"National\",\"*\",$AO40)))","v":0.57311769350473019},{"$f":"IF(AO40=0,\"\",IF($AL$18=\"Actual\",0,SUMIFS(CHOOSE(VLOOKUP($AL$33,'Lookup tables'!$AK$5:$AM$15,3,0), RPE_FuelConsumptionSummerTBtu, RPE_FuelConsumptionTotalTBtu, RPE_GenerationSummerGWh, RPE_GenerationTotalGWh, RPE_CO2EmissionsSummerThousandTons, RPE_CO2EmissionsTotalThousandTons, RPE_NOXEmissionsSummerThousandTons, RPE_NOXEmissionsTotalThousandTons, RPE_SO2EmissionsSummerThousandTons, RPE_SO2EmissionsTotalThousandTons, RPE_DispatchableCapacityMW), MeetComparisonCriteria,\"=1\",IF($AL$6=\"IPM Region\",RPE_IPMRegionGroupAcronym,RPE_State),\"=\"&IF($AL$6=\"National\",\"*\",$AO40))))","v":0},0.57311769350473019,"0.573",11854022]
[null,null,null,null,null,null,null,null,null,null,null,null,null,null,"S_D_REST","SC","RI",null,null,null,null,"Generation Summer GWh","GWh",null,null,null,null,null,null,null,null,null,null,null,null,null,null,null,null,null,"PA",{"$f":"IF(AO41=0,\"\",SUMIFS(CHOOSE(VLOOKUP($AL$16,'Lookup tables'!$AK$5:$AM$15,3,0), RPE_FuelConsumptionSummerTBtu, RPE_FuelConsumptionTotalTBtu, RPE_GenerationSummerGWh, RPE_GenerationTotalGWh, RPE_CO2EmissionsSummerThousandTons, RPE_CO2EmissionsTotalThousandTons, RPE_NOXEmissionsSummerThousandTons, RPE_NOXEmissionsTotalThousandTons, RPE_SO2EmissionsSummerThousandTons, RPE_SO2EmissionsTotalThousandTons, RPE_DispatchableCapacityMW), MeetPrimaryCriteria,\"=1\",IF($AL$6=\"IPM Region\",RPE_IPMRegionGroupAcronym,RPE_State),\"=\"&IF($AL$6=\"National\",\"*\",$AO41)))","v":14.929681306854722},{"$f":"IF(AO41=0,\"\",IF($AL$18=\"Actual\",0,SUMIFS(CHOOSE(VLOOKUP($AL$33,'Lookup tables'!$AK$5:$AM$15,3,0), RPE_FuelConsumptionSummerTBtu, RPE_FuelConsumptionTotalTBtu, RPE_GenerationSummerGWh, RPE_GenerationTotalGWh, RPE_CO2EmissionsSummerThousandTons, RPE_CO2EmissionsTotalThousandTons, RPE_NOXEmissionsSummerThousandTons, RPE_NOXEmissionsTotalThousandTons, RPE_SO2EmissionsSummerThousandTons, RPE_SO2EmissionsTotalThousandTons, RPE_DispatchableCapacityMW), MeetComparisonCriteria,\"=1\",IF($AL$6=\"IPM Region\",RPE_IPMRegionGroupAcronym,RPE_State),\"=\"&IF($AL$6=\"National\",\"*\",$AO41))))","v":0},14.929681306854722,"14.9",9359529]
[null,null,null,null,null,null,null,null,null,null,null,null,null,null,"S_D_WOTA","SD","SC",null,null,null,null,"Generation Total GWh","GWh",null,null,null,null,null,null,null,null,null,null,null,null,null,null,null,null,null,"RI",{"$f":"IF(AO42=0,\"\",SUMIFS(CHOOSE(VLOOKUP($AL$16,'Lookup tables'!$AK$5:$AM$15,3,0), RPE_FuelConsumptionSummerTBtu, RPE_FuelConsumptionTotalTBtu, RPE_GenerationSummerGWh, RPE_GenerationTotalGWh, RPE_CO2EmissionsSummerThousandTons, RPE_CO2EmissionsTotalThousandTons, RPE_NOXEmissionsSummerThousandTons, RPE_NOXEmissionsTotalThousandTons, RPE_SO2EmissionsSummerThousandTons, RPE_SO2EmissionsTotalThousandTons, RPE_DispatchableCapacityMW), MeetPrimaryCriteria,\"=1\",IF($AL$6=\"IPM Region\",RPE_IPMRegionGroupAcronym,RPE_State),\"=\"&IF($AL$6=\"National\",\"*\",$AO42)))","v":0.35839649798343981},{"$f":"IF(AO42=0,\"\",IF($AL$18=\"Actual\",0,SUMIFS(CHOOSE(VLOOKUP($AL$33,'Lookup tables'!$AK$5:$AM$15,3,0), RPE_FuelConsumptionSummerTBtu, RPE_FuelConsumptionTotalTBtu, RPE_GenerationSummerGWh, RPE_GenerationTotalGWh, RPE_CO2EmissionsSummerThousandTons, RPE_CO2EmissionsTotalThousandTons, RPE_NOXEmissionsSummerThousandTons, RPE_NOXEmissionsTotalThousandTons, RPE_SO2EmissionsSummerThousandTons, RPE_SO2EmissionsTotalThousandTons, RPE_DispatchableCapacityMW), MeetComparisonCriteria,\"=1\",IF($AL$6=\"IPM Region\",RPE_IPMRegionGroupAcronym,RPE_State),\"=\"&IF($AL$6=\"National\",\"*\",$AO42))))","v":0},0.35839649798343981,"0.358",11854022,null,null,null,{"$f":"AL6","v":"State"},"National",null,null,"Comparison Year:","Parallel"]
[null,null,null,null,null,null,null,null,null,null,null,null,null,null,"S_SOU","TN","SD",null,null,null,null,"CO2 Emissions Summer Thousand Tons","Thousand (short) tons CO2",null,null,null,null,null,null,null,null,null,null,null,null,null,null,null,null,null,"SC",{"$f":"IF(AO43=0,\"\",SUMIFS(CHOOSE(VLOOKUP($AL$16,'Lookup tables'!$AK$5:$AM$15,3,0), RPE_FuelConsumptionSummerTBtu, RPE_FuelConsumptionTotalTBtu, RPE_GenerationSummerGWh, RPE_GenerationTotalGWh, RPE_CO2EmissionsSummerThousandTons, RPE_CO2EmissionsTotalThousandTons, RPE_NOXEmissionsSummerThousandTons, RPE_NOXEmissionsTotalThousandTons, RPE_SO2EmissionsSummerThousandTons, RPE_SO2EmissionsTotalThousandTons, RPE_DispatchableCapacityMW), MeetPrimaryCriteria,\"=1\",IF($AL$6=\"IPM Region\",RPE_IPMRegionGroupAcronym,RPE_State),\"=\"&IF($AL$6=\"National\",\"*\",$AO43)))","v":6.0759220548071839},{"$f":"IF(AO43=0,\"\",IF($AL$18=\"Actual\",0,SUMIFS(CHOOSE(VLOOKUP($AL$33,'Lookup tables'!$AK$5:$AM$15,3,0), RPE_FuelConsumptionSummerTBtu, RPE_FuelConsumptionTotalTBtu, RPE_GenerationSummerGWh, RPE_GenerationTotalGWh, RPE_CO2EmissionsSummerThousandTons, RPE_CO2EmissionsTotalThousandTons, RPE_NOXEmissionsSummerThousandTons, RPE_NOXEmissionsTotalThousandTons, RPE_SO2EmissionsSummerThousandTons, RPE_SO2EmissionsTotalThousandTons, RPE_DispatchableCapacityMW), MeetComparisonCriteria,\"=1\",IF($AL$6=\"IPM Region\",RPE_IPMRegionGroupAcronym,RPE_State),\"=\"&IF($AL$6=\"National\",\"*\",$AO43))))","v":0},6.0759220548071839,"6.08",11854022]
[null,null,null,null,null,null,null,null,null,null,null,null,null,null,"S_VACA","TX","TN",null,null,null,null,"CO2 Emissions Total Thousand Tons","Thousand (short) tons CO2",null,null,null,null,null,null,null,null,null,null,null,null,null,null,null,null,null,"SD",{"$f":"IF(AO44=0,\"\",SUMIFS(CHOOSE(VLOOKUP($AL$16,'Lookup tables'!$AK$5:$AM$15,3,0), RPE_FuelConsumptionSummerTBtu, RPE_FuelConsumptionTotalTBtu, RPE_GenerationSummerGWh, RPE_GenerationTotalGWh, RPE_CO2EmissionsSummerThousandTons, RPE_CO2EmissionsTotalThousandTons, RPE_NOXEmissionsSummerThousandTons, RPE_NOXEmissionsTotalThousandTons, RPE_SO2EmissionsSummerThousandTons, RPE_SO2EmissionsTotalThousandTons, RPE_DispatchableCapacityMW), MeetPrimaryCriteria,\"=1\",IF($AL$6=\"IPM Region\",RPE_IPMRegionGroupAcronym,RPE_State),\"=\"&IF($AL$6=\"National\",\"*\",$AO44)))","v":0.40016355994624048},{"$f":"IF(AO44=0,\"\",IF($AL$18=\"Actual\",0,SUMIFS(CHOOSE(VLOOKUP($AL$33,'Lookup tables'!$AK$5:$AM$15,3,0), RPE_FuelConsumptionSummerTBtu, RPE_FuelConsumptionTotalTBtu, RPE_GenerationSummerGWh, RPE_GenerationTotalGWh, RPE_CO2EmissionsSummerThousandTons, RPE_CO2EmissionsTotalThousandTons, RPE_NOXEmissionsSummerThousandTons, RPE_NOXEmissionsTotalThousandTons, RPE_SO2EmissionsSummerThousandTons, RPE_SO2EmissionsTotalThousandTons, RPE_DispatchableCapacityMW), MeetComparisonCriteria,\"=1\",IF($AL$6=\"IPM Region\",RPE_IPMRegionGroupAcronym,RPE_State),\"=\"&IF($AL$6=\"National\",\"*\",$AO44))))","v":0},0.40016355994624048,"0.400",11854022,null,null,"*Historical data is still under development. It is approximate and may not always provide an apples-to-apples comparison to IPM outputs. See READ ME worksheet for more info."]
[null,null,null,null,null,null,null,null,null,null,null,null,null,null,"SPP_KIAM","UT","TX",null,null,null,null,"NOX Emissions Summer Thousand Tons","Thousand (short) tons NOx",null,null,null,null,null,null,null,null,null,null,null,null,null,null,null,null,null,"TN",{"$f":"IF(AO45=0,\"\",SUMIFS(CHOOSE(VLOOKUP($AL$16,'Lookup tables'!$AK$5:$AM$15,3,0), RPE_FuelConsumptionSummerTBtu, RPE_FuelConsumptionTotalTBtu, RPE_GenerationSummerGWh, RPE_GenerationTotalGWh, RPE_CO2EmissionsSummerThousandTons, RPE_CO2EmissionsTotalThousandTons, RPE_NOXEmissionsSummerThousandTons, RPE_NOXEmissionsTotalThousandTons, RPE_SO2EmissionsSummerThousandTons, RPE_SO2EmissionsTotalThousandTons, RPE_DispatchableCapacityMW), MeetPrimaryCriteria,\"=1\",IF($AL$6=\"IPM Region\",RPE_IPMRegionGroupAcronym,RPE_State),\"=\"&IF($AL$6=\"National\",\"*\",$AO45)))","v":3.0913673220579976},{"$f":"IF(AO45=0,\"\",IF($AL$18=\"Actual\",0,SUMIFS(CHOOSE(VLOOKUP($AL$33,'Lookup tables'!$AK$5:$AM$15,3,0), RPE_FuelConsumptionSummerTBtu, RPE_FuelConsumptionTotalTBtu, RPE_GenerationSummerGWh, RPE_GenerationTotalGWh, RPE_CO2EmissionsSummerThousandTons, RPE_CO2EmissionsTotalThousandTons, RPE_NOXEmissionsSummerThousandTons, RPE_NOXEmissionsTotalThousandTons, RPE_SO2EmissionsSummerThousandTons, RPE_SO2EmissionsTotalThousandTons, RPE_DispatchableCapacityMW), MeetComparisonCriteria,\"=1\",IF($AL$6=\"IPM Region\",RPE_IPMRegionGroupAcronym,RPE_State),\"=\"&IF($AL$6=\"National\",\"*\",$AO45))))","v":0},3.0913673220579976,"3.09",11854022]
[null,null,null,null,null,null,null,null,null,null,null,null,null,null,"SPP_N","VA","UT",null,null,null,null,"NOX Emissions Total Thousand Tons","Thousand (short) tons NOx",null,null,null,null,null,null,null,null,null,null,null,null,null,null,null,null,null,"TX",{"$f":"IF(AO46=0,\"\",SUMIFS(CHOOSE(VLOOKUP($AL$16,'Lookup tables'!$AK$5:$AM$15,3,0), RPE_FuelConsumptionSummerTBtu, RPE_FuelConsumptionTotalTBtu, RPE_GenerationSummerGWh, RPE_GenerationTotalGWh, RPE_CO2EmissionsSummerThousandTons, RPE_CO2EmissionsTotalThousandTons, RPE_NOXEmissionsSummerThousandTons, RPE_NOXEmissionsTotalThousandTons, RPE_SO2EmissionsSummerThousandTons, RPE_SO2EmissionsTotalThousandTons, RPE_DispatchableCapacityMW), MeetPrimaryCriteria,\"=1\",IF($AL$6=\"IPM Region\",RPE_IPMRegionGroupAcronym,RPE_State),\"=\"&IF($AL$6=\"National\",\"*\",$AO46)))","v":44.225712474137126},{"$f":"IF(AO46=0,\"\",IF($AL$18=\"Actual\",0,SUMIFS(CHOOSE(VLOOKUP($AL$33,'Lookup tables'!$AK$5:$AM$15,3,0), RPE_FuelConsumptionSummerTBtu, RPE_FuelConsumptionTotalTBtu, RPE_GenerationSummerGWh, RPE_GenerationTotalGWh, RPE_CO2EmissionsSummerThousandTons, RPE_CO2EmissionsTotalThousandTons, RPE_NOXEmissionsSummerThousandTons, RPE_NOXEmissionsTotalThousandTons, RPE_SO2EmissionsSummerThousandTons, RPE_SO2EmissionsTotalThousandTons, RPE_DispatchableCapacityMW), MeetComparisonCriteria,\"=1\",IF($AL$6=\"IPM Region\",RPE_IPMRegionGroupAcronym,RPE_State),\"=\"&IF($AL$6=\"National\",\"*\",$AO46))))","v":0},44.225712474137126,"44.2",3506772]
[null,null,null,null,null,null,null,null,null,null,null,null,null,null,"SPP_NEBR","VT","VA",null,null,null,null,"SO2 Emissions Summer Thousand Tons","Thousand (short) tons SO2",null,null,null,null,null,null,null,null,null,null,null,null,null,null,null,null,null,"UT",{"$f":"IF(AO47=0,\"\",SUMIFS(CHOOSE(VLOOKUP($AL$16,'Lookup tables'!$AK$5:$AM$15,3,0), RPE_FuelConsumptionSummerTBtu, RPE_FuelConsumptionTotalTBtu, RPE_GenerationSummerGWh, RPE_GenerationTotalGWh, RPE_CO2EmissionsSummerThousandTons, RPE_CO2EmissionsTotalThousandTons, RPE_NOXEmissionsSummerThousandTons, RPE_NOXEmissionsTotalThousandTons, RPE_SO2EmissionsSummerThousandTons, RPE_SO2EmissionsTotalThousandTons, RPE_DispatchableCapacityMW), MeetPrimaryCriteria,\"=1\",IF($AL$6=\"IPM Region\",RPE_IPMRegionGroupAcronym,RPE_State),\"=\"&IF($AL$6=\"National\",\"*\",$AO47)))","v":10.42651370069472},{"$f":"IF(AO47=0,\"\",IF($AL$18=\"Actual\",0,SUMIFS(CHOOSE(VLOOKUP($AL$33,'Lookup tables'!$AK$5:$AM$15,3,0), RPE_FuelConsumptionSummerTBtu, RPE_FuelConsumptionTotalTBtu, RPE_GenerationSummerGWh, RPE_GenerationTotalGWh, RPE_CO2EmissionsSummerThousandTons, RPE_CO2EmissionsTotalThousandTons, RPE_NOXEmissionsSummerThousandTons, RPE_NOXEmissionsTotalThousandTons, RPE_SO2EmissionsSummerThousandTons, RPE_SO2EmissionsTotalThousandTons, RPE_DispatchableCapacityMW), MeetComparisonCriteria,\"=1\",IF($AL$6=\"IPM Region\",RPE_IPMRegionGroupAcronym,RPE_State),\"=\"&IF($AL$6=\"National\",\"*\",$AO47))))","v":0},10.42651370069472,"10.4",11854022,null,null,null,null,"Primary Value"]
[null,null,null,null,null,null,null,null,null,null,null,null,null,null,"SPP_SE","WA","VT",null,null,null,null,"SO2 Emissions Total Thousand Tons","Thousand (short) tons SO2",null,null,null,null,null,null,null,null,null,null,null,null,null,null,null,null,null,"VA",{"$f":"IF(AO48=0,\"\",SUMIFS(CHOOSE(VLOOKUP($AL$16,'Lookup tables'!$AK$5:$AM$15,3,0), RPE_FuelConsumptionSummerTBtu, RPE_FuelConsumptionTotalTBtu, RPE_GenerationSummerGWh, RPE_GenerationTotalGWh, RPE_CO2EmissionsSummerThousandTons, RPE_CO2EmissionsTotalThousandTons, RPE_NOXEmissionsSummerThousandTons, RPE_NOXEmissionsTotalThousandTons, RPE_SO2EmissionsSummerThousandTons, RPE_SO2EmissionsTotalThousandTons, RPE_DispatchableCapacityMW), MeetPrimaryCriteria,\"=1\",IF($AL$6=\"IPM Region\",RPE_IPMRegionGroupAcronym,RPE_State),\"=\"&IF($AL$6=\"National\",\"*\",$AO48)))","v":4.5862215552534291},{"$f":"IF(AO48=0,\"\",IF($AL$18=\"Actual\",0,SUMIFS(CHOOSE(VLOOKUP($AL$33,'Lookup tables'!$AK$5:$AM$15,3,0), RPE_FuelConsumptionSummerTBtu, RPE_FuelConsumptionTotalTBtu, RPE_GenerationSummerGWh, RPE_GenerationTotalGWh, RPE_CO2EmissionsSummerThousandTons, RPE_CO2EmissionsTotalThousandTons, RPE_NOXEmissionsSummerThousandTons, RPE_NOXEmissionsTotalThousandTons, RPE_SO2EmissionsSummerThousandTons, RPE_SO2EmissionsTotalThousandTons, RPE_DispatchableCapacityMW), MeetComparisonCriteria,\"=1\",IF($AL$6=\"IPM Region\",RPE_IPMRegionGroupAcronym,RPE_State),\"=\"&IF($AL$6=\"National\",\"*\",$AO48))))","v":0},4.5862215552534291,"4.59",11854022,null,null,null,null,2021,2023,2025,2030,2035,2040,2045,2050]
[null,null,null,null,null,null,null,null,null,null,null,null,null,null,"SPP_SPS","WI","WA",null,null,null,null,"Dispatchable Capacity MW","MW",null,null,null,null,null,null,null,null,null,null,null,null,null,null,null,null,null,"VT",{"$f":"IF(AO49=0,\"\",SUMIFS(CHOOSE(VLOOKUP($AL$16,'Lookup tables'!$AK$5:$AM$15,3,0), RPE_FuelConsumptionSummerTBtu, RPE_FuelConsumptionTotalTBtu, RPE_GenerationSummerGWh, RPE_GenerationTotalGWh, RPE_CO2EmissionsSummerThousandTons, RPE_CO2EmissionsTotalThousandTons, RPE_NOXEmissionsSummerThousandTons, RPE_NOXEmissionsTotalThousandTons, RPE_SO2EmissionsSummerThousandTons, RPE_SO2EmissionsTotalThousandTons, RPE_DispatchableCapacityMW), MeetPrimaryCriteria,\"=1\",IF($AL$6=\"IPM Region\",RPE_IPMRegionGroupAcronym,RPE_State),\"=\"&IF($AL$6=\"National\",\"*\",$AO49)))","v":8.5953089088E-3},{"$f":"IF(AO49=0,\"\",IF($AL$18=\"Actual\",0,SUMIFS(CHOOSE(VLOOKUP($AL$33,'Lookup tables'!$AK$5:$AM$15,3,0), RPE_FuelConsumptionSummerTBtu, RPE_FuelConsumptionTotalTBtu, RPE_GenerationSummerGWh, RPE_GenerationTotalGWh, RPE_CO2EmissionsSummerThousandTons, RPE_CO2EmissionsTotalThousandTons, RPE_NOXEmissionsSummerThousandTons, RPE_NOXEmissionsTotalThousandTons, RPE_SO2EmissionsSummerThousandTons, RPE_SO2EmissionsTotalThousandTons, RPE_DispatchableCapacityMW), MeetComparisonCriteria,\"=1\",IF($AL$6=\"IPM Region\",RPE_IPMRegionGroupAcronym,RPE_State),\"=\"&IF($AL$6=\"National\",\"*\",$AO49))))","v":0},8.5953089088E-3,"0.009",11854022,null,null,null,"National",{"$f":"SUMIFS(INDIRECT($AM$16),MeetPrimaryCriteriaSeries,\"=1\",RPE_Year,\"=\"&AY$48)","v":380.35322326090301},388.98528748347525,386.69252859117324,384.74205523764971,374.33671519674027,372.84461708326148,364.41649004130107,337.69980178552447]
[null,null,null,null,null,null,null,null,null,null,null,null,null,null,"SPP_WEST","WV","WI",null,null,null,null,null,null,null,null,null,null,null,null,null,null,null,null,null,null,null,null,null,null,null,"WA",{"$f":"IF(AO50=0,\"\",SUMIFS(CHOOSE(VLOOKUP($AL$16,'Lookup tables'!$AK$5:$AM$15,3,0), RPE_FuelConsumptionSummerTBtu, RPE_FuelConsumptionTotalTBtu, RPE_GenerationSummerGWh, RPE_GenerationTotalGWh, RPE_CO2EmissionsSummerThousandTons, RPE_CO2EmissionsTotalThousandTons, RPE_NOXEmissionsSummerThousandTons, RPE_NOXEmissionsTotalThousandTons, RPE_SO2EmissionsSummerThousandTons, RPE_SO2EmissionsTotalThousandTons, RPE_DispatchableCapacityMW), MeetPrimaryCriteria,\"=1\",IF($AL$6=\"IPM Region\",RPE_IPMRegionGroupAcronym,RPE_State),\"=\"&IF($AL$6=\"National\",\"*\",$AO50)))","v":0.39679447137360324},{"$f":"IF(AO50=0,\"\",IF($AL$18=\"Actual\",0,SUMIFS(CHOOSE(VLOOKUP($AL$33,'Lookup tables'!$AK$5:$AM$15,3,0), RPE_FuelConsumptionSummerTBtu, RPE_FuelConsumptionTotalTBtu, RPE_GenerationSummerGWh, RPE_GenerationTotalGWh, RPE_CO2EmissionsSummerThousandTons, RPE_CO2EmissionsTotalThousandTons, RPE_NOXEmissionsSummerThousandTons, RPE_NOXEmissionsTotalThousandTons, RPE_SO2EmissionsSummerThousandTons, RPE_SO2EmissionsTotalThousandTons, RPE_DispatchableCapacityMW), MeetComparisonCriteria,\"=1\",IF($AL$6=\"IPM Region\",RPE_IPMRegionGroupAcronym,RPE_State),\"=\"&IF($AL$6=\"National\",\"*\",$AO50))))","v":0},0.39679447137360324,"0.397",11854022,null,null,null,{"$f":"AY42","v":"National"},{"$f":"SUMIFS(INDIRECT($AM$16),MeetPrimaryCriteriaSeries,\"=1\",RPE_State,\"=\"&$AX50,RPE_Year,\"=\"&AY$48)","v":0},{"$f":"SUMIFS(INDIRECT($AM$16),MeetPrimaryCriteriaSeries,\"=1\",RPE_State,\"=\"&$AX50,RPE_Year,\"=\"&AZ$48)","v":0},0,0,0,0,0,0]
[null,null,null,null,null,null,null,null,null,null,null,null,null,null,"WEC_CALN","WY","WV",null,null,null,null,null,null,null,null,null,null,null,null,null,null,null,null,null,null,null,{"$f":"IF(NOT(OR($AL$18=\"Emissions Rate\",$AL$18=\"Capacity Factor\")),\"\",\nIF($AL$2<>$AL$21,\"Primary and Comparison Cases Don't Match\",\nIF($AL$4<>$AL$23,\"Primary and Comparison Years don't match\",\nIF($AL$9<>$AL$26,\"Primary and Comparison Fuel Types don't match\",\nIF($AL$10<>$AL$27,\"Primary and Comparison Fossil > 25 MW don't match\",\nIF($AL$11<>$AL$28,\"Primary and Comparison Exisint/New/Retired don't match\",\nIF($AL$12<>$AL$29,\"Primary and Comparison Plant Types don't match\",\nIF($AL$13<>$AL$30,\"Primary and Comparison Plant Categories don't match\",\nIF($AL$14<>$AL$31,\"Primary and Comparison Control/Retrofit Types don't match\",\nIF($AL$15<>$AL$32,\"Primary and Comparison Existing/New Controls don't match\",\"\"))))))))))","v":""},null,null,null,"WI",{"$f":"IF(AO51=0,\"\",SUMIFS(CHOOSE(VLOOKUP($AL$16,'Lookup tables'!$AK$5:$AM$15,3,0), RPE_FuelConsumptionSummerTBtu, RPE_FuelConsumptionTotalTBtu, RPE_GenerationSummerGWh, RPE_GenerationTotalGWh, RPE_CO2EmissionsSummerThousandTons, RPE_CO2EmissionsTotalThousandTons, RPE_NOXEmissionsSummerThousandTons, RPE_NOXEmissionsTotalThousandTons, RPE_SO2EmissionsSummerThousandTons, RPE_SO2EmissionsTotalThousandTons, RPE_DispatchableCapacityMW), MeetPrimaryCriteria,\"=1\",IF($AL$6=\"IPM Region\",RPE_IPMRegionGroupAcronym,RPE_State),\"=\"&IF($AL$6=\"National\",\"*\",$AO51)))","v":4.0130662501694907},{"$f":"IF(AO51=0,\"\",IF($AL$18=\"Actual\",0,SUMIFS(CHOOSE(VLOOKUP($AL$33,'Lookup tables'!$AK$5:$AM$15,3,0), RPE_FuelConsumptionSummerTBtu, RPE_FuelConsumptionTotalTBtu, RPE_GenerationSummerGWh, RPE_GenerationTotalGWh, RPE_CO2EmissionsSummerThousandTons, RPE_CO2EmissionsTotalThousandTons, RPE_NOXEmissionsSummerThousandTons, RPE_NOXEmissionsTotalThousandTons, RPE_SO2EmissionsSummerThousandTons, RPE_SO2EmissionsTotalThousandTons, RPE_DispatchableCapacityMW), MeetComparisonCriteria,\"=1\",IF($AL$6=\"IPM Region\",RPE_IPMRegionGroupAcronym,RPE_State),\"=\"&IF($AL$6=\"National\",\"*\",$AO51))))","v":0},4.0130662501694907,"4.01",11854022]
[null,null,null,null,null,null,null,null,null,null,null,null,null,null,"WEC_LADW","  ","WY",null,null,null,null,null,null,null,null,null,null,null,null,null,null,null,null,null,null,null,null,null,null,null,"WV",{"$f":"IF(AO52=0,\"\",SUMIFS(CHOOSE(VLOOKUP($AL$16,'Lookup tables'!$AK$5:$AM$15,3,0), RPE_FuelConsumptionSummerTBtu, RPE_FuelConsumptionTotalTBtu, RPE_GenerationSummerGWh, RPE_GenerationTotalGWh, RPE_CO2EmissionsSummerThousandTons, RPE_CO2EmissionsTotalThousandTons, RPE_NOXEmissionsSummerThousandTons, RPE_NOXEmissionsTotalThousandTons, RPE_SO2EmissionsSummerThousandTons, RPE_SO2EmissionsTotalThousandTons, RPE_DispatchableCapacityMW), MeetPrimaryCriteria,\"=1\",IF($AL$6=\"IPM Region\",RPE_IPMRegionGroupAcronym,RPE_State),\"=\"&IF($AL$6=\"National\",\"*\",$AO52)))","v":19.811283271078501},{"$f":"IF(AO52=0,\"\",IF($AL$18=\"Actual\",0,SUMIFS(CHOOSE(VLOOKUP($AL$33,'Lookup tables'!$AK$5:$AM$15,3,0), RPE_FuelConsumptionSummerTBtu, RPE_FuelConsumptionTotalTBtu, RPE_GenerationSummerGWh, RPE_GenerationTotalGWh, RPE_CO2EmissionsSummerThousandTons, RPE_CO2EmissionsTotalThousandTons, RPE_NOXEmissionsSummerThousandTons, RPE_NOXEmissionsTotalThousandTons, RPE_SO2EmissionsSummerThousandTons, RPE_SO2EmissionsTotalThousandTons, RPE_DispatchableCapacityMW), MeetComparisonCriteria,\"=1\",IF($AL$6=\"IPM Region\",RPE_IPMRegionGroupAcronym,RPE_State),\"=\"&IF($AL$6=\"National\",\"*\",$AO52))))","v":0},19.811283271078501,"19.8",9359529,null,null,null,null,"Comaprison Value"]
[null,null,null,null,null,null,null,null,null,null,null,null,null,null,"WEC_SDGE",null,"  ",null,null,null,null,null,null,null,null,null,null,null,null,null,null,null,null,null,null,null,null,null,null,null,"WY",{"$f":"IF(AO53=0,\"\",SUMIFS(CHOOSE(VLOOKUP($AL$16,'Lookup tables'!$AK$5:$AM$15,3,0), RPE_FuelConsumptionSummerTBtu, RPE_FuelConsumptionTotalTBtu, RPE_GenerationSummerGWh, RPE_GenerationTotalGWh, RPE_CO2EmissionsSummerThousandTons, RPE_CO2EmissionsTotalThousandTons, RPE_NOXEmissionsSummerThousandTons, RPE_NOXEmissionsTotalThousandTons, RPE_SO2EmissionsSummerThousandTons, RPE_SO2EmissionsTotalThousandTons, RPE_DispatchableCapacityMW), MeetPrimaryCriteria,\"=1\",IF($AL$6=\"IPM Region\",RPE_IPMRegionGroupAcronym,RPE_State),\"=\"&IF($AL$6=\"National\",\"*\",$AO53)))","v":6.6630106538999803},{"$f":"IF(AO53=0,\"\",IF($AL$18=\"Actual\",0,SUMIFS(CHOOSE(VLOOKUP($AL$33,'Lookup tables'!$AK$5:$AM$15,3,0), RPE_FuelConsumptionSummerTBtu, RPE_FuelConsumptionTotalTBtu, RPE_GenerationSummerGWh, RPE_GenerationTotalGWh, RPE_CO2EmissionsSummerThousandTons, RPE_CO2EmissionsTotalThousandTons, RPE_NOXEmissionsSummerThousandTons, RPE_NOXEmissionsTotalThousandTons, RPE_SO2EmissionsSummerThousandTons, RPE_SO2EmissionsTotalThousandTons, RPE_DispatchableCapacityMW), MeetComparisonCriteria,\"=1\",IF($AL$6=\"IPM Region\",RPE_IPMRegionGroupAcronym,RPE_State),\"=\"&IF($AL$6=\"National\",\"*\",$AO53))))","v":0},6.6630106538999803,"6.66",11854022,null,null,null,null,2021,2023,2025,2030,2035,2040,2045,2050]
[null,null,null,null,null,null,null,null,null,null,null,null,null,null,"WECC_AZ",null,null,null,null,null,null,null,null,null,null,null,null,null,null,null,null,null,null,null,null,null,null,null,null,null,"  ",{"$f":"IF(AO54=0,\"\",SUMIFS(CHOOSE(VLOOKUP($AL$16,'Lookup tables'!$AK$5:$AM$15,3,0), RPE_FuelConsumptionSummerTBtu, RPE_FuelConsumptionTotalTBtu, RPE_GenerationSummerGWh, RPE_GenerationTotalGWh, RPE_CO2EmissionsSummerThousandTons, RPE_CO2EmissionsTotalThousandTons, RPE_NOXEmissionsSummerThousandTons, RPE_NOXEmissionsTotalThousandTons, RPE_SO2EmissionsSummerThousandTons, RPE_SO2EmissionsTotalThousandTons, RPE_DispatchableCapacityMW), MeetPrimaryCriteria,\"=1\",IF($AL$6=\"IPM Region\",RPE_IPMRegionGroupAcronym,RPE_State),\"=\"&IF($AL$6=\"National\",\"*\",$AO54)))","v":0},{"$f":"IF(AO54=0,\"\",IF($AL$18=\"Actual\",0,SUMIFS(CHOOSE(VLOOKUP($AL$33,'Lookup tables'!$AK$5:$AM$15,3,0), RPE_FuelConsumptionSummerTBtu, RPE_FuelConsumptionTotalTBtu, RPE_GenerationSummerGWh, RPE_GenerationTotalGWh, RPE_CO2EmissionsSummerThousandTons, RPE_CO2EmissionsTotalThousandTons, RPE_NOXEmissionsSummerThousandTons, RPE_NOXEmissionsTotalThousandTons, RPE_SO2EmissionsSummerThousandTons, RPE_SO2EmissionsTotalThousandTons, RPE_DispatchableCapacityMW), MeetComparisonCriteria,\"=1\",IF($AL$6=\"IPM Region\",RPE_IPMRegionGroupAcronym,RPE_State),\"=\"&IF($AL$6=\"National\",\"*\",$AO54))))","v":0},0,"0.000",11854022,null,null,null,"National",{"$f":"IF($AL$18=\"Actual\",0,SUMIFS(INDIRECT($AM$33),MeetComparisonCriteriaSeries,\"=1\",RPE_Year,\"=\"&IF($BC$42=\"Parallel\",AY$53,$AL$23)))","v":0},0,0,0,0,0,0,0]
[null,null,null,null,null,null,null,null,null,null,null,null,null,null,"WECC_CO",null,null,null,null,null,null,null,null,null,null,null,null,null,null,null,null,null,null,null,null,null,null,null,null,null,0,{"$f":"IF(AO55=0,\"\",SUMIFS(CHOOSE(VLOOKUP($AL$16,'Lookup tables'!$AK$5:$AM$15,3,0), RPE_FuelConsumptionSummerTBtu, RPE_FuelConsumptionTotalTBtu, RPE_GenerationSummerGWh, RPE_GenerationTotalGWh, RPE_CO2EmissionsSummerThousandTons, RPE_CO2EmissionsTotalThousandTons, RPE_NOXEmissionsSummerThousandTons, RPE_NOXEmissionsTotalThousandTons, RPE_SO2EmissionsSummerThousandTons, RPE_SO2EmissionsTotalThousandTons, RPE_DispatchableCapacityMW), MeetPrimaryCriteria,\"=1\",IF($AL$6=\"IPM Region\",RPE_IPMRegionGroupAcronym,RPE_State),\"=\"&IF($AL$6=\"National\",\"*\",$AO55)))","v":""},{"$f":"IF(AO55=0,\"\",IF($AL$18=\"Actual\",0,SUMIFS(CHOOSE(VLOOKUP($AL$33,'Lookup tables'!$AK$5:$AM$15,3,0), RPE_FuelConsumptionSummerTBtu, RPE_FuelConsumptionTotalTBtu, RPE_GenerationSummerGWh, RPE_GenerationTotalGWh, RPE_CO2EmissionsSummerThousandTons, RPE_CO2EmissionsTotalThousandTons, RPE_NOXEmissionsSummerThousandTons, RPE_NOXEmissionsTotalThousandTons, RPE_SO2EmissionsSummerThousandTons, RPE_SO2EmissionsTotalThousandTons, RPE_DispatchableCapacityMW), MeetComparisonCriteria,\"=1\",IF($AL$6=\"IPM Region\",RPE_IPMRegionGroupAcronym,RPE_State),\"=\"&IF($AL$6=\"National\",\"*\",$AO55))))","v":""},"","",16777215,null,null,null,{"$f":"AY42","v":"National"},{"$f":"IF($AL$18=\"Actual\",0,SUMIFS(INDIRECT($AM$33),MeetComparisonCriteriaSeries,\"=1\",RPE_State,\"=\"&$AX55,RPE_Year,\"=\"&AY$53))","v":0},0,0,0,0,0,0,0]
[null,null,null,null,null,null,null,null,null,null,null,null,null,null,"WECC_ID",null,null,null,null,null,null,null,null,null,null,null,null,null,null,null,null,null,null,null,null,null,null,null,null,null,0,{"$f":"IF(AO56=0,\"\",SUMIFS(CHOOSE(VLOOKUP($AL$16,'Lookup tables'!$AK$5:$AM$15,3,0), RPE_FuelConsumptionSummerTBtu, RPE_FuelConsumptionTotalTBtu, RPE_GenerationSummerGWh, RPE_GenerationTotalGWh, RPE_CO2EmissionsSummerThousandTons, RPE_CO2EmissionsTotalThousandTons, RPE_NOXEmissionsSummerThousandTons, RPE_NOXEmissionsTotalThousandTons, RPE_SO2EmissionsSummerThousandTons, RPE_SO2EmissionsTotalThousandTons, RPE_DispatchableCapacityMW), MeetPrimaryCriteria,\"=1\",IF($AL$6=\"IPM Region\",RPE_IPMRegionGroupAcronym,RPE_State),\"=\"&IF($AL$6=\"National\",\"*\",$AO56)))","v":""},{"$f":"IF(AO56=0,\"\",IF($AL$18=\"Actual\",0,SUMIFS(CHOOSE(VLOOKUP($AL$33,'Lookup tables'!$AK$5:$AM$15,3,0), RPE_FuelConsumptionSummerTBtu, RPE_FuelConsumptionTotalTBtu, RPE_GenerationSummerGWh, RPE_GenerationTotalGWh, RPE_CO2EmissionsSummerThousandTons, RPE_CO2EmissionsTotalThousandTons, RPE_NOXEmissionsSummerThousandTons, RPE_NOXEmissionsTotalThousandTons, RPE_SO2EmissionsSummerThousandTons, RPE_SO2EmissionsTotalThousandTons, RPE_DispatchableCapacityMW), MeetComparisonCriteria,\"=1\",IF($AL$6=\"IPM Region\",RPE_IPMRegionGroupAcronym,RPE_State),\"=\"&IF($AL$6=\"National\",\"*\",$AO56))))","v":""},"","",16777215]
[null,null,null,null,null,null,null,null,null,null,null,null,null,null,"WECC_IID",null,null,null,null,null,null,null,null,null,null,null,null,null,null,null,null,null,null,null,null,null,null,null,null,null,0,{"$f":"IF(AO57=0,\"\",SUMIFS(CHOOSE(VLOOKUP($AL$16,'Lookup tables'!$AK$5:$AM$15,3,0), RPE_FuelConsumptionSummerTBtu, RPE_FuelConsumptionTotalTBtu, RPE_GenerationSummerGWh, RPE_GenerationTotalGWh, RPE_CO2EmissionsSummerThousandTons, RPE_CO2EmissionsTotalThousandTons, RPE_NOXEmissionsSummerThousandTons, RPE_NOXEmissionsTotalThousandTons, RPE_SO2EmissionsSummerThousandTons, RPE_SO2EmissionsTotalThousandTons, RPE_DispatchableCapacityMW), MeetPrimaryCriteria,\"=1\",IF($AL$6=\"IPM Region\",RPE_IPMRegionGroupAcronym,RPE_State),\"=\"&IF($AL$6=\"National\",\"*\",$AO57)))","v":""},{"$f":"IF(AO57=0,\"\",IF($AL$18=\"Actual\",0,SUMIFS(CHOOSE(VLOOKUP($AL$33,'Lookup tables'!$AK$5:$AM$15,3,0), RPE_FuelConsumptionSummerTBtu, RPE_FuelConsumptionTotalTBtu, RPE_GenerationSummerGWh, RPE_GenerationTotalGWh, RPE_CO2EmissionsSummerThousandTons, RPE_CO2EmissionsTotalThousandTons, RPE_NOXEmissionsSummerThousandTons, RPE_NOXEmissionsTotalThousandTons, RPE_SO2EmissionsSummerThousandTons, RPE_SO2EmissionsTotalThousandTons, RPE_DispatchableCapacityMW), MeetComparisonCriteria,\"=1\",IF($AL$6=\"IPM Region\",RPE_IPMRegionGroupAcronym,RPE_State),\"=\"&IF($AL$6=\"National\",\"*\",$AO57))))","v":""},"","",16777215,null,null,null,null,"Display Value"]
[null,null,null,null,null,null,null,null,null,null,null,null,null,null,"WECC_MT",null,null,null,null,null,null,null,null,null,null,null,null,null,null,null,null,null,null,null,null,null,null,null,null,null,0,{"$f":"IF(AO58=0,\"\",SUMIFS(CHOOSE(VLOOKUP($AL$16,'Lookup tables'!$AK$5:$AM$15,3,0), RPE_FuelConsumptionSummerTBtu, RPE_FuelConsumptionTotalTBtu, RPE_GenerationSummerGWh, RPE_GenerationTotalGWh, RPE_CO2EmissionsSummerThousandTons, RPE_CO2EmissionsTotalThousandTons, RPE_NOXEmissionsSummerThousandTons, RPE_NOXEmissionsTotalThousandTons, RPE_SO2EmissionsSummerThousandTons, RPE_SO2EmissionsTotalThousandTons, RPE_DispatchableCapacityMW), MeetPrimaryCriteria,\"=1\",IF($AL$6=\"IPM Region\",RPE_IPMRegionGroupAcronym,RPE_State),\"=\"&IF($AL$6=\"National\",\"*\",$AO58)))","v":""},{"$f":"IF(AO58=0,\"\",IF($AL$18=\"Actual\",0,SUMIFS(CHOOSE(VLOOKUP($AL$33,'Lookup tables'!$AK$5:$AM$15,3,0), RPE_FuelConsumptionSummerTBtu, RPE_FuelConsumptionTotalTBtu, RPE_GenerationSummerGWh, RPE_GenerationTotalGWh, RPE_CO2EmissionsSummerThousandTons, RPE_CO2EmissionsTotalThousandTons, RPE_NOXEmissionsSummerThousandTons, RPE_NOXEmissionsTotalThousandTons, RPE_SO2EmissionsSummerThousandTons, RPE_SO2EmissionsTotalThousandTons, RPE_DispatchableCapacityMW), MeetComparisonCriteria,\"=1\",IF($AL$6=\"IPM Region\",RPE_IPMRegionGroupAcronym,RPE_State),\"=\"&IF($AL$6=\"National\",\"*\",$AO58))))","v":""},"","",16777215,null,null,null,null,2021,2023,2025,2030,2035,2040,2045,2050]
[null,null,null,null,null,null,null,null,null,null,null,null,null,null,"WECC_NM",null,null,null,null,null,null,null,null,null,null,null,null,null,null,null,null,null,null,null,null,null,null,null,null,null,0,{"$f":"IF(AO59=0,\"\",SUMIFS(CHOOSE(VLOOKUP($AL$16,'Lookup tables'!$AK$5:$AM$15,3,0), RPE_FuelConsumptionSummerTBtu, RPE_FuelConsumptionTotalTBtu, RPE_GenerationSummerGWh, RPE_GenerationTotalGWh, RPE_CO2EmissionsSummerThousandTons, RPE_CO2EmissionsTotalThousandTons, RPE_NOXEmissionsSummerThousandTons, RPE_NOXEmissionsTotalThousandTons, RPE_SO2EmissionsSummerThousandTons, RPE_SO2EmissionsTotalThousandTons, RPE_DispatchableCapacityMW), MeetPrimaryCriteria,\"=1\",IF($AL$6=\"IPM Region\",RPE_IPMRegionGroupAcronym,RPE_State),\"=\"&IF($AL$6=\"National\",\"*\",$AO59)))","v":""},{"$f":"IF(AO59=0,\"\",IF($AL$18=\"Actual\",0,SUMIFS(CHOOSE(VLOOKUP($AL$33,'Lookup tables'!$AK$5:$AM$15,3,0), RPE_FuelConsumptionSummerTBtu, RPE_FuelConsumptionTotalTBtu, RPE_GenerationSummerGWh, RPE_GenerationTotalGWh, RPE_CO2EmissionsSummerThousandTons, RPE_CO2EmissionsTotalThousandTons, RPE_NOXEmissionsSummerThousandTons, RPE_NOXEmissionsTotalThousandTons, RPE_SO2EmissionsSummerThousandTons, RPE_SO2EmissionsTotalThousandTons, RPE_DispatchableCapacityMW), MeetComparisonCriteria,\"=1\",IF($AL$6=\"IPM Region\",RPE_IPMRegionGroupAcronym,RPE_State),\"=\"&IF($AL$6=\"National\",\"*\",$AO59))))","v":""},"","",16777215,null,null,null,"National",{"$f":"IFERROR(IF($AL$18=\"Actual\",AY49,IF($AL$18=\"Absolute Change\",AY49-AY54,IF($AL$18=\"Percent Change\",(AY49-AY54)/AY54,IF($AL$18=\"Emissions Rate\",AY49*2/AY54,IF($AL$18=\"Capacity Factor\",AY49*1000/(AY54*IF(NOT(ISERROR(SEARCH(\"Summer\",$AL$16))),3672,8760)),AY49/AY54))))),\"\")","v":380.35322326090301},{"$f":"IFERROR(IF($AL$18=\"Actual\",AZ49,IF($AL$18=\"Absolute Change\",AZ49-AZ54,IF($AL$18=\"Percent Change\",(AZ49-AZ54)/AZ54,IF($AL$18=\"Emissions Rate\",AZ49*2/AZ54,IF($AL$18=\"Capacity Factor\",AZ49*1000/(AZ54*IF(NOT(ISERROR(SEARCH(\"Summer\",$AL$16))),3672,8760)),AZ49/AZ54))))),\"\")","v":388.98528748347525},386.69252859117324,384.74205523764971,374.33671519674027,372.84461708326148,364.41649004130107,337.69980178552447]
[null,null,null,null,null,null,null,null,null,null,null,null,null,null,"WECC_NNV",null,null,null,null,null,null,null,null,null,null,null,null,null,null,null,null,null,null,null,null,null,null,null,null,null,0,{"$f":"IF(AO60=0,\"\",SUMIFS(CHOOSE(VLOOKUP($AL$16,'Lookup tables'!$AK$5:$AM$15,3,0), RPE_FuelConsumptionSummerTBtu, RPE_FuelConsumptionTotalTBtu, RPE_GenerationSummerGWh, RPE_GenerationTotalGWh, RPE_CO2EmissionsSummerThousandTons, RPE_CO2EmissionsTotalThousandTons, RPE_NOXEmissionsSummerThousandTons, RPE_NOXEmissionsTotalThousandTons, RPE_SO2EmissionsSummerThousandTons, RPE_SO2EmissionsTotalThousandTons, RPE_DispatchableCapacityMW), MeetPrimaryCriteria,\"=1\",IF($AL$6=\"IPM Region\",RPE_IPMRegionGroupAcronym,RPE_State),\"=\"&IF($AL$6=\"National\",\"*\",$AO60)))","v":""},{"$f":"IF(AO60=0,\"\",IF($AL$18=\"Actual\",0,SUMIFS(CHOOSE(VLOOKUP($AL$33,'Lookup tables'!$AK$5:$AM$15,3,0), RPE_FuelConsumptionSummerTBtu, RPE_FuelConsumptionTotalTBtu, RPE_GenerationSummerGWh, RPE_GenerationTotalGWh, RPE_CO2EmissionsSummerThousandTons, RPE_CO2EmissionsTotalThousandTons, RPE_NOXEmissionsSummerThousandTons, RPE_NOXEmissionsTotalThousandTons, RPE_SO2EmissionsSummerThousandTons, RPE_SO2EmissionsTotalThousandTons, RPE_DispatchableCapacityMW), MeetComparisonCriteria,\"=1\",IF($AL$6=\"IPM Region\",RPE_IPMRegionGroupAcronym,RPE_State),\"=\"&IF($AL$6=\"National\",\"*\",$AO60))))","v":""},"","",16777215,null,null,null,{"$f":"AY42","v":"National"},{"$f":"IFERROR(IF($AL$18=\"Actual\",AY50,IF($AL$18=\"Absolute Change\",AY50-AY55,IF($AL$18=\"Percent Change\",(AY50-AY55)/AY55,IF($AL$18=\"Emissions Rate\",AY50*2/AY55,IF($AL$18=\"Capacity Factor\",AY50*1000/(AY55*IF(NOT(ISERROR(SEARCH(\"Summer\",$AL$16))),3672,8760)),AY50/AY55))))),\"\")","v":0},{"$f":"IFERROR(IF($AL$18=\"Actual\",AZ50,IF($AL$18=\"Absolute Change\",AZ50-AZ55,IF($AL$18=\"Percent Change\",(AZ50-AZ55)/AZ55,IF($AL$18=\"Emissions Rate\",AZ50*2/AZ55,IF($AL$18=\"Capacity Factor\",AZ50*1000/(AZ55*IF(NOT(ISERROR(SEARCH(\"Summer\",$AL$16))),3672,8760)),AZ50/AZ55))))),\"\")","v":0},0,0,0,0,0,0]
[null,null,null,null,null,null,null,null,null,null,null,null,null,null,"WECC_PNW",null,null,null,null,null,null,null,null,null,null,null,null,null,null,null,null,null,null,null,null,null,null,null,null,null,0,{"$f":"IF(AO61=0,\"\",SUMIFS(CHOOSE(VLOOKUP($AL$16,'Lookup tables'!$AK$5:$AM$15,3,0), RPE_FuelConsumptionSummerTBtu, RPE_FuelConsumptionTotalTBtu, RPE_GenerationSummerGWh, RPE_GenerationTotalGWh, RPE_CO2EmissionsSummerThousandTons, RPE_CO2EmissionsTotalThousandTons, RPE_NOXEmissionsSummerThousandTons, RPE_NOXEmissionsTotalThousandTons, RPE_SO2EmissionsSummerThousandTons, RPE_SO2EmissionsTotalThousandTons, RPE_DispatchableCapacityMW), MeetPrimaryCriteria,\"=1\",IF($AL$6=\"IPM Region\",RPE_IPMRegionGroupAcronym,RPE_State),\"=\"&IF($AL$6=\"National\",\"*\",$AO61)))","v":""},{"$f":"IF(AO61=0,\"\",IF($AL$18=\"Actual\",0,SUMIFS(CHOOSE(VLOOKUP($AL$33,'Lookup tables'!$AK$5:$AM$15,3,0), RPE_FuelConsumptionSummerTBtu, RPE_FuelConsumptionTotalTBtu, RPE_GenerationSummerGWh, RPE_GenerationTotalGWh, RPE_CO2EmissionsSummerThousandTons, RPE_CO2EmissionsTotalThousandTons, RPE_NOXEmissionsSummerThousandTons, RPE_NOXEmissionsTotalThousandTons, RPE_SO2EmissionsSummerThousandTons, RPE_SO2EmissionsTotalThousandTons, RPE_DispatchableCapacityMW), MeetComparisonCriteria,\"=1\",IF($AL$6=\"IPM Region\",RPE_IPMRegionGroupAcronym,RPE_State),\"=\"&IF($AL$6=\"National\",\"*\",$AO61))))","v":""},"","",16777215,null,null,null,"Display",{"$f":"IF($AY$42=\"National\",AY59,AY60)","v":380.35322326090301},{"$f":"IF($AY$42=\"National\",AZ59,AZ60)","v":388.98528748347525},386.69252859117324,384.74205523764971,374.33671519674027,{"$f":"IF($AY$42=\"National\",BD59,BD60)","v":372.84461708326148},364.41649004130107,337.69980178552447]
[null,null,null,null,null,null,null,null,null,null,null,null,null,null,"WECC_SCE",null,null,null,null,null,null,null,null,null,null,null,null,null,null,null,null,null,null,null,null,null,null,null,null,null,0,{"$f":"IF(AO62=0,\"\",SUMIFS(CHOOSE(VLOOKUP($AL$16,'Lookup tables'!$AK$5:$AM$15,3,0), RPE_FuelConsumptionSummerTBtu, RPE_FuelConsumptionTotalTBtu, RPE_GenerationSummerGWh, RPE_GenerationTotalGWh, RPE_CO2EmissionsSummerThousandTons, RPE_CO2EmissionsTotalThousandTons, RPE_NOXEmissionsSummerThousandTons, RPE_NOXEmissionsTotalThousandTons, RPE_SO2EmissionsSummerThousandTons, RPE_SO2EmissionsTotalThousandTons, RPE_DispatchableCapacityMW), MeetPrimaryCriteria,\"=1\",IF($AL$6=\"IPM Region\",RPE_IPMRegionGroupAcronym,RPE_State),\"=\"&IF($AL$6=\"National\",\"*\",$AO62)))","v":""},{"$f":"IF(AO62=0,\"\",IF($AL$18=\"Actual\",0,SUMIFS(CHOOSE(VLOOKUP($AL$33,'Lookup tables'!$AK$5:$AM$15,3,0), RPE_FuelConsumptionSummerTBtu, RPE_FuelConsumptionTotalTBtu, RPE_GenerationSummerGWh, RPE_GenerationTotalGWh, RPE_CO2EmissionsSummerThousandTons, RPE_CO2EmissionsTotalThousandTons, RPE_NOXEmissionsSummerThousandTons, RPE_NOXEmissionsTotalThousandTons, RPE_SO2EmissionsSummerThousandTons, RPE_SO2EmissionsTotalThousandTons, RPE_DispatchableCapacityMW), MeetComparisonCriteria,\"=1\",IF($AL$6=\"IPM Region\",RPE_IPMRegionGroupAcronym,RPE_State),\"=\"&IF($AL$6=\"National\",\"*\",$AO62))))","v":""},"","",16777215]
[null,null,null,null,null,null,null,null,null,null,null,null,null,null,"WECC_SF",null,null,null,null,null,null,null,null,null,null,null,null,null,null,null,null,null,null,null,null,null,null,null,null,null,0,{"$f":"IF(AO63=0,\"\",SUMIFS(CHOOSE(VLOOKUP($AL$16,'Lookup tables'!$AK$5:$AM$15,3,0), RPE_FuelConsumptionSummerTBtu, RPE_FuelConsumptionTotalTBtu, RPE_GenerationSummerGWh, RPE_GenerationTotalGWh, RPE_CO2EmissionsSummerThousandTons, RPE_CO2EmissionsTotalThousandTons, RPE_NOXEmissionsSummerThousandTons, RPE_NOXEmissionsTotalThousandTons, RPE_SO2EmissionsSummerThousandTons, RPE_SO2EmissionsTotalThousandTons, RPE_DispatchableCapacityMW), MeetPrimaryCriteria,\"=1\",IF($AL$6=\"IPM Region\",RPE_IPMRegionGroupAcronym,RPE_State),\"=\"&IF($AL$6=\"National\",\"*\",$AO63)))","v":""},{"$f":"IF(AO63=0,\"\",IF($AL$18=\"Actual\",0,SUMIFS(CHOOSE(VLOOKUP($AL$33,'Lookup tables'!$AK$5:$AM$15,3,0), RPE_FuelConsumptionSummerTBtu, RPE_FuelConsumptionTotalTBtu, RPE_GenerationSummerGWh, RPE_GenerationTotalGWh, RPE_CO2EmissionsSummerThousandTons, RPE_CO2EmissionsTotalThousandTons, RPE_NOXEmissionsSummerThousandTons, RPE_NOXEmissionsTotalThousandTons, RPE_SO2EmissionsSummerThousandTons, RPE_SO2EmissionsTotalThousandTons, RPE_DispatchableCapacityMW), MeetComparisonCriteria,\"=1\",IF($AL$6=\"IPM Region\",RPE_IPMRegionGroupAcronym,RPE_State),\"=\"&IF($AL$6=\"National\",\"*\",$AO63))))","v":""},"","",16777215]
[null,null,null,null,null,null,null,null,null,null,null,null,null,null,"WECC_SNV",null,null,null,null,null,null,null,null,null,null,null,null,null,null,null,null,null,null,null,null,null,null,null,null,null,0,{"$f":"IF(AO64=0,\"\",SUMIFS(CHOOSE(VLOOKUP($AL$16,'Lookup tables'!$AK$5:$AM$15,3,0), RPE_FuelConsumptionSummerTBtu, RPE_FuelConsumptionTotalTBtu, RPE_GenerationSummerGWh, RPE_GenerationTotalGWh, RPE_CO2EmissionsSummerThousandTons, RPE_CO2EmissionsTotalThousandTons, RPE_NOXEmissionsSummerThousandTons, RPE_NOXEmissionsTotalThousandTons, RPE_SO2EmissionsSummerThousandTons, RPE_SO2EmissionsTotalThousandTons, RPE_DispatchableCapacityMW), MeetPrimaryCriteria,\"=1\",IF($AL$6=\"IPM Region\",RPE_IPMRegionGroupAcronym,RPE_State),\"=\"&IF($AL$6=\"National\",\"*\",$AO64)))","v":""},{"$f":"IF(AO64=0,\"\",IF($AL$18=\"Actual\",0,SUMIFS(CHOOSE(VLOOKUP($AL$33,'Lookup tables'!$AK$5:$AM$15,3,0), RPE_FuelConsumptionSummerTBtu, RPE_FuelConsumptionTotalTBtu, RPE_GenerationSummerGWh, RPE_GenerationTotalGWh, RPE_CO2EmissionsSummerThousandTons, RPE_CO2EmissionsTotalThousandTons, RPE_NOXEmissionsSummerThousandTons, RPE_NOXEmissionsTotalThousandTons, RPE_SO2EmissionsSummerThousandTons, RPE_SO2EmissionsTotalThousandTons, RPE_DispatchableCapacityMW), MeetComparisonCriteria,\"=1\",IF($AL$6=\"IPM Region\",RPE_IPMRegionGroupAcronym,RPE_State),\"=\"&IF($AL$6=\"National\",\"*\",$AO64))))","v":""},"","",16777215]
[null,null,null,null,null,null,null,null,null,null,null,null,null,null,"WECC_UT",null,null,null,null,null,null,null,null,null,null,null,null,null,null,null,null,null,null,null,null,null,null,null,null,null,0,{"$f":"IF(AO65=0,\"\",SUMIFS(CHOOSE(VLOOKUP($AL$16,'Lookup tables'!$AK$5:$AM$15,3,0), RPE_FuelConsumptionSummerTBtu, RPE_FuelConsumptionTotalTBtu, RPE_GenerationSummerGWh, RPE_GenerationTotalGWh, RPE_CO2EmissionsSummerThousandTons, RPE_CO2EmissionsTotalThousandTons, RPE_NOXEmissionsSummerThousandTons, RPE_NOXEmissionsTotalThousandTons, RPE_SO2EmissionsSummerThousandTons, RPE_SO2EmissionsTotalThousandTons, RPE_DispatchableCapacityMW), MeetPrimaryCriteria,\"=1\",IF($AL$6=\"IPM Region\",RPE_IPMRegionGroupAcronym,RPE_State),\"=\"&IF($AL$6=\"National\",\"*\",$AO65)))","v":""},{"$f":"IF(AO65=0,\"\",IF($AL$18=\"Actual\",0,SUMIFS(CHOOSE(VLOOKUP($AL$33,'Lookup tables'!$AK$5:$AM$15,3,0), RPE_FuelConsumptionSummerTBtu, RPE_FuelConsumptionTotalTBtu, RPE_GenerationSummerGWh, RPE_GenerationTotalGWh, RPE_CO2EmissionsSummerThousandTons, RPE_CO2EmissionsTotalThousandTons, RPE_NOXEmissionsSummerThousandTons, RPE_NOXEmissionsTotalThousandTons, RPE_SO2EmissionsSummerThousandTons, RPE_SO2EmissionsTotalThousandTons, RPE_DispatchableCapacityMW), MeetComparisonCriteria,\"=1\",IF($AL$6=\"IPM Region\",RPE_IPMRegionGroupAcronym,RPE_State),\"=\"&IF($AL$6=\"National\",\"*\",$AO65))))","v":""},"","",16777215,null,null,null,null,"RPE_NOXEmissionsSummerThousandTons",null,null,null,null,null,null,null,null,"min",{"$f":"MIN($AR$5:$AR$53)","v":8.4778012565721328E-4}]
[null,null,null,null,null,null,null,null,null,null,null,null,null,null,"WECC_WY",null,null,null,null,null,null,null,null,null,null,null,null,null,null,null,null,null,null,null,null,null,null,null,null,null,0,{"$f":"IF(AO66=0,\"\",SUMIFS(CHOOSE(VLOOKUP($AL$16,'Lookup tables'!$AK$5:$AM$15,3,0), RPE_FuelConsumptionSummerTBtu, RPE_FuelConsumptionTotalTBtu, RPE_GenerationSummerGWh, RPE_GenerationTotalGWh, RPE_CO2EmissionsSummerThousandTons, RPE_CO2EmissionsTotalThousandTons, RPE_NOXEmissionsSummerThousandTons, RPE_NOXEmissionsTotalThousandTons, RPE_SO2EmissionsSummerThousandTons, RPE_SO2EmissionsTotalThousandTons, RPE_DispatchableCapacityMW), MeetPrimaryCriteria,\"=1\",IF($AL$6=\"IPM Region\",RPE_IPMRegionGroupAcronym,RPE_State),\"=\"&IF($AL$6=\"National\",\"*\",$AO66)))","v":""},{"$f":"IF(AO66=0,\"\",IF($AL$18=\"Actual\",0,SUMIFS(CHOOSE(VLOOKUP($AL$33,'Lookup tables'!$AK$5:$AM$15,3,0), RPE_FuelConsumptionSummerTBtu, RPE_FuelConsumptionTotalTBtu, RPE_GenerationSummerGWh, RPE_GenerationTotalGWh, RPE_CO2EmissionsSummerThousandTons, RPE_CO2EmissionsTotalThousandTons, RPE_NOXEmissionsSummerThousandTons, RPE_NOXEmissionsTotalThousandTons, RPE_SO2EmissionsSummerThousandTons, RPE_SO2EmissionsTotalThousandTons, RPE_DispatchableCapacityMW), MeetComparisonCriteria,\"=1\",IF($AL$6=\"IPM Region\",RPE_IPMRegionGroupAcronym,RPE_State),\"=\"&IF($AL$6=\"National\",\"*\",$AO66))))","v":""},"","",16777215,null,null,null,null,null,null,null,null,null,null,null,null,null,"max",{"$f":"MAX($AR$5:$AR$53)","v":44.225712474137126}]
[null,null,null,null,null,null,null,null,null,null,null,null,null,null,null,null,null,null,null,null,null,null,null,null,null,null,null,null,null,null,null,null,null,null,null,null,null,null,null,null,0,{"$f":"IF(AO67=0,\"\",SUMIFS(CHOOSE(VLOOKUP($AL$16,'Lookup tables'!$AK$5:$AM$15,3,0), RPE_FuelConsumptionSummerTBtu, RPE_FuelConsumptionTotalTBtu, RPE_GenerationSummerGWh, RPE_GenerationTotalGWh, RPE_CO2EmissionsSummerThousandTons, RPE_CO2EmissionsTotalThousandTons, RPE_NOXEmissionsSummerThousandTons, RPE_NOXEmissionsTotalThousandTons, RPE_SO2EmissionsSummerThousandTons, RPE_SO2EmissionsTotalThousandTons, RPE_DispatchableCapacityMW), MeetPrimaryCriteria,\"=1\",IF($AL$6=\"IPM Region\",RPE_IPMRegionGroupAcronym,RPE_State),\"=\"&IF($AL$6=\"National\",\"*\",$AO67)))","v":""},{"$f":"IF(AO67=0,\"\",IF($AL$18=\"Actual\",0,SUMIFS(CHOOSE(VLOOKUP($AL$33,'Lookup tables'!$AK$5:$AM$15,3,0), RPE_FuelConsumptionSummerTBtu, RPE_FuelConsumptionTotalTBtu, RPE_GenerationSummerGWh, RPE_GenerationTotalGWh, RPE_CO2EmissionsSummerThousandTons, RPE_CO2EmissionsTotalThousandTons, RPE_NOXEmissionsSummerThousandTons, RPE_NOXEmissionsTotalThousandTons, RPE_SO2EmissionsSummerThousandTons, RPE_SO2EmissionsTotalThousandTons, RPE_DispatchableCapacityMW), MeetComparisonCriteria,\"=1\",IF($AL$6=\"IPM Region\",RPE_IPMRegionGroupAcronym,RPE_State),\"=\"&IF($AL$6=\"National\",\"*\",$AO67))))","v":""},"","",16777215]
[null,null,null,null,null,null,null,null,null,null,null,null,null,null,null,null,null,null,null,null,null,null,null,null,null,null,null,null,null,null,null,null,null,null,null,null,null,null,null,null,0,{"$f":"IF(AO68=0,\"\",SUMIFS(CHOOSE(VLOOKUP($AL$16,'Lookup tables'!$AK$5:$AM$15,3,0), RPE_FuelConsumptionSummerTBtu, RPE_FuelConsumptionTotalTBtu, RPE_GenerationSummerGWh, RPE_GenerationTotalGWh, RPE_CO2EmissionsSummerThousandTons, RPE_CO2EmissionsTotalThousandTons, RPE_NOXEmissionsSummerThousandTons, RPE_NOXEmissionsTotalThousandTons, RPE_SO2EmissionsSummerThousandTons, RPE_SO2EmissionsTotalThousandTons, RPE_DispatchableCapacityMW), MeetPrimaryCriteria,\"=1\",IF($AL$6=\"IPM Region\",RPE_IPMRegionGroupAcronym,RPE_State),\"=\"&IF($AL$6=\"National\",\"*\",$AO68)))","v":""},{"$f":"IF(AO68=0,\"\",IF($AL$18=\"Actual\",0,SUMIFS(CHOOSE(VLOOKUP($AL$33,'Lookup tables'!$AK$5:$AM$15,3,0), RPE_FuelConsumptionSummerTBtu, RPE_FuelConsumptionTotalTBtu, RPE_GenerationSummerGWh, RPE_GenerationTotalGWh, RPE_CO2EmissionsSummerThousandTons, RPE_CO2EmissionsTotalThousandTons, RPE_NOXEmissionsSummerThousandTons, RPE_NOXEmissionsTotalThousandTons, RPE_SO2EmissionsSummerThousandTons, RPE_SO2EmissionsTotalThousandTons, RPE_DispatchableCapacityMW), MeetComparisonCriteria,\"=1\",IF($AL$6=\"IPM Region\",RPE_IPMRegionGroupAcronym,RPE_State),\"=\"&IF($AL$6=\"National\",\"*\",$AO68))))","v":""},"","",16777215,null,null,null,null,null,null,null,null,null,null,null,null,null,"largest absolute",{"$f":"MAX(ABS(BI65),ABS(BI66))","v":44.225712474137126}]
[null,null,null,null,null,null,null,null,null,null,null,null,null,null,null,null,null,null,null,null,null,null,null,null,null,null,null,null,null,null,null,null,null,null,null,null,null,null,null,null,null,null,null,null,null,null,null,null,null,null,null,null,null,null,null,null,null,null,null,"step",{"$f":"BI68/4","v":11.056428118534281}]
[]
[]
[null,null,null,null,null,null,null,null,null,null,null,null,null,null,null,null,null,null,null,null,null,null,null,null,null,null,null,null,null,null,null,null,null,null,null,null,null,null,null,null,null,null,null,null,null,null,null,null,null,null,null,null,null,null,null,null,"Bucket",null,null,"Coloring"]
[null,null,null,null,null,null,null,null,null,null,null,null,null,null,null,null,null,null,null,null,null,null,null,null,null,null,null,null,null,null,null,null,null,null,null,null,null,null,null,null,null,null,null,null,null,null,null,null,null,null,null,null,null,null,null,null,0,{"$f":"BF74-BI69","v":-44.225712474137126},null,801923,{"$f":"IF($AS$2=\"Round\",TEXT(BF73,\"###,##0\"),IF($AS$2=\"Decimal\",TEXT(BF73,\"0.000\"),TEXT(BF73,\"#0%\")))","v":"-44"}]
[null,null,null,null,null,null,null,null,null,null,null,null,null,null,null,null,null,null,null,null,null,null,null,null,null,null,null,null,null,null,null,null,null,null,null,null,null,null,null,null,null,null,null,null,null,null,null,null,null,null,null,null,null,null,null,null,1,{"$f":"BF75-BI69","v":-33.169284355602841},null,1137094,{"$f":"IF($AS$2=\"Round\",TEXT(BF74,\"###,##0\"),IF($AS$2=\"Decimal\",TEXT(BF74,\"0.000\"),TEXT(BF74,\"#0%\")))","v":"-33"}]
[null,null,null,null,null,null,null,null,null,null,null,null,null,null,null,null,null,null,null,null,null,null,null,null,null,null,null,null,null,null,null,null,null,null,null,null,null,null,null,null,null,null,null,null,null,null,null,null,null,null,null,null,null,null,null,null,2,{"$f":"BF76-BI69","v":-22.112856237068563},null,8696052,"-22"]
[null,null,null,null,null,null,null,null,null,null,null,null,null,null,null,null,null,null,null,null,null,null,null,null,null,null,null,null,null,null,null,null,null,null,null,null,null,null,null,null,null,null,null,null,null,null,null,null,null,null,null,null,null,null,null,null,3,{"$f":"BF77-BI69","v":-11.056428118534281},null,11389944,"-11"]
[null,null,null,null,null,null,null,null,null,null,null,null,null,null,null,null,null,null,null,null,null,null,null,null,null,null,null,null,null,null,null,null,null,null,null,null,null,null,null,null,null,null,null,null,null,null,null,null,null,null,null,null,null,null,null,null,4,0,null,16777215,"0"]
[null,null,null,null,null,null,null,null,null,null,null,null,null,null,null,null,null,null,null,null,null,null,null,null,null,null,null,null,null,null,null,null,null,null,null,null,null,null,null,null,null,null,null,null,null,null,null,null,null,null,null,null,null,null,null,null,5,{"$f":"BF77+BI69","v":11.056428118534281},null,11854022,"11"]
[null,null,null,null,null,null,null,null,null,null,null,null,null,null,null,null,null,null,null,null,null,null,null,null,null,null,null,null,null,null,null,null,null,null,null,null,null,null,null,null,null,null,null,null,null,null,null,null,null,null,null,null,null,null,null,null,6,{"$f":"BF78+BI69","v":22.112856237068563},null,9359529,"22"]
[null,null,null,null,null,null,null,null,null,null,null,null,null,null,null,null,null,null,null,null,null,null,null,null,null,null,null,null,null,null,null,null,null,null,null,null,null,null,null,null,null,null,null,null,null,null,null,null,null,null,null,null,null,null,null,null,7,{"$f":"BF79+BI69","v":33.169284355602841},null,4697456,"33"]
[null,null,null,null,null,null,null,null,null,null,null,null,null,null,null,null,null,null,null,null,null,null,null,null,null,null,null,null,null,null,null,null,null,null,null,null,null,null,null,null,null,null,null,null,null,null,null,null,null,null,null,null,null,null,null,null,8,{"$f":"BF80+BI69","v":44.225712474137126},null,3506772,"44"]
[]
[null,null,null,null,null,null,null,null,null,null,null,null,null,null,null,null,null,null,null,null,null,null,null,null,null,null,null,null,null,null,null,null,null,null,null,null,null,null,null,null,null,null,null,null,null,null,null,null,null,null,null,null,null,null,null,null,null,"(works with lookup above)"]
[null,null,null,null,null,null,null,null,null,null,null,null,null,null,null,null,null,null,null,null,null,null,null,null,null,null,null,null,null,null,null,null,null,null,null,null,null,null,null,null,null,null,null,null,null,null,null,null,null,null,null,null,null,null,null,null,null,{"$f":"BF81","v":44.225712474137126}]
[null,null,null,null,null,null,null,null,null,null,null,null,null,null,null,null,null,null,null,null,null,null,null,null,null,null,null,null,null,null,null,null,null,null,null,null,null,null,null,null,null,null,null,null,null,null,null,null,null,null,null,null,null,null,null,null,null,{"$f":"BF80","v":33.169284355602841}]
[null,null,null,null,null,null,null,null,null,null,null,null,null,null,null,null,null,null,null,null,null,null,null,null,null,null,null,null,null,null,null,null,null,null,null,null,null,null,null,null,null,null,null,null,null,null,null,null,null,null,null,null,null,null,null,null,null,{"$f":"BF79","v":22.112856237068563}]
[null,null,null,null,null,null,null,null,null,null,null,null,null,null,null,null,null,null,null,null,null,null,null,null,null,null,null,null,null,null,null,null,null,null,null,null,null,null,null,null,null,null,null,null,null,null,null,null,null,null,null,null,null,null,null,null,null,{"$f":"BF78","v":11.056428118534281}]

{"sheet":"Whisker","index":3,"n_rows":118,"n_cols":23,"rows_kept":118,"cut":false,"hidden":false,"merged":[[1,8,2,13],[1,15,2,20],[47,7,49,20]]}
[null,null,null,null,null,null,null,null,"Data Point 1",null,null,null,null,null,null,"Data Point 2"]
[null,"Point 1",null,null,"Point 2 (Optional)",null,null,null,{"$f":"IF($B$20=\"Actual\",VLOOKUP(B18,$A$56:$B$66,2,0),\nIF($B$20=\"Absolute Change\",IF(VLOOKUP(B18,$A$56:$B$66,2,0)=VLOOKUP(B35,$A$56:$B$66,2,0),\"Change in \"&VLOOKUP(B18,$A$56:$B$66,2,0),\"Unit of Measure Mismatch\"),\nIF($B$20=\"Percent Change\",IF(B18=B35,\"Percent Change of \"&VLOOKUP(B18,$A$56:$B$66,2,0),\"Unit of Measure Mismatch\"),\nIF($B$20=\"Emissions Rate\",IF(AND(NOT(ISERROR(SEARCH(\"tons\",$B$18))),OR(NOT(ISERROR(SEARCH(\"GWh\",$B$35))),NOT(ISERROR(SEARCH(\"TBtu\",$B$35))))),IF(ISERROR(SEARCH(\"Summer\",$B$18))<>ISERROR(SEARCH(\"Summer\",$B$35)),\"Unit of Measure Mismatch\",\"lbs \"&LEFT($B$18,3)&\"/\"&IF(RIGHT($B$35,4)=\"TBtu\",\"mmBtu\",\"kWh\")),\"Unit of Measure Mismatch\"),\nIF($B$20=\"Fraction\",IF(B18=B35,\"Dimensionless Fraction or Ratio\",VLOOKUP(B18,$A$56:$B$66,2,0)&\" / \"&VLOOKUP(B35,$A$56:$B$66,2,0)),\nIF(AND($B$20=\"Capacity Factor\",NOT(ISERROR(SEARCH(\"Generation\",$B$18))),NOT(ISERROR(SEARCH(\"Capacity\",$B$35)))),\"Capacity Factor\",\"ERROR\"))))))","v":"Thousand (short) tons NOx"},null,null,null,null,null,null,{"$f":"IF(E3=\"Off\",\"[Data Point Off]\",IF($E$20=\"Actual\",VLOOKUP(E18,$A$56:$B$66,2,0),\nIF($E$20=\"Absolute Change\",IF(VLOOKUP(E18,$A$56:$B$66,2,0)=VLOOKUP(E35,$A$56:$B$66,2,0),\"Change in \"&VLOOKUP(E18,$A$56:$B$66,2,0),\"Unit of Measure Mismatch\"),\nIF($E$20=\"Percent Change\",IF(E18=E35,\"Percent Change of \"&VLOOKUP(E18,$A$56:$B$66,2,0),\"Unit of Measure Mismatch\"),\nIF($E$20=\"Emissions Rate\",IF(AND(NOT(ISERROR(SEARCH(\"tons\",$E$18))),OR(NOT(ISERROR(SEARCH(\"GWh\",$E$35))),NOT(ISERROR(SEARCH(\"TBtu\",$E$35))))),IF(ISERROR(SEARCH(\"Summer\",$E$18))<>ISERROR(SEARCH(\"Summer\",$E$35)),\"Unit of Measure Mismatch\",\"lbs \"&LEFT($E$18,3)&\"/\"&IF(RIGHT($E$35,4)=\"TBtu\",\"mmBtu\",\"kWh\")),\"Unit of Measure Mismatch\"),\nIF($E$20=\"Fraction\",IF(E18=E35,\"Dimensionless Fraction or Ratio\",VLOOKUP(E18,$A$56:$B$66,2,0)&\" / \"&VLOOKUP(E35,$A$56:$B$66,2,0)),\nIF(AND($E$20=\"Capacity Factor\",NOT(ISERROR(SEARCH(\"Generation\",$E$18))),NOT(ISERROR(SEARCH(\"Capacity\",$E$35)))),\"Capacity Factor\",\"ERROR\")))))))","v":"[Data Point Off]"}]
[null,null,null,null,"Off"]
["PRIMARY RUN","Nov 2018 Ref Case",null,null,"Nov 2018 Ref Case"]
[]
["PRIMARY YEAR",2021,null,null,2021]
[]
["Regional Aggregation","State",{"$f":"IF(B8=\"State\",\"RPE_State\",\"RPE_RegionGroupAcronym\")","v":"RPE_State"},null,"State",{"$f":"IF(E8=\"State\",\"RPE_State\",\"RPE_RegionGroupAcronym\")","v":"RPE_State"}]
[]
["PRIMARY DIMENSIONS"]
["Fuel Type","All Units","RPE_FuelType",null,"All Units","RPE_FuelType"]
["Fossil >25 MW","All Units","RPE_Fossil25MW",null,"All Units","RPE_Fossil25MW"]
["Existing/New/Retired","Existing and New","RPE_ExistingorNewUnit",null,"Existing and New","RPE_ExistingorNewUnit"]
["Plant Type","All Units","RPE_PlantType",null,"All Units","RPE_PlantType"]
["Plant Category","All Units","RPE_PlantCategory",null,"All Units","RPE_PlantCategory"]
["Plant Controls","All Units",{"$f":"MATCH(B16,Controls,0)","v":1},null,"All Units",{"$f":"IF(E3=\"Off\",0,MATCH(E16,Controls,0))","v":0}]
["Existing or New Controls","All Controls",null,null,"All Controls"]
["PRIMARY MEASURE","NOX Emissions Summer Thousand Tons",{"$f":"VLOOKUP(B18,'Lookup tables'!$AD$5:$AF$68,3,0)","v":"RPE_NOXEmissionsSummerThousandTons"},null,"NOX Emissions Summer Thousand Tons",{"$f":"VLOOKUP(E18,'Lookup tables'!$AD$5:$AF$68,3,0)","v":"RPE_NOXEmissionsSummerThousandTons"}]
[]
["DISPLAY VALUE TYPE","Actual",null,null,"Actual"]
["SORT BY","Ascending"]
[]
["COMPARISON RUN","Nov 2018 Ref Case",null,null,"Nov 2018 Ref Case"]
[]
["COMPARISON YEAR",2021,null,null,2021]
[]
["COMPARISON DIMENSIONS"]
["Fuel Type","All Units","RPE_FuelType",null,"All Units","RPE_FuelType"]
["Fossil >25 MW","All Units","RPE_Fossil25MW",null,"All Units","RPE_Fossil25MW"]
["Existing/New/Retired","Existing and New","RPE_ExistingorNewUnit",null,"Existing and New","RPE_ExistingorNewUnit"]
["Plant Type","All Units","RPE_PlantType",null,"All Units","RPE_PlantType"]
["Plant Category","All Units","RPE_PlantCategory",null,"All Units","RPE_PlantCategory"]
["Plant Controls","All Units",{"$f":"IF(B20=\"actual\",0,MATCH(B33,Controls,0))","v":0},null,"All Units",{"$f":"IF(OR(E20=\"actual\",E3=\"off\"),0,MATCH(E33,Controls,0))","v":0}]
["Existing or New Controls","All Controls",null,null,"All Controls"]
["COMPARISON MEASURE","NOX Emissions Summer Thousand Tons",{"$f":"VLOOKUP(B35,'Lookup tables'!$AD$5:$AF$68,3,0)","v":"RPE_NOXEmissionsSummerThousandTons"},null,"NOX Emissions Summer Thousand Tons",{"$f":"VLOOKUP(E35,'Lookup tables'!$AD$5:$AF$68,3,0)","v":"RPE_NOXEmissionsSummerThousandTons"}]
[]
["POINT COLOR"]
[]
[]
[]
[null,"***You must click the update button to update the chart"]
[]
[]
[]
[]
[]
[]
[null,null,null,null,null,null,null,"*Historical data is still under development. It is approximate and may not always provide an apples-to-apples comparison to IPM outputs. See READ ME worksheet for more info."]
[]
[]
[]
[null,null,null,null,null,null,null,null,null,null,null,null,null,null,null,null,"Sort:",null,null,null,null,"show",{"$f":"IF(MIN($U$56:$V$104)>0,0,MIN($U$56:$V$104))","v":0}]
[null,null,null,null,null,null,null,null,null,null,null,null,null,null,null,null,{"$f":"B21","v":"Ascending"},null,null,null,null,{"$f":"E3","v":"Off"},{"$f":"IF(W52<0,ROUNDUP(W52,0),ROUNDDOWN(W52,0))","v":0}]
[null,null,null,null,null,null,null,null,null,"Primary Value","Comparison Value","Display Value","Primary Value","Comparison Value","Display Value","Rank of Point 1","Rank Tie Break",null,"Rank","State","Point 1",{"$f":"IF(E3=\"Off\",\"\",\"Point 2\")","v":""},"Dummy"]
[null,null,null,null,null,null,null,null,"National",{"$f":"SUM(J56:J119)","v":377.0868112343361},{"$f":"SUM(K56:K119)","v":0},{"$f":"IF(I55=0,\"\",IFERROR(IF($B$20=\"Actual\",J55,IF($B$20=\"Absolute Change\",J55-K55,IF($B$20=\"Percent Change\",(J55-K55)/K55,IF($B$20=\"Emissions Rate\",(J55*2/K55),IF($B$20=\"Capacity Factor\",J55*1000/(K55*IF(NOT(ISERROR(SEARCH(\"Summer\",$B$18))),3672,8760)),J55/K55))))),0))","v":377.0868112343361},{"$f":"SUM(M56:M119)","v":0},{"$f":"SUM(N56:N119)","v":0},{"$f":"IF(I55=0,\"\",IFERROR(IF($E$20=\"Actual\",M55,IF($E$20=\"Absolute Change\",M55-N55,IF($E$20=\"Percent Change\",(M55-N55)/N55,IF($E$20=\"Emissions Rate\",(M55*2/N55),IF($E$20=\"Capacity Factor\",M55*1000/(N55*IF(NOT(ISERROR(SEARCH(\"Summer\",$E$18))),3672,8760)),M55/N55))))),0))","v":0}]
["Fuel Consumption Summer TBtu","TBtu",null,null,null,null,null,null,{"$f":"IF($B$8=\"State\",Map!P3,Map!O3)","v":"AL"},{"$f":"IF(I56=0,\"\",SUMIFS(CHOOSE(VLOOKUP($B$18,'Lookup tables'!$AK$5:$AM$15,3,0), RPE_FuelConsumptionSummerTBtu, RPE_FuelConsumptionTotalTBtu, RPE_GenerationSummerGWh, RPE_GenerationTotalGWh, RPE_CO2EmissionsSummerThousandTons, RPE_CO2EmissionsTotalThousandTons, RPE_NOXEmissionsSummerThousandTons, RPE_NOXEmissionsTotalThousandTons, RPE_SO2EmissionsSummerThousandTons, RPE_SO2EmissionsTotalThousandTons, RPE_DispatchableCapacityMW), MeetPrimaryCriteria2,\"=1\",IF($B$8=\"IPM Region\",RPE_IPMRegionGroupAcronym,RPE_State),\"=\"&IF($B$8=\"National\",\"*\",$I56)))","v":5.9316932965979978},{"$f":"IF(I56=0,\"\",IF($B$20=\"Actual\",0,SUMIFS(CHOOSE(VLOOKUP($B$35,'Lookup tables'!$AK$5:$AM$15,3,0), RPE_FuelConsumptionSummerTBtu, RPE_FuelConsumptionTotalTBtu, RPE_GenerationSummerGWh, RPE_GenerationTotalGWh, RPE_CO2EmissionsSummerThousandTons, RPE_CO2EmissionsTotalThousandTons, RPE_NOXEmissionsSummerThousandTons, RPE_NOXEmissionsTotalThousandTons, RPE_SO2EmissionsSummerThousandTons, RPE_SO2EmissionsTotalThousandTons, RPE_DispatchableCapacityMW), MeetComparisonCriteria2,\"=1\",IF($B$8=\"IPM Region\",RPE_IPMRegionGroupAcronym,RPE_State),\"=\"&IF($B$8=\"National\",\"*\",$I56))))","v":0},{"$f":"IF(I56=0,\"\",IFERROR(IF($B$20=\"Actual\",J56,IF($B$20=\"Absolute Change\",J56-K56,IF($B$20=\"Percent Change\",(J56-K56)/K56,IF($B$20=\"Emissions Rate\",(J56*2/K56),IF($B$20=\"Capacity Factor\",J56*1000/(K56*IF(NOT(ISERROR(SEARCH(\"Summer\",$B$18))),3672,8760)),J56/K56))))),0))","v":5.9316932965979978},{"$f":"IF(I56=0,\"\",SUMIFS(CHOOSE(VLOOKUP($E$18,'Lookup tables'!$AK$5:$AM$15,3,0), RPE_FuelConsumptionSummerTBtu, RPE_FuelConsumptionTotalTBtu, RPE_GenerationSummerGWh, RPE_GenerationTotalGWh, RPE_CO2EmissionsSummerThousandTons, RPE_CO2EmissionsTotalThousandTons, RPE_NOXEmissionsSummerThousandTons, RPE_NOXEmissionsTotalThousandTons, RPE_SO2EmissionsSummerThousandTons, RPE_SO2EmissionsTotalThousandTons, RPE_DispatchableCapacityMW), MeetPrimaryCriteria3,\"=1\",IF($E$8=\"IPM Region\",RPE_IPMRegionGroupAcronym,RPE_State),\"=\"&IF($E$8=\"National\",\"*\",$I56)))","v":0},{"$f":"IF(I56=0,\"\",IF($E$20=\"Actual\",0,SUMIFS(CHOOSE(VLOOKUP($E$35,'Lookup tables'!$AK$5:$AM$15,3,0), RPE_FuelConsumptionSummerTBtu, RPE_FuelConsumptionTotalTBtu, RPE_GenerationSummerGWh, RPE_GenerationTotalGWh, RPE_CO2EmissionsSummerThousandTons, RPE_CO2EmissionsTotalThousandTons, RPE_NOXEmissionsSummerThousandTons, RPE_NOXEmissionsTotalThousandTons, RPE_SO2EmissionsSummerThousandTons, RPE_SO2EmissionsTotalThousandTons, RPE_DispatchableCapacityMW), MeetComparisonCriteria3,\"=1\",IF($E$8=\"IPM Region\",RPE_IPMRegionGroupAcronym,RPE_State),\"=\"&IF($E$8=\"National\",\"*\",$I56))))","v":0},{"$f":"IF(I56=0,\"\",IFERROR(IF($E$20=\"Actual\",M56,IF($E$20=\"Absolute Change\",M56-N56,IF($E$20=\"Percent Change\",(M56-N56)/N56,IF($E$20=\"Emissions Rate\",(M56*2/N56),IF($E$20=\"Capacity Factor\",M56*1000/(N56*IF(NOT(ISERROR(SEARCH(\"Summer\",$E$18))),3672,8760)),M56/N56))))),0))","v":0},{"$f":"IF(OR(I56=\"  \",I56=0),\"\",(RANK(L56,IF($B$8=\"State\",$L$56:$L$104,$L$56:$L$118))+ROW()*0.0000000001))","v":27.0000000056},{"$f":"IF(OR(I56=\"  \",I56=0),\"\",IF($Q$53=\"Alphabetical\",99-(ROW()-6),RANK(P56,IF($B$8=\"State\",$P$56:$P$104,$P$56:$P$118),IF($Q$53=\"Descending\",0,1))))","v":27},null,1,{"$f":"IF(S56=\"\",\"\",INDEX($I$56:$I$118,MATCH(S56,$Q$56:$Q$118,0),1))","v":"TX"},{"$f":"IF(S56=\"\",\"\",INDEX($L$56:$L$118,MATCH(S56,$Q$56:$Q$118,0),1))","v":44.225712474137126},{"$f":"IF(S56=\"\",\"\",IF($V$53=\"off\",0,INDEX($O$56:$O$118,MATCH(S56,$Q$56:$Q$118,0),1)))","v":0},{"$f":"$W$53","v":0}]
["Fuel Consumption Total TBtu","TBtu",null,null,null,null,null,null,{"$f":"IF($B$8=\"State\",Map!P4,Map!O4)","v":"AR"},{"$f":"IF(I57=0,\"\",SUMIFS(CHOOSE(VLOOKUP($B$18,'Lookup tables'!$AK$5:$AM$15,3,0), RPE_FuelConsumptionSummerTBtu, RPE_FuelConsumptionTotalTBtu, RPE_GenerationSummerGWh, RPE_GenerationTotalGWh, RPE_CO2EmissionsSummerThousandTons, RPE_CO2EmissionsTotalThousandTons, RPE_NOXEmissionsSummerThousandTons, RPE_NOXEmissionsTotalThousandTons, RPE_SO2EmissionsSummerThousandTons, RPE_SO2EmissionsTotalThousandTons, RPE_DispatchableCapacityMW), MeetPrimaryCriteria2,\"=1\",IF($B$8=\"IPM Region\",RPE_IPMRegionGroupAcronym,RPE_State),\"=\"&IF($B$8=\"National\",\"*\",$I57)))","v":10.269955607846603},{"$f":"IF(I57=0,\"\",IF($B$20=\"Actual\",0,SUMIFS(CHOOSE(VLOOKUP($B$35,'Lookup tables'!$AK$5:$AM$15,3,0), RPE_FuelConsumptionSummerTBtu, RPE_FuelConsumptionTotalTBtu, RPE_GenerationSummerGWh, RPE_GenerationTotalGWh, RPE_CO2EmissionsSummerThousandTons, RPE_CO2EmissionsTotalThousandTons, RPE_NOXEmissionsSummerThousandTons, RPE_NOXEmissionsTotalThousandTons, RPE_SO2EmissionsSummerThousandTons, RPE_SO2EmissionsTotalThousandTons, RPE_DispatchableCapacityMW), MeetComparisonCriteria2,\"=1\",IF($B$8=\"IPM Region\",RPE_IPMRegionGroupAcronym,RPE_State),\"=\"&IF($B$8=\"National\",\"*\",$I57))))","v":0},{"$f":"IF(I57=0,\"\",IFERROR(IF($B$20=\"Actual\",J57,IF($B$20=\"Absolute Change\",J57-K57,IF($B$20=\"Percent Change\",(J57-K57)/K57,IF($B$20=\"Emissions Rate\",(J57*2/K57),IF($B$20=\"Capacity Factor\",J57*1000/(K57*IF(NOT(ISERROR(SEARCH(\"Summer\",$B$18))),3672,8760)),J57/K57))))),0))","v":10.269955607846603},{"$f":"IF(I57=0,\"\",SUMIFS(CHOOSE(VLOOKUP($E$18,'Lookup tables'!$AK$5:$AM$15,3,0), RPE_FuelConsumptionSummerTBtu, RPE_FuelConsumptionTotalTBtu, RPE_GenerationSummerGWh, RPE_GenerationTotalGWh, RPE_CO2EmissionsSummerThousandTons, RPE_CO2EmissionsTotalThousandTons, RPE_NOXEmissionsSummerThousandTons, RPE_NOXEmissionsTotalThousandTons, RPE_SO2EmissionsSummerThousandTons, RPE_SO2EmissionsTotalThousandTons, RPE_DispatchableCapacityMW), MeetPrimaryCriteria3,\"=1\",IF($E$8=\"IPM Region\",RPE_IPMRegionGroupAcronym,RPE_State),\"=\"&IF($E$8=\"National\",\"*\",$I57)))","v":0},{"$f":"IF(I57=0,\"\",IF($E$20=\"Actual\",0,SUMIFS(CHOOSE(VLOOKUP($E$35,'Lookup tables'!$AK$5:$AM$15,3,0), RPE_FuelConsumptionSummerTBtu, RPE_FuelConsumptionTotalTBtu, RPE_GenerationSummerGWh, RPE_GenerationTotalGWh, RPE_CO2EmissionsSummerThousandTons, RPE_CO2EmissionsTotalThousandTons, RPE_NOXEmissionsSummerThousandTons, RPE_NOXEmissionsTotalThousandTons, RPE_SO2EmissionsSummerThousandTons, RPE_SO2EmissionsTotalThousandTons, RPE_DispatchableCapacityMW), MeetComparisonCriteria3,\"=1\",IF($E$8=\"IPM Region\",RPE_IPMRegionGroupAcronym,RPE_State),\"=\"&IF($E$8=\"National\",\"*\",$I57))))","v":0},{"$f":"IF(I57=0,\"\",IFERROR(IF($E$20=\"Actual\",M57,IF($E$20=\"Absolute Change\",M57-N57,IF($E$20=\"Percent Change\",(M57-N57)/N57,IF($E$20=\"Emissions Rate\",(M57*2/N57),IF($E$20=\"Capacity Factor\",M57*1000/(N57*IF(NOT(ISERROR(SEARCH(\"Summer\",$E$18))),3672,8760)),M57/N57))))),0))","v":0},16.000000005699999,{"$f":"IF(OR(I57=\"  \",I57=0),\"\",IF($Q$53=\"Alphabetical\",99-(ROW()-6),RANK(P57,IF($B$8=\"State\",$P$56:$P$104,$P$56:$P$118),IF($Q$53=\"Descending\",0,1))))","v":16},null,{"$f":"IF(OR(I57=\"  \",I57=0),\"\",S56+1)","v":2},{"$f":"IF(S57=\"\",\"\",INDEX($I$56:$I$118,MATCH(S57,$Q$56:$Q$118,0),1))","v":"WV"},{"$f":"IF(S57=\"\",\"\",INDEX($L$56:$L$118,MATCH(S57,$Q$56:$Q$118,0),1))","v":19.811283271078501},{"$f":"IF(S57=\"\",\"\",IF($V$53=\"off\",0,INDEX($O$56:$O$118,MATCH(S57,$Q$56:$Q$118,0),1)))","v":0},{"$f":"$W$53","v":0}]
["Generation Summer GWh","GWh",null,null,null,null,null,null,{"$f":"IF($B$8=\"State\",Map!P5,Map!O5)","v":"AZ"},{"$f":"IF(I58=0,\"\",SUMIFS(CHOOSE(VLOOKUP($B$18,'Lookup tables'!$AK$5:$AM$15,3,0), RPE_FuelConsumptionSummerTBtu, RPE_FuelConsumptionTotalTBtu, RPE_GenerationSummerGWh, RPE_GenerationTotalGWh, RPE_CO2EmissionsSummerThousandTons, RPE_CO2EmissionsTotalThousandTons, RPE_NOXEmissionsSummerThousandTons, RPE_NOXEmissionsTotalThousandTons, RPE_SO2EmissionsSummerThousandTons, RPE_SO2EmissionsTotalThousandTons, RPE_DispatchableCapacityMW), MeetPrimaryCriteria2,\"=1\",IF($B$8=\"IPM Region\",RPE_IPMRegionGroupAcronym,RPE_State),\"=\"&IF($B$8=\"National\",\"*\",$I58)))","v":5.458194547229585},{"$f":"IF(I58=0,\"\",IF($B$20=\"Actual\",0,SUMIFS(CHOOSE(VLOOKUP($B$35,'Lookup tables'!$AK$5:$AM$15,3,0), RPE_FuelConsumptionSummerTBtu, RPE_FuelConsumptionTotalTBtu, RPE_GenerationSummerGWh, RPE_GenerationTotalGWh, RPE_CO2EmissionsSummerThousandTons, RPE_CO2EmissionsTotalThousandTons, RPE_NOXEmissionsSummerThousandTons, RPE_NOXEmissionsTotalThousandTons, RPE_SO2EmissionsSummerThousandTons, RPE_SO2EmissionsTotalThousandTons, RPE_DispatchableCapacityMW), MeetComparisonCriteria2,\"=1\",IF($B$8=\"IPM Region\",RPE_IPMRegionGroupAcronym,RPE_State),\"=\"&IF($B$8=\"National\",\"*\",$I58))))","v":0},5.458194547229585,{"$f":"IF(I58=0,\"\",SUMIFS(CHOOSE(VLOOKUP($E$18,'Lookup tables'!$AK$5:$AM$15,3,0), RPE_FuelConsumptionSummerTBtu, RPE_FuelConsumptionTotalTBtu, RPE_GenerationSummerGWh, RPE_GenerationTotalGWh, RPE_CO2EmissionsSummerThousandTons, RPE_CO2EmissionsTotalThousandTons, RPE_NOXEmissionsSummerThousandTons, RPE_NOXEmissionsTotalThousandTons, RPE_SO2EmissionsSummerThousandTons, RPE_SO2EmissionsTotalThousandTons, RPE_DispatchableCapacityMW), MeetPrimaryCriteria3,\"=1\",IF($E$8=\"IPM Region\",RPE_IPMRegionGroupAcronym,RPE_State),\"=\"&IF($E$8=\"National\",\"*\",$I58)))","v":0},{"$f":"IF(I58=0,\"\",IF($E$20=\"Actual\",0,SUMIFS(CHOOSE(VLOOKUP($E$35,'Lookup tables'!$AK$5:$AM$15,3,0), RPE_FuelConsumptionSummerTBtu, RPE_FuelConsumptionTotalTBtu, RPE_GenerationSummerGWh, RPE_GenerationTotalGWh, RPE_CO2EmissionsSummerThousandTons, RPE_CO2EmissionsTotalThousandTons, RPE_NOXEmissionsSummerThousandTons, RPE_NOXEmissionsTotalThousandTons, RPE_SO2EmissionsSummerThousandTons, RPE_SO2EmissionsTotalThousandTons, RPE_DispatchableCapacityMW), MeetComparisonCriteria3,\"=1\",IF($E$8=\"IPM Region\",RPE_IPMRegionGroupAcronym,RPE_State),\"=\"&IF($E$8=\"National\",\"*\",$I58))))","v":0},0,28.0000000058,28,null,{"$f":"IF(OR(I58=\"  \",I58=0),\"\",S57+1)","v":3},"FL",19.583110126426465,0,0]
["Generation Total GWh","GWh",null,null,null,null,null,null,{"$f":"IF($B$8=\"State\",Map!P6,Map!O6)","v":"CA"},{"$f":"IF(I59=0,\"\",SUMIFS(CHOOSE(VLOOKUP($B$18,'Lookup tables'!$AK$5:$AM$15,3,0), RPE_FuelConsumptionSummerTBtu, RPE_FuelConsumptionTotalTBtu, RPE_GenerationSummerGWh, RPE_GenerationTotalGWh, RPE_CO2EmissionsSummerThousandTons, RPE_CO2EmissionsTotalThousandTons, RPE_NOXEmissionsSummerThousandTons, RPE_NOXEmissionsTotalThousandTons, RPE_SO2EmissionsSummerThousandTons, RPE_SO2EmissionsTotalThousandTons, RPE_DispatchableCapacityMW), MeetPrimaryCriteria2,\"=1\",IF($B$8=\"IPM Region\",RPE_IPMRegionGroupAcronym,RPE_State),\"=\"&IF($B$8=\"National\",\"*\",$I59)))","v":2.4064947882401961},{"$f":"IF(I59=0,\"\",IF($B$20=\"Actual\",0,SUMIFS(CHOOSE(VLOOKUP($B$35,'Lookup tables'!$AK$5:$AM$15,3,0), RPE_FuelConsumptionSummerTBtu, RPE_FuelConsumptionTotalTBtu, RPE_GenerationSummerGWh, RPE_GenerationTotalGWh, RPE_CO2EmissionsSummerThousandTons, RPE_CO2EmissionsTotalThousandTons, RPE_NOXEmissionsSummerThousandTons, RPE_NOXEmissionsTotalThousandTons, RPE_SO2EmissionsSummerThousandTons, RPE_SO2EmissionsTotalThousandTons, RPE_DispatchableCapacityMW), MeetComparisonCriteria2,\"=1\",IF($B$8=\"IPM Region\",RPE_IPMRegionGroupAcronym,RPE_State),\"=\"&IF($B$8=\"National\",\"*\",$I59))))","v":0},2.4064947882401961,{"$f":"IF(I59=0,\"\",SUMIFS(CHOOSE(VLOOKUP($E$18,'Lookup tables'!$AK$5:$AM$15,3,0), RPE_FuelConsumptionSummerTBtu, RPE_FuelConsumptionTotalTBtu, RPE_GenerationSummerGWh, RPE_GenerationTotalGWh, RPE_CO2EmissionsSummerThousandTons, RPE_CO2EmissionsTotalThousandTons, RPE_NOXEmissionsSummerThousandTons, RPE_NOXEmissionsTotalThousandTons, RPE_SO2EmissionsSummerThousandTons, RPE_SO2EmissionsTotalThousandTons, RPE_DispatchableCapacityMW), MeetPrimaryCriteria3,\"=1\",IF($E$8=\"IPM Region\",RPE_IPMRegionGroupAcronym,RPE_State),\"=\"&IF($E$8=\"National\",\"*\",$I59)))","v":0},{"$f":"IF(I59=0,\"\",IF($E$20=\"Actual\",0,SUMIFS(CHOOSE(VLOOKUP($E$35,'Lookup tables'!$AK$5:$AM$15,3,0), RPE_FuelConsumptionSummerTBtu, RPE_FuelConsumptionTotalTBtu, RPE_GenerationSummerGWh, RPE_GenerationTotalGWh, RPE_CO2EmissionsSummerThousandTons, RPE_CO2EmissionsTotalThousandTons, RPE_NOXEmissionsSummerThousandTons, RPE_NOXEmissionsTotalThousandTons, RPE_SO2EmissionsSummerThousandTons, RPE_SO2EmissionsTotalThousandTons, RPE_DispatchableCapacityMW), MeetComparisonCriteria3,\"=1\",IF($E$8=\"IPM Region\",RPE_IPMRegionGroupAcronym,RPE_State),\"=\"&IF($E$8=\"National\",\"*\",$I59))))","v":0},0,37.000000005899999,37,null,4,"OH",17.942844464408431,0,0]
["CO2 Emissions Summer Thousand Tons","Thousand (short) tons CO2",null,null,null,null,null,null,{"$f":"IF($B$8=\"State\",Map!P7,Map!O7)","v":"CO"},{"$f":"IF(I60=0,\"\",SUMIFS(CHOOSE(VLOOKUP($B$18,'Lookup tables'!$AK$5:$AM$15,3,0), RPE_FuelConsumptionSummerTBtu, RPE_FuelConsumptionTotalTBtu, RPE_GenerationSummerGWh, RPE_GenerationTotalGWh, RPE_CO2EmissionsSummerThousandTons, RPE_CO2EmissionsTotalThousandTons, RPE_NOXEmissionsSummerThousandTons, RPE_NOXEmissionsTotalThousandTons, RPE_SO2EmissionsSummerThousandTons, RPE_SO2EmissionsTotalThousandTons, RPE_DispatchableCapacityMW), MeetPrimaryCriteria2,\"=1\",IF($B$8=\"IPM Region\",RPE_IPMRegionGroupAcronym,RPE_State),\"=\"&IF($B$8=\"National\",\"*\",$I60)))","v":8.5004275567193179},{"$f":"IF(I60=0,\"\",IF($B$20=\"Actual\",0,SUMIFS(CHOOSE(VLOOKUP($B$35,'Lookup tables'!$AK$5:$AM$15,3,0), RPE_FuelConsumptionSummerTBtu, RPE_FuelConsumptionTotalTBtu, RPE_GenerationSummerGWh, RPE_GenerationTotalGWh, RPE_CO2EmissionsSummerThousandTons, RPE_CO2EmissionsTotalThousandTons, RPE_NOXEmissionsSummerThousandTons, RPE_NOXEmissionsTotalThousandTons, RPE_SO2EmissionsSummerThousandTons, RPE_SO2EmissionsTotalThousandTons, RPE_DispatchableCapacityMW), MeetComparisonCriteria2,\"=1\",IF($B$8=\"IPM Region\",RPE_IPMRegionGroupAcronym,RPE_State),\"=\"&IF($B$8=\"National\",\"*\",$I60))))","v":0},8.5004275567193179,{"$f":"IF(I60=0,\"\",SUMIFS(CHOOSE(VLOOKUP($E$18,'Lookup tables'!$AK$5:$AM$15,3,0), RPE_FuelConsumptionSummerTBtu, RPE_FuelConsumptionTotalTBtu, RPE_GenerationSummerGWh, RPE_GenerationTotalGWh, RPE_CO2EmissionsSummerThousandTons, RPE_CO2EmissionsTotalThousandTons, RPE_NOXEmissionsSummerThousandTons, RPE_NOXEmissionsTotalThousandTons, RPE_SO2EmissionsSummerThousandTons, RPE_SO2EmissionsTotalThousandTons, RPE_DispatchableCapacityMW), MeetPrimaryCriteria3,\"=1\",IF($E$8=\"IPM Region\",RPE_IPMRegionGroupAcronym,RPE_State),\"=\"&IF($E$8=\"National\",\"*\",$I60)))","v":0},{"$f":"IF(I60=0,\"\",IF($E$20=\"Actual\",0,SUMIFS(CHOOSE(VLOOKUP($E$35,'Lookup tables'!$AK$5:$AM$15,3,0), RPE_FuelConsumptionSummerTBtu, RPE_FuelConsumptionTotalTBtu, RPE_GenerationSummerGWh, RPE_GenerationTotalGWh, RPE_CO2EmissionsSummerThousandTons, RPE_CO2EmissionsTotalThousandTons, RPE_NOXEmissionsSummerThousandTons, RPE_NOXEmissionsTotalThousandTons, RPE_SO2EmissionsSummerThousandTons, RPE_SO2EmissionsTotalThousandTons, RPE_DispatchableCapacityMW), MeetComparisonCriteria3,\"=1\",IF($E$8=\"IPM Region\",RPE_IPMRegionGroupAcronym,RPE_State),\"=\"&IF($E$8=\"National\",\"*\",$I60))))","v":0},0,19.000000006,19,null,5,"IN",16.324331151681278,0,0]
["CO2 Emissions Total Thousand Tons","Thousand (short) tons CO2",null,null,null,null,null,null,{"$f":"IF($B$8=\"State\",Map!P8,Map!O8)","v":"CT"},{"$f":"IF(I61=0,\"\",SUMIFS(CHOOSE(VLOOKUP($B$18,'Lookup tables'!$AK$5:$AM$15,3,0), RPE_FuelConsumptionSummerTBtu, RPE_FuelConsumptionTotalTBtu, RPE_GenerationSummerGWh, RPE_GenerationTotalGWh, RPE_CO2EmissionsSummerThousandTons, RPE_CO2EmissionsTotalThousandTons, RPE_NOXEmissionsSummerThousandTons, RPE_NOXEmissionsTotalThousandTons, RPE_SO2EmissionsSummerThousandTons, RPE_SO2EmissionsTotalThousandTons, RPE_DispatchableCapacityMW), MeetPrimaryCriteria2,\"=1\",IF($B$8=\"IPM Region\",RPE_IPMRegionGroupAcronym,RPE_State),\"=\"&IF($B$8=\"National\",\"*\",$I61)))","v":1.9439511671567891},{"$f":"IF(I61=0,\"\",IF($B$20=\"Actual\",0,SUMIFS(CHOOSE(VLOOKUP($B$35,'Lookup tables'!$AK$5:$AM$15,3,0), RPE_FuelConsumptionSummerTBtu, RPE_FuelConsumptionTotalTBtu, RPE_GenerationSummerGWh, RPE_GenerationTotalGWh, RPE_CO2EmissionsSummerThousandTons, RPE_CO2EmissionsTotalThousandTons, RPE_NOXEmissionsSummerThousandTons, RPE_NOXEmissionsTotalThousandTons, RPE_SO2EmissionsSummerThousandTons, RPE_SO2EmissionsTotalThousandTons, RPE_DispatchableCapacityMW), MeetComparisonCriteria2,\"=1\",IF($B$8=\"IPM Region\",RPE_IPMRegionGroupAcronym,RPE_State),\"=\"&IF($B$8=\"National\",\"*\",$I61))))","v":0},1.9439511671567891,{"$f":"IF(I61=0,\"\",SUMIFS(CHOOSE(VLOOKUP($E$18,'Lookup tables'!$AK$5:$AM$15,3,0), RPE_FuelConsumptionSummerTBtu, RPE_FuelConsumptionTotalTBtu, RPE_GenerationSummerGWh, RPE_GenerationTotalGWh, RPE_CO2EmissionsSummerThousandTons, RPE_CO2EmissionsTotalThousandTons, RPE_NOXEmissionsSummerThousandTons, RPE_NOXEmissionsTotalThousandTons, RPE_SO2EmissionsSummerThousandTons, RPE_SO2EmissionsTotalThousandTons, RPE_DispatchableCapacityMW), MeetPrimaryCriteria3,\"=1\",IF($E$8=\"IPM Region\",RPE_IPMRegionGroupAcronym,RPE_State),\"=\"&IF($E$8=\"National\",\"*\",$I61)))","v":0},{"$f":"IF(I61=0,\"\",IF($E$20=\"Actual\",0,SUMIFS(CHOOSE(VLOOKUP($E$35,'Lookup tables'!$AK$5:$AM$15,3,0), RPE_FuelConsumptionSummerTBtu, RPE_FuelConsumptionTotalTBtu, RPE_GenerationSummerGWh, RPE_GenerationTotalGWh, RPE_CO2EmissionsSummerThousandTons, RPE_CO2EmissionsTotalThousandTons, RPE_NOXEmissionsSummerThousandTons, RPE_NOXEmissionsTotalThousandTons, RPE_SO2EmissionsSummerThousandTons, RPE_SO2EmissionsTotalThousandTons, RPE_DispatchableCapacityMW), MeetComparisonCriteria3,\"=1\",IF($E$8=\"IPM Region\",RPE_IPMRegionGroupAcronym,RPE_State),\"=\"&IF($E$8=\"National\",\"*\",$I61))))","v":0},0,38.000000006100002,38,null,6,"NC",15.764555646252564,0,0]
["NOX Emissions Summer Thousand Tons","Thousand (short) tons NOx",null,null,null,null,null,null,{"$f":"IF($B$8=\"State\",Map!P9,Map!O9)","v":"DC"},{"$f":"IF(I62=0,\"\",SUMIFS(CHOOSE(VLOOKUP($B$18,'Lookup tables'!$AK$5:$AM$15,3,0), RPE_FuelConsumptionSummerTBtu, RPE_FuelConsumptionTotalTBtu, RPE_GenerationSummerGWh, RPE_GenerationTotalGWh, RPE_CO2EmissionsSummerThousandTons, RPE_CO2EmissionsTotalThousandTons, RPE_NOXEmissionsSummerThousandTons, RPE_NOXEmissionsTotalThousandTons, RPE_SO2EmissionsSummerThousandTons, RPE_SO2EmissionsTotalThousandTons, RPE_DispatchableCapacityMW), MeetPrimaryCriteria2,\"=1\",IF($B$8=\"IPM Region\",RPE_IPMRegionGroupAcronym,RPE_State),\"=\"&IF($B$8=\"National\",\"*\",$I62)))","v":8.4778012565721328E-4},{"$f":"IF(I62=0,\"\",IF($B$20=\"Actual\",0,SUMIFS(CHOOSE(VLOOKUP($B$35,'Lookup tables'!$AK$5:$AM$15,3,0), RPE_FuelConsumptionSummerTBtu, RPE_FuelConsumptionTotalTBtu, RPE_GenerationSummerGWh, RPE_GenerationTotalGWh, RPE_CO2EmissionsSummerThousandTons, RPE_CO2EmissionsTotalThousandTons, RPE_NOXEmissionsSummerThousandTons, RPE_NOXEmissionsTotalThousandTons, RPE_SO2EmissionsSummerThousandTons, RPE_SO2EmissionsTotalThousandTons, RPE_DispatchableCapacityMW), MeetComparisonCriteria2,\"=1\",IF($B$8=\"IPM Region\",RPE_IPMRegionGroupAcronym,RPE_State),\"=\"&IF($B$8=\"National\",\"*\",$I62))))","v":0},8.4778012565721328E-4,{"$f":"IF(I62=0,\"\",SUMIFS(CHOOSE(VLOOKUP($E$18,'Lookup tables'!$AK$5:$AM$15,3,0), RPE_FuelConsumptionSummerTBtu, RPE_FuelConsumptionTotalTBtu, RPE_GenerationSummerGWh, RPE_GenerationTotalGWh, RPE_CO2EmissionsSummerThousandTons, RPE_CO2EmissionsTotalThousandTons, RPE_NOXEmissionsSummerThousandTons, RPE_NOXEmissionsTotalThousandTons, RPE_SO2EmissionsSummerThousandTons, RPE_SO2EmissionsTotalThousandTons, RPE_DispatchableCapacityMW), MeetPrimaryCriteria3,\"=1\",IF($E$8=\"IPM Region\",RPE_IPMRegionGroupAcronym,RPE_State),\"=\"&IF($E$8=\"National\",\"*\",$I62)))","v":0},{"$f":"IF(I62=0,\"\",IF($E$20=\"Actual\",0,SUMIFS(CHOOSE(VLOOKUP($E$35,'Lookup tables'!$AK$5:$AM$15,3,0), RPE_FuelConsumptionSummerTBtu, RPE_FuelConsumptionTotalTBtu, RPE_GenerationSummerGWh, RPE_GenerationTotalGWh, RPE_CO2EmissionsSummerThousandTons, RPE_CO2EmissionsTotalThousandTons, RPE_NOXEmissionsSummerThousandTons, RPE_NOXEmissionsTotalThousandTons, RPE_SO2EmissionsSummerThousandTons, RPE_SO2EmissionsTotalThousandTons, RPE_DispatchableCapacityMW), MeetComparisonCriteria3,\"=1\",IF($E$8=\"IPM Region\",RPE_IPMRegionGroupAcronym,RPE_State),\"=\"&IF($E$8=\"National\",\"*\",$I62))))","v":0},0,49.000000006199997,49,null,7,"PA",14.929681306854722,0,0]
["NOX Emissions Total Thousand Tons","Thousand (short) tons NOx",null,null,null,null,null,null,{"$f":"IF($B$8=\"State\",Map!P10,Map!O10)","v":"DE"},{"$f":"IF(I63=0,\"\",SUMIFS(CHOOSE(VLOOKUP($B$18,'Lookup tables'!$AK$5:$AM$15,3,0), RPE_FuelConsumptionSummerTBtu, RPE_FuelConsumptionTotalTBtu, RPE_GenerationSummerGWh, RPE_GenerationTotalGWh, RPE_CO2EmissionsSummerThousandTons, RPE_CO2EmissionsTotalThousandTons, RPE_NOXEmissionsSummerThousandTons, RPE_NOXEmissionsTotalThousandTons, RPE_SO2EmissionsSummerThousandTons, RPE_SO2EmissionsTotalThousandTons, RPE_DispatchableCapacityMW), MeetPrimaryCriteria2,\"=1\",IF($B$8=\"IPM Region\",RPE_IPMRegionGroupAcronym,RPE_State),\"=\"&IF($B$8=\"National\",\"*\",$I63)))","v":0.24272650027324161},{"$f":"IF(I63=0,\"\",IF($B$20=\"Actual\",0,SUMIFS(CHOOSE(VLOOKUP($B$35,'Lookup tables'!$AK$5:$AM$15,3,0), RPE_FuelConsumptionSummerTBtu, RPE_FuelConsumptionTotalTBtu, RPE_GenerationSummerGWh, RPE_GenerationTotalGWh, RPE_CO2EmissionsSummerThousandTons, RPE_CO2EmissionsTotalThousandTons, RPE_NOXEmissionsSummerThousandTons, RPE_NOXEmissionsTotalThousandTons, RPE_SO2EmissionsSummerThousandTons, RPE_SO2EmissionsTotalThousandTons, RPE_DispatchableCapacityMW), MeetComparisonCriteria2,\"=1\",IF($B$8=\"IPM Region\",RPE_IPMRegionGroupAcronym,RPE_State),\"=\"&IF($B$8=\"National\",\"*\",$I63))))","v":0},0.24272650027324161,{"$f":"IF(I63=0,\"\",SUMIFS(CHOOSE(VLOOKUP($E$18,'Lookup tables'!$AK$5:$AM$15,3,0), RPE_FuelConsumptionSummerTBtu, RPE_FuelConsumptionTotalTBtu, RPE_GenerationSummerGWh, RPE_GenerationTotalGWh, RPE_CO2EmissionsSummerThousandTons, RPE_CO2EmissionsTotalThousandTons, RPE_NOXEmissionsSummerThousandTons, RPE_NOXEmissionsTotalThousandTons, RPE_SO2EmissionsSummerThousandTons, RPE_SO2EmissionsTotalThousandTons, RPE_DispatchableCapacityMW), MeetPrimaryCriteria3,\"=1\",IF($E$8=\"IPM Region\",RPE_IPMRegionGroupAcronym,RPE_State),\"=\"&IF($E$8=\"National\",\"*\",$I63)))","v":0},{"$f":"IF(I63=0,\"\",IF($E$20=\"Actual\",0,SUMIFS(CHOOSE(VLOOKUP($E$35,'Lookup tables'!$AK$5:$AM$15,3,0), RPE_FuelConsumptionSummerTBtu, RPE_FuelConsumptionTotalTBtu, RPE_GenerationSummerGWh, RPE_GenerationTotalGWh, RPE_CO2EmissionsSummerThousandTons, RPE_CO2EmissionsTotalThousandTons, RPE_NOXEmissionsSummerThousandTons, RPE_NOXEmissionsTotalThousandTons, RPE_SO2EmissionsSummerThousandTons, RPE_SO2EmissionsTotalThousandTons, RPE_DispatchableCapacityMW), MeetComparisonCriteria3,\"=1\",IF($E$8=\"IPM Region\",RPE_IPMRegionGroupAcronym,RPE_State),\"=\"&IF($E$8=\"National\",\"*\",$I63))))","v":0},0,46.000000006299999,46,null,8,"MO",14.415932245022058,0,0]
["SO2 Emissions Summer Thousand Tons","Thousand (short) tons SO2",null,null,null,null,null,null,{"$f":"IF($B$8=\"State\",Map!P11,Map!O11)","v":"FL"},{"$f":"IF(I64=0,\"\",SUMIFS(CHOOSE(VLOOKUP($B$18,'Lookup tables'!$AK$5:$AM$15,3,0), RPE_FuelConsumptionSummerTBtu, RPE_FuelConsumptionTotalTBtu, RPE_GenerationSummerGWh, RPE_GenerationTotalGWh, RPE_CO2EmissionsSummerThousandTons, RPE_CO2EmissionsTotalThousandTons, RPE_NOXEmissionsSummerThousandTons, RPE_NOXEmissionsTotalThousandTons, RPE_SO2EmissionsSummerThousandTons, RPE_SO2EmissionsTotalThousandTons, RPE_DispatchableCapacityMW), MeetPrimaryCriteria2,\"=1\",IF($B$8=\"IPM Region\",RPE_IPMRegionGroupAcronym,RPE_State),\"=\"&IF($B$8=\"National\",\"*\",$I64)))","v":19.583110126426465},{"$f":"IF(I64=0,\"\",IF($B$20=\"Actual\",0,SUMIFS(CHOOSE(VLOOKUP($B$35,'Lookup tables'!$AK$5:$AM$15,3,0), RPE_FuelConsumptionSummerTBtu, RPE_FuelConsumptionTotalTBtu, RPE_GenerationSummerGWh, RPE_GenerationTotalGWh, RPE_CO2EmissionsSummerThousandTons, RPE_CO2EmissionsTotalThousandTons, RPE_NOXEmissionsSummerThousandTons, RPE_NOXEmissionsTotalThousandTons, RPE_SO2EmissionsSummerThousandTons, RPE_SO2EmissionsTotalThousandTons, RPE_DispatchableCapacityMW), MeetComparisonCriteria2,\"=1\",IF($B$8=\"IPM Region\",RPE_IPMRegionGroupAcronym,RPE_State),\"=\"&IF($B$8=\"National\",\"*\",$I64))))","v":0},19.583110126426465,{"$f":"IF(I64=0,\"\",SUMIFS(CHOOSE(VLOOKUP($E$18,'Lookup tables'!$AK$5:$AM$15,3,0), RPE_FuelConsumptionSummerTBtu, RPE_FuelConsumptionTotalTBtu, RPE_GenerationSummerGWh, RPE_GenerationTotalGWh, RPE_CO2EmissionsSummerThousandTons, RPE_CO2EmissionsTotalThousandTons, RPE_NOXEmissionsSummerThousandTons, RPE_NOXEmissionsTotalThousandTons, RPE_SO2EmissionsSummerThousandTons, RPE_SO2EmissionsTotalThousandTons, RPE_DispatchableCapacityMW), MeetPrimaryCriteria3,\"=1\",IF($E$8=\"IPM Region\",RPE_IPMRegionGroupAcronym,RPE_State),\"=\"&IF($E$8=\"National\",\"*\",$I64)))","v":0},{"$f":"IF(I64=0,\"\",IF($E$20=\"Actual\",0,SUMIFS(CHOOSE(VLOOKUP($E$35,'Lookup tables'!$AK$5:$AM$15,3,0), RPE_FuelConsumptionSummerTBtu, RPE_FuelConsumptionTotalTBtu, RPE_GenerationSummerGWh, RPE_GenerationTotalGWh, RPE_CO2EmissionsSummerThousandTons, RPE_CO2EmissionsTotalThousandTons, RPE_NOXEmissionsSummerThousandTons, RPE_NOXEmissionsTotalThousandTons, RPE_SO2EmissionsSummerThousandTons, RPE_SO2EmissionsTotalThousandTons, RPE_DispatchableCapacityMW), MeetComparisonCriteria3,\"=1\",IF($E$8=\"IPM Region\",RPE_IPMRegionGroupAcronym,RPE_State),\"=\"&IF($E$8=\"National\",\"*\",$I64))))","v":0},0,3.0000000064000001,3,null,9,"MI",13.20644789380745,0,0]
["SO2 Emissions Total Thousand Tons","Thousand (short) tons SO2",null,null,null,null,null,null,{"$f":"IF($B$8=\"State\",Map!P12,Map!O12)","v":"GA"},{"$f":"IF(I65=0,\"\",SUMIFS(CHOOSE(VLOOKUP($B$18,'Lookup tables'!$AK$5:$AM$15,3,0), RPE_FuelConsumptionSummerTBtu, RPE_FuelConsumptionTotalTBtu, RPE_GenerationSummerGWh, RPE_GenerationTotalGWh, RPE_CO2EmissionsSummerThousandTons, RPE_CO2EmissionsTotalThousandTons, RPE_NOXEmissionsSummerThousandTons, RPE_NOXEmissionsTotalThousandTons, RPE_SO2EmissionsSummerThousandTons, RPE_SO2EmissionsTotalThousandTons, RPE_DispatchableCapacityMW), MeetPrimaryCriteria2,\"=1\",IF($B$8=\"IPM Region\",RPE_IPMRegionGroupAcronym,RPE_State),\"=\"&IF($B$8=\"National\",\"*\",$I65)))","v":8.0015889399553419},{"$f":"IF(I65=0,\"\",IF($B$20=\"Actual\",0,SUMIFS(CHOOSE(VLOOKUP($B$35,'Lookup tables'!$AK$5:$AM$15,3,0), RPE_FuelConsumptionSummerTBtu, RPE_FuelConsumptionTotalTBtu, RPE_GenerationSummerGWh, RPE_GenerationTotalGWh, RPE_CO2EmissionsSummerThousandTons, RPE_CO2EmissionsTotalThousandTons, RPE_NOXEmissionsSummerThousandTons, RPE_NOXEmissionsTotalThousandTons, RPE_SO2EmissionsSummerThousandTons, RPE_SO2EmissionsTotalThousandTons, RPE_DispatchableCapacityMW), MeetComparisonCriteria2,\"=1\",IF($B$8=\"IPM Region\",RPE_IPMRegionGroupAcronym,RPE_State),\"=\"&IF($B$8=\"National\",\"*\",$I65))))","v":0},8.0015889399553419,{"$f":"IF(I65=0,\"\",SUMIFS(CHOOSE(VLOOKUP($E$18,'Lookup tables'!$AK$5:$AM$15,3,0), RPE_FuelConsumptionSummerTBtu, RPE_FuelConsumptionTotalTBtu, RPE_GenerationSummerGWh, RPE_GenerationTotalGWh, RPE_CO2EmissionsSummerThousandTons, RPE_CO2EmissionsTotalThousandTons, RPE_NOXEmissionsSummerThousandTons, RPE_NOXEmissionsTotalThousandTons, RPE_SO2EmissionsSummerThousandTons, RPE_SO2EmissionsTotalThousandTons, RPE_DispatchableCapacityMW), MeetPrimaryCriteria3,\"=1\",IF($E$8=\"IPM Region\",RPE_IPMRegionGroupAcronym,RPE_State),\"=\"&IF($E$8=\"National\",\"*\",$I65)))","v":0},{"$f":"IF(I65=0,\"\",IF($E$20=\"Actual\",0,SUMIFS(CHOOSE(VLOOKUP($E$35,'Lookup tables'!$AK$5:$AM$15,3,0), RPE_FuelConsumptionSummerTBtu, RPE_FuelConsumptionTotalTBtu, RPE_GenerationSummerGWh, RPE_GenerationTotalGWh, RPE_CO2EmissionsSummerThousandTons, RPE_CO2EmissionsTotalThousandTons, RPE_NOXEmissionsSummerThousandTons, RPE_NOXEmissionsTotalThousandTons, RPE_SO2EmissionsSummerThousandTons, RPE_SO2EmissionsTotalThousandTons, RPE_DispatchableCapacityMW), MeetComparisonCriteria3,\"=1\",IF($E$8=\"IPM Region\",RPE_IPMRegionGroupAcronym,RPE_State),\"=\"&IF($E$8=\"National\",\"*\",$I65))))","v":0},0,20.000000006499999,20,null,10,"IL",13.016306096754089,0,0]
["Dispatchable Capacity MW","MW",null,null,null,null,null,null,{"$f":"IF($B$8=\"State\",Map!P13,Map!O13)","v":"IA"},{"$f":"IF(I66=0,\"\",SUMIFS(CHOOSE(VLOOKUP($B$18,'Lookup tables'!$AK$5:$AM$15,3,0), RPE_FuelConsumptionSummerTBtu, RPE_FuelConsumptionTotalTBtu, RPE_GenerationSummerGWh, RPE_GenerationTotalGWh, RPE_CO2EmissionsSummerThousandTons, RPE_CO2EmissionsTotalThousandTons, RPE_NOXEmissionsSummerThousandTons, RPE_NOXEmissionsTotalThousandTons, RPE_SO2EmissionsSummerThousandTons, RPE_SO2EmissionsTotalThousandTons, RPE_DispatchableCapacityMW), MeetPrimaryCriteria2,\"=1\",IF($B$8=\"IPM Region\",RPE_IPMRegionGroupAcronym,RPE_State),\"=\"&IF($B$8=\"National\",\"*\",$I66)))","v":10.889565372493836},{"$f":"IF(I66=0,\"\",IF($B$20=\"Actual\",0,SUMIFS(CHOOSE(VLOOKUP($B$35,'Lookup tables'!$AK$5:$AM$15,3,0), RPE_FuelConsumptionSummerTBtu, RPE_FuelConsumptionTotalTBtu, RPE_GenerationSummerGWh, RPE_GenerationTotalGWh, RPE_CO2EmissionsSummerThousandTons, RPE_CO2EmissionsTotalThousandTons, RPE_NOXEmissionsSummerThousandTons, RPE_NOXEmissionsTotalThousandTons, RPE_SO2EmissionsSummerThousandTons, RPE_SO2EmissionsTotalThousandTons, RPE_DispatchableCapacityMW), MeetComparisonCriteria2,\"=1\",IF($B$8=\"IPM Region\",RPE_IPMRegionGroupAcronym,RPE_State),\"=\"&IF($B$8=\"National\",\"*\",$I66))))","v":0},10.889565372493836,{"$f":"IF(I66=0,\"\",SUMIFS(CHOOSE(VLOOKUP($E$18,'Lookup tables'!$AK$5:$AM$15,3,0), RPE_FuelConsumptionSummerTBtu, RPE_FuelConsumptionTotalTBtu, RPE_GenerationSummerGWh, RPE_GenerationTotalGWh, RPE_CO2EmissionsSummerThousandTons, RPE_CO2EmissionsTotalThousandTons, RPE_NOXEmissionsSummerThousandTons, RPE_NOXEmissionsTotalThousandTons, RPE_SO2EmissionsSummerThousandTons, RPE_SO2EmissionsTotalThousandTons, RPE_DispatchableCapacityMW), MeetPrimaryCriteria3,\"=1\",IF($E$8=\"IPM Region\",RPE_IPMRegionGroupAcronym,RPE_State),\"=\"&IF($E$8=\"National\",\"*\",$I66)))","v":0},{"$f":"IF(I66=0,\"\",IF($E$20=\"Actual\",0,SUMIFS(CHOOSE(VLOOKUP($E$35,'Lookup tables'!$AK$5:$AM$15,3,0), RPE_FuelConsumptionSummerTBtu, RPE_FuelConsumptionTotalTBtu, RPE_GenerationSummerGWh, RPE_GenerationTotalGWh, RPE_CO2EmissionsSummerThousandTons, RPE_CO2EmissionsTotalThousandTons, RPE_NOXEmissionsSummerThousandTons, RPE_NOXEmissionsTotalThousandTons, RPE_SO2EmissionsSummerThousandTons, RPE_SO2EmissionsTotalThousandTons, RPE_DispatchableCapacityMW), MeetComparisonCriteria3,\"=1\",IF($E$8=\"IPM Region\",RPE_IPMRegionGroupAcronym,RPE_State),\"=\"&IF($E$8=\"National\",\"*\",$I66))))","v":0},0,12.000000006600001,12,null,11,"NE",11.627349240493448,0,0]
[null,null,null,null,null,null,null,null,{"$f":"IF($B$8=\"State\",Map!P14,Map!O14)","v":"ID"},{"$f":"IF(I67=0,\"\",SUMIFS(CHOOSE(VLOOKUP($B$18,'Lookup tables'!$AK$5:$AM$15,3,0), RPE_FuelConsumptionSummerTBtu, RPE_FuelConsumptionTotalTBtu, RPE_GenerationSummerGWh, RPE_GenerationTotalGWh, RPE_CO2EmissionsSummerThousandTons, RPE_CO2EmissionsTotalThousandTons, RPE_NOXEmissionsSummerThousandTons, RPE_NOXEmissionsTotalThousandTons, RPE_SO2EmissionsSummerThousandTons, RPE_SO2EmissionsTotalThousandTons, RPE_DispatchableCapacityMW), MeetPrimaryCriteria2,\"=1\",IF($B$8=\"IPM Region\",RPE_IPMRegionGroupAcronym,RPE_State),\"=\"&IF($B$8=\"National\",\"*\",$I67)))","v":8.9064569261267879E-2},{"$f":"IF(I67=0,\"\",IF($B$20=\"Actual\",0,SUMIFS(CHOOSE(VLOOKUP($B$35,'Lookup tables'!$AK$5:$AM$15,3,0), RPE_FuelConsumptionSummerTBtu, RPE_FuelConsumptionTotalTBtu, RPE_GenerationSummerGWh, RPE_GenerationTotalGWh, RPE_CO2EmissionsSummerThousandTons, RPE_CO2EmissionsTotalThousandTons, RPE_NOXEmissionsSummerThousandTons, RPE_NOXEmissionsTotalThousandTons, RPE_SO2EmissionsSummerThousandTons, RPE_SO2EmissionsTotalThousandTons, RPE_DispatchableCapacityMW), MeetComparisonCriteria2,\"=1\",IF($B$8=\"IPM Region\",RPE_IPMRegionGroupAcronym,RPE_State),\"=\"&IF($B$8=\"National\",\"*\",$I67))))","v":0},8.9064569261267879E-2,{"$f":"IF(I67=0,\"\",SUMIFS(CHOOSE(VLOOKUP($E$18,'Lookup tables'!$AK$5:$AM$15,3,0), RPE_FuelConsumptionSummerTBtu, RPE_FuelConsumptionTotalTBtu, RPE_GenerationSummerGWh, RPE_GenerationTotalGWh, RPE_CO2EmissionsSummerThousandTons, RPE_CO2EmissionsTotalThousandTons, RPE_NOXEmissionsSummerThousandTons, RPE_NOXEmissionsTotalThousandTons, RPE_SO2EmissionsSummerThousandTons, RPE_SO2EmissionsTotalThousandTons, RPE_DispatchableCapacityMW), MeetPrimaryCriteria3,\"=1\",IF($E$8=\"IPM Region\",RPE_IPMRegionGroupAcronym,RPE_State),\"=\"&IF($E$8=\"National\",\"*\",$I67)))","v":0},{"$f":"IF(I67=0,\"\",IF($E$20=\"Actual\",0,SUMIFS(CHOOSE(VLOOKUP($E$35,'Lookup tables'!$AK$5:$AM$15,3,0), RPE_FuelConsumptionSummerTBtu, RPE_FuelConsumptionTotalTBtu, RPE_GenerationSummerGWh, RPE_GenerationTotalGWh, RPE_CO2EmissionsSummerThousandTons, RPE_CO2EmissionsTotalThousandTons, RPE_NOXEmissionsSummerThousandTons, RPE_NOXEmissionsTotalThousandTons, RPE_SO2EmissionsSummerThousandTons, RPE_SO2EmissionsTotalThousandTons, RPE_DispatchableCapacityMW), MeetComparisonCriteria3,\"=1\",IF($E$8=\"IPM Region\",RPE_IPMRegionGroupAcronym,RPE_State),\"=\"&IF($E$8=\"National\",\"*\",$I67))))","v":0},0,47.000000006699999,47,null,12,"IA",10.889565372493836,0,0]
[null,null,null,null,null,null,null,null,{"$f":"IF($B$8=\"State\",Map!P15,Map!O15)","v":"IL"},{"$f":"IF(I68=0,\"\",SUMIFS(CHOOSE(VLOOKUP($B$18,'Lookup tables'!$AK$5:$AM$15,3,0), RPE_FuelConsumptionSummerTBtu, RPE_FuelConsumptionTotalTBtu, RPE_GenerationSummerGWh, RPE_GenerationTotalGWh, RPE_CO2EmissionsSummerThousandTons, RPE_CO2EmissionsTotalThousandTons, RPE_NOXEmissionsSummerThousandTons, RPE_NOXEmissionsTotalThousandTons, RPE_SO2EmissionsSummerThousandTons, RPE_SO2EmissionsTotalThousandTons, RPE_DispatchableCapacityMW), MeetPrimaryCriteria2,\"=1\",IF($B$8=\"IPM Region\",RPE_IPMRegionGroupAcronym,RPE_State),\"=\"&IF($B$8=\"National\",\"*\",$I68)))","v":13.016306096754089},{"$f":"IF(I68=0,\"\",IF($B$20=\"Actual\",0,SUMIFS(CHOOSE(VLOOKUP($B$35,'Lookup tables'!$AK$5:$AM$15,3,0), RPE_FuelConsumptionSummerTBtu, RPE_FuelConsumptionTotalTBtu, RPE_GenerationSummerGWh, RPE_GenerationTotalGWh, RPE_CO2EmissionsSummerThousandTons, RPE_CO2EmissionsTotalThousandTons, RPE_NOXEmissionsSummerThousandTons, RPE_NOXEmissionsTotalThousandTons, RPE_SO2EmissionsSummerThousandTons, RPE_SO2EmissionsTotalThousandTons, RPE_DispatchableCapacityMW), MeetComparisonCriteria2,\"=1\",IF($B$8=\"IPM Region\",RPE_IPMRegionGroupAcronym,RPE_State),\"=\"&IF($B$8=\"National\",\"*\",$I68))))","v":0},13.016306096754089,{"$f":"IF(I68=0,\"\",SUMIFS(CHOOSE(VLOOKUP($E$18,'Lookup tables'!$AK$5:$AM$15,3,0), RPE_FuelConsumptionSummerTBtu, RPE_FuelConsumptionTotalTBtu, RPE_GenerationSummerGWh, RPE_GenerationTotalGWh, RPE_CO2EmissionsSummerThousandTons, RPE_CO2EmissionsTotalThousandTons, RPE_NOXEmissionsSummerThousandTons, RPE_NOXEmissionsTotalThousandTons, RPE_SO2EmissionsSummerThousandTons, RPE_SO2EmissionsTotalThousandTons, RPE_DispatchableCapacityMW), MeetPrimaryCriteria3,\"=1\",IF($E$8=\"IPM Region\",RPE_IPMRegionGroupAcronym,RPE_State),\"=\"&IF($E$8=\"National\",\"*\",$I68)))","v":0},{"$f":"IF(I68=0,\"\",IF($E$20=\"Actual\",0,SUMIFS(CHOOSE(VLOOKUP($E$35,'Lookup tables'!$AK$5:$AM$15,3,0), RPE_FuelConsumptionSummerTBtu, RPE_FuelConsumptionTotalTBtu, RPE_GenerationSummerGWh, RPE_GenerationTotalGWh, RPE_CO2EmissionsSummerThousandTons, RPE_CO2EmissionsTotalThousandTons, RPE_NOXEmissionsSummerThousandTons, RPE_NOXEmissionsTotalThousandTons, RPE_SO2EmissionsSummerThousandTons, RPE_SO2EmissionsTotalThousandTons, RPE_DispatchableCapacityMW), MeetComparisonCriteria3,\"=1\",IF($E$8=\"IPM Region\",RPE_IPMRegionGroupAcronym,RPE_State),\"=\"&IF($E$8=\"National\",\"*\",$I68))))","v":0},0,10.000000006800001,10,null,13,"ND",10.709049049713999,0,0]
[null,null,null,null,null,null,null,null,{"$f":"IF($B$8=\"State\",Map!P16,Map!O16)","v":"IN"},{"$f":"IF(I69=0,\"\",SUMIFS(CHOOSE(VLOOKUP($B$18,'Lookup tables'!$AK$5:$AM$15,3,0), RPE_FuelConsumptionSummerTBtu, RPE_FuelConsumptionTotalTBtu, RPE_GenerationSummerGWh, RPE_GenerationTotalGWh, RPE_CO2EmissionsSummerThousandTons, RPE_CO2EmissionsTotalThousandTons, RPE_NOXEmissionsSummerThousandTons, RPE_NOXEmissionsTotalThousandTons, RPE_SO2EmissionsSummerThousandTons, RPE_SO2EmissionsTotalThousandTons, RPE_DispatchableCapacityMW), MeetPrimaryCriteria2,\"=1\",IF($B$8=\"IPM Region\",RPE_IPMRegionGroupAcronym,RPE_State),\"=\"&IF($B$8=\"National\",\"*\",$I69)))","v":16.324331151681278},{"$f":"IF(I69=0,\"\",IF($B$20=\"Actual\",0,SUMIFS(CHOOSE(VLOOKUP($B$35,'Lookup tables'!$AK$5:$AM$15,3,0), RPE_FuelConsumptionSummerTBtu, RPE_FuelConsumptionTotalTBtu, RPE_GenerationSummerGWh, RPE_GenerationTotalGWh, RPE_CO2EmissionsSummerThousandTons, RPE_CO2EmissionsTotalThousandTons, RPE_NOXEmissionsSummerThousandTons, RPE_NOXEmissionsTotalThousandTons, RPE_SO2EmissionsSummerThousandTons, RPE_SO2EmissionsTotalThousandTons, RPE_DispatchableCapacityMW), MeetComparisonCriteria2,\"=1\",IF($B$8=\"IPM Region\",RPE_IPMRegionGroupAcronym,RPE_State),\"=\"&IF($B$8=\"National\",\"*\",$I69))))","v":0},16.324331151681278,{"$f":"IF(I69=0,\"\",SUMIFS(CHOOSE(VLOOKUP($E$18,'Lookup tables'!$AK$5:$AM$15,3,0), RPE_FuelConsumptionSummerTBtu, RPE_FuelConsumptionTotalTBtu, RPE_GenerationSummerGWh, RPE_GenerationTotalGWh, RPE_CO2EmissionsSummerThousandTons, RPE_CO2EmissionsTotalThousandTons, RPE_NOXEmissionsSummerThousandTons, RPE_NOXEmissionsTotalThousandTons, RPE_SO2EmissionsSummerThousandTons, RPE_SO2EmissionsTotalThousandTons, RPE_DispatchableCapacityMW), MeetPrimaryCriteria3,\"=1\",IF($E$8=\"IPM Region\",RPE_IPMRegionGroupAcronym,RPE_State),\"=\"&IF($E$8=\"National\",\"*\",$I69)))","v":0},{"$f":"IF(I69=0,\"\",IF($E$20=\"Actual\",0,SUMIFS(CHOOSE(VLOOKUP($E$35,'Lookup tables'!$AK$5:$AM$15,3,0), RPE_FuelConsumptionSummerTBtu, RPE_FuelConsumptionTotalTBtu, RPE_GenerationSummerGWh, RPE_GenerationTotalGWh, RPE_CO2EmissionsSummerThousandTons, RPE_CO2EmissionsTotalThousandTons, RPE_NOXEmissionsSummerThousandTons, RPE_NOXEmissionsTotalThousandTons, RPE_SO2EmissionsSummerThousandTons, RPE_SO2EmissionsTotalThousandTons, RPE_DispatchableCapacityMW), MeetComparisonCriteria3,\"=1\",IF($E$8=\"IPM Region\",RPE_IPMRegionGroupAcronym,RPE_State),\"=\"&IF($E$8=\"National\",\"*\",$I69))))","v":0},0,5.0000000068999997,5,null,14,"UT",10.42651370069472,0,0]
[null,null,null,null,null,null,null,null,{"$f":"IF($B$8=\"State\",Map!P17,Map!O17)","v":"KS"},{"$f":"IF(I70=0,\"\",SUMIFS(CHOOSE(VLOOKUP($B$18,'Lookup tables'!$AK$5:$AM$15,3,0), RPE_FuelConsumptionSummerTBtu, RPE_FuelConsumptionTotalTBtu, RPE_GenerationSummerGWh, RPE_GenerationTotalGWh, RPE_CO2EmissionsSummerThousandTons, RPE_CO2EmissionsTotalThousandTons, RPE_NOXEmissionsSummerThousandTons, RPE_NOXEmissionsTotalThousandTons, RPE_SO2EmissionsSummerThousandTons, RPE_SO2EmissionsTotalThousandTons, RPE_DispatchableCapacityMW), MeetPrimaryCriteria2,\"=1\",IF($B$8=\"IPM Region\",RPE_IPMRegionGroupAcronym,RPE_State),\"=\"&IF($B$8=\"National\",\"*\",$I70)))","v":7.9865430450782933},{"$f":"IF(I70=0,\"\",IF($B$20=\"Actual\",0,SUMIFS(CHOOSE(VLOOKUP($B$35,'Lookup tables'!$AK$5:$AM$15,3,0), RPE_FuelConsumptionSummerTBtu, RPE_FuelConsumptionTotalTBtu, RPE_GenerationSummerGWh, RPE_GenerationTotalGWh, RPE_CO2EmissionsSummerThousandTons, RPE_CO2EmissionsTotalThousandTons, RPE_NOXEmissionsSummerThousandTons, RPE_NOXEmissionsTotalThousandTons, RPE_SO2EmissionsSummerThousandTons, RPE_SO2EmissionsTotalThousandTons, RPE_DispatchableCapacityMW), MeetComparisonCriteria2,\"=1\",IF($B$8=\"IPM Region\",RPE_IPMRegionGroupAcronym,RPE_State),\"=\"&IF($B$8=\"National\",\"*\",$I70))))","v":0},7.9865430450782933,{"$f":"IF(I70=0,\"\",SUMIFS(CHOOSE(VLOOKUP($E$18,'Lookup tables'!$AK$5:$AM$15,3,0), RPE_FuelConsumptionSummerTBtu, RPE_FuelConsumptionTotalTBtu, RPE_GenerationSummerGWh, RPE_GenerationTotalGWh, RPE_CO2EmissionsSummerThousandTons, RPE_CO2EmissionsTotalThousandTons, RPE_NOXEmissionsSummerThousandTons, RPE_NOXEmissionsTotalThousandTons, RPE_SO2EmissionsSummerThousandTons, RPE_SO2EmissionsTotalThousandTons, RPE_DispatchableCapacityMW), MeetPrimaryCriteria3,\"=1\",IF($E$8=\"IPM Region\",RPE_IPMRegionGroupAcronym,RPE_State),\"=\"&IF($E$8=\"National\",\"*\",$I70)))","v":0},{"$f":"IF(I70=0,\"\",IF($E$20=\"Actual\",0,SUMIFS(CHOOSE(VLOOKUP($E$35,'Lookup tables'!$AK$5:$AM$15,3,0), RPE_FuelConsumptionSummerTBtu, RPE_FuelConsumptionTotalTBtu, RPE_GenerationSummerGWh, RPE_GenerationTotalGWh, RPE_CO2EmissionsSummerThousandTons, RPE_CO2EmissionsTotalThousandTons, RPE_NOXEmissionsSummerThousandTons, RPE_NOXEmissionsTotalThousandTons, RPE_SO2EmissionsSummerThousandTons, RPE_SO2EmissionsTotalThousandTons, RPE_DispatchableCapacityMW), MeetComparisonCriteria3,\"=1\",IF($E$8=\"IPM Region\",RPE_IPMRegionGroupAcronym,RPE_State),\"=\"&IF($E$8=\"National\",\"*\",$I70))))","v":0},0,21.000000007000001,21,null,15,"OK",10.301135337217097,0,0]
[null,null,null,null,null,null,null,null,{"$f":"IF($B$8=\"State\",Map!P18,Map!O18)","v":"KY"},{"$f":"IF(I71=0,\"\",SUMIFS(CHOOSE(VLOOKUP($B$18,'Lookup tables'!$AK$5:$AM$15,3,0), RPE_FuelConsumptionSummerTBtu, RPE_FuelConsumptionTotalTBtu, RPE_GenerationSummerGWh, RPE_GenerationTotalGWh, RPE_CO2EmissionsSummerThousandTons, RPE_CO2EmissionsTotalThousandTons, RPE_NOXEmissionsSummerThousandTons, RPE_NOXEmissionsTotalThousandTons, RPE_SO2EmissionsSummerThousandTons, RPE_SO2EmissionsTotalThousandTons, RPE_DispatchableCapacityMW), MeetPrimaryCriteria2,\"=1\",IF($B$8=\"IPM Region\",RPE_IPMRegionGroupAcronym,RPE_State),\"=\"&IF($B$8=\"National\",\"*\",$I71)))","v":10.013190422351464},{"$f":"IF(I71=0,\"\",IF($B$20=\"Actual\",0,SUMIFS(CHOOSE(VLOOKUP($B$35,'Lookup tables'!$AK$5:$AM$15,3,0), RPE_FuelConsumptionSummerTBtu, RPE_FuelConsumptionTotalTBtu, RPE_GenerationSummerGWh, RPE_GenerationTotalGWh, RPE_CO2EmissionsSummerThousandTons, RPE_CO2EmissionsTotalThousandTons, RPE_NOXEmissionsSummerThousandTons, RPE_NOXEmissionsTotalThousandTons, RPE_SO2EmissionsSummerThousandTons, RPE_SO2EmissionsTotalThousandTons, RPE_DispatchableCapacityMW), MeetComparisonCriteria2,\"=1\",IF($B$8=\"IPM Region\",RPE_IPMRegionGroupAcronym,RPE_State),\"=\"&IF($B$8=\"National\",\"*\",$I71))))","v":0},10.013190422351464,{"$f":"IF(I71=0,\"\",SUMIFS(CHOOSE(VLOOKUP($E$18,'Lookup tables'!$AK$5:$AM$15,3,0), RPE_FuelConsumptionSummerTBtu, RPE_FuelConsumptionTotalTBtu, RPE_GenerationSummerGWh, RPE_GenerationTotalGWh, RPE_CO2EmissionsSummerThousandTons, RPE_CO2EmissionsTotalThousandTons, RPE_NOXEmissionsSummerThousandTons, RPE_NOXEmissionsTotalThousandTons, RPE_SO2EmissionsSummerThousandTons, RPE_SO2EmissionsTotalThousandTons, RPE_DispatchableCapacityMW), MeetPrimaryCriteria3,\"=1\",IF($E$8=\"IPM Region\",RPE_IPMRegionGroupAcronym,RPE_State),\"=\"&IF($E$8=\"National\",\"*\",$I71)))","v":0},{"$f":"IF(I71=0,\"\",IF($E$20=\"Actual\",0,SUMIFS(CHOOSE(VLOOKUP($E$35,'Lookup tables'!$AK$5:$AM$15,3,0), RPE_FuelConsumptionSummerTBtu, RPE_FuelConsumptionTotalTBtu, RPE_GenerationSummerGWh, RPE_GenerationTotalGWh, RPE_CO2EmissionsSummerThousandTons, RPE_CO2EmissionsTotalThousandTons, RPE_NOXEmissionsSummerThousandTons, RPE_NOXEmissionsTotalThousandTons, RPE_SO2EmissionsSummerThousandTons, RPE_SO2EmissionsTotalThousandTons, RPE_DispatchableCapacityMW), MeetComparisonCriteria3,\"=1\",IF($E$8=\"IPM Region\",RPE_IPMRegionGroupAcronym,RPE_State),\"=\"&IF($E$8=\"National\",\"*\",$I71))))","v":0},0,17.000000007099999,17,null,16,"AR",10.269955607846603,0,0]
[null,null,null,null,null,null,null,null,{"$f":"IF($B$8=\"State\",Map!P19,Map!O19)","v":"LA"},{"$f":"IF(I72=0,\"\",SUMIFS(CHOOSE(VLOOKUP($B$18,'Lookup tables'!$AK$5:$AM$15,3,0), RPE_FuelConsumptionSummerTBtu, RPE_FuelConsumptionTotalTBtu, RPE_GenerationSummerGWh, RPE_GenerationTotalGWh, RPE_CO2EmissionsSummerThousandTons, RPE_CO2EmissionsTotalThousandTons, RPE_NOXEmissionsSummerThousandTons, RPE_NOXEmissionsTotalThousandTons, RPE_SO2EmissionsSummerThousandTons, RPE_SO2EmissionsTotalThousandTons, RPE_DispatchableCapacityMW), MeetPrimaryCriteria2,\"=1\",IF($B$8=\"IPM Region\",RPE_IPMRegionGroupAcronym,RPE_State),\"=\"&IF($B$8=\"National\",\"*\",$I72)))","v":8.8296801681592267},{"$f":"IF(I72=0,\"\",IF($B$20=\"Actual\",0,SUMIFS(CHOOSE(VLOOKUP($B$35,'Lookup tables'!$AK$5:$AM$15,3,0), RPE_FuelConsumptionSummerTBtu, RPE_FuelConsumptionTotalTBtu, RPE_GenerationSummerGWh, RPE_GenerationTotalGWh, RPE_CO2EmissionsSummerThousandTons, RPE_CO2EmissionsTotalThousandTons, RPE_NOXEmissionsSummerThousandTons, RPE_NOXEmissionsTotalThousandTons, RPE_SO2EmissionsSummerThousandTons, RPE_SO2EmissionsTotalThousandTons, RPE_DispatchableCapacityMW), MeetComparisonCriteria2,\"=1\",IF($B$8=\"IPM Region\",RPE_IPMRegionGroupAcronym,RPE_State),\"=\"&IF($B$8=\"National\",\"*\",$I72))))","v":0},8.8296801681592267,{"$f":"IF(I72=0,\"\",SUMIFS(CHOOSE(VLOOKUP($E$18,'Lookup tables'!$AK$5:$AM$15,3,0), RPE_FuelConsumptionSummerTBtu, RPE_FuelConsumptionTotalTBtu, RPE_GenerationSummerGWh, RPE_GenerationTotalGWh, RPE_CO2EmissionsSummerThousandTons, RPE_CO2EmissionsTotalThousandTons, RPE_NOXEmissionsSummerThousandTons, RPE_NOXEmissionsTotalThousandTons, RPE_SO2EmissionsSummerThousandTons, RPE_SO2EmissionsTotalThousandTons, RPE_DispatchableCapacityMW), MeetPrimaryCriteria3,\"=1\",IF($E$8=\"IPM Region\",RPE_IPMRegionGroupAcronym,RPE_State),\"=\"&IF($E$8=\"National\",\"*\",$I72)))","v":0},{"$f":"IF(I72=0,\"\",IF($E$20=\"Actual\",0,SUMIFS(CHOOSE(VLOOKUP($E$35,'Lookup tables'!$AK$5:$AM$15,3,0), RPE_FuelConsumptionSummerTBtu, RPE_FuelConsumptionTotalTBtu, RPE_GenerationSummerGWh, RPE_GenerationTotalGWh, RPE_CO2EmissionsSummerThousandTons, RPE_CO2EmissionsTotalThousandTons, RPE_NOXEmissionsSummerThousandTons, RPE_NOXEmissionsTotalThousandTons, RPE_SO2EmissionsSummerThousandTons, RPE_SO2EmissionsTotalThousandTons, RPE_DispatchableCapacityMW), MeetComparisonCriteria3,\"=1\",IF($E$8=\"IPM Region\",RPE_IPMRegionGroupAcronym,RPE_State),\"=\"&IF($E$8=\"National\",\"*\",$I72))))","v":0},0,18.000000007200001,18,null,17,"KY",10.013190422351464,0,0]
[null,null,null,null,null,null,null,null,{"$f":"IF($B$8=\"State\",Map!P20,Map!O20)","v":"MA"},{"$f":"IF(I73=0,\"\",SUMIFS(CHOOSE(VLOOKUP($B$18,'Lookup tables'!$AK$5:$AM$15,3,0), RPE_FuelConsumptionSummerTBtu, RPE_FuelConsumptionTotalTBtu, RPE_GenerationSummerGWh, RPE_GenerationTotalGWh, RPE_CO2EmissionsSummerThousandTons, RPE_CO2EmissionsTotalThousandTons, RPE_NOXEmissionsSummerThousandTons, RPE_NOXEmissionsTotalThousandTons, RPE_SO2EmissionsSummerThousandTons, RPE_SO2EmissionsTotalThousandTons, RPE_DispatchableCapacityMW), MeetPrimaryCriteria2,\"=1\",IF($B$8=\"IPM Region\",RPE_IPMRegionGroupAcronym,RPE_State),\"=\"&IF($B$8=\"National\",\"*\",$I73)))","v":2.5517337128549062},{"$f":"IF(I73=0,\"\",IF($B$20=\"Actual\",0,SUMIFS(CHOOSE(VLOOKUP($B$35,'Lookup tables'!$AK$5:$AM$15,3,0), RPE_FuelConsumptionSummerTBtu, RPE_FuelConsumptionTotalTBtu, RPE_GenerationSummerGWh, RPE_GenerationTotalGWh, RPE_CO2EmissionsSummerThousandTons, RPE_CO2EmissionsTotalThousandTons, RPE_NOXEmissionsSummerThousandTons, RPE_NOXEmissionsTotalThousandTons, RPE_SO2EmissionsSummerThousandTons, RPE_SO2EmissionsTotalThousandTons, RPE_DispatchableCapacityMW), MeetComparisonCriteria2,\"=1\",IF($B$8=\"IPM Region\",RPE_IPMRegionGroupAcronym,RPE_State),\"=\"&IF($B$8=\"National\",\"*\",$I73))))","v":0},2.5517337128549062,{"$f":"IF(I73=0,\"\",SUMIFS(CHOOSE(VLOOKUP($E$18,'Lookup tables'!$AK$5:$AM$15,3,0), RPE_FuelConsumptionSummerTBtu, RPE_FuelConsumptionTotalTBtu, RPE_GenerationSummerGWh, RPE_GenerationTotalGWh, RPE_CO2EmissionsSummerThousandTons, RPE_CO2EmissionsTotalThousandTons, RPE_NOXEmissionsSummerThousandTons, RPE_NOXEmissionsTotalThousandTons, RPE_SO2EmissionsSummerThousandTons, RPE_SO2EmissionsTotalThousandTons, RPE_DispatchableCapacityMW), MeetPrimaryCriteria3,\"=1\",IF($E$8=\"IPM Region\",RPE_IPMRegionGroupAcronym,RPE_State),\"=\"&IF($E$8=\"National\",\"*\",$I73)))","v":0},{"$f":"IF(I73=0,\"\",IF($E$20=\"Actual\",0,SUMIFS(CHOOSE(VLOOKUP($E$35,'Lookup tables'!$AK$5:$AM$15,3,0), RPE_FuelConsumptionSummerTBtu, RPE_FuelConsumptionTotalTBtu, RPE_GenerationSummerGWh, RPE_GenerationTotalGWh, RPE_CO2EmissionsSummerThousandTons, RPE_CO2EmissionsTotalThousandTons, RPE_NOXEmissionsSummerThousandTons, RPE_NOXEmissionsTotalThousandTons, RPE_SO2EmissionsSummerThousandTons, RPE_SO2EmissionsTotalThousandTons, RPE_DispatchableCapacityMW), MeetComparisonCriteria3,\"=1\",IF($E$8=\"IPM Region\",RPE_IPMRegionGroupAcronym,RPE_State),\"=\"&IF($E$8=\"National\",\"*\",$I73))))","v":0},0,35.000000007300002,35,null,18,"LA",8.8296801681592267,0,0]
[null,null,null,null,null,null,null,null,{"$f":"IF($B$8=\"State\",Map!P21,Map!O21)","v":"MD"},{"$f":"IF(I74=0,\"\",SUMIFS(CHOOSE(VLOOKUP($B$18,'Lookup tables'!$AK$5:$AM$15,3,0), RPE_FuelConsumptionSummerTBtu, RPE_FuelConsumptionTotalTBtu, RPE_GenerationSummerGWh, RPE_GenerationTotalGWh, RPE_CO2EmissionsSummerThousandTons, RPE_CO2EmissionsTotalThousandTons, RPE_NOXEmissionsSummerThousandTons, RPE_NOXEmissionsTotalThousandTons, RPE_SO2EmissionsSummerThousandTons, RPE_SO2EmissionsTotalThousandTons, RPE_DispatchableCapacityMW), MeetPrimaryCriteria2,\"=1\",IF($B$8=\"IPM Region\",RPE_IPMRegionGroupAcronym,RPE_State),\"=\"&IF($B$8=\"National\",\"*\",$I74)))","v":2.5440638891592893},{"$f":"IF(I74=0,\"\",IF($B$20=\"Actual\",0,SUMIFS(CHOOSE(VLOOKUP($B$35,'Lookup tables'!$AK$5:$AM$15,3,0), RPE_FuelConsumptionSummerTBtu, RPE_FuelConsumptionTotalTBtu, RPE_GenerationSummerGWh, RPE_GenerationTotalGWh, RPE_CO2EmissionsSummerThousandTons, RPE_CO2EmissionsTotalThousandTons, RPE_NOXEmissionsSummerThousandTons, RPE_NOXEmissionsTotalThousandTons, RPE_SO2EmissionsSummerThousandTons, RPE_SO2EmissionsTotalThousandTons, RPE_DispatchableCapacityMW), MeetComparisonCriteria2,\"=1\",IF($B$8=\"IPM Region\",RPE_IPMRegionGroupAcronym,RPE_State),\"=\"&IF($B$8=\"National\",\"*\",$I74))))","v":0},2.5440638891592893,{"$f":"IF(I74=0,\"\",SUMIFS(CHOOSE(VLOOKUP($E$18,'Lookup tables'!$AK$5:$AM$15,3,0), RPE_FuelConsumptionSummerTBtu, RPE_FuelConsumptionTotalTBtu, RPE_GenerationSummerGWh, RPE_GenerationTotalGWh, RPE_CO2EmissionsSummerThousandTons, RPE_CO2EmissionsTotalThousandTons, RPE_NOXEmissionsSummerThousandTons, RPE_NOXEmissionsTotalThousandTons, RPE_SO2EmissionsSummerThousandTons, RPE_SO2EmissionsTotalThousandTons, RPE_DispatchableCapacityMW), MeetPrimaryCriteria3,\"=1\",IF($E$8=\"IPM Region\",RPE_IPMRegionGroupAcronym,RPE_State),\"=\"&IF($E$8=\"National\",\"*\",$I74)))","v":0},{"$f":"IF(I74=0,\"\",IF($E$20=\"Actual\",0,SUMIFS(CHOOSE(VLOOKUP($E$35,'Lookup tables'!$AK$5:$AM$15,3,0), RPE_FuelConsumptionSummerTBtu, RPE_FuelConsumptionTotalTBtu, RPE_GenerationSummerGWh, RPE_GenerationTotalGWh, RPE_CO2EmissionsSummerThousandTons, RPE_CO2EmissionsTotalThousandTons, RPE_NOXEmissionsSummerThousandTons, RPE_NOXEmissionsTotalThousandTons, RPE_SO2EmissionsSummerThousandTons, RPE_SO2EmissionsTotalThousandTons, RPE_DispatchableCapacityMW), MeetComparisonCriteria3,\"=1\",IF($E$8=\"IPM Region\",RPE_IPMRegionGroupAcronym,RPE_State),\"=\"&IF($E$8=\"National\",\"*\",$I74))))","v":0},0,36.000000007399997,36,null,19,"CO",8.5004275567193179,0,0]
[null,null,null,null,null,null,null,null,{"$f":"IF($B$8=\"State\",Map!P22,Map!O22)","v":"ME"},{"$f":"IF(I75=0,\"\",SUMIFS(CHOOSE(VLOOKUP($B$18,'Lookup tables'!$AK$5:$AM$15,3,0), RPE_FuelConsumptionSummerTBtu, RPE_FuelConsumptionTotalTBtu, RPE_GenerationSummerGWh, RPE_GenerationTotalGWh, RPE_CO2EmissionsSummerThousandTons, RPE_CO2EmissionsTotalThousandTons, RPE_NOXEmissionsSummerThousandTons, RPE_NOXEmissionsTotalThousandTons, RPE_SO2EmissionsSummerThousandTons, RPE_SO2EmissionsTotalThousandTons, RPE_DispatchableCapacityMW), MeetPrimaryCriteria2,\"=1\",IF($B$8=\"IPM Region\",RPE_IPMRegionGroupAcronym,RPE_State),\"=\"&IF($B$8=\"National\",\"*\",$I75)))","v":1.1610970491559311},{"$f":"IF(I75=0,\"\",IF($B$20=\"Actual\",0,SUMIFS(CHOOSE(VLOOKUP($B$35,'Lookup tables'!$AK$5:$AM$15,3,0), RPE_FuelConsumptionSummerTBtu, RPE_FuelConsumptionTotalTBtu, RPE_GenerationSummerGWh, RPE_GenerationTotalGWh, RPE_CO2EmissionsSummerThousandTons, RPE_CO2EmissionsTotalThousandTons, RPE_NOXEmissionsSummerThousandTons, RPE_NOXEmissionsTotalThousandTons, RPE_SO2EmissionsSummerThousandTons, RPE_SO2EmissionsTotalThousandTons, RPE_DispatchableCapacityMW), MeetComparisonCriteria2,\"=1\",IF($B$8=\"IPM Region\",RPE_IPMRegionGroupAcronym,RPE_State),\"=\"&IF($B$8=\"National\",\"*\",$I75))))","v":0},1.1610970491559311,{"$f":"IF(I75=0,\"\",SUMIFS(CHOOSE(VLOOKUP($E$18,'Lookup tables'!$AK$5:$AM$15,3,0), RPE_FuelConsumptionSummerTBtu, RPE_FuelConsumptionTotalTBtu, RPE_GenerationSummerGWh, RPE_GenerationTotalGWh, RPE_CO2EmissionsSummerThousandTons, RPE_CO2EmissionsTotalThousandTons, RPE_NOXEmissionsSummerThousandTons, RPE_NOXEmissionsTotalThousandTons, RPE_SO2EmissionsSummerThousandTons, RPE_SO2EmissionsTotalThousandTons, RPE_DispatchableCapacityMW), MeetPrimaryCriteria3,\"=1\",IF($E$8=\"IPM Region\",RPE_IPMRegionGroupAcronym,RPE_State),\"=\"&IF($E$8=\"National\",\"*\",$I75)))","v":0},{"$f":"IF(I75=0,\"\",IF($E$20=\"Actual\",0,SUMIFS(CHOOSE(VLOOKUP($E$35,'Lookup tables'!$AK$5:$AM$15,3,0), RPE_FuelConsumptionSummerTBtu, RPE_FuelConsumptionTotalTBtu, RPE_GenerationSummerGWh, RPE_GenerationTotalGWh, RPE_CO2EmissionsSummerThousandTons, RPE_CO2EmissionsTotalThousandTons, RPE_NOXEmissionsSummerThousandTons, RPE_NOXEmissionsTotalThousandTons, RPE_SO2EmissionsSummerThousandTons, RPE_SO2EmissionsTotalThousandTons, RPE_DispatchableCapacityMW), MeetComparisonCriteria3,\"=1\",IF($E$8=\"IPM Region\",RPE_IPMRegionGroupAcronym,RPE_State),\"=\"&IF($E$8=\"National\",\"*\",$I75))))","v":0},0,39.000000007499999,39,null,20,"GA",8.0015889399553419,0,0]
[null,null,null,null,null,null,null,null,{"$f":"IF($B$8=\"State\",Map!P23,Map!O23)","v":"MI"},{"$f":"IF(I76=0,\"\",SUMIFS(CHOOSE(VLOOKUP($B$18,'Lookup tables'!$AK$5:$AM$15,3,0), RPE_FuelConsumptionSummerTBtu, RPE_FuelConsumptionTotalTBtu, RPE_GenerationSummerGWh, RPE_GenerationTotalGWh, RPE_CO2EmissionsSummerThousandTons, RPE_CO2EmissionsTotalThousandTons, RPE_NOXEmissionsSummerThousandTons, RPE_NOXEmissionsTotalThousandTons, RPE_SO2EmissionsSummerThousandTons, RPE_SO2EmissionsTotalThousandTons, RPE_DispatchableCapacityMW), MeetPrimaryCriteria2,\"=1\",IF($B$8=\"IPM Region\",RPE_IPMRegionGroupAcronym,RPE_State),\"=\"&IF($B$8=\"National\",\"*\",$I76)))","v":13.20644789380745},{"$f":"IF(I76=0,\"\",IF($B$20=\"Actual\",0,SUMIFS(CHOOSE(VLOOKUP($B$35,'Lookup tables'!$AK$5:$AM$15,3,0), RPE_FuelConsumptionSummerTBtu, RPE_FuelConsumptionTotalTBtu, RPE_GenerationSummerGWh, RPE_GenerationTotalGWh, RPE_CO2EmissionsSummerThousandTons, RPE_CO2EmissionsTotalThousandTons, RPE_NOXEmissionsSummerThousandTons, RPE_NOXEmissionsTotalThousandTons, RPE_SO2EmissionsSummerThousandTons, RPE_SO2EmissionsTotalThousandTons, RPE_DispatchableCapacityMW), MeetComparisonCriteria2,\"=1\",IF($B$8=\"IPM Region\",RPE_IPMRegionGroupAcronym,RPE_State),\"=\"&IF($B$8=\"National\",\"*\",$I76))))","v":0},13.20644789380745,{"$f":"IF(I76=0,\"\",SUMIFS(CHOOSE(VLOOKUP($E$18,'Lookup tables'!$AK$5:$AM$15,3,0), RPE_FuelConsumptionSummerTBtu, RPE_FuelConsumptionTotalTBtu, RPE_GenerationSummerGWh, RPE_GenerationTotalGWh, RPE_CO2EmissionsSummerThousandTons, RPE_CO2EmissionsTotalThousandTons, RPE_NOXEmissionsSummerThousandTons, RPE_NOXEmissionsTotalThousandTons, RPE_SO2EmissionsSummerThousandTons, RPE_SO2EmissionsTotalThousandTons, RPE_DispatchableCapacityMW), MeetPrimaryCriteria3,\"=1\",IF($E$8=\"IPM Region\",RPE_IPMRegionGroupAcronym,RPE_State),\"=\"&IF($E$8=\"National\",\"*\",$I76)))","v":0},{"$f":"IF(I76=0,\"\",IF($E$20=\"Actual\",0,SUMIFS(CHOOSE(VLOOKUP($E$35,'Lookup tables'!$AK$5:$AM$15,3,0), RPE_FuelConsumptionSummerTBtu, RPE_FuelConsumptionTotalTBtu, RPE_GenerationSummerGWh, RPE_GenerationTotalGWh, RPE_CO2EmissionsSummerThousandTons, RPE_CO2EmissionsTotalThousandTons, RPE_NOXEmissionsSummerThousandTons, RPE_NOXEmissionsTotalThousandTons, RPE_SO2EmissionsSummerThousandTons, RPE_SO2EmissionsTotalThousandTons, RPE_DispatchableCapacityMW), MeetComparisonCriteria3,\"=1\",IF($E$8=\"IPM Region\",RPE_IPMRegionGroupAcronym,RPE_State),\"=\"&IF($E$8=\"National\",\"*\",$I76))))","v":0},0,9.0000000076000006,9,null,21,"KS",7.9865430450782933,0,0]
[null,null,null,null,null,null,null,null,{"$f":"IF($B$8=\"State\",Map!P24,Map!O24)","v":"MN"},{"$f":"IF(I77=0,\"\",SUMIFS(CHOOSE(VLOOKUP($B$18,'Lookup tables'!$AK$5:$AM$15,3,0), RPE_FuelConsumptionSummerTBtu, RPE_FuelConsumptionTotalTBtu, RPE_GenerationSummerGWh, RPE_GenerationTotalGWh, RPE_CO2EmissionsSummerThousandTons, RPE_CO2EmissionsTotalThousandTons, RPE_NOXEmissionsSummerThousandTons, RPE_NOXEmissionsTotalThousandTons, RPE_SO2EmissionsSummerThousandTons, RPE_SO2EmissionsTotalThousandTons, RPE_DispatchableCapacityMW), MeetPrimaryCriteria2,\"=1\",IF($B$8=\"IPM Region\",RPE_IPMRegionGroupAcronym,RPE_State),\"=\"&IF($B$8=\"National\",\"*\",$I77)))","v":7.7444974930868407},{"$f":"IF(I77=0,\"\",IF($B$20=\"Actual\",0,SUMIFS(CHOOSE(VLOOKUP($B$35,'Lookup tables'!$AK$5:$AM$15,3,0), RPE_FuelConsumptionSummerTBtu, RPE_FuelConsumptionTotalTBtu, RPE_GenerationSummerGWh, RPE_GenerationTotalGWh, RPE_CO2EmissionsSummerThousandTons, RPE_CO2EmissionsTotalThousandTons, RPE_NOXEmissionsSummerThousandTons, RPE_NOXEmissionsTotalThousandTons, RPE_SO2EmissionsSummerThousandTons, RPE_SO2EmissionsTotalThousandTons, RPE_DispatchableCapacityMW), MeetComparisonCriteria2,\"=1\",IF($B$8=\"IPM Region\",RPE_IPMRegionGroupAcronym,RPE_State),\"=\"&IF($B$8=\"National\",\"*\",$I77))))","v":0},7.7444974930868407,{"$f":"IF(I77=0,\"\",SUMIFS(CHOOSE(VLOOKUP($E$18,'Lookup tables'!$AK$5:$AM$15,3,0), RPE_FuelConsumptionSummerTBtu, RPE_FuelConsumptionTotalTBtu, RPE_GenerationSummerGWh, RPE_GenerationTotalGWh, RPE_CO2EmissionsSummerThousandTons, RPE_CO2EmissionsTotalThousandTons, RPE_NOXEmissionsSummerThousandTons, RPE_NOXEmissionsTotalThousandTons, RPE_SO2EmissionsSummerThousandTons, RPE_SO2EmissionsTotalThousandTons, RPE_DispatchableCapacityMW), MeetPrimaryCriteria3,\"=1\",IF($E$8=\"IPM Region\",RPE_IPMRegionGroupAcronym,RPE_State),\"=\"&IF($E$8=\"National\",\"*\",$I77)))","v":0},{"$f":"IF(I77=0,\"\",IF($E$20=\"Actual\",0,SUMIFS(CHOOSE(VLOOKUP($E$35,'Lookup tables'!$AK$5:$AM$15,3,0), RPE_FuelConsumptionSummerTBtu, RPE_FuelConsumptionTotalTBtu, RPE_GenerationSummerGWh, RPE_GenerationTotalGWh, RPE_CO2EmissionsSummerThousandTons, RPE_CO2EmissionsTotalThousandTons, RPE_NOXEmissionsSummerThousandTons, RPE_NOXEmissionsTotalThousandTons, RPE_SO2EmissionsSummerThousandTons, RPE_SO2EmissionsTotalThousandTons, RPE_DispatchableCapacityMW), MeetComparisonCriteria3,\"=1\",IF($E$8=\"IPM Region\",RPE_IPMRegionGroupAcronym,RPE_State),\"=\"&IF($E$8=\"National\",\"*\",$I77))))","v":0},0,22.000000007699999,22,null,22,"MN",7.7444974930868407,0,0]
[null,null,null,null,null,null,null,null,{"$f":"IF($B$8=\"State\",Map!P25,Map!O25)","v":"MO"},{"$f":"IF(I78=0,\"\",SUMIFS(CHOOSE(VLOOKUP($B$18,'Lookup tables'!$AK$5:$AM$15,3,0), RPE_FuelConsumptionSummerTBtu, RPE_FuelConsumptionTotalTBtu, RPE_GenerationSummerGWh, RPE_GenerationTotalGWh, RPE_CO2EmissionsSummerThousandTons, RPE_CO2EmissionsTotalThousandTons, RPE_NOXEmissionsSummerThousandTons, RPE_NOXEmissionsTotalThousandTons, RPE_SO2EmissionsSummerThousandTons, RPE_SO2EmissionsTotalThousandTons, RPE_DispatchableCapacityMW), MeetPrimaryCriteria2,\"=1\",IF($B$8=\"IPM Region\",RPE_IPMRegionGroupAcronym,RPE_State),\"=\"&IF($B$8=\"National\",\"*\",$I78)))","v":14.415932245022058},{"$f":"IF(I78=0,\"\",IF($B$20=\"Actual\",0,SUMIFS(CHOOSE(VLOOKUP($B$35,'Lookup tables'!$AK$5:$AM$15,3,0), RPE_FuelConsumptionSummerTBtu, RPE_FuelConsumptionTotalTBtu, RPE_GenerationSummerGWh, RPE_GenerationTotalGWh, RPE_CO2EmissionsSummerThousandTons, RPE_CO2EmissionsTotalThousandTons, RPE_NOXEmissionsSummerThousandTons, RPE_NOXEmissionsTotalThousandTons, RPE_SO2EmissionsSummerThousandTons, RPE_SO2EmissionsTotalThousandTons, RPE_DispatchableCapacityMW), MeetComparisonCriteria2,\"=1\",IF($B$8=\"IPM Region\",RPE_IPMRegionGroupAcronym,RPE_State),\"=\"&IF($B$8=\"National\",\"*\",$I78))))","v":0},14.415932245022058,{"$f":"IF(I78=0,\"\",SUMIFS(CHOOSE(VLOOKUP($E$18,'Lookup tables'!$AK$5:$AM$15,3,0), RPE_FuelConsumptionSummerTBtu, RPE_FuelConsumptionTotalTBtu, RPE_GenerationSummerGWh, RPE_GenerationTotalGWh, RPE_CO2EmissionsSummerThousandTons, RPE_CO2EmissionsTotalThousandTons, RPE_NOXEmissionsSummerThousandTons, RPE_NOXEmissionsTotalThousandTons, RPE_SO2EmissionsSummerThousandTons, RPE_SO2EmissionsTotalThousandTons, RPE_DispatchableCapacityMW), MeetPrimaryCriteria3,\"=1\",IF($E$8=\"IPM Region\",RPE_IPMRegionGroupAcronym,RPE_State),\"=\"&IF($E$8=\"National\",\"*\",$I78)))","v":0},{"$f":"IF(I78=0,\"\",IF($E$20=\"Actual\",0,SUMIFS(CHOOSE(VLOOKUP($E$35,'Lookup tables'!$AK$5:$AM$15,3,0), RPE_FuelConsumptionSummerTBtu, RPE_FuelConsumptionTotalTBtu, RPE_GenerationSummerGWh, RPE_GenerationTotalGWh, RPE_CO2EmissionsSummerThousandTons, RPE_CO2EmissionsTotalThousandTons, RPE_NOXEmissionsSummerThousandTons, RPE_NOXEmissionsTotalThousandTons, RPE_SO2EmissionsSummerThousandTons, RPE_SO2EmissionsTotalThousandTons, RPE_DispatchableCapacityMW), MeetComparisonCriteria3,\"=1\",IF($E$8=\"IPM Region\",RPE_IPMRegionGroupAcronym,RPE_State),\"=\"&IF($E$8=\"National\",\"*\",$I78))))","v":0},0,8.0000000078000006,8,null,23,"NY",7.5888597820961117,0,0]
[null,null,null,null,null,null,null,null,{"$f":"IF($B$8=\"State\",Map!P26,Map!O26)","v":"MS"},{"$f":"IF(I79=0,\"\",SUMIFS(CHOOSE(VLOOKUP($B$18,'Lookup tables'!$AK$5:$AM$15,3,0), RPE_FuelConsumptionSummerTBtu, RPE_FuelConsumptionTotalTBtu, RPE_GenerationSummerGWh, RPE_GenerationTotalGWh, RPE_CO2EmissionsSummerThousandTons, RPE_CO2EmissionsTotalThousandTons, RPE_NOXEmissionsSummerThousandTons, RPE_NOXEmissionsTotalThousandTons, RPE_SO2EmissionsSummerThousandTons, RPE_SO2EmissionsTotalThousandTons, RPE_DispatchableCapacityMW), MeetPrimaryCriteria2,\"=1\",IF($B$8=\"IPM Region\",RPE_IPMRegionGroupAcronym,RPE_State),\"=\"&IF($B$8=\"National\",\"*\",$I79)))","v":2.7199237367350397},{"$f":"IF(I79=0,\"\",IF($B$20=\"Actual\",0,SUMIFS(CHOOSE(VLOOKUP($B$35,'Lookup tables'!$AK$5:$AM$15,3,0), RPE_FuelConsumptionSummerTBtu, RPE_FuelConsumptionTotalTBtu, RPE_GenerationSummerGWh, RPE_GenerationTotalGWh, RPE_CO2EmissionsSummerThousandTons, RPE_CO2EmissionsTotalThousandTons, RPE_NOXEmissionsSummerThousandTons, RPE_NOXEmissionsTotalThousandTons, RPE_SO2EmissionsSummerThousandTons, RPE_SO2EmissionsTotalThousandTons, RPE_DispatchableCapacityMW), MeetComparisonCriteria2,\"=1\",IF($B$8=\"IPM Region\",RPE_IPMRegionGroupAcronym,RPE_State),\"=\"&IF($B$8=\"National\",\"*\",$I79))))","v":0},2.7199237367350397,{"$f":"IF(I79=0,\"\",SUMIFS(CHOOSE(VLOOKUP($E$18,'Lookup tables'!$AK$5:$AM$15,3,0), RPE_FuelConsumptionSummerTBtu, RPE_FuelConsumptionTotalTBtu, RPE_GenerationSummerGWh, RPE_GenerationTotalGWh, RPE_CO2EmissionsSummerThousandTons, RPE_CO2EmissionsTotalThousandTons, RPE_NOXEmissionsSummerThousandTons, RPE_NOXEmissionsTotalThousandTons, RPE_SO2EmissionsSummerThousandTons, RPE_SO2EmissionsTotalThousandTons, RPE_DispatchableCapacityMW), MeetPrimaryCriteria3,\"=1\",IF($E$8=\"IPM Region\",RPE_IPMRegionGroupAcronym,RPE_State),\"=\"&IF($E$8=\"National\",\"*\",$I79)))","v":0},{"$f":"IF(I79=0,\"\",IF($E$20=\"Actual\",0,SUMIFS(CHOOSE(VLOOKUP($E$35,'Lookup tables'!$AK$5:$AM$15,3,0), RPE_FuelConsumptionSummerTBtu, RPE_FuelConsumptionTotalTBtu, RPE_GenerationSummerGWh, RPE_GenerationTotalGWh, RPE_CO2EmissionsSummerThousandTons, RPE_CO2EmissionsTotalThousandTons, RPE_NOXEmissionsSummerThousandTons, RPE_NOXEmissionsTotalThousandTons, RPE_SO2EmissionsSummerThousandTons, RPE_SO2EmissionsTotalThousandTons, RPE_DispatchableCapacityMW), MeetComparisonCriteria3,\"=1\",IF($E$8=\"IPM Region\",RPE_IPMRegionGroupAcronym,RPE_State),\"=\"&IF($E$8=\"National\",\"*\",$I79))))","v":0},0,33.000000007899999,33,null,24,"MT",6.6893975366825051,0,0]
[null,null,null,null,null,null,null,null,{"$f":"IF($B$8=\"State\",Map!P27,Map!O27)","v":"MT"},{"$f":"IF(I80=0,\"\",SUMIFS(CHOOSE(VLOOKUP($B$18,'Lookup tables'!$AK$5:$AM$15,3,0), RPE_FuelConsumptionSummerTBtu, RPE_FuelConsumptionTotalTBtu, RPE_GenerationSummerGWh, RPE_GenerationTotalGWh, RPE_CO2EmissionsSummerThousandTons, RPE_CO2EmissionsTotalThousandTons, RPE_NOXEmissionsSummerThousandTons, RPE_NOXEmissionsTotalThousandTons, RPE_SO2EmissionsSummerThousandTons, RPE_SO2EmissionsTotalThousandTons, RPE_DispatchableCapacityMW), MeetPrimaryCriteria2,\"=1\",IF($B$8=\"IPM Region\",RPE_IPMRegionGroupAcronym,RPE_State),\"=\"&IF($B$8=\"National\",\"*\",$I80)))","v":6.6893975366825051},{"$f":"IF(I80=0,\"\",IF($B$20=\"Actual\",0,SUMIFS(CHOOSE(VLOOKUP($B$35,'Lookup tables'!$AK$5:$AM$15,3,0), RPE_FuelConsumptionSummerTBtu, RPE_FuelConsumptionTotalTBtu, RPE_GenerationSummerGWh, RPE_GenerationTotalGWh, RPE_CO2EmissionsSummerThousandTons, RPE_CO2EmissionsTotalThousandTons, RPE_NOXEmissionsSummerThousandTons, RPE_NOXEmissionsTotalThousandTons, RPE_SO2EmissionsSummerThousandTons, RPE_SO2EmissionsTotalThousandTons, RPE_DispatchableCapacityMW), MeetComparisonCriteria2,\"=1\",IF($B$8=\"IPM Region\",RPE_IPMRegionGroupAcronym,RPE_State),\"=\"&IF($B$8=\"National\",\"*\",$I80))))","v":0},6.6893975366825051,{"$f":"IF(I80=0,\"\",SUMIFS(CHOOSE(VLOOKUP($E$18,'Lookup tables'!$AK$5:$AM$15,3,0), RPE_FuelConsumptionSummerTBtu, RPE_FuelConsumptionTotalTBtu, RPE_GenerationSummerGWh, RPE_GenerationTotalGWh, RPE_CO2EmissionsSummerThousandTons, RPE_CO2EmissionsTotalThousandTons, RPE_NOXEmissionsSummerThousandTons, RPE_NOXEmissionsTotalThousandTons, RPE_SO2EmissionsSummerThousandTons, RPE_SO2EmissionsTotalThousandTons, RPE_DispatchableCapacityMW), MeetPrimaryCriteria3,\"=1\",IF($E$8=\"IPM Region\",RPE_IPMRegionGroupAcronym,RPE_State),\"=\"&IF($E$8=\"National\",\"*\",$I80)))","v":0},{"$f":"IF(I80=0,\"\",IF($E$20=\"Actual\",0,SUMIFS(CHOOSE(VLOOKUP($E$35,'Lookup tables'!$AK$5:$AM$15,3,0), RPE_FuelConsumptionSummerTBtu, RPE_FuelConsumptionTotalTBtu, RPE_GenerationSummerGWh, RPE_GenerationTotalGWh, RPE_CO2EmissionsSummerThousandTons, RPE_CO2EmissionsTotalThousandTons, RPE_NOXEmissionsSummerThousandTons, RPE_NOXEmissionsTotalThousandTons, RPE_SO2EmissionsSummerThousandTons, RPE_SO2EmissionsTotalThousandTons, RPE_DispatchableCapacityMW), MeetComparisonCriteria3,\"=1\",IF($E$8=\"IPM Region\",RPE_IPMRegionGroupAcronym,RPE_State),\"=\"&IF($E$8=\"National\",\"*\",$I80))))","v":0},0,24.000000008000001,24,null,25,"WY",6.6630106538999803,0,0]
[null,null,null,null,null,null,null,null,{"$f":"IF($B$8=\"State\",Map!P28,Map!O28)","v":"NC"},{"$f":"IF(I81=0,\"\",SUMIFS(CHOOSE(VLOOKUP($B$18,'Lookup tables'!$AK$5:$AM$15,3,0), RPE_FuelConsumptionSummerTBtu, RPE_FuelConsumptionTotalTBtu, RPE_GenerationSummerGWh, RPE_GenerationTotalGWh, RPE_CO2EmissionsSummerThousandTons, RPE_CO2EmissionsTotalThousandTons, RPE_NOXEmissionsSummerThousandTons, RPE_NOXEmissionsTotalThousandTons, RPE_SO2EmissionsSummerThousandTons, RPE_SO2EmissionsTotalThousandTons, RPE_DispatchableCapacityMW), MeetPrimaryCriteria2,\"=1\",IF($B$8=\"IPM Region\",RPE_IPMRegionGroupAcronym,RPE_State),\"=\"&IF($B$8=\"National\",\"*\",$I81)))","v":15.764555646252564},{"$f":"IF(I81=0,\"\",IF($B$20=\"Actual\",0,SUMIFS(CHOOSE(VLOOKUP($B$35,'Lookup tables'!$AK$5:$AM$15,3,0), RPE_FuelConsumptionSummerTBtu, RPE_FuelConsumptionTotalTBtu, RPE_GenerationSummerGWh, RPE_GenerationTotalGWh, RPE_CO2EmissionsSummerThousandTons, RPE_CO2EmissionsTotalThousandTons, RPE_NOXEmissionsSummerThousandTons, RPE_NOXEmissionsTotalThousandTons, RPE_SO2EmissionsSummerThousandTons, RPE_SO2EmissionsTotalThousandTons, RPE_DispatchableCapacityMW), MeetComparisonCriteria2,\"=1\",IF($B$8=\"IPM Region\",RPE_IPMRegionGroupAcronym,RPE_State),\"=\"&IF($B$8=\"National\",\"*\",$I81))))","v":0},15.764555646252564,{"$f":"IF(I81=0,\"\",SUMIFS(CHOOSE(VLOOKUP($E$18,'Lookup tables'!$AK$5:$AM$15,3,0), RPE_FuelConsumptionSummerTBtu, RPE_FuelConsumptionTotalTBtu, RPE_GenerationSummerGWh, RPE_GenerationTotalGWh, RPE_CO2EmissionsSummerThousandTons, RPE_CO2EmissionsTotalThousandTons, RPE_NOXEmissionsSummerThousandTons, RPE_NOXEmissionsTotalThousandTons, RPE_SO2EmissionsSummerThousandTons, RPE_SO2EmissionsTotalThousandTons, RPE_DispatchableCapacityMW), MeetPrimaryCriteria3,\"=1\",IF($E$8=\"IPM Region\",RPE_IPMRegionGroupAcronym,RPE_State),\"=\"&IF($E$8=\"National\",\"*\",$I81)))","v":0},{"$f":"IF(I81=0,\"\",IF($E$20=\"Actual\",0,SUMIFS(CHOOSE(VLOOKUP($E$35,'Lookup tables'!$AK$5:$AM$15,3,0), RPE_FuelConsumptionSummerTBtu, RPE_FuelConsumptionTotalTBtu, RPE_GenerationSummerGWh, RPE_GenerationTotalGWh, RPE_CO2EmissionsSummerThousandTons, RPE_CO2EmissionsTotalThousandTons, RPE_NOXEmissionsSummerThousandTons, RPE_NOXEmissionsTotalThousandTons, RPE_SO2EmissionsSummerThousandTons, RPE_SO2EmissionsTotalThousandTons, RPE_DispatchableCapacityMW), MeetComparisonCriteria3,\"=1\",IF($E$8=\"IPM Region\",RPE_IPMRegionGroupAcronym,RPE_State),\"=\"&IF($E$8=\"National\",\"*\",$I81))))","v":0},0,6.0000000080999998,6,null,26,"SC",6.0759220548071839,0,0]
[null,null,null,null,null,null,null,null,{"$f":"IF($B$8=\"State\",Map!P29,Map!O29)","v":"ND"},{"$f":"IF(I82=0,\"\",SUMIFS(CHOOSE(VLOOKUP($B$18,'Lookup tables'!$AK$5:$AM$15,3,0), RPE_FuelConsumptionSummerTBtu, RPE_FuelConsumptionTotalTBtu, RPE_GenerationSummerGWh, RPE_GenerationTotalGWh, RPE_CO2EmissionsSummerThousandTons, RPE_CO2EmissionsTotalThousandTons, RPE_NOXEmissionsSummerThousandTons, RPE_NOXEmissionsTotalThousandTons, RPE_SO2EmissionsSummerThousandTons, RPE_SO2EmissionsTotalThousandTons, RPE_DispatchableCapacityMW), MeetPrimaryCriteria2,\"=1\",IF($B$8=\"IPM Region\",RPE_IPMRegionGroupAcronym,RPE_State),\"=\"&IF($B$8=\"National\",\"*\",$I82)))","v":10.709049049713999},{"$f":"IF(I82=0,\"\",IF($B$20=\"Actual\",0,SUMIFS(CHOOSE(VLOOKUP($B$35,'Lookup tables'!$AK$5:$AM$15,3,0), RPE_FuelConsumptionSummerTBtu, RPE_FuelConsumptionTotalTBtu, RPE_GenerationSummerGWh, RPE_GenerationTotalGWh, RPE_CO2EmissionsSummerThousandTons, RPE_CO2EmissionsTotalThousandTons, RPE_NOXEmissionsSummerThousandTons, RPE_NOXEmissionsTotalThousandTons, RPE_SO2EmissionsSummerThousandTons, RPE_SO2EmissionsTotalThousandTons, RPE_DispatchableCapacityMW), MeetComparisonCriteria2,\"=1\",IF($B$8=\"IPM Region\",RPE_IPMRegionGroupAcronym,RPE_State),\"=\"&IF($B$8=\"National\",\"*\",$I82))))","v":0},10.709049049713999,{"$f":"IF(I82=0,\"\",SUMIFS(CHOOSE(VLOOKUP($E$18,'Lookup tables'!$AK$5:$AM$15,3,0), RPE_FuelConsumptionSummerTBtu, RPE_FuelConsumptionTotalTBtu, RPE_GenerationSummerGWh, RPE_GenerationTotalGWh, RPE_CO2EmissionsSummerThousandTons, RPE_CO2EmissionsTotalThousandTons, RPE_NOXEmissionsSummerThousandTons, RPE_NOXEmissionsTotalThousandTons, RPE_SO2EmissionsSummerThousandTons, RPE_SO2EmissionsTotalThousandTons, RPE_DispatchableCapacityMW), MeetPrimaryCriteria3,\"=1\",IF($E$8=\"IPM Region\",RPE_IPMRegionGroupAcronym,RPE_State),\"=\"&IF($E$8=\"National\",\"*\",$I82)))","v":0},{"$f":"IF(I82=0,\"\",IF($E$20=\"Actual\",0,SUMIFS(CHOOSE(VLOOKUP($E$35,'Lookup tables'!$AK$5:$AM$15,3,0), RPE_FuelConsumptionSummerTBtu, RPE_FuelConsumptionTotalTBtu, RPE_GenerationSummerGWh, RPE_GenerationTotalGWh, RPE_CO2EmissionsSummerThousandTons, RPE_CO2EmissionsTotalThousandTons, RPE_NOXEmissionsSummerThousandTons, RPE_NOXEmissionsTotalThousandTons, RPE_SO2EmissionsSummerThousandTons, RPE_SO2EmissionsTotalThousandTons, RPE_DispatchableCapacityMW), MeetComparisonCriteria3,\"=1\",IF($E$8=\"IPM Region\",RPE_IPMRegionGroupAcronym,RPE_State),\"=\"&IF($E$8=\"National\",\"*\",$I82))))","v":0},0,13.000000008200001,13,null,27,"AL",5.9316932965979978,0,0]
[null,null,null,null,null,null,null,null,{"$f":"IF($B$8=\"State\",Map!P30,Map!O30)","v":"NE"},{"$f":"IF(I83=0,\"\",SUMIFS(CHOOSE(VLOOKUP($B$18,'Lookup tables'!$AK$5:$AM$15,3,0), RPE_FuelConsumptionSummerTBtu, RPE_FuelConsumptionTotalTBtu, RPE_GenerationSummerGWh, RPE_GenerationTotalGWh, RPE_CO2EmissionsSummerThousandTons, RPE_CO2EmissionsTotalThousandTons, RPE_NOXEmissionsSummerThousandTons, RPE_NOXEmissionsTotalThousandTons, RPE_SO2EmissionsSummerThousandTons, RPE_SO2EmissionsTotalThousandTons, RPE_DispatchableCapacityMW), MeetPrimaryCriteria2,\"=1\",IF($B$8=\"IPM Region\",RPE_IPMRegionGroupAcronym,RPE_State),\"=\"&IF($B$8=\"National\",\"*\",$I83)))","v":11.627349240493448},{"$f":"IF(I83=0,\"\",IF($B$20=\"Actual\",0,SUMIFS(CHOOSE(VLOOKUP($B$35,'Lookup tables'!$AK$5:$AM$15,3,0), RPE_FuelConsumptionSummerTBtu, RPE_FuelConsumptionTotalTBtu, RPE_GenerationSummerGWh, RPE_GenerationTotalGWh, RPE_CO2EmissionsSummerThousandTons, RPE_CO2EmissionsTotalThousandTons, RPE_NOXEmissionsSummerThousandTons, RPE_NOXEmissionsTotalThousandTons, RPE_SO2EmissionsSummerThousandTons, RPE_SO2EmissionsTotalThousandTons, RPE_DispatchableCapacityMW), MeetComparisonCriteria2,\"=1\",IF($B$8=\"IPM Region\",RPE_IPMRegionGroupAcronym,RPE_State),\"=\"&IF($B$8=\"National\",\"*\",$I83))))","v":0},11.627349240493448,{"$f":"IF(I83=0,\"\",SUMIFS(CHOOSE(VLOOKUP($E$18,'Lookup tables'!$AK$5:$AM$15,3,0), RPE_FuelConsumptionSummerTBtu, RPE_FuelConsumptionTotalTBtu, RPE_GenerationSummerGWh, RPE_GenerationTotalGWh, RPE_CO2EmissionsSummerThousandTons, RPE_CO2EmissionsTotalThousandTons, RPE_NOXEmissionsSummerThousandTons, RPE_NOXEmissionsTotalThousandTons, RPE_SO2EmissionsSummerThousandTons, RPE_SO2EmissionsTotalThousandTons, RPE_DispatchableCapacityMW), MeetPrimaryCriteria3,\"=1\",IF($E$8=\"IPM Region\",RPE_IPMRegionGroupAcronym,RPE_State),\"=\"&IF($E$8=\"National\",\"*\",$I83)))","v":0},{"$f":"IF(I83=0,\"\",IF($E$20=\"Actual\",0,SUMIFS(CHOOSE(VLOOKUP($E$35,'Lookup tables'!$AK$5:$AM$15,3,0), RPE_FuelConsumptionSummerTBtu, RPE_FuelConsumptionTotalTBtu, RPE_GenerationSummerGWh, RPE_GenerationTotalGWh, RPE_CO2EmissionsSummerThousandTons, RPE_CO2EmissionsTotalThousandTons, RPE_NOXEmissionsSummerThousandTons, RPE_NOXEmissionsTotalThousandTons, RPE_SO2EmissionsSummerThousandTons, RPE_SO2EmissionsTotalThousandTons, RPE_DispatchableCapacityMW), MeetComparisonCriteria3,\"=1\",IF($E$8=\"IPM Region\",RPE_IPMRegionGroupAcronym,RPE_State),\"=\"&IF($E$8=\"National\",\"*\",$I83))))","v":0},0,11.000000008300001,11,null,28,"AZ",5.458194547229585,0,0]
[null,null,null,null,null,null,null,null,{"$f":"IF($B$8=\"State\",Map!P31,Map!O31)","v":"NH"},{"$f":"IF(I84=0,\"\",SUMIFS(CHOOSE(VLOOKUP($B$18,'Lookup tables'!$AK$5:$AM$15,3,0), RPE_FuelConsumptionSummerTBtu, RPE_FuelConsumptionTotalTBtu, RPE_GenerationSummerGWh, RPE_GenerationTotalGWh, RPE_CO2EmissionsSummerThousandTons, RPE_CO2EmissionsTotalThousandTons, RPE_NOXEmissionsSummerThousandTons, RPE_NOXEmissionsTotalThousandTons, RPE_SO2EmissionsSummerThousandTons, RPE_SO2EmissionsTotalThousandTons, RPE_DispatchableCapacityMW), MeetPrimaryCriteria2,\"=1\",IF($B$8=\"IPM Region\",RPE_IPMRegionGroupAcronym,RPE_State),\"=\"&IF($B$8=\"National\",\"*\",$I84)))","v":0.31589235241545938},{"$f":"IF(I84=0,\"\",IF($B$20=\"Actual\",0,SUMIFS(CHOOSE(VLOOKUP($B$35,'Lookup tables'!$AK$5:$AM$15,3,0), RPE_FuelConsumptionSummerTBtu, RPE_FuelConsumptionTotalTBtu, RPE_GenerationSummerGWh, RPE_GenerationTotalGWh, RPE_CO2EmissionsSummerThousandTons, RPE_CO2EmissionsTotalThousandTons, RPE_NOXEmissionsSummerThousandTons, RPE_NOXEmissionsTotalThousandTons, RPE_SO2EmissionsSummerThousandTons, RPE_SO2EmissionsTotalThousandTons, RPE_DispatchableCapacityMW), MeetComparisonCriteria2,\"=1\",IF($B$8=\"IPM Region\",RPE_IPMRegionGroupAcronym,RPE_State),\"=\"&IF($B$8=\"National\",\"*\",$I84))))","v":0},0.31589235241545938,{"$f":"IF(I84=0,\"\",SUMIFS(CHOOSE(VLOOKUP($E$18,'Lookup tables'!$AK$5:$AM$15,3,0), RPE_FuelConsumptionSummerTBtu, RPE_FuelConsumptionTotalTBtu, RPE_GenerationSummerGWh, RPE_GenerationTotalGWh, RPE_CO2EmissionsSummerThousandTons, RPE_CO2EmissionsTotalThousandTons, RPE_NOXEmissionsSummerThousandTons, RPE_NOXEmissionsTotalThousandTons, RPE_SO2EmissionsSummerThousandTons, RPE_SO2EmissionsTotalThousandTons, RPE_DispatchableCapacityMW), MeetPrimaryCriteria3,\"=1\",IF($E$8=\"IPM Region\",RPE_IPMRegionGroupAcronym,RPE_State),\"=\"&IF($E$8=\"National\",\"*\",$I84)))","v":0},{"$f":"IF(I84=0,\"\",IF($E$20=\"Actual\",0,SUMIFS(CHOOSE(VLOOKUP($E$35,'Lookup tables'!$AK$5:$AM$15,3,0), RPE_FuelConsumptionSummerTBtu, RPE_FuelConsumptionTotalTBtu, RPE_GenerationSummerGWh, RPE_GenerationTotalGWh, RPE_CO2EmissionsSummerThousandTons, RPE_CO2EmissionsTotalThousandTons, RPE_NOXEmissionsSummerThousandTons, RPE_NOXEmissionsTotalThousandTons, RPE_SO2EmissionsSummerThousandTons, RPE_SO2EmissionsTotalThousandTons, RPE_DispatchableCapacityMW), MeetComparisonCriteria3,\"=1\",IF($E$8=\"IPM Region\",RPE_IPMRegionGroupAcronym,RPE_State),\"=\"&IF($E$8=\"National\",\"*\",$I84))))","v":0},0,45.000000008400001,45,null,29,"VA",4.5862215552534291,0,0]
[null,null,null,null,null,null,null,null,{"$f":"IF($B$8=\"State\",Map!P32,Map!O32)","v":"NJ"},{"$f":"IF(I85=0,\"\",SUMIFS(CHOOSE(VLOOKUP($B$18,'Lookup tables'!$AK$5:$AM$15,3,0), RPE_FuelConsumptionSummerTBtu, RPE_FuelConsumptionTotalTBtu, RPE_GenerationSummerGWh, RPE_GenerationTotalGWh, RPE_CO2EmissionsSummerThousandTons, RPE_CO2EmissionsTotalThousandTons, RPE_NOXEmissionsSummerThousandTons, RPE_NOXEmissionsTotalThousandTons, RPE_SO2EmissionsSummerThousandTons, RPE_SO2EmissionsTotalThousandTons, RPE_DispatchableCapacityMW), MeetPrimaryCriteria2,\"=1\",IF($B$8=\"IPM Region\",RPE_IPMRegionGroupAcronym,RPE_State),\"=\"&IF($B$8=\"National\",\"*\",$I85)))","v":2.5824490980684671},{"$f":"IF(I85=0,\"\",IF($B$20=\"Actual\",0,SUMIFS(CHOOSE(VLOOKUP($B$35,'Lookup tables'!$AK$5:$AM$15,3,0), RPE_FuelConsumptionSummerTBtu, RPE_FuelConsumptionTotalTBtu, RPE_GenerationSummerGWh, RPE_GenerationTotalGWh, RPE_CO2EmissionsSummerThousandTons, RPE_CO2EmissionsTotalThousandTons, RPE_NOXEmissionsSummerThousandTons, RPE_NOXEmissionsTotalThousandTons, RPE_SO2EmissionsSummerThousandTons, RPE_SO2EmissionsTotalThousandTons, RPE_DispatchableCapacityMW), MeetComparisonCriteria2,\"=1\",IF($B$8=\"IPM Region\",RPE_IPMRegionGroupAcronym,RPE_State),\"=\"&IF($B$8=\"National\",\"*\",$I85))))","v":0},2.5824490980684671,{"$f":"IF(I85=0,\"\",SUMIFS(CHOOSE(VLOOKUP($E$18,'Lookup tables'!$AK$5:$AM$15,3,0), RPE_FuelConsumptionSummerTBtu, RPE_FuelConsumptionTotalTBtu, RPE_GenerationSummerGWh, RPE_GenerationTotalGWh, RPE_CO2EmissionsSummerThousandTons, RPE_CO2EmissionsTotalThousandTons, RPE_NOXEmissionsSummerThousandTons, RPE_NOXEmissionsTotalThousandTons, RPE_SO2EmissionsSummerThousandTons, RPE_SO2EmissionsTotalThousandTons, RPE_DispatchableCapacityMW), MeetPrimaryCriteria3,\"=1\",IF($E$8=\"IPM Region\",RPE_IPMRegionGroupAcronym,RPE_State),\"=\"&IF($E$8=\"National\",\"*\",$I85)))","v":0},{"$f":"IF(I85=0,\"\",IF($E$20=\"Actual\",0,SUMIFS(CHOOSE(VLOOKUP($E$35,'Lookup tables'!$AK$5:$AM$15,3,0), RPE_FuelConsumptionSummerTBtu, RPE_FuelConsumptionTotalTBtu, RPE_GenerationSummerGWh, RPE_GenerationTotalGWh, RPE_CO2EmissionsSummerThousandTons, RPE_CO2EmissionsTotalThousandTons, RPE_NOXEmissionsSummerThousandTons, RPE_NOXEmissionsTotalThousandTons, RPE_SO2EmissionsSummerThousandTons, RPE_SO2EmissionsTotalThousandTons, RPE_DispatchableCapacityMW), MeetComparisonCriteria3,\"=1\",IF($E$8=\"IPM Region\",RPE_IPMRegionGroupAcronym,RPE_State),\"=\"&IF($E$8=\"National\",\"*\",$I85))))","v":0},0,34.000000008500002,34,null,30,"WI",4.0130662501694907,0,0]
[null,null,null,null,null,null,null,null,{"$f":"IF($B$8=\"State\",Map!P33,Map!O33)","v":"NM"},{"$f":"IF(I86=0,\"\",SUMIFS(CHOOSE(VLOOKUP($B$18,'Lookup tables'!$AK$5:$AM$15,3,0), RPE_FuelConsumptionSummerTBtu, RPE_FuelConsumptionTotalTBtu, RPE_GenerationSummerGWh, RPE_GenerationTotalGWh, RPE_CO2EmissionsSummerThousandTons, RPE_CO2EmissionsTotalThousandTons, RPE_NOXEmissionsSummerThousandTons, RPE_NOXEmissionsTotalThousandTons, RPE_SO2EmissionsSummerThousandTons, RPE_SO2EmissionsTotalThousandTons, RPE_DispatchableCapacityMW), MeetPrimaryCriteria2,\"=1\",IF($B$8=\"IPM Region\",RPE_IPMRegionGroupAcronym,RPE_State),\"=\"&IF($B$8=\"National\",\"*\",$I86)))","v":3.6015566196617654},{"$f":"IF(I86=0,\"\",IF($B$20=\"Actual\",0,SUMIFS(CHOOSE(VLOOKUP($B$35,'Lookup tables'!$AK$5:$AM$15,3,0), RPE_FuelConsumptionSummerTBtu, RPE_FuelConsumptionTotalTBtu, RPE_GenerationSummerGWh, RPE_GenerationTotalGWh, RPE_CO2EmissionsSummerThousandTons, RPE_CO2EmissionsTotalThousandTons, RPE_NOXEmissionsSummerThousandTons, RPE_NOXEmissionsTotalThousandTons, RPE_SO2EmissionsSummerThousandTons, RPE_SO2EmissionsTotalThousandTons, RPE_DispatchableCapacityMW), MeetComparisonCriteria2,\"=1\",IF($B$8=\"IPM Region\",RPE_IPMRegionGroupAcronym,RPE_State),\"=\"&IF($B$8=\"National\",\"*\",$I86))))","v":0},3.6015566196617654,{"$f":"IF(I86=0,\"\",SUMIFS(CHOOSE(VLOOKUP($E$18,'Lookup tables'!$AK$5:$AM$15,3,0), RPE_FuelConsumptionSummerTBtu, RPE_FuelConsumptionTotalTBtu, RPE_GenerationSummerGWh, RPE_GenerationTotalGWh, RPE_CO2EmissionsSummerThousandTons, RPE_CO2EmissionsTotalThousandTons, RPE_NOXEmissionsSummerThousandTons, RPE_NOXEmissionsTotalThousandTons, RPE_SO2EmissionsSummerThousandTons, RPE_SO2EmissionsTotalThousandTons, RPE_DispatchableCapacityMW), MeetPrimaryCriteria3,\"=1\",IF($E$8=\"IPM Region\",RPE_IPMRegionGroupAcronym,RPE_State),\"=\"&IF($E$8=\"National\",\"*\",$I86)))","v":0},{"$f":"IF(I86=0,\"\",IF($E$20=\"Actual\",0,SUMIFS(CHOOSE(VLOOKUP($E$35,'Lookup tables'!$AK$5:$AM$15,3,0), RPE_FuelConsumptionSummerTBtu, RPE_FuelConsumptionTotalTBtu, RPE_GenerationSummerGWh, RPE_GenerationTotalGWh, RPE_CO2EmissionsSummerThousandTons, RPE_CO2EmissionsTotalThousandTons, RPE_NOXEmissionsSummerThousandTons, RPE_NOXEmissionsTotalThousandTons, RPE_SO2EmissionsSummerThousandTons, RPE_SO2EmissionsTotalThousandTons, RPE_DispatchableCapacityMW), MeetComparisonCriteria3,\"=1\",IF($E$8=\"IPM Region\",RPE_IPMRegionGroupAcronym,RPE_State),\"=\"&IF($E$8=\"National\",\"*\",$I86))))","v":0},0,31.000000008600001,31,null,31,"NM",3.6015566196617654,0,0]
[null,null,null,null,null,null,null,null,{"$f":"IF($B$8=\"State\",Map!P34,Map!O34)","v":"NV"},{"$f":"IF(I87=0,\"\",SUMIFS(CHOOSE(VLOOKUP($B$18,'Lookup tables'!$AK$5:$AM$15,3,0), RPE_FuelConsumptionSummerTBtu, RPE_FuelConsumptionTotalTBtu, RPE_GenerationSummerGWh, RPE_GenerationTotalGWh, RPE_CO2EmissionsSummerThousandTons, RPE_CO2EmissionsTotalThousandTons, RPE_NOXEmissionsSummerThousandTons, RPE_NOXEmissionsTotalThousandTons, RPE_SO2EmissionsSummerThousandTons, RPE_SO2EmissionsTotalThousandTons, RPE_DispatchableCapacityMW), MeetPrimaryCriteria2,\"=1\",IF($B$8=\"IPM Region\",RPE_IPMRegionGroupAcronym,RPE_State),\"=\"&IF($B$8=\"National\",\"*\",$I87)))","v":0.57250883048414802},{"$f":"IF(I87=0,\"\",IF($B$20=\"Actual\",0,SUMIFS(CHOOSE(VLOOKUP($B$35,'Lookup tables'!$AK$5:$AM$15,3,0), RPE_FuelConsumptionSummerTBtu, RPE_FuelConsumptionTotalTBtu, RPE_GenerationSummerGWh, RPE_GenerationTotalGWh, RPE_CO2EmissionsSummerThousandTons, RPE_CO2EmissionsTotalThousandTons, RPE_NOXEmissionsSummerThousandTons, RPE_NOXEmissionsTotalThousandTons, RPE_SO2EmissionsSummerThousandTons, RPE_SO2EmissionsTotalThousandTons, RPE_DispatchableCapacityMW), MeetComparisonCriteria2,\"=1\",IF($B$8=\"IPM Region\",RPE_IPMRegionGroupAcronym,RPE_State),\"=\"&IF($B$8=\"National\",\"*\",$I87))))","v":0},0.57250883048414802,{"$f":"IF(I87=0,\"\",SUMIFS(CHOOSE(VLOOKUP($E$18,'Lookup tables'!$AK$5:$AM$15,3,0), RPE_FuelConsumptionSummerTBtu, RPE_FuelConsumptionTotalTBtu, RPE_GenerationSummerGWh, RPE_GenerationTotalGWh, RPE_CO2EmissionsSummerThousandTons, RPE_CO2EmissionsTotalThousandTons, RPE_NOXEmissionsSummerThousandTons, RPE_NOXEmissionsTotalThousandTons, RPE_SO2EmissionsSummerThousandTons, RPE_SO2EmissionsTotalThousandTons, RPE_DispatchableCapacityMW), MeetPrimaryCriteria3,\"=1\",IF($E$8=\"IPM Region\",RPE_IPMRegionGroupAcronym,RPE_State),\"=\"&IF($E$8=\"National\",\"*\",$I87)))","v":0},{"$f":"IF(I87=0,\"\",IF($E$20=\"Actual\",0,SUMIFS(CHOOSE(VLOOKUP($E$35,'Lookup tables'!$AK$5:$AM$15,3,0), RPE_FuelConsumptionSummerTBtu, RPE_FuelConsumptionTotalTBtu, RPE_GenerationSummerGWh, RPE_GenerationTotalGWh, RPE_CO2EmissionsSummerThousandTons, RPE_CO2EmissionsTotalThousandTons, RPE_NOXEmissionsSummerThousandTons, RPE_NOXEmissionsTotalThousandTons, RPE_SO2EmissionsSummerThousandTons, RPE_SO2EmissionsTotalThousandTons, RPE_DispatchableCapacityMW), MeetComparisonCriteria3,\"=1\",IF($E$8=\"IPM Region\",RPE_IPMRegionGroupAcronym,RPE_State),\"=\"&IF($E$8=\"National\",\"*\",$I87))))","v":0},0,41.000000008699999,41,null,32,"TN",3.0913673220579976,0,0]
[null,null,null,null,null,null,null,null,{"$f":"IF($B$8=\"State\",Map!P35,Map!O35)","v":"NY"},{"$f":"IF(I88=0,\"\",SUMIFS(CHOOSE(VLOOKUP($B$18,'Lookup tables'!$AK$5:$AM$15,3,0), RPE_FuelConsumptionSummerTBtu, RPE_FuelConsumptionTotalTBtu, RPE_GenerationSummerGWh, RPE_GenerationTotalGWh, RPE_CO2EmissionsSummerThousandTons, RPE_CO2EmissionsTotalThousandTons, RPE_NOXEmissionsSummerThousandTons, RPE_NOXEmissionsTotalThousandTons, RPE_SO2EmissionsSummerThousandTons, RPE_SO2EmissionsTotalThousandTons, RPE_DispatchableCapacityMW), MeetPrimaryCriteria2,\"=1\",IF($B$8=\"IPM Region\",RPE_IPMRegionGroupAcronym,RPE_State),\"=\"&IF($B$8=\"National\",\"*\",$I88)))","v":7.5888597820961117},{"$f":"IF(I88=0,\"\",IF($B$20=\"Actual\",0,SUMIFS(CHOOSE(VLOOKUP($B$35,'Lookup tables'!$AK$5:$AM$15,3,0), RPE_FuelConsumptionSummerTBtu, RPE_FuelConsumptionTotalTBtu, RPE_GenerationSummerGWh, RPE_GenerationTotalGWh, RPE_CO2EmissionsSummerThousandTons, RPE_CO2EmissionsTotalThousandTons, RPE_NOXEmissionsSummerThousandTons, RPE_NOXEmissionsTotalThousandTons, RPE_SO2EmissionsSummerThousandTons, RPE_SO2EmissionsTotalThousandTons, RPE_DispatchableCapacityMW), MeetComparisonCriteria2,\"=1\",IF($B$8=\"IPM Region\",RPE_IPMRegionGroupAcronym,RPE_State),\"=\"&IF($B$8=\"National\",\"*\",$I88))))","v":0},7.5888597820961117,{"$f":"IF(I88=0,\"\",SUMIFS(CHOOSE(VLOOKUP($E$18,'Lookup tables'!$AK$5:$AM$15,3,0), RPE_FuelConsumptionSummerTBtu, RPE_FuelConsumptionTotalTBtu, RPE_GenerationSummerGWh, RPE_GenerationTotalGWh, RPE_CO2EmissionsSummerThousandTons, RPE_CO2EmissionsTotalThousandTons, RPE_NOXEmissionsSummerThousandTons, RPE_NOXEmissionsTotalThousandTons, RPE_SO2EmissionsSummerThousandTons, RPE_SO2EmissionsTotalThousandTons, RPE_DispatchableCapacityMW), MeetPrimaryCriteria3,\"=1\",IF($E$8=\"IPM Region\",RPE_IPMRegionGroupAcronym,RPE_State),\"=\"&IF($E$8=\"National\",\"*\",$I88)))","v":0},{"$f":"IF(I88=0,\"\",IF($E$20=\"Actual\",0,SUMIFS(CHOOSE(VLOOKUP($E$35,'Lookup tables'!$AK$5:$AM$15,3,0), RPE_FuelConsumptionSummerTBtu, RPE_FuelConsumptionTotalTBtu, RPE_GenerationSummerGWh, RPE_GenerationTotalGWh, RPE_CO2EmissionsSummerThousandTons, RPE_CO2EmissionsTotalThousandTons, RPE_NOXEmissionsSummerThousandTons, RPE_NOXEmissionsTotalThousandTons, RPE_SO2EmissionsSummerThousandTons, RPE_SO2EmissionsTotalThousandTons, RPE_DispatchableCapacityMW), MeetComparisonCriteria3,\"=1\",IF($E$8=\"IPM Region\",RPE_IPMRegionGroupAcronym,RPE_State),\"=\"&IF($E$8=\"National\",\"*\",$I88))))","v":0},0,{"$f":"IF(OR(I88=\"  \",I88=0),\"\",(RANK(L88,IF($B$8=\"State\",$L$56:$L$104,$L$56:$L$118))+ROW()*0.0000000001))","v":23.000000008800001},23,null,33,"MS",2.7199237367350397,0,0]
[null,null,null,null,null,null,null,null,{"$f":"IF($B$8=\"State\",Map!P36,Map!O36)","v":"OH"},{"$f":"IF(I89=0,\"\",SUMIFS(CHOOSE(VLOOKUP($B$18,'Lookup tables'!$AK$5:$AM$15,3,0), RPE_FuelConsumptionSummerTBtu, RPE_FuelConsumptionTotalTBtu, RPE_GenerationSummerGWh, RPE_GenerationTotalGWh, RPE_CO2EmissionsSummerThousandTons, RPE_CO2EmissionsTotalThousandTons, RPE_NOXEmissionsSummerThousandTons, RPE_NOXEmissionsTotalThousandTons, RPE_SO2EmissionsSummerThousandTons, RPE_SO2EmissionsTotalThousandTons, RPE_DispatchableCapacityMW), MeetPrimaryCriteria2,\"=1\",IF($B$8=\"IPM Region\",RPE_IPMRegionGroupAcronym,RPE_State),\"=\"&IF($B$8=\"National\",\"*\",$I89)))","v":17.942844464408431},{"$f":"IF(I89=0,\"\",IF($B$20=\"Actual\",0,SUMIFS(CHOOSE(VLOOKUP($B$35,'Lookup tables'!$AK$5:$AM$15,3,0), RPE_FuelConsumptionSummerTBtu, RPE_FuelConsumptionTotalTBtu, RPE_GenerationSummerGWh, RPE_GenerationTotalGWh, RPE_CO2EmissionsSummerThousandTons, RPE_CO2EmissionsTotalThousandTons, RPE_NOXEmissionsSummerThousandTons, RPE_NOXEmissionsTotalThousandTons, RPE_SO2EmissionsSummerThousandTons, RPE_SO2EmissionsTotalThousandTons, RPE_DispatchableCapacityMW), MeetComparisonCriteria2,\"=1\",IF($B$8=\"IPM Region\",RPE_IPMRegionGroupAcronym,RPE_State),\"=\"&IF($B$8=\"National\",\"*\",$I89))))","v":0},17.942844464408431,{"$f":"IF(I89=0,\"\",SUMIFS(CHOOSE(VLOOKUP($E$18,'Lookup tables'!$AK$5:$AM$15,3,0), RPE_FuelConsumptionSummerTBtu, RPE_FuelConsumptionTotalTBtu, RPE_GenerationSummerGWh, RPE_GenerationTotalGWh, RPE_CO2EmissionsSummerThousandTons, RPE_CO2EmissionsTotalThousandTons, RPE_NOXEmissionsSummerThousandTons, RPE_NOXEmissionsTotalThousandTons, RPE_SO2EmissionsSummerThousandTons, RPE_SO2EmissionsTotalThousandTons, RPE_DispatchableCapacityMW), MeetPrimaryCriteria3,\"=1\",IF($E$8=\"IPM Region\",RPE_IPMRegionGroupAcronym,RPE_State),\"=\"&IF($E$8=\"National\",\"*\",$I89)))","v":0},{"$f":"IF(I89=0,\"\",IF($E$20=\"Actual\",0,SUMIFS(CHOOSE(VLOOKUP($E$35,'Lookup tables'!$AK$5:$AM$15,3,0), RPE_FuelConsumptionSummerTBtu, RPE_FuelConsumptionTotalTBtu, RPE_GenerationSummerGWh, RPE_GenerationTotalGWh, RPE_CO2EmissionsSummerThousandTons, RPE_CO2EmissionsTotalThousandTons, RPE_NOXEmissionsSummerThousandTons, RPE_NOXEmissionsTotalThousandTons, RPE_SO2EmissionsSummerThousandTons, RPE_SO2EmissionsTotalThousandTons, RPE_DispatchableCapacityMW), MeetComparisonCriteria3,\"=1\",IF($E$8=\"IPM Region\",RPE_IPMRegionGroupAcronym,RPE_State),\"=\"&IF($E$8=\"National\",\"*\",$I89))))","v":0},0,4.0000000088999998,4,null,34,"NJ",2.5824490980684671,0,0]
[null,null,null,null,null,null,null,null,{"$f":"IF($B$8=\"State\",Map!P37,Map!O37)","v":"OK"},{"$f":"IF(I90=0,\"\",SUMIFS(CHOOSE(VLOOKUP($B$18,'Lookup tables'!$AK$5:$AM$15,3,0), RPE_FuelConsumptionSummerTBtu, RPE_FuelConsumptionTotalTBtu, RPE_GenerationSummerGWh, RPE_GenerationTotalGWh, RPE_CO2EmissionsSummerThousandTons, RPE_CO2EmissionsTotalThousandTons, RPE_NOXEmissionsSummerThousandTons, RPE_NOXEmissionsTotalThousandTons, RPE_SO2EmissionsSummerThousandTons, RPE_SO2EmissionsTotalThousandTons, RPE_DispatchableCapacityMW), MeetPrimaryCriteria2,\"=1\",IF($B$8=\"IPM Region\",RPE_IPMRegionGroupAcronym,RPE_State),\"=\"&IF($B$8=\"National\",\"*\",$I90)))","v":10.301135337217097},{"$f":"IF(I90=0,\"\",IF($B$20=\"Actual\",0,SUMIFS(CHOOSE(VLOOKUP($B$35,'Lookup tables'!$AK$5:$AM$15,3,0), RPE_FuelConsumptionSummerTBtu, RPE_FuelConsumptionTotalTBtu, RPE_GenerationSummerGWh, RPE_GenerationTotalGWh, RPE_CO2EmissionsSummerThousandTons, RPE_CO2EmissionsTotalThousandTons, RPE_NOXEmissionsSummerThousandTons, RPE_NOXEmissionsTotalThousandTons, RPE_SO2EmissionsSummerThousandTons, RPE_SO2EmissionsTotalThousandTons, RPE_DispatchableCapacityMW), MeetComparisonCriteria2,\"=1\",IF($B$8=\"IPM Region\",RPE_IPMRegionGroupAcronym,RPE_State),\"=\"&IF($B$8=\"National\",\"*\",$I90))))","v":0},10.301135337217097,{"$f":"IF(I90=0,\"\",SUMIFS(CHOOSE(VLOOKUP($E$18,'Lookup tables'!$AK$5:$AM$15,3,0), RPE_FuelConsumptionSummerTBtu, RPE_FuelConsumptionTotalTBtu, RPE_GenerationSummerGWh, RPE_GenerationTotalGWh, RPE_CO2EmissionsSummerThousandTons, RPE_CO2EmissionsTotalThousandTons, RPE_NOXEmissionsSummerThousandTons, RPE_NOXEmissionsTotalThousandTons, RPE_SO2EmissionsSummerThousandTons, RPE_SO2EmissionsTotalThousandTons, RPE_DispatchableCapacityMW), MeetPrimaryCriteria3,\"=1\",IF($E$8=\"IPM Region\",RPE_IPMRegionGroupAcronym,RPE_State),\"=\"&IF($E$8=\"National\",\"*\",$I90)))","v":0},{"$f":"IF(I90=0,\"\",IF($E$20=\"Actual\",0,SUMIFS(CHOOSE(VLOOKUP($E$35,'Lookup tables'!$AK$5:$AM$15,3,0), RPE_FuelConsumptionSummerTBtu, RPE_FuelConsumptionTotalTBtu, RPE_GenerationSummerGWh, RPE_GenerationTotalGWh, RPE_CO2EmissionsSummerThousandTons, RPE_CO2EmissionsTotalThousandTons, RPE_NOXEmissionsSummerThousandTons, RPE_NOXEmissionsTotalThousandTons, RPE_SO2EmissionsSummerThousandTons, RPE_SO2EmissionsTotalThousandTons, RPE_DispatchableCapacityMW), MeetComparisonCriteria3,\"=1\",IF($E$8=\"IPM Region\",RPE_IPMRegionGroupAcronym,RPE_State),\"=\"&IF($E$8=\"National\",\"*\",$I90))))","v":0},0,15.000000009000001,15,null,35,"MA",2.5517337128549062,0,0]
[null,null,null,null,null,null,null,null,{"$f":"IF($B$8=\"State\",Map!P38,Map!O38)","v":"OR"},{"$f":"IF(I91=0,\"\",SUMIFS(CHOOSE(VLOOKUP($B$18,'Lookup tables'!$AK$5:$AM$15,3,0), RPE_FuelConsumptionSummerTBtu, RPE_FuelConsumptionTotalTBtu, RPE_GenerationSummerGWh, RPE_GenerationTotalGWh, RPE_CO2EmissionsSummerThousandTons, RPE_CO2EmissionsTotalThousandTons, RPE_NOXEmissionsSummerThousandTons, RPE_NOXEmissionsTotalThousandTons, RPE_SO2EmissionsSummerThousandTons, RPE_SO2EmissionsTotalThousandTons, RPE_DispatchableCapacityMW), MeetPrimaryCriteria2,\"=1\",IF($B$8=\"IPM Region\",RPE_IPMRegionGroupAcronym,RPE_State),\"=\"&IF($B$8=\"National\",\"*\",$I91)))","v":0.57311769350473019},{"$f":"IF(I91=0,\"\",IF($B$20=\"Actual\",0,SUMIFS(CHOOSE(VLOOKUP($B$35,'Lookup tables'!$AK$5:$AM$15,3,0), RPE_FuelConsumptionSummerTBtu, RPE_FuelConsumptionTotalTBtu, RPE_GenerationSummerGWh, RPE_GenerationTotalGWh, RPE_CO2EmissionsSummerThousandTons, RPE_CO2EmissionsTotalThousandTons, RPE_NOXEmissionsSummerThousandTons, RPE_NOXEmissionsTotalThousandTons, RPE_SO2EmissionsSummerThousandTons, RPE_SO2EmissionsTotalThousandTons, RPE_DispatchableCapacityMW), MeetComparisonCriteria2,\"=1\",IF($B$8=\"IPM Region\",RPE_IPMRegionGroupAcronym,RPE_State),\"=\"&IF($B$8=\"National\",\"*\",$I91))))","v":0},0.57311769350473019,{"$f":"IF(I91=0,\"\",SUMIFS(CHOOSE(VLOOKUP($E$18,'Lookup tables'!$AK$5:$AM$15,3,0), RPE_FuelConsumptionSummerTBtu, RPE_FuelConsumptionTotalTBtu, RPE_GenerationSummerGWh, RPE_GenerationTotalGWh, RPE_CO2EmissionsSummerThousandTons, RPE_CO2EmissionsTotalThousandTons, RPE_NOXEmissionsSummerThousandTons, RPE_NOXEmissionsTotalThousandTons, RPE_SO2EmissionsSummerThousandTons, RPE_SO2EmissionsTotalThousandTons, RPE_DispatchableCapacityMW), MeetPrimaryCriteria3,\"=1\",IF($E$8=\"IPM Region\",RPE_IPMRegionGroupAcronym,RPE_State),\"=\"&IF($E$8=\"National\",\"*\",$I91)))","v":0},{"$f":"IF(I91=0,\"\",IF($E$20=\"Actual\",0,SUMIFS(CHOOSE(VLOOKUP($E$35,'Lookup tables'!$AK$5:$AM$15,3,0), RPE_FuelConsumptionSummerTBtu, RPE_FuelConsumptionTotalTBtu, RPE_GenerationSummerGWh, RPE_GenerationTotalGWh, RPE_CO2EmissionsSummerThousandTons, RPE_CO2EmissionsTotalThousandTons, RPE_NOXEmissionsSummerThousandTons, RPE_NOXEmissionsTotalThousandTons, RPE_SO2EmissionsSummerThousandTons, RPE_SO2EmissionsTotalThousandTons, RPE_DispatchableCapacityMW), MeetComparisonCriteria3,\"=1\",IF($E$8=\"IPM Region\",RPE_IPMRegionGroupAcronym,RPE_State),\"=\"&IF($E$8=\"National\",\"*\",$I91))))","v":0},0,40.000000009099999,40,null,36,"MD",2.5440638891592893,0,0]
[null,null,null,null,null,null,null,null,{"$f":"IF($B$8=\"State\",Map!P39,Map!O39)","v":"PA"},{"$f":"IF(I92=0,\"\",SUMIFS(CHOOSE(VLOOKUP($B$18,'Lookup tables'!$AK$5:$AM$15,3,0), RPE_FuelConsumptionSummerTBtu, RPE_FuelConsumptionTotalTBtu, RPE_GenerationSummerGWh, RPE_GenerationTotalGWh, RPE_CO2EmissionsSummerThousandTons, RPE_CO2EmissionsTotalThousandTons, RPE_NOXEmissionsSummerThousandTons, RPE_NOXEmissionsTotalThousandTons, RPE_SO2EmissionsSummerThousandTons, RPE_SO2EmissionsTotalThousandTons, RPE_DispatchableCapacityMW), MeetPrimaryCriteria2,\"=1\",IF($B$8=\"IPM Region\",RPE_IPMRegionGroupAcronym,RPE_State),\"=\"&IF($B$8=\"National\",\"*\",$I92)))","v":14.929681306854722},{"$f":"IF(I92=0,\"\",IF($B$20=\"Actual\",0,SUMIFS(CHOOSE(VLOOKUP($B$35,'Lookup tables'!$AK$5:$AM$15,3,0), RPE_FuelConsumptionSummerTBtu, RPE_FuelConsumptionTotalTBtu, RPE_GenerationSummerGWh, RPE_GenerationTotalGWh, RPE_CO2EmissionsSummerThousandTons, RPE_CO2EmissionsTotalThousandTons, RPE_NOXEmissionsSummerThousandTons, RPE_NOXEmissionsTotalThousandTons, RPE_SO2EmissionsSummerThousandTons, RPE_SO2EmissionsTotalThousandTons, RPE_DispatchableCapacityMW), MeetComparisonCriteria2,\"=1\",IF($B$8=\"IPM Region\",RPE_IPMRegionGroupAcronym,RPE_State),\"=\"&IF($B$8=\"National\",\"*\",$I92))))","v":0},14.929681306854722,{"$f":"IF(I92=0,\"\",SUMIFS(CHOOSE(VLOOKUP($E$18,'Lookup tables'!$AK$5:$AM$15,3,0), RPE_FuelConsumptionSummerTBtu, RPE_FuelConsumptionTotalTBtu, RPE_GenerationSummerGWh, RPE_GenerationTotalGWh, RPE_CO2EmissionsSummerThousandTons, RPE_CO2EmissionsTotalThousandTons, RPE_NOXEmissionsSummerThousandTons, RPE_NOXEmissionsTotalThousandTons, RPE_SO2EmissionsSummerThousandTons, RPE_SO2EmissionsTotalThousandTons, RPE_DispatchableCapacityMW), MeetPrimaryCriteria3,\"=1\",IF($E$8=\"IPM Region\",RPE_IPMRegionGroupAcronym,RPE_State),\"=\"&IF($E$8=\"National\",\"*\",$I92)))","v":0},{"$f":"IF(I92=0,\"\",IF($E$20=\"Actual\",0,SUMIFS(CHOOSE(VLOOKUP($E$35,'Lookup tables'!$AK$5:$AM$15,3,0), RPE_FuelConsumptionSummerTBtu, RPE_FuelConsumptionTotalTBtu, RPE_GenerationSummerGWh, RPE_GenerationTotalGWh, RPE_CO2EmissionsSummerThousandTons, RPE_CO2EmissionsTotalThousandTons, RPE_NOXEmissionsSummerThousandTons, RPE_NOXEmissionsTotalThousandTons, RPE_SO2EmissionsSummerThousandTons, RPE_SO2EmissionsTotalThousandTons, RPE_DispatchableCapacityMW), MeetComparisonCriteria3,\"=1\",IF($E$8=\"IPM Region\",RPE_IPMRegionGroupAcronym,RPE_State),\"=\"&IF($E$8=\"National\",\"*\",$I92))))","v":0},0,7.0000000091999999,7,null,37,"CA",2.4064947882401961,0,0]
[null,null,null,null,null,null,null,null,{"$f":"IF($B$8=\"State\",Map!P40,Map!O40)","v":"RI"},{"$f":"IF(I93=0,\"\",SUMIFS(CHOOSE(VLOOKUP($B$18,'Lookup tables'!$AK$5:$AM$15,3,0), RPE_FuelConsumptionSummerTBtu, RPE_FuelConsumptionTotalTBtu, RPE_GenerationSummerGWh, RPE_GenerationTotalGWh, RPE_CO2EmissionsSummerThousandTons, RPE_CO2EmissionsTotalThousandTons, RPE_NOXEmissionsSummerThousandTons, RPE_NOXEmissionsTotalThousandTons, RPE_SO2EmissionsSummerThousandTons, RPE_SO2EmissionsTotalThousandTons, RPE_DispatchableCapacityMW), MeetPrimaryCriteria2,\"=1\",IF($B$8=\"IPM Region\",RPE_IPMRegionGroupAcronym,RPE_State),\"=\"&IF($B$8=\"National\",\"*\",$I93)))","v":0.35839649798343981},{"$f":"IF(I93=0,\"\",IF($B$20=\"Actual\",0,SUMIFS(CHOOSE(VLOOKUP($B$35,'Lookup tables'!$AK$5:$AM$15,3,0), RPE_FuelConsumptionSummerTBtu, RPE_FuelConsumptionTotalTBtu, RPE_GenerationSummerGWh, RPE_GenerationTotalGWh, RPE_CO2EmissionsSummerThousandTons, RPE_CO2EmissionsTotalThousandTons, RPE_NOXEmissionsSummerThousandTons, RPE_NOXEmissionsTotalThousandTons, RPE_SO2EmissionsSummerThousandTons, RPE_SO2EmissionsTotalThousandTons, RPE_DispatchableCapacityMW), MeetComparisonCriteria2,\"=1\",IF($B$8=\"IPM Region\",RPE_IPMRegionGroupAcronym,RPE_State),\"=\"&IF($B$8=\"National\",\"*\",$I93))))","v":0},0.35839649798343981,{"$f":"IF(I93=0,\"\",SUMIFS(CHOOSE(VLOOKUP($E$18,'Lookup tables'!$AK$5:$AM$15,3,0), RPE_FuelConsumptionSummerTBtu, RPE_FuelConsumptionTotalTBtu, RPE_GenerationSummerGWh, RPE_GenerationTotalGWh, RPE_CO2EmissionsSummerThousandTons, RPE_CO2EmissionsTotalThousandTons, RPE_NOXEmissionsSummerThousandTons, RPE_NOXEmissionsTotalThousandTons, RPE_SO2EmissionsSummerThousandTons, RPE_SO2EmissionsTotalThousandTons, RPE_DispatchableCapacityMW), MeetPrimaryCriteria3,\"=1\",IF($E$8=\"IPM Region\",RPE_IPMRegionGroupAcronym,RPE_State),\"=\"&IF($E$8=\"National\",\"*\",$I93)))","v":0},{"$f":"IF(I93=0,\"\",IF($E$20=\"Actual\",0,SUMIFS(CHOOSE(VLOOKUP($E$35,'Lookup tables'!$AK$5:$AM$15,3,0), RPE_FuelConsumptionSummerTBtu, RPE_FuelConsumptionTotalTBtu, RPE_GenerationSummerGWh, RPE_GenerationTotalGWh, RPE_CO2EmissionsSummerThousandTons, RPE_CO2EmissionsTotalThousandTons, RPE_NOXEmissionsSummerThousandTons, RPE_NOXEmissionsTotalThousandTons, RPE_SO2EmissionsSummerThousandTons, RPE_SO2EmissionsTotalThousandTons, RPE_DispatchableCapacityMW), MeetComparisonCriteria3,\"=1\",IF($E$8=\"IPM Region\",RPE_IPMRegionGroupAcronym,RPE_State),\"=\"&IF($E$8=\"National\",\"*\",$I93))))","v":0},0,44.000000009300003,44,null,38,"CT",1.9439511671567891,0,0]
[null,null,null,null,null,null,null,null,{"$f":"IF($B$8=\"State\",Map!P41,Map!O41)","v":"SC"},{"$f":"IF(I94=0,\"\",SUMIFS(CHOOSE(VLOOKUP($B$18,'Lookup tables'!$AK$5:$AM$15,3,0), RPE_FuelConsumptionSummerTBtu, RPE_FuelConsumptionTotalTBtu, RPE_GenerationSummerGWh, RPE_GenerationTotalGWh, RPE_CO2EmissionsSummerThousandTons, RPE_CO2EmissionsTotalThousandTons, RPE_NOXEmissionsSummerThousandTons, RPE_NOXEmissionsTotalThousandTons, RPE_SO2EmissionsSummerThousandTons, RPE_SO2EmissionsTotalThousandTons, RPE_DispatchableCapacityMW), MeetPrimaryCriteria2,\"=1\",IF($B$8=\"IPM Region\",RPE_IPMRegionGroupAcronym,RPE_State),\"=\"&IF($B$8=\"National\",\"*\",$I94)))","v":6.0759220548071839},{"$f":"IF(I94=0,\"\",IF($B$20=\"Actual\",0,SUMIFS(CHOOSE(VLOOKUP($B$35,'Lookup tables'!$AK$5:$AM$15,3,0), RPE_FuelConsumptionSummerTBtu, RPE_FuelConsumptionTotalTBtu, RPE_GenerationSummerGWh, RPE_GenerationTotalGWh, RPE_CO2EmissionsSummerThousandTons, RPE_CO2EmissionsTotalThousandTons, RPE_NOXEmissionsSummerThousandTons, RPE_NOXEmissionsTotalThousandTons, RPE_SO2EmissionsSummerThousandTons, RPE_SO2EmissionsTotalThousandTons, RPE_DispatchableCapacityMW), MeetComparisonCriteria2,\"=1\",IF($B$8=\"IPM Region\",RPE_IPMRegionGroupAcronym,RPE_State),\"=\"&IF($B$8=\"National\",\"*\",$I94))))","v":0},6.0759220548071839,{"$f":"IF(I94=0,\"\",SUMIFS(CHOOSE(VLOOKUP($E$18,'Lookup tables'!$AK$5:$AM$15,3,0), RPE_FuelConsumptionSummerTBtu, RPE_FuelConsumptionTotalTBtu, RPE_GenerationSummerGWh, RPE_GenerationTotalGWh, RPE_CO2EmissionsSummerThousandTons, RPE_CO2EmissionsTotalThousandTons, RPE_NOXEmissionsSummerThousandTons, RPE_NOXEmissionsTotalThousandTons, RPE_SO2EmissionsSummerThousandTons, RPE_SO2EmissionsTotalThousandTons, RPE_DispatchableCapacityMW), MeetPrimaryCriteria3,\"=1\",IF($E$8=\"IPM Region\",RPE_IPMRegionGroupAcronym,RPE_State),\"=\"&IF($E$8=\"National\",\"*\",$I94)))","v":0},{"$f":"IF(I94=0,\"\",IF($E$20=\"Actual\",0,SUMIFS(CHOOSE(VLOOKUP($E$35,'Lookup tables'!$AK$5:$AM$15,3,0), RPE_FuelConsumptionSummerTBtu, RPE_FuelConsumptionTotalTBtu, RPE_GenerationSummerGWh, RPE_GenerationTotalGWh, RPE_CO2EmissionsSummerThousandTons, RPE_CO2EmissionsTotalThousandTons, RPE_NOXEmissionsSummerThousandTons, RPE_NOXEmissionsTotalThousandTons, RPE_SO2EmissionsSummerThousandTons, RPE_SO2EmissionsTotalThousandTons, RPE_DispatchableCapacityMW), MeetComparisonCriteria3,\"=1\",IF($E$8=\"IPM Region\",RPE_IPMRegionGroupAcronym,RPE_State),\"=\"&IF($E$8=\"National\",\"*\",$I94))))","v":0},0,26.000000009400001,26,null,39,"ME",1.1610970491559311,0,0]
[null,null,null,null,null,null,null,null,{"$f":"IF($B$8=\"State\",Map!P42,Map!O42)","v":"SD"},{"$f":"IF(I95=0,\"\",SUMIFS(CHOOSE(VLOOKUP($B$18,'Lookup tables'!$AK$5:$AM$15,3,0), RPE_FuelConsumptionSummerTBtu, RPE_FuelConsumptionTotalTBtu, RPE_GenerationSummerGWh, RPE_GenerationTotalGWh, RPE_CO2EmissionsSummerThousandTons, RPE_CO2EmissionsTotalThousandTons, RPE_NOXEmissionsSummerThousandTons, RPE_NOXEmissionsTotalThousandTons, RPE_SO2EmissionsSummerThousandTons, RPE_SO2EmissionsTotalThousandTons, RPE_DispatchableCapacityMW), MeetPrimaryCriteria2,\"=1\",IF($B$8=\"IPM Region\",RPE_IPMRegionGroupAcronym,RPE_State),\"=\"&IF($B$8=\"National\",\"*\",$I95)))","v":0.40016355994624048},{"$f":"IF(I95=0,\"\",IF($B$20=\"Actual\",0,SUMIFS(CHOOSE(VLOOKUP($B$35,'Lookup tables'!$AK$5:$AM$15,3,0), RPE_FuelConsumptionSummerTBtu, RPE_FuelConsumptionTotalTBtu, RPE_GenerationSummerGWh, RPE_GenerationTotalGWh, RPE_CO2EmissionsSummerThousandTons, RPE_CO2EmissionsTotalThousandTons, RPE_NOXEmissionsSummerThousandTons, RPE_NOXEmissionsTotalThousandTons, RPE_SO2EmissionsSummerThousandTons, RPE_SO2EmissionsTotalThousandTons, RPE_DispatchableCapacityMW), MeetComparisonCriteria2,\"=1\",IF($B$8=\"IPM Region\",RPE_IPMRegionGroupAcronym,RPE_State),\"=\"&IF($B$8=\"National\",\"*\",$I95))))","v":0},0.40016355994624048,{"$f":"IF(I95=0,\"\",SUMIFS(CHOOSE(VLOOKUP($E$18,'Lookup tables'!$AK$5:$AM$15,3,0), RPE_FuelConsumptionSummerTBtu, RPE_FuelConsumptionTotalTBtu, RPE_GenerationSummerGWh, RPE_GenerationTotalGWh, RPE_CO2EmissionsSummerThousandTons, RPE_CO2EmissionsTotalThousandTons, RPE_NOXEmissionsSummerThousandTons, RPE_NOXEmissionsTotalThousandTons, RPE_SO2EmissionsSummerThousandTons, RPE_SO2EmissionsTotalThousandTons, RPE_DispatchableCapacityMW), MeetPrimaryCriteria3,\"=1\",IF($E$8=\"IPM Region\",RPE_IPMRegionGroupAcronym,RPE_State),\"=\"&IF($E$8=\"National\",\"*\",$I95)))","v":0},{"$f":"IF(I95=0,\"\",IF($E$20=\"Actual\",0,SUMIFS(CHOOSE(VLOOKUP($E$35,'Lookup tables'!$AK$5:$AM$15,3,0), RPE_FuelConsumptionSummerTBtu, RPE_FuelConsumptionTotalTBtu, RPE_GenerationSummerGWh, RPE_GenerationTotalGWh, RPE_CO2EmissionsSummerThousandTons, RPE_CO2EmissionsTotalThousandTons, RPE_NOXEmissionsSummerThousandTons, RPE_NOXEmissionsTotalThousandTons, RPE_SO2EmissionsSummerThousandTons, RPE_SO2EmissionsTotalThousandTons, RPE_DispatchableCapacityMW), MeetComparisonCriteria3,\"=1\",IF($E$8=\"IPM Region\",RPE_IPMRegionGroupAcronym,RPE_State),\"=\"&IF($E$8=\"National\",\"*\",$I95))))","v":0},0,42.000000009499999,42,null,40,"OR",0.57311769350473019,0,0]
[null,null,null,null,null,null,null,null,{"$f":"IF($B$8=\"State\",Map!P43,Map!O43)","v":"TN"},{"$f":"IF(I96=0,\"\",SUMIFS(CHOOSE(VLOOKUP($B$18,'Lookup tables'!$AK$5:$AM$15,3,0), RPE_FuelConsumptionSummerTBtu, RPE_FuelConsumptionTotalTBtu, RPE_GenerationSummerGWh, RPE_GenerationTotalGWh, RPE_CO2EmissionsSummerThousandTons, RPE_CO2EmissionsTotalThousandTons, RPE_NOXEmissionsSummerThousandTons, RPE_NOXEmissionsTotalThousandTons, RPE_SO2EmissionsSummerThousandTons, RPE_SO2EmissionsTotalThousandTons, RPE_DispatchableCapacityMW), MeetPrimaryCriteria2,\"=1\",IF($B$8=\"IPM Region\",RPE_IPMRegionGroupAcronym,RPE_State),\"=\"&IF($B$8=\"National\",\"*\",$I96)))","v":3.0913673220579976},{"$f":"IF(I96=0,\"\",IF($B$20=\"Actual\",0,SUMIFS(CHOOSE(VLOOKUP($B$35,'Lookup tables'!$AK$5:$AM$15,3,0), RPE_FuelConsumptionSummerTBtu, RPE_FuelConsumptionTotalTBtu, RPE_GenerationSummerGWh, RPE_GenerationTotalGWh, RPE_CO2EmissionsSummerThousandTons, RPE_CO2EmissionsTotalThousandTons, RPE_NOXEmissionsSummerThousandTons, RPE_NOXEmissionsTotalThousandTons, RPE_SO2EmissionsSummerThousandTons, RPE_SO2EmissionsTotalThousandTons, RPE_DispatchableCapacityMW), MeetComparisonCriteria2,\"=1\",IF($B$8=\"IPM Region\",RPE_IPMRegionGroupAcronym,RPE_State),\"=\"&IF($B$8=\"National\",\"*\",$I96))))","v":0},3.0913673220579976,{"$f":"IF(I96=0,\"\",SUMIFS(CHOOSE(VLOOKUP($E$18,'Lookup tables'!$AK$5:$AM$15,3,0), RPE_FuelConsumptionSummerTBtu, RPE_FuelConsumptionTotalTBtu, RPE_GenerationSummerGWh, RPE_GenerationTotalGWh, RPE_CO2EmissionsSummerThousandTons, RPE_CO2EmissionsTotalThousandTons, RPE_NOXEmissionsSummerThousandTons, RPE_NOXEmissionsTotalThousandTons, RPE_SO2EmissionsSummerThousandTons, RPE_SO2EmissionsTotalThousandTons, RPE_DispatchableCapacityMW), MeetPrimaryCriteria3,\"=1\",IF($E$8=\"IPM Region\",RPE_IPMRegionGroupAcronym,RPE_State),\"=\"&IF($E$8=\"National\",\"*\",$I96)))","v":0},{"$f":"IF(I96=0,\"\",IF($E$20=\"Actual\",0,SUMIFS(CHOOSE(VLOOKUP($E$35,'Lookup tables'!$AK$5:$AM$15,3,0), RPE_FuelConsumptionSummerTBtu, RPE_FuelConsumptionTotalTBtu, RPE_GenerationSummerGWh, RPE_GenerationTotalGWh, RPE_CO2EmissionsSummerThousandTons, RPE_CO2EmissionsTotalThousandTons, RPE_NOXEmissionsSummerThousandTons, RPE_NOXEmissionsTotalThousandTons, RPE_SO2EmissionsSummerThousandTons, RPE_SO2EmissionsTotalThousandTons, RPE_DispatchableCapacityMW), MeetComparisonCriteria3,\"=1\",IF($E$8=\"IPM Region\",RPE_IPMRegionGroupAcronym,RPE_State),\"=\"&IF($E$8=\"National\",\"*\",$I96))))","v":0},0,32.000000009600001,32,null,41,"NV",0.57250883048414802,0,0]
[null,null,null,null,null,null,null,null,{"$f":"IF($B$8=\"State\",Map!P44,Map!O44)","v":"TX"},{"$f":"IF(I97=0,\"\",SUMIFS(CHOOSE(VLOOKUP($B$18,'Lookup tables'!$AK$5:$AM$15,3,0), RPE_FuelConsumptionSummerTBtu, RPE_FuelConsumptionTotalTBtu, RPE_GenerationSummerGWh, RPE_GenerationTotalGWh, RPE_CO2EmissionsSummerThousandTons, RPE_CO2EmissionsTotalThousandTons, RPE_NOXEmissionsSummerThousandTons, RPE_NOXEmissionsTotalThousandTons, RPE_SO2EmissionsSummerThousandTons, RPE_SO2EmissionsTotalThousandTons, RPE_DispatchableCapacityMW), MeetPrimaryCriteria2,\"=1\",IF($B$8=\"IPM Region\",RPE_IPMRegionGroupAcronym,RPE_State),\"=\"&IF($B$8=\"National\",\"*\",$I97)))","v":44.225712474137126},{"$f":"IF(I97=0,\"\",IF($B$20=\"Actual\",0,SUMIFS(CHOOSE(VLOOKUP($B$35,'Lookup tables'!$AK$5:$AM$15,3,0), RPE_FuelConsumptionSummerTBtu, RPE_FuelConsumptionTotalTBtu, RPE_GenerationSummerGWh, RPE_GenerationTotalGWh, RPE_CO2EmissionsSummerThousandTons, RPE_CO2EmissionsTotalThousandTons, RPE_NOXEmissionsSummerThousandTons, RPE_NOXEmissionsTotalThousandTons, RPE_SO2EmissionsSummerThousandTons, RPE_SO2EmissionsTotalThousandTons, RPE_DispatchableCapacityMW), MeetComparisonCriteria2,\"=1\",IF($B$8=\"IPM Region\",RPE_IPMRegionGroupAcronym,RPE_State),\"=\"&IF($B$8=\"National\",\"*\",$I97))))","v":0},44.225712474137126,{"$f":"IF(I97=0,\"\",SUMIFS(CHOOSE(VLOOKUP($E$18,'Lookup tables'!$AK$5:$AM$15,3,0), RPE_FuelConsumptionSummerTBtu, RPE_FuelConsumptionTotalTBtu, RPE_GenerationSummerGWh, RPE_GenerationTotalGWh, RPE_CO2EmissionsSummerThousandTons, RPE_CO2EmissionsTotalThousandTons, RPE_NOXEmissionsSummerThousandTons, RPE_NOXEmissionsTotalThousandTons, RPE_SO2EmissionsSummerThousandTons, RPE_SO2EmissionsTotalThousandTons, RPE_DispatchableCapacityMW), MeetPrimaryCriteria3,\"=1\",IF($E$8=\"IPM Region\",RPE_IPMRegionGroupAcronym,RPE_State),\"=\"&IF($E$8=\"National\",\"*\",$I97)))","v":0},{"$f":"IF(I97=0,\"\",IF($E$20=\"Actual\",0,SUMIFS(CHOOSE(VLOOKUP($E$35,'Lookup tables'!$AK$5:$AM$15,3,0), RPE_FuelConsumptionSummerTBtu, RPE_FuelConsumptionTotalTBtu, RPE_GenerationSummerGWh, RPE_GenerationTotalGWh, RPE_CO2EmissionsSummerThousandTons, RPE_CO2EmissionsTotalThousandTons, RPE_NOXEmissionsSummerThousandTons, RPE_NOXEmissionsTotalThousandTons, RPE_SO2EmissionsSummerThousandTons, RPE_SO2EmissionsTotalThousandTons, RPE_DispatchableCapacityMW), MeetComparisonCriteria3,\"=1\",IF($E$8=\"IPM Region\",RPE_IPMRegionGroupAcronym,RPE_State),\"=\"&IF($E$8=\"National\",\"*\",$I97))))","v":0},0,1.0000000096999999,1,null,42,"SD",0.40016355994624048,0,0]
[null,null,null,null,null,null,null,null,{"$f":"IF($B$8=\"State\",Map!P45,Map!O45)","v":"UT"},{"$f":"IF(I98=0,\"\",SUMIFS(CHOOSE(VLOOKUP($B$18,'Lookup tables'!$AK$5:$AM$15,3,0), RPE_FuelConsumptionSummerTBtu, RPE_FuelConsumptionTotalTBtu, RPE_GenerationSummerGWh, RPE_GenerationTotalGWh, RPE_CO2EmissionsSummerThousandTons, RPE_CO2EmissionsTotalThousandTons, RPE_NOXEmissionsSummerThousandTons, RPE_NOXEmissionsTotalThousandTons, RPE_SO2EmissionsSummerThousandTons, RPE_SO2EmissionsTotalThousandTons, RPE_DispatchableCapacityMW), MeetPrimaryCriteria2,\"=1\",IF($B$8=\"IPM Region\",RPE_IPMRegionGroupAcronym,RPE_State),\"=\"&IF($B$8=\"National\",\"*\",$I98)))","v":10.42651370069472},{"$f":"IF(I98=0,\"\",IF($B$20=\"Actual\",0,SUMIFS(CHOOSE(VLOOKUP($B$35,'Lookup tables'!$AK$5:$AM$15,3,0), RPE_FuelConsumptionSummerTBtu, RPE_FuelConsumptionTotalTBtu, RPE_GenerationSummerGWh, RPE_GenerationTotalGWh, RPE_CO2EmissionsSummerThousandTons, RPE_CO2EmissionsTotalThousandTons, RPE_NOXEmissionsSummerThousandTons, RPE_NOXEmissionsTotalThousandTons, RPE_SO2EmissionsSummerThousandTons, RPE_SO2EmissionsTotalThousandTons, RPE_DispatchableCapacityMW), MeetComparisonCriteria2,\"=1\",IF($B$8=\"IPM Region\",RPE_IPMRegionGroupAcronym,RPE_State),\"=\"&IF($B$8=\"National\",\"*\",$I98))))","v":0},10.42651370069472,{"$f":"IF(I98=0,\"\",SUMIFS(CHOOSE(VLOOKUP($E$18,'Lookup tables'!$AK$5:$AM$15,3,0), RPE_FuelConsumptionSummerTBtu, RPE_FuelConsumptionTotalTBtu, RPE_GenerationSummerGWh, RPE_GenerationTotalGWh, RPE_CO2EmissionsSummerThousandTons, RPE_CO2EmissionsTotalThousandTons, RPE_NOXEmissionsSummerThousandTons, RPE_NOXEmissionsTotalThousandTons, RPE_SO2EmissionsSummerThousandTons, RPE_SO2EmissionsTotalThousandTons, RPE_DispatchableCapacityMW), MeetPrimaryCriteria3,\"=1\",IF($E$8=\"IPM Region\",RPE_IPMRegionGroupAcronym,RPE_State),\"=\"&IF($E$8=\"National\",\"*\",$I98)))","v":0},{"$f":"IF(I98=0,\"\",IF($E$20=\"Actual\",0,SUMIFS(CHOOSE(VLOOKUP($E$35,'Lookup tables'!$AK$5:$AM$15,3,0), RPE_FuelConsumptionSummerTBtu, RPE_FuelConsumptionTotalTBtu, RPE_GenerationSummerGWh, RPE_GenerationTotalGWh, RPE_CO2EmissionsSummerThousandTons, RPE_CO2EmissionsTotalThousandTons, RPE_NOXEmissionsSummerThousandTons, RPE_NOXEmissionsTotalThousandTons, RPE_SO2EmissionsSummerThousandTons, RPE_SO2EmissionsTotalThousandTons, RPE_DispatchableCapacityMW), MeetComparisonCriteria3,\"=1\",IF($E$8=\"IPM Region\",RPE_IPMRegionGroupAcronym,RPE_State),\"=\"&IF($E$8=\"National\",\"*\",$I98))))","v":0},0,14.000000009800001,14,null,43,"WA",0.39679447137360324,0,0]
[null,null,null,null,null,null,null,null,{"$f":"IF($B$8=\"State\",Map!P46,Map!O46)","v":"VA"},{"$f":"IF(I99=0,\"\",SUMIFS(CHOOSE(VLOOKUP($B$18,'Lookup tables'!$AK$5:$AM$15,3,0), RPE_FuelConsumptionSummerTBtu, RPE_FuelConsumptionTotalTBtu, RPE_GenerationSummerGWh, RPE_GenerationTotalGWh, RPE_CO2EmissionsSummerThousandTons, RPE_CO2EmissionsTotalThousandTons, RPE_NOXEmissionsSummerThousandTons, RPE_NOXEmissionsTotalThousandTons, RPE_SO2EmissionsSummerThousandTons, RPE_SO2EmissionsTotalThousandTons, RPE_DispatchableCapacityMW), MeetPrimaryCriteria2,\"=1\",IF($B$8=\"IPM Region\",RPE_IPMRegionGroupAcronym,RPE_State),\"=\"&IF($B$8=\"National\",\"*\",$I99)))","v":4.5862215552534291},{"$f":"IF(I99=0,\"\",IF($B$20=\"Actual\",0,SUMIFS(CHOOSE(VLOOKUP($B$35,'Lookup tables'!$AK$5:$AM$15,3,0), RPE_FuelConsumptionSummerTBtu, RPE_FuelConsumptionTotalTBtu, RPE_GenerationSummerGWh, RPE_GenerationTotalGWh, RPE_CO2EmissionsSummerThousandTons, RPE_CO2EmissionsTotalThousandTons, RPE_NOXEmissionsSummerThousandTons, RPE_NOXEmissionsTotalThousandTons, RPE_SO2EmissionsSummerThousandTons, RPE_SO2EmissionsTotalThousandTons, RPE_DispatchableCapacityMW), MeetComparisonCriteria2,\"=1\",IF($B$8=\"IPM Region\",RPE_IPMRegionGroupAcronym,RPE_State),\"=\"&IF($B$8=\"National\",\"*\",$I99))))","v":0},4.5862215552534291,{"$f":"IF(I99=0,\"\",SUMIFS(CHOOSE(VLOOKUP($E$18,'Lookup tables'!$AK$5:$AM$15,3,0), RPE_FuelConsumptionSummerTBtu, RPE_FuelConsumptionTotalTBtu, RPE_GenerationSummerGWh, RPE_GenerationTotalGWh, RPE_CO2EmissionsSummerThousandTons, RPE_CO2EmissionsTotalThousandTons, RPE_NOXEmissionsSummerThousandTons, RPE_NOXEmissionsTotalThousandTons, RPE_SO2EmissionsSummerThousandTons, RPE_SO2EmissionsTotalThousandTons, RPE_DispatchableCapacityMW), MeetPrimaryCriteria3,\"=1\",IF($E$8=\"IPM Region\",RPE_IPMRegionGroupAcronym,RPE_State),\"=\"&IF($E$8=\"National\",\"*\",$I99)))","v":0},{"$f":"IF(I99=0,\"\",IF($E$20=\"Actual\",0,SUMIFS(CHOOSE(VLOOKUP($E$35,'Lookup tables'!$AK$5:$AM$15,3,0), RPE_FuelConsumptionSummerTBtu, RPE_FuelConsumptionTotalTBtu, RPE_GenerationSummerGWh, RPE_GenerationTotalGWh, RPE_CO2EmissionsSummerThousandTons, RPE_CO2EmissionsTotalThousandTons, RPE_NOXEmissionsSummerThousandTons, RPE_NOXEmissionsTotalThousandTons, RPE_SO2EmissionsSummerThousandTons, RPE_SO2EmissionsTotalThousandTons, RPE_DispatchableCapacityMW), MeetComparisonCriteria3,\"=1\",IF($E$8=\"IPM Region\",RPE_IPMRegionGroupAcronym,RPE_State),\"=\"&IF($E$8=\"National\",\"*\",$I99))))","v":0},0,29.000000009899999,29,null,44,"RI",0.35839649798343981,0,0]
[null,null,null,null,null,null,null,null,{"$f":"IF($B$8=\"State\",Map!P47,Map!O47)","v":"VT"},{"$f":"IF(I100=0,\"\",SUMIFS(CHOOSE(VLOOKUP($B$18,'Lookup tables'!$AK$5:$AM$15,3,0), RPE_FuelConsumptionSummerTBtu, RPE_FuelConsumptionTotalTBtu, RPE_GenerationSummerGWh, RPE_GenerationTotalGWh, RPE_CO2EmissionsSummerThousandTons, RPE_CO2EmissionsTotalThousandTons, RPE_NOXEmissionsSummerThousandTons, RPE_NOXEmissionsTotalThousandTons, RPE_SO2EmissionsSummerThousandTons, RPE_SO2EmissionsTotalThousandTons, RPE_DispatchableCapacityMW), MeetPrimaryCriteria2,\"=1\",IF($B$8=\"IPM Region\",RPE_IPMRegionGroupAcronym,RPE_State),\"=\"&IF($B$8=\"National\",\"*\",$I100)))","v":8.5953089088E-3},{"$f":"IF(I100=0,\"\",IF($B$20=\"Actual\",0,SUMIFS(CHOOSE(VLOOKUP($B$35,'Lookup tables'!$AK$5:$AM$15,3,0), RPE_FuelConsumptionSummerTBtu, RPE_FuelConsumptionTotalTBtu, RPE_GenerationSummerGWh, RPE_GenerationTotalGWh, RPE_CO2EmissionsSummerThousandTons, RPE_CO2EmissionsTotalThousandTons, RPE_NOXEmissionsSummerThousandTons, RPE_NOXEmissionsTotalThousandTons, RPE_SO2EmissionsSummerThousandTons, RPE_SO2EmissionsTotalThousandTons, RPE_DispatchableCapacityMW), MeetComparisonCriteria2,\"=1\",IF($B$8=\"IPM Region\",RPE_IPMRegionGroupAcronym,RPE_State),\"=\"&IF($B$8=\"National\",\"*\",$I100))))","v":0},8.5953089088E-3,{"$f":"IF(I100=0,\"\",SUMIFS(CHOOSE(VLOOKUP($E$18,'Lookup tables'!$AK$5:$AM$15,3,0), RPE_FuelConsumptionSummerTBtu, RPE_FuelConsumptionTotalTBtu, RPE_GenerationSummerGWh, RPE_GenerationTotalGWh, RPE_CO2EmissionsSummerThousandTons, RPE_CO2EmissionsTotalThousandTons, RPE_NOXEmissionsSummerThousandTons, RPE_NOXEmissionsTotalThousandTons, RPE_SO2EmissionsSummerThousandTons, RPE_SO2EmissionsTotalThousandTons, RPE_DispatchableCapacityMW), MeetPrimaryCriteria3,\"=1\",IF($E$8=\"IPM Region\",RPE_IPMRegionGroupAcronym,RPE_State),\"=\"&IF($E$8=\"National\",\"*\",$I100)))","v":0},{"$f":"IF(I100=0,\"\",IF($E$20=\"Actual\",0,SUMIFS(CHOOSE(VLOOKUP($E$35,'Lookup tables'!$AK$5:$AM$15,3,0), RPE_FuelConsumptionSummerTBtu, RPE_FuelConsumptionTotalTBtu, RPE_GenerationSummerGWh, RPE_GenerationTotalGWh, RPE_CO2EmissionsSummerThousandTons, RPE_CO2EmissionsTotalThousandTons, RPE_NOXEmissionsSummerThousandTons, RPE_NOXEmissionsTotalThousandTons, RPE_SO2EmissionsSummerThousandTons, RPE_SO2EmissionsTotalThousandTons, RPE_DispatchableCapacityMW), MeetComparisonCriteria3,\"=1\",IF($E$8=\"IPM Region\",RPE_IPMRegionGroupAcronym,RPE_State),\"=\"&IF($E$8=\"National\",\"*\",$I100))))","v":0},0,48.000000010000001,48,null,45,"NH",0.31589235241545938,0,0]
[null,null,null,null,null,null,null,null,{"$f":"IF($B$8=\"State\",Map!P48,Map!O48)","v":"WA"},{"$f":"IF(I101=0,\"\",SUMIFS(CHOOSE(VLOOKUP($B$18,'Lookup tables'!$AK$5:$AM$15,3,0), RPE_FuelConsumptionSummerTBtu, RPE_FuelConsumptionTotalTBtu, RPE_GenerationSummerGWh, RPE_GenerationTotalGWh, RPE_CO2EmissionsSummerThousandTons, RPE_CO2EmissionsTotalThousandTons, RPE_NOXEmissionsSummerThousandTons, RPE_NOXEmissionsTotalThousandTons, RPE_SO2EmissionsSummerThousandTons, RPE_SO2EmissionsTotalThousandTons, RPE_DispatchableCapacityMW), MeetPrimaryCriteria2,\"=1\",IF($B$8=\"IPM Region\",RPE_IPMRegionGroupAcronym,RPE_State),\"=\"&IF($B$8=\"National\",\"*\",$I101)))","v":0.39679447137360324},{"$f":"IF(I101=0,\"\",IF($B$20=\"Actual\",0,SUMIFS(CHOOSE(VLOOKUP($B$35,'Lookup tables'!$AK$5:$AM$15,3,0), RPE_FuelConsumptionSummerTBtu, RPE_FuelConsumptionTotalTBtu, RPE_GenerationSummerGWh, RPE_GenerationTotalGWh, RPE_CO2EmissionsSummerThousandTons, RPE_CO2EmissionsTotalThousandTons, RPE_NOXEmissionsSummerThousandTons, RPE_NOXEmissionsTotalThousandTons, RPE_SO2EmissionsSummerThousandTons, RPE_SO2EmissionsTotalThousandTons, RPE_DispatchableCapacityMW), MeetComparisonCriteria2,\"=1\",IF($B$8=\"IPM Region\",RPE_IPMRegionGroupAcronym,RPE_State),\"=\"&IF($B$8=\"National\",\"*\",$I101))))","v":0},0.39679447137360324,{"$f":"IF(I101=0,\"\",SUMIFS(CHOOSE(VLOOKUP($E$18,'Lookup tables'!$AK$5:$AM$15,3,0), RPE_FuelConsumptionSummerTBtu, RPE_FuelConsumptionTotalTBtu, RPE_GenerationSummerGWh, RPE_GenerationTotalGWh, RPE_CO2EmissionsSummerThousandTons, RPE_CO2EmissionsTotalThousandTons, RPE_NOXEmissionsSummerThousandTons, RPE_NOXEmissionsTotalThousandTons, RPE_SO2EmissionsSummerThousandTons, RPE_SO2EmissionsTotalThousandTons, RPE_DispatchableCapacityMW), MeetPrimaryCriteria3,\"=1\",IF($E$8=\"IPM Region\",RPE_IPMRegionGroupAcronym,RPE_State),\"=\"&IF($E$8=\"National\",\"*\",$I101)))","v":0},{"$f":"IF(I101=0,\"\",IF($E$20=\"Actual\",0,SUMIFS(CHOOSE(VLOOKUP($E$35,'Lookup tables'!$AK$5:$AM$15,3,0), RPE_FuelConsumptionSummerTBtu, RPE_FuelConsumptionTotalTBtu, RPE_GenerationSummerGWh, RPE_GenerationTotalGWh, RPE_CO2EmissionsSummerThousandTons, RPE_CO2EmissionsTotalThousandTons, RPE_NOXEmissionsSummerThousandTons, RPE_NOXEmissionsTotalThousandTons, RPE_SO2EmissionsSummerThousandTons, RPE_SO2EmissionsTotalThousandTons, RPE_DispatchableCapacityMW), MeetComparisonCriteria3,\"=1\",IF($E$8=\"IPM Region\",RPE_IPMRegionGroupAcronym,RPE_State),\"=\"&IF($E$8=\"National\",\"*\",$I101))))","v":0},0,43.000000010100003,43,null,46,"DE",0.24272650027324161,0,0]
[null,null,null,null,null,null,null,null,{"$f":"IF($B$8=\"State\",Map!P49,Map!O49)","v":"WI"},{"$f":"IF(I102=0,\"\",SUMIFS(CHOOSE(VLOOKUP($B$18,'Lookup tables'!$AK$5:$AM$15,3,0), RPE_FuelConsumptionSummerTBtu, RPE_FuelConsumptionTotalTBtu, RPE_GenerationSummerGWh, RPE_GenerationTotalGWh, RPE_CO2EmissionsSummerThousandTons, RPE_CO2EmissionsTotalThousandTons, RPE_NOXEmissionsSummerThousandTons, RPE_NOXEmissionsTotalThousandTons, RPE_SO2EmissionsSummerThousandTons, RPE_SO2EmissionsTotalThousandTons, RPE_DispatchableCapacityMW), MeetPrimaryCriteria2,\"=1\",IF($B$8=\"IPM Region\",RPE_IPMRegionGroupAcronym,RPE_State),\"=\"&IF($B$8=\"National\",\"*\",$I102)))","v":4.0130662501694907},{"$f":"IF(I102=0,\"\",IF($B$20=\"Actual\",0,SUMIFS(CHOOSE(VLOOKUP($B$35,'Lookup tables'!$AK$5:$AM$15,3,0), RPE_FuelConsumptionSummerTBtu, RPE_FuelConsumptionTotalTBtu, RPE_GenerationSummerGWh, RPE_GenerationTotalGWh, RPE_CO2EmissionsSummerThousandTons, RPE_CO2EmissionsTotalThousandTons, RPE_NOXEmissionsSummerThousandTons, RPE_NOXEmissionsTotalThousandTons, RPE_SO2EmissionsSummerThousandTons, RPE_SO2EmissionsTotalThousandTons, RPE_DispatchableCapacityMW), MeetComparisonCriteria2,\"=1\",IF($B$8=\"IPM Region\",RPE_IPMRegionGroupAcronym,RPE_State),\"=\"&IF($B$8=\"National\",\"*\",$I102))))","v":0},4.0130662501694907,{"$f":"IF(I102=0,\"\",SUMIFS(CHOOSE(VLOOKUP($E$18,'Lookup tables'!$AK$5:$AM$15,3,0), RPE_FuelConsumptionSummerTBtu, RPE_FuelConsumptionTotalTBtu, RPE_GenerationSummerGWh, RPE_GenerationTotalGWh, RPE_CO2EmissionsSummerThousandTons, RPE_CO2EmissionsTotalThousandTons, RPE_NOXEmissionsSummerThousandTons, RPE_NOXEmissionsTotalThousandTons, RPE_SO2EmissionsSummerThousandTons, RPE_SO2EmissionsTotalThousandTons, RPE_DispatchableCapacityMW), MeetPrimaryCriteria3,\"=1\",IF($E$8=\"IPM Region\",RPE_IPMRegionGroupAcronym,RPE_State),\"=\"&IF($E$8=\"National\",\"*\",$I102)))","v":0},{"$f":"IF(I102=0,\"\",IF($E$20=\"Actual\",0,SUMIFS(CHOOSE(VLOOKUP($E$35,'Lookup tables'!$AK$5:$AM$15,3,0), RPE_FuelConsumptionSummerTBtu, RPE_FuelConsumptionTotalTBtu, RPE_GenerationSummerGWh, RPE_GenerationTotalGWh, RPE_CO2EmissionsSummerThousandTons, RPE_CO2EmissionsTotalThousandTons, RPE_NOXEmissionsSummerThousandTons, RPE_NOXEmissionsTotalThousandTons, RPE_SO2EmissionsSummerThousandTons, RPE_SO2EmissionsTotalThousandTons, RPE_DispatchableCapacityMW), MeetComparisonCriteria3,\"=1\",IF($E$8=\"IPM Region\",RPE_IPMRegionGroupAcronym,RPE_State),\"=\"&IF($E$8=\"National\",\"*\",$I102))))","v":0},0,30.000000010200001,30,null,47,"ID",8.9064569261267879E-2,0,0]
[null,null,null,null,null,null,null,null,{"$f":"IF($B$8=\"State\",Map!P50,Map!O50)","v":"WV"},{"$f":"IF(I103=0,\"\",SUMIFS(CHOOSE(VLOOKUP($B$18,'Lookup tables'!$AK$5:$AM$15,3,0), RPE_FuelConsumptionSummerTBtu, RPE_FuelConsumptionTotalTBtu, RPE_GenerationSummerGWh, RPE_GenerationTotalGWh, RPE_CO2EmissionsSummerThousandTons, RPE_CO2EmissionsTotalThousandTons, RPE_NOXEmissionsSummerThousandTons, RPE_NOXEmissionsTotalThousandTons, RPE_SO2EmissionsSummerThousandTons, RPE_SO2EmissionsTotalThousandTons, RPE_DispatchableCapacityMW), MeetPrimaryCriteria2,\"=1\",IF($B$8=\"IPM Region\",RPE_IPMRegionGroupAcronym,RPE_State),\"=\"&IF($B$8=\"National\",\"*\",$I103)))","v":19.811283271078501},{"$f":"IF(I103=0,\"\",IF($B$20=\"Actual\",0,SUMIFS(CHOOSE(VLOOKUP($B$35,'Lookup tables'!$AK$5:$AM$15,3,0), RPE_FuelConsumptionSummerTBtu, RPE_FuelConsumptionTotalTBtu, RPE_GenerationSummerGWh, RPE_GenerationTotalGWh, RPE_CO2EmissionsSummerThousandTons, RPE_CO2EmissionsTotalThousandTons, RPE_NOXEmissionsSummerThousandTons, RPE_NOXEmissionsTotalThousandTons, RPE_SO2EmissionsSummerThousandTons, RPE_SO2EmissionsTotalThousandTons, RPE_DispatchableCapacityMW), MeetComparisonCriteria2,\"=1\",IF($B$8=\"IPM Region\",RPE_IPMRegionGroupAcronym,RPE_State),\"=\"&IF($B$8=\"National\",\"*\",$I103))))","v":0},19.811283271078501,{"$f":"IF(I103=0,\"\",SUMIFS(CHOOSE(VLOOKUP($E$18,'Lookup tables'!$AK$5:$AM$15,3,0), RPE_FuelConsumptionSummerTBtu, RPE_FuelConsumptionTotalTBtu, RPE_GenerationSummerGWh, RPE_GenerationTotalGWh, RPE_CO2EmissionsSummerThousandTons, RPE_CO2EmissionsTotalThousandTons, RPE_NOXEmissionsSummerThousandTons, RPE_NOXEmissionsTotalThousandTons, RPE_SO2EmissionsSummerThousandTons, RPE_SO2EmissionsTotalThousandTons, RPE_DispatchableCapacityMW), MeetPrimaryCriteria3,\"=1\",IF($E$8=\"IPM Region\",RPE_IPMRegionGroupAcronym,RPE_State),\"=\"&IF($E$8=\"National\",\"*\",$I103)))","v":0},{"$f":"IF(I103=0,\"\",IF($E$20=\"Actual\",0,SUMIFS(CHOOSE(VLOOKUP($E$35,'Lookup tables'!$AK$5:$AM$15,3,0), RPE_FuelConsumptionSummerTBtu, RPE_FuelConsumptionTotalTBtu, RPE_GenerationSummerGWh, RPE_GenerationTotalGWh, RPE_CO2EmissionsSummerThousandTons, RPE_CO2EmissionsTotalThousandTons, RPE_NOXEmissionsSummerThousandTons, RPE_NOXEmissionsTotalThousandTons, RPE_SO2EmissionsSummerThousandTons, RPE_SO2EmissionsTotalThousandTons, RPE_DispatchableCapacityMW), MeetComparisonCriteria3,\"=1\",IF($E$8=\"IPM Region\",RPE_IPMRegionGroupAcronym,RPE_State),\"=\"&IF($E$8=\"National\",\"*\",$I103))))","v":0},0,2.0000000103,2,null,48,"VT",8.5953089088E-3,0,0]
[null,null,null,null,null,null,null,null,{"$f":"IF($B$8=\"State\",Map!P51,Map!O51)","v":"WY"},{"$f":"IF(I104=0,\"\",SUMIFS(CHOOSE(VLOOKUP($B$18,'Lookup tables'!$AK$5:$AM$15,3,0), RPE_FuelConsumptionSummerTBtu, RPE_FuelConsumptionTotalTBtu, RPE_GenerationSummerGWh, RPE_GenerationTotalGWh, RPE_CO2EmissionsSummerThousandTons, RPE_CO2EmissionsTotalThousandTons, RPE_NOXEmissionsSummerThousandTons, RPE_NOXEmissionsTotalThousandTons, RPE_SO2EmissionsSummerThousandTons, RPE_SO2EmissionsTotalThousandTons, RPE_DispatchableCapacityMW), MeetPrimaryCriteria2,\"=1\",IF($B$8=\"IPM Region\",RPE_IPMRegionGroupAcronym,RPE_State),\"=\"&IF($B$8=\"National\",\"*\",$I104)))","v":6.6630106538999803},{"$f":"IF(I104=0,\"\",IF($B$20=\"Actual\",0,SUMIFS(CHOOSE(VLOOKUP($B$35,'Lookup tables'!$AK$5:$AM$15,3,0), RPE_FuelConsumptionSummerTBtu, RPE_FuelConsumptionTotalTBtu, RPE_GenerationSummerGWh, RPE_GenerationTotalGWh, RPE_CO2EmissionsSummerThousandTons, RPE_CO2EmissionsTotalThousandTons, RPE_NOXEmissionsSummerThousandTons, RPE_NOXEmissionsTotalThousandTons, RPE_SO2EmissionsSummerThousandTons, RPE_SO2EmissionsTotalThousandTons, RPE_DispatchableCapacityMW), MeetComparisonCriteria2,\"=1\",IF($B$8=\"IPM Region\",RPE_IPMRegionGroupAcronym,RPE_State),\"=\"&IF($B$8=\"National\",\"*\",$I104))))","v":0},6.6630106538999803,{"$f":"IF(I104=0,\"\",SUMIFS(CHOOSE(VLOOKUP($E$18,'Lookup tables'!$AK$5:$AM$15,3,0), RPE_FuelConsumptionSummerTBtu, RPE_FuelConsumptionTotalTBtu, RPE_GenerationSummerGWh, RPE_GenerationTotalGWh, RPE_CO2EmissionsSummerThousandTons, RPE_CO2EmissionsTotalThousandTons, RPE_NOXEmissionsSummerThousandTons, RPE_NOXEmissionsTotalThousandTons, RPE_SO2EmissionsSummerThousandTons, RPE_SO2EmissionsTotalThousandTons, RPE_DispatchableCapacityMW), MeetPrimaryCriteria3,\"=1\",IF($E$8=\"IPM Region\",RPE_IPMRegionGroupAcronym,RPE_State),\"=\"&IF($E$8=\"National\",\"*\",$I104)))","v":0},{"$f":"IF(I104=0,\"\",IF($E$20=\"Actual\",0,SUMIFS(CHOOSE(VLOOKUP($E$35,'Lookup tables'!$AK$5:$AM$15,3,0), RPE_FuelConsumptionSummerTBtu, RPE_FuelConsumptionTotalTBtu, RPE_GenerationSummerGWh, RPE_GenerationTotalGWh, RPE_CO2EmissionsSummerThousandTons, RPE_CO2EmissionsTotalThousandTons, RPE_NOXEmissionsSummerThousandTons, RPE_NOXEmissionsTotalThousandTons, RPE_SO2EmissionsSummerThousandTons, RPE_SO2EmissionsTotalThousandTons, RPE_DispatchableCapacityMW), MeetComparisonCriteria3,\"=1\",IF($E$8=\"IPM Region\",RPE_IPMRegionGroupAcronym,RPE_State),\"=\"&IF($E$8=\"National\",\"*\",$I104))))","v":0},0,25.000000010400001,25,null,49,"DC",8.4778012565721328E-4,0,0]
[null,null,null,null,null,null,null,null,{"$f":"IF($B$8=\"State\",Map!P52,Map!O52)","v":"  "},{"$f":"IF(I105=0,\"\",SUMIFS(CHOOSE(VLOOKUP($B$18,'Lookup tables'!$AK$5:$AM$15,3,0), RPE_FuelConsumptionSummerTBtu, RPE_FuelConsumptionTotalTBtu, RPE_GenerationSummerGWh, RPE_GenerationTotalGWh, RPE_CO2EmissionsSummerThousandTons, RPE_CO2EmissionsTotalThousandTons, RPE_NOXEmissionsSummerThousandTons, RPE_NOXEmissionsTotalThousandTons, RPE_SO2EmissionsSummerThousandTons, RPE_SO2EmissionsTotalThousandTons, RPE_DispatchableCapacityMW), MeetPrimaryCriteria2,\"=1\",IF($B$8=\"IPM Region\",RPE_IPMRegionGroupAcronym,RPE_State),\"=\"&IF($B$8=\"National\",\"*\",$I105)))","v":0},{"$f":"IF(I105=0,\"\",IF($B$20=\"Actual\",0,SUMIFS(CHOOSE(VLOOKUP($B$35,'Lookup tables'!$AK$5:$AM$15,3,0), RPE_FuelConsumptionSummerTBtu, RPE_FuelConsumptionTotalTBtu, RPE_GenerationSummerGWh, RPE_GenerationTotalGWh, RPE_CO2EmissionsSummerThousandTons, RPE_CO2EmissionsTotalThousandTons, RPE_NOXEmissionsSummerThousandTons, RPE_NOXEmissionsTotalThousandTons, RPE_SO2EmissionsSummerThousandTons, RPE_SO2EmissionsTotalThousandTons, RPE_DispatchableCapacityMW), MeetComparisonCriteria2,\"=1\",IF($B$8=\"IPM Region\",RPE_IPMRegionGroupAcronym,RPE_State),\"=\"&IF($B$8=\"National\",\"*\",$I105))))","v":0},0,{"$f":"IF(I105=0,\"\",SUMIFS(CHOOSE(VLOOKUP($E$18,'Lookup tables'!$AK$5:$AM$15,3,0), RPE_FuelConsumptionSummerTBtu, RPE_FuelConsumptionTotalTBtu, RPE_GenerationSummerGWh, RPE_GenerationTotalGWh, RPE_CO2EmissionsSummerThousandTons, RPE_CO2EmissionsTotalThousandTons, RPE_NOXEmissionsSummerThousandTons, RPE_NOXEmissionsTotalThousandTons, RPE_SO2EmissionsSummerThousandTons, RPE_SO2EmissionsTotalThousandTons, RPE_DispatchableCapacityMW), MeetPrimaryCriteria3,\"=1\",IF($E$8=\"IPM Region\",RPE_IPMRegionGroupAcronym,RPE_State),\"=\"&IF($E$8=\"National\",\"*\",$I105)))","v":0},{"$f":"IF(I105=0,\"\",IF($E$20=\"Actual\",0,SUMIFS(CHOOSE(VLOOKUP($E$35,'Lookup tables'!$AK$5:$AM$15,3,0), RPE_FuelConsumptionSummerTBtu, RPE_FuelConsumptionTotalTBtu, RPE_GenerationSummerGWh, RPE_GenerationTotalGWh, RPE_CO2EmissionsSummerThousandTons, RPE_CO2EmissionsTotalThousandTons, RPE_NOXEmissionsSummerThousandTons, RPE_NOXEmissionsTotalThousandTons, RPE_SO2EmissionsSummerThousandTons, RPE_SO2EmissionsTotalThousandTons, RPE_DispatchableCapacityMW), MeetComparisonCriteria3,\"=1\",IF($E$8=\"IPM Region\",RPE_IPMRegionGroupAcronym,RPE_State),\"=\"&IF($E$8=\"National\",\"*\",$I105))))","v":0},0,"","",null,"","","","",0]
[null,null,null,null,null,null,null,null,{"$f":"IF($B$8=\"State\",Map!P53,Map!O53)","v":0},{"$f":"IF(I106=0,\"\",SUMIFS(CHOOSE(VLOOKUP($B$18,'Lookup tables'!$AK$5:$AM$15,3,0), RPE_FuelConsumptionSummerTBtu, RPE_FuelConsumptionTotalTBtu, RPE_GenerationSummerGWh, RPE_GenerationTotalGWh, RPE_CO2EmissionsSummerThousandTons, RPE_CO2EmissionsTotalThousandTons, RPE_NOXEmissionsSummerThousandTons, RPE_NOXEmissionsTotalThousandTons, RPE_SO2EmissionsSummerThousandTons, RPE_SO2EmissionsTotalThousandTons, RPE_DispatchableCapacityMW), MeetPrimaryCriteria2,\"=1\",IF($B$8=\"IPM Region\",RPE_IPMRegionGroupAcronym,RPE_State),\"=\"&IF($B$8=\"National\",\"*\",$I106)))","v":""},{"$f":"IF(I106=0,\"\",IF($B$20=\"Actual\",0,SUMIFS(CHOOSE(VLOOKUP($B$35,'Lookup tables'!$AK$5:$AM$15,3,0), RPE_FuelConsumptionSummerTBtu, RPE_FuelConsumptionTotalTBtu, RPE_GenerationSummerGWh, RPE_GenerationTotalGWh, RPE_CO2EmissionsSummerThousandTons, RPE_CO2EmissionsTotalThousandTons, RPE_NOXEmissionsSummerThousandTons, RPE_NOXEmissionsTotalThousandTons, RPE_SO2EmissionsSummerThousandTons, RPE_SO2EmissionsTotalThousandTons, RPE_DispatchableCapacityMW), MeetComparisonCriteria2,\"=1\",IF($B$8=\"IPM Region\",RPE_IPMRegionGroupAcronym,RPE_State),\"=\"&IF($B$8=\"National\",\"*\",$I106))))","v":""},"",{"$f":"IF(I106=0,\"\",SUMIFS(CHOOSE(VLOOKUP($E$18,'Lookup tables'!$AK$5:$AM$15,3,0), RPE_FuelConsumptionSummerTBtu, RPE_FuelConsumptionTotalTBtu, RPE_GenerationSummerGWh, RPE_GenerationTotalGWh, RPE_CO2EmissionsSummerThousandTons, RPE_CO2EmissionsTotalThousandTons, RPE_NOXEmissionsSummerThousandTons, RPE_NOXEmissionsTotalThousandTons, RPE_SO2EmissionsSummerThousandTons, RPE_SO2EmissionsTotalThousandTons, RPE_DispatchableCapacityMW), MeetPrimaryCriteria3,\"=1\",IF($E$8=\"IPM Region\",RPE_IPMRegionGroupAcronym,RPE_State),\"=\"&IF($E$8=\"National\",\"*\",$I106)))","v":""},{"$f":"IF(I106=0,\"\",IF($E$20=\"Actual\",0,SUMIFS(CHOOSE(VLOOKUP($E$35,'Lookup tables'!$AK$5:$AM$15,3,0), RPE_FuelConsumptionSummerTBtu, RPE_FuelConsumptionTotalTBtu, RPE_GenerationSummerGWh, RPE_GenerationTotalGWh, RPE_CO2EmissionsSummerThousandTons, RPE_CO2EmissionsTotalThousandTons, RPE_NOXEmissionsSummerThousandTons, RPE_NOXEmissionsTotalThousandTons, RPE_SO2EmissionsSummerThousandTons, RPE_SO2EmissionsTotalThousandTons, RPE_DispatchableCapacityMW), MeetComparisonCriteria3,\"=1\",IF($E$8=\"IPM Region\",RPE_IPMRegionGroupAcronym,RPE_State),\"=\"&IF($E$8=\"National\",\"*\",$I106))))","v":""},"","",{"$f":"IF(OR(I106=\"  \",I106=0),\"\",IF($Q$53=\"Alphabetical\",100-(ROW()-6),RANK(P106,IF($B$8=\"State\",$P$56:$P$104,$P$56:$P$118),IF($Q$53=\"Descending\",0,1))))","v":""},null,"","","","",0]
[null,null,null,null,null,null,null,null,{"$f":"IF($B$8=\"State\",Map!P54,Map!O54)","v":0},{"$f":"IF(I107=0,\"\",SUMIFS(CHOOSE(VLOOKUP($B$18,'Lookup tables'!$AK$5:$AM$15,3,0), RPE_FuelConsumptionSummerTBtu, RPE_FuelConsumptionTotalTBtu, RPE_GenerationSummerGWh, RPE_GenerationTotalGWh, RPE_CO2EmissionsSummerThousandTons, RPE_CO2EmissionsTotalThousandTons, RPE_NOXEmissionsSummerThousandTons, RPE_NOXEmissionsTotalThousandTons, RPE_SO2EmissionsSummerThousandTons, RPE_SO2EmissionsTotalThousandTons, RPE_DispatchableCapacityMW), MeetPrimaryCriteria2,\"=1\",IF($B$8=\"IPM Region\",RPE_IPMRegionGroupAcronym,RPE_State),\"=\"&IF($B$8=\"National\",\"*\",$I107)))","v":""},{"$f":"IF(I107=0,\"\",IF($B$20=\"Actual\",0,SUMIFS(CHOOSE(VLOOKUP($B$35,'Lookup tables'!$AK$5:$AM$15,3,0), RPE_FuelConsumptionSummerTBtu, RPE_FuelConsumptionTotalTBtu, RPE_GenerationSummerGWh, RPE_GenerationTotalGWh, RPE_CO2EmissionsSummerThousandTons, RPE_CO2EmissionsTotalThousandTons, RPE_NOXEmissionsSummerThousandTons, RPE_NOXEmissionsTotalThousandTons, RPE_SO2EmissionsSummerThousandTons, RPE_SO2EmissionsTotalThousandTons, RPE_DispatchableCapacityMW), MeetComparisonCriteria2,\"=1\",IF($B$8=\"IPM Region\",RPE_IPMRegionGroupAcronym,RPE_State),\"=\"&IF($B$8=\"National\",\"*\",$I107))))","v":""},"",{"$f":"IF(I107=0,\"\",SUMIFS(CHOOSE(VLOOKUP($E$18,'Lookup tables'!$AK$5:$AM$15,3,0), RPE_FuelConsumptionSummerTBtu, RPE_FuelConsumptionTotalTBtu, RPE_GenerationSummerGWh, RPE_GenerationTotalGWh, RPE_CO2EmissionsSummerThousandTons, RPE_CO2EmissionsTotalThousandTons, RPE_NOXEmissionsSummerThousandTons, RPE_NOXEmissionsTotalThousandTons, RPE_SO2EmissionsSummerThousandTons, RPE_SO2EmissionsTotalThousandTons, RPE_DispatchableCapacityMW), MeetPrimaryCriteria3,\"=1\",IF($E$8=\"IPM Region\",RPE_IPMRegionGroupAcronym,RPE_State),\"=\"&IF($E$8=\"National\",\"*\",$I107)))","v":""},{"$f":"IF(I107=0,\"\",IF($E$20=\"Actual\",0,SUMIFS(CHOOSE(VLOOKUP($E$35,'Lookup tables'!$AK$5:$AM$15,3,0), RPE_FuelConsumptionSummerTBtu, RPE_FuelConsumptionTotalTBtu, RPE_GenerationSummerGWh, RPE_GenerationTotalGWh, RPE_CO2EmissionsSummerThousandTons, RPE_CO2EmissionsTotalThousandTons, RPE_NOXEmissionsSummerThousandTons, RPE_NOXEmissionsTotalThousandTons, RPE_SO2EmissionsSummerThousandTons, RPE_SO2EmissionsTotalThousandTons, RPE_DispatchableCapacityMW), MeetComparisonCriteria3,\"=1\",IF($E$8=\"IPM Region\",RPE_IPMRegionGroupAcronym,RPE_State),\"=\"&IF($E$8=\"National\",\"*\",$I107))))","v":""},"","","",null,"","","","",0]
[null,null,null,null,null,null,null,null,{"$f":"IF($B$8=\"State\",Map!P55,Map!O55)","v":0},{"$f":"IF(I108=0,\"\",SUMIFS(CHOOSE(VLOOKUP($B$18,'Lookup tables'!$AK$5:$AM$15,3,0), RPE_FuelConsumptionSummerTBtu, RPE_FuelConsumptionTotalTBtu, RPE_GenerationSummerGWh, RPE_GenerationTotalGWh, RPE_CO2EmissionsSummerThousandTons, RPE_CO2EmissionsTotalThousandTons, RPE_NOXEmissionsSummerThousandTons, RPE_NOXEmissionsTotalThousandTons, RPE_SO2EmissionsSummerThousandTons, RPE_SO2EmissionsTotalThousandTons, RPE_DispatchableCapacityMW), MeetPrimaryCriteria2,\"=1\",IF($B$8=\"IPM Region\",RPE_IPMRegionGroupAcronym,RPE_State),\"=\"&IF($B$8=\"National\",\"*\",$I108)))","v":""},{"$f":"IF(I108=0,\"\",IF($B$20=\"Actual\",0,SUMIFS(CHOOSE(VLOOKUP($B$35,'Lookup tables'!$AK$5:$AM$15,3,0), RPE_FuelConsumptionSummerTBtu, RPE_FuelConsumptionTotalTBtu, RPE_GenerationSummerGWh, RPE_GenerationTotalGWh, RPE_CO2EmissionsSummerThousandTons, RPE_CO2EmissionsTotalThousandTons, RPE_NOXEmissionsSummerThousandTons, RPE_NOXEmissionsTotalThousandTons, RPE_SO2EmissionsSummerThousandTons, RPE_SO2EmissionsTotalThousandTons, RPE_DispatchableCapacityMW), MeetComparisonCriteria2,\"=1\",IF($B$8=\"IPM Region\",RPE_IPMRegionGroupAcronym,RPE_State),\"=\"&IF($B$8=\"National\",\"*\",$I108))))","v":""},"",{"$f":"IF(I108=0,\"\",SUMIFS(CHOOSE(VLOOKUP($E$18,'Lookup tables'!$AK$5:$AM$15,3,0), RPE_FuelConsumptionSummerTBtu, RPE_FuelConsumptionTotalTBtu, RPE_GenerationSummerGWh, RPE_GenerationTotalGWh, RPE_CO2EmissionsSummerThousandTons, RPE_CO2EmissionsTotalThousandTons, RPE_NOXEmissionsSummerThousandTons, RPE_NOXEmissionsTotalThousandTons, RPE_SO2EmissionsSummerThousandTons, RPE_SO2EmissionsTotalThousandTons, RPE_DispatchableCapacityMW), MeetPrimaryCriteria3,\"=1\",IF($E$8=\"IPM Region\",RPE_IPMRegionGroupAcronym,RPE_State),\"=\"&IF($E$8=\"National\",\"*\",$I108)))","v":""},{"$f":"IF(I108=0,\"\",IF($E$20=\"Actual\",0,SUMIFS(CHOOSE(VLOOKUP($E$35,'Lookup tables'!$AK$5:$AM$15,3,0), RPE_FuelConsumptionSummerTBtu, RPE_FuelConsumptionTotalTBtu, RPE_GenerationSummerGWh, RPE_GenerationTotalGWh, RPE_CO2EmissionsSummerThousandTons, RPE_CO2EmissionsTotalThousandTons, RPE_NOXEmissionsSummerThousandTons, RPE_NOXEmissionsTotalThousandTons, RPE_SO2EmissionsSummerThousandTons, RPE_SO2EmissionsTotalThousandTons, RPE_DispatchableCapacityMW), MeetComparisonCriteria3,\"=1\",IF($E$8=\"IPM Region\",RPE_IPMRegionGroupAcronym,RPE_State),\"=\"&IF($E$8=\"National\",\"*\",$I108))))","v":""},"","","",null,"","","","",0]
[null,null,null,null,null,null,null,null,{"$f":"IF($B$8=\"State\",Map!P56,Map!O56)","v":0},{"$f":"IF(I109=0,\"\",SUMIFS(CHOOSE(VLOOKUP($B$18,'Lookup tables'!$AK$5:$AM$15,3,0), RPE_FuelConsumptionSummerTBtu, RPE_FuelConsumptionTotalTBtu, RPE_GenerationSummerGWh, RPE_GenerationTotalGWh, RPE_CO2EmissionsSummerThousandTons, RPE_CO2EmissionsTotalThousandTons, RPE_NOXEmissionsSummerThousandTons, RPE_NOXEmissionsTotalThousandTons, RPE_SO2EmissionsSummerThousandTons, RPE_SO2EmissionsTotalThousandTons, RPE_DispatchableCapacityMW), MeetPrimaryCriteria2,\"=1\",IF($B$8=\"IPM Region\",RPE_IPMRegionGroupAcronym,RPE_State),\"=\"&IF($B$8=\"National\",\"*\",$I109)))","v":""},{"$f":"IF(I109=0,\"\",IF($B$20=\"Actual\",0,SUMIFS(CHOOSE(VLOOKUP($B$35,'Lookup tables'!$AK$5:$AM$15,3,0), RPE_FuelConsumptionSummerTBtu, RPE_FuelConsumptionTotalTBtu, RPE_GenerationSummerGWh, RPE_GenerationTotalGWh, RPE_CO2EmissionsSummerThousandTons, RPE_CO2EmissionsTotalThousandTons, RPE_NOXEmissionsSummerThousandTons, RPE_NOXEmissionsTotalThousandTons, RPE_SO2EmissionsSummerThousandTons, RPE_SO2EmissionsTotalThousandTons, RPE_DispatchableCapacityMW), MeetComparisonCriteria2,\"=1\",IF($B$8=\"IPM Region\",RPE_IPMRegionGroupAcronym,RPE_State),\"=\"&IF($B$8=\"National\",\"*\",$I109))))","v":""},"",{"$f":"IF(I109=0,\"\",SUMIFS(CHOOSE(VLOOKUP($E$18,'Lookup tables'!$AK$5:$AM$15,3,0), RPE_FuelConsumptionSummerTBtu, RPE_FuelConsumptionTotalTBtu, RPE_GenerationSummerGWh, RPE_GenerationTotalGWh, RPE_CO2EmissionsSummerThousandTons, RPE_CO2EmissionsTotalThousandTons, RPE_NOXEmissionsSummerThousandTons, RPE_NOXEmissionsTotalThousandTons, RPE_SO2EmissionsSummerThousandTons, RPE_SO2EmissionsTotalThousandTons, RPE_DispatchableCapacityMW), MeetPrimaryCriteria3,\"=1\",IF($E$8=\"IPM Region\",RPE_IPMRegionGroupAcronym,RPE_State),\"=\"&IF($E$8=\"National\",\"*\",$I109)))","v":""},{"$f":"IF(I109=0,\"\",IF($E$20=\"Actual\",0,SUMIFS(CHOOSE(VLOOKUP($E$35,'Lookup tables'!$AK$5:$AM$15,3,0), RPE_FuelConsumptionSummerTBtu, RPE_FuelConsumptionTotalTBtu, RPE_GenerationSummerGWh, RPE_GenerationTotalGWh, RPE_CO2EmissionsSummerThousandTons, RPE_CO2EmissionsTotalThousandTons, RPE_NOXEmissionsSummerThousandTons, RPE_NOXEmissionsTotalThousandTons, RPE_SO2EmissionsSummerThousandTons, RPE_SO2EmissionsTotalThousandTons, RPE_DispatchableCapacityMW), MeetComparisonCriteria3,\"=1\",IF($E$8=\"IPM Region\",RPE_IPMRegionGroupAcronym,RPE_State),\"=\"&IF($E$8=\"National\",\"*\",$I109))))","v":""},"","","",null,"","","","",0]
[null,null,null,null,null,null,null,null,{"$f":"IF($B$8=\"State\",Map!P57,Map!O57)","v":0},{"$f":"IF(I110=0,\"\",SUMIFS(CHOOSE(VLOOKUP($B$18,'Lookup tables'!$AK$5:$AM$15,3,0), RPE_FuelConsumptionSummerTBtu, RPE_FuelConsumptionTotalTBtu, RPE_GenerationSummerGWh, RPE_GenerationTotalGWh, RPE_CO2EmissionsSummerThousandTons, RPE_CO2EmissionsTotalThousandTons, RPE_NOXEmissionsSummerThousandTons, RPE_NOXEmissionsTotalThousandTons, RPE_SO2EmissionsSummerThousandTons, RPE_SO2EmissionsTotalThousandTons, RPE_DispatchableCapacityMW), MeetPrimaryCriteria2,\"=1\",IF($B$8=\"IPM Region\",RPE_IPMRegionGroupAcronym,RPE_State),\"=\"&IF($B$8=\"National\",\"*\",$I110)))","v":""},{"$f":"IF(I110=0,\"\",IF($B$20=\"Actual\",0,SUMIFS(CHOOSE(VLOOKUP($B$35,'Lookup tables'!$AK$5:$AM$15,3,0), RPE_FuelConsumptionSummerTBtu, RPE_FuelConsumptionTotalTBtu, RPE_GenerationSummerGWh, RPE_GenerationTotalGWh, RPE_CO2EmissionsSummerThousandTons, RPE_CO2EmissionsTotalThousandTons, RPE_NOXEmissionsSummerThousandTons, RPE_NOXEmissionsTotalThousandTons, RPE_SO2EmissionsSummerThousandTons, RPE_SO2EmissionsTotalThousandTons, RPE_DispatchableCapacityMW), MeetComparisonCriteria2,\"=1\",IF($B$8=\"IPM Region\",RPE_IPMRegionGroupAcronym,RPE_State),\"=\"&IF($B$8=\"National\",\"*\",$I110))))","v":""},"",{"$f":"IF(I110=0,\"\",SUMIFS(CHOOSE(VLOOKUP($E$18,'Lookup tables'!$AK$5:$AM$15,3,0), RPE_FuelConsumptionSummerTBtu, RPE_FuelConsumptionTotalTBtu, RPE_GenerationSummerGWh, RPE_GenerationTotalGWh, RPE_CO2EmissionsSummerThousandTons, RPE_CO2EmissionsTotalThousandTons, RPE_NOXEmissionsSummerThousandTons, RPE_NOXEmissionsTotalThousandTons, RPE_SO2EmissionsSummerThousandTons, RPE_SO2EmissionsTotalThousandTons, RPE_DispatchableCapacityMW), MeetPrimaryCriteria3,\"=1\",IF($E$8=\"IPM Region\",RPE_IPMRegionGroupAcronym,RPE_State),\"=\"&IF($E$8=\"National\",\"*\",$I110)))","v":""},{"$f":"IF(I110=0,\"\",IF($E$20=\"Actual\",0,SUMIFS(CHOOSE(VLOOKUP($E$35,'Lookup tables'!$AK$5:$AM$15,3,0), RPE_FuelConsumptionSummerTBtu, RPE_FuelConsumptionTotalTBtu, RPE_GenerationSummerGWh, RPE_GenerationTotalGWh, RPE_CO2EmissionsSummerThousandTons, RPE_CO2EmissionsTotalThousandTons, RPE_NOXEmissionsSummerThousandTons, RPE_NOXEmissionsTotalThousandTons, RPE_SO2EmissionsSummerThousandTons, RPE_SO2EmissionsTotalThousandTons, RPE_DispatchableCapacityMW), MeetComparisonCriteria3,\"=1\",IF($E$8=\"IPM Region\",RPE_IPMRegionGroupAcronym,RPE_State),\"=\"&IF($E$8=\"National\",\"*\",$I110))))","v":""},"","","",null,"","","","",0]
[null,null,null,null,null,null,null,null,{"$f":"IF($B$8=\"State\",Map!P58,Map!O58)","v":0},{"$f":"IF(I111=0,\"\",SUMIFS(CHOOSE(VLOOKUP($B$18,'Lookup tables'!$AK$5:$AM$15,3,0), RPE_FuelConsumptionSummerTBtu, RPE_FuelConsumptionTotalTBtu, RPE_GenerationSummerGWh, RPE_GenerationTotalGWh, RPE_CO2EmissionsSummerThousandTons, RPE_CO2EmissionsTotalThousandTons, RPE_NOXEmissionsSummerThousandTons, RPE_NOXEmissionsTotalThousandTons, RPE_SO2EmissionsSummerThousandTons, RPE_SO2EmissionsTotalThousandTons, RPE_DispatchableCapacityMW), MeetPrimaryCriteria2,\"=1\",IF($B$8=\"IPM Region\",RPE_IPMRegionGroupAcronym,RPE_State),\"=\"&IF($B$8=\"National\",\"*\",$I111)))","v":""},{"$f":"IF(I111=0,\"\",IF($B$20=\"Actual\",0,SUMIFS(CHOOSE(VLOOKUP($B$35,'Lookup tables'!$AK$5:$AM$15,3,0), RPE_FuelConsumptionSummerTBtu, RPE_FuelConsumptionTotalTBtu, RPE_GenerationSummerGWh, RPE_GenerationTotalGWh, RPE_CO2EmissionsSummerThousandTons, RPE_CO2EmissionsTotalThousandTons, RPE_NOXEmissionsSummerThousandTons, RPE_NOXEmissionsTotalThousandTons, RPE_SO2EmissionsSummerThousandTons, RPE_SO2EmissionsTotalThousandTons, RPE_DispatchableCapacityMW), MeetComparisonCriteria2,\"=1\",IF($B$8=\"IPM Region\",RPE_IPMRegionGroupAcronym,RPE_State),\"=\"&IF($B$8=\"National\",\"*\",$I111))))","v":""},"",{"$f":"IF(I111=0,\"\",SUMIFS(CHOOSE(VLOOKUP($E$18,'Lookup tables'!$AK$5:$AM$15,3,0), RPE_FuelConsumptionSummerTBtu, RPE_FuelConsumptionTotalTBtu, RPE_GenerationSummerGWh, RPE_GenerationTotalGWh, RPE_CO2EmissionsSummerThousandTons, RPE_CO2EmissionsTotalThousandTons, RPE_NOXEmissionsSummerThousandTons, RPE_NOXEmissionsTotalThousandTons, RPE_SO2EmissionsSummerThousandTons, RPE_SO2EmissionsTotalThousandTons, RPE_DispatchableCapacityMW), MeetPrimaryCriteria3,\"=1\",IF($E$8=\"IPM Region\",RPE_IPMRegionGroupAcronym,RPE_State),\"=\"&IF($E$8=\"National\",\"*\",$I111)))","v":""},{"$f":"IF(I111=0,\"\",IF($E$20=\"Actual\",0,SUMIFS(CHOOSE(VLOOKUP($E$35,'Lookup tables'!$AK$5:$AM$15,3,0), RPE_FuelConsumptionSummerTBtu, RPE_FuelConsumptionTotalTBtu, RPE_GenerationSummerGWh, RPE_GenerationTotalGWh, RPE_CO2EmissionsSummerThousandTons, RPE_CO2EmissionsTotalThousandTons, RPE_NOXEmissionsSummerThousandTons, RPE_NOXEmissionsTotalThousandTons, RPE_SO2EmissionsSummerThousandTons, RPE_SO2EmissionsTotalThousandTons, RPE_DispatchableCapacityMW), MeetComparisonCriteria3,\"=1\",IF($E$8=\"IPM Region\",RPE_IPMRegionGroupAcronym,RPE_State),\"=\"&IF($E$8=\"National\",\"*\",$I111))))","v":""},"","",{"$f":"IF(OR(I111=\"  \",I111=0),\"\",IF($Q$53=\"Alphabetical\",50-(ROW()-6),RANK(P111,IF($B$8=\"State\",$P$56:$P$104,$P$56:$P$118),IF($Q$53=\"Descending\",0,1))))","v":""},null,"","","","",0]
[null,null,null,null,null,null,null,null,{"$f":"IF($B$8=\"State\",Map!P59,Map!O59)","v":0},{"$f":"IF(I112=0,\"\",SUMIFS(CHOOSE(VLOOKUP($B$18,'Lookup tables'!$AK$5:$AM$15,3,0), RPE_FuelConsumptionSummerTBtu, RPE_FuelConsumptionTotalTBtu, RPE_GenerationSummerGWh, RPE_GenerationTotalGWh, RPE_CO2EmissionsSummerThousandTons, RPE_CO2EmissionsTotalThousandTons, RPE_NOXEmissionsSummerThousandTons, RPE_NOXEmissionsTotalThousandTons, RPE_SO2EmissionsSummerThousandTons, RPE_SO2EmissionsTotalThousandTons, RPE_DispatchableCapacityMW), MeetPrimaryCriteria2,\"=1\",IF($B$8=\"IPM Region\",RPE_IPMRegionGroupAcronym,RPE_State),\"=\"&IF($B$8=\"National\",\"*\",$I112)))","v":""},{"$f":"IF(I112=0,\"\",IF($B$20=\"Actual\",0,SUMIFS(CHOOSE(VLOOKUP($B$35,'Lookup tables'!$AK$5:$AM$15,3,0), RPE_FuelConsumptionSummerTBtu, RPE_FuelConsumptionTotalTBtu, RPE_GenerationSummerGWh, RPE_GenerationTotalGWh, RPE_CO2EmissionsSummerThousandTons, RPE_CO2EmissionsTotalThousandTons, RPE_NOXEmissionsSummerThousandTons, RPE_NOXEmissionsTotalThousandTons, RPE_SO2EmissionsSummerThousandTons, RPE_SO2EmissionsTotalThousandTons, RPE_DispatchableCapacityMW), MeetComparisonCriteria2,\"=1\",IF($B$8=\"IPM Region\",RPE_IPMRegionGroupAcronym,RPE_State),\"=\"&IF($B$8=\"National\",\"*\",$I112))))","v":""},"",{"$f":"IF(I112=0,\"\",SUMIFS(CHOOSE(VLOOKUP($E$18,'Lookup tables'!$AK$5:$AM$15,3,0), RPE_FuelConsumptionSummerTBtu, RPE_FuelConsumptionTotalTBtu, RPE_GenerationSummerGWh, RPE_GenerationTotalGWh, RPE_CO2EmissionsSummerThousandTons, RPE_CO2EmissionsTotalThousandTons, RPE_NOXEmissionsSummerThousandTons, RPE_NOXEmissionsTotalThousandTons, RPE_SO2EmissionsSummerThousandTons, RPE_SO2EmissionsTotalThousandTons, RPE_DispatchableCapacityMW), MeetPrimaryCriteria3,\"=1\",IF($E$8=\"IPM Region\",RPE_IPMRegionGroupAcronym,RPE_State),\"=\"&IF($E$8=\"National\",\"*\",$I112)))","v":""},{"$f":"IF(I112=0,\"\",IF($E$20=\"Actual\",0,SUMIFS(CHOOSE(VLOOKUP($E$35,'Lookup tables'!$AK$5:$AM$15,3,0), RPE_FuelConsumptionSummerTBtu, RPE_FuelConsumptionTotalTBtu, RPE_GenerationSummerGWh, RPE_GenerationTotalGWh, RPE_CO2EmissionsSummerThousandTons, RPE_CO2EmissionsTotalThousandTons, RPE_NOXEmissionsSummerThousandTons, RPE_NOXEmissionsTotalThousandTons, RPE_SO2EmissionsSummerThousandTons, RPE_SO2EmissionsTotalThousandTons, RPE_DispatchableCapacityMW), MeetComparisonCriteria3,\"=1\",IF($E$8=\"IPM Region\",RPE_IPMRegionGroupAcronym,RPE_State),\"=\"&IF($E$8=\"National\",\"*\",$I112))))","v":""},"","","",null,"","","","",0]
[null,null,null,null,null,null,null,null,{"$f":"IF($B$8=\"State\",Map!P60,Map!O60)","v":0},{"$f":"IF(I113=0,\"\",SUMIFS(CHOOSE(VLOOKUP($B$18,'Lookup tables'!$AK$5:$AM$15,3,0), RPE_FuelConsumptionSummerTBtu, RPE_FuelConsumptionTotalTBtu, RPE_GenerationSummerGWh, RPE_GenerationTotalGWh, RPE_CO2EmissionsSummerThousandTons, RPE_CO2EmissionsTotalThousandTons, RPE_NOXEmissionsSummerThousandTons, RPE_NOXEmissionsTotalThousandTons, RPE_SO2EmissionsSummerThousandTons, RPE_SO2EmissionsTotalThousandTons, RPE_DispatchableCapacityMW), MeetPrimaryCriteria2,\"=1\",IF($B$8=\"IPM Region\",RPE_IPMRegionGroupAcronym,RPE_State),\"=\"&IF($B$8=\"National\",\"*\",$I113)))","v":""},{"$f":"IF(I113=0,\"\",IF($B$20=\"Actual\",0,SUMIFS(CHOOSE(VLOOKUP($B$35,'Lookup tables'!$AK$5:$AM$15,3,0), RPE_FuelConsumptionSummerTBtu, RPE_FuelConsumptionTotalTBtu, RPE_GenerationSummerGWh, RPE_GenerationTotalGWh, RPE_CO2EmissionsSummerThousandTons, RPE_CO2EmissionsTotalThousandTons, RPE_NOXEmissionsSummerThousandTons, RPE_NOXEmissionsTotalThousandTons, RPE_SO2EmissionsSummerThousandTons, RPE_SO2EmissionsTotalThousandTons, RPE_DispatchableCapacityMW), MeetComparisonCriteria2,\"=1\",IF($B$8=\"IPM Region\",RPE_IPMRegionGroupAcronym,RPE_State),\"=\"&IF($B$8=\"National\",\"*\",$I113))))","v":""},"",{"$f":"IF(I113=0,\"\",SUMIFS(CHOOSE(VLOOKUP($E$18,'Lookup tables'!$AK$5:$AM$15,3,0), RPE_FuelConsumptionSummerTBtu, RPE_FuelConsumptionTotalTBtu, RPE_GenerationSummerGWh, RPE_GenerationTotalGWh, RPE_CO2EmissionsSummerThousandTons, RPE_CO2EmissionsTotalThousandTons, RPE_NOXEmissionsSummerThousandTons, RPE_NOXEmissionsTotalThousandTons, RPE_SO2EmissionsSummerThousandTons, RPE_SO2EmissionsTotalThousandTons, RPE_DispatchableCapacityMW), MeetPrimaryCriteria3,\"=1\",IF($E$8=\"IPM Region\",RPE_IPMRegionGroupAcronym,RPE_State),\"=\"&IF($E$8=\"National\",\"*\",$I113)))","v":""},{"$f":"IF(I113=0,\"\",IF($E$20=\"Actual\",0,SUMIFS(CHOOSE(VLOOKUP($E$35,'Lookup tables'!$AK$5:$AM$15,3,0), RPE_FuelConsumptionSummerTBtu, RPE_FuelConsumptionTotalTBtu, RPE_GenerationSummerGWh, RPE_GenerationTotalGWh, RPE_CO2EmissionsSummerThousandTons, RPE_CO2EmissionsTotalThousandTons, RPE_NOXEmissionsSummerThousandTons, RPE_NOXEmissionsTotalThousandTons, RPE_SO2EmissionsSummerThousandTons, RPE_SO2EmissionsTotalThousandTons, RPE_DispatchableCapacityMW), MeetComparisonCriteria3,\"=1\",IF($E$8=\"IPM Region\",RPE_IPMRegionGroupAcronym,RPE_State),\"=\"&IF($E$8=\"National\",\"*\",$I113))))","v":""},"","","",null,"","","","",0]
[null,null,null,null,null,null,null,null,{"$f":"IF($B$8=\"State\",Map!P61,Map!O61)","v":0},{"$f":"IF(I114=0,\"\",SUMIFS(CHOOSE(VLOOKUP($B$18,'Lookup tables'!$AK$5:$AM$15,3,0), RPE_FuelConsumptionSummerTBtu, RPE_FuelConsumptionTotalTBtu, RPE_GenerationSummerGWh, RPE_GenerationTotalGWh, RPE_CO2EmissionsSummerThousandTons, RPE_CO2EmissionsTotalThousandTons, RPE_NOXEmissionsSummerThousandTons, RPE_NOXEmissionsTotalThousandTons, RPE_SO2EmissionsSummerThousandTons, RPE_SO2EmissionsTotalThousandTons, RPE_DispatchableCapacityMW), MeetPrimaryCriteria2,\"=1\",IF($B$8=\"IPM Region\",RPE_IPMRegionGroupAcronym,RPE_State),\"=\"&IF($B$8=\"National\",\"*\",$I114)))","v":""},{"$f":"IF(I114=0,\"\",IF($B$20=\"Actual\",0,SUMIFS(CHOOSE(VLOOKUP($B$35,'Lookup tables'!$AK$5:$AM$15,3,0), RPE_FuelConsumptionSummerTBtu, RPE_FuelConsumptionTotalTBtu, RPE_GenerationSummerGWh, RPE_GenerationTotalGWh, RPE_CO2EmissionsSummerThousandTons, RPE_CO2EmissionsTotalThousandTons, RPE_NOXEmissionsSummerThousandTons, RPE_NOXEmissionsTotalThousandTons, RPE_SO2EmissionsSummerThousandTons, RPE_SO2EmissionsTotalThousandTons, RPE_DispatchableCapacityMW), MeetComparisonCriteria2,\"=1\",IF($B$8=\"IPM Region\",RPE_IPMRegionGroupAcronym,RPE_State),\"=\"&IF($B$8=\"National\",\"*\",$I114))))","v":""},"",{"$f":"IF(I114=0,\"\",SUMIFS(CHOOSE(VLOOKUP($E$18,'Lookup tables'!$AK$5:$AM$15,3,0), RPE_FuelConsumptionSummerTBtu, RPE_FuelConsumptionTotalTBtu, RPE_GenerationSummerGWh, RPE_GenerationTotalGWh, RPE_CO2EmissionsSummerThousandTons, RPE_CO2EmissionsTotalThousandTons, RPE_NOXEmissionsSummerThousandTons, RPE_NOXEmissionsTotalThousandTons, RPE_SO2EmissionsSummerThousandTons, RPE_SO2EmissionsTotalThousandTons, RPE_DispatchableCapacityMW), MeetPrimaryCriteria3,\"=1\",IF($E$8=\"IPM Region\",RPE_IPMRegionGroupAcronym,RPE_State),\"=\"&IF($E$8=\"National\",\"*\",$I114)))","v":""},{"$f":"IF(I114=0,\"\",IF($E$20=\"Actual\",0,SUMIFS(CHOOSE(VLOOKUP($E$35,'Lookup tables'!$AK$5:$AM$15,3,0), RPE_FuelConsumptionSummerTBtu, RPE_FuelConsumptionTotalTBtu, RPE_GenerationSummerGWh, RPE_GenerationTotalGWh, RPE_CO2EmissionsSummerThousandTons, RPE_CO2EmissionsTotalThousandTons, RPE_NOXEmissionsSummerThousandTons, RPE_NOXEmissionsTotalThousandTons, RPE_SO2EmissionsSummerThousandTons, RPE_SO2EmissionsTotalThousandTons, RPE_DispatchableCapacityMW), MeetComparisonCriteria3,\"=1\",IF($E$8=\"IPM Region\",RPE_IPMRegionGroupAcronym,RPE_State),\"=\"&IF($E$8=\"National\",\"*\",$I114))))","v":""},"","","",null,"","","","",0]
[null,null,null,null,null,null,null,null,{"$f":"IF($B$8=\"State\",Map!P62,Map!O62)","v":0},{"$f":"IF(I115=0,\"\",SUMIFS(CHOOSE(VLOOKUP($B$18,'Lookup tables'!$AK$5:$AM$15,3,0), RPE_FuelConsumptionSummerTBtu, RPE_FuelConsumptionTotalTBtu, RPE_GenerationSummerGWh, RPE_GenerationTotalGWh, RPE_CO2EmissionsSummerThousandTons, RPE_CO2EmissionsTotalThousandTons, RPE_NOXEmissionsSummerThousandTons, RPE_NOXEmissionsTotalThousandTons, RPE_SO2EmissionsSummerThousandTons, RPE_SO2EmissionsTotalThousandTons, RPE_DispatchableCapacityMW), MeetPrimaryCriteria2,\"=1\",IF($B$8=\"IPM Region\",RPE_IPMRegionGroupAcronym,RPE_State),\"=\"&IF($B$8=\"National\",\"*\",$I115)))","v":""},{"$f":"IF(I115=0,\"\",IF($B$20=\"Actual\",0,SUMIFS(CHOOSE(VLOOKUP($B$35,'Lookup tables'!$AK$5:$AM$15,3,0), RPE_FuelConsumptionSummerTBtu, RPE_FuelConsumptionTotalTBtu, RPE_GenerationSummerGWh, RPE_GenerationTotalGWh, RPE_CO2EmissionsSummerThousandTons, RPE_CO2EmissionsTotalThousandTons, RPE_NOXEmissionsSummerThousandTons, RPE_NOXEmissionsTotalThousandTons, RPE_SO2EmissionsSummerThousandTons, RPE_SO2EmissionsTotalThousandTons, RPE_DispatchableCapacityMW), MeetComparisonCriteria2,\"=1\",IF($B$8=\"IPM Region\",RPE_IPMRegionGroupAcronym,RPE_State),\"=\"&IF($B$8=\"National\",\"*\",$I115))))","v":""},"",{"$f":"IF(I115=0,\"\",SUMIFS(CHOOSE(VLOOKUP($E$18,'Lookup tables'!$AK$5:$AM$15,3,0), RPE_FuelConsumptionSummerTBtu, RPE_FuelConsumptionTotalTBtu, RPE_GenerationSummerGWh, RPE_GenerationTotalGWh, RPE_CO2EmissionsSummerThousandTons, RPE_CO2EmissionsTotalThousandTons, RPE_NOXEmissionsSummerThousandTons, RPE_NOXEmissionsTotalThousandTons, RPE_SO2EmissionsSummerThousandTons, RPE_SO2EmissionsTotalThousandTons, RPE_DispatchableCapacityMW), MeetPrimaryCriteria3,\"=1\",IF($E$8=\"IPM Region\",RPE_IPMRegionGroupAcronym,RPE_State),\"=\"&IF($E$8=\"National\",\"*\",$I115)))","v":""},{"$f":"IF(I115=0,\"\",IF($E$20=\"Actual\",0,SUMIFS(CHOOSE(VLOOKUP($E$35,'Lookup tables'!$AK$5:$AM$15,3,0), RPE_FuelConsumptionSummerTBtu, RPE_FuelConsumptionTotalTBtu, RPE_GenerationSummerGWh, RPE_GenerationTotalGWh, RPE_CO2EmissionsSummerThousandTons, RPE_CO2EmissionsTotalThousandTons, RPE_NOXEmissionsSummerThousandTons, RPE_NOXEmissionsTotalThousandTons, RPE_SO2EmissionsSummerThousandTons, RPE_SO2EmissionsTotalThousandTons, RPE_DispatchableCapacityMW), MeetComparisonCriteria3,\"=1\",IF($E$8=\"IPM Region\",RPE_IPMRegionGroupAcronym,RPE_State),\"=\"&IF($E$8=\"National\",\"*\",$I115))))","v":""},"","","",null,"","","","",0]
[null,null,null,null,null,null,null,null,{"$f":"IF($B$8=\"State\",Map!P63,Map!O63)","v":0},{"$f":"IF(I116=0,\"\",SUMIFS(CHOOSE(VLOOKUP($B$18,'Lookup tables'!$AK$5:$AM$15,3,0), RPE_FuelConsumptionSummerTBtu, RPE_FuelConsumptionTotalTBtu, RPE_GenerationSummerGWh, RPE_GenerationTotalGWh, RPE_CO2EmissionsSummerThousandTons, RPE_CO2EmissionsTotalThousandTons, RPE_NOXEmissionsSummerThousandTons, RPE_NOXEmissionsTotalThousandTons, RPE_SO2EmissionsSummerThousandTons, RPE_SO2EmissionsTotalThousandTons, RPE_DispatchableCapacityMW), MeetPrimaryCriteria2,\"=1\",IF($B$8=\"IPM Region\",RPE_IPMRegionGroupAcronym,RPE_State),\"=\"&IF($B$8=\"National\",\"*\",$I116)))","v":""},{"$f":"IF(I116=0,\"\",IF($B$20=\"Actual\",0,SUMIFS(CHOOSE(VLOOKUP($B$35,'Lookup tables'!$AK$5:$AM$15,3,0), RPE_FuelConsumptionSummerTBtu, RPE_FuelConsumptionTotalTBtu, RPE_GenerationSummerGWh, RPE_GenerationTotalGWh, RPE_CO2EmissionsSummerThousandTons, RPE_CO2EmissionsTotalThousandTons, RPE_NOXEmissionsSummerThousandTons, RPE_NOXEmissionsTotalThousandTons, RPE_SO2EmissionsSummerThousandTons, RPE_SO2EmissionsTotalThousandTons, RPE_DispatchableCapacityMW), MeetComparisonCriteria2,\"=1\",IF($B$8=\"IPM Region\",RPE_IPMRegionGroupAcronym,RPE_State),\"=\"&IF($B$8=\"National\",\"*\",$I116))))","v":""},"",{"$f":"IF(I116=0,\"\",SUMIFS(CHOOSE(VLOOKUP($E$18,'Lookup tables'!$AK$5:$AM$15,3,0), RPE_FuelConsumptionSummerTBtu, RPE_FuelConsumptionTotalTBtu, RPE_GenerationSummerGWh, RPE_GenerationTotalGWh, RPE_CO2EmissionsSummerThousandTons, RPE_CO2EmissionsTotalThousandTons, RPE_NOXEmissionsSummerThousandTons, RPE_NOXEmissionsTotalThousandTons, RPE_SO2EmissionsSummerThousandTons, RPE_SO2EmissionsTotalThousandTons, RPE_DispatchableCapacityMW), MeetPrimaryCriteria3,\"=1\",IF($E$8=\"IPM Region\",RPE_IPMRegionGroupAcronym,RPE_State),\"=\"&IF($E$8=\"National\",\"*\",$I116)))","v":""},{"$f":"IF(I116=0,\"\",IF($E$20=\"Actual\",0,SUMIFS(CHOOSE(VLOOKUP($E$35,'Lookup tables'!$AK$5:$AM$15,3,0), RPE_FuelConsumptionSummerTBtu, RPE_FuelConsumptionTotalTBtu, RPE_GenerationSummerGWh, RPE_GenerationTotalGWh, RPE_CO2EmissionsSummerThousandTons, RPE_CO2EmissionsTotalThousandTons, RPE_NOXEmissionsSummerThousandTons, RPE_NOXEmissionsTotalThousandTons, RPE_SO2EmissionsSummerThousandTons, RPE_SO2EmissionsTotalThousandTons, RPE_DispatchableCapacityMW), MeetComparisonCriteria3,\"=1\",IF($E$8=\"IPM Region\",RPE_IPMRegionGroupAcronym,RPE_State),\"=\"&IF($E$8=\"National\",\"*\",$I116))))","v":""},"","","",null,"","","","",0]
[null,null,null,null,null,null,null,null,{"$f":"IF($B$8=\"State\",Map!P64,Map!O64)","v":0},{"$f":"IF(I117=0,\"\",SUMIFS(CHOOSE(VLOOKUP($B$18,'Lookup tables'!$AK$5:$AM$15,3,0), RPE_FuelConsumptionSummerTBtu, RPE_FuelConsumptionTotalTBtu, RPE_GenerationSummerGWh, RPE_GenerationTotalGWh, RPE_CO2EmissionsSummerThousandTons, RPE_CO2EmissionsTotalThousandTons, RPE_NOXEmissionsSummerThousandTons, RPE_NOXEmissionsTotalThousandTons, RPE_SO2EmissionsSummerThousandTons, RPE_SO2EmissionsTotalThousandTons, RPE_DispatchableCapacityMW), MeetPrimaryCriteria2,\"=1\",IF($B$8=\"IPM Region\",RPE_IPMRegionGroupAcronym,RPE_State),\"=\"&IF($B$8=\"National\",\"*\",$I117)))","v":""},{"$f":"IF(I117=0,\"\",IF($B$20=\"Actual\",0,SUMIFS(CHOOSE(VLOOKUP($B$35,'Lookup tables'!$AK$5:$AM$15,3,0), RPE_FuelConsumptionSummerTBtu, RPE_FuelConsumptionTotalTBtu, RPE_GenerationSummerGWh, RPE_GenerationTotalGWh, RPE_CO2EmissionsSummerThousandTons, RPE_CO2EmissionsTotalThousandTons, RPE_NOXEmissionsSummerThousandTons, RPE_NOXEmissionsTotalThousandTons, RPE_SO2EmissionsSummerThousandTons, RPE_SO2EmissionsTotalThousandTons, RPE_DispatchableCapacityMW), MeetComparisonCriteria2,\"=1\",IF($B$8=\"IPM Region\",RPE_IPMRegionGroupAcronym,RPE_State),\"=\"&IF($B$8=\"National\",\"*\",$I117))))","v":""},"",{"$f":"IF(I117=0,\"\",SUMIFS(CHOOSE(VLOOKUP($E$18,'Lookup tables'!$AK$5:$AM$15,3,0), RPE_FuelConsumptionSummerTBtu, RPE_FuelConsumptionTotalTBtu, RPE_GenerationSummerGWh, RPE_GenerationTotalGWh, RPE_CO2EmissionsSummerThousandTons, RPE_CO2EmissionsTotalThousandTons, RPE_NOXEmissionsSummerThousandTons, RPE_NOXEmissionsTotalThousandTons, RPE_SO2EmissionsSummerThousandTons, RPE_SO2EmissionsTotalThousandTons, RPE_DispatchableCapacityMW), MeetPrimaryCriteria3,\"=1\",IF($E$8=\"IPM Region\",RPE_IPMRegionGroupAcronym,RPE_State),\"=\"&IF($E$8=\"National\",\"*\",$I117)))","v":""},{"$f":"IF(I117=0,\"\",IF($E$20=\"Actual\",0,SUMIFS(CHOOSE(VLOOKUP($E$35,'Lookup tables'!$AK$5:$AM$15,3,0), RPE_FuelConsumptionSummerTBtu, RPE_FuelConsumptionTotalTBtu, RPE_GenerationSummerGWh, RPE_GenerationTotalGWh, RPE_CO2EmissionsSummerThousandTons, RPE_CO2EmissionsTotalThousandTons, RPE_NOXEmissionsSummerThousandTons, RPE_NOXEmissionsTotalThousandTons, RPE_SO2EmissionsSummerThousandTons, RPE_SO2EmissionsTotalThousandTons, RPE_DispatchableCapacityMW), MeetComparisonCriteria3,\"=1\",IF($E$8=\"IPM Region\",RPE_IPMRegionGroupAcronym,RPE_State),\"=\"&IF($E$8=\"National\",\"*\",$I117))))","v":""},"","","",null,"","","","",0]
[null,null,null,null,null,null,null,null,{"$f":"IF($B$8=\"State\",Map!P65,Map!O65)","v":0},{"$f":"IF(I118=0,\"\",SUMIFS(CHOOSE(VLOOKUP($B$18,'Lookup tables'!$AK$5:$AM$15,3,0), RPE_FuelConsumptionSummerTBtu, RPE_FuelConsumptionTotalTBtu, RPE_GenerationSummerGWh, RPE_GenerationTotalGWh, RPE_CO2EmissionsSummerThousandTons, RPE_CO2EmissionsTotalThousandTons, RPE_NOXEmissionsSummerThousandTons, RPE_NOXEmissionsTotalThousandTons, RPE_SO2EmissionsSummerThousandTons, RPE_SO2EmissionsTotalThousandTons, RPE_DispatchableCapacityMW), MeetPrimaryCriteria2,\"=1\",IF($B$8=\"IPM Region\",RPE_IPMRegionGroupAcronym,RPE_State),\"=\"&IF($B$8=\"National\",\"*\",$I118)))","v":""},{"$f":"IF(I118=0,\"\",IF($B$20=\"Actual\",0,SUMIFS(CHOOSE(VLOOKUP($B$35,'Lookup tables'!$AK$5:$AM$15,3,0), RPE_FuelConsumptionSummerTBtu, RPE_FuelConsumptionTotalTBtu, RPE_GenerationSummerGWh, RPE_GenerationTotalGWh, RPE_CO2EmissionsSummerThousandTons, RPE_CO2EmissionsTotalThousandTons, RPE_NOXEmissionsSummerThousandTons, RPE_NOXEmissionsTotalThousandTons, RPE_SO2EmissionsSummerThousandTons, RPE_SO2EmissionsTotalThousandTons, RPE_DispatchableCapacityMW), MeetComparisonCriteria2,\"=1\",IF($B$8=\"IPM Region\",RPE_IPMRegionGroupAcronym,RPE_State),\"=\"&IF($B$8=\"National\",\"*\",$I118))))","v":""},"",{"$f":"IF(I118=0,\"\",SUMIFS(CHOOSE(VLOOKUP($E$18,'Lookup tables'!$AK$5:$AM$15,3,0), RPE_FuelConsumptionSummerTBtu, RPE_FuelConsumptionTotalTBtu, RPE_GenerationSummerGWh, RPE_GenerationTotalGWh, RPE_CO2EmissionsSummerThousandTons, RPE_CO2EmissionsTotalThousandTons, RPE_NOXEmissionsSummerThousandTons, RPE_NOXEmissionsTotalThousandTons, RPE_SO2EmissionsSummerThousandTons, RPE_SO2EmissionsTotalThousandTons, RPE_DispatchableCapacityMW), MeetPrimaryCriteria3,\"=1\",IF($E$8=\"IPM Region\",RPE_IPMRegionGroupAcronym,RPE_State),\"=\"&IF($E$8=\"National\",\"*\",$I118)))","v":""},{"$f":"IF(I118=0,\"\",IF($E$20=\"Actual\",0,SUMIFS(CHOOSE(VLOOKUP($E$35,'Lookup tables'!$AK$5:$AM$15,3,0), RPE_FuelConsumptionSummerTBtu, RPE_FuelConsumptionTotalTBtu, RPE_GenerationSummerGWh, RPE_GenerationTotalGWh, RPE_CO2EmissionsSummerThousandTons, RPE_CO2EmissionsTotalThousandTons, RPE_NOXEmissionsSummerThousandTons, RPE_NOXEmissionsTotalThousandTons, RPE_SO2EmissionsSummerThousandTons, RPE_SO2EmissionsTotalThousandTons, RPE_DispatchableCapacityMW), MeetComparisonCriteria3,\"=1\",IF($E$8=\"IPM Region\",RPE_IPMRegionGroupAcronym,RPE_State),\"=\"&IF($E$8=\"National\",\"*\",$I118))))","v":""},"","","",null,"","","","",0]

{"sheet":"Emissions GWh Btu MW","index":4,"n_rows":216,"n_cols":48,"rows_kept":216,"cut":false,"hidden":false,"merged":[[40,5,41,18],[35,33,35,34],[36,33,36,34],[37,33,37,34],[168,21,175,21],[36,26,36,28],[35,26,35,28],[37,26,37,28],[38,26,38,28],[159,21,166,21],[151,21,157,21],[139,21,145,21],[130,21,136,21],[122,21,128,21],[108,21,114,21],[99,21,105,21],[91,21,97,21],[76,21,84,21],[67,21,74,21],[58,21,65,21],[50,21,56,21],[38,33,38,34],[34,12,34,14],[35,12,35,14],[36,12,36,14],[37,12,37,14],[88,6,88,8],[88,9,88,11],[49,9,49,11],[48,12,48,14],[49,12,49,14],[88,12,88,14],[68,6,68,8],[69,6,69,8],[69,9,69,11],[69,12,69,14],[48,6,48,8],[49,6,49,8],[35,39,35,41],[88,15,88,17],[89,6,89,8],[89,9,89,11],[89,12,89,14],[89,15,89,17],[69,15,69,17],[48,9,48,11],[48,15,48,17],[49,15,49,17],[68,9,68,11],[68,12,68,14],[68,15,68,17],[36,39,36,41],[39,39,39,41],[38,39,38,41]]}
[]
[null,null,null,null,"EMISSIONS",null,null,null,null,null,null,null,null,2]
[]
["PRIMARY CASE","Nov 2018 Ref Case"]
["SECONDARY CASE","Illustrative ACE"]
[]
["Regional Aggregation","National",{"$f":"IF(B7=\"State\",\"RPE_State\",\"RPE_RegionGroupAcronym\")","v":"RPE_RegionGroupAcronym"}]
["Region","SC"]
[]
["FILTERS"]
["Fuel Type","All Units","RPE_FuelType"]
["Fossil >25 MW","All Units","RPE_Fossil25MW"]
["Existing/New/Retired","Existing and New","RPE_ExistingorNewUnit"]
["Plant Type","All Units","RPE_PlantType"]
["Plant Category","All Units","RPE_PlantCategory"]
["Plant Controls","All Units",{"$f":"MATCH(B16,Controls,0)","v":1}]
["Existing or New Controls","All Controls"]
[]
[]
[]
["***You must click the update button to update the charts"]
[]
[]
[]
[]
[]
[]
[]
[]
[]
[]
[]
[]
[null,null,null,null,null,null,null,null,null,"Emissions Charts Only Controls"]
[null,null,null,null,null,null,null,null,null,null,null,"Comparison Type:","Actual",null,null,null,null,null,null,null,null,null,null,null,null,"Column Chart Only Controls",null,null,null,null,null,null,"Column and Pie Chart Controls",null,null,null,null,null,"Pie Chart Only Controls"]
[null,null,null,null,null,null,null,null,null,null,null,"Comparison:","Nov 2018 Ref Case",null,null,null,null,null,null,null,null,null,null,null,null,"Comparison Type:","Actual",null,null,null,null,null,"Category:","Generation",null,null,"Pie Chart 1",null,"Run","Historical Data"]
[null,null,null,null,null,null,null,null,null,null,null,"Fixed or Parallel:","Fixed",null,null,null,null,null,null,null,null,null,null,null,null,"Comparison:","Nov 2018 Ref Case",null,null,null,0,null,"Timeframe:","Annual",null,null,null,null,"Year",2016]
[null,null,null,null,null,null,null,null,null,null,null,"Comparison Year:",2021,null,null,null,null,null,null,null,null,null,null,null,null,"Fixed or Parallel:","Parallel",null,null,null,null,null,"Aggregation:","Grouped"]
[null,null,null,null,null,null,null,null,null,null,null,null,null,null,null,null,null,null,null,null,null,null,null,null,null,"Comparison Year:",2021,null,null,null,null,null,"Highlight:","*All Renewables Except Hydro",null,null,"Pie Chart 2",null,"Run","Nov 2018 Ref Case"]
[null,null,null,null,null,null,null,null,null,null,null,null,null,null,null,null,null,null,null,null,null,null,null,null,null,null,null,null,null,null,null,null,null,null,null,null,null,null,"Year",2023]
[null,null,null,null,null,"*Historical data is still under development. It is approximate and may not always provide an apples-to-apples comparison to IPM outputs. See READ ME worksheet for more info.",null,null,null,null,null,null,null,null,null,null,null,null,null,null,null,null,null,"*Historical data is still under development. It is approximate and may have significant error in some circumstances. See READ ME worksheet for more info."]
[]
[]
[null,null,null,null,null,null,null,null,null,null,null,null,null,null,null,null,null,null,null,{"$f":"35.31-34.635","v":0.67500000000000426}]
[]
[]
[]
[null,null,null,null,null,null,"THESE TABELS AREN'T GRAPHED; see set below",null,null,null,null,null,null,null,null,null,null,null,null,null,null,null,null,null,{"$f":"IF($AH$36=\"Capacity\",VLOOKUP($AH$36,$A$172:$B$176,2,0),VLOOKUP($AH$36&\"_\"&$AH$37,$A$172:$B$176,2,0))","v":"RPE_GenerationTotalGWh"},null,null,null,null,{"$f":"IF(AH36=\"Heat Input\",\"TBtu\",IF(AH36=\"Capacity\",\"MW\",\"GWh\"))","v":"GWh"},{"$f":"AH37&\" \"&AH36&\" (\"&AD48&\")\"","v":"Annual Generation (GWh)"},null,null,null,null,{"$f":"AE48&\", \"&AN36&\" \"&AN37","v":"Annual Generation (GWh), Historical Data 2016"},{"$f":"AE48&\", \"&AN39&\" \"&AN40","v":"Annual Generation (GWh), Nov 2018 Ref Case 2023"}]
[null,null,null,null,null,null,"Annual SO2",null,null,"Annual CO2",null,null,"Annual NOx",null,null,"Ozone Season NOx",null,null,null,null,null,null,null,1,{"$f":"X49+1","v":2},{"$f":"Y49+1","v":3},4,5,6,7,8,9,10,11,12,13,14,15,16,17,18,19,20,{"$f":"AQ49+1","v":21},{"$f":"AR49+1","v":22},{"$f":"AS49+1","v":23},{"$f":"AT49+1","v":24},25]
[null,null,null,null,null,null,"RPE_SO2EmissionsTotalThousandTons",null,null,"RPE_CO2EmissionsTotalThousandTons",null,null,"RPE_NOXEmissionsTotalThousandTons",null,null,"RPE_NOXEmissionsSummerThousandTons",null,null,null,null,null,null,"Year","All Units","Biomass","Coal Steam","Combined Cycle","Combustion Turbine","Energy Storage","Fossil Other","Fuel Cell","Geothermal","Hydro","IGCC","International Imports","Landfill Gas","Non-Fossil Other","Nuclear","O/G Steam","Offshore Wind","Pumped Storage","Solar PV","Solar Thermal","Wind","Coal 30% CCS","Coal 90% CCS","Coal W/CCS","NGCC w/CCS"]
[{"$f":"IF(M35=\"Percent Change\",\"Percent Change\",\"thousands of short tons\")","v":"thousands of short tons"},null,null,null,null,null,"Historical",{"$f":"$B$4","v":"Nov 2018 Ref Case"},{"$f":"$B$5","v":"Illustrative ACE"},"Historical",{"$f":"$B$4","v":"Nov 2018 Ref Case"},{"$f":"$B$5","v":"Illustrative ACE"},"Historical",{"$f":"$B$4","v":"Nov 2018 Ref Case"},{"$f":"$B$5","v":"Illustrative ACE"},"Historical",{"$f":"$B$4","v":"Nov 2018 Ref Case"},{"$f":"$B$5","v":"Illustrative ACE"},null,null,1,"Historical",2012,{"$f":"CHOOSE(VLOOKUP($AH$36&\"_\"&$AH$37,$A$178:$B$183,2,0),\n\nSUMIFS(RPE_FuelConsumptionSummerTBtu,MeetHistoricCriteriaSeries2,\"=1\", IF($B$7=\"IPM Region\",RPE_RegionGroupAcronym,RPE_State),\"=\"&IF($B$7=\"National\",\"*\",$B$8),RPE_Year,\"=\"&$W51),\n\nSUMIFS(RPE_FuelConsumptionTotalTBtu,MeetHistoricCriteriaSeries2,\"=1\", IF($B$7=\"IPM Region\",RPE_RegionGroupAcronym,RPE_State),\"=\"&IF($B$7=\"National\",\"*\",$B$8),RPE_Year,\"=\"&$W51),\n\nSUMIFS(RPE_GenerationSummerGWh,MeetHistoricCriteriaSeries2,\"=1\", IF($B$7=\"IPM Region\",RPE_RegionGroupAcronym,RPE_State),\"=\"&IF($B$7=\"National\",\"*\",$B$8),RPE_Year,\"=\"&$W51),\n\nSUMIFS(RPE_GenerationTotalGWh,MeetHistoricCriteriaSeries2,\"=1\", IF($B$7=\"IPM Region\",RPE_RegionGroupAcronym,RPE_State),\"=\"&IF($B$7=\"National\",\"*\",$B$8),RPE_Year,\"=\"&$W51),\n\nSUMIFS(RPE_DispatchableCapacityMW,MeetHistoricCriteriaSeries2,\"=1\", IF($B$7=\"IPM Region\",RPE_RegionGroupAcronym,RPE_State),\"=\"&IF($B$7=\"National\",\"*\",$B$8),RPE_Year,\"=\"&$W51))","v":3968300.1840470005},{"$f":"CHOOSE(VLOOKUP($AH$36&\"_\"&$AH$37,$A$178:$B$183,2,0),\n\nSUMIFS(RPE_FuelConsumptionSummerTBtu,MeetHistoricCriteriaSeries2,\"=1\", IF($B$7=\"IPM Region\",RPE_RegionGroupAcronym,RPE_State),\"=\"&IF($B$7=\"National\",\"*\",$B$8),RPE_Year,\"=\"&$W51,RPE_PlantType,\"=\"&Y$50),\n\nSUMIFS(RPE_FuelConsumptionTotalTBtu,MeetHistoricCriteriaSeries2,\"=1\", IF($B$7=\"IPM Region\",RPE_RegionGroupAcronym,RPE_State),\"=\"&IF($B$7=\"National\",\"*\",$B$8),RPE_Year,\"=\"&$W51,RPE_PlantType,\"=\"&Y$50),\n\nSUMIFS(RPE_GenerationSummerGWh,MeetHistoricCriteriaSeries2,\"=1\", IF($B$7=\"IPM Region\",RPE_RegionGroupAcronym,RPE_State),\"=\"&IF($B$7=\"National\",\"*\",$B$8),RPE_Year,\"=\"&$W51,RPE_PlantType,\"=\"&Y$50),\n\nSUMIFS(RPE_GenerationTotalGWh,MeetHistoricCriteriaSeries2,\"=1\", IF($B$7=\"IPM Region\",RPE_RegionGroupAcronym,RPE_State),\"=\"&IF($B$7=\"National\",\"*\",$B$8),RPE_Year,\"=\"&$W51,RPE_PlantType,\"=\"&Y$50),\n\nSUMIFS(RPE_DispatchableCapacityMW,MeetHistoricCriteriaSeries2,\"=1\", IF($B$7=\"IPM Region\",RPE_RegionGroupAcronym,RPE_State),\"=\"&IF($B$7=\"National\",\"*\",$B$8),RPE_Year,\"=\"&$W51,RPE_PlantType,\"=\"&Y$50))","v":40749.43557899999},1532126.4277250003,922939.09767999977,68785.679510000016,0,0,145.07997,15466.776625999999,274555.05160599999,1173.64526,{"$f":"CHOOSE(VLOOKUP($AH$36&\"_\"&$AH$37,$A$178:$B$183,2,0),\n\nSUMIFS(RPE_FuelConsumptionSummerTBtu,MeetHistoricCriteriaSeries2,\"=1\", IF($B$7=\"IPM Region\",RPE_RegionGroupAcronym,RPE_State),\"=\"&IF($B$7=\"National\",\"*\",$B$8),RPE_Year,\"=\"&$W51,RPE_PlantType,\"=\"&AI$50),\n\nSUMIFS(RPE_FuelConsumptionTotalTBtu,MeetHistoricCriteriaSeries2,\"=1\", IF($B$7=\"IPM Region\",RPE_RegionGroupAcronym,RPE_State),\"=\"&IF($B$7=\"National\",\"*\",$B$8),RPE_Year,\"=\"&$W51,RPE_PlantType,\"=\"&AI$50),\n\nSUMIFS(RPE_GenerationSummerGWh,MeetHistoricCriteriaSeries2,\"=1\", IF($B$7=\"IPM Region\",RPE_RegionGroupAcronym,RPE_State),\"=\"&IF($B$7=\"National\",\"*\",$B$8),RPE_Year,\"=\"&$W51,RPE_PlantType,\"=\"&AI$50),\n\nSUMIFS(RPE_GenerationTotalGWh,MeetHistoricCriteriaSeries2,\"=1\", IF($B$7=\"IPM Region\",RPE_RegionGroupAcronym,RPE_State),\"=\"&IF($B$7=\"National\",\"*\",$B$8),RPE_Year,\"=\"&$W51,RPE_PlantType,\"=\"&AI$50),\n\nSUMIFS(RPE_DispatchableCapacityMW,MeetHistoricCriteriaSeries2,\"=1\", IF($B$7=\"IPM Region\",RPE_RegionGroupAcronym,RPE_State),\"=\"&IF($B$7=\"National\",\"*\",$B$8),RPE_Year,\"=\"&$W51,RPE_PlantType,\"=\"&AI$50))","v":0},9792.7961560000003,24558.196439000003,769331.482342,162926.22689999992,0,0,3445.9842960000005,1089.8209450000002,140406.08839999998,0,0,0,0]
[null,null,null,null,null,2013,{"$f":"SUMIFS(RPE_SO2EmissionsTotalThousandTons, MeetHistoricCriteriaSeries2,\"=1\",RPE_Year,\"=\"&$F52, IF($B$7=\"IPM Region\", RPE_RegionGroupAcronym, RPE_State),\"=\"&IF($B$7=\"National\",\"*\",$B$8))","v":3245.1738469999987},null,null,{"$f":"SUMIFS(RPE_CO2EmissionsTotalThousandTons, MeetHistoricCriteriaSeries2,\"=1\",RPE_Year,\"=\"&$F52, IF($B$7=\"IPM Region\", RPE_RegionGroupAcronym, RPE_State),\"=\"&IF($B$7=\"National\",\"*\",$B$8))","v":2233849.6959250001},null,null,{"$f":"SUMIFS(RPE_NOXEmissionsTotalThousandTons, MeetHistoricCriteriaSeries2,\"=1\",RPE_Year,\"=\"&$F52, IF($B$7=\"IPM Region\", RPE_RegionGroupAcronym, RPE_State),\"=\"&IF($B$7=\"National\",\"*\",$B$8))","v":1725.690503},null,null,{"$f":"SUMIFS(RPE_NOXEmissionsSummerThousandTons, MeetHistoricCriteriaSeries2,\"=1\",RPE_Year,\"=\"&$F52, IF($B$7=\"IPM Region\", RPE_RegionGroupAcronym, RPE_State),\"=\"&IF($B$7=\"National\",\"*\",$B$8))","v":750.29746400000022},null,null,null,null,{"$f":"U51+1","v":2},null,2013,4005846.1483309958,42573.388331000009,1607446.0125899997,872799.9312100003,56241.242929999986,0,0,339.39234999999996,15659.07208,267051.60865900002,4154.1103899999998,0,10420.659366999998,23454.640932000006,789016.47300000011,139529.59735999999,0,0,8101.534217999998,975.90719999999988,167191.14644400001,0,0,0,0]
[null,null,null,null,null,2014,3157.0922819999982,null,null,2233715.4815760003,null,null,1667.2321780000011,null,null,695.62110899999982,null,null,null,null,{"$f":"U52+1","v":3},null,2014,4031718.2360239979,46577.589716999995,1599622.3824300005,882735.1726899998,57596.762279999974,0,0,538.15497000000005,15623.100000000002,257733.80077299991,6048.1796299999996,0,11198.918129000001,22143.050402000004,797165.98199999996,135096.99129000006,0,78.009,15210.400351000004,2492.6990880000003,180924.70779400002,0,0,0,0]
[null,null,null,null,null,2015,2216.6843699999986,null,null,2093951.0266560011,null,null,1382.9763710000007,null,null,616.79623699999979,null,null,null,null,4,null,2015,4002887.9750929987,45425.797553999997,1390807.8514000005,1046314.7547899997,74057.90727999997,0,0,694.46393999999987,15687.235000000001,247389.98552699995,9104.7887100000007,0,11289.040007000001,21518.688232000008,797177.87699999998,127331.50641,0,0,21611.554736000009,3327.9986260000001,189946.08170499999,0,0,0,0]
[null,null,null,null,null,2016,1490.2818350000002,null,null,1994074.4728859996,null,null,1204.5676150000002,null,null,554.0761950000001,null,null,null,null,5,null,2016,3997548.2951150029,47456.326026999981,1295888.4541900007,1074863.8119399997,89057.652619999993,0,0,746.71440099999995,15565.705000000002,266212.61307999986,8375.5918999999994,0,11217.086247999998,8128.9586019999988,805693.94799999997,110884.34357999999,0,0,32581.913227000001,3308.3960000000002,226184.13412900001,0,0,0,0]
[null,null,null,null,null,2017,1337.9916729999998,null,null,1917879.0338819998,null,null,1068.1098359999999,null,null,466.58377799999982,null,null,null,null,6,null,2017,3982622.148386999,46238.69871199999,1286805.4348599999,1053845.5137999998,60325.383719999991,0,0,1000.7484400000001,15604.172654999998,298623.41051399999,8641.6640299999999,0,11407.588945999998,19061.506854000007,804949.63500000001,69377.39797999998,104.351,0,49842.748994999994,3269.3240000000001,253524.56888099998,0,0,0,0]
[null,null,null,null,null,2018,1263.8544330000002,null,null,1932099.7424749997,null,null,1028.9384749999995,null,null,445.4475819999995,null,null,null,null,7]
[null,null,null,null,null,2021,null,{"$f":"SUMIFS(RPE_SO2EmissionsTotalThousandTons, MeetPrimaryCriteriaSeries2,\"=1\",RPE_Year,\"=\"&$F58, IF($B$7=\"IPM Region\", RPE_RegionGroupAcronym, RPE_State),\"=\"&IF($B$7=\"National\",\"*\",$B$8))","v":862.40580498767019},{"$f":"SUMIFS(RPE_SO2EmissionsTotalThousandTons, MeetComparisonCriteriaSeries2,\"=1\",RPE_Year,\"=\"&$F58, IF($B$7=\"IPM Region\", RPE_RegionGroupAcronym, RPE_State),\"=\"&IF($B$7=\"National\",\"*\",$B$8))","v":863.96574770200823},null,{"$f":"SUMIFS(RPE_CO2EmissionsTotalThousandTons, MeetPrimaryCriteriaSeries2,\"=1\",RPE_Year,\"=\"&$F58, IF($B$7=\"IPM Region\", RPE_RegionGroupAcronym, RPE_State),\"=\"&IF($B$7=\"National\",\"*\",$B$8))","v":1698996.778080205},{"$f":"SUMIFS(RPE_CO2EmissionsTotalThousandTons, MeetComparisonCriteriaSeries2,\"=1\",RPE_Year,\"=\"&$F58, IF($B$7=\"IPM Region\", RPE_RegionGroupAcronym, RPE_State),\"=\"&IF($B$7=\"National\",\"*\",$B$8))","v":1699162.5730005449},null,{"$f":"SUMIFS(RPE_NOXEmissionsTotalThousandTons, MeetPrimaryCriteriaSeries2,\"=1\",RPE_Year,\"=\"&$F58, IF($B$7=\"IPM Region\", RPE_RegionGroupAcronym, RPE_State),\"=\"&IF($B$7=\"National\",\"*\",$B$8))","v":811.79834468508307},{"$f":"SUMIFS(RPE_NOXEmissionsTotalThousandTons, MeetComparisonCriteriaSeries2,\"=1\",RPE_Year,\"=\"&$F58, IF($B$7=\"IPM Region\", RPE_RegionGroupAcronym, RPE_State),\"=\"&IF($B$7=\"National\",\"*\",$B$8))","v":811.85986983340729},null,{"$f":"SUMIFS(RPE_NOXEmissionsSummerThousandTons, MeetPrimaryCriteriaSeries2,\"=1\",RPE_Year,\"=\"&$F58, IF($B$7=\"IPM Region\", RPE_RegionGroupAcronym, RPE_State),\"=\"&IF($B$7=\"National\",\"*\",$B$8))","v":380.35322326090301},{"$f":"SUMIFS(RPE_NOXEmissionsSummerThousandTons, MeetComparisonCriteriaSeries2,\"=1\",RPE_Year,\"=\"&$F58, IF($B$7=\"IPM Region\", RPE_RegionGroupAcronym, RPE_State),\"=\"&IF($B$7=\"National\",\"*\",$B$8))","v":380.41015486506365},null,null,8]
[null,null,null,null,null,2023,null,888.49277428212724,890.20324901569063,null,1757543.5703523643,1754512.0448028026,null,837.15519006306283,835.56165201935232,null,388.98528748347525,387.77907444637361,null,null,9,{"$f":"B4","v":"Nov 2018 Ref Case"},2021,{"$f":"CHOOSE(VLOOKUP($AH$36&\"_\"&$AH$37,$A$178:$B$183,2,0),\n\nSUMIFS(RPE_FuelConsumptionSummerTBtu,MeetPrimaryCriteriaSeries2,\"=1\", IF($B$7=\"IPM Region\",RPE_RegionGroupAcronym,RPE_State),\"=\"&IF($B$7=\"National\",\"*\",$B$8),RPE_Year,\"=\"&$W59),\n\nSUMIFS(RPE_FuelConsumptionTotalTBtu,MeetPrimaryCriteriaSeries2,\"=1\", IF($B$7=\"IPM Region\",RPE_RegionGroupAcronym,RPE_State),\"=\"&IF($B$7=\"National\",\"*\",$B$8),RPE_Year,\"=\"&$W59),\n\nSUMIFS(RPE_GenerationSummerGWh,MeetPrimaryCriteriaSeries2,\"=1\", IF($B$7=\"IPM Region\",RPE_RegionGroupAcronym,RPE_State),\"=\"&IF($B$7=\"National\",\"*\",$B$8),RPE_Year,\"=\"&$W59),\n\nSUMIFS(RPE_GenerationTotalGWh,MeetPrimaryCriteriaSeries2,\"=1\", IF($B$7=\"IPM Region\",RPE_RegionGroupAcronym,RPE_State),\"=\"&IF($B$7=\"National\",\"*\",$B$8),RPE_Year,\"=\"&$W59),\n\nSUMIFS(RPE_DispatchableCapacityMW,MeetPrimaryCriteriaSeries2,\"=1\", IF($B$7=\"IPM Region\",RPE_RegionGroupAcronym,RPE_State),\"=\"&IF($B$7=\"National\",\"*\",$B$8),RPE_Year,\"=\"&$W59))","v":4078371.2658671062},{"$f":"CHOOSE(VLOOKUP($AH$36&\"_\"&$AH$37,$A$178:$B$183,2,0),\n\nSUMIFS(RPE_FuelConsumptionSummerTBtu,MeetPrimaryCriteriaSeries2,\"=1\", IF($B$7=\"IPM Region\",RPE_RegionGroupAcronym,RPE_State),\"=\"&IF($B$7=\"National\",\"*\",$B$8),RPE_Year,\"=\"&$W59,RPE_PlantType,\"=\"&Y$50),\n\nSUMIFS(RPE_FuelConsumptionTotalTBtu,MeetPrimaryCriteriaSeries2,\"=1\", IF($B$7=\"IPM Region\",RPE_RegionGroupAcronym,RPE_State),\"=\"&IF($B$7=\"National\",\"*\",$B$8),RPE_Year,\"=\"&$W59,RPE_PlantType,\"=\"&Y$50),\n\nSUMIFS(RPE_GenerationSummerGWh,MeetPrimaryCriteriaSeries2,\"=1\", IF($B$7=\"IPM Region\",RPE_RegionGroupAcronym,RPE_State),\"=\"&IF($B$7=\"National\",\"*\",$B$8),RPE_Year,\"=\"&$W59,RPE_PlantType,\"=\"&Y$50),\n\nSUMIFS(RPE_GenerationTotalGWh,MeetPrimaryCriteriaSeries2,\"=1\", IF($B$7=\"IPM Region\",RPE_RegionGroupAcronym,RPE_State),\"=\"&IF($B$7=\"National\",\"*\",$B$8),RPE_Year,\"=\"&$W59,RPE_PlantType,\"=\"&Y$50),\n\nSUMIFS(RPE_DispatchableCapacityMW,MeetPrimaryCriteriaSeries2,\"=1\", IF($B$7=\"IPM Region\",RPE_RegionGroupAcronym,RPE_State),\"=\"&IF($B$7=\"National\",\"*\",$B$8),RPE_Year,\"=\"&$W59,RPE_PlantType,\"=\"&Y$50))","v":2054.5601710000001},862808.85406988498,1550530.4421112263,25615.271972218001,3342.2489399020005,3236.6413277009997,0,19292.489015088999,303211.28509393649,4289.456636424,{"$f":"CHOOSE(VLOOKUP($AH$36&\"_\"&$AH$37,$A$178:$B$183,2,0),\n\nSUMIFS(RPE_FuelConsumptionSummerTBtu,MeetPrimaryCriteriaSeries2,\"=1\", IF($B$7=\"IPM Region\",RPE_RegionGroupAcronym,RPE_State),\"=\"&IF($B$7=\"National\",\"*\",$B$8),RPE_Year,\"=\"&$W59,RPE_PlantType,\"=\"&AI$50),\n\nSUMIFS(RPE_FuelConsumptionTotalTBtu,MeetPrimaryCriteriaSeries2,\"=1\", IF($B$7=\"IPM Region\",RPE_RegionGroupAcronym,RPE_State),\"=\"&IF($B$7=\"National\",\"*\",$B$8),RPE_Year,\"=\"&$W59,RPE_PlantType,\"=\"&AI$50),\n\nSUMIFS(RPE_GenerationSummerGWh,MeetPrimaryCriteriaSeries2,\"=1\", IF($B$7=\"IPM Region\",RPE_RegionGroupAcronym,RPE_State),\"=\"&IF($B$7=\"National\",\"*\",$B$8),RPE_Year,\"=\"&$W59,RPE_PlantType,\"=\"&AI$50),\n\nSUMIFS(RPE_GenerationTotalGWh,MeetPrimaryCriteriaSeries2,\"=1\", IF($B$7=\"IPM Region\",RPE_RegionGroupAcronym,RPE_State),\"=\"&IF($B$7=\"National\",\"*\",$B$8),RPE_Year,\"=\"&$W59,RPE_PlantType,\"=\"&AI$50),\n\nSUMIFS(RPE_DispatchableCapacityMW,MeetPrimaryCriteriaSeries2,\"=1\", IF($B$7=\"IPM Region\",RPE_RegionGroupAcronym,RPE_State),\"=\"&IF($B$7=\"National\",\"*\",$B$8),RPE_Year,\"=\"&$W59,RPE_PlantType,\"=\"&AI$50))","v":6339.6119998569993},11426.048411622996,22386.539801064002,694343.75965620007,62880.224582662013,122.420639574793,6885.8659714719997,98073.023209070074,3101.7824370661019,398430.73982113646,0,0,0,0]
[null,null,null,null,null,2025,null,912.55807925779061,908.46670606080693,null,1774472.9592988901,1762098.7704689417,null,844.36353544817894,837.10934685077825,null,386.69252859117324,382.74152839500482,null,null,10,null,2023,4127758.3586608665,2145.3396780000003,910210.08148244245,1563261.613638764,30217.29091233301,3833.3292517189998,3236.6413228339993,0,20022.251772377,313008.41368438321,4289.456636424,6339.6119998510003,11425.849692096002,22384.490536217003,651533.66196283209,60429.102599755999,122.420639574793,8110.294067973,115655.98652509386,3101.7824370661019,398430.73982113646,0,0,0,0]
[null,null,null,null,null,2030,null,885.62763766691921,879.88824671425982,null,1742869.4768966197,1731537.3217992757,null,810.12828550369306,802.99742774909862,null,384.74205523764971,381.3964080058297,null,null,11,null,2025,4179207.3057892341,2322.2674580000003,914786.1601633369,1575993.5104524055,37770.613623382,4367.5574327060012,3236.6413264500002,0,21189.937640052005,313747.76441556099,4289.456636424,6339.6119998569993,11426.048409192003,22384.490527433005,642652.74146510405,60813.683818365003,122.420639574793,9932.0113521769999,146299.86617101499,3101.7824370661019,398430.73982113646,0,0,0,0]
[null,null,null,null,null,2035,null,816.95485068683774,810.57271760757362,null,1718677.6515786573,1709386.4368538656,null,752.84837768540331,746.82443220876348,null,374.33671519674027,370.39722867360609,null,null,12,null,2030,4292750.9034581967,2099.7193424839998,877899.20391598414,1617051.7692618973,39304.577842819992,5637.3225293909982,2956.3905369479999,0,21189.937642297002,315948.26328115299,4289.456636424,6339.6120008389998,9883.3610834479987,22067.437665413996,604008.72727826401,56912.758402440006,122.420639574793,10189.237135740001,199190.96599455227,3101.7824370661019,494557.95983146538,0,0,0,0]
[null,null,null,null,null,2040,null,811.46384483627173,807.85237245983922,null,1768566.3591490169,1763099.490698718,null,742.17479951472535,738.65396857865255,null,372.84461708326148,371.62302772196858,null,null,13,null,2035,4414414.0720767193,2041.1964240000004,779563.86292480805,1812498.1290333152,54456.280331840011,5722.9309684569998,2964.3933379889995,0,21189.937630749995,317735.0492487849,4289.456636424,6339.6120004869999,10264.353445321003,22071.963668603996,596552.33791845606,59631.905792292011,122.420639574793,10566.393718644003,205915.10609079082,3101.7824370661019,499386.95982912212,0,0,0,0]
[null,null,null,null,null,2045,null,817.0612839073184,819.31495835661042,null,1757656.0232029108,1759141.1018786193,null,712.78827842795829,717.3119077809705,null,364.41649004130107,364.99950868505272,null,null,14,null,2040,4571285.8110831883,2337.4992030000003,786142.47693391517,1970967.2524025319,55795.377943379972,6038.7009278300002,3011.3736116339996,0,21189.937635420003,318740.90791234997,4289.456636424,6339.6119998869999,10395.929957537999,22072.215672861996,596552.33791845606,43900.783844882004,122.420639574793,10937.562842322001,206653.55581539741,3101.7824370661019,502696.62674872048,0,0,0,0]
[null,null,null,null,null,2050,null,762.08887375631957,762.16636366245245,null,1747669.9657916036,1747646.8945555547,null,664.1932343914699,664.21577724773874,null,337.69980178552447,337.49364909526491,null,null,15,null,2045,4723254.2698813928,2310.545036,777565.73713088303,2039571.0528874116,47955.11741616996,6034.0229291840005,3099.1586989389994,0,21189.937636674,319496.85759884998,3954.6308145960002,6339.6120004869999,10623.318604816999,22092.883890748995,596552.33791845606,29541.988071146992,122.420639574793,10827.850710814,228886.89312381551,3101.7824370661019,593988.12233575468,0,0,0,0]
[null,null,null,null,null,null,null,null,null,null,null,null,null,null,null,null,null,null,null,null,16,null,2050,4905209.4428573288,2399.1495280000004,716455.43291339208,2251145.0574829043,52124.921617683969,6160.5900243159995,3021.1411317879997,0,21189.937635713999,319496.85757665883,0,6339.6120004869999,10451.058982448998,22076.877942761999,579435.01335731999,15669.438712453999,122.420639574793,10229.378206782998,244817.41441411499,3101.7824370661019,640973.35825385712,0,0,0,0]
[null,null,null,null,null,null,null,null,null,null,null,null,null,null,null,null,null,null,null,null,17]
[null,null,null,null,null,null,"SUBTRACTIONS",null,null,null,null,null,null,null,null,null,null,null,null,null,18,{"$f":"B5","v":"Illustrative ACE"},2021,{"$f":"CHOOSE(VLOOKUP($AH$36&\"_\"&$AH$37,$A$178:$B$183,2,0),\n\nSUMIFS(RPE_FuelConsumptionSummerTBtu,MeetComparisonCriteriaSeries2,\"=1\", IF($B$7=\"IPM Region\",RPE_RegionGroupAcronym,RPE_State),\"=\"&IF($B$7=\"National\",\"*\",$B$8),RPE_Year,\"=\"&$W68),\n\nSUMIFS(RPE_FuelConsumptionTotalTBtu,MeetComparisonCriteriaSeries2,\"=1\", IF($B$7=\"IPM Region\",RPE_RegionGroupAcronym,RPE_State),\"=\"&IF($B$7=\"National\",\"*\",$B$8),RPE_Year,\"=\"&$W68),\n\nSUMIFS(RPE_GenerationSummerGWh,MeetComparisonCriteriaSeries2,\"=1\", IF($B$7=\"IPM Region\",RPE_RegionGroupAcronym,RPE_State),\"=\"&IF($B$7=\"National\",\"*\",$B$8),RPE_Year,\"=\"&$W68),\n\nSUMIFS(RPE_GenerationTotalGWh,MeetComparisonCriteriaSeries2,\"=1\", IF($B$7=\"IPM Region\",RPE_RegionGroupAcronym,RPE_State),\"=\"&IF($B$7=\"National\",\"*\",$B$8),RPE_Year,\"=\"&$W68),\n\nSUMIFS(RPE_DispatchableCapacityMW,MeetComparisonCriteriaSeries2,\"=1\", IF($B$7=\"IPM Region\",RPE_RegionGroupAcronym,RPE_State),\"=\"&IF($B$7=\"National\",\"*\",$B$8),RPE_Year,\"=\"&$W68))","v":4078338.9597308883},{"$f":"CHOOSE(VLOOKUP($AH$36&\"_\"&$AH$37,$A$178:$B$183,2,0),\n\nSUMIFS(RPE_FuelConsumptionSummerTBtu,MeetComparisonCriteriaSeries2,\"=1\", IF($B$7=\"IPM Region\",RPE_RegionGroupAcronym,RPE_State),\"=\"&IF($B$7=\"National\",\"*\",$B$8),RPE_Year,\"=\"&$W68,RPE_PlantType,\"=\"&Y$50),\n\nSUMIFS(RPE_FuelConsumptionTotalTBtu,MeetComparisonCriteriaSeries2,\"=1\", IF($B$7=\"IPM Region\",RPE_RegionGroupAcronym,RPE_State),\"=\"&IF($B$7=\"National\",\"*\",$B$8),RPE_Year,\"=\"&$W68,RPE_PlantType,\"=\"&Y$50),\n\nSUMIFS(RPE_GenerationSummerGWh,MeetComparisonCriteriaSeries2,\"=1\", IF($B$7=\"IPM Region\",RPE_RegionGroupAcronym,RPE_State),\"=\"&IF($B$7=\"National\",\"*\",$B$8),RPE_Year,\"=\"&$W68,RPE_PlantType,\"=\"&Y$50),\n\nSUMIFS(RPE_GenerationTotalGWh,MeetComparisonCriteriaSeries2,\"=1\", IF($B$7=\"IPM Region\",RPE_RegionGroupAcronym,RPE_State),\"=\"&IF($B$7=\"National\",\"*\",$B$8),RPE_Year,\"=\"&$W68,RPE_PlantType,\"=\"&Y$50),\n\nSUMIFS(RPE_DispatchableCapacityMW,MeetComparisonCriteriaSeries2,\"=1\", IF($B$7=\"IPM Region\",RPE_RegionGroupAcronym,RPE_State),\"=\"&IF($B$7=\"National\",\"*\",$B$8),RPE_Year,\"=\"&$W68,RPE_PlantType,\"=\"&Y$50))","v":2055.6836590000003},862934.40331499639,1550083.4310453059,26018.869747322999,3341.8257560870002,3236.6413248939998,0,19292.489021739999,303211.28510538727,4289.456636424,{"$f":"CHOOSE(VLOOKUP($AH$36&\"_\"&$AH$37,$A$178:$B$183,2,0),\n\nSUMIFS(RPE_FuelConsumptionSummerTBtu,MeetComparisonCriteriaSeries2,\"=1\", IF($B$7=\"IPM Region\",RPE_RegionGroupAcronym,RPE_State),\"=\"&IF($B$7=\"National\",\"*\",$B$8),RPE_Year,\"=\"&$W68,RPE_PlantType,\"=\"&AI$50),\n\nSUMIFS(RPE_FuelConsumptionTotalTBtu,MeetComparisonCriteriaSeries2,\"=1\", IF($B$7=\"IPM Region\",RPE_RegionGroupAcronym,RPE_State),\"=\"&IF($B$7=\"National\",\"*\",$B$8),RPE_Year,\"=\"&$W68,RPE_PlantType,\"=\"&AI$50),\n\nSUMIFS(RPE_GenerationSummerGWh,MeetComparisonCriteriaSeries2,\"=1\", IF($B$7=\"IPM Region\",RPE_RegionGroupAcronym,RPE_State),\"=\"&IF($B$7=\"National\",\"*\",$B$8),RPE_Year,\"=\"&$W68,RPE_PlantType,\"=\"&AI$50),\n\nSUMIFS(RPE_GenerationTotalGWh,MeetComparisonCriteriaSeries2,\"=1\", IF($B$7=\"IPM Region\",RPE_RegionGroupAcronym,RPE_State),\"=\"&IF($B$7=\"National\",\"*\",$B$8),RPE_Year,\"=\"&$W68,RPE_PlantType,\"=\"&AI$50),\n\nSUMIFS(RPE_DispatchableCapacityMW,MeetComparisonCriteriaSeries2,\"=1\", IF($B$7=\"IPM Region\",RPE_RegionGroupAcronym,RPE_State),\"=\"&IF($B$7=\"National\",\"*\",$B$8),RPE_Year,\"=\"&$W68,RPE_PlantType,\"=\"&AI$50))","v":6339.6119998569993},11426.048406470996,22386.539797250007,694314.92163808807,62849.809623346016,122.420639574793,6920.932994441001,98005.647575792085,3101.7824370661019,398407.15900784614,0,0,0,0]
[null,null,null,null,null,null,"Annual SO2",null,null,"Annual CO2",null,null,"Annual NOx",null,null,"Ozone Season NOx",null,null,null,null,19,null,2023,4127816.5810675099,2145.3396780000003,907336.2373253681,1564485.2136755234,30112.976599030004,3844.1029094449996,3236.6413240950001,0,20022.251771402996,313008.4136826194,4289.456636424,6339.6119998510003,11425.849694864,22384.489862444003,651533.66196283209,60329.936624416987,122.420639574793,8123.1007374490009,117567.93449926266,3101.7824370661019,398407.15900784614,0,0,0,0]
[null,null,null,null,null,null,"RPE_SO2EmissionsTotalThousandTons",null,null,"RPE_CO2EmissionsTotalThousandTons",null,null,"RPE_NOXEmissionsTotalThousandTons",null,null,"RPE_NOXEmissionsSummerThousandTons",null,null,null,null,20,null,2025,4178993.5195556763,2244.0575540000004,917172.42038111784,1574378.3299637039,36322.199493067012,4398.8357626309999,3236.6413255329994,0,21189.937639261003,313747.7644056381,4289.456636424,6339.6119998569993,11426.048411014001,22384.490525630998,642652.74146510405,59928.245605143995,122.420639574793,9662.5468908659986,147988.82941220186,3101.7824370661019,398407.15900784614,0,0,0,0]
[null,null,null,null,null,null,"Historical",{"$f":"H51","v":"Nov 2018 Ref Case"},{"$f":"I51","v":"Illustrative ACE"},"Historical",{"$f":"K51","v":"Nov 2018 Ref Case"},{"$f":"L51","v":"Illustrative ACE"},"Historical",{"$f":"N51","v":"Nov 2018 Ref Case"},{"$f":"O51","v":"Illustrative ACE"},"Historical",{"$f":"Q51","v":"Nov 2018 Ref Case"},{"$f":"R51","v":"Illustrative ACE"},null,null,21,null,2030,4293210.5080945501,2092.6181455880001,879957.53793379304,1616419.3903101271,38540.269776521985,5746.5230737160018,2956.3905378129994,0,21189.937639682998,316593.44183989096,4289.456636424,6339.6120008119997,9882.1944040089966,22067.437665008998,604794.21157612803,56091.472536349989,122.420639574793,10119.325672868999,200016.41298293081,3101.7824370661019,492890.07228624949,0,0,0,0]
[null,null,null,null,null,2013,{"$f":"IF(AND($M$37=\"Parallel\",$M$35=\"Absolute Change\"),\"\",IF($M$35=\"Actual\",0,\n   IF($M$36=\"Historical Data\",INDEX($G$52:$G$57,MATCH($M$38,$F$52:$F$57,0),1),\n         INDEX($H$58:$I$64,MATCH($M$38,$F$58:$F$64,0),MATCH($M$36,$H$51:$I$51,0)))))","v":0},null,null,{"$f":"IF(AND($M$37=\"Parallel\",$M$35=\"Absolute Change\"),\"\",IF($M$35=\"Actual\",0,\n   IF($M$36=\"Historical Data\",INDEX($J$52:$J$57,MATCH($M$38,$F$52:$F$57,0),1),\n         INDEX($K$58:$L$64,MATCH($M$38,$F$58:$F$64,0),MATCH($M$36,$K$51:$L$51,0)))))","v":0},null,null,{"$f":"IF(AND($M$37=\"Parallel\",$M$35=\"Absolute Change\"),\"\",IF($M$35=\"Actual\",0,\n   IF($M$36=\"Historical Data\",INDEX($M$52:$M$57,MATCH($M$38,$F$52:$F$57,0),1),\n         INDEX($N$58:$O$64,MATCH($M$38,$F$58:$F$64,0),MATCH($M$36,$N$51:$O$51,0)))))","v":0},null,null,{"$f":"IF(AND($M$37=\"Parallel\",$M$35=\"Absolute Change\"),\"\",IF($M$35=\"Actual\",0,\n   IF($M$36=\"Historical Data\",INDEX($P$52:$P$57,MATCH($M$38,$F$52:$F$57,0),1),\n         INDEX($Q$58:$R$64,MATCH($M$38,$F$58:$F$64,0),MATCH($M$36,$Q$51:$R$51,0)))))","v":0},null,null,null,null,22,null,2035,4414771.4291800382,2040.5730110000002,780602.19285351329,1810124.1657278039,55017.682495811991,5801.2610889369998,2964.3933382139994,0,21189.937631629993,317735.04922470992,4289.456636424,6339.6120004869999,10264.353447285001,22067.167655396996,597337.82221632008,60966.174121895012,122.420639574793,10524.455766621,206563.8566034461,3101.7824370661019,497719.07228390622,0,0,0,0]
[null,null,null,null,null,2014,0,null,null,0,null,null,0,null,null,0,null,null,null,null,23,null,2040,4571566.9304861175,2337.4992030000003,792373.17322568281,1963750.2394797895,56863.105997600003,6028.1769848470012,2974.3250189879996,0,21189.937634073998,318740.90793097141,4260.0354194560005,6339.6119992920003,10395.929950773998,22072.215663853996,597337.82221632008,44300.453406925997,122.420639574793,10965.025608694999,207385.52846570706,3101.7824370661019,501028.73920350458,0,0,0,0]
[null,null,null,null,null,2015,0,null,null,0,null,null,0,null,null,0,null,null,null,null,24,null,2045,4723455.5560728787,2310.545036,793136.70579882711,2025528.276497867,48405.333556402969,6082.8553338850024,3098.8757534819993,0,21189.937632474997,319496.85760017304,3954.6308145960002,6339.6120004869999,10623.318611478002,22092.883889848999,597337.82221632008,29491.878096101995,122.420639574793,10856.815380942002,229750.81312972892,3101.7824370661019,590534.1916476218,0,0,0,0]
["Historic Run Years","IPM Run Years",null,null,null,2016,0,null,null,0,null,null,0,null,null,0,null,null,null,null,25,null,2050,4905421.5415903637,2399.1495280000004,727207.69798849209,2244813.5615648078,52537.473158609973,6161.9609083969999,3021.1411320529996,0,21189.937633152,319496.8575784429,0,6339.6120004869999,10451.086341583998,22075.344516020992,580220.49765518401,15788.074791569999,122.420639574793,10353.270949911001,244952.73052010243,3101.7824370661019,635188.94224690867,0,0,0,0]
[2011,"Parallel",null,null,null,2017,0,null,null,0,null,null,0,null,null,0]
[2012,2021,null,null,null,2018,0,null,null,0,null,null,0,null,null,0,null,null,null,null,null,"SUBTRACTION (if necessary)","HISTORICAL",{"$f":"IF(OR($AA$36=\"Actual\",$AA$38=\"Parallel\"),0,INDEX($X$51:$AV$75,VLOOKUP($AA$37,$A$88:$B$90,2,0)+IF($AA$37=\"Historical Data\",MATCH($AA$39,HistoricalYears,0),MATCH($AA$39,IPMRunYears,0))-1,X$49))","v":0},0,0,0,0,0,{"$f":"IF(OR($AA$36=\"Actual\",$AA$38=\"Parallel\"),0,INDEX($X$51:$AV$75,VLOOKUP($AA$37,$A$88:$B$90,2,0)+IF($AA$37=\"Historical Data\",MATCH($AA$39,HistoricalYears,0),MATCH($AA$39,IPMRunYears,0))-1,AC$49))","v":0},0,0,0,0,0,0,0,0,0,0,0,0,0,0,0,0,0,0]
[2013,2023,null,null,null,2021,null,{"$f":"IF($M$35=\"Actual\",0,IF($M$37=\"Fixed\",\n   IF($M$36=\"Historical Data\",INDEX($G$52:$G$57,MATCH($M$38,$F$52:$F$57,0),1),\n         INDEX($H$58:$I$65,MATCH($M$38,$F$58:$F$65,0),MATCH($M$36,$H$51:$I$51,0))),\n   INDEX($H$58:$I$65,MATCH($F78,$F$58:$F$65,0),MATCH($M$36,$H$51:$I$51,0))\n\n\n))","v":0},{"$f":"IF($M$35=\"Actual\",0,IF($M$37=\"Fixed\",\n   IF($M$36=\"Historical Data\",INDEX($G$52:$G$57,MATCH($M$38,$F$52:$F$57,0),1),\n         INDEX($H$58:$I$65,MATCH($M$38,$F$58:$F$65,0),MATCH($M$36,$H$51:$I$51,0))),\n   INDEX($H$58:$I$65,MATCH($F78,$F$58:$F$65,0),MATCH($M$36,$H$51:$I$51,0))\n\n\n))","v":0},null,{"$f":"IF($M$35=\"Actual\",0,IF($M$37=\"Fixed\",\n   IF($M$36=\"Historical Data\",INDEX($J$52:$J$57,MATCH($M$38,$F$52:$F$57,0),1),\n         INDEX($K$58:$L$65,MATCH($M$38,$F$58:$F$65,0),MATCH($M$36,$K$51:$L$51,0))),\n   INDEX($K$58:$L$65,MATCH($F78,$F$58:$F$65,0),MATCH($M$36,$K$51:$L$51,0))\n\n\n))","v":0},0,null,{"$f":"IF($M$35=\"Actual\",0,IF($M$37=\"Fixed\",\n   IF($M$36=\"Historical Data\",INDEX($M$52:$M$57,MATCH($M$38,$F$52:$F$57,0),1),\n         INDEX($N$58:$O$65,MATCH($M$38,$F$58:$F$65,0),MATCH($M$36,$N$51:$O$51,0))),\n   INDEX($N$58:$O$65,MATCH($F78,$F$58:$F$65,0),MATCH($M$36,$N$51:$O$51,0))\n\n\n))","v":0},0,null,{"$f":"IF($M$35=\"Actual\",0,IF($M$37=\"Fixed\",\n   IF($M$36=\"Historical Data\",INDEX($P$52:$P$57,MATCH($M$38,$F$52:$F$57,0),1),\n         INDEX($Q$58:$R$65,MATCH($M$38,$F$58:$F$65,0),MATCH($M$36,$Q$51:$R$51,0))),\n   INDEX($Q$58:$R$65,MATCH($F78,$F$58:$F$65,0),MATCH($M$36,$Q$51:$R$51,0))\n\n\n))","v":0},0,null,null,null,null,2021,{"$f":"IF($AA$36=\"Actual\",0,INDEX($X$51:$AV$75,VLOOKUP($AA$37,$A$88:$B$90,2,0)+IF($AA$37=\"Historical Data\",MATCH($AA$39,HistoricalYears,0),IF($AA$38=\"Fixed\",MATCH($AA$39,Year,0),MATCH($W78,Year,0))),X$49))","v":0},0,0,0,0,0,{"$f":"IF($AA$36=\"Actual\",0,INDEX($X$51:$AV$75,VLOOKUP($AA$37,$A$88:$B$90,2,0)+IF($AA$37=\"Historical Data\",MATCH($AA$39,HistoricalYears,0),IF($AA$38=\"Fixed\",MATCH($AA$39,Year,0),MATCH($W78,Year,0))),AC$49))","v":0},0,0,0,0,0,0,0,0,0,0,0,0,0,0,0,0,0,0]
[2014,2025,null,null,null,2023,null,{"$f":"IF($M$35=\"Actual\",0,IF($M$37=\"Fixed\",\n   IF($M$36=\"Historical Data\",INDEX($G$52:$G$57,MATCH($M$38,$F$52:$F$57,0),1),\n         INDEX($H$58:$I$65,MATCH($M$38,$F$58:$F$65,0),MATCH($M$36,$H$51:$I$51,0))),\n   INDEX($H$58:$I$65,MATCH($F79,$F$58:$F$65,0),MATCH($M$36,$H$51:$I$51,0))\n\n\n))","v":0},{"$f":"IF($M$35=\"Actual\",0,IF($M$37=\"Fixed\",\n   IF($M$36=\"Historical Data\",INDEX($G$52:$G$57,MATCH($M$38,$F$52:$F$57,0),1),\n         INDEX($H$58:$I$65,MATCH($M$38,$F$58:$F$65,0),MATCH($M$36,$H$51:$I$51,0))),\n   INDEX($H$58:$I$65,MATCH($F79,$F$58:$F$65,0),MATCH($M$36,$H$51:$I$51,0))\n\n\n))","v":0},null,0,0,null,0,0,null,0,0,null,null,null,null,2023,0,0,0,0,0,0,{"$f":"IF($AA$36=\"Actual\",0,INDEX($X$51:$AV$75,VLOOKUP($AA$37,$A$88:$B$90,2,0)+IF($AA$37=\"Historical Data\",MATCH($AA$39,HistoricalYears,0),IF($AA$38=\"Fixed\",MATCH($AA$39,Year,0),MATCH($W79,Year,0))),AC$49))","v":0},0,0,0,0,0,0,0,0,0,0,0,0,0,0,0,0,0,0]
[2015,2030,null,null,null,2025,null,0,0,null,0,0,null,0,0,null,0,0,null,null,null,null,2025,0,0,0,0,0,0,{"$f":"IF($AA$36=\"Actual\",0,INDEX($X$51:$AV$75,VLOOKUP($AA$37,$A$88:$B$90,2,0)+IF($AA$37=\"Historical Data\",MATCH($AA$39,HistoricalYears,0),IF($AA$38=\"Fixed\",MATCH($AA$39,Year,0),MATCH($W80,Year,0))),AC$49))","v":0},0,0,0,0,0,0,0,0,0,0,0,0,0,0,0,0,0,0]
[2016,2035,null,null,null,2030,null,0,0,null,0,0,null,0,0,null,0,0,null,null,null,null,2030,0,0,0,0,0,0,{"$f":"IF($AA$36=\"Actual\",0,INDEX($X$51:$AV$75,VLOOKUP($AA$37,$A$88:$B$90,2,0)+IF($AA$37=\"Historical Data\",MATCH($AA$39,HistoricalYears,0),IF($AA$38=\"Fixed\",MATCH($AA$39,Year,0),MATCH($W81,Year,0))),AC$49))","v":0},0,0,0,0,0,0,0,0,0,0,0,0,0,0,0,0,0,0]
[null,2040,null,null,null,2035,null,0,0,null,0,0,null,0,0,null,0,0,null,null,null,null,2035,0,0,0,0,0,0,{"$f":"IF($AA$36=\"Actual\",0,INDEX($X$51:$AV$75,VLOOKUP($AA$37,$A$88:$B$90,2,0)+IF($AA$37=\"Historical Data\",MATCH($AA$39,HistoricalYears,0),IF($AA$38=\"Fixed\",MATCH($AA$39,Year,0),MATCH($W82,Year,0))),AC$49))","v":0},0,0,0,0,0,0,0,0,0,0,0,0,0,0,0,0,0,0]
[null,2045,null,null,null,2040,null,0,0,null,0,0,null,0,0,null,0,0,null,null,null,null,2040,0,0,0,0,0,0,{"$f":"IF($AA$36=\"Actual\",0,INDEX($X$51:$AV$75,VLOOKUP($AA$37,$A$88:$B$90,2,0)+IF($AA$37=\"Historical Data\",MATCH($AA$39,HistoricalYears,0),IF($AA$38=\"Fixed\",MATCH($AA$39,Year,0),MATCH($W83,Year,0))),AC$49))","v":0},0,0,0,0,0,0,0,0,0,0,0,0,0,0,0,0,0,0]
[null,2050,null,null,null,2045,null,0,0,null,0,0,null,0,0,null,0,0,null,null,null,null,2045,0,0,0,0,0,0,{"$f":"IF($AA$36=\"Actual\",0,INDEX($X$51:$AV$75,VLOOKUP($AA$37,$A$88:$B$90,2,0)+IF($AA$37=\"Historical Data\",MATCH($AA$39,HistoricalYears,0),IF($AA$38=\"Fixed\",MATCH($AA$39,Year,0),MATCH($W84,Year,0))),AC$49))","v":0},0,0,0,0,0,0,0,0,0,0,0,0,0,0,0,0,0,0]
[null,null,null,null,null,2050,null,0,0,null,0,0,null,0,0,null,0,0,null,null,null,null,2050,0,0,0,0,0,0,{"$f":"IF($AA$36=\"Actual\",0,INDEX($X$51:$AV$75,VLOOKUP($AA$37,$A$88:$B$90,2,0)+IF($AA$37=\"Historical Data\",MATCH($AA$39,HistoricalYears,0),IF($AA$38=\"Fixed\",MATCH($AA$39,Year,0),MATCH($W85,Year,0))),AC$49))","v":0},0,0,0,0,0,0,0,0,0,0,0,0,0,0,0,0,0,0]
[null,null,null,null,null,null,{"$f":"G89&\" (thousand short tons)\"","v":"Annual SO2 (thousand short tons)"},null,null,{"$f":"J89&\" (thousand short tons)\"","v":"Annual CO2 (thousand short tons)"},null,null,{"$f":"M89&\" (thousand short tons)\"","v":"Annual NOx (thousand short tons)"},null,null,{"$f":"P89&\" (thousand short tons)\"","v":"Ozone Season NOx (thousand short tons)"}]
["Indexing Table"]
["Historical Data",0,null,null,null,null,"USE DYNAMIC NAMED RANGES FOR GRAPH AREAS"]
[{"$f":"B4","v":"Nov 2018 Ref Case"},8,null,null,null,null,"Annual SO2",null,null,"Annual CO2",null,null,"Annual NOx",null,null,"Ozone Season NOx",null,null,null,null,null,"DETAILED CATEGORIES"]
[{"$f":"B5","v":"Illustrative ACE"},17,null,null,null,null,"RPE_SO2EmissionsTotalThousandTons",null,null,"RPE_CO2EmissionsTotalThousandTons",null,null,"RPE_NOXEmissionsTotalThousandTons",null,null,"RPE_NOXEmissionsSummerThousandTons"]
[null,null,null,null,null,null,"Historical",{"$f":"H71","v":"Nov 2018 Ref Case"},{"$f":"I71","v":"Illustrative ACE"},"Historical",{"$f":"K71","v":"Nov 2018 Ref Case"},{"$f":"L71","v":"Illustrative ACE"},"Historical",{"$f":"N71","v":"Nov 2018 Ref Case"},{"$f":"O71","v":"Illustrative ACE"},"Historical",{"$f":"Q71","v":"Nov 2018 Ref Case"},{"$f":"R71","v":"Illustrative ACE"},null,null,null,null,null,"All Units","Biomass","Coal Steam","Combined Cycle","Combustion Turbine","Energy Storage","Fossil Other","Fuel Cell","Geothermal","Hydro","IGCC","International Imports","Landfill Gas","Non-Fossil Other","Nuclear","O/G Steam","Offshore Wind","Pumped Storage","Solar PV","Solar Thermal","Wind","Coal 30% CCS","Coal 90% CCS","Coal W/CCS","NGCC w/CCS"]
[null,null,null,null,null,2013,{"$f":"IF(AND($M$37=\"Parallel\",OR($M$35=\"Absolute Change\",$M$35=\"Percent Change\")),NA(),IF($M$35=\"Percent Change\",(G52-G72)/G72,G52-G72))","v":3245.1738469999987},null,null,{"$f":"IF(AND($M$37=\"Parallel\",OR($M$35=\"Absolute Change\",$M$35=\"Percent Change\")),NA(),IF($M$35=\"Percent Change\",(J52-J72)/J72,J52-J72))","v":2233849.6959250001},null,null,{"$f":"IF(AND($M$37=\"Parallel\",OR($M$35=\"Absolute Change\",$M$35=\"Percent Change\")),NA(),IF($M$35=\"Percent Change\",(M52-M72)/M72,M52-M72))","v":1725.690503},null,null,{"$f":"IF(AND($M$37=\"Parallel\",OR($M$35=\"Absolute Change\",$M$35=\"Percent Change\")),NA(),IF($M$35=\"Percent Change\",(P52-P72)/P72,P52-P72))","v":750.29746400000022},null,null,null,null,1,"Historical Data                        ",2012,{"$f":"IF($AA$36=\"Actual\",X51,IF($AA$38=\"Parallel\",\"\",X51-X$77))","v":3968300.1840470005},40749.43557899999,1532126.4277250003,922939.09767999977,68785.679510000016,{"$f":"IF($AA$36=\"Actual\",AC51,IF($AA$38=\"Parallel\",\"\",AC51-AC$77))","v":0},{"$f":"IF($AA$36=\"Actual\",AD51,IF($AA$38=\"Parallel\",\"\",AD51-AD$77))","v":0},145.07997,15466.776625999999,274555.05160599999,1173.64526,0,9792.7961560000003,24558.196439000003,769331.482342,162926.22689999992,0,0,3445.9842960000005,1089.8209450000002,140406.08839999998,0,0,0,0]
[null,null,null,null,null,2014,3157.0922819999982,null,null,2233715.4815760003,null,null,1667.2321780000011,null,null,695.62110899999982,null,null,null,null,{"$f":"U92+1","v":2},null,2013,{"$f":"IF($AA$36=\"Actual\",X52,IF($AA$38=\"Parallel\",\"\",X52-X$77))","v":4005846.1483309958},42573.388331000009,1607446.0125899997,872799.9312100003,56241.242929999986,{"$f":"IF($AA$36=\"Actual\",AC52,IF($AA$38=\"Parallel\",\"\",AC52-AC$77))","v":0},{"$f":"IF($AA$36=\"Actual\",AD52,IF($AA$38=\"Parallel\",\"\",AD52-AD$77))","v":0},339.39234999999996,15659.07208,267051.60865900002,4154.1103899999998,0,10420.659366999998,23454.640932000006,789016.47300000011,139529.59735999999,0,0,8101.534217999998,975.90719999999988,167191.14644400001,0,0,0,0]
[null,null,null,null,null,2015,2216.6843699999986,null,null,2093951.0266560011,null,null,1382.9763710000007,null,null,616.79623699999979,null,null,null,null,{"$f":"U93+1","v":3},null,2014,{"$f":"IF($AA$36=\"Actual\",X53,IF($AA$38=\"Parallel\",\"\",X53-X$77))","v":4031718.2360239979},46577.589716999995,1599622.3824300005,882735.1726899998,57596.762279999974,{"$f":"IF($AA$36=\"Actual\",AC53,IF($AA$38=\"Parallel\",\"\",AC53-AC$77))","v":0},{"$f":"IF($AA$36=\"Actual\",AD53,IF($AA$38=\"Parallel\",\"\",AD53-AD$77))","v":0},538.15497000000005,15623.100000000002,257733.80077299991,6048.1796299999996,0,11198.918129000001,22143.050402000004,797165.98199999996,135096.99129000006,0,78.009,15210.400351000004,2492.6990880000003,180924.70779400002,0,0,0,0]
[null,null,null,null,null,2016,1490.2818350000002,null,null,1994074.4728859996,null,null,1204.5676150000002,null,null,554.0761950000001,null,null,null,null,4,null,2015,{"$f":"IF($AA$36=\"Actual\",X54,IF($AA$38=\"Parallel\",\"\",X54-X$77))","v":4002887.9750929987},45425.797553999997,1390807.8514000005,1046314.7547899997,74057.90727999997,{"$f":"IF($AA$36=\"Actual\",AC54,IF($AA$38=\"Parallel\",\"\",AC54-AC$77))","v":0},{"$f":"IF($AA$36=\"Actual\",AD54,IF($AA$38=\"Parallel\",\"\",AD54-AD$77))","v":0},694.46393999999987,15687.235000000001,247389.98552699995,9104.7887100000007,0,11289.040007000001,21518.688232000008,797177.87699999998,127331.50641,0,0,21611.554736000009,3327.9986260000001,189946.08170499999,0,0,0,0]
[null,null,null,null,null,2017,1337.9916729999998,null,null,1917879.0338819998,null,null,1068.1098359999999,null,null,466.58377799999982,null,null,null,null,5,null,2016,{"$f":"IF($AA$36=\"Actual\",X55,IF($AA$38=\"Parallel\",\"\",X55-X$77))","v":3997548.2951150029},47456.326026999981,1295888.4541900007,1074863.8119399997,89057.652619999993,{"$f":"IF($AA$36=\"Actual\",AC55,IF($AA$38=\"Parallel\",\"\",AC55-AC$77))","v":0},{"$f":"IF($AA$36=\"Actual\",AD55,IF($AA$38=\"Parallel\",\"\",AD55-AD$77))","v":0},746.71440099999995,15565.705000000002,266212.61307999986,8375.5918999999994,0,11217.086247999998,8128.9586019999988,805693.94799999997,110884.34357999999,0,0,32581.913227000001,3308.3960000000002,226184.13412900001,0,0,0,0]
[null,null,null,null,null,2018,1263.8544330000002,null,null,1932099.7424749997,null,null,1028.9384749999995,null,null,445.4475819999995,null,null,null,null,6,null,2017,{"$f":"IF($AA$36=\"Actual\",X56,IF($AA$38=\"Parallel\",\"\",X56-X$77))","v":3982622.148386999},46238.69871199999,1286805.4348599999,1053845.5137999998,60325.383719999991,{"$f":"IF($AA$36=\"Actual\",AC56,IF($AA$38=\"Parallel\",\"\",AC56-AC$77))","v":0},{"$f":"IF($AA$36=\"Actual\",AD56,IF($AA$38=\"Parallel\",\"\",AD56-AD$77))","v":0},1000.7484400000001,15604.172654999998,298623.41051399999,8641.6640299999999,0,11407.588945999998,19061.506854000007,804949.63500000001,69377.39797999998,104.351,0,49842.748994999994,3269.3240000000001,253524.56888099998,0,0,0,0]
[null,null,null,null,null,2021,null,{"$f":"IF(AND(OR($M$35=\"Absolute Change\",$M$35=\"Percent Change\"),$M$37=\"Parallel\",$B$4=$M$36),NA(),IF($M$35=\"Percent Change\",(H58-H78)/H78,H58-H78))","v":862.40580498767019},{"$f":"IF(AND(OR($M$35=\"Absolute Change\",$M$35=\"Percent Change\"),$M$37=\"Parallel\",$B$5=$M$36),NA(),IF($M$35=\"Percent Change\",(I58-I78)/I78,I58-I78))","v":863.96574770200823},null,{"$f":"IF(AND(OR($M$35=\"Absolute Change\",$M$35=\"Percent Change\"),$M$37=\"Parallel\",$B$4=$M$36),NA(),IF($M$35=\"Percent Change\",(K58-K78)/K78,K58-K78))","v":1698996.778080205},{"$f":"IF(AND(OR($M$35=\"Absolute Change\",$M$35=\"Percent Change\"),$M$37=\"Parallel\",$B$5=$M$36),NA(),IF($M$35=\"Percent Change\",(L58-L78)/L78,L58-L78))","v":1699162.5730005449},null,{"$f":"IF(AND(OR($M$35=\"Absolute Change\",$M$35=\"Percent Change\"),$M$37=\"Parallel\",$B$4=$M$36),NA(),IF($M$35=\"Percent Change\",(N58-N78)/N78,N58-N78))","v":811.79834468508307},{"$f":"IF(AND(OR($M$35=\"Absolute Change\",$M$35=\"Percent Change\"),$M$37=\"Parallel\",$B$5=$M$36),NA(),IF($M$35=\"Percent Change\",(O58-O78)/O78,O58-O78))","v":811.85986983340729},null,{"$f":"IF(AND(OR($M$35=\"Absolute Change\",$M$35=\"Percent Change\"),$M$37=\"Parallel\",$B$4=$M$36),NA(),IF($M$35=\"Percent Change\",(Q58-Q78)/Q78,Q58-Q78))","v":380.35322326090301},{"$f":"IF(AND(OR($M$35=\"Absolute Change\",$M$35=\"Percent Change\"),$M$37=\"Parallel\",$B$5=$M$36),NA(),IF($M$35=\"Percent Change\",(R58-R78)/R78,R58-R78))","v":380.41015486506365},null,null,7]
[null,null,null,null,null,2023,null,888.49277428212724,890.20324901569063,null,1757543.5703523643,1754512.0448028026,null,837.15519006306283,835.56165201935232,null,388.98528748347525,387.77907444637361,null,null,8,null,null,"All Units","Biomass","Coal Steam","Combined Cycle","Combustion Turbine","Energy Storage","Fossil Other","Fuel Cell","Geothermal","Hydro","IGCC","International Imports","Landfill Gas","Non-Fossil Other","Nuclear","O/G Steam","Offshore Wind","Pumped Storage","Solar PV","Solar Thermal","Wind","Coal 30% CCS","Coal 90% CCS","Coal W/CCS","NGCC w/CCS"]
[null,null,null,null,null,2025,null,912.55807925779061,908.46670606080693,null,1774472.9592988901,1762098.7704689417,null,844.36353544817894,837.10934685077825,null,386.69252859117324,382.74152839500482,null,null,9,{"$f":"V59","v":"Nov 2018 Ref Case"},2021,{"$f":"IF($AA$36=\"Actual\",X59,X59-X78)","v":4078371.2658671062},2054.5601710000001,862808.85406988498,1550530.4421112263,25615.271972218001,{"$f":"IF($AA$36=\"Actual\",AC59,AC59-AC78)","v":3342.2489399020005},{"$f":"IF($AA$36=\"Actual\",AD59,AD59-AD78)","v":3236.6413277009997},0,19292.489015088999,303211.28509393649,4289.456636424,6339.6119998569993,11426.048411622996,22386.539801064002,694343.75965620007,62880.224582662013,122.420639574793,6885.8659714719997,98073.023209070074,3101.7824370661019,398430.73982113646,0,0,0,0]
[null,null,null,null,null,2030,null,885.62763766691921,879.88824671425982,null,1742869.4768966197,1731537.3217992757,null,810.12828550369306,802.99742774909862,null,384.74205523764971,381.3964080058297,null,null,10,null,2023,{"$f":"IF($AA$36=\"Actual\",X60,X60-X79)","v":4127758.3586608665},2145.3396780000003,910210.08148244245,1563261.613638764,30217.29091233301,{"$f":"IF($AA$36=\"Actual\",AC60,AC60-AC79)","v":3833.3292517189998},{"$f":"IF($AA$36=\"Actual\",AD60,AD60-AD79)","v":3236.6413228339993},0,20022.251772377,313008.41368438321,4289.456636424,6339.6119998510003,11425.849692096002,22384.490536217003,651533.66196283209,60429.102599755999,122.420639574793,8110.294067973,115655.98652509386,3101.7824370661019,398430.73982113646,0,0,0,0]
[null,null,null,null,null,2035,null,816.95485068683774,810.57271760757362,null,1718677.6515786573,1709386.4368538656,null,752.84837768540331,746.82443220876348,null,374.33671519674027,370.39722867360609,null,null,11,null,2025,{"$f":"IF($AA$36=\"Actual\",X61,X61-X80)","v":4179207.3057892341},2322.2674580000003,914786.1601633369,1575993.5104524055,37770.613623382,{"$f":"IF($AA$36=\"Actual\",AC61,AC61-AC80)","v":4367.5574327060012},{"$f":"IF($AA$36=\"Actual\",AD61,AD61-AD80)","v":3236.6413264500002},0,21189.937640052005,313747.76441556099,4289.456636424,6339.6119998569993,11426.048409192003,22384.490527433005,642652.74146510405,60813.683818365003,122.420639574793,9932.0113521769999,146299.86617101499,3101.7824370661019,398430.73982113646,0,0,0,0]
[null,null,null,null,null,2040,null,811.46384483627173,807.85237245983922,null,1768566.3591490169,1763099.490698718,null,742.17479951472535,738.65396857865255,null,372.84461708326148,371.62302772196858,null,null,12,null,2030,{"$f":"IF($AA$36=\"Actual\",X62,X62-X81)","v":4292750.9034581967},2099.7193424839998,877899.20391598414,1617051.7692618973,39304.577842819992,{"$f":"IF($AA$36=\"Actual\",AC62,AC62-AC81)","v":5637.3225293909982},{"$f":"IF($AA$36=\"Actual\",AD62,AD62-AD81)","v":2956.3905369479999},0,21189.937642297002,315948.26328115299,4289.456636424,6339.6120008389998,9883.3610834479987,22067.437665413996,604008.72727826401,56912.758402440006,122.420639574793,10189.237135740001,199190.96599455227,3101.7824370661019,494557.95983146538,0,0,0,0]
[null,null,null,null,null,2045,null,817.0612839073184,819.31495835661042,null,1757656.0232029108,1759141.1018786193,null,712.78827842795829,717.3119077809705,null,364.41649004130107,364.99950868505272,null,null,13,null,2035,{"$f":"IF($AA$36=\"Actual\",X63,X63-X82)","v":4414414.0720767193},2041.1964240000004,779563.86292480805,1812498.1290333152,54456.280331840011,{"$f":"IF($AA$36=\"Actual\",AC63,AC63-AC82)","v":5722.9309684569998},{"$f":"IF($AA$36=\"Actual\",AD63,AD63-AD82)","v":2964.3933379889995},0,21189.937630749995,317735.0492487849,4289.456636424,6339.6120004869999,10264.353445321003,22071.963668603996,596552.33791845606,59631.905792292011,122.420639574793,10566.393718644003,205915.10609079082,3101.7824370661019,499386.95982912212,0,0,0,0]
[null,null,null,null,null,2050,null,762.08887375631957,762.16636366245245,null,1747669.9657916036,1747646.8945555547,null,664.1932343914699,664.21577724773874,null,337.69980178552447,337.49364909526491,null,null,14,null,2040,{"$f":"IF($AA$36=\"Actual\",X64,X64-X83)","v":4571285.8110831883},2337.4992030000003,786142.47693391517,1970967.2524025319,55795.377943379972,{"$f":"IF($AA$36=\"Actual\",AC64,AC64-AC83)","v":6038.7009278300002},{"$f":"IF($AA$36=\"Actual\",AD64,AD64-AD83)","v":3011.3736116339996},0,21189.937635420003,318740.90791234997,4289.456636424,6339.6119998869999,10395.929957537999,22072.215672861996,596552.33791845606,43900.783844882004,122.420639574793,10937.562842322001,206653.55581539741,3101.7824370661019,502696.62674872048,0,0,0,0]
[null,null,null,null,null,null,null,null,null,null,null,null,null,null,null,null,null,null,null,null,15,null,2045,{"$f":"IF($AA$36=\"Actual\",X65,X65-X84)","v":4723254.2698813928},2310.545036,777565.73713088303,2039571.0528874116,47955.11741616996,{"$f":"IF($AA$36=\"Actual\",AC65,AC65-AC84)","v":6034.0229291840005},{"$f":"IF($AA$36=\"Actual\",AD65,AD65-AD84)","v":3099.1586989389994},0,21189.937636674,319496.85759884998,3954.6308145960002,6339.6120004869999,10623.318604816999,22092.883890748995,596552.33791845606,29541.988071146992,122.420639574793,10827.850710814,228886.89312381551,3101.7824370661019,593988.12233575468,0,0,0,0]
[null,null,null,null,null,null,null,null,null,null,null,null,null,null,null,null,null,null,null,null,16,null,2050,4905209.4428573288,2399.1495280000004,716455.43291339208,2251145.0574829043,52124.921617683969,{"$f":"IF($AA$36=\"Actual\",AC66,AC66-AC85)","v":6160.5900243159995},{"$f":"IF($AA$36=\"Actual\",AD66,AD66-AD85)","v":3021.1411317879997},0,21189.937635713999,319496.85757665883,0,6339.6120004869999,10451.058982448998,22076.877942761999,579435.01335731999,15669.438712453999,122.420639574793,10229.378206782998,244817.41441411499,3101.7824370661019,640973.35825385712,0,0,0,0]
[null,null,null,null,null,null,null,null,null,null,null,null,null,null,null,null,null,null,null,null,17,null,null,"All Units","Biomass","Coal Steam","Combined Cycle","Combustion Turbine","Energy Storage","Fossil Other","Fuel Cell","Geothermal","Hydro","IGCC","International Imports","Landfill Gas","Non-Fossil Other","Nuclear","O/G Steam","Offshore Wind","Pumped Storage","Solar PV","Solar Thermal","Wind","Coal 30% CCS","Coal 90% CCS","Coal W/CCS","NGCC w/CCS"]
[null,null,null,null,null,null,null,null,null,null,null,null,null,null,null,null,null,null,null,null,18,{"$f":"V68","v":"Illustrative ACE"},2021,{"$f":"IF($AA$36=\"Actual\",X68,X68-X78)","v":4078338.9597308883},2055.6836590000003,862934.40331499639,1550083.4310453059,26018.869747322999,{"$f":"IF($AA$36=\"Actual\",AC68,AC68-AC78)","v":3341.8257560870002},{"$f":"IF($AA$36=\"Actual\",AD68,AD68-AD78)","v":3236.6413248939998},0,19292.489021739999,303211.28510538727,4289.456636424,6339.6119998569993,11426.048406470996,22386.539797250007,694314.92163808807,62849.809623346016,122.420639574793,6920.932994441001,98005.647575792085,3101.7824370661019,398407.15900784614,0,0,0,0]
[null,"Hydro",null,null,null,null,null,null,null,null,null,null,null,null,null,null,null,null,null,null,19,null,2023,{"$f":"IF($AA$36=\"Actual\",X69,X69-X79)","v":4127816.5810675099},2145.3396780000003,907336.2373253681,1564485.2136755234,30112.976599030004,{"$f":"IF($AA$36=\"Actual\",AC69,AC69-AC79)","v":3844.1029094449996},{"$f":"IF($AA$36=\"Actual\",AD69,AD69-AD79)","v":3236.6413240950001},0,20022.251771402996,313008.4136826194,4289.456636424,6339.6119998510003,11425.849694864,22384.489862444003,651533.66196283209,60329.936624416987,122.420639574793,8123.1007374490009,117567.93449926266,3101.7824370661019,398407.15900784614,0,0,0,0]
[null,"Nuclear",null,null,null,null,null,null,null,null,null,null,null,null,null,null,null,null,null,null,20,null,2025,{"$f":"IF($AA$36=\"Actual\",X70,X70-X80)","v":4178993.5195556763},2244.0575540000004,917172.42038111784,1574378.3299637039,36322.199493067012,{"$f":"IF($AA$36=\"Actual\",AC70,AC70-AC80)","v":4398.8357626309999},{"$f":"IF($AA$36=\"Actual\",AD70,AD70-AD80)","v":3236.6413255329994},0,21189.937639261003,313747.7644056381,4289.456636424,6339.6119998569993,11426.048411014001,22384.490525630998,642652.74146510405,59928.245605143995,122.420639574793,9662.5468908659986,147988.82941220186,3101.7824370661019,398407.15900784614,0,0,0,0]
[null,"Non-Fossil Other",null,null,null,null,null,null,null,null,null,null,null,null,null,null,null,null,null,null,21,null,2030,{"$f":"IF($AA$36=\"Actual\",X71,X71-X81)","v":4293210.5080945501},2092.6181455880001,879957.53793379304,1616419.3903101271,38540.269776521985,{"$f":"IF($AA$36=\"Actual\",AC71,AC71-AC81)","v":5746.5230737160018},{"$f":"IF($AA$36=\"Actual\",AD71,AD71-AD81)","v":2956.3905378129994},0,21189.937639682998,316593.44183989096,4289.456636424,6339.6120008119997,9882.1944040089966,22067.437665008998,604794.21157612803,56091.472536349989,122.420639574793,10119.325672868999,200016.41298293081,3101.7824370661019,492890.07228624949,0,0,0,0]
[null,"Fossil Other",null,null,null,null,null,null,null,null,null,null,null,null,null,null,null,null,null,null,22,null,2035,{"$f":"IF($AA$36=\"Actual\",X72,X72-X82)","v":4414771.4291800382},2040.5730110000002,780602.19285351329,1810124.1657278039,55017.682495811991,{"$f":"IF($AA$36=\"Actual\",AC72,AC72-AC82)","v":5801.2610889369998},{"$f":"IF($AA$36=\"Actual\",AD72,AD72-AD82)","v":2964.3933382139994},0,21189.937631629993,317735.04922470992,4289.456636424,6339.6120004869999,10264.353447285001,22067.167655396996,597337.82221632008,60966.174121895012,122.420639574793,10524.455766621,206563.8566034461,3101.7824370661019,497719.07228390622,0,0,0,0]
[null,"Coal Steam",null,null,null,null,null,null,null,null,null,null,null,null,null,null,null,null,null,null,23,null,2040,{"$f":"IF($AA$36=\"Actual\",X73,X73-X83)","v":4571566.9304861175},2337.4992030000003,792373.17322568281,1963750.2394797895,56863.105997600003,{"$f":"IF($AA$36=\"Actual\",AC73,AC73-AC83)","v":6028.1769848470012},{"$f":"IF($AA$36=\"Actual\",AD73,AD73-AD83)","v":2974.3250189879996},0,21189.937634073998,318740.90793097141,4260.0354194560005,6339.6119992920003,10395.929950773998,22072.215663853996,597337.82221632008,44300.453406925997,122.420639574793,10965.025608694999,207385.52846570706,3101.7824370661019,501028.73920350458,0,0,0,0]
[null,"IGCC",null,null,null,null,null,null,null,null,null,null,null,null,null,null,null,null,null,null,24,null,2045,{"$f":"IF($AA$36=\"Actual\",X74,X74-X84)","v":4723455.5560728787},2310.545036,793136.70579882711,2025528.276497867,48405.333556402969,{"$f":"IF($AA$36=\"Actual\",AC74,AC74-AC84)","v":6082.8553338850024},{"$f":"IF($AA$36=\"Actual\",AD74,AD74-AD84)","v":3098.8757534819993},0,21189.937632474997,319496.85760017304,3954.6308145960002,6339.6120004869999,10623.318611478002,22092.883889848999,597337.82221632008,29491.878096101995,122.420639574793,10856.815380942002,229750.81312972892,3101.7824370661019,590534.1916476218,0,0,0,0]
[null,"Combined Cycle",null,null,null,null,null,null,null,null,null,null,null,null,null,null,null,null,null,null,25,null,2050,4905421.5415903637,2399.1495280000004,727207.69798849209,2244813.5615648078,52537.473158609973,{"$f":"IF($AA$36=\"Actual\",AC75,AC75-AC85)","v":6161.9609083969999},{"$f":"IF($AA$36=\"Actual\",AD75,AD75-AD85)","v":3021.1411320529996},0,21189.937633152,319496.8575784429,0,6339.6120004869999,10451.086341583998,22075.344516020992,580220.49765518401,15788.074791569999,122.420639574793,10353.270949911001,244952.73052010243,3101.7824370661019,635188.94224690867,0,0,0,0]
[null,"Combustion Turbine",null,null,null,null,null,null,null,null,null,null,null,null,null,null,null,null,null,null,26]
[null,"O/G Steam"]
[null,"Wind"]
[null,"Offshore Wind",null,null,null,null,null,null,null,null,null,null,null,null,null,null,null,null,null,null,null,"ROLLED UP CATEGORIES"]
[null,"Solar PV"]
[null,"Solar Thermal",null,null,null,null,null,null,null,null,null,null,null,null,null,null,null,null,null,null,null,null,null,"All Units","Coal","Combined Cycle","CT, O/G Steam, Other Fossil","Nuclear","Other","Storage","All Renewables","Coal w/CCS","NGCC w/CCS","All Fossil","All Non-Fossil","All Renewables Except Hydro","All CCS"]
[null,"Landfill Gas",null,null,null,null,null,null,null,null,null,null,null,null,null,null,null,null,null,null,1,"Historical Data",2012,{"$f":"IF($AH$38=\"Detailed\",\"\",IF(AND($AA$38=\"Parallel\",$AA$36=\"Absolue Change\"),\"\",X92))","v":3968300.1840470005},{"$f":"IF($AH$38=\"Detailed\",\"\",IF(AND($AA$38=\"Parallel\",$AA$36=\"Absolue Change\"),\"\",Z92+AH92))","v":1533300.0729850002},{"$f":"IF($AH$38=\"Detailed\",\"\",IF(AND($AA$38=\"Parallel\",$AA$36=\"Absolue Change\"),\"\",AA92))","v":922939.09767999977},{"$f":"IF($AH$38=\"Detailed\",\"\",IF(AND($AA$38=\"Parallel\",$AA$36=\"Absolue Change\"),\"\",AB92+AD92+AM92))","v":231711.90640999994},{"$f":"IF($AH$38=\"Detailed\",\"\",IF(AND($AA$38=\"Parallel\",$AA$36=\"Absolue Change\"),\"\",AL92))","v":769331.482342},{"$f":"IF($AH$38=\"Detailed\",\"\",IF(AND($AA$38=\"Parallel\",$AA$36=\"Absolue Change\"),\"\",AE92+AI92+AK92))","v":24703.276409000002},{"$f":"IF($AH$38=\"Detailed\",\"\",IF(AND($AA$38=\"Parallel\",$AA$36=\"Absolue Change\"),\"\",AC92+AO92))","v":0},{"$f":"IF($AH$38=\"Detailed\",\"\",IF(AND($AA$38=\"Parallel\",$AA$36=\"Absolue Change\"),\"\",Y92+AF92+AG92+AJ92+AN92+AP92+AQ92+AR92))","v":485505.95360799995},{"$f":"IF($AH$38=\"Detailed\",\"\",IF(AND($AA$38=\"Parallel\",$AA$36=\"Absolue Change\"),\"\",AS92+AT92+AU92))","v":0},{"$f":"IF($AH$38=\"Detailed\",\"\",IF(AND($AA$38=\"Parallel\",$AA$36=\"Absolue Change\"),\"\",AV92))","v":0},{"$f":"SUM(Y123:AA123,AF123:AG123)","v":2687951.0770749999},{"$f":"SUM(AB123:AE123)","v":1279540.712359},{"$f":"AE123-AG92","v":210950.90200199996},{"$f":"AF123+AG123","v":0}]
[null,"Geothermal",null,null,null,null,null,null,null,null,null,null,null,null,null,null,null,null,null,null,{"$f":"U123+1","v":2},null,2013,4005846.1483309958,1611600.1229799998,872799.9312100003,195770.84028999996,789016.47300000011,{"$f":"IF($AH$38=\"Detailed\",\"\",IF(AND($AA$38=\"Parallel\",$AA$36=\"Absolue Change\"),\"\",AE93+AI93+AK93))","v":23794.033282000004},{"$f":"IF($AH$38=\"Detailed\",\"\",IF(AND($AA$38=\"Parallel\",$AA$36=\"Absolue Change\"),\"\",AC93+AO93))","v":0},511973.31629900006,0,0,2680170.8944800003,1324783.8225810002,244921.70764000004,0]
[null,"Biomass",null,null,null,null,null,null,null,null,null,null,null,null,null,null,null,null,null,null,{"$f":"U124+1","v":3},null,2014,4031718.2360239979,1605670.5620600004,882735.1726899998,192693.75357000003,797165.98199999996,22681.205372000004,78.009,529761.21585199994,0,0,2681099.4883200005,1349686.4122239999,272027.41507900006,0]
[null,"Fuel Cell",null,null,null,null,null,null,null,null,null,null,null,null,null,null,null,null,null,null,4,null,2015,4002887.9750929987,1399912.6401100005,1046314.7547899997,201389.41368999996,797177.87699999998,22213.152172000009,0,534677.69315499999,0,0,2647616.80859,1354068.722327,287287.70762800006,0]
[null,"International Imports",null,null,null,null,null,null,null,null,null,null,null,null,null,null,null,null,null,null,5,null,2016,3997548.2951150029,1304264.0460900008,1074863.8119399997,199941.99619999999,805693.94799999997,8875.6730029999981,0,602526.17371099978,0,0,2579069.8542300006,1417095.7947139996,336313.56063099991,0]
[null,"Energy Storage",null,null,null,null,null,null,null,null,null,null,null,null,null,null,null,null,null,null,6,null,2017,3982622.148386999,1295447.09889,1053845.5137999998,129702.78169999996,804949.63500000001,20062.255294000006,0,678614.86370299989,0,0,2478995.39439,1503626.7539969999,379991.45318899991,0]
[null,"Pumped Storage",null,null,null,null,null,null,null,null,null,null,null,null,null,null,null,null,null,null,7]
[null,"Biomass Co-firing",null,null,null,null,null,null,null,null,null,null,null,null,null,null,null,null,null,null,8,null,null,"All Units","Coal","Combined Cycle","CT, O/G Steam, Other Fossil","Nuclear","Other","Storage","All Renewables","Coal w/CCS","NGCC w/CCS","All Fossil","All Non-Fossil","All Renewables Except Hydro","All CCS"]
[null,"PC (w/biomass)",null,null,null,null,null,null,null,null,null,null,null,null,null,null,null,null,null,null,9,{"$f":"V59","v":"Nov 2018 Ref Case"},2021,{"$f":"IF($AH$38=\"Detailed\",\"\",X100)","v":4078371.2658671062},{"$f":"IF($AH$38=\"Detailed\",\"\",Z100+AH100)","v":867098.31070630893},{"$f":"IF($AH$38=\"Detailed\",\"\",AA100)","v":1550530.4421112263},{"$f":"IF($AH$38=\"Detailed\",\"\",AB100+AD100+AM100)","v":91732.13788258101},{"$f":"IF($AH$38=\"Detailed\",\"\",AL100)","v":694343.75965620007},{"$f":"IF($AH$38=\"Detailed\",\"\",AE100+AI100+AK100)","v":28726.151800921001},{"$f":"IF($AH$38=\"Detailed\",\"\",AC100+AO100)","v":10228.114911373999},{"$f":"IF($AH$38=\"Detailed\",\"\",Y100+AF100+AG100+AJ100+AN100+AP100+AQ100+AR100)","v":835712.34879849595},{"$f":"IF($AH$38=\"Detailed\",\"\",IF(AND($AA$38=\"Parallel\",$AA$36=\"Absolue Change\"),\"\",AS100+AT100+AU100))","v":0},{"$f":"IF($AH$38=\"Detailed\",\"\",IF(AND($AA$38=\"Parallel\",$AA$36=\"Absolue Change\"),\"\",AV100))","v":0},{"$f":"SUM(Y131:AA131,AF131:AG131)","v":2509360.8907001163},{"$f":"SUM(AB131:AE131)","v":1569010.375166991},{"$f":"AE131-AG100","v":532501.06370455946},{"$f":"AF131+AG131","v":0}]
[null,"IGCC - CCS",null,null,null,null,null,null,null,null,null,null,null,null,null,null,null,null,null,null,10,null,2023,4127758.3586608665,914499.53811886639,1563261.613638764,93883.034834923019,651533.66196283209,{"$f":"IF($AH$38=\"Detailed\",\"\",AE101+AI101+AK101)","v":28724.102536068003},{"$f":"IF($AH$38=\"Detailed\",\"\",AC101+AO101)","v":11943.623319692},863912.78424972738,0,0,2571644.1865925537,1556114.1720683193,550904.37056534411,0]
[null,"Combined Cycle - CCS",null,null,null,null,null,null,null,null,null,null,null,null,null,null,null,null,null,null,11,null,2025,4179207.3057892341,919075.61679976084,1575993.5104524055,101820.938768197,642652.74146510405,28724.102527290004,14299.568784883002,896640.82699159731,0,0,2596890.066020363,1582317.2397688744,582893.06257603632,0]
[null,"Coal 30% CCS",null,null,null,null,null,null,null,null,null,null,null,null,null,null,null,null,null,null,12,null,2030,4292750.9034581967,882188.66055240808,1617051.7692618973,99173.726782207988,604008.72727826401,28407.049666252995,15826.559665130999,1046094.4102520405,0,0,2598414.156596513,1694336.7468616886,730146.14697088744,0]
[null,"Coal 90% CCS",null,null,null,null,null,null,null,null,null,null,null,null,null,null,null,null,null,null,13,null,2035,4414414.0720767193,783853.319561232,1812498.1290333152,117052.57946212102,596552.33791845606,28411.575669090995,16289.324687101003,1059756.8057454098,0,0,2713404.0280566686,1701010.0440200577,742021.7564966249,0]
[null,"Coal w/CCS",null,null,null,null,null,null,null,null,null,null,null,null,null,null,null,null,null,null,14,null,2040,4571285.8110831883,790431.93357033911,1970967.2524025319,102707.53539989598,596552.33791845606,28411.827672748994,16976.263770152,1065238.6603490666,0,0,2864106.7213727674,1707179.0897104237,746497.75243671658,0]
[null,"NGCC w/CCS",null,null,null,null,null,null,null,null,null,null,null,null,null,null,null,null,null,null,15,null,2045,4723254.2698813928,781520.367945479,2039571.0528874116,80596.264186255954,596552.33791845606,28432.495891235994,16861.873639998001,1179719.877412552,0,0,2901687.6850191467,1821566.584862242,860223.01981370198,0]
[null,null,null,null,null,null,null,null,null,null,null,null,null,null,null,null,null,null,null,null,16,null,2050,4905209.4428573288,716455.43291339208,{"$f":"IF($AH$38=\"Detailed\",\"\",AA107)","v":2251145.0574829043},70815.50146192596,579435.01335731999,28416.489943248998,16389.968231098996,1242551.9794674348,0,0,3038415.9918582225,1866793.4509991028,923055.12189077598,0]
[null,null,null,null,null,null,null,null,null,null,null,null,null,null,null,null,null,null,null,null,17,null,null,"All Units","Coal","Combined Cycle","CT, O/G Steam, Other Fossil","Nuclear","Other","Storage","All Renewables","Coal w/CCS","NGCC w/CCS","All Fossil","All Non-Fossil","All Renewables Except Hydro","All CCS"]
[null,null,null,null,null,null,null,null,null,null,null,null,null,null,null,null,null,null,null,null,18,{"$f":"V68","v":"Illustrative ACE"},2021,{"$f":"IF($AH$38=\"Detailed\",\"\",X109)","v":4078338.9597308883},{"$f":"IF($AH$38=\"Detailed\",\"\",Z109+AH109)","v":867223.85995142034},{"$f":"IF($AH$38=\"Detailed\",\"\",AA109)","v":1550083.4310453059},{"$f":"IF($AH$38=\"Detailed\",\"\",AB109+AD109+AM109)","v":92105.320695563016},{"$f":"IF($AH$38=\"Detailed\",\"\",AL109)","v":694314.92163808807},{"$f":"IF($AH$38=\"Detailed\",\"\",AE109+AI109+AK109)","v":28726.151797107006},{"$f":"IF($AH$38=\"Detailed\",\"\",AC109+AO109)","v":10262.758750528001},{"$f":"IF($AH$38=\"Detailed\",\"\",Y109+AF109+AG109+AJ109+AN109+AP109+AQ109+AR109)","v":835622.5158528774},{"$f":"IF($AH$38=\"Detailed\",\"\",IF(AND($AA$38=\"Parallel\",$AA$36=\"Absolue Change\"),\"\",AS109+AT109+AU109))","v":0},{"$f":"IF($AH$38=\"Detailed\",\"\",IF(AND($AA$38=\"Parallel\",$AA$36=\"Absolue Change\"),\"\",AV109))","v":0},{"$f":"SUM(Y140:AA140,AF140:AG140)","v":2509412.6116922894},{"$f":"SUM(AB140:AE140)","v":1568926.3480386003},{"$f":"AE140-AG109","v":532411.23074749019},{"$f":"AF140+AG140","v":0}]
[null,null,null,null,null,null,null,null,null,null,null,null,null,null,null,null,null,null,null,null,19,null,2023,4127816.5810675099,911625.69396179204,1564485.2136755234,93679.554547541993,651533.66196283209,{"$f":"IF($AH$38=\"Detailed\",\"\",AE110+AI110+AK110)","v":28724.101862295003},{"$f":"IF($AH$38=\"Detailed\",\"\",AC110+AO110)","v":11967.203646894},865801.15141063603,0,0,2569790.4621848571,1558026.118882657,552792.73772801668,0]
[null,null,null,null,null,null,null,null,null,null,null,null,null,null,null,null,null,null,null,null,20,null,2025,4178993.5195556763,921461.87701754179,1574378.3299637039,99487.086423744011,642652.74146510405,28724.102525487997,14061.382653496999,898227.99950660206,0,0,2595327.2934049894,1583666.226150691,584480.23510096397,0]
[null,null,null,null,null,null,null,null,null,null,null,null,null,null,null,null,null,null,null,null,21,null,2030,4293210.5080945501,884246.99457021698,1616419.3903101271,97588.132850684982,604794.21157612803,28407.049665820996,15865.848746585001,1045888.8803749921,0,0,2598254.5177310291,1694955.9903635262,729295.43853510125,0]
[null,null,null,null,null,null,null,null,null,null,null,null,null,null,null,null,null,null,null,null,22,null,2035,4414771.4291800382,784891.64948993723,1810124.1657278039,118948.249955921,597337.82221632008,28406.779655883995,16325.716855557999,1058737.0452786181,0,0,2713964.0651736623,1700807.3640063801,741001.99605390825,0]
[null,null,null,null,null,null,null,null,null,null,null,null,null,null,null,null,null,null,null,null,23,null,2040,4571566.9304861175,796633.20864513877,1963750.2394797895,104137.884423514,597337.82221632008,28411.827663145996,16993.202593542002,1064302.7454646719,0,0,2864521.3325484423,1707045.5979376798,745561.83753370051,0]
[null,null,null,null,null,null,null,null,null,null,null,null,null,null,null,null,null,null,null,null,24,null,2045,4723455.5560728787,797091.33661342307,2025528.276497867,80996.087405986967,597337.82221632008,28432.495890335998,16939.670714827003,1177129.8667341177,0,0,2903615.7005172772,1819839.855555601,857633.00913394475,0]
[null,null,null,null,null,null,null,null,null,null,null,null,null,null,null,null,null,null,null,null,null,null,2050,4905421.5415903637,727207.69798849209,{"$f":"IF($AH$38=\"Detailed\",\"\",AA116)","v":2244813.5615648078},71346.689082232973,580220.49765518401,28414.956516507991,16515.231858308001,1236902.9069248307,0,0,3043367.9486355325,1862053.5929548307,917406.04934638785,0]
[]
[null,null,null,null,null,null,null,null,null,null,null,null,null,null,null,null,null,null,null,null,null,"HIGHLIGHT SINGLE"]
[null,null,null,null,null,null,null,null,null,null,null,null,null,null,null,null,null,null,null,null,null,null,null,null,null,null,"Lookuptable"]
[null,"Coal",null,null,null,null,null,null,null,null,null,null,null,null,null,null,null,null,null,null,null,null,null,"All Other Units",{"$f":"AH39","v":"*All Renewables Except Hydro"},null,{"$f":"VLOOKUP($AH$39,$AF$151:$AH$183,3,0)","v":2},null,null,null,null,"*All Fossil","All Fossil",2]
[null,"Combined Cycle",null,null,null,null,null,null,null,null,null,null,null,null,null,null,null,null,null,null,1,"Historical",2012,{"$f":"IF($AH$38=\"Detailed\",\"\",IF(AND($AA$38=\"Parallel\",$AA$36=\"Absolue Change\"),\"\",X92-Y152))","v":3757349.2820450007},{"$f":"IF($AH$38=\"Detailed\",\"\",IF(AND($AA$38=\"Parallel\",$AA$36=\"Absolue Change\"),\"\",\n      IF($AA$151=1,HLOOKUP($AA$152,$X$91:$AV$98,MATCH($W152,$W$91:$W$98,0),0),\n      HLOOKUP($AA$152,$X$122:$AK$129,MATCH($W152,$W$122:$W$129,0), 0))))","v":210950.90200199996},null,{"$f":"VLOOKUP($AH$39,$AF$151:$AH$183,2,0)","v":"All Renewables Except Hydro"},null,null,null,null,"*All Non-Fossil","All Non-Fossil",2]
[null,"CT, O/G Steam, Other Fossil",null,null,null,null,null,null,null,null,null,null,null,null,null,null,null,null,null,null,{"$f":"U152+1","v":2},null,2013,3760924.4406909957,244921.70764000004,null,null,null,null,null,null,"All Coal","Coal",2]
[null,"Nuclear",null,null,null,null,null,null,null,null,null,null,null,null,null,null,null,null,null,null,{"$f":"U153+1","v":3},null,2014,3759690.8209449979,272027.41507900006,null,null,null,null,null,null,"--Coal Steam","Coal Steam",1]
[null,"Other",null,null,null,null,null,null,null,null,null,null,null,null,null,null,null,null,null,null,4,null,2015,3715600.2674649986,287287.70762800006,null,null,null,null,null,null,"--IGCC","IGCC",1]
[null,"Storage",null,null,null,null,null,null,null,null,null,null,null,null,null,null,null,null,null,null,5,null,2016,3661234.7344840029,336313.56063099991,null,null,null,null,null,null,"Combined Cycle","Combined Cycle",1]
[null,"All Renewables",null,null,null,null,null,null,null,null,null,null,null,null,null,null,null,null,null,null,6,null,2017,3602630.695197999,379991.45318899991,null,null,null,null,null,null,"*CT, O/G Steam, Other Fossil","CT, O/G Steam, Other Fossil",2]
[null,"Coal w/CCS",null,null,null,null,null,null,null,null,null,null,null,null,null,null,null,null,null,null,7,null,null,null,null,null,null,null,null,null,null,"Combustion Turbine","Combustion Turbine",1]
[null,"NGCC w/CCS",null,null,null,null,null,null,null,null,null,null,null,null,null,null,null,null,null,null,8,null,null,null,null,null,null,null,null,null,null,"O/G Steam","O/G Steam",1]
[null,null,null,null,null,null,null,null,null,null,null,null,null,null,null,null,null,null,null,null,9,{"$f":"V131","v":"Nov 2018 Ref Case"},2021,{"$f":"IF($AH$38=\"Detailed\",\"\",X100-Y160)","v":4078371.2658671062},{"$f":"IF($AH$38<>\"Highlight Single\",0,\n      IF($AA$151=1,HLOOKUP($AA$152,$X$99:$AV$107,MATCH($W160,$W$99:$W$107,0),0),\n      HLOOKUP($AA$152,$X$130:$AK$138,MATCH($W160,$W$130:$W$138,0), 0)))","v":0},null,null,null,null,null,null,"Fossil Other","Fossil Other",1]
[null,null,null,null,null,null,null,null,null,null,null,null,null,null,null,null,null,null,null,null,10,null,2023,4127758.3586608665,0,null,null,null,null,null,null,"Nuclear","Nuclear",1]
[null,null,null,null,null,null,null,null,null,null,null,null,null,null,null,null,null,null,null,null,11,null,2025,4179207.3057892341,0,null,null,null,null,null,null,"*All CCS",null,2]
[null,null,null,null,null,null,null,null,null,null,null,null,null,null,null,null,null,null,null,null,12,null,2030,4292750.9034581967,0,null,null,null,null,null,null,"All Coal w/CCS",null,2]
[null,null,null,null,null,null,null,null,null,null,null,null,null,null,null,null,null,null,null,null,13,null,2035,4414414.0720767193,0,null,null,null,null,null,null,"--Coal 30% CCS","Coal 30% CCS",1]
[null,null,null,null,null,null,null,null,null,null,null,null,null,null,null,null,null,null,null,null,14,null,2040,4571285.8110831883,0,null,null,null,null,null,null,"--Coal 90% CCS","Coal 90% CCS",1]
[null,null,null,null,null,null,null,null,null,null,null,null,null,null,null,null,null,null,null,null,15,null,2045,4723254.2698813928,0,null,null,null,null,null,null,"--Coal w/CCS","Coal w/CCS",1]
[null,null,null,null,null,null,null,null,null,null,null,null,null,null,null,null,null,null,null,null,16,null,2050,{"$f":"IF($AH$38=\"Detailed\",\"\",X107-Y167)","v":4905209.4428573288},0,null,null,null,null,null,null,"NGCC w/CCS","NGCC w/CCS",1]
[null,null,null,null,null,null,null,null,null,null,null,null,null,null,null,null,null,null,null,null,17,null,null,null,null,null,null,null,null,null,null,"*All Renewables","All Renewables",2]
[null,null,null,null,null,null,null,null,null,null,null,null,null,null,null,null,null,null,null,null,18,{"$f":"V140","v":"Illustrative ACE"},2021,{"$f":"IF($AH$38=\"Detailed\",\"\",X109-Y169)","v":4078338.9597308883},{"$f":"IF($AH$38<>\"Highlight Single\",0,\n      IF($AA$151=1,HLOOKUP($AA$152,$X$108:$AV$117,MATCH($W169,$W$108:$W$117,0),0),\n      HLOOKUP($AA$152,$X$139:$AK$147,MATCH($W169,$W$139:$W$147,0), 0)))","v":0},null,null,null,null,null,null,"*All Renewables Except Hydro","All Renewables Except Hydro",2]
[null,null,null,null,null,null,null,null,null,null,null,null,null,null,null,null,null,null,null,null,19,null,2023,4127816.5810675099,0,null,null,null,null,null,null,"--Biomass","Biomass",1]
[null,null,null,null,null,null,null,null,null,null,null,null,null,null,null,null,null,null,null,null,20,null,2025,4178993.5195556763,0,null,null,null,null,null,null,"--Geothermal","Geothermal",1]
["Heat Input_Ozone Season","RPE_FuelConsumptionSummerTBtu",null,null,null,null,null,null,null,null,null,null,null,null,null,null,null,null,null,null,21,null,2030,4293210.5080945501,0,null,null,null,null,null,null,"--Hydro","Hydro",1]
["Heat Input_Annual","RPE_FuelConsumptionTotalTBtu",null,null,null,null,null,null,null,null,null,null,null,null,null,null,null,null,null,null,22,null,2035,4414771.4291800382,0,null,null,null,null,null,null,"--Landfill Gas","Landfill Gas",1]
["Generation_Ozone Season","RPE_GenerationSummerGWh",null,null,null,null,null,null,null,null,null,null,null,null,null,null,null,null,null,null,23,null,2040,4571566.9304861175,0,null,null,null,null,null,null,"--Solar PV","Solar PV",1]
["Generation_Annual","RPE_GenerationTotalGWh",null,null,null,null,null,null,null,null,null,null,null,null,null,null,null,null,null,null,24,null,2045,4723455.5560728787,0,null,null,null,null,null,null,"--Solar Thermal","Solar Thermal",1]
["Capacity","RPE_DispatchableCapacityMW",null,null,null,null,null,null,null,null,null,null,null,null,null,null,null,null,null,null,25,null,2050,{"$f":"IF($AH$38=\"Detailed\",\"\",X116-Y176)","v":4905421.5415903637},0,null,null,null,null,null,null,"--Offshore Wind","Offshore Wind",1]
[null,null,null,null,null,null,null,null,null,null,null,null,null,null,null,null,null,null,null,null,null,null,null,null,null,null,null,null,null,null,null,"--Wind","Wind",1]
["Heat Input_Ozone Season",1,null,null,null,null,null,null,null,null,null,null,null,null,null,null,null,null,null,null,null,null,null,null,null,null,null,null,null,null,null,"*All Other","Other",2]
["Heat Input_Annual",2,null,null,null,null,null,null,null,null,null,null,null,null,null,null,null,null,null,null,null,null,null,null,null,null,null,null,null,null,null,"--Fuel Cell","Fuel Cell",1]
["Generation_Ozone Season",3,null,null,null,null,null,null,null,null,null,null,null,null,null,null,null,null,null,null,null,null,null,null,null,null,null,null,null,null,null,"--International Imports","International Imports",1]
["Generation_Annual",4,null,null,null,null,null,null,null,null,null,null,null,null,null,null,null,null,null,null,null,null,null,null,null,null,null,null,null,null,null,"--Non-Fossil Other","Non-Fossil Other",1]
["Capacity_Ozone Season",5,null,null,null,null,null,null,null,null,null,null,null,null,null,null,null,null,null,null,null,null,null,null,null,null,null,null,null,null,null,"--Pumped Storage","Pumped Storage",1]
["Capacity_Annual",5,null,null,null,null,null,null,null,null,null,null,null,null,null,null,null,null,null,null,null,null,null,null,null,null,null,null,null,null,null,"--Energy Storage","Energy Storage",1]
[]
[null,null,null,null,null,null,null,null,null,null,null,null,null,null,null,null,null,null,null,null,null,null,null,"All Units","Hydro","Nuclear","Non-Fossil Other","Fossil Other","Coal Steam","IGCC","Combined Cycle","Combustion Turbine","O/G Steam","Wind","Offshore Wind","Solar PV","Solar Thermal","Landfill Gas","Geothermal","Biomass","Fuel Cell","International Imports","Pumped Storage","Energy Storage","Coal 30% CCS","Coal 90% CCS","Coal W/CCS","NGCC w/CCS"]
[null,null,null,null,null,null,null,null,null,null,null,null,null,null,null,null,null,null,null,null,1,{"$f":"AN36","v":"Historical Data"},{"$f":"AN37","v":2016},{"$f":"IF($V186=\"Historical Data\",INDEX($X$51:$AV$57,MATCH($W186,$W$51:$W$57,0),MATCH(X$185,$X$50:$AV$50,0)),\n     IF($V186=$V$59,INDEX($X$59:$AV$66,MATCH($W186,$W$59:$W$66,0),MATCH(X$185,$X$50:$AV$50,0)),\n                                   INDEX($X$68:$AV75,MATCH($W186,$W$68:$W$75,0),MATCH(X$185,$X$50:$AV$50,0))))","v":3997548.2951150029},{"$f":"IF($V186=\"Historical Data\",INDEX($X$51:$AV$57,MATCH($W186,$W$51:$W$57,0),MATCH(Y$185,$X$50:$AV$50,0)),\n     IF($V186=$V$59,INDEX($X$59:$AV$66,MATCH($W186,$W$59:$W$66,0),MATCH(Y$185,$X$50:$AV$50,0)),\n                                   INDEX($X$68:$AV75,MATCH($W186,$W$68:$W$75,0),MATCH(Y$185,$X$50:$AV$50,0))))","v":266212.61307999986},{"$f":"IF($V186=\"Historical Data\",INDEX($X$51:$AV$57,MATCH($W186,$W$51:$W$57,0),MATCH(Z$185,$X$50:$AV$50,0)),\n     IF($V186=$V$59,INDEX($X$59:$AV$66,MATCH($W186,$W$59:$W$66,0),MATCH(Z$185,$X$50:$AV$50,0)),\n                                   INDEX($X$68:$AV75,MATCH($W186,$W$68:$W$75,0),MATCH(Z$185,$X$50:$AV$50,0))))","v":805693.94799999997},{"$f":"IF($V186=\"Historical Data\",INDEX($X$51:$AV$57,MATCH($W186,$W$51:$W$57,0),MATCH(AA$185,$X$50:$AV$50,0)),\n     IF($V186=$V$59,INDEX($X$59:$AV$66,MATCH($W186,$W$59:$W$66,0),MATCH(AA$185,$X$50:$AV$50,0)),\n                                   INDEX($X$68:$AV75,MATCH($W186,$W$68:$W$75,0),MATCH(AA$185,$X$50:$AV$50,0))))","v":8128.9586019999988},{"$f":"IF($V186=\"Historical Data\",INDEX($X$51:$AV$57,MATCH($W186,$W$51:$W$57,0),MATCH(AB$185,$X$50:$AV$50,0)),\n     IF($V186=$V$59,INDEX($X$59:$AV$66,MATCH($W186,$W$59:$W$66,0),MATCH(AB$185,$X$50:$AV$50,0)),\n                                   INDEX($X$68:$AV75,MATCH($W186,$W$68:$W$75,0),MATCH(AB$185,$X$50:$AV$50,0))))","v":0},{"$f":"IF($V186=\"Historical Data\",INDEX($X$51:$AV$57,MATCH($W186,$W$51:$W$57,0),MATCH(AC$185,$X$50:$AV$50,0)),\n     IF($V186=$V$59,INDEX($X$59:$AV$66,MATCH($W186,$W$59:$W$66,0),MATCH(AC$185,$X$50:$AV$50,0)),\n                                   INDEX($X$68:$AV75,MATCH($W186,$W$68:$W$75,0),MATCH(AC$185,$X$50:$AV$50,0))))","v":1295888.4541900007},{"$f":"IF($V186=\"Historical Data\",INDEX($X$51:$AV$57,MATCH($W186,$W$51:$W$57,0),MATCH(AD$185,$X$50:$AV$50,0)),\n     IF($V186=$V$59,INDEX($X$59:$AV$66,MATCH($W186,$W$59:$W$66,0),MATCH(AD$185,$X$50:$AV$50,0)),\n                                   INDEX($X$68:$AV75,MATCH($W186,$W$68:$W$75,0),MATCH(AD$185,$X$50:$AV$50,0))))","v":8375.5918999999994},{"$f":"IF($V186=\"Historical Data\",INDEX($X$51:$AV$57,MATCH($W186,$W$51:$W$57,0),MATCH(AE$185,$X$50:$AV$50,0)),\n     IF($V186=$V$59,INDEX($X$59:$AV$66,MATCH($W186,$W$59:$W$66,0),MATCH(AE$185,$X$50:$AV$50,0)),\n                                   INDEX($X$68:$AV75,MATCH($W186,$W$68:$W$75,0),MATCH(AE$185,$X$50:$AV$50,0))))","v":1074863.8119399997},{"$f":"IF($V186=\"Historical Data\",INDEX($X$51:$AV$57,MATCH($W186,$W$51:$W$57,0),MATCH(AF$185,$X$50:$AV$50,0)),\n     IF($V186=$V$59,INDEX($X$59:$AV$66,MATCH($W186,$W$59:$W$66,0),MATCH(AF$185,$X$50:$AV$50,0)),\n                                   INDEX($X$68:$AV75,MATCH($W186,$W$68:$W$75,0),MATCH(AF$185,$X$50:$AV$50,0))))","v":89057.652619999993},{"$f":"IF($V186=\"Historical Data\",INDEX($X$51:$AV$57,MATCH($W186,$W$51:$W$57,0),MATCH(AG$185,$X$50:$AV$50,0)),\n     IF($V186=$V$59,INDEX($X$59:$AV$66,MATCH($W186,$W$59:$W$66,0),MATCH(AG$185,$X$50:$AV$50,0)),\n                                   INDEX($X$68:$AV75,MATCH($W186,$W$68:$W$75,0),MATCH(AG$185,$X$50:$AV$50,0))))","v":110884.34357999999},{"$f":"IF($V186=\"Historical Data\",INDEX($X$51:$AV$57,MATCH($W186,$W$51:$W$57,0),MATCH(AH$185,$X$50:$AV$50,0)),\n     IF($V186=$V$59,INDEX($X$59:$AV$66,MATCH($W186,$W$59:$W$66,0),MATCH(AH$185,$X$50:$AV$50,0)),\n                                   INDEX($X$68:$AV75,MATCH($W186,$W$68:$W$75,0),MATCH(AH$185,$X$50:$AV$50,0))))","v":226184.13412900001},{"$f":"IF($V186=\"Historical Data\",INDEX($X$51:$AV$57,MATCH($W186,$W$51:$W$57,0),MATCH(AI$185,$X$50:$AV$50,0)),\n     IF($V186=$V$59,INDEX($X$59:$AV$66,MATCH($W186,$W$59:$W$66,0),MATCH(AI$185,$X$50:$AV$50,0)),\n                                   INDEX($X$68:$AV75,MATCH($W186,$W$68:$W$75,0),MATCH(AI$185,$X$50:$AV$50,0))))","v":0},{"$f":"IF($V186=\"Historical Data\",INDEX($X$51:$AV$57,MATCH($W186,$W$51:$W$57,0),MATCH(AJ$185,$X$50:$AV$50,0)),\n     IF($V186=$V$59,INDEX($X$59:$AV$66,MATCH($W186,$W$59:$W$66,0),MATCH(AJ$185,$X$50:$AV$50,0)),\n                                   INDEX($X$68:$AV75,MATCH($W186,$W$68:$W$75,0),MATCH(AJ$185,$X$50:$AV$50,0))))","v":32581.913227000001},{"$f":"IF($V186=\"Historical Data\",INDEX($X$51:$AV$57,MATCH($W186,$W$51:$W$57,0),MATCH(AK$185,$X$50:$AV$50,0)),\n     IF($V186=$V$59,INDEX($X$59:$AV$66,MATCH($W186,$W$59:$W$66,0),MATCH(AK$185,$X$50:$AV$50,0)),\n                                   INDEX($X$68:$AV75,MATCH($W186,$W$68:$W$75,0),MATCH(AK$185,$X$50:$AV$50,0))))","v":3308.3960000000002},{"$f":"IF($V186=\"Historical Data\",INDEX($X$51:$AV$57,MATCH($W186,$W$51:$W$57,0),MATCH(AL$185,$X$50:$AV$50,0)),\n     IF($V186=$V$59,INDEX($X$59:$AV$66,MATCH($W186,$W$59:$W$66,0),MATCH(AL$185,$X$50:$AV$50,0)),\n                                   INDEX($X$68:$AV75,MATCH($W186,$W$68:$W$75,0),MATCH(AL$185,$X$50:$AV$50,0))))","v":11217.086247999998},{"$f":"IF($V186=\"Historical Data\",INDEX($X$51:$AV$57,MATCH($W186,$W$51:$W$57,0),MATCH(AM$185,$X$50:$AV$50,0)),\n     IF($V186=$V$59,INDEX($X$59:$AV$66,MATCH($W186,$W$59:$W$66,0),MATCH(AM$185,$X$50:$AV$50,0)),\n                                   INDEX($X$68:$AV75,MATCH($W186,$W$68:$W$75,0),MATCH(AM$185,$X$50:$AV$50,0))))","v":15565.705000000002},{"$f":"IF($V186=\"Historical Data\",INDEX($X$51:$AV$57,MATCH($W186,$W$51:$W$57,0),MATCH(AN$185,$X$50:$AV$50,0)),\n     IF($V186=$V$59,INDEX($X$59:$AV$66,MATCH($W186,$W$59:$W$66,0),MATCH(AN$185,$X$50:$AV$50,0)),\n                                   INDEX($X$68:$AV75,MATCH($W186,$W$68:$W$75,0),MATCH(AN$185,$X$50:$AV$50,0))))","v":47456.326026999981},{"$f":"IF($V186=\"Historical Data\",INDEX($X$51:$AV$57,MATCH($W186,$W$51:$W$57,0),MATCH(AO$185,$X$50:$AV$50,0)),\n     IF($V186=$V$59,INDEX($X$59:$AV$66,MATCH($W186,$W$59:$W$66,0),MATCH(AO$185,$X$50:$AV$50,0)),\n                                   INDEX($X$68:$AV75,MATCH($W186,$W$68:$W$75,0),MATCH(AO$185,$X$50:$AV$50,0))))","v":746.71440099999995},{"$f":"IF($V186=\"Historical Data\",INDEX($X$51:$AV$57,MATCH($W186,$W$51:$W$57,0),MATCH(AP$185,$X$50:$AV$50,0)),\n     IF($V186=$V$59,INDEX($X$59:$AV$66,MATCH($W186,$W$59:$W$66,0),MATCH(AP$185,$X$50:$AV$50,0)),\n                                   INDEX($X$68:$AV75,MATCH($W186,$W$68:$W$75,0),MATCH(AP$185,$X$50:$AV$50,0))))","v":0},{"$f":"IF($V186=\"Historical Data\",INDEX($X$51:$AV$57,MATCH($W186,$W$51:$W$57,0),MATCH(AQ$185,$X$50:$AV$50,0)),\n     IF($V186=$V$59,INDEX($X$59:$AV$66,MATCH($W186,$W$59:$W$66,0),MATCH(AQ$185,$X$50:$AV$50,0)),\n                                   INDEX($X$68:$AV75,MATCH($W186,$W$68:$W$75,0),MATCH(AQ$185,$X$50:$AV$50,0))))","v":0},{"$f":"IF($V186=\"Historical Data\",INDEX($X$51:$AV$57,MATCH($W186,$W$51:$W$57,0),MATCH(AR$185,$X$50:$AV$50,0)),\n     IF($V186=$V$59,INDEX($X$59:$AV$66,MATCH($W186,$W$59:$W$66,0),MATCH(AR$185,$X$50:$AV$50,0)),\n                                   INDEX($X$68:$AV75,MATCH($W186,$W$68:$W$75,0),MATCH(AR$185,$X$50:$AV$50,0))))","v":0},{"$f":"IF($V186=\"Historical Data\",INDEX($X$51:$AV$57,MATCH($W186,$W$51:$W$57,0),MATCH(AS$185,$X$50:$AV$50,0)),\n     IF($V186=$V$59,INDEX($X$59:$AV$66,MATCH($W186,$W$59:$W$66,0),MATCH(AS$185,$X$50:$AV$50,0)),\n                                   INDEX($X$68:$AV75,MATCH($W186,$W$68:$W$75,0),MATCH(AS$185,$X$50:$AV$50,0))))","v":0},{"$f":"IF($V186=\"Historical Data\",INDEX($X$51:$AV$57,MATCH($W186,$W$51:$W$57,0),MATCH(AT$185,$X$50:$AV$50,0)),\n     IF($V186=$V$59,INDEX($X$59:$AV$66,MATCH($W186,$W$59:$W$66,0),MATCH(AT$185,$X$50:$AV$50,0)),\n                                   INDEX($X$68:$AV75,MATCH($W186,$W$68:$W$75,0),MATCH(AT$185,$X$50:$AV$50,0))))","v":0},{"$f":"IF($V186=\"Historical Data\",INDEX($X$51:$AV$57,MATCH($W186,$W$51:$W$57,0),MATCH(AU$185,$X$50:$AV$50,0)),\n     IF($V186=$V$59,INDEX($X$59:$AV$66,MATCH($W186,$W$59:$W$66,0),MATCH(AU$185,$X$50:$AV$50,0)),\n                                   INDEX($X$68:$AV75,MATCH($W186,$W$68:$W$75,0),MATCH(AU$185,$X$50:$AV$50,0))))","v":0},{"$f":"IF($V186=\"Historical Data\",INDEX($X$51:$AV$57,MATCH($W186,$W$51:$W$57,0),MATCH(AV$185,$X$50:$AV$50,0)),\n     IF($V186=$V$59,INDEX($X$59:$AV$66,MATCH($W186,$W$59:$W$66,0),MATCH(AV$185,$X$50:$AV$50,0)),\n                                   INDEX($X$68:$AV75,MATCH($W186,$W$68:$W$75,0),MATCH(AV$185,$X$50:$AV$50,0))))","v":0}]
[null,null,null,null,null,null,null,null,null,null,null,null,null,null,null,null,null,null,null,null,{"$f":"U186+1","v":2},{"$f":"AN39","v":"Nov 2018 Ref Case"},{"$f":"AN40","v":2023},{"$f":"IF($V187=\"Historical Data\",INDEX($X$51:$AV$57,MATCH($W187,$W$51:$W$57,0),MATCH(X$185,$X$50:$AV$50,0)),\n     IF($V187=$V$59,INDEX($X$59:$AV$66,MATCH($W187,$W$59:$W$66,0),MATCH(X$185,$X$50:$AV$50,0)),\n                                   INDEX($X$68:$AV$75,MATCH($W187,$W$68:$W$75,0),MATCH(X$185,$X$50:$AV$50,0))))","v":4127758.3586608665},313008.41368438321,651533.66196283209,22384.490536217003,3236.6413228339993,910210.08148244245,4289.456636424,1563261.613638764,30217.29091233301,60429.102599755999,398430.73982113646,122.420639574793,115655.98652509386,3101.7824370661019,11425.849692096002,20022.251772377,2145.3396780000003,0,6339.6119998510003,8110.294067973,3833.3292517189998,0,0,0,0]
[null,null,null,null,null,null,null,null,null,null,null,null,null,null,null,null,null,null,null,null,{"$f":"U187+1","v":3}]
[null,null,null,null,null,null,null,null,null,null,null,null,null,null,null,null,null,null,null,null,4]
[null,null,null,null,null,null,null,null,null,null,null,null,null,null,null,null,null,null,null,null,5,null,null,"All Units","Coal","Combined Cycle","CT, O/G Steam, Other Fossil","Nuclear","Other","Storage","All Renewables","Coal w/CCS","NGCC w/CCS","All Fossil","All Non-Fossil","All Renewables Except Hydro","All CCS"]
[null,null,null,null,null,null,null,null,null,null,null,null,null,null,null,null,null,null,null,null,6,{"$f":"AN36","v":"Historical Data"},{"$f":"AN37","v":2016},{"$f":"X186","v":3997548.2951150029},{"$f":"AC186+AD186","v":1304264.0460900008},{"$f":"AE186","v":1074863.8119399997},{"$f":"AF186+AB186+AG186","v":199941.99619999999},{"$f":"Z186","v":805693.94799999997},{"$f":"AA186+AP186+AO186","v":8875.6730029999981},{"$f":"AQ186+AR186","v":0},{"$f":"Y186+AH186+AJ186+AI186+AM186+AK186+AL186+AN186","v":602526.17371099978},{"$f":"AS186+AT186+AU186","v":0},{"$f":"AV186","v":0},{"$f":"Y191+Z191+AA191","v":2579069.8542300006},{"$f":"X191-AH191","v":1418478.4408850023},{"$f":"AH186+AJ186+AI186+AM186+AK186+AL186+AN186","v":336313.56063099997},{"$f":"AF191+AG191","v":0}]
[null,null,null,null,null,null,null,null,null,null,null,null,null,null,null,null,null,null,null,null,7,{"$f":"AN39","v":"Nov 2018 Ref Case"},{"$f":"AN40","v":2023},{"$f":"X187","v":4127758.3586608665},{"$f":"AC187+AD187","v":914499.53811886639},{"$f":"AE187","v":1563261.613638764},{"$f":"AF187+AB187+AG187","v":93883.034834923019},{"$f":"Z187","v":651533.66196283209},{"$f":"AA187+AP187+AO187","v":28724.102536068003},{"$f":"AQ187+AR187","v":11943.623319692},{"$f":"Y187+AH187+AJ187+AI187+AM187+AK187+AL187+AN187","v":863912.78424972738},{"$f":"AS187+AT187+AU187","v":0},{"$f":"AV187","v":0},{"$f":"Y192+Z192+AA192","v":2571644.1865925537},{"$f":"X192-AH192","v":1556114.1720683128},{"$f":"AH187+AJ187+AI187+AM187+AK187+AL187+AN187","v":550904.37056534411},{"$f":"AF192+AG192","v":0}]
[null,null,null,null,null,null,null,null,null,null,null,null,null,null,null,null,null,null,null,null,8]
[null,null,null,null,null,null,null,null,null,null,null,null,null,null,null,null,null,null,null,null,9,null,null,"All Other Units",{"$f":"AH39","v":"*All Renewables Except Hydro"}]
[null,null,null,null,null,null,null,null,null,null,null,null,null,null,null,null,null,null,null,null,10,{"$f":"AN36","v":"Historical Data"},{"$f":"AN37","v":2016},{"$f":"X191-Y195","v":3997548.2951150029},{"$f":"IF($AH$38<>\"Highlight Single\",0,\n      IF($AA$151=1,HLOOKUP($AA$152,$X$185:$AV$187,2,0),\n      HLOOKUP($AA$152,$X$190:$AK$192,2, 0)))","v":0}]
[null,null,null,null,null,null,null,null,null,null,null,null,null,null,null,null,null,null,null,null,11,{"$f":"AN39","v":"Nov 2018 Ref Case"},{"$f":"AN40","v":2023},{"$f":"X192-Y196","v":4127758.3586608665},{"$f":"IF($AH$38<>\"Highlight Single\",0,\n      IF($AA$151=1,HLOOKUP($AA$152,$X$185:$AV$187,3,0),\n      HLOOKUP($AA$152,$X$190:$AK$192,3, 0)))","v":0}]
[null,null,null,null,null,null,null,null,null,null,null,null,null,null,null,null,null,null,null,null,null,null,null,null,null,null,null,null,null,"Hydro"]
[null,null,null,null,null,null,null,null,null,null,null,null,null,null,null,null,null,null,null,null,null,2021,null,null,null,null,null,null,null,"Nuclear"]
[null,null,null,null,null,null,null,null,null,null,null,null,null,null,null,null,null,null,null,null,null,2023,null,null,null,null,null,null,null,"Non-Fossil Other"]
[null,null,null,null,null,null,null,null,null,null,null,null,null,null,null,null,null,null,null,null,null,2025,null,null,null,null,null,null,null,"Fossil Other"]
[null,null,null,null,null,null,null,null,null,null,null,null,null,null,null,null,null,null,null,null,null,2030,null,null,null,null,null,null,null,"Coal Steam"]
[null,null,null,null,null,null,null,null,null,null,null,null,null,null,null,null,null,null,null,null,null,2035,null,null,null,null,null,null,null,"IGCC"]
[null,null,null,null,null,null,null,null,null,null,null,null,null,null,null,null,null,null,null,null,null,2040,null,null,null,null,null,null,null,"Combined Cycle"]
[null,null,null,null,null,null,null,null,null,null,null,null,null,null,null,null,null,null,null,null,null,2045,null,null,null,null,null,null,null,"Combustion Turbine"]
[null,null,null,null,null,null,null,null,null,null,null,null,null,null,null,null,null,null,null,null,null,2050,null,null,null,null,null,null,null,"O/G Steam"]
[null,null,null,null,null,null,null,null,null,null,null,null,null,null,null,null,null,null,null,null,null,null,null,null,null,null,null,null,null,"Wind"]
[null,null,null,null,null,null,null,null,null,null,null,null,null,null,null,null,null,null,null,null,null,null,null,null,null,null,null,null,null,"Offshore Wind"]
[null,null,null,null,null,null,null,null,null,null,null,null,null,null,null,null,null,null,null,null,null,null,null,null,null,null,null,null,null,"Solar PV"]
[null,null,null,null,null,null,null,null,null,null,null,null,null,null,null,null,null,null,null,null,null,null,null,null,null,null,null,null,null,"Solar Thermal"]
[null,null,null,null,null,null,null,null,null,null,null,null,null,null,null,null,null,null,null,null,null,null,null,null,null,null,null,null,null,"Landfill Gas"]
[null,null,null,null,null,null,null,null,null,null,null,null,null,null,null,null,null,null,null,null,null,null,null,null,null,null,null,null,null,"Geothermal"]
[null,null,null,null,null,null,null,null,null,null,null,null,null,null,null,null,null,null,null,null,null,null,null,null,null,null,null,null,null,"Biomass"]
[null,null,null,null,null,null,null,null,null,null,null,null,null,null,null,null,null,null,null,null,null,null,null,null,null,null,null,null,null,"Fuel Cell"]
[null,null,null,null,null,null,null,null,null,null,null,null,null,null,null,null,null,null,null,null,null,null,null,null,null,null,null,null,null,"International Imports"]
[null,null,null,null,null,null,null,null,null,null,null,null,null,null,null,null,null,null,null,null,null,null,null,null,null,null,null,null,null,"Pumped Storage"]
[null,null,null,null,null,null,null,null,null,null,null,null,null,null,null,null,null,null,null,null,null,null,null,null,null,null,null,null,null,"Energy Storage"]

{"sheet":"All Run Comparison","index":5,"n_rows":137,"n_cols":23,"rows_kept":137,"cut":false,"hidden":false,"merged":[[2,5,3,11]]}
[]
[]
[null,null,null,null,null,{"$f":"IF($B$20=\"Actual\",VLOOKUP(B18,$A$127:$B$137,2,0),\nIF($B$20=\"Absolute Change\",IF(VLOOKUP(B18,$A$127:$B$137,2,0)=VLOOKUP(B35,$A$127:$B$137,2,0),\"Change in \"&VLOOKUP(B18,$A$127:$B$137,2,0),\"Unit of Measure Mismatch\"),\nIF($B$20=\"Percent Change\",IF(B18=B35,\"Percent Change of \"&VLOOKUP(B18,$A$127:$B$137,2,0),\"Unit of Measure Mismatch\"),\nIF($B$20=\"Emissions Rate\",IF(AND(NOT(ISERROR(SEARCH(\"tons\",$B$18))),OR(NOT(ISERROR(SEARCH(\"GWh\",$B$35))),NOT(ISERROR(SEARCH(\"TBtu\",$B$35))))),IF(ISERROR(SEARCH(\"Summer\",$B$18))<>ISERROR(SEARCH(\"Summer\",$B$35)),\"Unit of Measure Mismatch\",\"lbs \"&LEFT($B$18,3)&\"/\"&IF(RIGHT($B$35,4)=\"TBtu\",\"mmBtu\",\"kWh\")),\"Unit of Measure Mismatch\"),\nIF($B$20=\"Fraction\",IF(B18=B35,\"Dimensionless Fraction or Ratio\",VLOOKUP(B18,$A$127:$B$137,2,0)&\" / \"&VLOOKUP(B35,$A$127:$B$137,2,0)),\nIF(AND($B$20=\"Capacity Factor\",NOT(ISERROR(SEARCH(\"Generation\",$B$18))),NOT(ISERROR(SEARCH(\"Capacity\",$B$35)))),\"Capacity Factor\",\"ERROR\"))))))","v":"Thousand (short) tons NOx"}]
["PRIMARY CASE","All Runs (up to 8)"]
["PRIMARY YEAR","All Years"]
[]
["Regional Aggregation","National",{"$f":"IF(B7=\"State\",\"RPE_State\",\"RPE_RegionGroupAcronym\")","v":"RPE_RegionGroupAcronym"}]
[" ","AL"]
[]
["PRIMARY DIMENSIONS"]
["Fuel Type","All Units","RPE_FuelType"]
["Fossil >25 MW","All Units","RPE_Fossil25MW"]
["Existing/New/Retired","Existing and New","RPE_ExistingorNewUnit"]
["Plant Type","All Units","RPE_PlantType"]
["Plant Category","All Units","RPE_PlantCategory"]
["Plant Controls","All Units",{"$f":"MATCH(B16,Controls,0)","v":1}]
["Existing or New Controls","All Controls"]
["PRIMARY MEASURE","NOX Emissions Summer Thousand Tons",{"$f":"VLOOKUP(B18,'Lookup tables'!$AD$5:$AF$68,3,0)","v":"RPE_NOXEmissionsSummerThousandTons"}]
[]
["DISPLAY VALUE TYPE","Actual"]
[]
[]
["COMPARISON CASE","Self"]
[]
["COMPARISON YEAR","Parallel"]
[]
["COMPARISON DIMENSIONS"]
["Fuel Type","All Units","RPE_FuelType"]
["Fossil >25 MW","All Units","RPE_Fossil25MW"]
["Existing/New/Retired","Existing and New","RPE_ExistingorNewUnit"]
["Plant Type","All Units","RPE_PlantType"]
["Plant Category","All Units","RPE_PlantCategory"]
["Plant Controls","All Units",{"$f":"IF(B20=\"actual\",0,MATCH(B33,Controls,0))","v":0},null,"Case",{"$f":"TRANSPOSE(G59:G67)","v":"Historic"},"Nov 2018 Ref Case","Nov 2018 Ref Case with 45Q","Illustrative ACE","","","","",""]
["Existing or New Controls","All Controls",null,null,"Show/ Hide?","Show","Show","Show","Show","Show","Show","Show","Show","Show"]
["COMPARISON MEASURE","NOX Emissions Summer Thousand Tons",{"$f":"VLOOKUP(B35,'Lookup tables'!$AD$5:$AF$68,3,0)","v":"RPE_NOXEmissionsSummerThousandTons"},null,"Color"]
[]
[]
[null,null,null,null,"*Historical data is still under development. It is approximate and may not always provide an apples-to-apples comparison to IPM outputs. See READ ME worksheet for more info."]
[]
[]
[]
[]
[]
[]
["***You must click the update button to update the charts"]
[]
[]
[]
[]
[]
[]
[]
[]
[]
[]
[]
[]
[null,null,null,null,null,"PRIMARY",null,2011,2012,2013,2014,2015,2016,2017,null,2021,2023,2025,2030,2035,2040,2045,2050]
[null,null,null,null,null,null,"Historic",{"$f":"IF($G59=\"\",\"\",SUMIFS(CHOOSE(VLOOKUP($B$18,$A$113:$B$123,2,0),  RPE_FuelConsumptionSummerTBtu, RPE_FuelConsumptionTotalTBtu, RPE_GenerationSummerGWh, RPE_GenerationTotalGWh, RPE_CO2EmissionsSummerThousandTons, RPE_CO2EmissionsTotalThousandTons, RPE_NOXEmissionsSummerThousandTons, RPE_NOXEmissionsTotalThousandTons, RPE_SO2EmissionsSummerThousandTons, RPE_SO2EmissionsTotalThousandTons, RPE_DispatchableCapacityMW),MeetPrimaryCriteriaSeries3,\"=1\",RPE_Run,\"=\"&$G59,RPE_Year,\"=\"&H$58))","v":889.32886600000006},787.46597299999985,750.29746400000022,695.62110899999982,616.79623699999979,554.0761950000001,466.58377799999982]
[null,null,null,null,null,null,{"$f":"IF(Map!R4=\"\",\"\",Map!R4)","v":"Nov 2018 Ref Case"},null,null,null,null,null,null,null,null,{"$f":"IF($G60=\"\",\"\",SUMIFS(CHOOSE(VLOOKUP($B$18,$A$113:$B$123,2,0),  RPE_FuelConsumptionSummerTBtu, RPE_FuelConsumptionTotalTBtu, RPE_GenerationSummerGWh, RPE_GenerationTotalGWh, RPE_CO2EmissionsSummerThousandTons, RPE_CO2EmissionsTotalThousandTons, RPE_NOXEmissionsSummerThousandTons, RPE_NOXEmissionsTotalThousandTons, RPE_SO2EmissionsSummerThousandTons, RPE_SO2EmissionsTotalThousandTons, RPE_DispatchableCapacityMW),MeetPrimaryCriteriaSeries3,\"=1\",RPE_Run,\"=\"&$G60,RPE_Year,\"=\"&P$58))","v":380.35322326090301},388.98528748347525,386.69252859117324,384.74205523764971,374.33671519674027,372.84461708326148,364.41649004130107,337.69980178552447]
[null,null,null,null,null,null,{"$f":"IF(Map!R5=\"\",\"\",Map!R5)","v":"Nov 2018 Ref Case with 45Q"},null,null,null,null,null,null,null,null,380.49306392641921,388.56088517981107,387.36572428246939,384.87253215291224,375.50982280471123,373.82292810535506,364.90683257997244,338.23356249518582]
[null,null,null,null,null,null,{"$f":"IF(Map!R6=\"\",\"\",Map!R6)","v":"Illustrative ACE"},null,null,null,null,null,null,null,null,380.41015486506365,387.77907444637361,382.74152839500482,381.3964080058297,370.39722867360609,371.62302772196858,364.99950868505272,337.49364909526491]
[null,null,null,null,null,null,{"$f":"IF(Map!R7=\"\",\"\",Map!R7)","v":""},null,null,null,null,null,null,null,null,"","","","","","","",""]
[null,null,null,null,null,null,{"$f":"IF(Map!R8=\"\",\"\",Map!R8)","v":""},null,null,null,null,null,null,null,null,{"$f":"IF($G64=\"\",\"\",CHOOSE(VLOOKUP($B$18,$A$113:$B$123,2,0),\nSUMIFS(RPE_FuelConsumptionSummerTBtu,MeetPrimaryCriteriaSeries3,\"=1\",RPE_Run,\"=\"&$G64,RPE_Year,\"=\"&P$58),\nSUMIFS(RPE_FuelConsumptionTotalTBtu,MeetPrimaryCriteriaSeries3,\"=1\",RPE_Run,\"=\"&$G64,RPE_Year,\"=\"&P$58),\nSUMIFS(RPE_GenerationSummerGWh,MeetPrimaryCriteriaSeries3,\"=1\",RPE_Run,\"=\"&$G64,RPE_Year,\"=\"&P$58),\nSUMIFS(RPE_GenerationTotalGWh,MeetPrimaryCriteriaSeries3,\"=1\",RPE_Run,\"=\"&$G64,RPE_Year,\"=\"&P$58),\nSUMIFS(RPE_CO2EmissionsSummerThousandTons,MeetPrimaryCriteriaSeries3,\"=1\",RPE_Run,\"=\"&$G64,RPE_Year,\"=\"&P$58),\nSUMIFS(RPE_CO2EmissionsTotalThousandTons,MeetPrimaryCriteriaSeries3,\"=1\",RPE_Run,\"=\"&$G64,RPE_Year,\"=\"&P$58),\nSUMIFS(RPE_NOXEmissionsSummerThousandTons,MeetPrimaryCriteriaSeries3,\"=1\",RPE_Run,\"=\"&$G64,RPE_Year,\"=\"&P$58),\nSUMIFS(RPE_NOXEmissionsTotalThousandTons,MeetPrimaryCriteriaSeries3,\"=1\",RPE_Run,\"=\"&$G64,RPE_Year,\"=\"&P$58),\nSUMIFS(RPE_SO2EmissionsSummerThousandTons,MeetPrimaryCriteriaSeries3,\"=1\",RPE_Run,\"=\"&$G64,RPE_Year,\"=\"&P$58),\nSUMIFS(RPE_SO2EmissionsTotalThousandTons,MeetPrimaryCriteriaSeries3,\"=1\",RPE_Run,\"=\"&$G64,RPE_Year,\"=\"&P$58),\nSUMIFS(RPE_DispatchableCapacityMW,MeetPrimaryCriteriaSeries3,\"=1\",RPE_Run,\"=\"&$G64,RPE_Year,\"=\"&P$58)))","v":""},"","","","","","",""]
[null,null,null,null,null,null,{"$f":"IF(Map!R9=\"\",\"\",Map!R9)","v":""},null,null,null,null,null,null,null,null,"","","","","","","",""]
[null,null,null,null,null,null,{"$f":"IF(Map!R10=\"\",\"\",Map!R10)","v":""},null,null,null,null,null,null,null,null,"","","","","","","",""]
[null,null,null,null,null,null,{"$f":"IF(Map!R11=\"\",\"\",Map!R11)","v":""},null,null,null,null,null,null,null,null,"","","","","","","",""]
[null,null,null,null,null,null,{"$f":"IF(Map!R12=\"\",\"\",Map!R12)","v":""},null,null,null,null,null,null,null,null,"","","","","","","",""]
[null,null,null,null,null,null,{"$f":"IF(Map!R13=\"\",\"\",Map!R13)","v":""},null,null,null,null,null,null,null,null,"","","","","","","",""]
[null,"Comparison Run List"]
[null,"Self",null,null,null,"COMPARISON",null,2011,2012,2013,2014,2015,2016,2017,null,2021,2023,2025,2030,2035,2040,2045,2050]
[null,{"$f":"G72","v":"Historic"},null,null,null,null,{"$f":"G59","v":"Historic"},{"$f":"IF($G72=\"\",\"\",SUMIFS(CHOOSE(VLOOKUP($B$35,$A$113:$B$123,2,0),  RPE_FuelConsumptionSummerTBtu, RPE_FuelConsumptionTotalTBtu, RPE_GenerationSummerGWh, RPE_GenerationTotalGWh, RPE_CO2EmissionsSummerThousandTons, RPE_CO2EmissionsTotalThousandTons, RPE_NOXEmissionsSummerThousandTons, RPE_NOXEmissionsTotalThousandTons, RPE_SO2EmissionsSummerThousandTons, RPE_SO2EmissionsTotalThousandTons, RPE_DispatchableCapacityMW),MeetComparisonCriteriaSeries3,\"=1\",RPE_Run,\"=\"&IF($B$23=\"self\",$G72,$B$23),RPE_Year,\"=\"&IF($B$25=\"Parallel\",H$71,$B$25)))","v":0},0,0,0,0,0,0]
[null,{"$f":"G73","v":"Nov 2018 Ref Case"},null,null,null,null,{"$f":"G60","v":"Nov 2018 Ref Case"},null,null,null,null,null,null,null,null,{"$f":"IF($G73=\"\",\"\",SUMIFS(CHOOSE(VLOOKUP($B$35,$A$113:$B$123,2,0),  RPE_FuelConsumptionSummerTBtu, RPE_FuelConsumptionTotalTBtu, RPE_GenerationSummerGWh, RPE_GenerationTotalGWh, RPE_CO2EmissionsSummerThousandTons, RPE_CO2EmissionsTotalThousandTons, RPE_NOXEmissionsSummerThousandTons, RPE_NOXEmissionsTotalThousandTons, RPE_SO2EmissionsSummerThousandTons, RPE_SO2EmissionsTotalThousandTons, RPE_DispatchableCapacityMW),MeetComparisonCriteriaSeries3,\"=1\",RPE_Run,\"=\"&IF($B$23=\"Self\",$G73,$B$23),RPE_Year,\"=\"&IF($B$25=\"Parallel\",P$71,$B$25)))","v":0},{"$f":"IF($G73=\"\",\"\",SUMIFS(CHOOSE(VLOOKUP($B$35,$A$113:$B$123,2,0),  RPE_FuelConsumptionSummerTBtu, RPE_FuelConsumptionTotalTBtu, RPE_GenerationSummerGWh, RPE_GenerationTotalGWh, RPE_CO2EmissionsSummerThousandTons, RPE_CO2EmissionsTotalThousandTons, RPE_NOXEmissionsSummerThousandTons, RPE_NOXEmissionsTotalThousandTons, RPE_SO2EmissionsSummerThousandTons, RPE_SO2EmissionsTotalThousandTons, RPE_DispatchableCapacityMW),MeetComparisonCriteriaSeries3,\"=1\",RPE_Run,\"=\"&IF($B$23=\"self\",$G73,$B$23),RPE_Year,\"=\"&IF($B$25=\"Parallel\",Q$71,$B$25)))","v":0},0,0,0,0,0,0]
[null,"Nov 2018 Ref Case with 45Q",null,null,null,null,"Nov 2018 Ref Case with 45Q",null,null,null,null,null,null,null,null,0,0,0,0,0,0,0,0]
[null,"Illustrative ACE",null,null,null,null,"Illustrative ACE",null,null,null,null,null,null,null,null,0,0,0,0,0,0,0,0]
[null,"",null,null,null,null,"",null,null,null,null,null,null,null,null,"","","","","","","",""]
[null,"",null,null,null,null,"",null,null,null,null,null,null,null,null,"","","","","","","",""]
[null,"",null,null,null,null,"",null,null,null,null,null,null,null,null,"","","","","","","",""]
[null,"",null,null,null,null,"",null,null,null,null,null,null,null,null,"","","","","","","",""]
[null,"",null,null,null,null,"",null,null,null,null,null,null,null,null,"","","","","","","",""]
[null,"",null,null,null,null,"",null,null,null,null,null,null,null,null,{"$f":"IF($G81=\"\",\"\",SUMIFS(CHOOSE(VLOOKUP($B$35,$A$113:$B$123,2,0),  RPE_FuelConsumptionSummerTBtu, RPE_FuelConsumptionTotalTBtu, RPE_GenerationSummerGWh, RPE_GenerationTotalGWh, RPE_CO2EmissionsSummerThousandTons, RPE_CO2EmissionsTotalThousandTons, RPE_NOXEmissionsSummerThousandTons, RPE_NOXEmissionsTotalThousandTons, RPE_SO2EmissionsSummerThousandTons, RPE_SO2EmissionsTotalThousandTons, RPE_DispatchableCapacityMW),MeetComparisonCriteriaSeries3,\"=1\",RPE_Run,\"=\"&$G81,RPE_Year,\"=\"&P$71))","v":""},"","","","","","",""]
[null,"",null,null,null,null,"",null,null,null,null,null,null,null,null,"","","","","","","",""]
[]
["Historic Year List","Run Year List",null,null,null,"DISPLAY",null,2011,2012,2013,2014,2015,2016,2017,null,2021,2023,2025,2030,2035,2040,2045,2050]
[2011,"Parallel",null,null,{"$f":"IF(OR($B$7=\"IPM Region\",AND($B$25=\"Parallel\",OR($B$20=\"Absolute Change\",$B$20=\"Percent Change\"))),\"Hide\",\"Show\")","v":"Show"},{"$f":"G72","v":"Historic"},{"$f":"IF(E85=\"Hide\",\"\",F85)","v":"Historic"},{"$f":"IF($E85=\"Hide\",NA(),IFERROR(IF($B$20=\"Actual\",H59,IF(AND(OR($B$20=\"Absolute Change\",$B$20=\"Percent Change\"),$B$25=\"Parallel\"),\"\",IF($B$20=\"Absolute Change\",H59-H72,IF($B$20=\"Percent Change\",(H59-H72)/H72,IF($B$20=\"Emissions Rate\",(H59*2/H72)/IF(LEFT($B$18,3)=\"CO2\",1.10231,1),IF($B$20=\"Capacity Factor\",H59*1000/(H72*IF(NOT(ISERROR(SEARCH(\"Summer\",$B$18))),3672,8760)),H59/H72)))))),0))","v":889.32886600000006},787.46597299999985,750.29746400000022,695.62110899999982,616.79623699999979,554.0761950000001,466.58377799999982]
[2012,2021,null,null,null,"Nov 2018 Ref Case",{"$f":"F86","v":"Nov 2018 Ref Case"},null,null,null,null,null,null,null,null,{"$f":"IF($F86=\"\",\"\",IFERROR(IF($B$20=\"Actual\",P60,IF($B$20=\"Absolute Change\",P60-P73,IF($B$20=\"Percent Change\",(P60-P73)/P73,IF($B$20=\"Emissions Rate\",(P60*2/P73)/IF(LEFT($B$18,3)=\"CO2\",1.10231,1),IF($B$20=\"Capacity Factor\",P60*1000/(P73*IF(NOT(ISERROR(SEARCH(\"Summer\",$B$18))),3672,8760)),P60/P73))))),0))","v":380.35322326090301},388.98528748347525,386.69252859117324,384.74205523764971,374.33671519674027,372.84461708326148,364.41649004130107,337.69980178552447]
[2013,2023,null,null,null,"Nov 2018 Ref Case with 45Q",{"$f":"F87","v":"Nov 2018 Ref Case with 45Q"},null,null,null,null,null,null,null,null,380.49306392641921,388.56088517981107,387.36572428246939,384.87253215291224,375.50982280471123,373.82292810535506,364.90683257997244,338.23356249518582]
[2014,2025,null,null,null,"Illustrative ACE","Illustrative ACE",null,null,null,null,null,null,null,null,380.41015486506365,387.77907444637361,382.74152839500482,381.3964080058297,370.39722867360609,371.62302772196858,364.99950868505272,337.49364909526491]
[2015,2030,null,null,null,"","",null,null,null,null,null,null,null,null,"","","","","","","",""]
[2016,2035,null,null,null,"","",null,null,null,null,null,null,null,null,"","","","","","","",""]
[2017,2040,null,null,null,"","",null,null,null,null,null,null,null,null,"","","","","","","",""]
[2005,2045,null,null,null,"","",null,null,null,null,null,null,null,null,"","","","","","","",""]
[null,2050,null,null,null,"","",null,null,null,null,null,null,null,null,"","","","","","","",""]
[null,null,null,null,null,"","",null,null,null,null,null,null,null,null,"","","","","","","",""]
[null,null,null,null,null,"","",null,null,null,null,null,null,null,null,"","","","","","","",""]
[]
[null,null,null,null,null,null,null,null,null,null,null,null,"=IF(OR(ISERROR(SEARCH(\"Emissions\",$B$18)>0),$B$20=\"Emissions Rate\"),NA(),1)"]
[]
[]
["Show"]
["Hide"]
[]
[]
[]
[]
[]
[]
[]
[]
[]
[]
[]
["Fuel Consumption Summer TBtu",1]
["Fuel Consumption Total TBtu",2]
["Generation Summer GWh",3]
["Generation Total GWh",4]
["CO2 Emissions Summer Thousand Tons",5]
["CO2 Emissions Total Thousand Tons",6]
["NOX Emissions Summer Thousand Tons",7]
["NOX Emissions Total Thousand Tons",8]
["SO2 Emissions Summer Thousand Tons",9]
["SO2 Emissions Total Thousand Tons",10]
["Dispatchable Capacity MW",11]
[]
[]
[]
["Fuel Consumption Summer TBtu","TBtu"]
["Fuel Consumption Total TBtu","TBtu"]
["Generation Summer GWh","GWh"]
["Generation Total GWh","GWh"]
["CO2 Emissions Summer Thousand Tons","Thousand (short) tons CO2"]
["CO2 Emissions Total Thousand Tons","Thousand (short) tons CO2"]
["NOX Emissions Summer Thousand Tons","Thousand (short) tons NOx"]
["NOX Emissions Total Thousand Tons","Thousand (short) tons NOx"]
["SO2 Emissions Summer Thousand Tons","Thousand (short) tons SO2"]
["SO2 Emissions Total Thousand Tons","Thousand (short) tons SO2"]
["Dispatchable Capacity MW","MW"]

{"sheet":"RPE Files","index":6,"n_rows":53092,"n_cols":66,"rows_kept":1125,"cut":true,"hidden":false,"merged":[],"bounds":{"rows_first":500,"rows_last":125,"rows_between":500,"halvings":2}}
["Run","Year","RegionGroup","RegionGroupAcronym","UnitId","State","UnitLongName","PriorStage","BaseUnit","FuelName","FuelType","FuelSupplyRegionGroup","FuelConsumptionSummerTBtu","FuelConsumptionTotalTBtu","GenerationSummerGWh","GenerationTotalGWh","CO2EmissionsSummerThousandTons","CO2EmissionsTotalThousandTons","NOXEmissionsSummerThousandTons","NOXEmissionsTotalThousandTons","SO2EmissionsSummerThousandTons","SO2EmissionsTotalThousandTons","ModeSummer","AverageCapacityMW","OriginalDispatchableCapacityMW","DispatchableCapacityMW","CapacityReportingType","FossilorNonFossil","Fossil25MW","ExistingorNewUnit","PlantType","PlantCategory","FGD","DSI","SCR","SNCR","ACI","C2G","HRI","CCS","AnyNOxPostCombustion","AnySO2PostCombustion","BothNoxandSO2Controls","PollutionControlPrimaryCriteria","PollutionControlComparisonCriteria","PollutionControlPrimaryCriteria2","PollutionControlComparisonCriteria2","PollutionControlPrimaryCriteria3","PollutionControlComparisonCriteria3","PollutionControlPrimaryCriteria4","PollutionControlPrimaryCriteria5","PollutionControlComparisonCriteria5","<>","MeetPrimaryCriteria","MeetComparisonCriteria","MeetPrimaryCriteriaSeries","MeetComparisonCriteriaSeries","MeetPrimaryCriteria2","MeetComparisonCriteria2","MeetPrimaryCriteria3","MeetComparisonCriteria3","MeetPrimaryCriteriaSeries2","MeetComparisonCriteriaSeries2","MeetHistoricCriteriaSeries2","MeetPrimaryCriteriaSeries3","MeetComparisonCriteriaSeries3"]
["Sample",2000,"WECC_Arizona","WECC_AZ",1,"AZ","WECCAZBIOMS       000 0 0                AAA",0,0,"EPA v5.15 Biomass","Biomass",null,0.80232281999999999,1.9140381,59.431319999999999,141.78059999999999,78.226474949999997,186.61871475000001,9.1971450288566597E-2,0.219409015394293,3.2092912799999998E-2,7.6561524000000006E-2,null,26,26,26,"00 Exist Biomass",{"$f":"VLOOKUP(AA2,'Lookup tables'!$E$5:$F$555,2,0)","v":"Non-Fossil"},"No",{"$f":"VLOOKUP($AA2,'Lookup tables'!$H$5:$I$555,2,0)","v":"Existing"},{"$f":"VLOOKUP($AA2,'Lookup tables'!$L$5:$N$555,2,0)","v":"Biomass"},"Renewable",{"$f":"VLOOKUP($AA2,'Lookup tables'!$P$5:$Z$555,2,0)","v":"---"},{"$f":"VLOOKUP($AA2,'Lookup tables'!$P$5:$Z$555,3,0)","v":"---"},{"$f":"VLOOKUP($AA2,'Lookup tables'!$P$5:$Z$555,4,0)","v":"---"},{"$f":"VLOOKUP($AA2,'Lookup tables'!$P$5:$Z$555,5,0)","v":"---"},{"$f":"VLOOKUP($AA2,'Lookup tables'!$P$5:$Z$555,6,0)","v":"---"},{"$f":"VLOOKUP($AA2,'Lookup tables'!$P$5:$Z$555,7,0)","v":"---"},{"$f":"VLOOKUP($AA2,'Lookup tables'!$P$5:$Z$555,8,0)","v":"---"},{"$f":"VLOOKUP($AA2,'Lookup tables'!$P$5:$Z$555,9,0)","v":"---"},{"$f":"VLOOKUP($AA2,'Lookup tables'!$P$5:$Z$555,10,0)","v":"None"},{"$f":"VLOOKUP($AA2,'Lookup tables'!$P$5:$Z$555,11,0)","v":"None"},{"$f":"IF(AND(AO2<>\"None\",AP2<>\"None\",AO2<>\"Retired\",AP2<>\"Retired\"),\"Yes\",\"No\")","v":"No"},{"$f":"CHOOSE(Map!$AM$14,1,\n               IF(AQ2:AQ53092=\"Yes\",1,0),\n               IF(AO2:AO53092=\"None\",0,IF(Map!$AL$15=\"All Controls\",1,IF(Map!$AL$15=AO2:AO53092,1,0))),\n               IF(AI2:AI53092=\"---\",0,IF(Map!$AL$15=\"All Controls\",1,IF(Map!$AL$15=AI2:AI53092,1,0))),\n               IF(AJ2:AJ53092=\"---\",IF(Map!$AL$15=\"All Controls\",1,IF(Map!$AL$15=AJ2:AJ53092,1,0))),\n               IF(AP2:AP53092=\"None\",0,IF(Map!$AL$15=\"All Controls\",1,IF(Map!$AL$15=AP2:AP53092,1,0))),\n               IF(AG2:AG53092=\"---\",IF(Map!$AL$15=\"All Controls\",1,IF(Map!$AL$15=AG2:AG53092,1,0))),\n               IF(AH2:AH53092=\"---\",IF(Map!$AL$15=\"All Controls\",1,IF(Map!$AL$15=AH2:AH53092,1,0))),\n               IF(AK2:AK53092=\"---\",IF(Map!$AL$15=\"All Controls\",1,IF(Map!$AL$15=AK2:AK53092,1,0))),\n               IF(AL2:AL53092=\"---\",IF(Map!$AL$15=\"All Controls\",1,IF(Map!$AL$15=AL2:AL53092,1,0))),\n               IF(AM2:AM53092=\"---\",IF(Map!$AL$15=\"All Controls\",1,IF(Map!$AL$15=AM2:AM53092,1,0))),\n               IF(AN2:AN53092=\"---\",IF(Map!$AL$15=\"All Controls\",1,IF(Map!$AL$15=AN2:AN53092,1,0))),\n               IF(AO2:AO53092=\"None\",1,0),\n               IF(AP2:AP53092=\"None\",1,0))","v":1},{"$f":"CHOOSE(Map!$AM$31,1,\n               IF(AQ2:AQ53092=\"Yes\",1,0),\n               IF(AO2:AO53092=\"None\",0,IF(Map!$AL$32=\"All Controls\",1,IF(Map!$AL$32=AO2:AO53092,1,0))),\n               IF(AI2:AI53092=\"---\",0,IF(Map!$AL$32=\"All Controls\",1,IF(Map!$AL$32=AI2:AI53092,1,0))),\n               IF(AJ2:AJ53092=\"---\",IF(Map!$AL$32=\"All Controls\",1,IF(Map!$AL$32=AJ2:AJ53092,1,0))),\n               IF(AP2:AP53092=\"None\",0,IF(Map!$AL$32=\"All Controls\",1,IF(Map!$AL$32=AP2:AP53092,1,0))),\n               IF(AG2:AG53092=\"---\",IF(Map!$AL$32=\"All Controls\",1,IF(Map!$AL$32=AG2:AG53092,1,0))),\n               IF(AH2:AH53092=\"---\",IF(Map!$AL$32=\"All Controls\",1,IF(Map!$AL$32=AH2:AH53092,1,0))),\n               IF(AK2:AK53092=\"---\",IF(Map!$AL$32=\"All Controls\",1,IF(Map!$AL$32=AK2:AK53092,1,0))),\n               IF(AL2:AL53092=\"---\",IF(Map!$AL$32=\"All Controls\",1,IF(Map!$AL$32=AL2:AL53092,1,0))),\n               IF(AM2:AM53092=\"---\",IF(Map!$AL$32=\"All Controls\",1,IF(Map!$AL$32=AM2:AM53092,1,0))),\n               IF(AN2:AN53092=\"---\",IF(Map!$AL$32=\"All Controls\",1,IF(Map!$AL$32=AN2:AN53092,1,0))),\n               IF(AO2:AO53092=\"None\",1,0),\n               IF(AP2:AP53092=\"None\",1,0))","v":1},{"$f":"CHOOSE(Whisker!$C$16,1,\n               IF(AQ2:AQ53092=\"Yes\",1,0),\n               IF(AO2:AO53092=\"None\",0,IF(Whisker!$B$17=\"All Controls\",1,IF(Whisker!$B$17=AO2:AO53092,1,0))),\n               IF(AI2:AI53092=\"---\",0,IF(Whisker!$B$17=\"All Controls\",1,IF(Whisker!$B$17=AI2:AI53092,1,0))),\n               IF(AJ2:AJ53092=\"---\",0,IF(Whisker!$B$17=\"All Controls\",1,IF(Whisker!$B$17=AJ2:AJ53092,1,0))),\n               IF(AP2:AP53092=\"None\",0,IF(Whisker!$B$17=\"All Controls\",1,IF(Whisker!$B$17=AP2:AP53092,1,0))),\n               IF(AG2:AG53092=\"---\",0,IF(Whisker!$B$17=\"All Controls\",1,IF(Whisker!$B$17=AG2:AG53092,1,0))),\n               IF(AH2:AH53092=\"---\",0,IF(Whisker!$B$17=\"All Controls\",1,IF(Whisker!$B$17=AH2:AH53092,1,0))),\n               IF(AK2:AK53092=\"---\",0,IF(Whisker!$B$17=\"All Controls\",1,IF(Whisker!$B$17=AK2:AK53092,1,0))),\n               IF(AL2:AL53092=\"---\",0,IF(Whisker!$B$17=\"All Controls\",1,IF(Whisker!$B$17=AL2:AL53092,1,0))),\n               IF(AM2:AM53092=\"---\",0,IF(Whisker!$B$17=\"All Controls\",1,IF(Whisker!$B$17=AM2:AM53092,1,0))),\n               IF(AN2:AN53092=\"---\",0,IF(Whisker!$B$17=\"All Controls\",1,IF(Whisker!$B$17=AN2:AN53092,1,0))),\n               IF(AO2:AO53092=\"None\",1,0),\n               IF(AP2:AP53092=\"None\",1,0))","v":1},{"$f":"IF(Whisker!$C$33=0,1,CHOOSE(Whisker!$C$33,1,\n               IF(AQ2:AQ53092=\"Yes\",1,0),\n               IF(AO2:AO53092=\"None\",0,IF(Whisker!$B$34=\"All Controls\",1,IF(Whisker!$B$34=AO2:AO53092,1,0))),\n               IF(AI2:AI53092=\"---\",0,IF(Whisker!$B$34=\"All Controls\",1,IF(Whisker!$B$34=AI2:AI53092,1,0))),\n               IF(AJ2:AJ53092=\"---\",0,IF(Whisker!$B$34=\"All Controls\",1,IF(Whisker!$B$34=AJ2:AJ53092,1,0))),\n               IF(AP2:AP53092=\"None\",0,IF(Whisker!$B$34=\"All Controls\",1,IF(Whisker!$B$34=AP2:AP53092,1,0))),\n               IF(AG2:AG53092=\"---\",0,IF(Whisker!$B$34=\"All Controls\",1,IF(Whisker!$B$34=AG2:AG53092,1,0))),\n               IF(AH2:AH53092=\"---\",0,IF(Whisker!$B$34=\"All Controls\",1,IF(Whisker!$B$34=AH2:AH53092,1,0))),\n               IF(AK2:AK53092=\"---\",0,IF(Whisker!$B$34=\"All Controls\",1,IF(Whisker!$B$34=AK2:AK53092,1,0))),\n               IF(AL2:AL53092=\"---\",0,IF(Whisker!$B$34=\"All Controls\",1,IF(Whisker!$B$34=AL2:AL53092,1,0))),\n               IF(AM2:AM53092=\"---\",0,IF(Whisker!$B$34=\"All Controls\",1,IF(Whisker!$B$34=AM2:AM53092,1,0))),\n               IF(AN2:AN53092=\"---\",0,IF(Whisker!$B$34=\"All Controls\",1,IF(Whisker!$B$34=AN2:AN53092,1,0))),\n               IF(AO2:AO53092=\"None\",1,0),\n               IF(AP2:AP53092=\"None\",1,0)))","v":1},{"$f":"IF(Whisker!$F$16=0,1,CHOOSE(Whisker!$F$16,1,\n               IF(AQ2:AQ53092=\"Yes\",1,0),\n               IF(AO2:AO53092=\"None\",0,IF(Whisker!$E$17=\"All Controls\",1,IF(Whisker!$E$17=AO2:AO53092,1,0))),\n               IF(AI2:AI53092=\"---\",0,IF(Whisker!$E$17=\"All Controls\",1,IF(Whisker!$E$17=AI2:AI53092,1,0))),\n               IF(AJ2:AJ53092=\"---\",0,IF(Whisker!$E$17=\"All Controls\",1,IF(Whisker!$E$17=AJ2:AJ53092,1,0))),\n               IF(AP2:AP53092=\"None\",0,IF(Whisker!$E$17=\"All Controls\",1,IF(Whisker!$E$17=AP2:AP53092,1,0))),\n               IF(AG2:AG53092=\"---\",0,IF(Whisker!$E$17=\"All Controls\",1,IF(Whisker!$E$17=AG2:AG53092,1,0))),\n               IF(AH2:AH53092=\"---\",0,IF(Whisker!$E$17=\"All Controls\",1,IF(Whisker!$E$17=AH2:AH53092,1,0))),\n               IF(AK2:AK53092=\"---\",0,IF(Whisker!$E$17=\"All Controls\",1,IF(Whisker!$E$17=AK2:AK53092,1,0))),\n               IF(AL2:AL53092=\"---\",0,IF(Whisker!$E$17=\"All Controls\",1,IF(Whisker!$E$17=AL2:AL53092,1,0))),\n               IF(AM2:AM53092=\"---\",0,IF(Whisker!$E$17=\"All Controls\",1,IF(Whisker!$E$17=AM2:AM53092,1,0))),\n               IF(AN2:AN53092=\"---\",0,IF(Whisker!$E$17=\"All Controls\",1,IF(Whisker!$E$17=AN2:AN53092,1,0))),\n               IF(AO2:AO53092=\"None\",1,0),\n               IF(AP2:AP53092=\"None\",1,0)))","v":1},{"$f":"IF(Whisker!$F$33=0,1,CHOOSE(Whisker!$F$33,1,\n               IF(AQ2:AQ53092=\"Yes\",1,0),\n               IF(AO2:AO53092=\"None\",0,IF(Whisker!$E$34=\"All Controls\",1,IF(Whisker!$E$34=AO2:AO53092,1,0))),\n               IF(AI2:AI53092=\"---\",0,IF(Whisker!$E$34=\"All Controls\",1,IF(Whisker!$E$34=AI2:AI53092,1,0))),\n               IF(AJ2:AJ53092=\"---\",0,IF(Whisker!$E$34=\"All Controls\",1,IF(Whisker!$E$34=AJ2:AJ53092,1,0))),\n               IF(AP2:AP53092=\"None\",0,IF(Whisker!$E$34=\"All Controls\",1,IF(Whisker!$E$34=AP2:AP53092,1,0))),\n               IF(AG2:AG53092=\"---\",0,IF(Whisker!$E$34=\"All Controls\",1,IF(Whisker!$E$34=AG2:AG53092,1,0))),\n               IF(AH2:AH53092=\"---\",0,IF(Whisker!$E$34=\"All Controls\",1,IF(Whisker!$E$34=AH2:AH53092,1,0))),\n               IF(AK2:AK53092=\"---\",0,IF(Whisker!$E$34=\"All Controls\",1,IF(Whisker!$E$34=AK2:AK53092,1,0))),\n               IF(AL2:AL53092=\"---\",0,IF(Whisker!$E$34=\"All Controls\",1,IF(Whisker!$E$34=AL2:AL53092,1,0))),\n               IF(AM2:AM53092=\"---\",0,IF(Whisker!$E$34=\"All Controls\",1,IF(Whisker!$E$34=AM2:AM53092,1,0))),\n               IF(AN2:AN53092=\"---\",0,IF(Whisker!$E$34=\"All Controls\",1,IF(Whisker!$E$34=AN2:AN53092,1,0))),\n               IF(AO2:AO53092=\"None\",1,0),\n               IF(AP2:AP53092=\"None\",1,0)))","v":1},{"$f":"IF('Emissions GWh Btu MW'!$C$16=0,1,CHOOSE('Emissions GWh Btu MW'!$C$16,1,\n               IF(AQ2:AQ53092=\"Yes\",1,0),\n               IF(AO2:AO53092=\"None\",0,IF('Emissions GWh Btu MW'!$B$17=\"All Controls\",1,IF('Emissions GWh Btu MW'!$B$17=AO2:AO53092,1,0))),\n               IF(AI2:AI53092=\"---\",0,IF('Emissions GWh Btu MW'!$B$17=\"All Controls\",1,IF('Emissions GWh Btu MW'!$B$17=AI2:AI53092,1,0))),\n               IF(AJ2:AJ53092=\"---\",0,IF('Emissions GWh Btu MW'!$B$17=\"All Controls\",1,IF('Emissions GWh Btu MW'!$B$17=AJ2:AJ53092,1,0))),\n               IF(AP2:AP53092=\"None\",0,IF('Emissions GWh Btu MW'!$B$17=\"All Controls\",1,IF('Emissions GWh Btu MW'!$B$17=AP2:AP53092,1,0))),\n               IF(AG2:AG53092=\"---\",0,IF('Emissions GWh Btu MW'!$B$17=\"All Controls\",1,IF('Emissions GWh Btu MW'!$B$17=AG2:AG53092,1,0))),\n               IF(AH2:AH53092=\"---\",0,IF('Emissions GWh Btu MW'!$B$17=\"All Controls\",1,IF('Emissions GWh Btu MW'!$B$17=AH2:AH53092,1,0))),\n               IF(AK2:AK53092=\"---\",0,IF('Emissions GWh Btu MW'!$B$17=\"All Controls\",1,IF('Emissions GWh Btu MW'!$B$17=AK2:AK53092,1,0))),\n               IF(AL2:AL53092=\"---\",0,IF('Emissions GWh Btu MW'!$B$17=\"All Controls\",1,IF('Emissions GWh Btu MW'!$B$17=AL2:AL53092,1,0))),\n               IF(AM2:AM53092=\"---\",0,IF('Emissions GWh Btu MW'!$B$17=\"All Controls\",1,IF('Emissions GWh Btu MW'!$B$17=AM2:AM53092,1,0))),\n               IF(AN2:AN53092=\"---\",0,IF('Emissions GWh Btu MW'!$B$17=\"All Controls\",1,IF('Emissions GWh Btu MW'!$B$17=AN2:AN53092,1,0))),\n               IF(AO2:AO53092=\"None\",1,0),\n               IF(AP2:AP53092=\"None\",1,0)))","v":1},{"$f":"CHOOSE('All Run Comparison'!$C$16,1,\n               IF(AQ2:AQ53092=\"Yes\",1,0),\n               IF(AO2:AO53092=\"None\",0,IF('All Run Comparison'!$B$17=\"All Controls\",1,IF('All Run Comparison'!$B$17=AO2:AO53092,1,0))),\n               IF(AI2:AI53092=\"---\",0,IF('All Run Comparison'!$B$17=\"All Controls\",1,IF('All Run Comparison'!$B$17=AI2:AI53092,1,0))),\n               IF(AJ2:AJ53092=\"---\",0,IF('All Run Comparison'!$B$17=\"All Controls\",1,IF('All Run Comparison'!$B$17=AJ2:AJ53092,1,0))),\n               IF(AP2:AP53092=\"None\",0,IF('All Run Comparison'!$B$17=\"All Controls\",1,IF('All Run Comparison'!$B$17=AP2:AP53092,1,0))),\n               IF(AG2:AG53092=\"---\",0,IF('All Run Comparison'!$B$17=\"All Controls\",1,IF('All Run Comparison'!$B$17=AG2:AG53092,1,0))),\n               IF(AH2:AH53092=\"---\",0,IF('All Run Comparison'!$B$17=\"All Controls\",1,IF('All Run Comparison'!$B$17=AH2:AH53092,1,0))),\n               IF(AK2:AK53092=\"---\",0,IF('All Run Comparison'!$B$17=\"All Controls\",1,IF('All Run Comparison'!$B$17=AK2:AK53092,1,0))),\n               IF(AL2:AL53092=\"---\",0,IF('All Run Comparison'!$B$17=\"All Controls\",1,IF('All Run Comparison'!$B$17=AL2:AL53092,1,0))),\n               IF(AM2:AM53092=\"---\",0,IF('All Run Comparison'!$B$17=\"All Controls\",1,IF('All Run Comparison'!$B$17=AM2:AM53092,1,0))),\n               IF(AN2:AN53092=\"---\",0,IF('All Run Comparison'!$B$17=\"All Controls\",1,IF('All Run Comparison'!$B$17=AN2:AN53092,1,0))),\n               IF(AO2:AO53092=\"None\",1,0),\n               IF(AP2:AP53092=\"None\",1,0))","v":1},{"$f":"IF('All Run Comparison'!$C$33=0,1,CHOOSE('All Run Comparison'!$C$33,1,\n               IF(AQ2:AQ53092=\"Yes\",1,0),\n               IF(AO2:AO53092=\"None\",0,IF('All Run Comparison'!$B$34=\"All Controls\",1,IF('All Run Comparison'!$B$34=AO2:AO53092,1,0))),\n               IF(AI2:AI53092=\"---\",0,IF('All Run Comparison'!$B$34=\"All Controls\",1,IF('All Run Comparison'!$B$34=AI2:AI53092,1,0))),\n               IF(AJ2:AJ53092=\"---\",0,IF('All Run Comparison'!$B$34=\"All Controls\",1,IF('All Run Comparison'!$B$34=AJ2:AJ53092,1,0))),\n               IF(AP2:AP53092=\"None\",0,IF('All Run Comparison'!$B$34=\"All Controls\",1,IF('All Run Comparison'!$B$34=AP2:AP53092,1,0))),\n               IF(AG2:AG53092=\"---\",0,IF('All Run Comparison'!$B$34=\"All Controls\",1,IF('All Run Comparison'!$B$34=AG2:AG53092,1,0))),\n               IF(AH2:AH53092=\"---\",0,IF('All Run Comparison'!$B$34=\"All Controls\",1,IF('All Run Comparison'!$B$34=AH2:AH53092,1,0))),\n               IF(AK2:AK53092=\"---\",0,IF('All Run Comparison'!$B$34=\"All Controls\",1,IF('All Run Comparison'!$B$34=AK2:AK53092,1,0))),\n               IF(AL2:AL53092=\"---\",0,IF('All Run Comparison'!$B$34=\"All Controls\",1,IF('All Run Comparison'!$B$34=AL2:AL53092,1,0))),\n               IF(AM2:AM53092=\"---\",0,IF('All Run Comparison'!$B$34=\"All Controls\",1,IF('All Run Comparison'!$B$34=AM2:AM53092,1,0))),\n               IF(AN2:AN53092=\"---\",0,IF('All Run Comparison'!$B$34=\"All Controls\",1,IF('All Run Comparison'!$B$34=AN2:AN53092,1,0))),\n               IF(AO2:AO53092=\"None\",1,0),\n               IF(AP2:AP53092=\"None\",1,0)))","v":1},null,{"$f":"IF(A2:A53092<>Map!$AL$2,0,IF(B2:B53092<>Map!$AL$4,0,IF(\n             (((Map!$AL$9=\"All Units\")+(K2:K53092=Map!$AL$9)>0)*\n               ((Map!$AL$10=\"All Units\")+(AC2:AC53092=\"Yes\")>0)*\n               (((Map!$AL$11=\"Existing and New\")*(AD2:AD53092<>\"Retired\"))+(AD2:AD53092=Map!$AL$11)>0)*\n               ((Map!$AL$12=\"All Units\")+(AE2:AE53092=Map!$AL$12)>0)*\n               ((Map!$AL$13=\"All Units\")+(AF2:AF53092=Map!$AL$13)>0)*\n               ((((Map!$AL$14=\"All Units\")*(Map!$AL$15=\"All Controls\")))+(AR2:AR53092=1))>0),\n1,0)))","v":0},{"$f":"IF(Map!$AL$18=\"Actual\",0,IF(A2:A53092<>Map!$AL$21,0,IF(B2:B53092<>Map!$AL$23,0,IF(\n             (((Map!$AL$26=\"All Units\")+(K2:K53092=Map!$AL$26)>0)*\n               ((Map!$AL$27=\"All Units\")+(AC2:AC53092=\"Yes\")>0)*\n               (((Map!$AL$28=\"Existing and New\")*(AD2:AD53092<>\"Retired\"))+(AD2:AD53092=Map!$AL$28)>0)*\n               ((Map!$AL$29=\"All Units\")+(AE2:AE53092=Map!$AL$29)>0)*\n               ((Map!$AL$30=\"All Units\")+(AF2:AF53092=Map!$AL$30)>0)*\n               ((((Map!$AL$31=\"All Units\")*(Map!$AL$32=\"All Controls\")))+(AS2:AS53092=1))>0),\n1,0))))","v":0},{"$f":"IF(A2:A53092<>Map!$AL$2,0,IF(\n             (((Map!$AL$9=\"All Units\")+(K2:K53092=Map!$AL$9)>0)*\n               ((Map!$AL$10=\"All Units\")+(AC2:AC53092=\"Yes\")>0)*\n               (((Map!$AL$11=\"Existing and New\")*(AD2:AD53092<>\"Retired\"))+(AD2:AD53092=Map!$AL$11)>0)*\n               ((Map!$AL$12=\"All Units\")+(AE2:AE53092=Map!$AL$12)>0)*\n               ((Map!$AL$13=\"All Units\")+(AF2:AF53092=Map!$AL$13)>0)*\n               ((((Map!$AL$14=\"All Units\")*(Map!$AL$15=\"All Controls\")))+(AR2:AR53092=1))>0),\n1,0))","v":0},{"$f":"IF(Map!$AL$18=\"Actual\",0,IF(A2:A53092<>Map!$AL$21,0,IF(\n             (((Map!$AL$26=\"All Units\")+(K2:K53092=Map!$AL$26)>0)*\n               ((Map!$AL$27=\"All Units\")+(AC2:AC53092=\"Yes\")>0)*\n               (((Map!$AL$28=\"Existing and New\")*(AD2:AD53092<>\"Retired\"))+(AD2:AD53092=Map!$AL$28)>0)*\n               ((Map!$AL$29=\"All Units\")+(AE2:AE53092=Map!$AL$29)>0)*\n               ((Map!$AL$30=\"All Units\")+(AF2:AF53092=Map!$AL$30)>0)*\n               ((((Map!$AL$31=\"All Units\")*(Map!$AL$32=\"All Controls\")))+(AS2:AS53092=1))>0),\n1,0)))","v":0},{"$f":"IF(A2:A53092<>Whisker!$B$4,0,IF(B2:B53092<>Whisker!$B$6,0,IF(\n             (((Whisker!$B$11=\"All Units\")+(K2:K53092=Whisker!$B$11)>0)*\n               ((Whisker!$B$12=\"All Units\")+(AC2:AC53092=\"Yes\")>0)*\n               (((Whisker!$B$13=\"Existing and New\")*(AD2:AD53092<>\"Retired\"))+(AD2:AD53092=Whisker!$B$13)>0)*\n               ((Whisker!$B$14=\"All Units\")+(AE2:AE53092=Whisker!$B$14)>0)*\n               ((Whisker!$B$15=\"All Units\")+(AF2:AF53092=Whisker!$B$15)>0)*\n               ((((Whisker!$B$16=\"All Units\")*(Whisker!$B$17=\"All Controls\")))+(AT2:AT53092=1))>0),\n1,0)))","v":0},{"$f":"IF(Whisker!$B$20=\"Actual\",0,IF(A2:A53092<>Whisker!$B$23,0,IF(B2:B53092<>Whisker!$B$25,0,IF(\n      (((Whisker!$B$28=\"All Units\")+(K2:K53092=Whisker!$B$28)>0)*\n      ((Whisker!$B$29=\"All Units\")+(AC2:AC53092=\"Yes\")>0)*\n      (((Whisker!$B$30=\"Existing and New\")*(AD2:AD53092<>\"Retired\"))+(AD2:AD53092=Whisker!$B$30)>0)*\n      ((Whisker!$B$31=\"All Units\")+(AE2:AE53092=Whisker!$B$31)>0)*\n      ((Whisker!$B$32=\"All Units\")+(AF2:AF53092=Whisker!$B$32)>0)*\n      ((((Whisker!$B$33=\"All Units\")*(Whisker!$B$34=\"All Controls\")))+(AU2:AU53092=1))>0),\n1,0))))","v":0},{"$f":"IF(Whisker!$E$3=\"Off\",0, IF(A2:A53092<>Whisker!$E$4,0,IF(B2:B53092<>Whisker!$E$6,0,IF(\n             (((Whisker!$E$11=\"All Units\")+(K2:K53092=Whisker!$E$11)>0)*\n               ((Whisker!$E$12=\"All Units\")+(AC2:AC53092=\"Yes\")>0)*\n               (((Whisker!$E$13=\"Existing and New\")*(AD2:AD53092<>\"Retired\"))+(AD2:AD53092=Whisker!$E$13)>0)*\n               ((Whisker!$E$14=\"All Units\")+(AE2:AE53092=Whisker!$E$14)>0)*\n               ((Whisker!$E$15=\"All Units\")+(AF2:AF53092=Whisker!$E$15)>0)*\n               ((((Whisker!$E$16=\"All Units\")*(Whisker!$E$17=\"All Controls\")))+(AV2:AV53092=1))>0),\n1,0))))","v":0},{"$f":"IF(Whisker!$E$3=\"Off\",0,IF(Whisker!$E$20=\"Actual\",0,IF(A2:A53092<>Whisker!$E$23,0,IF(B2:B53092<>Whisker!$E$25,0,IF(\n             (((Whisker!$E$28=\"All Units\")+(K2:K53092=Whisker!$E$28)>0)*\n               ((Whisker!$E$29=\"All Units\")+(AC2:AC53092=\"Yes\")>0)*\n               (((Whisker!$E$30=\"Existing and New\")*(AD2:AD53092<>\"Retired\"))+(AD2:AD53092=Whisker!$E$30)>0)*\n               ((Whisker!$E$31=\"All Units\")+(AE2:AE53092=Whisker!$E$31)>0)*\n               ((Whisker!$E$32=\"All Units\")+(AF2:AF53092=Whisker!$E$32)>0)*\n               ((((Whisker!$E$33=\"All Units\")*(Whisker!$E$34=\"All Controls\")))+(AW2:AW53092=1))>0),\n1,0)))))","v":0},{"$f":"IF(A2:A53092<>'Emissions GWh Btu MW'!$B$4,0,IF(\n             ((('Emissions GWh Btu MW'!$B$11=\"All Units\")+(K2:K53092='Emissions GWh Btu MW'!$B$11)>0)*\n               (('Emissions GWh Btu MW'!$B$12=\"All Units\")+(AC2:AC53092=\"Yes\")>0)*\n               ((('Emissions GWh Btu MW'!$B$13=\"Existing and New\")*(AD2:AD53092<>\"Retired\"))+(AD2:AD53092='Emissions GWh Btu MW'!$B$13)>0)*\n               (('Emissions GWh Btu MW'!$B$14=\"All Units\")+(AE2:AE53092='Emissions GWh Btu MW'!$B$14)>0)*\n               (('Emissions GWh Btu MW'!$B$15=\"All Units\")+(AF2:AF53092='Emissions GWh Btu MW'!$B$15)>0)*\n               (((('Emissions GWh Btu MW'!$B$16=\"All Units\")*('Emissions GWh Btu MW'!$B$17=\"All Controls\")))+(AX2:AX53092=1))>0),\n1,0))","v":0},{"$f":"IF('Emissions GWh Btu MW'!$B$5=\"None\",0,IF(A2:A53092<>'Emissions GWh Btu MW'!$B$5,0,IF(\n             ((('Emissions GWh Btu MW'!$B$11=\"All Units\")+(K2:K53092='Emissions GWh Btu MW'!$B$11)>0)*\n               (('Emissions GWh Btu MW'!$B$12=\"All Units\")+(AC2:AC53092=\"Yes\")>0)*\n               ((('Emissions GWh Btu MW'!$B$13=\"Existing and New\")*(AD2:AD53092<>\"Retired\"))+(AD2:AD53092='Emissions GWh Btu MW'!$B$13)>0)*\n               (('Emissions GWh Btu MW'!$B$14=\"All Units\")+(AE2:AE53092='Emissions GWh Btu MW'!$B$14)>0)*\n               (('Emissions GWh Btu MW'!$B$15=\"All Units\")+(AF2:AF53092='Emissions GWh Btu MW'!$B$15)>0)*\n               (((('Emissions GWh Btu MW'!$B$16=\"All Units\")*('Emissions GWh Btu MW'!$B$17=\"All Controls\")))+(AX2:AX53092=1))>0),\n1,0)))","v":0},{"$f":"IF(A2:A53092<>\"Historic\",0,IF(\n             ((('Emissions GWh Btu MW'!$B$11=\"All Units\")+(K2:K53092='Emissions GWh Btu MW'!$B$11)>0)*\n               (('Emissions GWh Btu MW'!$B$12=\"All Units\")+(AC2:AC53092=\"Yes\")>0)*\n               ((('Emissions GWh Btu MW'!$B$13=\"Existing and New\")*(AD2:AD53092<>\"Retired\"))+(AD2:AD53092='Emissions GWh Btu MW'!$B$13)>0)*\n               (('Emissions GWh Btu MW'!$B$14=\"All Units\")+(AE2:AE53092='Emissions GWh Btu MW'!$B$14)>0)*\n               (('Emissions GWh Btu MW'!$B$15=\"All Units\")+(AF2:AF53092='Emissions GWh Btu MW'!$B$15)>0)*\n               (((('Emissions GWh Btu MW'!$B$16=\"All Units\")*('Emissions GWh Btu MW'!$B$17=\"All Controls\")))+(AX2:AX53092=1))>0),\n1,0))","v":0},{"$f":"IF(\n             ((('All Run Comparison'!$B$11=\"All Units\")+(K2:K53092='All Run Comparison'!$B$11)>0)*\n               (('All Run Comparison'!$B$7=\"National\")+(F2:F53092='All Run Comparison'!$B$8)+(D2:D53092='All Run Comparison'!$B$8)>0)*\n               (('All Run Comparison'!$B$12=\"All Units\")+(AC2:AC53092=\"Yes\")>0)*\n               ((('All Run Comparison'!$B$13=\"Existing and New\")*(AD2:AD53092<>\"Retired\"))+(AD2:AD53092='All Run Comparison'!$B$13)>0)*\n               (('All Run Comparison'!$B$14=\"All Units\")+(AE2:AE53092='All Run Comparison'!$B$14)>0)*\n               (('All Run Comparison'!$B$15=\"All Units\")+(AF2:AF53092='All Run Comparison'!$B$15)>0)*\n               (((('All Run Comparison'!$B$16=\"All Units\")*('All Run Comparison'!$B$17=\"All Controls\")))+(AY2:AY53092=1))>0),\n1,0)","v":1},{"$f":"IF('All Run Comparison'!$B$20=\"Actual\",0,IF(\n      ((('All Run Comparison'!$B$28=\"All Units\")+(K2:K53092='All Run Comparison'!$B$28)>0)*\n      (('All Run Comparison'!$B$23=\"Self\")+(A2:A53092='All Run Comparison'!$B$23)>0)*\n      (('All Run Comparison'!$B$25=\"Parallel\")+(B2:B53092='All Run Comparison'!$B$25)>0)*\n      (('All Run Comparison'!$B$7=\"National\")+(F2:F53092='All Run Comparison'!$B$8)+(D2:D53092='All Run Comparison'!$B$8)>0)*\n      (('All Run Comparison'!$B$29=\"All Units\")+(AC2:AC53092=\"Yes\")>0)*\n      ((('All Run Comparison'!$B$30=\"Existing and New\")*(AD2:AD53092<>\"Retired\"))+(AD2:AD53092='All Run Comparison'!$B$30)>0)*\n      (('All Run Comparison'!$B$31=\"All Units\")+(AE2:AE53092='All Run Comparison'!$B$31)>0)*\n      (('All Run Comparison'!$B$32=\"All Units\")+(AF2:AF53092='All Run Comparison'!$B$32)>0)*\n      (((('All Run Comparison'!$B$33=\"All Units\")*('All Run Comparison'!$B$34=\"All Controls\")))+(AZ2:AZ53092=1))>0),\n1,0))","v":0}]
["Historic",2005,null,null,null,"AZ",null,null,null,null,null,null,null,null,null,null,null,58265.190705999987,null,null,null,null,null,null,null,null,null,null,null,null,null,null,"---","---","---","---","---","---","---","---","---","---","No",1,1,1,1,1,1,1,1,1,null,0,0,0,0,0,0,0,0,0,0,1,1,0]
["Historic",2005,null,null,null,"AL",null,null,null,null,null,null,null,null,null,null,null,91471.964572999961,null,null,null,null,null,null,null,null,null,null,null,null,null,null,"---","---","---","---","---","---","---","---","---","---","No",1,1,1,1,1,1,1,1,1,null,0,0,0,0,0,0,0,0,0,0,1,1,0]
["Historic",2005,null,null,null,"AR",null,null,null,null,null,null,null,null,null,null,null,29180.670499000003,null,null,null,null,null,null,null,null,null,null,null,null,null,null,"---","---","---","---","---","---","---","---","---","---","No",1,1,1,1,1,1,1,1,1,null,0,0,0,0,0,0,0,0,0,0,1,1,0]
["Historic",2005,null,null,null,"CA",null,null,null,null,null,null,null,null,null,null,null,31660.158458999998,null,null,null,null,null,null,null,null,null,null,null,null,null,null,"---","---","---","---","---","---","---","---","---","---","No",1,1,1,1,1,1,1,1,1,null,0,0,0,0,0,0,0,0,0,0,1,1,0]
["Historic",2005,null,null,null,"CO",null,null,null,null,null,null,null,null,null,null,null,46127.712659999983,null,null,null,null,null,null,null,null,null,null,null,null,null,null,"---","---","---","---","---","---","---","---","---","---","No",1,1,1,1,1,1,1,1,1,null,0,0,0,0,0,0,0,0,0,0,1,1,0]
["Historic",2005,null,null,null,"CT",null,null,null,null,null,null,null,null,null,null,null,9645.8774360000007,null,null,null,null,null,null,null,null,null,null,null,null,null,null,"---","---","---","---","---","---","---","---","---","---","No",1,1,1,1,1,1,1,1,1,null,0,0,0,0,0,0,0,0,0,0,1,1,0]
["Historic",2005,null,null,null,"DE",null,null,null,null,null,null,null,null,null,null,null,6688.3102590000008,null,null,null,null,null,null,null,null,null,null,null,null,null,null,"---","---","---","---","---","---","---","---","---","---","No",1,1,1,1,1,1,1,1,1,null,0,0,0,0,0,0,0,0,0,0,1,1,0]
["Historic",2005,null,null,null,"FL",null,null,null,null,null,null,null,null,null,null,null,136497.12872500002,null,null,null,null,null,null,null,null,null,null,null,null,null,null,"---","---","---","---","---","---","---","---","---","---","No",1,1,1,1,1,1,1,1,1,null,0,0,0,0,0,0,0,0,0,0,1,1,0]
["Historic",2005,null,null,null,"GA",null,null,null,null,null,null,null,null,null,null,null,94101.017211000042,null,null,null,null,null,null,null,null,null,null,null,null,null,null,"---","---","---","---","---","---","---","---","---","---","No",1,1,1,1,1,1,1,1,1,null,0,0,0,0,0,0,0,0,0,0,1,1,0]
["Historic",2005,null,null,null,"IA",null,null,null,null,null,null,null,null,null,null,null,40411.329270000002,null,null,null,null,null,null,null,null,null,null,null,null,null,null,"---","---","---","---","---","---","---","---","---","---","No",1,1,1,1,1,1,1,1,1,null,0,0,0,0,0,0,0,0,0,0,1,1,0]
["Historic",2005,null,null,null,"ID",null,null,null,null,null,null,null,null,null,null,null,574.923675,null,null,null,null,null,null,null,null,null,null,null,null,null,null,"---","---","---","---","---","---","---","---","---","---","No",1,1,1,1,1,1,1,1,1,null,0,0,0,0,0,0,0,0,0,0,1,1,0]
["Historic",2005,null,null,null,"IL",null,null,null,null,null,null,null,null,null,null,null,106104.51541100007,null,null,null,null,null,null,null,null,null,null,null,null,null,null,"---","---","---","---","---","---","---","---","---","---","No",1,1,1,1,1,1,1,1,1,null,0,0,0,0,0,0,0,0,0,0,1,1,0]
["Historic",2005,null,null,null,"IN",null,null,null,null,null,null,null,null,null,null,null,133835.30679600002,null,null,null,null,null,null,null,null,null,null,null,null,null,null,"---","---","---","---","---","---","---","---","---","---","No",1,1,1,1,1,1,1,1,1,null,0,0,0,0,0,0,0,0,0,0,1,1,0]
["Historic",2005,null,null,null,"KS",null,null,null,null,null,null,null,null,null,null,null,43223.785631000006,null,null,null,null,null,null,null,null,null,null,null,null,null,null,"---","---","---","---","---","---","---","---","---","---","No",1,1,1,1,1,1,1,1,1,null,0,0,0,0,0,0,0,0,0,0,1,1,0]
["Historic",2005,null,null,null,"KY",null,null,null,null,null,null,null,null,null,null,null,100174.36927200003,null,null,null,null,null,null,null,null,null,null,null,null,null,null,"---","---","---","---","---","---","---","---","---","---","No",1,1,1,1,1,1,1,1,1,null,0,0,0,0,0,0,0,0,0,0,1,1,0]
["Historic",2005,null,null,null,"LA",null,null,null,null,null,null,null,null,null,null,null,50379.591977999989,null,null,null,null,null,null,null,null,null,null,null,null,null,null,"---","---","---","---","---","---","---","---","---","---","No",1,1,1,1,1,1,1,1,1,null,0,0,0,0,0,0,0,0,0,0,1,1,0]
["Historic",2005,null,null,null,"MA",null,null,null,null,null,null,null,null,null,null,null,26290.987357999991,null,null,null,null,null,null,null,null,null,null,null,null,null,null,"---","---","---","---","---","---","---","---","---","---","No",1,1,1,1,1,1,1,1,1,null,0,0,0,0,0,0,0,0,0,0,1,1,0]
["Historic",2005,null,null,null,"MD",null,null,null,null,null,null,null,null,null,null,null,31984.008450000001,null,null,null,null,null,null,null,null,null,null,null,null,null,null,"---","---","---","---","---","---","---","---","---","---","No",1,1,1,1,1,1,1,1,1,null,0,0,0,0,0,0,0,0,0,0,1,1,0]
["Historic",2005,null,null,null,"ME",null,null,null,null,null,null,null,null,null,null,null,4587.1132319999997,null,null,null,null,null,null,null,null,null,null,null,null,null,null,"---","---","---","---","---","---","---","---","---","---","No",1,1,1,1,1,1,1,1,1,null,0,0,0,0,0,0,0,0,0,0,1,1,0]
["Historic",2005,null,null,null,"MI",null,null,null,null,null,null,null,null,null,null,null,78080.061783000012,null,null,null,null,null,null,null,null,null,null,null,null,null,null,"---","---","---","---","---","---","---","---","---","---","No",1,1,1,1,1,1,1,1,1,null,0,0,0,0,0,0,0,0,0,0,1,1,0]
["Historic",2005,null,null,null,"MN",null,null,null,null,null,null,null,null,null,null,null,40866.374024000004,null,null,null,null,null,null,null,null,null,null,null,null,null,null,"---","---","---","---","---","---","---","---","---","---","No",1,1,1,1,1,1,1,1,1,null,0,0,0,0,0,0,0,0,0,0,1,1,0]
["Historic",2005,null,null,null,"MO",null,null,null,null,null,null,null,null,null,null,null,82265.046252000015,null,null,null,null,null,null,null,null,null,null,null,null,null,null,"---","---","---","---","---","---","---","---","---","---","No",1,1,1,1,1,1,1,1,1,null,0,0,0,0,0,0,0,0,0,0,1,1,0]
["Historic",2005,null,null,null,"MS",null,null,null,null,null,null,null,null,null,null,null,27712.055153000005,null,null,null,null,null,null,null,null,null,null,null,null,null,null,"---","---","---","---","---","---","---","---","---","---","No",1,1,1,1,1,1,1,1,1,null,0,0,0,0,0,0,0,0,0,0,1,1,0]
["Historic",2005,null,null,null,"MT",null,null,null,null,null,null,null,null,null,null,null,20966.070021,null,null,null,null,null,null,null,null,null,null,null,null,null,null,"---","---","---","---","---","---","---","---","---","---","No",1,1,1,1,1,1,1,1,1,null,0,0,0,0,0,0,0,0,0,0,1,1,0]
["Historic",2005,null,null,null,"NC",null,null,null,null,null,null,null,null,null,null,null,75581.179725999988,null,null,null,null,null,null,null,null,null,null,null,null,null,null,"---","---","---","---","---","---","---","---","---","---","No",1,1,1,1,1,1,1,1,1,null,0,0,0,0,0,0,0,0,0,0,1,1,0]
["Historic",2005,null,null,null,"ND",null,null,null,null,null,null,null,null,null,null,null,36806.133585000003,null,null,null,null,null,null,null,null,null,null,null,null,null,null,"---","---","---","---","---","---","---","---","---","---","No",1,1,1,1,1,1,1,1,1,null,0,0,0,0,0,0,0,0,0,0,1,1,0]
["Historic",2005,null,null,null,"NE",null,null,null,null,null,null,null,null,null,null,null,24886.595520999999,null,null,null,null,null,null,null,null,null,null,null,null,null,null,"---","---","---","---","---","---","---","---","---","---","No",1,1,1,1,1,1,1,1,1,null,0,0,0,0,0,0,0,0,0,0,1,1,0]
["Historic",2005,null,null,null,"NH",null,null,null,null,null,null,null,null,null,null,null,8972.0271620000003,null,null,null,null,null,null,null,null,null,null,null,null,null,null,"---","---","---","---","---","---","---","---","---","---","No",1,1,1,1,1,1,1,1,1,null,0,0,0,0,0,0,0,0,0,0,1,1,0]
["Historic",2005,null,null,null,"NJ",null,null,null,null,null,null,null,null,null,null,null,14594.603397000003,null,null,null,null,null,null,null,null,null,null,null,null,null,null,"---","---","---","---","---","---","---","---","---","---","No",1,1,1,1,1,1,1,1,1,null,0,0,0,0,0,0,0,0,0,0,1,1,0]
["Historic",2005,null,null,null,"NM",null,null,null,null,null,null,null,null,null,null,null,33707.383602000016,null,null,null,null,null,null,null,null,null,null,null,null,null,null,"---","---","---","---","---","---","---","---","---","---","No",1,1,1,1,1,1,1,1,1,null,0,0,0,0,0,0,0,0,0,0,1,1,0]
["Historic",2005,null,null,null,"NV",null,null,null,null,null,null,null,null,null,null,null,27377.089675999996,null,null,null,null,null,null,null,null,null,null,null,null,null,null,"---","---","---","---","---","---","---","---","---","---","No",1,1,1,1,1,1,1,1,1,null,0,0,0,0,0,0,0,0,0,0,1,1,0]
["Historic",2005,null,null,null,"NY",null,null,null,null,null,null,null,null,null,null,null,56018.927693000005,null,null,null,null,null,null,null,null,null,null,null,null,null,null,"---","---","---","---","---","---","---","---","---","---","No",1,1,1,1,1,1,1,1,1,null,0,0,0,0,0,0,0,0,0,0,1,1,0]
["Historic",2005,null,null,null,"OH",null,null,null,null,null,null,null,null,null,null,null,137879.30092100005,null,null,null,null,null,null,null,null,null,null,null,null,null,null,"---","---","---","---","---","---","---","---","---","---","No",1,1,1,1,1,1,1,1,1,null,0,0,0,0,0,0,0,0,0,0,1,1,0]
["Historic",2005,null,null,null,"OK",null,null,null,null,null,null,null,null,null,null,null,51842.002752,null,null,null,null,null,null,null,null,null,null,null,null,null,null,"---","---","---","---","---","---","---","---","---","---","No",1,1,1,1,1,1,1,1,1,null,0,0,0,0,0,0,0,0,0,0,1,1,0]
["Historic",2005,null,null,null,"OR",null,null,null,null,null,null,null,null,null,null,null,9236.9954390000003,null,null,null,null,null,null,null,null,null,null,null,null,null,null,"---","---","---","---","---","---","---","---","---","---","No",1,1,1,1,1,1,1,1,1,null,0,0,0,0,0,0,0,0,0,0,1,1,0]
["Historic",2005,null,null,null,"PA",null,null,null,null,null,null,null,null,null,null,null,121858.35097500001,null,null,null,null,null,null,null,null,null,null,null,null,null,null,"---","---","---","---","---","---","---","---","---","---","No",1,1,1,1,1,1,1,1,1,null,0,0,0,0,0,0,0,0,0,0,1,1,0]
["Historic",2005,null,null,null,"RI",null,null,null,null,null,null,null,null,null,null,null,2472.0782400000003,null,null,null,null,null,null,null,null,null,null,null,null,null,null,"---","---","---","---","---","---","---","---","---","---","No",1,1,1,1,1,1,1,1,1,null,0,0,0,0,0,0,0,0,0,0,1,1,0]
["Historic",2005,null,null,null,"SC",null,null,null,null,null,null,null,null,null,null,null,44739.634435999993,null,null,null,null,null,null,null,null,null,null,null,null,null,null,"---","---","---","---","---","---","---","---","---","---","No",1,1,1,1,1,1,1,1,1,null,0,0,0,0,0,0,0,0,0,0,1,1,0]
["Historic",2005,null,null,null,"SD",null,null,null,null,null,null,null,null,null,null,null,3602.0767580000002,null,null,null,null,null,null,null,null,null,null,null,null,null,null,"---","---","---","---","---","---","---","---","---","---","No",1,1,1,1,1,1,1,1,1,null,0,0,0,0,0,0,0,0,0,0,1,1,0]
["Historic",2005,null,null,null,"TN",null,null,null,null,null,null,null,null,null,null,null,60533.660714000012,null,null,null,null,null,null,null,null,null,null,null,null,null,null,"---","---","---","---","---","---","---","---","---","---","No",1,1,1,1,1,1,1,1,1,null,0,0,0,0,0,0,0,0,0,0,1,1,0]
["Historic",2005,null,null,null,"TX",null,null,null,null,null,null,null,null,null,null,null,255317.78116899982,null,null,null,null,null,null,null,null,null,null,null,null,null,null,"---","---","---","---","---","---","---","---","---","---","No",1,1,1,1,1,1,1,1,1,null,0,0,0,0,0,0,0,0,0,0,1,1,0]
["Historic",2005,null,null,null,"UT",null,null,null,null,null,null,null,null,null,null,null,38552.367888000008,null,null,null,null,null,null,null,null,null,null,null,null,null,null,"---","---","---","---","---","---","---","---","---","---","No",1,1,1,1,1,1,1,1,1,null,0,0,0,0,0,0,0,0,0,0,1,1,0]
["Historic",2005,null,null,null,"VA",null,null,null,null,null,null,null,null,null,null,null,38423.850155,null,null,null,null,null,null,null,null,null,null,null,null,null,null,"---","---","---","---","---","---","---","---","---","---","No",1,1,1,1,1,1,1,1,1,null,0,0,0,0,0,0,0,0,0,0,1,1,0]
["Historic",2005,null,null,null,"VT",null,null,null,null,null,null,null,null,null,null,null,372.73927500000002,null,null,null,null,null,null,null,null,null,null,null,null,null,null,"---","---","---","---","---","---","---","---","---","---","No",1,1,1,1,1,1,1,1,1,null,0,0,0,0,0,0,0,0,0,0,1,1,0]
["Historic",2005,null,null,null,"WA",null,null,null,null,null,null,null,null,null,null,null,15025.622260999997,null,null,null,null,null,null,null,null,null,null,null,null,null,null,"---","---","---","---","---","---","---","---","---","---","No",1,1,1,1,1,1,1,1,1,null,0,0,0,0,0,0,0,0,0,0,1,1,0]
["Historic",2005,null,null,null,"WI",null,null,null,null,null,null,null,null,null,null,null,52315.397034999995,null,null,null,null,null,null,null,null,null,null,null,null,null,null,"---","---","---","---","---","---","---","---","---","---","No",1,1,1,1,1,1,1,1,1,null,0,0,0,0,0,0,0,0,0,0,1,1,0]
["Historic",2005,null,null,null,"WV",null,null,null,null,null,null,null,null,null,null,null,88488.914030999993,null,null,null,null,null,null,null,null,null,null,null,null,null,null,"---","---","---","---","---","---","---","---","---","---","No",1,1,1,1,1,1,1,1,1,null,0,0,0,0,0,0,0,0,0,0,1,1,0]
["Historic",2005,null,null,null,"WY",null,null,null,null,null,null,null,null,null,null,null,50055.028554999997,null,null,null,null,null,null,null,null,null,null,null,null,null,null,"---","---","---","---","---","---","---","---","---","---","No",1,1,1,1,1,1,1,1,1,null,0,0,0,0,0,0,0,0,0,0,1,1,0]
["Historic",2005,null,null,null,"DC",null,null,null,null,null,null,null,null,null,null,null,187.20613299999999,null,null,null,null,null,null,null,null,null,null,null,null,null,null,"---","---","---","---","---","---","---","---","---","---","No",1,1,1,1,1,1,1,1,1,null,0,0,0,0,0,0,0,0,0,0,1,1,0]
["Historic",2011,null,null,null,"AL",null,null,null,null,"Biomass",null,8.9952740000000002,20.497627000000001,1185.579113,2762.2654820000002,0,0,0,0,0,0,null,null,null,null,null,"Non-Fossil","No","Existing","Biomass","Renewable","---","---","---","---","---","---","---","---","---","---","No",1,1,1,1,1,1,1,1,1,null,0,0,0,0,0,0,0,0,0,0,1,1,0]
["Historic",2011,null,null,null,"AL",null,null,null,null,"Non-Fossil",null,4.9181000000000002E-2,0.12905900000000001,0.6774969999999999,3.0751230000000001,0,0,0,0,0,0,null,null,null,null,null,"Non-Fossil","No","Existing","Biomass","Renewable","---","---","---","---","---","---","---","---","---","---","No",1,1,1,1,1,1,1,1,1,null,0,0,0,0,0,0,0,0,0,0,1,1,0]
["Historic",2011,null,null,null,"AL",null,null,null,null,"Hydro",null,0,0,2185.7404409999995,8883.598,0,0,0,0,0,0,null,null,null,null,null,"Non-Fossil","No","Existing","Hydro","Renewable","---","---","---","---","---","---","---","---","---","---","No",1,1,1,1,1,1,1,1,1,null,0,0,0,0,0,0,0,0,0,0,1,1,0]
["Historic",2011,null,null,null,"AL",null,null,null,null,"Natural Gas",null,1.0671999999999999E-2,2.111E-2,0.112772,0.23047000000000001,0,0,0,0,0,0,null,null,null,null,null,"Non-Fossil","No","Existing","Non-Fossil Other","Other","---","---","---","---","---","---","---","---","---","---","No",1,1,1,1,1,1,1,1,1,null,0,0,0,0,0,0,0,0,0,0,1,1,0]
["Historic",2011,null,null,null,"AL",null,null,null,null,"Non-Fossil",null,2.8691559999999998,6.690175,189.57241100000002,432.36176899999998,0,0,0,0,0,0,null,null,null,null,null,"Non-Fossil","No","Existing","Non-Fossil Other","Other","---","---","---","---","---","---","---","---","---","---","No",1,1,1,1,1,1,1,1,1,null,0,0,0,0,0,0,0,0,0,0,1,1,0]
["Historic",2011,null,null,null,"AL",null,null,null,null,"Oil",null,5.484E-2,0.113538,0.41597499999999998,1.2411079999999999,0,0,0,0,0,0,null,null,null,null,null,"Non-Fossil","No","Existing","Non-Fossil Other","Other","---","---","---","---","---","---","---","---","---","---","No",1,1,1,1,1,1,1,1,1,null,0,0,0,0,0,0,0,0,0,0,1,1,0]
["Historic",2011,null,null,null,"AL",null,null,null,null,"Tires",null,2.3600000000000001E-3,9.0369999999999999E-3,0.38187099999999996,1.4623869999999999,0,0,0,0,0,0,null,null,null,null,null,"Non-Fossil","No","Existing","Non-Fossil Other","Other","---","---","---","---","---","---","---","---","---","---","No",1,1,1,1,1,1,1,1,1,null,0,0,0,0,0,0,0,0,0,0,1,1,0]
["Historic",2011,null,null,null,"AL",null,null,null,null,"Nuclear",null,166.06404499999999,411.86494499999998,15867.125,39356.122000000003,0,0,0,0,0,0,null,null,null,null,null,"Non-Fossil","No","Existing","Nuclear","Nuclear","---","---","---","---","---","---","---","---","---","---","No",1,1,1,1,1,1,1,1,1,null,0,0,0,0,0,0,0,0,0,0,1,1,0]
["Historic",2011,null,null,null,"AR",null,null,null,null,"Biomass",null,4.0260819999999997,9.5009890000000006,681.74284999999998,1605.5024480000002,0,0,0,0,0,0,null,null,null,null,null,"Non-Fossil","No","Existing","Biomass","Renewable","---","---","---","---","---","---","---","---","---","---","No",1,1,1,1,1,1,1,1,1,null,0,0,0,0,0,0,0,0,0,0,1,1,0]
["Historic",2011,null,null,null,"AR",null,null,null,null,"Hydro",null,0,0,1653.034185,2957.8449999999998,0,0,0,0,0,0,null,null,null,null,null,"Non-Fossil","No","Existing","Hydro","Renewable","---","---","---","---","---","---","---","---","---","---","No",1,1,1,1,1,1,1,1,1,null,0,0,0,0,0,0,0,0,0,0,1,1,0]
["Historic",2011,null,null,null,"AR",null,null,null,null,"LF Gas",null,0.270588,0.69533999999999996,22.193754999999999,57.031999999999996,0,0,0,0,0,0,null,null,null,null,null,"Non-Fossil","No","Existing","Landfill Gas","Other","---","---","---","---","---","---","---","---","---","---","No",1,1,1,1,1,1,1,1,1,null,0,0,0,0,0,0,0,0,0,0,1,1,0]
["Historic",2011,null,null,null,"AR",null,null,null,null,"Tires",null,9.7546999999999995E-2,0.197405,16.014137999999999,32.417694000000004,0,0,0,0,0,0,null,null,null,null,null,"Non-Fossil","No","Existing","Non-Fossil Other","Other","---","---","---","---","---","---","---","---","---","---","No",1,1,1,1,1,1,1,1,1,null,0,0,0,0,0,0,0,0,0,0,1,1,0]
["Historic",2011,null,null,null,"AR",null,null,null,null,"Nuclear",null,68.489559999999997,148.530674,16.014137999999999,14194.445,0,0,0,0,0,0,null,null,null,null,null,"Non-Fossil","No","Existing","Nuclear","Nuclear","---","---","---","---","---","---","---","---","---","---","No",1,1,1,1,1,1,1,1,1,null,0,0,0,0,0,0,0,0,0,0,1,1,0]
["Historic",2011,null,null,null,"AR",null,null,null,null,"Pumps",null,0,0,0,0,0,0,0,0,0,0,null,null,null,null,null,"Non-Fossil","No","Existing","Pumped Storage","Other","---","---","---","---","---","---","---","---","---","---","No",1,1,1,1,1,1,1,1,1,null,0,0,0,0,0,0,0,0,0,0,1,1,0]
["Historic",2011,null,null,null,"AZ",null,null,null,null,"Biomass",null,0.90898900000000005,1.993206,74.984085999999991,158.37999100000002,0,0,0,0,0,0,null,null,null,null,null,"Non-Fossil","No","Existing","Biomass","Renewable","---","---","---","---","---","---","---","---","---","---","No",1,1,1,1,1,1,1,1,1,null,0,0,0,0,0,0,0,0,0,0,1,1,0]
["Historic",2011,null,null,null,"AZ",null,null,null,null,"Natural Gas",null,5.4539999999999996E-3,2.9516000000000001E-2,0.44091400000000003,2.2720059999999997,0,0,0,0,0,0,null,null,null,null,null,"Non-Fossil","No","Existing","Biomass","Renewable","---","---","---","---","---","---","---","---","---","---","No",1,1,1,1,1,1,1,1,1,null,0,0,0,0,0,0,0,0,0,0,1,1,0]
["Historic",2011,null,null,null,"AZ",null,null,null,null,"Hydro",null,0,0,4440.0505940000003,9174.0920000000006,0,0,0,0,0,0,null,null,null,null,null,"Non-Fossil","No","Existing","Hydro","Renewable","---","---","---","---","---","---","---","---","---","---","No",1,1,1,1,1,1,1,1,1,null,0,0,0,0,0,0,0,0,0,0,1,1,0]
["Historic",2011,null,null,null,"AZ",null,null,null,null,"LF Gas",null,0.23858599999999999,0.561832,17.862794999999998,42.064,0,0,0,0,0,0,null,null,null,null,null,"Non-Fossil","No","Existing","Landfill Gas","Other","---","---","---","---","---","---","---","---","---","---","No",1,1,1,1,1,1,1,1,1,null,0,0,0,0,0,0,0,0,0,0,1,1,0]
["Historic",2011,null,null,null,"AZ",null,null,null,null,"Nuclear",null,145.67302799999999,327.29155900000001,13921.352000000001,31277.863000000001,0,0,0,0,0,0,null,null,null,null,null,"Non-Fossil","No","Existing","Nuclear","Nuclear","---","---","---","---","---","---","---","---","---","---","No",1,1,1,1,1,1,1,1,1,null,0,0,0,0,0,0,0,0,0,0,1,1,0]
["Historic",2011,null,null,null,"AZ",null,null,null,null,"Pumps",null,0,0,0,0,0,0,0,0,0,0,null,null,null,null,null,"Non-Fossil","No","Existing","Pumped Storage","Other","---","---","---","---","---","---","---","---","---","---","No",1,1,1,1,1,1,1,1,1,null,0,0,0,0,0,0,0,0,0,0,1,1,0]
["Historic",2011,null,null,null,"AZ",null,null,null,null,"Solar",null,0,0,16.839796999999997,81.432043999999991,0,0,0,0,0,0,null,null,null,null,null,"Non-Fossil","No","Existing","Solar PV","Renewable","---","---","---","---","---","---","---","---","---","---","No",1,1,1,1,1,1,1,1,1,null,0,0,0,0,0,0,0,0,0,0,1,1,0]
["Historic",2011,null,null,null,"AZ",null,null,null,null,"Solar",null,1.2586E-2,1.7885000000000002E-2,1.2954400000000001,1.840732,0,0,0,0,0,0,null,null,null,null,null,"Non-Fossil","No","Existing","Solar Thermal","Renewable","---","---","---","---","---","---","---","---","---","---","No",1,1,1,1,1,1,1,1,1,null,0,0,0,0,0,0,0,0,0,0,1,1,0]
["Historic",2011,null,null,null,"AZ",null,null,null,null,"Wind",null,0,0,100.744349,255.57900000000001,0,0,0,0,0,0,null,null,null,null,null,"Non-Fossil","No","Existing","Wind","Renewable","---","---","---","---","---","---","---","---","---","---","No",1,1,1,1,1,1,1,1,1,null,0,0,0,0,0,0,0,0,0,0,1,1,0]
["Historic",2011,null,null,null,"CA",null,null,null,null,"Biomass",null,24.184058,56.857385000000001,1644.4463480000002,3836.2989680000001,0,0,0,0,0,0,null,null,null,null,null,"Non-Fossil","No","Existing","Biomass","Renewable","---","---","---","---","---","---","---","---","---","---","No",1,1,1,1,1,1,1,1,1,null,0,0,0,0,0,0,0,0,0,0,1,1,0]
["Historic",2011,null,null,null,"CA",null,null,null,null,"Coal",null,0.143071,1.5314890000000001,12.367000000000001,133.98358999999999,0,0,0,0,0,0,null,null,null,null,null,"Non-Fossil","No","Existing","Biomass","Renewable","---","---","---","---","---","---","---","---","---","---","No",1,1,1,1,1,1,1,1,1,null,0,0,0,0,0,0,0,0,0,0,1,1,0]
["Historic",2011,null,null,null,"CA",null,null,null,null,"Natural Gas",null,9.5915E-2,0.47329900000000003,6.1538620000000002,28.411824000000003,0,0,0,0,0,0,null,null,null,null,null,"Non-Fossil","No","Existing","Biomass","Renewable","---","---","---","---","---","---","---","---","---","---","No",1,1,1,1,1,1,1,1,1,null,0,0,0,0,0,0,0,0,0,0,1,1,0]
["Historic",2011,null,null,null,"CA",null,null,null,null,"Biomass",null,2.1392999999999999E-2,0.23149500000000001,2.8685969999999998,29.437767000000001,0,0,0,0,0,0,null,null,null,null,null,"Non-Fossil","No","Existing","Fuel Cell","Other","---","---","---","---","---","---","---","---","---","---","No",1,1,1,1,1,1,1,1,1,null,0,0,0,0,0,0,0,0,0,0,1,1,0]
["Historic",2011,null,null,null,"CA",null,null,null,null,"Natural Gas",null,8.3660999999999999E-2,0.24016599999999999,9.5143990000000009,27.197232999999997,0,0,0,0,0,0,null,null,null,null,null,"Non-Fossil","No","Existing","Fuel Cell","Other","---","---","---","---","---","---","---","---","---","---","No",1,1,1,1,1,1,1,1,1,null,0,0,0,0,0,0,0,0,0,0,1,1,0]
["Historic",2011,null,null,null,"CA",null,null,null,null,"Geothermal",null,50.458464999999997,121.958961,5193.3366819999992,12552.383,0,0,0,0,0,0,null,null,null,null,null,"Non-Fossil","No","Existing","Geothermal","Renewable","---","---","---","---","---","---","---","---","---","---","No",1,1,1,1,1,1,1,1,1,null,0,0,0,0,0,0,0,0,0,0,1,1,0]
["Historic",2011,null,null,null,"CA",null,null,null,null,"Hydro",null,0,0,22373.855878000006,42557.46688,0,0,0,0,0,0,null,null,null,null,null,"Non-Fossil","No","Existing","Hydro","Renewable","---","---","---","---","---","---","---","---","---","---","No",1,1,1,1,1,1,1,1,1,null,0,0,0,0,0,0,0,0,0,0,1,1,0]
["Historic",2011,null,null,null,"CA",null,null,null,null,"LF Gas",null,9.0314610000000002,20.938891000000002,694.59651200000008,1624.6909769999997,0,0,0,0,0,0,null,null,null,null,null,"Non-Fossil","No","Existing","Landfill Gas","Other","---","---","---","---","---","---","---","---","---","---","No",1,1,1,1,1,1,1,1,1,null,0,0,0,0,0,0,0,0,0,0,1,1,0]
["Historic",2011,null,null,null,"CA",null,null,null,null,"Natural Gas",null,1.3861999999999999E-2,3.322E-2,0.82971000000000006,1.9886299999999999,0,0,0,0,0,0,null,null,null,null,null,"Non-Fossil","No","Existing","Landfill Gas","Other","---","---","---","---","---","---","---","---","---","---","No",1,1,1,1,1,1,1,1,1,null,0,0,0,0,0,0,0,0,0,0,1,1,0]
["Historic",2011,null,null,null,"CA",null,null,null,null,"MSW",null,3.2854909999999999,7.2096,175.29310000000001,390.29182499999996,0,0,0,0,0,0,null,null,null,null,null,"Non-Fossil","No","Existing","Non-Fossil Other","Other","---","---","---","---","---","---","---","---","---","---","No",1,1,1,1,1,1,1,1,1,null,0,0,0,0,0,0,0,0,0,0,1,1,0]
["Historic",2011,null,null,null,"CA",null,null,null,null,"Natural Gas",null,0.20036499999999999,0.58239700000000005,13.928745999999999,38.781846000000002,0,0,0,0,0,0,null,null,null,null,null,"Non-Fossil","No","Existing","Non-Fossil Other","Other","---","---","---","---","---","---","---","---","---","---","No",1,1,1,1,1,1,1,1,1,null,0,0,0,0,0,0,0,0,0,0,1,1,0]
["Historic",2011,null,null,null,"CA",null,null,null,null,"Non-Fossil",null,2.8594659999999998,6.9144940000000004,280.94296999999995,679.77580699999999,0,0,0,0,0,0,null,null,null,null,null,"Non-Fossil","No","Existing","Non-Fossil Other","Other","---","---","---","---","---","---","---","---","---","---","No",1,1,1,1,1,1,1,1,1,null,0,0,0,0,0,0,0,0,0,0,1,1,0]
["Historic",2011,null,null,null,"CA",null,null,null,null,"Tires",null,6.6031000000000006E-2,0.12218900000000001,8.9003970000000017,16.514541000000001,0,0,0,0,0,0,null,null,null,null,null,"Non-Fossil","No","Existing","Non-Fossil Other","Other","---","---","---","---","---","---","---","---","---","---","No",1,1,1,1,1,1,1,1,1,null,0,0,0,0,0,0,0,0,0,0,1,1,0]
["Historic",2011,null,null,null,"CA",null,null,null,null,"Nuclear",null,159.34157400000001,383.78051799999997,15224.087,36663.247000000003,0,0,0,0,0,0,null,null,null,null,null,"Non-Fossil","No","Existing","Nuclear","Nuclear","---","---","---","---","---","---","---","---","---","---","No",1,1,1,1,1,1,1,1,1,null,0,0,0,0,0,0,0,0,0,0,1,1,0]
["Historic",2011,null,null,null,"CA",null,null,null,null,"Pumps",null,0,0,0,0,0,0,0,0,0,0,null,null,null,null,null,"Non-Fossil","No","Existing","Pumped Storage","Other","---","---","---","---","---","---","---","---","---","---","No",1,1,1,1,1,1,1,1,1,null,0,0,0,0,0,0,0,0,0,0,1,1,0]
["Historic",2011,null,null,null,"CA",null,null,null,null,"Solar",null,0,0,154.88875900000002,242.033546,0,0,0,0,0,0,null,null,null,null,null,"Non-Fossil","No","Existing","Solar PV","Renewable","---","---","---","---","---","---","---","---","---","---","No",1,1,1,1,1,1,1,1,1,null,0,0,0,0,0,0,0,0,0,0,1,1,0]
["Historic",2011,null,null,null,"CA",null,null,null,null,"Natural Gas",null,1.6797759999999999,3.1984669999999999,119.59099999999999,227.33199999999999,0,0,0,0,0,0,null,null,null,null,null,"Non-Fossil","No","Existing","Solar Thermal","Renewable","---","---","---","---","---","---","---","---","---","---","No",1,1,1,1,1,1,1,1,1,null,0,0,0,0,0,0,0,0,0,0,1,1,0]
["Historic",2011,null,null,null,"CA",null,null,null,null,"Solar",null,4.1606889999999996,6.2842770000000003,428.22989000000001,646.79584999999997,0,0,0,0,0,0,null,null,null,null,null,"Non-Fossil","No","Existing","Solar Thermal","Renewable","---","---","---","---","---","---","---","---","---","---","No",1,1,1,1,1,1,1,1,1,null,0,0,0,0,0,0,0,0,0,0,1,1,0]
["Historic",2011,null,null,null,"CA",null,null,null,null,"Wind",null,0,0,4347.2459890000009,7751.8370000000004,0,0,0,0,0,0,null,null,null,null,null,"Non-Fossil","No","Existing","Wind","Renewable","---","---","---","---","---","---","---","---","---","---","No",1,1,1,1,1,1,1,1,1,null,0,0,0,0,0,0,0,0,0,0,1,1,0]
["Historic",2011,null,null,null,"CO",null,null,null,null,"Biomass",null,2.2899999999999999E-3,2.2899999999999999E-3,0.17213000000000001,0.17213000000000001,0,0,0,0,0,0,null,null,null,null,null,"Non-Fossil","No","Existing","Biomass","Renewable","---","---","---","---","---","---","---","---","---","---","No",1,1,1,1,1,1,1,1,1,null,0,0,0,0,0,0,0,0,0,0,1,1,0]
["Historic",2011,null,null,null,"CO",null,null,null,null,"Hydro",null,0,0,972.14277400000003,2082.6214,0,0,0,0,0,0,null,null,null,null,null,"Non-Fossil","No","Existing","Hydro","Renewable","---","---","---","---","---","---","---","---","---","---","No",1,1,1,1,1,1,1,1,1,null,0,0,0,0,0,0,0,0,0,0,1,1,0]
["Historic",2011,null,null,null,"CO",null,null,null,null,"LF Gas",null,0.12328699999999999,0.290321,9.561163999999998,22.515000000000001,0,0,0,0,0,0,null,null,null,null,null,"Non-Fossil","No","Existing","Landfill Gas","Other","---","---","---","---","---","---","---","---","---","---","No",1,1,1,1,1,1,1,1,1,null,0,0,0,0,0,0,0,0,0,0,1,1,0]
["Historic",2011,null,null,null,"CO",null,null,null,null,"Non-Fossil",null,0.24384500000000001,0.61652099999999999,25.097089,63.454000000000001,0,0,0,0,0,0,null,null,null,null,null,"Non-Fossil","No","Existing","Non-Fossil Other","Other","---","---","---","---","---","---","---","---","---","---","No",1,1,1,1,1,1,1,1,1,null,0,0,0,0,0,0,0,0,0,0,1,1,0]
["Historic",2011,null,null,null,"CO",null,null,null,null,"Solar",null,0,0,54.081950999999989,104.63561,0,0,0,0,0,0,null,null,null,null,null,"Non-Fossil","No","Existing","Solar PV","Renewable","---","---","---","---","---","---","---","---","---","---","No",1,1,1,1,1,1,1,1,1,null,0,0,0,0,0,0,0,0,0,0,1,1,0]
["Historic",2011,null,null,null,"CO",null,null,null,null,"Wind",null,0,0,1928.312156,5200.3218299999999,0,0,0,0,0,0,null,null,null,null,null,"Non-Fossil","No","Existing","Wind","Renewable","---","---","---","---","---","---","---","---","---","---","No",1,1,1,1,1,1,1,1,1,null,0,0,0,0,0,0,0,0,0,0,1,1,0]
["Historic",2011,null,null,null,"CT",null,null,null,null,"Biomass",null,1.2189999999999999E-2,2.6443000000000001E-2,0.40000199999999997,0.83568200000000004,0,0,0,0,0,0,null,null,null,null,null,"Non-Fossil","No","Existing","Biomass","Renewable","---","---","---","---","---","---","---","---","---","---","No",1,1,1,1,1,1,1,1,1,null,0,0,0,0,0,0,0,0,0,0,1,1,0]
["Historic",2011,null,null,null,"CT",null,null,null,null,"Hydro",null,0,0,222.154404,567.44200000000001,0,0,0,0,0,0,null,null,null,null,null,"Non-Fossil","No","Existing","Hydro","Renewable","---","---","---","---","---","---","---","---","---","---","No",1,1,1,1,1,1,1,1,1,null,0,0,0,0,0,0,0,0,0,0,1,1,0]
["Historic",2011,null,null,null,"CT",null,null,null,null,"LF Gas",null,0.14239199999999999,0.327293,11.751246999999999,27.010999999999999,0,0,0,0,0,0,null,null,null,null,null,"Non-Fossil","No","Existing","Landfill Gas","Other","---","---","---","---","---","---","---","---","---","---","No",1,1,1,1,1,1,1,1,1,null,0,0,0,0,0,0,0,0,0,0,1,1,0]
["Historic",2011,null,null,null,"CT",null,null,null,null,"MSW",null,10.484525,23.867128999999998,541.11393899999996,1238.9472649999998,0,0,0,0,0,0,null,null,null,null,null,"Non-Fossil","No","Existing","Non-Fossil Other","Other","---","---","---","---","---","---","---","---","---","---","No",1,1,1,1,1,1,1,1,1,null,0,0,0,0,0,0,0,0,0,0,1,1,0]
["Historic",2011,null,null,null,"CT",null,null,null,null,"Oil",null,1.1953E-2,3.0530000000000002E-2,0.60099700000000011,1.4957609999999999,0,0,0,0,0,0,null,null,null,null,null,"Non-Fossil","No","Existing","Non-Fossil Other","Other","---","---","---","---","---","---","---","---","---","---","No",1,1,1,1,1,1,1,1,1,null,0,0,0,0,0,0,0,0,0,0,1,1,0]
["Historic",2011,null,null,null,"CT",null,null,null,null,"Tires",null,0.74301300000000003,1.5868979999999999,47.333522000000002,96.831849000000005,0,0,0,0,0,0,null,null,null,null,null,"Non-Fossil","No","Existing","Non-Fossil Other","Other","---","---","---","---","---","---","---","---","---","---","No",1,1,1,1,1,1,1,1,1,null,0,0,0,0,0,0,0,0,0,0,1,1,0]
["Historic",2011,null,null,null,"CT",null,null,null,null,"Nuclear",null,75.175888,166.66888599999999,7184.24,15927.837,0,0,0,0,0,0,null,null,null,null,null,"Non-Fossil","No","Existing","Nuclear","Nuclear","---","---","---","---","---","---","---","---","---","---","No",1,1,1,1,1,1,1,1,1,null,0,0,0,0,0,0,0,0,0,0,1,1,0]
["Historic",2011,null,null,null,"CT",null,null,null,null,"Pumps",null,0,0,0,0,0,0,0,0,0,0,null,null,null,null,null,"Non-Fossil","No","Existing","Pumped Storage","Other","---","---","---","---","---","---","---","---","---","---","No",1,1,1,1,1,1,1,1,1,null,0,0,0,0,0,0,0,0,0,0,1,1,0]
["Historic",2011,null,null,null,"CT",null,null,null,null,"Natural Gas",null,4.0670000000000003E-3,9.2309999999999996E-3,0.41853800000000002,0.95,0,0,0,0,0,0,null,null,null,null,null,"Non-Fossil","No","Existing","Purchased Steam","Other","---","---","---","---","---","---","---","---","---","---","No",1,1,1,1,1,1,1,1,1,null,0,0,0,0,0,0,0,0,0,0,1,1,0]
["Historic",2011,null,null,null,"DE",null,null,null,null,"LF Gas",null,0.31680599999999998,0.69299999999999995,27.989117,61.225000000000001,0,0,0,0,0,0,null,null,null,null,null,"Non-Fossil","No","Existing","Landfill Gas","Other","---","---","---","---","---","---","---","---","---","---","No",1,1,1,1,1,1,1,1,1,null,0,0,0,0,0,0,0,0,0,0,1,1,0]
["Historic",2011,null,null,null,"DE",null,null,null,null,"Solar",null,0,0,4.5346770000000003,8.2797999999999998,0,0,0,0,0,0,null,null,null,null,null,"Non-Fossil","No","Existing","Solar PV","Renewable","---","---","---","---","---","---","---","---","---","---","No",1,1,1,1,1,1,1,1,1,null,0,0,0,0,0,0,0,0,0,0,1,1,0]
["Historic",2011,null,null,null,"DE",null,null,null,null,"Wind",null,0,0,1.1955829999999998,4.8250000000000002,0,0,0,0,0,0,null,null,null,null,null,"Non-Fossil","No","Existing","Wind","Renewable","---","---","---","---","---","---","---","---","---","---","No",1,1,1,1,1,1,1,1,1,null,0,0,0,0,0,0,0,0,0,0,1,1,0]
["Historic",2011,null,null,null,"FL",null,null,null,null,"Biomass",null,8.5737279999999991,20.229050999999998,969.42359500000009,2345.9785440000001,0,0,0,0,0,0,null,null,null,null,null,"Non-Fossil","No","Existing","Biomass","Renewable","---","---","---","---","---","---","---","---","---","---","No",1,1,1,1,1,1,1,1,1,null,0,0,0,0,0,0,0,0,0,0,1,1,0]
["Historic",2011,null,null,null,"FL",null,null,null,null,"Coal",null,0.41048000000000001,0.48665700000000001,38.955923000000006,46.472405999999999,0,0,0,0,0,0,null,null,null,null,null,"Non-Fossil","No","Existing","Biomass","Renewable","---","---","---","---","---","---","---","---","---","---","No",1,1,1,1,1,1,1,1,1,null,0,0,0,0,0,0,0,0,0,0,1,1,0]
["Historic",2011,null,null,null,"FL",null,null,null,null,"Natural Gas",null,8.1089999999999999E-3,6.1066000000000002E-2,0.86082700000000001,5.8281299999999998,0,0,0,0,0,0,null,null,null,null,null,"Non-Fossil","No","Existing","Biomass","Renewable","---","---","---","---","---","---","---","---","---","---","No",1,1,1,1,1,1,1,1,1,null,0,0,0,0,0,0,0,0,0,0,1,1,0]
["Historic",2011,null,null,null,"FL",null,null,null,null,"Oil",null,1.9275E-2,5.8507999999999998E-2,2.9414370000000001,10.311757000000002,0,0,0,0,0,0,null,null,null,null,null,"Non-Fossil","No","Existing","Biomass","Renewable","---","---","---","---","---","---","---","---","---","---","No",1,1,1,1,1,1,1,1,1,null,0,0,0,0,0,0,0,0,0,0,1,1,0]
["Historic",2011,null,null,null,"FL",null,null,null,null,"Hydro",null,0,0,65.258657999999997,182.042,0,0,0,0,0,0,null,null,null,null,null,"Non-Fossil","No","Existing","Hydro","Renewable","---","---","---","---","---","---","---","---","---","---","No",1,1,1,1,1,1,1,1,1,null,0,0,0,0,0,0,0,0,0,0,1,1,0]
["Historic",2011,null,null,null,"FL",null,null,null,null,"LF Gas",null,1.3250649999999999,3.3140649999999998,100.97836699999999,252.14599999999999,0,0,0,0,0,0,null,null,null,null,null,"Non-Fossil","No","Existing","Landfill Gas","Other","---","---","---","---","---","---","---","---","---","---","No",1,1,1,1,1,1,1,1,1,null,0,0,0,0,0,0,0,0,0,0,1,1,0]
["Historic",2011,null,null,null,"FL",null,null,null,null,"Fwaste",null,7.1260000000000004E-3,1.7611999999999999E-2,0.42347399999999991,1.0462480000000001,0,0,0,0,0,0,null,null,null,null,null,"Non-Fossil","No","Existing","Non-Fossil Other","Other","---","---","---","---","---","---","---","---","---","---","No",1,1,1,1,1,1,1,1,1,null,0,0,0,0,0,0,0,0,0,0,1,1,0]
["Historic",2011,null,null,null,"FL",null,null,null,null,"MSW",null,25.021280000000001,58.942475000000002,1246.0081850000001,2984.5850030000001,0,0,0,0,0,0,null,null,null,null,null,"Non-Fossil","No","Existing","Non-Fossil Other","Other","---","---","---","---","---","---","---","---","---","---","No",1,1,1,1,1,1,1,1,1,null,0,0,0,0,0,0,0,0,0,0,1,1,0]
["Historic",2011,null,null,null,"FL",null,null,null,null,"Natural Gas",null,7.0007E-2,0.17860000000000001,7.4817860000000014,19.048705000000002,0,0,0,0,0,0,null,null,null,null,null,"Non-Fossil","No","Existing","Non-Fossil Other","Other","---","---","---","---","---","---","---","---","---","---","No",1,1,1,1,1,1,1,1,1,null,0,0,0,0,0,0,0,0,0,0,1,1,0]
["Historic",2011,null,null,null,"FL",null,null,null,null,"Non-Fossil",null,8.6786159999999999,20.316580999999999,959.46042900000009,2247.6387500000001,0,0,0,0,0,0,null,null,null,null,null,"Non-Fossil","No","Existing","Non-Fossil Other","Other","---","---","---","---","---","---","---","---","---","---","No",1,1,1,1,1,1,1,1,1,null,0,0,0,0,0,0,0,0,0,0,1,1,0]
["Historic",2011,null,null,null,"FL",null,null,null,null,"Oil",null,1.6699999999999999E-4,1.0918000000000001E-2,6.3600000000000002E-3,0.42697399999999996,0,0,0,0,0,0,null,null,null,null,null,"Non-Fossil","No","Existing","Non-Fossil Other","Other","---","---","---","---","---","---","---","---","---","---","No",1,1,1,1,1,1,1,1,1,null,0,0,0,0,0,0,0,0,0,0,1,1,0]
["Historic",2011,null,null,null,"FL",null,null,null,null,"Nuclear",null,112.310574,230.60845900000001,10733.044,22015.367999999999,0,0,0,0,0,0,null,null,null,null,null,"Non-Fossil","No","Existing","Nuclear","Nuclear","---","---","---","---","---","---","---","---","---","---","No",1,1,1,1,1,1,1,1,1,null,0,0,0,0,0,0,0,0,0,0,1,1,0]
["Historic",2011,null,null,null,"FL",null,null,null,null,"Solar",null,0,0,42.019051999999995,96.659000000000006,0,0,0,0,0,0,null,null,null,null,null,"Non-Fossil","No","Existing","Solar PV","Renewable","---","---","---","---","---","---","---","---","---","---","No",1,1,1,1,1,1,1,1,1,null,0,0,0,0,0,0,0,0,0,0,1,1,0]
["Historic",2011,null,null,null,"FL",null,null,null,null,"Solar",null,6.9091E-2,0.28592200000000001,6.8689999999999998,29.067,0,0,0,0,0,0,null,null,null,null,null,"Non-Fossil","No","Existing","Solar Thermal","Renewable","---","---","---","---","---","---","---","---","---","---","No",1,1,1,1,1,1,1,1,1,null,0,0,0,0,0,0,0,0,0,0,1,1,0]
["Historic",2011,null,null,null,"GA",null,null,null,null,"Biomass",null,7.6678040000000003,17.908462,1224.7527759999998,2846.4680539999999,0,0,0,0,0,0,null,null,null,null,null,"Non-Fossil","No","Existing","Biomass","Renewable","---","---","---","---","---","---","---","---","---","---","No",1,1,1,1,1,1,1,1,1,null,0,0,0,0,0,0,0,0,0,0,1,1,0]
["Historic",2011,null,null,null,"GA",null,null,null,null,"Hydro",null,0,0,1118.1148349999996,2705.0575479999998,0,0,0,0,0,0,null,null,null,null,null,"Non-Fossil","No","Existing","Hydro","Renewable","---","---","---","---","---","---","---","---","---","---","No",1,1,1,1,1,1,1,1,1,null,0,0,0,0,0,0,0,0,0,0,1,1,0]
["Historic",2011,null,null,null,"GA",null,null,null,null,"LF Gas",null,0.477794,0.93623500000000004,41.254891999999998,80.838999999999999,0,0,0,0,0,0,null,null,null,null,null,"Non-Fossil","No","Existing","Landfill Gas","Other","---","---","---","---","---","---","---","---","---","---","No",1,1,1,1,1,1,1,1,1,null,0,0,0,0,0,0,0,0,0,0,1,1,0]
["Historic",2011,null,null,null,"GA",null,null,null,null,"Natural Gas",null,1.2813E-2,3.5473999999999999E-2,2.4522170000000001,6.7890009999999998,0,0,0,0,0,0,null,null,null,null,null,"Non-Fossil","No","Existing","Non-Fossil Other","Other","---","---","---","---","---","---","---","---","---","---","No",1,1,1,1,1,1,1,1,1,null,0,0,0,0,0,0,0,0,0,0,1,1,0]
["Historic",2011,null,null,null,"GA",null,null,null,null,"Non-Fossil",null,0.56379199999999996,1.3850899999999999,107.89344100000002,265.06811199999999,0,0,0,0,0,0,null,null,null,null,null,"Non-Fossil","No","Existing","Non-Fossil Other","Other","---","---","---","---","---","---","---","---","---","---","No",1,1,1,1,1,1,1,1,1,null,0,0,0,0,0,0,0,0,0,0,1,1,0]
["Historic",2011,null,null,null,"GA",null,null,null,null,"Oil",null,4.0460000000000001E-3,1.2179000000000001E-2,0.77406399999999997,2.330314,0,0,0,0,0,0,null,null,null,null,null,"Non-Fossil","No","Existing","Non-Fossil Other","Other","---","---","---","---","---","---","---","---","---","---","No",1,1,1,1,1,1,1,1,1,null,0,0,0,0,0,0,0,0,0,0,1,1,0]
["Historic",2011,null,null,null,"GA",null,null,null,null,"Tires",null,7.4823000000000001E-2,0.152006,12.266022999999999,25.010900000000003,0,0,0,0,0,0,null,null,null,null,null,"Non-Fossil","No","Existing","Non-Fossil Other","Other","---","---","---","---","---","---","---","---","---","---","No",1,1,1,1,1,1,1,1,1,null,0,0,0,0,0,0,0,0,0,0,1,1,0]
["Historic",2011,null,null,null,"GA",null,null,null,null,"Nuclear",null,145.251788,338.101947,13881.096,32306.181,0,0,0,0,0,0,null,null,null,null,null,"Non-Fossil","No","Existing","Nuclear","Nuclear","---","---","---","---","---","---","---","---","---","---","No",1,1,1,1,1,1,1,1,1,null,0,0,0,0,0,0,0,0,0,0,1,1,0]
["Historic",2011,null,null,null,"IA",null,null,null,null,"Biomass",null,2.0244999999999999E-2,4.5473E-2,3.9481740000000003,8.8682660000000002,0,0,0,0,0,0,null,null,null,null,null,"Non-Fossil","No","Existing","Biomass","Renewable","---","---","---","---","---","---","---","---","---","---","No",1,1,1,1,1,1,1,1,1,null,0,0,0,0,0,0,0,0,0,0,1,1,0]
["Historic",2011,null,null,null,"IA",null,null,null,null,"Hydro",null,0,0,480.94901799999997,925.35199999999998,0,0,0,0,0,0,null,null,null,null,null,"Non-Fossil","No","Existing","Hydro","Renewable","---","---","---","---","---","---","---","---","---","---","No",1,1,1,1,1,1,1,1,1,null,0,0,0,0,0,0,0,0,0,0,1,1,0]
["Historic",2011,null,null,null,"IA",null,null,null,null,"LF Gas",null,0.51069500000000001,1.088959,41.141829999999999,87.727000000000004,0,0,0,0,0,0,null,null,null,null,null,"Non-Fossil","No","Existing","Landfill Gas","Other","---","---","---","---","---","---","---","---","---","---","No",1,1,1,1,1,1,1,1,1,null,0,0,0,0,0,0,0,0,0,0,1,1,0]
["Historic",2011,null,null,null,"IA",null,null,null,null,"Nuclear",null,21.904375000000002,54.572155000000002,2093.308,5215.2290000000003,0,0,0,0,0,0,null,null,null,null,null,"Non-Fossil","No","Existing","Nuclear","Nuclear","---","---","---","---","---","---","---","---","---","---","No",1,1,1,1,1,1,1,1,1,null,0,0,0,0,0,0,0,0,0,0,1,1,0]
["Historic",2011,null,null,null,"IA",null,null,null,null,"Wind",null,0,0,3449.577667,10709.176912999999,0,0,0,0,0,0,null,null,null,null,null,"Non-Fossil","No","Existing","Wind","Renewable","---","---","---","---","---","---","---","---","---","---","No",1,1,1,1,1,1,1,1,1,null,0,0,0,0,0,0,0,0,0,0,1,1,0]
["Historic",2011,null,null,null,"ID",null,null,null,null,"Biomass",null,2.5304609999999998,5.8117150000000004,206.72400699999997,474.38431999999995,0,0,0,0,0,0,null,null,null,null,null,"Non-Fossil","No","Existing","Biomass","Renewable","---","---","---","---","---","---","---","---","---","---","No",1,1,1,1,1,1,1,1,1,null,0,0,0,0,0,0,0,0,0,0,1,1,0]
["Historic",2011,null,null,null,"ID",null,null,null,null,"Geothermal",null,0.24846099999999999,0.616869,25.572323000000001,63.49,0,0,0,0,0,0,null,null,null,null,null,"Non-Fossil","No","Existing","Geothermal","Renewable","---","---","---","---","---","---","---","---","---","---","No",1,1,1,1,1,1,1,1,1,null,0,0,0,0,0,0,0,0,0,0,1,1,0]
["Historic",2011,null,null,null,"ID",null,null,null,null,"Hydro",null,0,0,6797.9323020000002,13404.799000000001,0,0,0,0,0,0,null,null,null,null,null,"Non-Fossil","No","Existing","Hydro","Renewable","---","---","---","---","---","---","---","---","---","---","No",1,1,1,1,1,1,1,1,1,null,0,0,0,0,0,0,0,0,0,0,1,1,0]
["Historic",2011,null,null,null,"ID",null,null,null,null,"LF Gas",null,0.10660799999999999,0.25104599999999999,10.063109000000001,23.696999999999999,0,0,0,0,0,0,null,null,null,null,null,"Non-Fossil","No","Existing","Landfill Gas","Other","---","---","---","---","---","---","---","---","---","---","No",1,1,1,1,1,1,1,1,1,null,0,0,0,0,0,0,0,0,0,0,1,1,0]
["Historic",2011,null,null,null,"ID",null,null,null,null,"Non-Fossil",null,0.298323,0.75426300000000002,30.704322000000001,77.631,0,0,0,0,0,0,null,null,null,null,null,"Non-Fossil","No","Existing","Non-Fossil Other","Other","---","---","---","---","---","---","---","---","---","---","No",1,1,1,1,1,1,1,1,1,null,0,0,0,0,0,0,0,0,0,0,1,1,0]
["Historic",2011,null,null,null,"ID",null,null,null,null,"Wind",null,0,0,489.13396799999998,1306.682,0,0,0,0,0,0,null,null,null,null,null,"Non-Fossil","No","Existing","Wind","Renewable","---","---","---","---","---","---","---","---","---","---","No",1,1,1,1,1,1,1,1,1,null,0,0,0,0,0,0,0,0,0,0,1,1,0]
["Historic",2011,null,null,null,"IL",null,null,null,null,"Biomass",null,3.5170000000000002E-3,4.078E-3,0.44823199999999996,0.51924599999999999,0,0,0,0,0,0,null,null,null,null,null,"Non-Fossil","No","Existing","Biomass","Renewable","---","---","---","---","---","---","---","---","---","---","No",1,1,1,1,1,1,1,1,1,null,0,0,0,0,0,0,0,0,0,0,1,1,0]
["Historic",2011,null,null,null,"IL",null,null,null,null,"Hydro",null,0,0,64.902726999999999,140.46199999999999,0,0,0,0,0,0,null,null,null,null,null,"Non-Fossil","No","Existing","Hydro","Renewable","---","---","---","---","---","---","---","---","---","---","No",1,1,1,1,1,1,1,1,1,null,0,0,0,0,0,0,0,0,0,0,1,1,0]
["Historic",2011,null,null,null,"IL",null,null,null,null,"LF Gas",null,3.6047220000000002,8.2474989999999995,276.44186299999996,637.52964899999995,0,0,0,0,0,0,null,null,null,null,null,"Non-Fossil","No","Existing","Landfill Gas","Other","---","---","---","---","---","---","---","---","---","---","No",1,1,1,1,1,1,1,1,1,null,0,0,0,0,0,0,0,0,0,0,1,1,0]
["Historic",2011,null,null,null,"IL",null,null,null,null,"Non-Fossil",null,0.22367000000000001,0.56011699999999998,14.766627,36.978705999999995,0,0,0,0,0,0,null,null,null,null,null,"Non-Fossil","No","Existing","Non-Fossil Other","Other","---","---","---","---","---","---","---","---","---","---","No",1,1,1,1,1,1,1,1,1,null,0,0,0,0,0,0,0,0,0,0,1,1,0]
["Historic",2011,null,null,null,"IL",null,null,null,null,"Tires",null,0.12758,0.22630700000000001,6.8129439999999999,14.706566,0,0,0,0,0,0,null,null,null,null,null,"Non-Fossil","No","Existing","Non-Fossil Other","Other","---","---","---","---","---","---","---","---","---","---","No",1,1,1,1,1,1,1,1,1,null,0,0,0,0,0,0,0,0,0,0,1,1,0]
["Historic",2011,null,null,null,"IL",null,null,null,null,"Nuclear",null,422.54568599999999,1002.693922,40380.894999999997,95823.195999999996,0,0,0,0,0,0,null,null,null,null,null,"Non-Fossil","No","Existing","Nuclear","Nuclear","---","---","---","---","---","---","---","---","---","---","No",1,1,1,1,1,1,1,1,1,null,0,0,0,0,0,0,0,0,0,0,1,1,0]
["Historic",2011,null,null,null,"IL",null,null,null,null,"Solar",null,0,0,8.3483809999999998,14.061999999999999,0,0,0,0,0,0,null,null,null,null,null,"Non-Fossil","No","Existing","Solar PV","Renewable","---","---","---","---","---","---","---","---","---","---","No",1,1,1,1,1,1,1,1,1,null,0,0,0,0,0,0,0,0,0,0,1,1,0]
["Historic",2011,null,null,null,"IL",null,null,null,null,"Wind",null,0,0,1825.8541219999997,6213.1319999999996,0,0,0,0,0,0,null,null,null,null,null,"Non-Fossil","No","Existing","Wind","Renewable","---","---","---","---","---","---","---","---","---","---","No",1,1,1,1,1,1,1,1,1,null,0,0,0,0,0,0,0,0,0,0,1,1,0]
["Historic",2011,null,null,null,"IN",null,null,null,null,"Hydro",null,0,0,225.21424300000001,408.779,0,0,0,0,0,0,null,null,null,null,null,"Non-Fossil","No","Existing","Hydro","Renewable","---","---","---","---","---","---","---","---","---","---","No",1,1,1,1,1,1,1,1,1,null,0,0,0,0,0,0,0,0,0,0,1,1,0]
["Historic",2011,null,null,null,"IN",null,null,null,null,"LF Gas",null,1.6898029999999999,3.8034629999999998,137.82022899999998,310.21010699999999,0,0,0,0,0,0,null,null,null,null,null,"Non-Fossil","No","Existing","Landfill Gas","Other","---","---","---","---","---","---","---","---","---","---","No",1,1,1,1,1,1,1,1,1,null,0,0,0,0,0,0,0,0,0,0,1,1,0]
["Historic",2011,null,null,null,"IN",null,null,null,null,"MSW",null,8.4568000000000004E-2,0.179927,18.568681999999999,39.507130000000004,0,0,0,0,0,0,null,null,null,null,null,"Non-Fossil","No","Existing","Non-Fossil Other","Other","---","---","---","---","---","---","---","---","---","---","No",1,1,1,1,1,1,1,1,1,null,0,0,0,0,0,0,0,0,0,0,1,1,0]
["Historic",2011,null,null,null,"IN",null,null,null,null,"Non-Fossil",null,1.351272,2.6583450000000002,139.077,273.60500000000002,0,0,0,0,0,0,null,null,null,null,null,"Non-Fossil","No","Existing","Non-Fossil Other","Other","---","---","---","---","---","---","---","---","---","---","No",1,1,1,1,1,1,1,1,1,null,0,0,0,0,0,0,0,0,0,0,1,1,0]
["Historic",2011,null,null,null,"IN",null,null,null,null,"Wind",null,0,0,801.74632900000006,3285.4110000000001,0,0,0,0,0,0,null,null,null,null,null,"Non-Fossil","No","Existing","Wind","Renewable","---","---","---","---","---","---","---","---","---","---","No",1,1,1,1,1,1,1,1,1,null,0,0,0,0,0,0,0,0,0,0,1,1,0]
["Historic",2011,null,null,null,"KS",null,null,null,null,"Hydro",null,0,0,7.6636709999999999,14.744999999999999,0,0,0,0,0,0,null,null,null,null,null,"Non-Fossil","No","Existing","Hydro","Renewable","---","---","---","---","---","---","---","---","---","---","No",1,1,1,1,1,1,1,1,1,null,0,0,0,0,0,0,0,0,0,0,1,1,0]
["Historic",2011,null,null,null,"KS",null,null,null,null,"LF Gas",null,0.29348299999999999,0.69198499999999996,24.918122000000004,58.753,0,0,0,0,0,0,null,null,null,null,null,"Non-Fossil","No","Existing","Landfill Gas","Other","---","---","---","---","---","---","---","---","---","---","No",1,1,1,1,1,1,1,1,1,null,0,0,0,0,0,0,0,0,0,0,1,1,0]
["Historic",2011,null,null,null,"KS",null,null,null,null,"Nuclear",null,26.326983999999999,76.917148999999995,2490.3290000000002,7318.8879999999999,0,0,0,0,0,0,null,null,null,null,null,"Non-Fossil","No","Existing","Nuclear","Nuclear","---","---","---","---","---","---","---","---","---","---","No",1,1,1,1,1,1,1,1,1,null,0,0,0,0,0,0,0,0,0,0,1,1,0]
["Historic",2011,null,null,null,"KS",null,null,null,null,"Wind",null,0,0,1371.298665,3719.9789999999998,0,0,0,0,0,0,null,null,null,null,null,"Non-Fossil","No","Existing","Wind","Renewable","---","---","---","---","---","---","---","---","---","---","No",1,1,1,1,1,1,1,1,1,null,0,0,0,0,0,0,0,0,0,0,1,1,0]
["Historic",2011,null,null,null,"KY",null,null,null,null,"Biomass",null,0.55616200000000005,1.630234,116.55522099999999,341.64851300000004,0,0,0,0,0,0,null,null,null,null,null,"Non-Fossil","No","Existing","Biomass","Renewable","---","---","---","---","---","---","---","---","---","---","No",1,1,1,1,1,1,1,1,1,null,0,0,0,0,0,0,0,0,0,0,1,1,0]
["Historic",2011,null,null,null,"KY",null,null,null,null,"Hydro",null,0,0,1179.054893,2969.3119999999999,0,0,0,0,0,0,null,null,null,null,null,"Non-Fossil","No","Existing","Hydro","Renewable","---","---","---","---","---","---","---","---","---","---","No",1,1,1,1,1,1,1,1,1,null,0,0,0,0,0,0,0,0,0,0,1,1,0]
["Historic",2011,null,null,null,"KY",null,null,null,null,"LF Gas",null,0.25096000000000002,0.62516000000000005,37.967951999999997,94.581999999999994,0,0,0,0,0,0,null,null,null,null,null,"Non-Fossil","No","Existing","Landfill Gas","Other","---","---","---","---","---","---","---","---","---","---","No",1,1,1,1,1,1,1,1,1,null,0,0,0,0,0,0,0,0,0,0,1,1,0]
["Historic",2011,null,null,null,"LA",null,null,null,null,"Biomass",null,7.2143959999999998,17.330891999999999,1015.4642429999999,2442.5308570000002,0,0,0,0,0,0,null,null,null,null,null,"Non-Fossil","No","Existing","Biomass","Renewable","---","---","---","---","---","---","---","---","---","---","No",1,1,1,1,1,1,1,1,1,null,0,0,0,0,0,0,0,0,0,0,1,1,0]
["Historic",2011,null,null,null,"LA",null,null,null,null,"Natural Gas",null,1.9859999999999999E-3,4.5040000000000002E-3,0.11945200000000002,0.26677100000000004,0,0,0,0,0,0,null,null,null,null,null,"Non-Fossil","No","Existing","Biomass","Renewable","---","---","---","---","---","---","---","---","---","---","No",1,1,1,1,1,1,1,1,1,null,0,0,0,0,0,0,0,0,0,0,1,1,0]
["Historic",2011,null,null,null,"LA",null,null,null,null,"Hydro",null,0,0,519.59900000000005,1044.019,0,0,0,0,0,0,null,null,null,null,null,"Non-Fossil","No","Existing","Hydro","Renewable","---","---","---","---","---","---","---","---","---","---","No",1,1,1,1,1,1,1,1,1,null,0,0,0,0,0,0,0,0,0,0,1,1,0]
["Historic",2011,null,null,null,"LA",null,null,null,null,"Non-Fossil",null,2.3608280000000001,5.6489580000000004,60.804769,144.40763999999999,0,0,0,0,0,0,null,null,null,null,null,"Non-Fossil","No","Existing","Non-Fossil Other","Other","---","---","---","---","---","---","---","---","---","---","No",1,1,1,1,1,1,1,1,1,null,0,0,0,0,0,0,0,0,0,0,1,1,0]
["Historic",2011,null,null,null,"LA",null,null,null,null,"Pet. Coke",null,0.43580799999999997,1.1524650000000001,22.710683,60.056953,0,0,0,0,0,0,null,null,null,null,null,"Non-Fossil","No","Existing","Coal Steam","Other","---","---","---","---","---","---","---","---","---","---","No",1,1,1,1,1,1,1,1,1,null,0,0,0,0,0,0,0,0,0,0,1,1,0]
["Historic",2011,null,null,null,"LA",null,null,null,null,"Tires",null,0.106708,0.26394200000000001,21.580608000000002,53.744836999999997,0,0,0,0,0,0,null,null,null,null,null,"Non-Fossil","No","Existing","Non-Fossil Other","Other","---","---","---","---","---","---","---","---","---","---","No",1,1,1,1,1,1,1,1,1,null,0,0,0,0,0,0,0,0,0,0,1,1,0]
["Historic",2011,null,null,null,"LA",null,null,null,null,"Nuclear",null,77.634591999999998,173.85910000000001,7419.2079999999996,16614.974999999999,0,0,0,0,0,0,null,null,null,null,null,"Non-Fossil","No","Existing","Nuclear","Nuclear","---","---","---","---","---","---","---","---","---","---","No",1,1,1,1,1,1,1,1,1,null,0,0,0,0,0,0,0,0,0,0,1,1,0]
["Historic",2011,null,null,null,"LA",null,null,null,null,"Natural Gas",null,0.91640299999999997,2.1765210000000002,94.318894999999998,224.01400000000001,0,0,0,0,0,0,null,null,null,null,null,"Non-Fossil","No","Existing","Purchased Steam","Other","---","---","---","---","---","---","---","---","---","---","No",1,1,1,1,1,1,1,1,1,null,0,0,0,0,0,0,0,0,0,0,1,1,0]
["Historic",2011,null,null,null,"MA",null,null,null,null,"Biomass",null,2.1165959999999999,4.7535080000000001,303.50008600000001,679.05081799999994,0,0,0,0,0,0,null,null,null,null,null,"Non-Fossil","No","Existing","Biomass","Renewable","---","---","---","---","---","---","---","---","---","---","No",1,1,1,1,1,1,1,1,1,null,0,0,0,0,0,0,0,0,0,0,1,1,0]
["Historic",2011,null,null,null,"MA",null,null,null,null,"Hydro",null,0,0,404.13563600000003,1148.76196,0,0,0,0,0,0,null,null,null,null,null,"Non-Fossil","No","Existing","Hydro","Renewable","---","---","---","---","---","---","---","---","---","---","No",1,1,1,1,1,1,1,1,1,null,0,0,0,0,0,0,0,0,0,0,1,1,0]
["Historic",2011,null,null,null,"MA",null,null,null,null,"LF Gas",null,0.72897199999999995,1.7189810000000001,57.705631000000004,136.07499999999999,0,0,0,0,0,0,null,null,null,null,null,"Non-Fossil","No","Existing","Landfill Gas","Other","---","---","---","---","---","---","---","---","---","---","No",1,1,1,1,1,1,1,1,1,null,0,0,0,0,0,0,0,0,0,0,1,1,0]
["Historic",2011,null,null,null,"MA",null,null,null,null,"MSW",null,13.414937,31.892496000000001,738.75327099999993,1754.12699,0,0,0,0,0,0,null,null,null,null,null,"Non-Fossil","No","Existing","Non-Fossil Other","Other","---","---","---","---","---","---","---","---","---","---","No",1,1,1,1,1,1,1,1,1,null,0,0,0,0,0,0,0,0,0,0,1,1,0]
["Historic",2011,null,null,null,"MA",null,null,null,null,"Oil",null,3.4243000000000003E-2,7.9361000000000001E-2,1.860984,4.1490119999999999,0,0,0,0,0,0,null,null,null,null,null,"Non-Fossil","No","Existing","Non-Fossil Other","Other","---","---","---","---","---","---","---","---","---","---","No",1,1,1,1,1,1,1,1,1,null,0,0,0,0,0,0,0,0,0,0,1,1,0]
["Historic",2011,null,null,null,"MA",null,null,null,null,"Tires",null,4.9384999999999998E-2,0.11226,8.9970730000000003,20.42257,0,0,0,0,0,0,null,null,null,null,null,"Non-Fossil","No","Existing","Non-Fossil Other","Other","---","---","---","---","---","---","---","---","---","---","No",1,1,1,1,1,1,1,1,1,null,0,0,0,0,0,0,0,0,0,0,1,1,0]
["Historic",2011,null,null,null,"MA",null,null,null,null,"Nuclear",null,22.667054,53.211742000000001,2166.194,5085.22,0,0,0,0,0,0,null,null,null,null,null,"Non-Fossil","No","Existing","Nuclear","Nuclear","---","---","---","---","---","---","---","---","---","---","No",1,1,1,1,1,1,1,1,1,null,0,0,0,0,0,0,0,0,0,0,1,1,0]
["Historic",2011,null,null,null,"MA",null,null,null,null,"Solar",null,0,0,2.6611700000000003,4.7644700000000002,0,0,0,0,0,0,null,null,null,null,null,"Non-Fossil","No","Existing","Solar PV","Renewable","---","---","---","---","---","---","---","---","---","---","No",1,1,1,1,1,1,1,1,1,null,0,0,0,0,0,0,0,0,0,0,1,1,0]
["Historic",2011,null,null,null,"MA",null,null,null,null,"Wind",null,0,0,22.901169999999997,61.384787000000003,0,0,0,0,0,0,null,null,null,null,null,"Non-Fossil","No","Existing","Wind","Renewable","---","---","---","---","---","---","---","---","---","---","No",1,1,1,1,1,1,1,1,1,null,0,0,0,0,0,0,0,0,0,0,1,1,0]
["Historic",2011,null,null,null,"MD",null,null,null,null,"Biomass",null,0.46241500000000002,1.057957,72.455243999999993,166.535303,0,0,0,0,0,0,null,null,null,null,null,"Non-Fossil","No","Existing","Biomass","Renewable","---","---","---","---","---","---","---","---","---","---","No",1,1,1,1,1,1,1,1,1,null,0,0,0,0,0,0,0,0,0,0,1,1,0]
["Historic",2011,null,null,null,"MD",null,null,null,null,"Hydro",null,0,0,840.36231099999998,2547.123,0,0,0,0,0,0,null,null,null,null,null,"Non-Fossil","No","Existing","Hydro","Renewable","---","---","---","---","---","---","---","---","---","---","No",1,1,1,1,1,1,1,1,1,null,0,0,0,0,0,0,0,0,0,0,1,1,0]
["Historic",2011,null,null,null,"MD",null,null,null,null,"Fwaste",null,7.2999999999999999E-5,1.2300000000000001E-4,3.088E-3,5.1369999999999992E-3,0,0,0,0,0,0,null,null,null,null,null,"Non-Fossil","No","Existing","Landfill Gas","Other","---","---","---","---","---","---","---","---","---","---","No",1,1,1,1,1,1,1,1,1,null,0,0,0,0,0,0,0,0,0,0,1,1,0]
["Historic",2011,null,null,null,"MD",null,null,null,null,"LF Gas",null,0.44319900000000001,1.0127159999999999,30.161277999999999,68.919081999999989,0,0,0,0,0,0,null,null,null,null,null,"Non-Fossil","No","Existing","Landfill Gas","Other","---","---","---","---","---","---","---","---","---","---","No",1,1,1,1,1,1,1,1,1,null,0,0,0,0,0,0,0,0,0,0,1,1,0]
["Historic",2011,null,null,null,"MD",null,null,null,null,"Oil",null,8.0500000000000005E-4,1.3359999999999999E-3,7.3183000000000012E-2,0.121781,0,0,0,0,0,0,null,null,null,null,null,"Non-Fossil","No","Existing","Landfill Gas","Other","---","---","---","---","---","---","---","---","---","---","No",1,1,1,1,1,1,1,1,1,null,0,0,0,0,0,0,0,0,0,0,1,1,0]
["Historic",2011,null,null,null,"MD",null,null,null,null,"MSW",null,5.1842420000000002,11.992673,268.80884800000001,609.31568000000004,0,0,0,0,0,0,null,null,null,null,null,"Non-Fossil","No","Existing","Non-Fossil Other","Other","---","---","---","---","---","---","---","---","---","---","No",1,1,1,1,1,1,1,1,1,null,0,0,0,0,0,0,0,0,0,0,1,1,0]
["Historic",2011,null,null,null,"MD",null,null,null,null,"Natural Gas",null,1.1526E-2,2.6915000000000001E-2,0.63231099999999996,1.443967,0,0,0,0,0,0,null,null,null,null,null,"Non-Fossil","No","Existing","Non-Fossil Other","Other","---","---","---","---","---","---","---","---","---","---","No",1,1,1,1,1,1,1,1,1,null,0,0,0,0,0,0,0,0,0,0,1,1,0]
["Historic",2011,null,null,null,"MD",null,null,null,null,"Nuclear",null,64.022487999999996,150.65478100000001,6118.357,14397.437,0,0,0,0,0,0,null,null,null,null,null,"Non-Fossil","No","Existing","Nuclear","Nuclear","---","---","---","---","---","---","---","---","---","---","No",1,1,1,1,1,1,1,1,1,null,0,0,0,0,0,0,0,0,0,0,1,1,0]
["Historic",2011,null,null,null,"MD",null,null,null,null,"Solar",null,0,0,1.0340419999999999,2.706,0,0,0,0,0,0,null,null,null,null,null,"Non-Fossil","No","Existing","Solar PV","Renewable","---","---","---","---","---","---","---","---","---","---","No",1,1,1,1,1,1,1,1,1,null,0,0,0,0,0,0,0,0,0,0,1,1,0]
["Historic",2011,null,null,null,"MD",null,null,null,null,"Wind",null,0,0,66.341397999999998,270.71300000000002,0,0,0,0,0,0,null,null,null,null,null,"Non-Fossil","No","Existing","Wind","Renewable","---","---","---","---","---","---","---","---","---","---","No",1,1,1,1,1,1,1,1,1,null,0,0,0,0,0,0,0,0,0,0,1,1,0]
["Historic",2011,null,null,null,"ME",null,null,null,null,"Biomass",null,10.259323999999999,24.365271,1309.6714979999995,3000.0258799999997,0,0,0,0,0,0,null,null,null,null,null,"Non-Fossil","No","Existing","Biomass","Renewable","---","---","---","---","---","---","---","---","---","---","No",1,1,1,1,1,1,1,1,1,null,0,0,0,0,0,0,0,0,0,0,1,1,0]
["Historic",2011,null,null,null,"ME",null,null,null,null,"Oil",null,2.1999999999999999E-5,5.1199999999999998E-4,1.786E-3,4.1100999999999999E-2,0,0,0,0,0,0,null,null,null,null,null,"Non-Fossil","No","Existing","Biomass","Renewable","---","---","---","---","---","---","---","---","---","---","No",1,1,1,1,1,1,1,1,1,null,0,0,0,0,0,0,0,0,0,0,1,1,0]
["Historic",2011,null,null,null,"ME",null,null,null,null,"Hydro",null,0,0,1540.4794739999998,3978.9778799999999,0,0,0,0,0,0,null,null,null,null,null,"Non-Fossil","No","Existing","Hydro","Renewable","---","---","---","---","---","---","---","---","---","---","No",1,1,1,1,1,1,1,1,1,null,0,0,0,0,0,0,0,0,0,0,1,1,0]
["Historic",2011,null,null,null,"ME",null,null,null,null,"LF Gas",null,0.125587,0.27746900000000002,11.213148,24.774000000000001,0,0,0,0,0,0,null,null,null,null,null,"Non-Fossil","No","Existing","Landfill Gas","Other","---","---","---","---","---","---","---","---","---","---","No",1,1,1,1,1,1,1,1,1,null,0,0,0,0,0,0,0,0,0,0,1,1,0]
["Historic",2011,null,null,null,"ME",null,null,null,null,"MSW",null,3.2818170000000002,7.7487019999999998,163.65827100000001,379.09783700000003,0,0,0,0,0,0,null,null,null,null,null,"Non-Fossil","No","Existing","Non-Fossil Other","Other","---","---","---","---","---","---","---","---","---","---","No",1,1,1,1,1,1,1,1,1,null,0,0,0,0,0,0,0,0,0,0,1,1,0]
["Historic",2011,null,null,null,"ME",null,null,null,null,"Natural Gas",null,5.5789999999999998E-3,1.201E-2,0.120988,0.26045100000000004,0,0,0,0,0,0,null,null,null,null,null,"Non-Fossil","No","Existing","Non-Fossil Other","Other","---","---","---","---","---","---","---","---","---","---","No",1,1,1,1,1,1,1,1,1,null,0,0,0,0,0,0,0,0,0,0,1,1,0]
["Historic",2011,null,null,null,"ME",null,null,null,null,"Oil",null,2.1436E-2,5.2824999999999997E-2,1.146962,2.8234059999999999,0,0,0,0,0,0,null,null,null,null,null,"Non-Fossil","No","Existing","Non-Fossil Other","Other","---","---","---","---","---","---","---","---","---","---","No",1,1,1,1,1,1,1,1,1,null,0,0,0,0,0,0,0,0,0,0,1,1,0]
["Historic",2011,null,null,null,"ME",null,null,null,null,"Tires",null,0.38137199999999999,0.89917000000000002,80.999747999999997,184.87339900000001,0,0,0,0,0,0,null,null,null,null,null,"Non-Fossil","No","Existing","Non-Fossil Other","Other","---","---","---","---","---","---","---","---","---","---","No",1,1,1,1,1,1,1,1,1,null,0,0,0,0,0,0,0,0,0,0,1,1,0]
["Historic",2011,null,null,null,"ME",null,null,null,null,"Wind",null,0,0,195.63044299999999,706.63951599999996,0,0,0,0,0,0,null,null,null,null,null,"Non-Fossil","No","Existing","Wind","Renewable","---","---","---","---","---","---","---","---","---","---","No",1,1,1,1,1,1,1,1,1,null,0,0,0,0,0,0,0,0,0,0,1,1,0]
["Historic",2011,null,null,null,"MI",null,null,null,null,"Biomass",null,9.8250960000000003,23.436888,740.57987800000001,1767.3382440000003,0,0,0,0,0,0,null,null,null,null,null,"Non-Fossil","No","Existing","Biomass","Renewable","---","---","---","---","---","---","---","---","---","---","No",1,1,1,1,1,1,1,1,1,null,0,0,0,0,0,0,0,0,0,0,1,1,0]
["Historic",2011,null,null,null,"MI",null,null,null,null,"Natural Gas",null,1.3905000000000001E-2,2.2048999999999999E-2,1.0699719999999999,1.6911449999999999,0,0,0,0,0,0,null,null,null,null,null,"Non-Fossil","No","Existing","Biomass","Renewable","---","---","---","---","---","---","---","---","---","---","No",1,1,1,1,1,1,1,1,1,null,0,0,0,0,0,0,0,0,0,0,1,1,0]
["Historic",2011,null,null,null,"MI",null,null,null,null,"Hydro",null,0,0,434.34679900000003,1357.308,0,0,0,0,0,0,null,null,null,null,null,"Non-Fossil","No","Existing","Hydro","Renewable","---","---","---","---","---","---","---","---","---","---","No",1,1,1,1,1,1,1,1,1,null,0,0,0,0,0,0,0,0,0,0,1,1,0]
["Historic",2011,null,null,null,"MI",null,null,null,null,"LF Gas",null,3.6922549999999998,8.4750119999999995,291.05018800000005,667.09455000000003,0,0,0,0,0,0,null,null,null,null,null,"Non-Fossil","No","Existing","Landfill Gas","Other","---","---","---","---","---","---","---","---","---","---","No",1,1,1,1,1,1,1,1,1,null,0,0,0,0,0,0,0,0,0,0,1,1,0]
["Historic",2011,null,null,null,"MI",null,null,null,null,"MSW",null,1.6919630000000001,3.626957,153.123085,298.80584400000004,0,0,0,0,0,0,null,null,null,null,null,"Non-Fossil","No","Existing","Non-Fossil Other","Other","---","---","---","---","---","---","---","---","---","---","No",1,1,1,1,1,1,1,1,1,null,0,0,0,0,0,0,0,0,0,0,1,1,0]
["Historic",2011,null,null,null,"MI",null,null,null,null,"Non-Fossil",null,8.5280000000000009E-3,1.5865000000000001E-2,1.7017600000000002,3.1392710000000004,0,0,0,0,0,0,null,null,null,null,null,"Non-Fossil","No","Existing","Non-Fossil Other","Other","---","---","---","---","---","---","---","---","---","---","No",1,1,1,1,1,1,1,1,1,null,0,0,0,0,0,0,0,0,0,0,1,1,0]
["Historic",2011,null,null,null,"MI",null,null,null,null,"Oil",null,8.8699999999999994E-3,1.8421E-2,1.1184259999999999,2.1443159999999999,0,0,0,0,0,0,null,null,null,null,null,"Non-Fossil","No","Existing","Non-Fossil Other","Other","---","---","---","---","---","---","---","---","---","---","No",1,1,1,1,1,1,1,1,1,null,0,0,0,0,0,0,0,0,0,0,1,1,0]
["Historic",2011,null,null,null,"MI",null,null,null,null,"Tires",null,0.46629500000000002,1.0734589999999999,23.548199,56.383357000000004,0,0,0,0,0,0,null,null,null,null,null,"Non-Fossil","No","Existing","Non-Fossil Other","Other","---","---","---","---","---","---","---","---","---","---","No",1,1,1,1,1,1,1,1,1,null,0,0,0,0,0,0,0,0,0,0,1,1,0]
["Historic",2011,null,null,null,"MI",null,null,null,null,"Nuclear",null,147.452504,344.15538099999998,14091.409,32889.466999999997,0,0,0,0,0,0,null,null,null,null,null,"Non-Fossil","No","Existing","Nuclear","Nuclear","---","---","---","---","---","---","---","---","---","---","No",1,1,1,1,1,1,1,1,1,null,0,0,0,0,0,0,0,0,0,0,1,1,0]
["Historic",2011,null,null,null,"MI",null,null,null,null,"Wind",null,0,0,116.127927,456.47399999999999,0,0,0,0,0,0,null,null,null,null,null,"Non-Fossil","No","Existing","Wind","Renewable","---","---","---","---","---","---","---","---","---","---","No",1,1,1,1,1,1,1,1,1,null,0,0,0,0,0,0,0,0,0,0,1,1,0]
["Historic",2011,null,null,null,"MN",null,null,null,null,"Biomass",null,6.042414,14.877373,498.42805800000002,1224.7982310000004,0,0,0,0,0,0,null,null,null,null,null,"Non-Fossil","No","Existing","Biomass","Renewable","---","---","---","---","---","---","---","---","---","---","No",1,1,1,1,1,1,1,1,1,null,0,0,0,0,0,0,0,0,0,0,1,1,0]
["Historic",2011,null,null,null,"MN",null,null,null,null,"Coal",null,0.48524099999999998,1.4573910000000001,17.202431000000001,48.164839999999998,0,0,0,0,0,0,null,null,null,null,null,"Non-Fossil","No","Existing","Biomass","Renewable","---","---","---","---","---","---","---","---","---","---","No",1,1,1,1,1,1,1,1,1,null,0,0,0,0,0,0,0,0,0,0,1,1,0]
["Historic",2011,null,null,null,"MN",null,null,null,null,"Natural Gas",null,0.20847199999999999,0.61772300000000002,11.76863,36.161710999999997,0,0,0,0,0,0,null,null,null,null,null,"Non-Fossil","No","Existing","Biomass","Renewable","---","---","---","---","---","---","---","---","---","---","No",1,1,1,1,1,1,1,1,1,null,0,0,0,0,0,0,0,0,0,0,1,1,0]
["Historic",2011,null,null,null,"MN",null,null,null,null,"Coal",null,0,0,17.067824999999999,51.128527999999996,0,0,0,0,0,0,null,null,null,null,null,"Non-Fossil","No","Existing","Hydro","Renewable","---","---","---","---","---","---","---","---","---","---","No",1,1,1,1,1,1,1,1,1,null,0,0,0,0,0,0,0,0,0,0,1,1,0]
["Historic",2011,null,null,null,"MN",null,null,null,null,"Hydro",null,0,0,386.412488,776.81146200000001,0,0,0,0,0,0,null,null,null,null,null,"Non-Fossil","No","Existing","Hydro","Renewable","---","---","---","---","---","---","---","---","---","---","No",1,1,1,1,1,1,1,1,1,null,0,0,0,0,0,0,0,0,0,0,1,1,0]
["Historic",2011,null,null,null,"MN",null,null,null,null,"LF Gas",null,0.51465899999999998,1.2221230000000001,36.203625000000002,85.97,0,0,0,0,0,0,null,null,null,null,null,"Non-Fossil","No","Existing","Landfill Gas","Other","---","---","---","---","---","---","---","---","---","---","No",1,1,1,1,1,1,1,1,1,null,0,0,0,0,0,0,0,0,0,0,1,1,0]
["Historic",2011,null,null,null,"MN",null,null,null,null,"MSW",null,4.5827809999999998,10.101971000000001,234.29472099999998,519.64257999999995,0,0,0,0,0,0,null,null,null,null,null,"Non-Fossil","No","Existing","Non-Fossil Other","Other","---","---","---","---","---","---","---","---","---","---","No",1,1,1,1,1,1,1,1,1,null,0,0,0,0,0,0,0,0,0,0,1,1,0]
["Historic",2011,null,null,null,"MN",null,null,null,null,"Natural Gas",null,2.3300000000000001E-2,5.7505000000000001E-2,1.1246120000000002,2.8224269999999998,0,0,0,0,0,0,null,null,null,null,null,"Non-Fossil","No","Existing","Non-Fossil Other","Other","---","---","---","---","---","---","---","---","---","---","No",1,1,1,1,1,1,1,1,1,null,0,0,0,0,0,0,0,0,0,0,1,1,0]
["Historic",2011,null,null,null,"MN",null,null,null,null,"Non-Fossil",null,0.191076,0.46401599999999998,19.666131,47.758000000000003,0,0,0,0,0,0,null,null,null,null,null,"Non-Fossil","No","Existing","Non-Fossil Other","Other","---","---","---","---","---","---","---","---","---","---","No",1,1,1,1,1,1,1,1,1,null,0,0,0,0,0,0,0,0,0,0,1,1,0]
["Historic",2011,null,null,null,"MN",null,null,null,null,"Tires",null,1.1311999999999999E-2,5.6812000000000001E-2,0.53570799999999996,2.382117,0,0,0,0,0,0,null,null,null,null,null,"Non-Fossil","No","Existing","Non-Fossil Other","Other","---","---","---","---","---","---","---","---","---","---","No",1,1,1,1,1,1,1,1,1,null,0,0,0,0,0,0,0,0,0,0,1,1,0]
["Historic",2011,null,null,null,"MN",null,null,null,null,"Nuclear",null,51.060177000000003,125.19676699999999,4875.8149999999996,11958.525,0,0,0,0,0,0,null,null,null,null,null,"Non-Fossil","No","Existing","Nuclear","Nuclear","---","---","---","---","---","---","---","---","---","---","No",1,1,1,1,1,1,1,1,1,null,0,0,0,0,0,0,0,0,0,0,1,1,0]
["Historic",2011,null,null,null,"MN",null,null,null,null,"Wind",null,0,0,2111.9292160000009,6725.6954299999998,0,0,0,0,0,0,null,null,null,null,null,"Non-Fossil","No","Existing","Wind","Renewable","---","---","---","---","---","---","---","---","---","---","No",1,1,1,1,1,1,1,1,1,null,0,0,0,0,0,0,0,0,0,0,1,1,0]
["Historic",2011,null,null,null,"MN",null,null,null,null,"Natural Gas",null,0.224163,0.50451199999999996,23.071570000000001,51.925967000000007,0,0,0,0,0,0,null,null,null,null,null,"Non-Fossil","No","Existing","Purchased Steam","Other","---","---","---","---","---","---","---","---","---","---","No",1,1,1,1,1,1,1,1,1,null,0,0,0,0,0,0,0,0,0,0,1,1,0]
["Historic",2011,null,null,null,"MO",null,null,null,null,"Biomass",null,2.2438E-2,5.0158000000000001E-2,1.7756000000000001,3.9691659999999995,0,0,0,0,0,0,null,null,null,null,null,"Non-Fossil","No","Existing","Biomass","Renewable","---","---","---","---","---","---","---","---","---","---","No",1,1,1,1,1,1,1,1,1,null,0,0,0,0,0,0,0,0,0,0,1,1,0]
["Historic",2011,null,null,null,"MO",null,null,null,null,"Hydro",null,0,0,611.6458419999999,1185.144,0,0,0,0,0,0,null,null,null,null,null,"Non-Fossil","No","Existing","Hydro","Renewable","---","---","---","---","---","---","---","---","---","---","No",1,1,1,1,1,1,1,1,1,null,0,0,0,0,0,0,0,0,0,0,1,1,0]
["Historic",2011,null,null,null,"MO",null,null,null,null,"LF Gas",null,0.27135100000000001,0.59953400000000001,26.352325,58.223720999999998,0,0,0,0,0,0,null,null,null,null,null,"Non-Fossil","No","Existing","Landfill Gas","Other","---","---","---","---","---","---","---","---","---","---","No",1,1,1,1,1,1,1,1,1,null,0,0,0,0,0,0,0,0,0,0,1,1,0]
["Historic",2011,null,null,null,"MO",null,null,null,null,"Tires",null,6.8517999999999996E-2,0.117672,4.0927340000000001,6.7281550000000001,0,0,0,0,0,0,null,null,null,null,null,"Non-Fossil","No","Existing","Non-Fossil Other","Other","---","---","---","---","---","---","---","---","---","---","No",1,1,1,1,1,1,1,1,1,null,0,0,0,0,0,0,0,0,0,0,1,1,0]
["Historic",2011,null,null,null,"MO",null,null,null,null,"Nuclear",null,46.085223999999997,98.061522999999994,4404.1689999999999,9371.3230000000003,0,0,0,0,0,0,null,null,null,null,null,"Non-Fossil","No","Existing","Nuclear","Nuclear","---","---","---","---","---","---","---","---","---","---","No",1,1,1,1,1,1,1,1,1,null,0,0,0,0,0,0,0,0,0,0,1,1,0]
["Historic",2011,null,null,null,"MO",null,null,null,null,"Pumps",null,0,0,0,0,0,0,0,0,0,0,null,null,null,null,null,"Non-Fossil","No","Existing","Pumped Storage","Other","---","---","---","---","---","---","---","---","---","---","No",1,1,1,1,1,1,1,1,1,null,0,0,0,0,0,0,0,0,0,0,1,1,0]
["Historic",2011,null,null,null,"MO",null,null,null,null,"Wind",null,0,0,385.26868999999999,1178.212,0,0,0,0,0,0,null,null,null,null,null,"Non-Fossil","No","Existing","Wind","Renewable","---","---","---","---","---","---","---","---","---","---","No",1,1,1,1,1,1,1,1,1,null,0,0,0,0,0,0,0,0,0,0,1,1,0]
["Historic",2011,null,null,null,"MS",null,null,null,null,"Biomass",null,2.2583839999999999,5.4971819999999996,448.56077200000004,1083.9533730000001,0,0,0,0,0,0,null,null,null,null,null,"Non-Fossil","No","Existing","Biomass","Renewable","---","---","---","---","---","---","---","---","---","---","No",1,1,1,1,1,1,1,1,1,null,0,0,0,0,0,0,0,0,0,0,1,1,0]
["Historic",2011,null,null,null,"MS",null,null,null,null,"Natural Gas",null,5.1269000000000002E-2,0.10752299999999999,8.0046049999999997,16.898751000000001,0,0,0,0,0,0,null,null,null,null,null,"Non-Fossil","No","Existing","Non-Fossil Other","Other","---","---","---","---","---","---","---","---","---","---","No",1,1,1,1,1,1,1,1,1,null,0,0,0,0,0,0,0,0,0,0,1,1,0]
["Historic",2011,null,null,null,"MS",null,null,null,null,"Non-Fossil",null,1.078119,2.68424,168.52939499999999,422.17625199999998,0,0,0,0,0,0,null,null,null,null,null,"Non-Fossil","No","Existing","Non-Fossil Other","Other","---","---","---","---","---","---","---","---","---","---","No",1,1,1,1,1,1,1,1,1,null,0,0,0,0,0,0,0,0,0,0,1,1,0]
["Historic",2011,null,null,null,"MS",null,null,null,null,"Tires",null,4.3689999999999996E-3,2.1083000000000001E-2,0.63115200000000005,3.0166849999999998,0,0,0,0,0,0,null,null,null,null,null,"Non-Fossil","No","Existing","Non-Fossil Other","Other","---","---","---","---","---","---","---","---","---","---","No",1,1,1,1,1,1,1,1,1,null,0,0,0,0,0,0,0,0,0,0,1,1,0]
["Historic",2011,null,null,null,"MS",null,null,null,null,"Nuclear",null,45.387737000000001,108.16416,4337.5129999999999,10336.789000000001,0,0,0,0,0,0,null,null,null,null,null,"Non-Fossil","No","Existing","Nuclear","Nuclear","---","---","---","---","---","---","---","---","---","---","No",1,1,1,1,1,1,1,1,1,null,0,0,0,0,0,0,0,0,0,0,1,1,0]
["Historic",2011,null,null,null,"MT",null,null,null,null,"Natural Gas",null,0.130525,0.55531799999999998,13.433999999999999,57.155000000000001,0,0,0,0,0,0,null,null,null,null,null,"Non-Fossil","No","Existing","Geothermal","Renewable","---","---","---","---","---","---","---","---","---","---","No",1,1,1,1,1,1,1,1,1,null,0,0,0,0,0,0,0,0,0,0,1,1,0]
["Historic",2011,null,null,null,"MT",null,null,null,null,"Hydro",null,0,0,6196.4975969999996,12595.881337999999,0,0,0,0,0,0,null,null,null,null,null,"Non-Fossil","No","Existing","Hydro","Renewable","---","---","---","---","---","---","---","---","---","---","No",1,1,1,1,1,1,1,1,1,null,0,0,0,0,0,0,0,0,0,0,1,1,0]
["Historic",2011,null,null,null,"MT",null,null,null,null,"Non-Fossil",null,1.141678,2.679459,117.505,275.77800000000002,0,0,0,0,0,0,null,null,null,null,null,"Non-Fossil","No","Existing","Non-Fossil Other","Other","---","---","---","---","---","---","---","---","---","---","No",1,1,1,1,1,1,1,1,1,null,0,0,0,0,0,0,0,0,0,0,1,1,0]
["Historic",2011,null,null,null,"MT",null,null,null,null,"Wind",null,0,0,394.75269099999997,1265.16761,0,0,0,0,0,0,null,null,null,null,null,"Non-Fossil","No","Existing","Wind","Renewable","---","---","---","---","---","---","---","---","---","---","No",1,1,1,1,1,1,1,1,1,null,0,0,0,0,0,0,0,0,0,0,1,1,0]
["Historic",2011,null,null,null,"NC",null,null,null,null,"Biomass",null,8.8311689999999992,19.333977000000001,946.27634799999987,2192.8954509999994,0,0,0,0,0,0,null,null,null,null,null,"Non-Fossil","No","Existing","Biomass","Renewable","---","---","---","---","---","---","---","---","---","---","No",1,1,1,1,1,1,1,1,1,null,0,0,0,0,0,0,0,0,0,0,1,1,0]
["Historic",2011,null,null,null,"NC",null,null,null,null,"Coal",null,0.66480899999999998,1.586525,51.036707999999997,123.03540400000001,0,0,0,0,0,0,null,null,null,null,null,"Non-Fossil","No","Existing","Biomass","Renewable","---","---","---","---","---","---","---","---","---","---","No",1,1,1,1,1,1,1,1,1,null,0,0,0,0,0,0,0,0,0,0,1,1,0]
["Historic",2011,null,null,null,"NC",null,null,null,null,"Hydro",null,0,0,1297.928852,3893.3960000000002,0,0,0,0,0,0,null,null,null,null,null,"Non-Fossil","No","Existing","Hydro","Renewable","---","---","---","---","---","---","---","---","---","---","No",1,1,1,1,1,1,1,1,1,null,0,0,0,0,0,0,0,0,0,0,1,1,0]
["Historic",2011,null,null,null,"NC",null,null,null,null,"LF Gas",null,1.291593,2.532114,109.49121399999999,213.85833499999998,0,0,0,0,0,0,null,null,null,null,null,"Non-Fossil","No","Existing","Landfill Gas","Other","---","---","---","---","---","---","---","---","---","---","No",1,1,1,1,1,1,1,1,1,null,0,0,0,0,0,0,0,0,0,0,1,1,0]
["Historic",2011,null,null,null,"NC",null,null,null,null,"Oil",null,7.9699999999999997E-3,1.9746E-2,0.68850999999999996,1.7066649999999999,0,0,0,0,0,0,null,null,null,null,null,"Non-Fossil","No","Existing","Landfill Gas","Other","---","---","---","---","---","---","---","---","---","---","No",1,1,1,1,1,1,1,1,1,null,0,0,0,0,0,0,0,0,0,0,1,1,0]
["Historic",2011,null,null,null,"NC",null,null,null,null,"MSW",null,0.13872100000000001,0.31471300000000002,8.5687139999999999,19.930775999999998,0,0,0,0,0,0,null,null,null,null,null,"Non-Fossil","No","Existing","Non-Fossil Other","Other","---","---","---","---","---","---","---","---","---","---","No",1,1,1,1,1,1,1,1,1,null,0,0,0,0,0,0,0,0,0,0,1,1,0]
["Historic",2011,null,null,null,"NC",null,null,null,null,"Non-Fossil",null,1.7725949999999999,3.7584900000000001,182.440675,386.83499999999998,0,0,0,0,0,0,null,null,null,null,null,"Non-Fossil","No","Existing","Non-Fossil Other","Other","---","---","---","---","---","---","---","---","---","---","No",1,1,1,1,1,1,1,1,1,null,0,0,0,0,0,0,0,0,0,0,1,1,0]
["Historic",2011,null,null,null,"NC",null,null,null,null,"Nuclear",null,188.719212,424.129862,18035.093000000001,40526.834000000003,0,0,0,0,0,0,null,null,null,null,null,"Non-Fossil","No","Existing","Nuclear","Nuclear","---","---","---","---","---","---","---","---","---","---","No",1,1,1,1,1,1,1,1,1,null,0,0,0,0,0,0,0,0,0,0,1,1,0]
["Historic",2011,null,null,null,"NC",null,null,null,null,"Solar",null,0,0,6.5609580000000003,17.380453000000003,0,0,0,0,0,0,null,null,null,null,null,"Non-Fossil","No","Existing","Solar PV","Renewable","---","---","---","---","---","---","---","---","---","---","No",1,1,1,1,1,1,1,1,1,null,0,0,0,0,0,0,0,0,0,0,1,1,0]
["Historic",2011,null,null,null,"ND",null,null,null,null,"Biomass",null,1.9592999999999999E-2,4.6196000000000001E-2,4.1826379999999999,9.8620000000000001,0,0,0,0,0,0,null,null,null,null,null,"Non-Fossil","No","Existing","Biomass","Renewable","---","---","---","---","---","---","---","---","---","---","No",1,1,1,1,1,1,1,1,1,null,0,0,0,0,0,0,0,0,0,0,1,1,0]
["Historic",2011,null,null,null,"ND",null,null,null,null,"Hydro",null,0,0,1121.222,2580.0419999999999,0,0,0,0,0,0,null,null,null,null,null,"Non-Fossil","No","Existing","Hydro","Renewable","---","---","---","---","---","---","---","---","---","---","No",1,1,1,1,1,1,1,1,1,null,0,0,0,0,0,0,0,0,0,0,1,1,0]
["Historic",2011,null,null,null,"ND",null,null,null,null,"Non-Fossil",null,0.19029199999999999,0.41907899999999998,19.585457999999999,43.133000000000003,0,0,0,0,0,0,null,null,null,null,null,"Non-Fossil","No","Existing","Non-Fossil Other","Other","---","---","---","---","---","---","---","---","---","---","No",1,1,1,1,1,1,1,1,1,null,0,0,0,0,0,0,0,0,0,0,1,1,0]
["Historic",2011,null,null,null,"ND",null,null,null,null,"Tires",null,1.537E-2,1.537E-2,1.165832,1.1658320000000002,0,0,0,0,0,0,null,null,null,null,null,"Non-Fossil","No","Existing","Non-Fossil Other","Other","---","---","---","---","---","---","---","---","---","---","No",1,1,1,1,1,1,1,1,1,null,0,0,0,0,0,0,0,0,0,0,1,1,0]
["Historic",2011,null,null,null,"ND",null,null,null,null,"Wind",null,0,0,1834.443295,5235.59,0,0,0,0,0,0,null,null,null,null,null,"Non-Fossil","No","Existing","Wind","Renewable","---","---","---","---","---","---","---","---","---","---","No",1,1,1,1,1,1,1,1,1,null,0,0,0,0,0,0,0,0,0,0,1,1,0]
["Historic",2011,null,null,null,"NE",null,null,null,null,"Hydro",null,0,0,840.54955000000007,1617.2280000000001,0,0,0,0,0,0,null,null,null,null,null,"Non-Fossil","No","Existing","Hydro","Renewable","---","---","---","---","---","---","---","---","---","---","No",1,1,1,1,1,1,1,1,1,null,0,0,0,0,0,0,0,0,0,0,1,1,0]
["Historic",2011,null,null,null,"NE",null,null,null,null,"LF Gas",null,0.27507900000000002,0.648594,21.861937999999999,51.546999999999997,0,0,0,0,0,0,null,null,null,null,null,"Non-Fossil","No","Existing","Landfill Gas","Other","---","---","---","---","---","---","---","---","---","---","No",1,1,1,1,1,1,1,1,1,null,0,0,0,0,0,0,0,0,0,0,1,1,0]
["Historic",2011,null,null,null,"NE",null,null,null,null,"Nuclear",null,27.973265000000001,72.660950999999997,2666.2730000000001,6933.174,0,0,0,0,0,0,null,null,null,null,null,"Non-Fossil","No","Existing","Nuclear","Nuclear","---","---","---","---","---","---","---","---","---","---","No",1,1,1,1,1,1,1,1,1,null,0,0,0,0,0,0,0,0,0,0,1,1,0]
["Historic",2011,null,null,null,"NE",null,null,null,null,"Wind",null,0,0,361.74780400000003,1050.885,0,0,0,0,0,0,null,null,null,null,null,"Non-Fossil","No","Existing","Wind","Renewable","---","---","---","---","---","---","---","---","---","---","No",1,1,1,1,1,1,1,1,1,null,0,0,0,0,0,0,0,0,0,0,1,1,0]
["Historic",2011,null,null,null,"NH",null,null,null,null,"Biomass",null,5.7407029999999999,13.811075000000001,385.95475999999996,917.30964599999993,0,0,0,0,0,0,null,null,null,null,null,"Non-Fossil","No","Existing","Biomass","Renewable","---","---","---","---","---","---","---","---","---","---","No",1,1,1,1,1,1,1,1,1,null,0,0,0,0,0,0,0,0,0,0,1,1,0]
["Historic",2011,null,null,null,"NH",null,null,null,null,"Oil",null,5.4000000000000001E-4,1.9220000000000001E-3,3.4339000000000001E-2,0.121965,0,0,0,0,0,0,null,null,null,null,null,"Non-Fossil","No","Existing","Biomass","Renewable","---","---","---","---","---","---","---","---","---","---","No",1,1,1,1,1,1,1,1,1,null,0,0,0,0,0,0,0,0,0,0,1,1,0]
["Historic",2011,null,null,null,"NH",null,null,null,null,"Hydro",null,0,0,664.75140999999996,1604.8109999999999,0,0,0,0,0,0,null,null,null,null,null,"Non-Fossil","No","Existing","Hydro","Renewable","---","---","---","---","---","---","---","---","---","---","No",1,1,1,1,1,1,1,1,1,null,0,0,0,0,0,0,0,0,0,0,1,1,0]
["Historic",2011,null,null,null,"NH",null,null,null,null,"LF Gas",null,0.31216699999999997,0.72847300000000004,17.739147999999997,41.396000000000001,0,0,0,0,0,0,null,null,null,null,null,"Non-Fossil","No","Existing","Landfill Gas","Other","---","---","---","---","---","---","---","---","---","---","No",1,1,1,1,1,1,1,1,1,null,0,0,0,0,0,0,0,0,0,0,1,1,0]
["Historic",2011,null,null,null,"NH",null,null,null,null,"MSW",null,1.2010369999999999,2.797774,55.626444999999997,130.24700000000001,0,0,0,0,0,0,null,null,null,null,null,"Non-Fossil","No","Existing","Non-Fossil Other","Other","---","---","---","---","---","---","---","---","---","---","No",1,1,1,1,1,1,1,1,1,null,0,0,0,0,0,0,0,0,0,0,1,1,0]
["Historic",2011,null,null,null,"NH",null,null,null,null,"Nuclear",null,40.083722999999999,87.508413000000004,3830.6309999999999,8362.8070000000007,0,0,0,0,0,0,null,null,null,null,null,"Non-Fossil","No","Existing","Nuclear","Nuclear","---","---","---","---","---","---","---","---","---","---","No",1,1,1,1,1,1,1,1,1,null,0,0,0,0,0,0,0,0,0,0,1,1,0]
["Historic",2011,null,null,null,"NH",null,null,null,null,"Wind",null,0,0,17.851886,66.091999999999999,0,0,0,0,0,0,null,null,null,null,null,"Non-Fossil","No","Existing","Wind","Renewable","---","---","---","---","---","---","---","---","---","---","No",1,1,1,1,1,1,1,1,1,null,0,0,0,0,0,0,0,0,0,0,1,1,0]
["Historic",2011,null,null,null,"NJ",null,null,null,null,"Hydro",null,0,0,10.251721000000002,24.407,0,0,0,0,0,0,null,null,null,null,null,"Non-Fossil","No","Existing","Hydro","Renewable","---","---","---","---","---","---","---","---","---","---","No",1,1,1,1,1,1,1,1,1,null,0,0,0,0,0,0,0,0,0,0,1,1,0]
["Historic",2011,null,null,null,"NJ",null,null,null,null,"LF Gas",null,1.7986839999999999,4.0888730000000004,146.95183900000001,333.58927500000004,0,0,0,0,0,0,null,null,null,null,null,"Non-Fossil","No","Existing","Landfill Gas","Other","---","---","---","---","---","---","---","---","---","---","No",1,1,1,1,1,1,1,1,1,null,0,0,0,0,0,0,0,0,0,0,1,1,0]
["Historic",2011,null,null,null,"NJ",null,null,null,null,"MSW",null,7.7260980000000004,17.671896,464.03199999999998,1063.7809999999999,0,0,0,0,0,0,null,null,null,null,null,"Non-Fossil","No","Existing","Non-Fossil Other","Other","---","---","---","---","---","---","---","---","---","---","No",1,1,1,1,1,1,1,1,1,null,0,0,0,0,0,0,0,0,0,0,1,1,0]
["Historic",2011,null,null,null,"NJ",null,null,null,null,"Non-Fossil",null,0.51749900000000004,1.1884030000000001,53.262571999999999,122.31399999999999,0,0,0,0,0,0,null,null,null,null,null,"Non-Fossil","No","Existing","Non-Fossil Other","Other","---","---","---","---","---","---","---","---","---","---","No",1,1,1,1,1,1,1,1,1,null,0,0,0,0,0,0,0,0,0,0,1,1,0]
["Historic",2011,null,null,null,"NJ",null,null,null,null,"Nuclear",null,147.26648599999999,351.65786300000002,14073.632,33606.447,0,0,0,0,0,0,null,null,null,null,null,"Non-Fossil","No","Existing","Nuclear","Nuclear","---","---","---","---","---","---","---","---","---","---","No",1,1,1,1,1,1,1,1,1,null,0,0,0,0,0,0,0,0,0,0,1,1,0]
["Historic",2011,null,null,null,"NJ",null,null,null,null,"Solar",null,0,0,38.50741399999999,68.877608999999993,0,0,0,0,0,0,null,null,null,null,null,"Non-Fossil","No","Existing","Solar PV","Renewable","---","---","---","---","---","---","---","---","---","---","No",1,1,1,1,1,1,1,1,1,null,0,0,0,0,0,0,0,0,0,0,1,1,0]
["Historic",2011,null,null,null,"NJ",null,null,null,null,"Wind",null,0,0,2.9196500000000003,10.523,0,0,0,0,0,0,null,null,null,null,null,"Non-Fossil","No","Existing","Wind","Renewable","---","---","---","---","---","---","---","---","---","---","No",1,1,1,1,1,1,1,1,1,null,0,0,0,0,0,0,0,0,0,0,1,1,0]
["Historic",2011,null,null,null,"NM",null,null,null,null,"Hydro",null,0,0,97.101390000000009,194.76599999999999,0,0,0,0,0,0,null,null,null,null,null,"Non-Fossil","No","Existing","Hydro","Renewable","---","---","---","---","---","---","---","---","---","---","No",1,1,1,1,1,1,1,1,1,null,0,0,0,0,0,0,0,0,0,0,1,1,0]
["Historic",2011,null,null,null,"NM",null,null,null,null,"Solar",null,0,0,52.715455000000006,127.80200000000001,0,0,0,0,0,0,null,null,null,null,null,"Non-Fossil","No","Existing","Solar PV","Renewable","---","---","---","---","---","---","---","---","---","---","No",1,1,1,1,1,1,1,1,1,null,0,0,0,0,0,0,0,0,0,0,1,1,0]
["Historic",2011,null,null,null,"NM",null,null,null,null,"Wind",null,0,0,760.36084500000004,2104.4969999999998,0,0,0,0,0,0,null,null,null,null,null,"Non-Fossil","No","Existing","Wind","Renewable","---","---","---","---","---","---","---","---","---","---","No",1,1,1,1,1,1,1,1,1,null,0,0,0,0,0,0,0,0,0,0,1,1,0]
["Historic",2011,null,null,null,"NV",null,null,null,null,"Geothermal",null,8.3601089999999996,20.851697999999999,860.44725999999991,2146.1190000000001,0,0,0,0,0,0,null,null,null,null,null,"Non-Fossil","No","Existing","Geothermal","Renewable","---","---","---","---","---","---","---","---","---","---","No",1,1,1,1,1,1,1,1,1,null,0,0,0,0,0,0,0,0,0,0,1,1,0]
["Historic",2011,null,null,null,"NV",null,null,null,null,"Hydro",null,0,0,1060.2581949999999,2190.5830000000001,0,0,0,0,0,0,null,null,null,null,null,"Non-Fossil","No","Existing","Hydro","Renewable","---","---","---","---","---","---","---","---","---","---","No",1,1,1,1,1,1,1,1,1,null,0,0,0,0,0,0,0,0,0,0,1,1,0]
["Historic",2011,null,null,null,"NV",null,null,null,null,"Non-Fossil",null,0.14532400000000001,0.36742900000000001,14.957238,37.817,0,0,0,0,0,0,null,null,null,null,null,"Non-Fossil","No","Existing","Non-Fossil Other","Other","---","---","---","---","---","---","---","---","---","---","No",1,1,1,1,1,1,1,1,1,null,0,0,0,0,0,0,0,0,0,0,1,1,0]
["Historic",2011,null,null,null,"NV",null,null,null,null,"Solar",null,0,0,79.460723000000002,162.96151,0,0,0,0,0,0,null,null,null,null,null,"Non-Fossil","No","Existing","Solar PV","Renewable","---","---","---","---","---","---","---","---","---","---","No",1,1,1,1,1,1,1,1,1,null,0,0,0,0,0,0,0,0,0,0,1,1,0]
["Historic",2011,null,null,null,"NV",null,null,null,null,"Natural Gas",null,1.3218000000000001E-2,2.7982E-2,0.94399999999999995,1.992,0,0,0,0,0,0,null,null,null,null,null,"Non-Fossil","No","Existing","Solar Thermal","Renewable","---","---","---","---","---","---","---","---","---","---","No",1,1,1,1,1,1,1,1,1,null,0,0,0,0,0,0,0,0,0,0,1,1,0]
["Historic",2011,null,null,null,"NV",null,null,null,null,"Solar",null,0.76169500000000001,1.2462029999999999,78.396000000000001,128.26300000000001,0,0,0,0,0,0,null,null,null,null,null,"Non-Fossil","No","Existing","Solar Thermal","Renewable","---","---","---","---","---","---","---","---","---","---","No",1,1,1,1,1,1,1,1,1,null,0,0,0,0,0,0,0,0,0,0,1,1,0]
["Historic",2011,null,null,null,"NY",null,null,null,null,"Biomass",null,1.883675,4.2234579999999999,187.717736,436.04862200000002,0,0,0,0,0,0,null,null,null,null,null,"Non-Fossil","No","Existing","Biomass","Renewable","---","---","---","---","---","---","---","---","---","---","No",1,1,1,1,1,1,1,1,1,null,0,0,0,0,0,0,0,0,0,0,1,1,0]
["Historic",2011,null,null,null,"NY",null,null,null,null,"Hydro",null,0,0,11989.214937999999,27996.98762,0,0,0,0,0,0,null,null,null,null,null,"Non-Fossil","No","Existing","Hydro","Renewable","---","---","---","---","---","---","---","---","---","---","No",1,1,1,1,1,1,1,1,1,null,0,0,0,0,0,0,0,0,0,0,1,1,0]
["Historic",2011,null,null,null,"NY",null,null,null,null,"LF Gas",null,3.3387150000000001,7.5938499999999998,298.68797600000011,679.47400000000005,0,0,0,0,0,0,null,null,null,null,null,"Non-Fossil","No","Existing","Landfill Gas","Other","---","---","---","---","---","---","---","---","---","---","No",1,1,1,1,1,1,1,1,1,null,0,0,0,0,0,0,0,0,0,0,1,1,0]
["Historic",2011,null,null,null,"NY",null,null,null,null,"MSW",null,13.951419,31.679183999999999,814.17640700000015,1848.5643599999999,0,0,0,0,0,0,null,null,null,null,null,"Non-Fossil","No","Existing","Non-Fossil Other","Other","---","---","---","---","---","---","---","---","---","---","No",1,1,1,1,1,1,1,1,1,null,0,0,0,0,0,0,0,0,0,0,1,1,0]
["Historic",2011,null,null,null,"NY",null,null,null,null,"Natural Gas",null,8.5299999999999994E-3,3.2284E-2,0.85628099999999996,3.5263930000000001,0,0,0,0,0,0,null,null,null,null,null,"Non-Fossil","No","Existing","Non-Fossil Other","Other","---","---","---","---","---","---","---","---","---","---","No",1,1,1,1,1,1,1,1,1,null,0,0,0,0,0,0,0,0,0,0,1,1,0]
["Historic",2011,null,null,null,"NY",null,null,null,null,"Oil",null,3.1269999999999999E-2,6.7015000000000005E-2,1.688294,3.6957420000000001,0,0,0,0,0,0,null,null,null,null,null,"Non-Fossil","No","Existing","Non-Fossil Other","Other","---","---","---","---","---","---","---","---","---","---","No",1,1,1,1,1,1,1,1,1,null,0,0,0,0,0,0,0,0,0,0,1,1,0]
["Historic",2011,null,null,null,"NY",null,null,null,null,"Tires",null,1.4522999999999999E-2,2.9638000000000001E-2,1.0744120000000001,2.37663,0,0,0,0,0,0,null,null,null,null,null,"Non-Fossil","No","Existing","Non-Fossil Other","Other","---","---","---","---","---","---","---","---","---","---","No",1,1,1,1,1,1,1,1,1,null,0,0,0,0,0,0,0,0,0,0,1,1,0]
["Historic",2011,null,null,null,"NY",null,null,null,null,"Nuclear",null,187.15508399999999,446.76057200000002,17885.616000000002,42695.008999999998,0,0,0,0,0,0,null,null,null,null,null,"Non-Fossil","No","Existing","Nuclear","Nuclear","---","---","---","---","---","---","---","---","---","---","No",1,1,1,1,1,1,1,1,1,null,0,0,0,0,0,0,0,0,0,0,1,1,0]
["Historic",2011,null,null,null,"NY",null,null,null,null,"Solar",null,0,0,0,6.4429999999999996,0,0,0,0,0,0,null,null,null,null,null,"Non-Fossil","No","Existing","Solar PV","Renewable","---","---","---","---","---","---","---","---","---","---","No",1,1,1,1,1,1,1,1,1,null,0,0,0,0,0,0,0,0,0,0,1,1,0]
["Historic",2011,null,null,null,"NY",null,null,null,null,"Wind",null,0,0,811.52623900000003,2828.069,0,0,0,0,0,0,null,null,null,null,null,"Non-Fossil","No","Existing","Wind","Renewable","---","---","---","---","---","---","---","---","---","---","No",1,1,1,1,1,1,1,1,1,null,0,0,0,0,0,0,0,0,0,0,1,1,0]
["Historic",2011,null,null,null,"OH",null,null,null,null,"Biomass",null,1.406525,3.4101569999999999,164.20013800000001,398.30714,0,0,0,0,0,0,null,null,null,null,null,"Non-Fossil","No","Existing","Biomass","Renewable","---","---","---","---","---","---","---","---","---","---","No",1,1,1,1,1,1,1,1,1,null,0,0,0,0,0,0,0,0,0,0,1,1,0]
["Historic",2011,null,null,null,"OH",null,null,null,null,"Natural Gas",null,2.6540000000000001E-3,6.025E-3,0.122819,0.27876200000000001,0,0,0,0,0,0,null,null,null,null,null,"Non-Fossil","No","Existing","Biomass","Renewable","---","---","---","---","---","---","---","---","---","---","No",1,1,1,1,1,1,1,1,1,null,0,0,0,0,0,0,0,0,0,0,1,1,0]
["Historic",2011,null,null,null,"OH",null,null,null,null,"Hydro",null,0,0,207.97455400000001,383.65499999999997,0,0,0,0,0,0,null,null,null,null,null,"Non-Fossil","No","Existing","Hydro","Renewable","---","---","---","---","---","---","---","---","---","---","No",1,1,1,1,1,1,1,1,1,null,0,0,0,0,0,0,0,0,0,0,1,1,0]
["Historic",2011,null,null,null,"OH",null,null,null,null,"LF Gas",null,1.248982,3.089232,127.44740799999998,315.22899999999998,0,0,0,0,0,0,null,null,null,null,null,"Non-Fossil","No","Existing","Landfill Gas","Other","---","---","---","---","---","---","---","---","---","---","No",1,1,1,1,1,1,1,1,1,null,0,0,0,0,0,0,0,0,0,0,1,1,0]
["Historic",2011,null,null,null,"OH",null,null,null,null,"Coal",null,16.755493999999999,37.710912999999998,1598.13761,3643.3132999999998,0,0,0,0,0,0,null,null,null,null,null,"Non-Fossil","No","Existing","Non-Fossil Other","Other","---","---","---","---","---","---","---","---","---","---","No",1,1,1,1,1,1,1,1,1,null,0,0,0,0,0,0,0,0,0,0,1,1,0]
["Historic",2011,null,null,null,"OH",null,null,null,null,"Oil",null,3.3369000000000003E-2,8.5250000000000006E-2,3.1053850000000001,8.0597370000000002,0,0,0,0,0,0,null,null,null,null,null,"Non-Fossil","No","Existing","Non-Fossil Other","Other","---","---","---","---","---","---","---","---","---","---","No",1,1,1,1,1,1,1,1,1,null,0,0,0,0,0,0,0,0,0,0,1,1,0]
["Historic",2011,null,null,null,"OH",null,null,null,null,"Tires",null,1.37E-2,6.3621999999999998E-2,2.1538819999999999,10.002723,0,0,0,0,0,0,null,null,null,null,null,"Non-Fossil","No","Existing","Non-Fossil Other","Other","---","---","---","---","---","---","---","---","---","---","No",1,1,1,1,1,1,1,1,1,null,0,0,0,0,0,0,0,0,0,0,1,1,0]
["Historic",2011,null,null,null,"OH",null,null,null,null,"Nuclear",null,68.801563000000002,155.93016499999999,6566.5339999999997,14889.745999999999,0,0,0,0,0,0,null,null,null,null,null,"Non-Fossil","No","Existing","Nuclear","Nuclear","---","---","---","---","---","---","---","---","---","---","No",1,1,1,1,1,1,1,1,1,null,0,0,0,0,0,0,0,0,0,0,1,1,0]
["Historic",2011,null,null,null,"OH",null,null,null,null,"Solar",null,0,0,9.1451049999999992,15.494999999999999,0,0,0,0,0,0,null,null,null,null,null,"Non-Fossil","No","Existing","Solar PV","Renewable","---","---","---","---","---","---","---","---","---","---","No",1,1,1,1,1,1,1,1,1,null,0,0,0,0,0,0,0,0,0,0,1,1,0]
["Historic",2011,null,null,null,"OH",null,null,null,null,"Wind",null,0,0,52.806224999999998,198.44300000000001,0,0,0,0,0,0,null,null,null,null,null,"Non-Fossil","No","Existing","Wind","Renewable","---","---","---","---","---","---","---","---","---","---","No",1,1,1,1,1,1,1,1,1,null,0,0,0,0,0,0,0,0,0,0,1,1,0]
["Historic",2011,null,null,null,"OK",null,null,null,null,"Biomass",null,0.509432,1.5208470000000001,104.630681,312.36307699999998,0,0,0,0,0,0,null,null,null,null,null,"Non-Fossil","No","Existing","Biomass","Renewable","---","---","---","---","---","---","---","---","---","---","No",1,1,1,1,1,1,1,1,1,null,0,0,0,0,0,0,0,0,0,0,1,1,0]
["Historic",2011,null,null,null,"OK",null,null,null,null,"Hydro",null,0,0,709.67216700000006,1506.941,0,0,0,0,0,0,null,null,null,null,null,"Non-Fossil","No","Existing","Hydro","Renewable","---","---","---","---","---","---","---","---","---","---","No",1,1,1,1,1,1,1,1,1,null,0,0,0,0,0,0,0,0,0,0,1,1,0]
["Historic",2011,null,null,null,"OK",null,null,null,null,"MSW",null,3.4158000000000001E-2,6.7485000000000003E-2,1.843,3.1440000000000001,0,0,0,0,0,0,null,null,null,null,null,"Non-Fossil","No","Existing","Non-Fossil Other","Other","---","---","---","---","---","---","---","---","---","---","No",1,1,1,1,1,1,1,1,1,null,0,0,0,0,0,0,0,0,0,0,1,1,0]
["Historic",2011,null,null,null,"OK",null,null,null,null,"Wind",null,0,0,2139.3966310000001,5605.2650000000003,0,0,0,0,0,0,null,null,null,null,null,"Non-Fossil","No","Existing","Wind","Renewable","---","---","---","---","---","---","---","---","---","---","No",1,1,1,1,1,1,1,1,1,null,0,0,0,0,0,0,0,0,0,0,1,1,0]
["Historic",2011,null,null,null,"OR",null,null,null,null,"Biomass",null,2.1972520000000002,6.1693759999999997,179.743818,492.098814,0,0,0,0,0,0,null,null,null,null,null,"Non-Fossil","No","Existing","Biomass","Renewable","---","---","---","---","---","---","---","---","---","---","No",1,1,1,1,1,1,1,1,1,null,0,0,0,0,0,0,0,0,0,0,1,1,0]
["Historic",2011,null,null,null,"OR",null,null,null,null,"Natural Gas",null,3.702E-3,1.1044999999999999E-2,0.47146699999999997,1.397195,0,0,0,0,0,0,null,null,null,null,null,"Non-Fossil","No","Existing","Biomass","Renewable","---","---","---","---","---","---","---","---","---","---","No",1,1,1,1,1,1,1,1,1,null,0,0,0,0,0,0,0,0,0,0,1,1,0]
["Historic",2011,null,null,null,"OR",null,null,null,null,"Hydro",null,0,0,17559.425906,42314.821000000004,0,0,0,0,0,0,null,null,null,null,null,"Non-Fossil","No","Existing","Hydro","Renewable","---","---","---","---","---","---","---","---","---","---","No",1,1,1,1,1,1,1,1,1,null,0,0,0,0,0,0,0,0,0,0,1,1,0]
["Historic",2011,null,null,null,"OR",null,null,null,null,"LF Gas",null,0.85946400000000001,2.0565150000000001,74.386757000000003,178.005,0,0,0,0,0,0,null,null,null,null,null,"Non-Fossil","No","Existing","Landfill Gas","Other","---","---","---","---","---","---","---","---","---","---","No",1,1,1,1,1,1,1,1,1,null,0,0,0,0,0,0,0,0,0,0,1,1,0]
["Historic",2011,null,null,null,"OR",null,null,null,null,"MSW",null,0.69012700000000005,1.707263,36.420474999999996,86.764631999999992,0,0,0,0,0,0,null,null,null,null,null,"Non-Fossil","No","Existing","Non-Fossil Other","Other","---","---","---","---","---","---","---","---","---","---","No",1,1,1,1,1,1,1,1,1,null,0,0,0,0,0,0,0,0,0,0,1,1,0]
["Historic",2011,null,null,null,"OR",null,null,null,null,"Natural Gas",null,1.0000000000000001E-5,2.6999999999999999E-5,5.2500000000000008E-4,1.3680000000000001E-3,0,0,0,0,0,0,null,null,null,null,null,"Non-Fossil","No","Existing","Non-Fossil Other","Other","---","---","---","---","---","---","---","---","---","---","No",1,1,1,1,1,1,1,1,1,null,0,0,0,0,0,0,0,0,0,0,1,1,0]
["Historic",2011,null,null,null,"OR",null,null,null,null,"Non-Fossil",null,0.13392000000000001,0.32014799999999999,3.6856349999999996,8.8109999999999999,0,0,0,0,0,0,null,null,null,null,null,"Non-Fossil","No","Existing","Non-Fossil Other","Other","---","---","---","---","---","---","---","---","---","---","No",1,1,1,1,1,1,1,1,1,null,0,0,0,0,0,0,0,0,0,0,1,1,0]
["Historic",2011,null,null,null,"OR",null,null,null,null,"Solar",null,0,0,0,0.09,0,0,0,0,0,0,null,null,null,null,null,"Non-Fossil","No","Existing","Solar PV","Renewable","---","---","---","---","---","---","---","---","---","---","No",1,1,1,1,1,1,1,1,1,null,0,0,0,0,0,0,0,0,0,0,1,1,0]
["Historic",2011,null,null,null,"OR",null,null,null,null,"Wind",null,0,0,2343.1596980000004,4775.3739999999998,0,0,0,0,0,0,null,null,null,null,null,"Non-Fossil","No","Existing","Wind","Renewable","---","---","---","---","---","---","---","---","---","---","No",1,1,1,1,1,1,1,1,1,null,0,0,0,0,0,0,0,0,0,0,1,1,0]
["Historic",2011,null,null,null,"PA",null,null,null,null,"Biomass",null,2.7131479999999999,5.8348690000000003,277.79584999999997,610.84112199999993,0,0,0,0,0,0,null,null,null,null,null,"Non-Fossil","No","Existing","Biomass","Renewable","---","---","---","---","---","---","---","---","---","---","No",1,1,1,1,1,1,1,1,1,null,0,0,0,0,0,0,0,0,0,0,1,1,0]
["Historic",2011,null,null,null,"PA",null,null,null,null,"Hydro",null,0,0,1080.017949,3217.2159999999999,0,0,0,0,0,0,null,null,null,null,null,"Non-Fossil","No","Existing","Hydro","Renewable","---","---","---","---","---","---","---","---","---","---","No",1,1,1,1,1,1,1,1,1,null,0,0,0,0,0,0,0,0,0,0,1,1,0]
["Historic",2011,null,null,null,"PA",null,null,null,null,"LF Gas",null,4.8489620000000002,11.354499000000001,355.35817000000003,832.81530299999997,0,0,0,0,0,0,null,null,null,null,null,"Non-Fossil","No","Existing","Landfill Gas","Other","---","---","---","---","---","---","---","---","---","---","No",1,1,1,1,1,1,1,1,1,null,0,0,0,0,0,0,0,0,0,0,1,1,0]
["Historic",2011,null,null,null,"PA",null,null,null,null,"Natural Gas",null,6.1226000000000003E-2,6.1896E-2,4.3775709999999997,4.4291279999999995,0,0,0,0,0,0,null,null,null,null,null,"Non-Fossil","No","Existing","Landfill Gas","Other","---","---","---","---","---","---","---","---","---","---","No",1,1,1,1,1,1,1,1,1,null,0,0,0,0,0,0,0,0,0,0,1,1,0]
["Historic",2011,null,null,null,"PA",null,null,null,null,"Oil",null,1.536E-3,3.2859999999999999E-3,0.13677400000000001,0.292047,0,0,0,0,0,0,null,null,null,null,null,"Non-Fossil","No","Existing","Landfill Gas","Other","---","---","---","---","---","---","---","---","---","---","No",1,1,1,1,1,1,1,1,1,null,0,0,0,0,0,0,0,0,0,0,1,1,0]
["Historic",2011,null,null,null,"PA",null,null,null,null,"MSW",null,12.713437000000001,29.709302000000001,689.02495700000009,1605.3831409999998,0,0,0,0,0,0,null,null,null,null,null,"Non-Fossil","No","Existing","Non-Fossil Other","Other","---","---","---","---","---","---","---","---","---","---","No",1,1,1,1,1,1,1,1,1,null,0,0,0,0,0,0,0,0,0,0,1,1,0]
["Historic",2011,null,null,null,"PA",null,null,null,null,"Natural Gas",null,6.0727000000000003E-2,0.104242,3.6559629999999999,6.1322160000000006,0,0,0,0,0,0,null,null,null,null,null,"Non-Fossil","No","Existing","Non-Fossil Other","Other","---","---","---","---","---","---","---","---","---","---","No",1,1,1,1,1,1,1,1,1,null,0,0,0,0,0,0,0,0,0,0,1,1,0]
["Historic",2011,null,null,null,"PA",null,null,null,null,"Oil",null,6.5632999999999997E-2,0.137797,3.2270799999999999,6.5426530000000005,0,0,0,0,0,0,null,null,null,null,null,"Non-Fossil","No","Existing","Non-Fossil Other","Other","---","---","---","---","---","---","---","---","---","---","No",1,1,1,1,1,1,1,1,1,null,0,0,0,0,0,0,0,0,0,0,1,1,0]
["Historic",2011,null,null,null,"PA",null,null,null,null,"Nuclear",null,323.16116499999998,796.90226500000006,30873.194,76146.616999999998,0,0,0,0,0,0,null,null,null,null,null,"Non-Fossil","No","Existing","Nuclear","Nuclear","---","---","---","---","---","---","---","---","---","---","No",1,1,1,1,1,1,1,1,1,null,0,0,0,0,0,0,0,0,0,0,1,1,0]
["Historic",2011,null,null,null,"PA",null,null,null,null,"Solar",null,0,0,12.725259000000001,23.144029999999997,0,0,0,0,0,0,null,null,null,null,null,"Non-Fossil","No","Existing","Solar PV","Renewable","---","---","---","---","---","---","---","---","---","---","No",1,1,1,1,1,1,1,1,1,null,0,0,0,0,0,0,0,0,0,0,1,1,0]
["Historic",2011,null,null,null,"PA",null,null,null,null,"Wind",null,0,0,450.90589499999999,1794.4649999999999,0,0,0,0,0,0,null,null,null,null,null,"Non-Fossil","No","Existing","Wind","Renewable","---","---","---","---","---","---","---","---","---","---","No",1,1,1,1,1,1,1,1,1,null,0,0,0,0,0,0,0,0,0,0,1,1,0]
["Historic",2011,null,null,null,"RI",null,null,null,null,"Hydro",null,0,0,2.9014179999999996,7.4109999999999996,0,0,0,0,0,0,null,null,null,null,null,"Non-Fossil","No","Existing","Hydro","Renewable","---","---","---","---","---","---","---","---","---","---","No",1,1,1,1,1,1,1,1,1,null,0,0,0,0,0,0,0,0,0,0,1,1,0]
["Historic",2011,null,null,null,"RI",null,null,null,null,"LF Gas",null,0.67165600000000003,1.554951,55.032199999999996,127.405,0,0,0,0,0,0,null,null,null,null,null,"Non-Fossil","No","Existing","Landfill Gas","Other","---","---","---","---","---","---","---","---","---","---","No",1,1,1,1,1,1,1,1,1,null,0,0,0,0,0,0,0,0,0,0,1,1,0]
["Historic",2011,null,null,null,"RI",null,null,null,null,"Wind",null,0,0,0.78654899999999994,2.9119999999999999,0,0,0,0,0,0,null,null,null,null,null,"Non-Fossil","No","Existing","Wind","Renewable","---","---","---","---","---","---","---","---","---","---","No",1,1,1,1,1,1,1,1,1,null,0,0,0,0,0,0,0,0,0,0,1,1,0]
["Historic",2011,null,null,null,"SC",null,null,null,null,"Biomass",null,8.3093640000000004,19.065823000000002,762.3542910000001,1716.8364740000002,0,0,0,0,0,0,null,null,null,null,null,"Non-Fossil","No","Existing","Biomass","Renewable","---","---","---","---","---","---","---","---","---","---","No",1,1,1,1,1,1,1,1,1,null,0,0,0,0,0,0,0,0,0,0,1,1,0]
["Historic",2011,null,null,null,"SC",null,null,null,null,"Fwaste",null,0,0,0.28100899999999995,2.7965120000000003,0,0,0,0,0,0,null,null,null,null,null,"Non-Fossil","No","Existing","Hydro","Renewable","---","---","---","---","---","---","---","---","---","---","No",1,1,1,1,1,1,1,1,1,null,0,0,0,0,0,0,0,0,0,0,1,1,0]
["Historic",2011,null,null,null,"SC",null,null,null,null,"Hydro",null,0,0,595.07404900000006,1554.181,0,0,0,0,0,0,null,null,null,null,null,"Non-Fossil","No","Existing","Hydro","Renewable","---","---","---","---","---","---","---","---","---","---","No",1,1,1,1,1,1,1,1,1,null,0,0,0,0,0,0,0,0,0,0,1,1,0]
["Historic",2011,null,null,null,"SC",null,null,null,null,"Oil",null,0,0,1.7598470000000002,2.9534820000000002,0,0,0,0,0,0,null,null,null,null,null,"Non-Fossil","No","Existing","Hydro","Renewable","---","---","---","---","---","---","---","---","---","---","No",1,1,1,1,1,1,1,1,1,null,0,0,0,0,0,0,0,0,0,0,1,1,0]
["Historic",2011,null,null,null,"SC",null,null,null,null,"LF Gas",null,0.77732699999999999,1.8837379999999999,58.494895,141.09399999999999,0,0,0,0,0,0,null,null,null,null,null,"Non-Fossil","No","Existing","Landfill Gas","Other","---","---","---","---","---","---","---","---","---","---","No",1,1,1,1,1,1,1,1,1,null,0,0,0,0,0,0,0,0,0,0,1,1,0]
["Historic",2011,null,null,null,"SC",null,null,null,null,"Non-Fossil",null,1.215765,3.212412,102.65222899999999,271.23769300000004,0,0,0,0,0,0,null,null,null,null,null,"Non-Fossil","No","Existing","Non-Fossil Other","Other","---","---","---","---","---","---","---","---","---","---","No",1,1,1,1,1,1,1,1,1,null,0,0,0,0,0,0,0,0,0,0,1,1,0]
["Historic",2011,null,null,null,"SC",null,null,null,null,"Tires",null,0.20560700000000001,0.48822700000000002,25.324891999999998,60.335276,0,0,0,0,0,0,null,null,null,null,null,"Non-Fossil","No","Existing","Non-Fossil Other","Other","---","---","---","---","---","---","---","---","---","---","No",1,1,1,1,1,1,1,1,1,null,0,0,0,0,0,0,0,0,0,0,1,1,0]
["Historic",2011,null,null,null,"SC",null,null,null,null,"Nuclear",null,222.44811899999999,553.66067399999997,21250,52902.576000000001,0,0,0,0,0,0,null,null,null,null,null,"Non-Fossil","No","Existing","Nuclear","Nuclear","---","---","---","---","---","---","---","---","---","---","No",1,1,1,1,1,1,1,1,1,null,0,0,0,0,0,0,0,0,0,0,1,1,0]
["Historic",2011,null,null,null,"SC",null,null,null,null,"Oil",null,1.1412E-2,2.1878999999999999E-2,0.96824500000000013,1.985093,0,0,0,0,0,0,null,null,null,null,null,"Non-Fossil","No","Existing","Nuclear","Nuclear","---","---","---","---","---","---","---","---","---","---","No",1,1,1,1,1,1,1,1,1,null,0,0,0,0,0,0,0,0,0,0,1,1,0]
["Historic",2011,null,null,null,"SD",null,null,null,null,"Hydro",null,0,0,3670.835,6608.1639999999998,0,0,0,0,0,0,null,null,null,null,null,"Non-Fossil","No","Existing","Hydro","Renewable","---","---","---","---","---","---","---","---","---","---","No",1,1,1,1,1,1,1,1,1,null,0,0,0,0,0,0,0,0,0,0,1,1,0]
["Historic",2011,null,null,null,"SD",null,null,null,null,"Wind",null,0,0,938.63741900000002,2668.3,0,0,0,0,0,0,null,null,null,null,null,"Non-Fossil","No","Existing","Wind","Renewable","---","---","---","---","---","---","---","---","---","---","No",1,1,1,1,1,1,1,1,1,null,0,0,0,0,0,0,0,0,0,0,1,1,0]
["Historic",2011,null,null,null,"TN",null,null,null,null,"Biomass",null,2.0627870000000001,4.9238730000000004,393.285055,938.80960800000003,0,0,0,0,0,0,null,null,null,null,null,"Non-Fossil","No","Existing","Biomass","Renewable","---","---","---","---","---","---","---","---","---","---","No",1,1,1,1,1,1,1,1,1,null,0,0,0,0,0,0,0,0,0,0,1,1,0]
["Historic",2011,null,null,null,"TN",null,null,null,null,"Hydro",null,0,0,3205.8536759999997,9575.6389999999992,0,0,0,0,0,0,null,null,null,null,null,"Non-Fossil","No","Existing","Hydro","Renewable","---","---","---","---","---","---","---","---","---","---","No",1,1,1,1,1,1,1,1,1,null,0,0,0,0,0,0,0,0,0,0,1,1,0]
["Historic",2011,null,null,null,"TN",null,null,null,null,"LF Gas",null,0.146479,0.362925,11.230074,27.824000000000002,0,0,0,0,0,0,null,null,null,null,null,"Non-Fossil","No","Existing","Landfill Gas","Other","---","---","---","---","---","---","---","---","---","---","No",1,1,1,1,1,1,1,1,1,null,0,0,0,0,0,0,0,0,0,0,1,1,0]
["Historic",2011,null,null,null,"TN",null,null,null,null,"Non-Fossil",null,1.7799999999999999E-3,5.5950000000000001E-3,0.350881,1.102293,0,0,0,0,0,0,null,null,null,null,null,"Non-Fossil","No","Existing","Non-Fossil Other","Other","---","---","---","---","---","---","---","---","---","---","No",1,1,1,1,1,1,1,1,1,null,0,0,0,0,0,0,0,0,0,0,1,1,0]
["Historic",2011,null,null,null,"TN",null,null,null,null,"Nuclear",null,108.75130799999999,281.68227200000001,10392.9,26919.177,0,0,0,0,0,0,null,null,null,null,null,"Non-Fossil","No","Existing","Nuclear","Nuclear","---","---","---","---","---","---","---","---","---","---","No",1,1,1,1,1,1,1,1,1,null,0,0,0,0,0,0,0,0,0,0,1,1,0]
["Historic",2011,null,null,null,"TN",null,null,null,null,"Wind",null,0,0,11.824,53.143000000000001,0,0,0,0,0,0,null,null,null,null,null,"Non-Fossil","No","Existing","Wind","Renewable","---","---","---","---","---","---","---","---","---","---","No",1,1,1,1,1,1,1,1,1,null,0,0,0,0,0,0,0,0,0,0,1,1,0]
["Historic",2011,null,null,null,"TX",null,null,null,null,"Biomass",null,4.2473850000000004,10.006701,441.18083100000007,1054.9810389999998,0,0,0,0,0,0,null,null,null,null,null,"Non-Fossil","No","Existing","Biomass","Renewable","---","---","---","---","---","---","---","---","---","---","No",1,1,1,1,1,1,1,1,1,null,0,0,0,0,0,0,0,0,0,0,1,1,0]
["Historic",2011,null,null,null,"TX",null,null,null,null,"Hydro",null,0,0,377.90474200000006,563.05372,0,0,0,0,0,0,null,null,null,null,null,"Non-Fossil","No","Existing","Hydro","Renewable","---","---","---","---","---","---","---","---","---","---","No",1,1,1,1,1,1,1,1,1,null,0,0,0,0,0,0,0,0,0,0,1,1,0]
["Historic",2011,null,null,null,"TX",null,null,null,null,"LF Gas",null,2.2721640000000001,6.3301170000000004,193.46074299999998,538.52038500000003,0,0,0,0,0,0,null,null,null,null,null,"Non-Fossil","No","Existing","Landfill Gas","Other","---","---","---","---","---","---","---","---","---","---","No",1,1,1,1,1,1,1,1,1,null,0,0,0,0,0,0,0,0,0,0,1,1,0]
["Historic",2011,null,null,null,"TX",null,null,null,null,"Non-Fossil",null,0.24630099999999999,0.61444399999999999,19.802122000000001,49.4,0,0,0,0,0,0,null,null,null,null,null,"Non-Fossil","No","Existing","Non-Fossil Other","Other","---","---","---","---","---","---","---","---","---","---","No",1,1,1,1,1,1,1,1,1,null,0,0,0,0,0,0,0,0,0,0,1,1,0]
["Historic",2011,null,null,null,"TX",null,null,null,null,"Tires",null,2.0374E-2,5.0826999999999997E-2,1.72031,4.2916249999999998,0,0,0,0,0,0,null,null,null,null,null,"Non-Fossil","No","Existing","Non-Fossil Other","Other","---","---","---","---","---","---","---","---","---","---","No",1,1,1,1,1,1,1,1,1,null,0,0,0,0,0,0,0,0,0,0,1,1,0]
["Historic",2011,null,null,null,"TX",null,null,null,null,"Nuclear",null,185.63828699999999,414.88145300000002,17740.662,39648.457000000002,0,0,0,0,0,0,null,null,null,null,null,"Non-Fossil","No","Existing","Nuclear","Nuclear","---","---","---","---","---","---","---","---","---","---","No",1,1,1,1,1,1,1,1,1,null,0,0,0,0,0,0,0,0,0,0,1,1,0]
["Historic",2011,null,null,null,"TX",null,null,null,null,"Solar",null,0,0,17.002510000000001,28.638999999999999,0,0,0,0,0,0,null,null,null,null,null,"Non-Fossil","No","Existing","Solar PV","Renewable","---","---","---","---","---","---","---","---","---","---","No",1,1,1,1,1,1,1,1,1,null,0,0,0,0,0,0,0,0,0,0,1,1,0]
["Historic",2011,null,null,null,"TX",null,null,null,null,"Wind",null,0,0,12190.079933000005,30548.087234000002,0,0,0,0,0,0,null,null,null,null,null,"Non-Fossil","No","Existing","Wind","Renewable","---","---","---","---","---","---","---","---","---","---","No",1,1,1,1,1,1,1,1,1,null,0,0,0,0,0,0,0,0,0,0,1,1,0]
["Historic",2011,null,null,null,"TX",null,null,null,null,"Natural Gas",null,0.98314900000000005,2.4526439999999998,101.18859700000002,252.43339,0,0,0,0,0,0,null,null,null,null,null,"Non-Fossil","No","Existing","Purchased Steam","Other","---","---","---","---","---","---","---","---","---","---","No",1,1,1,1,1,1,1,1,1,null,0,0,0,0,0,0,0,0,0,0,1,1,0]
["Historic",2011,null,null,null,"UT",null,null,null,null,"Geothermal",null,1.2763720000000001,3.2081029999999999,131.36819400000002,330.18799999999999,0,0,0,0,0,0,null,null,null,null,null,"Non-Fossil","No","Existing","Geothermal","Renewable","---","---","---","---","---","---","---","---","---","---","No",1,1,1,1,1,1,1,1,1,null,0,0,0,0,0,0,0,0,0,0,1,1,0]
["Historic",2011,null,null,null,"UT",null,null,null,null,"Hydro",null,0,0,613.30383299999994,1230.165,0,0,0,0,0,0,null,null,null,null,null,"Non-Fossil","No","Existing","Hydro","Renewable","---","---","---","---","---","---","---","---","---","---","No",1,1,1,1,1,1,1,1,1,null,0,0,0,0,0,0,0,0,0,0,1,1,0]
["Historic",2011,null,null,null,"UT",null,null,null,null,"LF Gas",null,0.25405899999999998,0.59826999999999997,22.588383999999998,53.192,0,0,0,0,0,0,null,null,null,null,null,"Non-Fossil","No","Existing","Landfill Gas","Other","---","---","---","---","---","---","---","---","---","---","No",1,1,1,1,1,1,1,1,1,null,0,0,0,0,0,0,0,0,0,0,1,1,0]
["Historic",2011,null,null,null,"UT",null,null,null,null,"MSW",null,1.7717E-2,4.5718000000000002E-2,3.6587599999999996,9.4410100000000003,0,0,0,0,0,0,null,null,null,null,null,"Non-Fossil","No","Existing","Non-Fossil Other","Other","---","---","---","---","---","---","---","---","---","---","No",1,1,1,1,1,1,1,1,1,null,0,0,0,0,0,0,0,0,0,0,1,1,0]
["Historic",2011,null,null,null,"UT",null,null,null,null,"Non-Fossil",null,0.54265799999999997,1.5553079999999999,55.851999999999997,160.077,0,0,0,0,0,0,null,null,null,null,null,"Non-Fossil","No","Existing","Non-Fossil Other","Other","---","---","---","---","---","---","---","---","---","---","No",1,1,1,1,1,1,1,1,1,null,0,0,0,0,0,0,0,0,0,0,1,1,0]
["Historic",2011,null,null,null,"UT",null,null,null,null,"Wind",null,0,0,267.55513800000006,572.79,0,0,0,0,0,0,null,null,null,null,null,"Non-Fossil","No","Existing","Wind","Renewable","---","---","---","---","---","---","---","---","---","---","No",1,1,1,1,1,1,1,1,1,null,0,0,0,0,0,0,0,0,0,0,1,1,0]
["Historic",2011,null,null,null,"VA",null,null,null,null,"Biomass",null,4.4538219999999997,10.236034,516.88871800000004,1193.4325409999999,0,0,0,0,0,0,null,null,null,null,null,"Non-Fossil","No","Existing","Biomass","Renewable","---","---","---","---","---","---","---","---","---","---","No",1,1,1,1,1,1,1,1,1,null,0,0,0,0,0,0,0,0,0,0,1,1,0]
["Historic",2011,null,null,null,"VA",null,null,null,null,"Coal",null,1.395127,2.5299269999999998,94.974075999999997,158.67518800000002,0,0,0,0,0,0,null,null,null,null,null,"Non-Fossil","No","Existing","Biomass","Renewable","---","---","---","---","---","---","---","---","---","---","No",1,1,1,1,1,1,1,1,1,null,0,0,0,0,0,0,0,0,0,0,1,1,0]
["Historic",2011,null,null,null,"VA",null,null,null,null,"Natural Gas",null,1.531E-3,2.3249999999999998E-3,0.12037899999999999,0.18049899999999999,0,0,0,0,0,0,null,null,null,null,null,"Non-Fossil","No","Existing","Biomass","Renewable","---","---","---","---","---","---","---","---","---","---","No",1,1,1,1,1,1,1,1,1,null,0,0,0,0,0,0,0,0,0,0,1,1,0]
["Historic",2011,null,null,null,"VA",null,null,null,null,"Oil",null,2.3307999999999999E-2,5.9419E-2,1.2935449999999999,1.9443130000000002,0,0,0,0,0,0,null,null,null,null,null,"Non-Fossil","No","Existing","Biomass","Renewable","---","---","---","---","---","---","---","---","---","---","No",1,1,1,1,1,1,1,1,1,null,0,0,0,0,0,0,0,0,0,0,1,1,0]
["Historic",2011,null,null,null,"VA",null,null,null,null,"Hydro",null,0,0,521.13603999999998,1210.3889999999999,0,0,0,0,0,0,null,null,null,null,null,"Non-Fossil","No","Existing","Hydro","Renewable","---","---","---","---","---","---","---","---","---","---","No",1,1,1,1,1,1,1,1,1,null,0,0,0,0,0,0,0,0,0,0,1,1,0]
["Historic",2011,null,null,null,"VA",null,null,null,null,"LF Gas",null,1.645572,3.820567,126.44938500000001,293.58062799999999,0,0,0,0,0,0,null,null,null,null,null,"Non-Fossil","No","Existing","Landfill Gas","Other","---","---","---","---","---","---","---","---","---","---","No",1,1,1,1,1,1,1,1,1,null,0,0,0,0,0,0,0,0,0,0,1,1,0]
["Historic",2011,null,null,null,"VA",null,null,null,null,"Oil",null,1.8092E-2,2.9184999999999999E-2,1.7076789999999999,2.7533719999999997,0,0,0,0,0,0,null,null,null,null,null,"Non-Fossil","No","Existing","Landfill Gas","Other","---","---","---","---","---","---","---","---","---","---","No",1,1,1,1,1,1,1,1,1,null,0,0,0,0,0,0,0,0,0,0,1,1,0]
["Historic",2011,null,null,null,"VA",null,null,null,null,"Coal",null,0.110109,0.277698,23.336617999999998,58.103730999999996,0,0,0,0,0,0,null,null,null,null,null,"Non-Fossil","No","Existing","Non-Fossil Other","Other","---","---","---","---","---","---","---","---","---","---","No",1,1,1,1,1,1,1,1,1,null,0,0,0,0,0,0,0,0,0,0,1,1,0]
["Historic",2011,null,null,null,"VA",null,null,null,null,"MSW",null,7.2696870000000002,16.889823,415.30173300000001,957.60929800000008,0,0,0,0,0,0,null,null,null,null,null,"Non-Fossil","No","Existing","Non-Fossil Other","Other","---","---","---","---","---","---","---","---","---","---","No",1,1,1,1,1,1,1,1,1,null,0,0,0,0,0,0,0,0,0,0,1,1,0]
["Historic",2011,null,null,null,"VA",null,null,null,null,"Natural Gas",null,1.6749E-2,3.8476000000000003E-2,0.88879199999999992,2.0193250000000003,0,0,0,0,0,0,null,null,null,null,null,"Non-Fossil","No","Existing","Non-Fossil Other","Other","---","---","---","---","---","---","---","---","---","---","No",1,1,1,1,1,1,1,1,1,null,0,0,0,0,0,0,0,0,0,0,1,1,0]
["Historic",2011,null,null,null,"VA",null,null,null,null,"Non-Fossil",null,0.47259000000000001,1.054556,100.16317299999999,221.18261999999999,0,0,0,0,0,0,null,null,null,null,null,"Non-Fossil","No","Existing","Non-Fossil Other","Other","---","---","---","---","---","---","---","---","---","---","No",1,1,1,1,1,1,1,1,1,null,0,0,0,0,0,0,0,0,0,0,1,1,0]
["Historic",2011,null,null,null,"VA",null,null,null,null,"Oil",null,9.6570000000000007E-3,2.8802999999999999E-2,1.2250509999999999,4.1564220000000001,0,0,0,0,0,0,null,null,null,null,null,"Non-Fossil","No","Existing","Non-Fossil Other","Other","---","---","---","---","---","---","---","---","---","---","No",1,1,1,1,1,1,1,1,1,null,0,0,0,0,0,0,0,0,0,0,1,1,0]
["Historic",2011,null,null,null,"VA",null,null,null,null,"Nuclear",null,107.166794,267.33423800000003,10241.475,25547.996999999999,0,0,0,0,0,0,null,null,null,null,null,"Non-Fossil","No","Existing","Nuclear","Nuclear","---","---","---","---","---","---","---","---","---","---","No",1,1,1,1,1,1,1,1,1,null,0,0,0,0,0,0,0,0,0,0,1,1,0]
["Historic",2011,null,null,null,"VT",null,null,null,null,"Biomass",null,2.3647,5.4343659999999998,163.15779700000002,372.24760500000002,0,0,0,0,0,0,null,null,null,null,null,"Non-Fossil","No","Existing","Biomass","Renewable","---","---","---","---","---","---","---","---","---","---","No",1,1,1,1,1,1,1,1,1,null,0,0,0,0,0,0,0,0,0,0,1,1,0]
["Historic",2011,null,null,null,"VT",null,null,null,null,"Natural Gas",null,2.5314E-2,4.9793999999999998E-2,1.6377819999999998,3.2773680000000001,0,0,0,0,0,0,null,null,null,null,null,"Non-Fossil","No","Existing","Biomass","Renewable","---","---","---","---","---","---","---","---","---","---","No",1,1,1,1,1,1,1,1,1,null,0,0,0,0,0,0,0,0,0,0,1,1,0]
["Historic",2011,null,null,null,"VT",null,null,null,null,"Oil",null,9.859999999999999E-4,1.8730000000000001E-3,6.6170000000000007E-2,0.12472799999999999,0,0,0,0,0,0,null,null,null,null,null,"Non-Fossil","No","Existing","Biomass","Renewable","---","---","---","---","---","---","---","---","---","---","No",1,1,1,1,1,1,1,1,1,null,0,0,0,0,0,0,0,0,0,0,1,1,0]
["Historic",2011,null,null,null,"VT",null,null,null,null,"Hydro",null,0,0,498.64200000000005,1424.7329999999999,0,0,0,0,0,0,null,null,null,null,null,"Non-Fossil","No","Existing","Hydro","Renewable","---","---","---","---","---","---","---","---","---","---","No",1,1,1,1,1,1,1,1,1,null,0,0,0,0,0,0,0,0,0,0,1,1,0]
["Historic",2011,null,null,null,"VT",null,null,null,null,"LF Gas",null,0.11816500000000001,0.27356399999999997,10.992186,25.448,0,0,0,0,0,0,null,null,null,null,null,"Non-Fossil","No","Existing","Landfill Gas","Other","---","---","---","---","---","---","---","---","---","---","No",1,1,1,1,1,1,1,1,1,null,0,0,0,0,0,0,0,0,0,0,1,1,0]
["Historic",2011,null,null,null,"VT",null,null,null,null,"Nuclear",null,22.510491999999999,51.350563000000001,2151.232,4907.3549999999996,0,0,0,0,0,0,null,null,null,null,null,"Non-Fossil","No","Existing","Nuclear","Nuclear","---","---","---","---","---","---","---","---","---","---","No",1,1,1,1,1,1,1,1,1,null,0,0,0,0,0,0,0,0,0,0,1,1,0]
["Historic",2011,null,null,null,"VT",null,null,null,null,"Solar",null,0,0,1.4396139999999999,1.8149999999999999,0,0,0,0,0,0,null,null,null,null,null,"Non-Fossil","No","Existing","Solar PV","Renewable","---","---","---","---","---","---","---","---","---","---","No",1,1,1,1,1,1,1,1,1,null,0,0,0,0,0,0,0,0,0,0,1,1,0]
["Historic",2011,null,null,null,"VT",null,null,null,null,"Wind",null,0,0,2.9319999999999999,33.185000000000002,0,0,0,0,0,0,null,null,null,null,null,"Non-Fossil","No","Existing","Wind","Renewable","---","---","---","---","---","---","---","---","---","---","No",1,1,1,1,1,1,1,1,1,null,0,0,0,0,0,0,0,0,0,0,1,1,0]
["Historic",2011,null,null,null,"WA",null,null,null,null,"Biomass",null,5.4167610000000002,11.838423000000001,494.91405900000007,1094.8490499999998,0,0,0,0,0,0,null,null,null,null,null,"Non-Fossil","No","Existing","Biomass","Renewable","---","---","---","---","---","---","---","---","---","---","No",1,1,1,1,1,1,1,1,1,null,0,0,0,0,0,0,0,0,0,0,1,1,0]
["Historic",2011,null,null,null,"WA",null,null,null,null,"Hydro",null,0,0,41408.923297000008,91817.701711000002,0,0,0,0,0,0,null,null,null,null,null,"Non-Fossil","No","Existing","Hydro","Renewable","---","---","---","---","---","---","---","---","---","---","No",1,1,1,1,1,1,1,1,1,null,0,0,0,0,0,0,0,0,0,0,1,1,0]
["Historic",2011,null,null,null,"WA",null,null,null,null,"LF Gas",null,0.185889,0.968283,21.396564000000005,84.166180999999995,0,0,0,0,0,0,null,null,null,null,null,"Non-Fossil","No","Existing","Landfill Gas","Other","---","---","---","---","---","---","---","---","---","---","No",1,1,1,1,1,1,1,1,1,null,0,0,0,0,0,0,0,0,0,0,1,1,0]
["Historic",2011,null,null,null,"WA",null,null,null,null,"Oil",null,4.8580000000000003E-3,1.0439E-2,0.611931,1.314819,0,0,0,0,0,0,null,null,null,null,null,"Non-Fossil","No","Existing","Landfill Gas","Other","---","---","---","---","---","---","---","---","---","---","No",1,1,1,1,1,1,1,1,1,null,0,0,0,0,0,0,0,0,0,0,1,1,0]
["Historic",2011,null,null,null,"WA",null,null,null,null,"Biomass",null,0.41125400000000001,0.95827399999999996,35.905287000000001,83.657150999999999,0,0,0,0,0,0,null,null,null,null,null,"Non-Fossil","No","Existing","Non-Fossil Other","Other","---","---","---","---","---","---","---","---","---","---","No",1,1,1,1,1,1,1,1,1,null,0,0,0,0,0,0,0,0,0,0,1,1,0]
["Historic",2011,null,null,null,"WA",null,null,null,null,"Fwaste",null,2.7099999999999997E-4,1.0429000000000001E-2,5.3334999999999994E-2,2.056092,0,0,0,0,0,0,null,null,null,null,null,"Non-Fossil","No","Existing","Non-Fossil Other","Other","---","---","---","---","---","---","---","---","---","---","No",1,1,1,1,1,1,1,1,1,null,0,0,0,0,0,0,0,0,0,0,1,1,0]
["Historic",2011,null,null,null,"WA",null,null,null,null,"MSW",null,1.231371,2.8491680000000001,59.963000000000001,143.38300000000001,0,0,0,0,0,0,null,null,null,null,null,"Non-Fossil","No","Existing","Non-Fossil Other","Other","---","---","---","---","---","---","---","---","---","---","No",1,1,1,1,1,1,1,1,1,null,0,0,0,0,0,0,0,0,0,0,1,1,0]
["Historic",2011,null,null,null,"WA",null,null,null,null,"Natural Gas",null,6.6214999999999996E-2,0.18455199999999999,11.503431999999998,31.253211000000004,0,0,0,0,0,0,null,null,null,null,null,"Non-Fossil","No","Existing","Non-Fossil Other","Other","---","---","---","---","---","---","---","---","---","---","No",1,1,1,1,1,1,1,1,1,null,0,0,0,0,0,0,0,0,0,0,1,1,0]
["Historic",2011,null,null,null,"WA",null,null,null,null,"Non-Fossil",null,1.2240009999999999,3.1245099999999999,168.37570500000001,415.32471299999997,0,0,0,0,0,0,null,null,null,null,null,"Non-Fossil","No","Existing","Non-Fossil Other","Other","---","---","---","---","---","---","---","---","---","---","No",1,1,1,1,1,1,1,1,1,null,0,0,0,0,0,0,0,0,0,0,1,1,0]
["Historic",2011,null,null,null,"WA",null,null,null,null,"Oil",null,1.787E-2,3.2217999999999997E-2,1.5602409999999998,2.811833,0,0,0,0,0,0,null,null,null,null,null,"Non-Fossil","No","Existing","Non-Fossil Other","Other","---","---","---","---","---","---","---","---","---","---","No",1,1,1,1,1,1,1,1,1,null,0,0,0,0,0,0,0,0,0,0,1,1,0]
["Historic",2011,null,null,null,"WA",null,null,null,null,"Nuclear",null,0.14441399999999999,50.292893999999997,13.801,4806.2780000000002,0,0,0,0,0,0,null,null,null,null,null,"Non-Fossil","No","Existing","Nuclear","Nuclear","---","---","---","---","---","---","---","---","---","---","No",1,1,1,1,1,1,1,1,1,null,0,0,0,0,0,0,0,0,0,0,1,1,0]
["Historic",2011,null,null,null,"WA",null,null,null,null,"Pumps",null,0,0,0,0,0,0,0,0,0,0,null,null,null,null,null,"Non-Fossil","No","Existing","Pumped Storage","Other","---","---","---","---","---","---","---","---","---","---","No",1,1,1,1,1,1,1,1,1,null,0,0,0,0,0,0,0,0,0,0,1,1,0]
["Historic",2011,null,null,null,"WA",null,null,null,null,"Solar",null,0,0,0.47099999999999997,0.84,0,0,0,0,0,0,null,null,null,null,null,"Non-Fossil","No","Existing","Solar PV","Renewable","---","---","---","---","---","---","---","---","---","---","No",1,1,1,1,1,1,1,1,1,null,0,0,0,0,0,0,0,0,0,0,1,1,0]
["Historic",2011,null,null,null,"WA",null,null,null,null,"Wind",null,0,0,2663.0443760000003,6262.38,0,0,0,0,0,0,null,null,null,null,null,"Non-Fossil","No","Existing","Wind","Renewable","---","---","---","---","---","---","---","---","---","---","No",1,1,1,1,1,1,1,1,1,null,0,0,0,0,0,0,0,0,0,0,1,1,0]
["Historic",2011,null,null,null,"WA",null,null,null,null,"Natural Gas",null,0.366008,0.87110799999999999,37.670631,89.656999999999996,0,0,0,0,0,0,null,null,null,null,null,"Non-Fossil","No","Existing","Purchased Steam","Other","---","---","---","---","---","---","---","---","---","---","No",1,1,1,1,1,1,1,1,1,null,0,0,0,0,0,0,0,0,0,0,1,1,0]
["Historic",2011,null,null,null,"WI",null,null,null,null,"Biomass",null,4.4156500000000003,10.0463,345.24981000000002,824.52400999999975,0,0,0,0,0,0,null,null,null,null,null,"Non-Fossil","No","Existing","Biomass","Renewable","---","---","---","---","---","---","---","---","---","---","No",1,1,1,1,1,1,1,1,1,null,0,0,0,0,0,0,0,0,0,0,1,1,0]
["Historic",2011,null,null,null,"WI",null,null,null,null,"Coal",null,0.37295400000000001,0.80724300000000004,22.478217000000001,49.563333,0,0,0,0,0,0,null,null,null,null,null,"Non-Fossil","No","Existing","Biomass","Renewable","---","---","---","---","---","---","---","---","---","---","No",1,1,1,1,1,1,1,1,1,null,0,0,0,0,0,0,0,0,0,0,1,1,0]
["Historic",2011,null,null,null,"WI",null,null,null,null,"Natural Gas",null,7.4451000000000003E-2,0.16406799999999999,4.4837889999999998,10.010871999999999,0,0,0,0,0,0,null,null,null,null,null,"Non-Fossil","No","Existing","Biomass","Renewable","---","---","---","---","---","---","---","---","---","---","No",1,1,1,1,1,1,1,1,1,null,0,0,0,0,0,0,0,0,0,0,1,1,0]
["Historic",2011,null,null,null,"WI",null,null,null,null,"Hydro",null,0,0,1140.5265130000003,2146.9098899999995,0,0,0,0,0,0,null,null,null,null,null,"Non-Fossil","No","Existing","Hydro","Renewable","---","---","---","---","---","---","---","---","---","---","No",1,1,1,1,1,1,1,1,1,null,0,0,0,0,0,0,0,0,0,0,1,1,0]
["Historic",2011,null,null,null,"WI",null,null,null,null,"LF Gas",null,2.7235149999999999,6.7647139999999997,200.82176699999999,498.80500000000001,0,0,0,0,0,0,null,null,null,null,null,"Non-Fossil","No","Existing","Landfill Gas","Other","---","---","---","---","---","---","---","---","---","---","No",1,1,1,1,1,1,1,1,1,null,0,0,0,0,0,0,0,0,0,0,1,1,0]
["Historic",2011,null,null,null,"WI",null,null,null,null,"Coal",null,0.141455,0.31779200000000002,26.076559,58.583686999999998,0,0,0,0,0,0,null,null,null,null,null,"Non-Fossil","No","Existing","Non-Fossil Other","Other","---","---","---","---","---","---","---","---","---","---","No",1,1,1,1,1,1,1,1,1,null,0,0,0,0,0,0,0,0,0,0,1,1,0]
["Historic",2011,null,null,null,"WI",null,null,null,null,"MSW",null,0.23444100000000001,0.58059099999999997,10.683496999999999,26.860022000000001,0,0,0,0,0,0,null,null,null,null,null,"Non-Fossil","No","Existing","Non-Fossil Other","Other","---","---","---","---","---","---","---","---","---","---","No",1,1,1,1,1,1,1,1,1,null,0,0,0,0,0,0,0,0,0,0,1,1,0]
["Historic",2011,null,null,null,"WI",null,null,null,null,"Natural Gas",null,1.6136999999999999E-2,5.3818999999999999E-2,2.9747240000000001,9.9210960000000004,0,0,0,0,0,0,null,null,null,null,null,"Non-Fossil","No","Existing","Non-Fossil Other","Other","---","---","---","---","---","---","---","---","---","---","No",1,1,1,1,1,1,1,1,1,null,0,0,0,0,0,0,0,0,0,0,1,1,0]
["Historic",2011,null,null,null,"WI",null,null,null,null,"Non-Fossil",null,0.56460500000000002,1.315366,104.082717,242.48221599999999,0,0,0,0,0,0,null,null,null,null,null,"Non-Fossil","No","Existing","Non-Fossil Other","Other","---","---","---","---","---","---","---","---","---","---","No",1,1,1,1,1,1,1,1,1,null,0,0,0,0,0,0,0,0,0,0,1,1,0]
["Historic",2011,null,null,null,"WI",null,null,null,null,"Tires",null,5.1989999999999996E-3,2.0202999999999999E-2,0.96604200000000007,3.7489990000000004,0,0,0,0,0,0,null,null,null,null,null,"Non-Fossil","No","Existing","Non-Fossil Other","Other","---","---","---","---","---","---","---","---","---","---","No",1,1,1,1,1,1,1,1,1,null,0,0,0,0,0,0,0,0,0,0,1,1,0]
["Historic",2011,null,null,null,"WI",null,null,null,null,"Nuclear",null,56.113021000000003,121.024728,5360.8779999999997,11559.781000000001,0,0,0,0,0,0,null,null,null,null,null,"Non-Fossil","No","Existing","Nuclear","Nuclear","---","---","---","---","---","---","---","---","---","---","No",1,1,1,1,1,1,1,1,1,null,0,0,0,0,0,0,0,0,0,0,1,1,0]
["Historic",2011,null,null,null,"WI",null,null,null,null,"Wind",null,0,0,386.73503900000003,1187.73,0,0,0,0,0,0,null,null,null,null,null,"Non-Fossil","No","Existing","Wind","Renewable","---","---","---","---","---","---","---","---","---","---","No",1,1,1,1,1,1,1,1,1,null,0,0,0,0,0,0,0,0,0,0,1,1,0]
["Historic",2011,null,null,null,"WI",null,null,null,null,"Natural Gas",null,6.9917000000000007E-2,0.186973,7.1961550000000001,19.244,0,0,0,0,0,0,null,null,null,null,null,"Non-Fossil","No","Existing","Purchased Steam","Other","---","---","---","---","---","---","---","---","---","---","No",1,1,1,1,1,1,1,1,1,null,0,0,0,0,0,0,0,0,0,0,1,1,0]
["Historic",2011,null,null,null,"WV",null,null,null,null,"Biomass",null,1.65E-3,2.8059999999999999E-3,0.13656200000000002,0.235434,0,0,0,0,0,0,null,null,null,null,null,"Non-Fossil","No","Existing","Biomass","Renewable","---","---","---","---","---","---","---","---","---","---","No",1,1,1,1,1,1,1,1,1,null,0,0,0,0,0,0,0,0,0,0,1,1,0]
["Historic",2011,null,null,null,"WV",null,null,null,null,"Hydro",null,0,0,471.10640999999998,1453.1089999999999,0,0,0,0,0,0,null,null,null,null,null,"Non-Fossil","No","Existing","Hydro","Renewable","---","---","---","---","---","---","---","---","---","---","No",1,1,1,1,1,1,1,1,1,null,0,0,0,0,0,0,0,0,0,0,1,1,0]
["Historic",2011,null,null,null,"WV",null,null,null,null,"LF Gas",null,6.0158999999999997E-2,0.13500300000000001,4.0956980000000005,9.1910000000000007,0,0,0,0,0,0,null,null,null,null,null,"Non-Fossil","No","Existing","Landfill Gas","Other","---","---","---","---","---","---","---","---","---","---","No",1,1,1,1,1,1,1,1,1,null,0,0,0,0,0,0,0,0,0,0,1,1,0]
["Historic",2011,null,null,null,"WV",null,null,null,null,"Non-Fossil",null,9.5000000000000005E-5,2.23E-4,1.8597000000000002E-2,4.3540000000000002E-2,0,0,0,0,0,0,null,null,null,null,null,"Non-Fossil","No","Existing","Non-Fossil Other","Other","---","---","---","---","---","---","---","---","---","---","No",1,1,1,1,1,1,1,1,1,null,0,0,0,0,0,0,0,0,0,0,1,1,0]
["Historic",2011,null,null,null,"WV",null,null,null,null,"Tires",null,0,3.0000000000000001E-5,0,1.199E-3,0,0,0,0,0,0,null,null,null,null,null,"Non-Fossil","No","Existing","Non-Fossil Other","Other","---","---","---","---","---","---","---","---","---","---","No",1,1,1,1,1,1,1,1,1,null,0,0,0,0,0,0,0,0,0,0,1,1,0]
["Historic",2011,null,null,null,"WV",null,null,null,null,"Wind",null,0,0,284.39830800000004,1102.5123079999998,0,0,0,0,0,0,null,null,null,null,null,"Non-Fossil","No","Existing","Wind","Renewable","---","---","---","---","---","---","---","---","---","---","No",1,1,1,1,1,1,1,1,1,null,0,0,0,0,0,0,0,0,0,0,1,1,0]
["Historic",2011,null,null,null,"WY",null,null,null,null,"Hydro",null,0,0,819.88767799999994,1223.73,0,0,0,0,0,0,null,null,null,null,null,"Non-Fossil","No","Existing","Hydro","Renewable","---","---","---","---","---","---","---","---","---","---","No",1,1,1,1,1,1,1,1,1,null,0,0,0,0,0,0,0,0,0,0,1,1,0]
["Historic",2011,null,null,null,"WY",null,null,null,null,"Non-Fossil",null,0.26638099999999998,0.62105500000000002,26.638504000000001,62.106605000000002,0,0,0,0,0,0,null,null,null,null,null,"Non-Fossil","No","Existing","Non-Fossil Other","Other","---","---","---","---","---","---","---","---","---","---","No",1,1,1,1,1,1,1,1,1,null,0,0,0,0,0,0,0,0,0,0,1,1,0]
["Historic",2011,null,null,null,"WY",null,null,null,null,"Wind",null,0,0,1302.9539029999999,4611.8680000000004,0,0,0,0,0,0,null,null,null,null,null,"Non-Fossil","No","Existing","Wind","Renewable","---","---","---","---","---","---","---","---","---","---","No",1,1,1,1,1,1,1,1,1,null,0,0,0,0,0,0,0,0,0,0,1,1,0]
["Historic",2011,null,null,null,"AL",null,null,null,null,"Coal",null,255.00458241299998,527.16183606900006,25021.638019999999,52121.592000000004,26402.232296000006,54625.152062000001,17.286989999999999,40.777257000000006,31.511416999999998,59.748486999999976,null,null,null,null,null,"Fossil","Yes","Existing","Coal Steam","Coal","---","---","---","---","---","---","---","---","---","---","No",1,1,1,1,1,1,1,1,1,null,0,0,0,0,0,0,0,0,0,0,1,1,0]
["Historic",2011,null,null,null,"AL",null,null,null,null,"Natural Gas",null,161.84355123,341.88425757299996,21591.243749999998,45953.34300999999,9624.7120040000027,20324.320430999993,0.9183920000000001,1.9357739999999999,5.3678999999999991E-2,0.10761800000000001,null,null,null,null,null,"Fossil","Yes","Existing","Combined Cycle","Combined Cycle","---","---","---","---","---","---","---","---","---","---","No",1,1,1,1,1,1,1,1,1,null,0,0,0,0,0,0,0,0,0,0,1,1,0]
["Historic",2011,null,null,null,"AL",null,null,null,null,"Natural Gas",null,4.6852132140000009,5.6827283559999984,453.89174000000003,546.37152999999989,278.18403300000006,338.649472,0.11108299999999999,0.15049799999999999,4.0599999999999985E-3,1.3582999999999998E-2,null,null,null,null,null,"Fossil","Yes","Existing","Combustion Turbine","Combustion Turbine","---","---","---","---","---","---","---","---","---","---","No",1,1,1,1,1,1,1,1,1,null,0,0,0,0,0,0,0,0,0,0,1,1,0]
["Historic",2011,null,null,null,"AL",null,null,null,null,"Natural Gas",null,40.644090950000013,88.960637450000007,4147.5702499999998,8768.9969999999994,4170.0727000000006,9127.338452,8.3728379999999998,18.563303999999999,53.70978199999999,119.38673999999999,null,null,null,null,null,"Fossil","Yes","Existing","O/G Steam","O/G Steam","---","---","---","---","---","---","---","---","---","---","No",1,1,1,1,1,1,1,1,1,null,0,0,0,0,0,0,0,0,0,0,1,1,0]
["Historic",2011,null,null,null,"AZ",null,null,null,null,"Coal",null,112.97311089,267.84591506300001,11779.21185,27907.26383,11745.472401999999,27857.287177000002,12.834104999999997,30.533992999999995,9.5134789999999967,23.754780999999998,null,null,null,null,null,"Fossil","Yes","Existing","Coal Steam","Coal","---","---","---","---","---","---","---","---","---","---","No",1,1,1,1,1,1,1,1,1,null,0,0,0,0,0,0,0,0,0,0,1,1,0]
["Historic",2011,null,null,null,"AZ",null,null,null,null,"Natural Gas",null,93.135752155000006,157.71626885000001,12793.916709999998,21947.934730000004,5531.7329400000026,9369.4287380000005,0.53102899999999986,0.93001,2.7937999999999994E-2,4.7307999999999996E-2,null,null,null,null,null,"Fossil","Yes","Existing","Combined Cycle","Combined Cycle","---","---","---","---","---","---","---","---","---","---","No",1,1,1,1,1,1,1,1,1,null,0,0,0,0,0,0,0,0,0,0,1,1,0]
["Historic",2011,null,null,null,"AZ",null,null,null,null,"Natural Gas",null,2.591618864,5.2678873979999992,229.08625999999998,476.89222000000007,154.01752800000003,313.06404199999992,2.9004000000000002E-2,5.5782999999999985E-2,9.7200000000000032E-4,1.8140000000000001E-3,null,null,null,null,null,"Fossil","Yes","Existing","Combustion Turbine","Combustion Turbine","---","---","---","---","---","---","---","---","---","---","No",1,1,1,1,1,1,1,1,1,null,0,0,0,0,0,0,0,0,0,0,1,1,0]
["Historic",2011,null,null,null,"AZ",null,null,null,null,"Natural Gas",null,13.368909713999997,25.802823519,1239.9315699999997,2415.2651299999998,1138.452816,2260.9798490000003,2.064044,4.060905,1.9514580000000001,3.9794030000000005,null,null,null,null,null,"Fossil","Yes","Existing","O/G Steam","O/G Steam","---","---","---","---","---","---","---","---","---","---","No",1,1,1,1,1,1,1,1,1,null,0,0,0,0,0,0,0,0,0,0,1,1,0]
["Historic",2011,null,null,null,"AR",null,null,null,null,"Coal",null,139.05763414899999,308.559583954,13809.530099999998,30882.525519999999,14582.410931,32354.805612000004,16.492719999999998,36.255498999999993,33.740002999999994,73.531739999999985,null,null,null,null,null,"Fossil","Yes","Existing","Coal Steam","Coal","---","---","---","---","---","---","---","---","---","---","No",1,1,1,1,1,1,1,1,1,null,0,0,0,0,0,0,0,0,0,0,1,1,0]
["Historic",2011,null,null,null,"AR",null,null,null,null,"Natural Gas",null,48.785043404,91.135993138000032,6352.37309,11868.482690000001,2901.4122349999998,5419.8199049999994,0.55099799999999999,0.98010100000000022,1.4686000000000001E-2,2.7534000000000003E-2,null,null,null,null,null,"Fossil","Yes","Existing","Combined Cycle","Combined Cycle","---","---","---","---","---","---","---","---","---","---","No",1,1,1,1,1,1,1,1,1,null,0,0,0,0,0,0,0,0,0,0,1,1,0]
["Historic",2011,null,null,null,"AR",null,null,null,null,"Natural Gas",null,3.6529521819999999,5.2435201820000001,302.59778,442.60279000000003,215.78390400000001,309.78733500000004,0.13403900000000002,0.19800900000000002,1.106E-3,1.6100000000000001E-3,null,null,null,null,null,"Fossil","Yes","Existing","Combustion Turbine","Combustion Turbine","---","---","---","---","---","---","---","---","---","---","No",1,1,1,1,1,1,1,1,1,null,0,0,0,0,0,0,0,0,0,0,1,1,0]
["Historic",2011,null,null,null,"AR",null,null,null,null,"Natural Gas",null,5.1484037259999997,6.7860798090000003,246.36417,265.73293000000001,305.83029700000003,404.57343200000003,0.69049400000000016,0.90395300000000001,6.6419999999999995E-3,6.2017000000000003E-2,null,null,null,null,null,"Fossil","Yes","Existing","O/G Steam","O/G Steam","---","---","---","---","---","---","---","---","---","---","No",1,1,1,1,1,1,1,1,1,null,0,0,0,0,0,0,0,0,0,0,1,1,0]
["Historic",2011,null,null,null,"CA",null,null,null,null,"Natural Gas",null,156.49898747700001,389.03398144300007,21000.957970000003,53333.455919999986,9300.3686089999974,23119.290708999997,0.70272600000000018,2.0932820000000008,4.6951000000000007E-2,0.11671599999999996,null,null,null,null,null,"Fossil","Yes","Existing","Combined Cycle","Combined Cycle","---","---","---","---","---","---","---","---","---","---","No",1,1,1,1,1,1,1,1,1,null,0,0,0,0,0,0,0,0,0,0,1,1,0]
["Historic",2011,null,null,null,"CA",null,null,null,null,"Natural Gas",null,13.583248291000006,30.072640857999993,1249.26749,2752.9237400000011,812.61482199999966,1799.452012,9.3874000000000013E-2,0.20746700000000004,4.4739999999999979E-3,9.8439999999999951E-3,null,null,null,null,null,"Fossil","Yes","Existing","Combustion Turbine","Combustion Turbine","---","---","---","---","---","---","---","---","---","---","No",1,1,1,1,1,1,1,1,1,null,0,0,0,0,0,0,0,0,0,0,1,1,0]
["Historic",2011,null,null,null,"CA",null,null,null,null,"LF Gas",null,0.27661918699999999,0.374050463,22.459439999999997,31.062150000000003,23.033720000000002,31.241330000000001,4.5460000000000006E-3,6.1580000000000003E-3,1.6100000000000001E-4,2.2000000000000001E-4,null,null,null,null,null,"Fossil","Yes","Existing","Landfill Gas","Other","---","---","---","---","---","---","---","---","---","---","No",1,1,1,1,1,1,1,1,1,null,0,0,0,0,0,0,0,0,0,0,1,1,0]
["Historic",2011,null,null,null,"CA",null,null,null,null,"Natural Gas",null,39.582273262000001,75.009429179999984,3402.6431999999991,6552.9566899999991,2389.3160190000003,4551.9827829999995,0.3725679999999999,0.74097399999999991,1.5435000000000003E-2,3.1101999999999994E-2,null,null,null,null,null,"Fossil","Yes","Existing","O/G Steam","O/G Steam","---","---","---","---","---","---","---","---","---","---","No",1,1,1,1,1,1,1,1,1,null,0,0,0,0,0,0,0,0,0,0,1,1,0]
["Historic",2011,null,null,null,"CO",null,null,null,null,"Coal",null,145.21463848000002,345.67174835599997,14466.419889999999,34503.326850000005,15107.488163999999,35988.536443000005,19.051958999999997,45.495939,17.781535999999999,41.717634999999994,null,null,null,null,null,"Fossil","Yes","Existing","Coal Steam","Coal","---","---","---","---","---","---","---","---","---","---","No",1,1,1,1,1,1,1,1,1,null,0,0,0,0,0,0,0,0,0,0,1,1,0]
["Historic",2011,null,null,null,"CO",null,null,null,null,"Natural Gas",null,27.704477608000001,64.771962987999999,3495.5954100000004,8211.4261100000022,1646.4372779999999,3849.3112929999998,0.400785,0.93800299999999992,8.3119999999999999E-3,1.9432999999999999E-2,null,null,null,null,null,"Fossil","Yes","Existing","Combined Cycle","Combined Cycle","---","---","---","---","---","---","---","---","---","---","No",1,1,1,1,1,1,1,1,1,null,0,0,0,0,0,0,0,0,0,0,1,1,0]
["Historic",2011,null,null,null,"CO",null,null,null,null,"Natural Gas",null,9.303834414999999,16.571296048999997,842.38344999999993,1498.5625899999998,553.216185,986.80892999999992,0.23522599999999994,0.45371100000000003,3.075E-3,6.8320000000000004E-3,null,null,null,null,null,"Fossil","Yes","Existing","Combustion Turbine","Combustion Turbine","---","---","---","---","---","---","---","---","---","---","No",1,1,1,1,1,1,1,1,1,null,0,0,0,0,0,0,0,0,0,0,1,1,0]
["Historic",2011,null,null,null,"CO",null,null,null,null,"Natural Gas",null,11.484396115000001,22.852040531000004,1134.0087599999999,2183.95489,1172.0332910000002,2314.5993079999998,1.7185280000000001,3.5061749999999998,0.90415900000000005,1.578808,null,null,null,null,null,"Fossil","Yes","Existing","O/G Steam","O/G Steam","---","---","---","---","---","---","---","---","---","---","No",1,1,1,1,1,1,1,1,1,null,0,0,0,0,0,0,0,0,0,0,1,1,0]
["Historic",2011,null,null,null,"CT",null,null,null,null,"Coal",null,3.0531361239999999,5.2735090869999999,305.00594999999998,529.59362999999996,320.215441,553.08675000000005,0.21731,0.37232900000000002,0.310892,0.5129450000000001,null,null,null,null,null,"Fossil","Yes","Existing","Coal Steam","Coal","---","---","---","---","---","---","---","---","---","---","No",1,1,1,1,1,1,1,1,1,null,0,0,0,0,0,0,0,0,0,0,1,1,0]
["Historic",2011,null,null,null,"CT",null,null,null,null,"Natural Gas",null,45.103181821999996,98.833800270000012,4987.3886800000009,11041.027310000001,2680.4374289999996,5873.5668519999999,0.20341499999999998,0.43910699999999997,1.3547E-2,2.9672999999999995E-2,null,null,null,null,null,"Fossil","Yes","Existing","Combined Cycle","Combined Cycle","---","---","---","---","---","---","---","---","---","---","No",1,1,1,1,1,1,1,1,1,null,0,0,0,0,0,0,0,0,0,0,1,1,0]
["Historic",2011,null,null,null,"CT",null,null,null,null,"Natural Gas",null,1.2832140779999999,2.6588660850000001,144.65198000000001,302.85005000000001,80.399467999999999,165.13760299999998,1.9443000000000002E-2,3.5362999999999999E-2,5.1099999999999995E-4,9.7799999999999992E-4,null,null,null,null,null,"Fossil","Yes","Existing","Combustion Turbine","Combustion Turbine","---","---","---","---","---","---","---","---","---","---","No",1,1,1,1,1,1,1,1,1,null,0,0,0,0,0,0,0,0,0,0,1,1,0]
["Historic",2011,null,null,null,"CT",null,null,null,null,"Natural Gas",null,1.511659909,2.2096747900000002,143.38647999999998,208.10584999999998,98.540720000000007,147.71868900000001,0.10488400000000001,0.15424000000000002,3.9954000000000003E-2,8.9973999999999998E-2,null,null,null,null,null,"Fossil","Yes","Existing","O/G Steam","O/G Steam","---","---","---","---","---","---","---","---","---","---","No",1,1,1,1,1,1,1,1,1,null,0,0,0,0,0,0,0,0,0,0,1,1,0]
["Historic",2011,null,null,null,"CT",null,null,null,null,"Oil",null,0.48103155700000005,0.959940774,35.390889999999999,68.45711,38.933691999999994,77.696979000000013,3.8674999999999994E-2,9.149199999999999E-2,6.6581000000000001E-2,0.118809,null,null,null,null,null,"Fossil","Yes","Existing","O/G Steam","O/G Steam","---","---","---","---","---","---","---","---","---","---","No",1,1,1,1,1,1,1,1,1,null,0,0,0,0,0,0,0,0,0,0,1,1,0]
["Historic",2011,null,null,null,"DE",null,null,null,null,"Coal",null,8.5053026250000006,15.618232075,848.86950000000002,1562.17875,872.64167500000008,1602.4304000000002,1.343974,2.3523710000000002,4.9717080000000005,9.1942579999999996,null,null,null,null,null,"Fossil","Yes","Existing","Coal Steam","Coal","---","---","---","---","---","---","---","---","---","---","No",1,1,1,1,1,1,1,1,1,null,0,0,0,0,0,0,0,0,0,0,1,1,0]
["Historic",2011,null,null,null,"DE",null,null,null,null,"Natural Gas",null,15.115645972999999,32.978884665999999,1216.6481699999999,2696.6154000000006,898.31288399999994,1961.3430519999999,0.27451499999999995,0.60728700000000013,4.5339999999999998E-3,1.1185E-2,null,null,null,null,null,"Fossil","Yes","Existing","Combined Cycle","Combined Cycle","---","---","---","---","---","---","---","---","---","---","No",1,1,1,1,1,1,1,1,1,null,0,0,0,0,0,0,0,0,0,0,1,1,0]
["Historic",2011,null,null,null,"DE",null,null,null,null,"Natural Gas",null,0.33096897999999997,0.36941674200000002,33.716880000000003,37.161950000000004,19.793842000000001,22.584173000000003,7.5520000000000006E-3,1.0154E-2,1.3900000000000002E-4,6.3299999999999999E-4,null,null,null,null,null,"Fossil","Yes","Existing","Combustion Turbine","Combustion Turbine","---","---","---","---","---","---","---","---","---","---","No",1,1,1,1,1,1,1,1,1,null,0,0,0,0,0,0,0,0,0,0,1,1,0]
["Historic",2011,null,null,null,"DE",null,null,null,null,"Oil",null,3.8171999999999998E-3,5.5491000000000004E-3,0.12881999999999999,0.21051999999999998,0.30930000000000002,0.4496,3.8099999999999999E-4,1.421E-3,9.5399999999999999E-4,1.387E-3,null,null,null,null,null,"Fossil","Yes","Existing","Combustion Turbine","Combustion Turbine","---","---","---","---","---","---","---","---","---","---","No",1,1,1,1,1,1,1,1,1,null,0,0,0,0,0,0,0,0,0,0,1,1,0]
["Historic",2011,null,null,null,"DE",null,null,null,null,"Fwaste",null,2.1286967000000003,2.7271117889999998,0,0,125.1875,160.487503,0.108303,0.13019800000000001,1.2013999999999999E-2,1.5355000000000001E-2,null,null,null,null,null,"Fossil","Yes","Existing","Fossil Other","Other","---","---","---","---","---","---","---","---","---","---","No",1,1,1,1,1,1,1,1,1,null,0,0,0,0,0,0,0,0,0,0,1,1,0]
["Historic",2011,null,null,null,"DE",null,null,null,null,"Natural Gas",null,6.079956417,9.4568469670000006,498.20675,748.38340000000005,362.756621,563.58877599999994,0.24763099999999999,0.37848000000000004,6.3838999999999993E-2,8.3314000000000013E-2,null,null,null,null,null,"Fossil","Yes","Existing","O/G Steam","O/G Steam","---","---","---","---","---","---","---","---","---","---","No",1,1,1,1,1,1,1,1,1,null,0,0,0,0,0,0,0,0,0,0,1,1,0]
["Historic",2011,null,null,null,"DC",null,null,null,null,"Oil",null,1.6597239849999998,1.6839826689999999,134.25067999999999,136.40078,134.67882399999999,136.647265,0.20125900000000002,0.204342,0.71316599999999997,0.723105,null,null,null,null,null,"Fossil","Yes","Existing","O/G Steam","O/G Steam","---","---","---","---","---","---","---","---","---","---","No",1,1,1,1,1,1,1,1,1,null,0,0,0,0,0,0,0,0,0,0,1,1,0]
["Historic",2011,null,null,null,"FL",null,null,null,null,"Biomass",null,0.51421297999999993,0.60536916399999996,46.580390000000001,55.525390000000002,0,0,8.4247000000000002E-2,9.6918000000000004E-2,0.20225599999999999,0.232623,null,null,null,null,null,"Fossil","Yes","Existing","Biomass","Renewable","---","---","---","---","---","---","---","---","---","---","No",1,1,1,1,1,1,1,1,1,null,0,0,0,0,0,0,0,0,0,0,1,1,0]
["Historic",2011,null,null,null,"FL",null,null,null,null,"Coal",null,273.61828347599993,556.352553855,25427.728779999998,51690.22168000001,28084.208407999991,57114.920094999994,18.162775999999997,36.035023000000002,43.43524900000002,85.061241000000024,null,null,null,null,null,"Fossil","Yes","Existing","Coal Steam","Coal","---","---","---","---","---","---","---","---","---","---","No",1,1,1,1,1,1,1,1,1,null,0,0,0,0,0,0,0,0,0,0,1,1,0]
["Historic",2011,null,null,null,"FL",null,null,null,null,"Natural Gas",null,421.32074990500007,902.11310722100018,49518.368700000006,105830.32179000002,24861.494563999986,53195.147458000036,5.6724660000000053,11.935204999999991,0.12947899999999996,0.29450900000000002,null,null,null,null,null,"Fossil","Yes","Existing","Combined Cycle","Combined Cycle","---","---","---","---","---","---","---","---","---","---","No",1,1,1,1,1,1,1,1,1,null,0,0,0,0,0,0,0,0,0,0,1,1,0]
["Historic",2011,null,null,null,"FL",null,null,null,null,"Natural Gas",null,33.95679366600001,52.616177335999993,2877.8658199999995,4400.6914900000002,1953.6561669999996,3031.1734029999998,0.95532899999999998,1.5786120000000001,6.7855000000000026E-2,0.12851399999999999,null,null,null,null,null,"Fossil","Yes","Existing","Combustion Turbine","Combustion Turbine","---","---","---","---","---","---","---","---","---","---","No",1,1,1,1,1,1,1,1,1,null,0,0,0,0,0,0,0,0,0,0,1,1,0]
["Historic",2011,null,null,null,"FL",null,null,null,null,"Oil",null,0.67954131700000009,1.442953081,44.52422,93.487769999999983,48.082393999999994,97.395973999999981,0.15162600000000001,0.32747000000000004,1.6926E-2,5.079800000000001E-2,null,null,null,null,null,"Fossil","Yes","Existing","Combustion Turbine","Combustion Turbine","---","---","---","---","---","---","---","---","---","---","No",1,1,1,1,1,1,1,1,1,null,0,0,0,0,0,0,0,0,0,0,1,1,0]
["Historic",2011,null,null,null,"FL",null,null,null,null,"Coal",null,4.7352050999999999,11.370259449999999,474.11,1132.7462499999999,621.71794999999997,1490.5401750000001,0.144931,0.342171,0.43717700000000004,1.0574680000000001,null,null,null,null,null,"Fossil","Yes","Existing","IGCC","Coal","---","---","---","---","---","---","---","---","---","---","No",1,1,1,1,1,1,1,1,1,null,0,0,0,0,0,0,0,0,0,0,1,1,0]
["Historic",2011,null,null,null,"FL",null,null,null,null,"Natural Gas",null,78.514590389000006,137.79355265100003,7148.9822999999997,12459.512710000003,5625.7390129999994,10106.924404000001,4.5836259999999989,8.5388620000000017,3.242629,7.8851860000000009,null,null,null,null,null,"Fossil","Yes","Existing","O/G Steam","O/G Steam","---","---","---","---","---","---","---","---","---","---","No",1,1,1,1,1,1,1,1,1,null,0,0,0,0,0,0,0,0,0,0,1,1,0]
["Historic",2011,null,null,null,"FL",null,null,null,null,"Oil",null,0,0,0,0,0,0,0,0,0,0,null,null,null,null,null,"Fossil","Yes","Existing","O/G Steam","O/G Steam","---","---","---","---","---","---","---","---","---","---","No",1,1,1,1,1,1,1,1,1,null,0,0,0,0,0,0,0,0,0,0,1,1,0]
["Historic",2011,null,null,null,"Fort Mojave",null,null,null,null,"Natural Gas",null,2.8232386469999997,6.0393574690000005,406.1576,872.81250999999997,167.78128899999999,358.91060499999998,1.4820999999999999E-2,3.2347000000000001E-2,8.4699999999999999E-4,1.812E-3,null,null,null,null,null,"Fossil","Yes","Existing","Combined Cycle","Combined Cycle","---","---","---","---","---","---","---","---","---","---","No",1,1,1,1,1,1,1,1,1,null,0,0,0,0,0,0,0,0,0,0,1,1,0]
["Historic",2011,null,null,null,"GA",null,null,null,null,"Coal",null,314.83072607499997,614.53591610000012,31695.57775,61975.5645,32300.615247999991,63157.466030000003,22.330492999999997,49.235490999999996,83.167792999999989,155.28776299999998,null,null,null,null,null,"Fossil","Yes","Existing","Coal Steam","Coal","---","---","---","---","---","---","---","---","---","---","No",1,1,1,1,1,1,1,1,1,null,0,0,0,0,0,0,0,0,0,0,1,1,0]
["Historic",2011,null,null,null,"GA",null,null,null,null,"Natural Gas",null,80.313124038999987,163.80881343800002,10365.243600000002,21507.602840000003,4791.0606709999993,9765.5980980000004,0.44151999999999997,0.83047799999999994,2.4087000000000001E-2,4.9858000000000006E-2,null,null,null,null,null,"Fossil","Yes","Existing","Combined Cycle","Combined Cycle","---","---","---","---","---","---","---","---","---","---","No",1,1,1,1,1,1,1,1,1,null,0,0,0,0,0,0,0,0,0,0,1,1,0]
["Historic",2011,null,null,null,"GA",null,null,null,null,"Natural Gas",null,21.870542619999998,28.080525373000011,1951.2032300000001,2490.4451799999997,1303.359854,1675.1710959999998,0.73902999999999996,0.9258320000000001,6.6140000000000001E-3,9.2030000000000011E-3,null,null,null,null,null,"Fossil","Yes","Existing","Combustion Turbine","Combustion Turbine","---","---","---","---","---","---","---","---","---","---","No",1,1,1,1,1,1,1,1,1,null,0,0,0,0,0,0,0,0,0,0,1,1,0]
["Historic",2011,null,null,null,"GA",null,null,null,null,"Oil",null,4.7056569999999992E-2,0.11819906100000001,2.5376099999999995,6.481209999999999,0,0,1.3266999999999999E-2,3.6423999999999991E-2,1.3009E-2,3.1301999999999996E-2,null,null,null,null,null,"Fossil","Yes","Existing","Combustion Turbine","Combustion Turbine","---","---","---","---","---","---","---","---","---","---","No",1,1,1,1,1,1,1,1,1,null,0,0,0,0,0,0,0,0,0,0,1,1,0]
["Historic",2011,null,null,null,"GA",null,null,null,null,"Natural Gas",null,14.4224543,28.995247800000005,1532.6685,3060.3432499999999,1479.7372109999999,2974.8999980000003,1.649564,3.8182139999999998,13.569184,31.390678000000005,null,null,null,null,null,"Fossil","Yes","Existing","O/G Steam","O/G Steam","---","---","---","---","---","---","---","---","---","---","No",1,1,1,1,1,1,1,1,1,null,0,0,0,0,0,0,0,0,0,0,1,1,0]
["Historic",2011,null,null,null,"GA",null,null,null,null,"Oil",null,5.1793875000000003E-2,7.4554574999999998E-2,3.2225000000000001,4.5309999999999997,4.3650969999999996,6.2892679999999999,8.9350000000000002E-3,1.3326999999999999E-2,8.261099999999999E-2,0.12232900000000001,null,null,null,null,null,"Fossil","Yes","Existing","O/G Steam","O/G Steam","---","---","---","---","---","---","---","---","---","---","No",1,1,1,1,1,1,1,1,1,null,0,0,0,0,0,0,0,0,0,0,1,1,0]
["Historic",2011,null,null,null,"ID",null,null,null,null,"Natural Gas",null,1.9661332690000002,5.9086873720000002,283.07353000000001,856.39373000000001,116.84530700000001,351.14648199999999,1.9213000000000001E-2,5.1323999999999995E-2,5.8999999999999992E-4,1.7729999999999998E-3,null,null,null,null,null,"Fossil","Yes","Existing","Combined Cycle","Combined Cycle","---","---","---","---","---","---","---","---","---","---","No",1,1,1,1,1,1,1,1,1,null,0,0,0,0,0,0,0,0,0,0,1,1,0]
["Historic",2011,null,null,null,"ID",null,null,null,null,"Natural Gas",null,1.164523942,1.5616274999999999,111.45649,149.87594000000001,69.207211000000015,92.806483999999998,2.597E-2,3.8448000000000003E-2,3.4900000000000003E-4,4.680000000000001E-4,null,null,null,null,null,"Fossil","Yes","Existing","Combustion Turbine","Combustion Turbine","---","---","---","---","---","---","---","---","---","---","No",1,1,1,1,1,1,1,1,1,null,0,0,0,0,0,0,0,0,0,0,1,1,0]
["Historic",2011,null,null,null,"IL",null,null,null,null,"Coal",null,379.71067439700016,881.56756716499979,36840.043679999995,86233.901670000007,39944.562111000007,92747.591930999988,23.722387000000001,61.300360999999995,80.093263000000007,186.57276400000001,null,null,null,null,null,"Fossil","Yes","Existing","Coal Steam","Coal","---","---","---","---","---","---","---","---","---","---","No",1,1,1,1,1,1,1,1,1,null,0,0,0,0,0,0,0,0,0,0,1,1,0]
["Historic",2011,null,null,null,"IL",null,null,null,null,"Natural Gas",null,15.500166263000002,23.959198095000001,2026.1177000000002,3144.6762800000001,921.15053199999988,1423.858933,0.27771600000000002,0.39426099999999997,4.6510000000000006E-3,7.1890000000000001E-3,null,null,null,null,null,"Fossil","Yes","Existing","Combined Cycle","Combined Cycle","---","---","---","---","---","---","---","---","---","---","No",1,1,1,1,1,1,1,1,1,null,0,0,0,0,0,0,0,0,0,0,1,1,0]
["Historic",2011,null,null,null,"IL",null,null,null,null,"Natural Gas",null,15.473258967999994,16.753053306000002,1441.9002000000005,1548.0628799999995,916.26421899999968,992.55962599999998,0.38446199999999986,0.42111300000000013,4.2909999999999953E-3,8.1389999999999935E-3,null,null,null,null,null,"Fossil","Yes","Existing","Combustion Turbine","Combustion Turbine","---","---","---","---","---","---","---","---","---","---","No",1,1,1,1,1,1,1,1,1,null,0,0,0,0,0,0,0,0,0,0,1,1,0]
["Historic",2011,null,null,null,"IL",null,null,null,null,"Oil",null,1.5148200000000001E-2,1.6566299999999999E-2,0.15681999999999999,0.17521,1.0005999999999999,1.1128,9.0879999999999989E-3,9.9389999999999999E-3,3.79E-3,4.1449999999999994E-3,null,null,null,null,null,"Fossil","Yes","Existing","Combustion Turbine","Combustion Turbine","---","---","---","---","---","---","---","---","---","---","No",1,1,1,1,1,1,1,1,1,null,0,0,0,0,0,0,0,0,0,0,1,1,0]
["Historic",2011,null,null,null,"IL",null,null,null,null,"Natural Gas",null,40.936716113999999,90.291656939999996,3974.0823700000001,8946.51793,4331.5033200000007,9568.0658469999998,3.1105980000000004,6.7665419999999994,8.4980649999999986,19.022363000000002,null,null,null,null,null,"Fossil","Yes","Existing","O/G Steam","O/G Steam","---","---","---","---","---","---","---","---","---","---","No",1,1,1,1,1,1,1,1,1,null,0,0,0,0,0,0,0,0,0,0,1,1,0]
["Historic",2011,null,null,null,"IL",null,null,null,null,"Oil",null,1.6582000000000001E-5,1.6582000000000001E-5,0,0,1.3080000000000001E-3,1.3080000000000001E-3,0,0,0,0,null,null,null,null,null,"Fossil","Yes","Existing","O/G Steam","O/G Steam","---","---","---","---","---","---","---","---","---","---","No",1,1,1,1,1,1,1,1,1,null,0,0,0,0,0,0,0,0,0,0,1,1,0]
["Historic",2011,null,null,null,"IL",null,null,null,null,"Tires",null,0.26470713299999998,0.35903960700000004,0,0,21.797464000000002,29.885988000000001,2.0030000000000003E-2,2.4343E-2,1.2231000000000001E-2,1.5650000000000001E-2,null,null,null,null,null,"Fossil","Yes","Existing","Non-Fossil Other","Other","---","---","---","---","---","---","---","---","---","---","No",1,1,1,1,1,1,1,1,1,null,0,0,0,0,0,0,0,0,0,0,1,1,0]
["Historic",2011,null,null,null,"IN",null,null,null,null,"Coal",null,463.00415610200014,1022.5361231290002,47761.326420000005,107008.44214000001,47902.448619000003,105796.32385399997,51.227649000000007,113.43806799999999,162.95221900000004,351.86971499999999,null,null,null,null,null,"Fossil","Yes","Existing","Coal Steam","Coal","---","---","---","---","---","---","---","---","---","---","No",1,1,1,1,1,1,1,1,1,null,0,0,0,0,0,0,0,0,0,0,1,1,0]
["Historic",2011,null,null,null,"IN",null,null,null,null,"Natural Gas",null,27.753578896000004,73.266709875000004,3103.8234300000004,8449.7723900000001,1649.352069,4354.1271920000008,0.15550199999999997,0.38733300000000004,8.3269999999999993E-3,2.198E-2,null,null,null,null,null,"Fossil","Yes","Existing","Combined Cycle","Combined Cycle","---","---","---","---","---","---","---","---","---","---","No",1,1,1,1,1,1,1,1,1,null,0,0,0,0,0,0,0,0,0,0,1,1,0]
["Historic",2011,null,null,null,"IN",null,null,null,null,"Natural Gas",null,6.0993199950000001,7.3130843850000007,486.00085999999993,578.25422000000026,338.89537499999994,404.66802499999994,0.25272899999999998,0.31871899999999997,1.844999999999999E-3,2.3329999999999996E-3,null,null,null,null,null,"Fossil","Yes","Existing","Combustion Turbine","Combustion Turbine","---","---","---","---","---","---","---","---","---","---","No",1,1,1,1,1,1,1,1,1,null,0,0,0,0,0,0,0,0,0,0,1,1,0]
["Historic",2011,null,null,null,"IN",null,null,null,null,"Oil",null,1.6861950000000001E-3,1.6861950000000001E-3,9.6489999999999992E-2,9.6489999999999992E-2,0,0,4.5200000000000004E-4,4.5200000000000004E-4,3.0000000000000001E-6,3.0000000000000001E-6,null,null,null,null,null,"Fossil","Yes","Existing","Combustion Turbine","Combustion Turbine","---","---","---","---","---","---","---","---","---","---","No",1,1,1,1,1,1,1,1,1,null,0,0,0,0,0,0,0,0,0,0,1,1,0]
["Historic",2011,null,null,null,"IN",null,null,null,null,"Coal",null,5.1085269310000001,9.7965516239999992,32.354300000000002,61.674699999999994,631.99489599999993,1220.697782,0.18917500000000001,0.36396400000000001,0.12975200000000001,0.26658699999999996,null,null,null,null,null,"Fossil","Yes","Existing","IGCC","Coal","---","---","---","---","---","---","---","---","---","---","No",1,1,1,1,1,1,1,1,1,null,0,0,0,0,0,0,0,0,0,0,1,1,0]
["Historic",2011,null,null,null,"IN",null,null,null,null,"Natural Gas",null,25.275868795000001,59.308539456999995,2415.6621900000005,5709.9485599999998,2590.8094649999998,6065.4408090000006,1.8662040000000002,4.4294729999999998,8.9063640000000017,19.821999999999996,null,null,null,null,null,"Fossil","Yes","Existing","O/G Steam","O/G Steam","---","---","---","---","---","---","---","---","---","---","No",1,1,1,1,1,1,1,1,1,null,0,0,0,0,0,0,0,0,0,0,1,1,0]
["Historic",2011,null,null,null,"IN",null,null,null,null,"Oil",null,3.3841112E-2,4.0852055999999998E-2,2.2333799999999999,2.7735199999999995,2.7455129999999999,3.3141180000000001,2.1250000000000002E-3,2.6739999999999997E-3,5.3899999999999998E-4,6.4999999999999997E-4,null,null,null,null,null,"Fossil","Yes","Existing","O/G Steam","O/G Steam","---","---","---","---","---","---","---","---","---","---","No",1,1,1,1,1,1,1,1,1,null,0,0,0,0,0,0,0,0,0,0,1,1,0]
["Historic",2011,null,null,null,"IA",null,null,null,null,"Coal",null,160.15869167000002,360.288783126,15966.025689999997,35870.449709999994,16788.632013999999,37764.958120999989,14.682231000000002,33.365467000000002,35.705563999999995,81.460211999999999,null,null,null,null,null,"Fossil","Yes","Existing","Coal Steam","Coal","---","---","---","---","---","---","---","---","---","---","No",1,1,1,1,1,1,1,1,1,null,0,0,0,0,0,0,0,0,0,0,1,1,0]
["Historic",2011,null,null,null,"IA",null,null,null,null,"Natural Gas",null,4.8491298909999996,5.8340199450000005,566.01022,682.70758000000012,280.54553599999997,332.39624300000003,5.1484000000000002E-2,8.4292000000000006E-2,1.456E-3,1.75E-3,null,null,null,null,null,"Fossil","Yes","Existing","Combined Cycle","Combined Cycle","---","---","---","---","---","---","---","---","---","---","No",1,1,1,1,1,1,1,1,1,null,0,0,0,0,0,0,0,0,0,0,1,1,0]
["Historic",2011,null,null,null,"IA",null,null,null,null,"Natural Gas",null,1.4852816910000002,2.075217662,87.499960000000002,114.69588999999999,19.880837,21.593993000000001,0.20301899999999998,0.29844100000000007,4.4229999999999972E-3,8.766999999999997E-3,null,null,null,null,null,"Fossil","Yes","Existing","Combustion Turbine","Combustion Turbine","---","---","---","---","---","---","---","---","---","---","No",1,1,1,1,1,1,1,1,1,null,0,0,0,0,0,0,0,0,0,0,1,1,0]
["Historic",2011,null,null,null,"IA",null,null,null,null,"Oil",null,0.10167302900000003,0.15858466800000001,6.3888200000000008,10.81696,0.48869899999999994,0.87289699999999992,2.9281999999999999E-2,4.6079000000000009E-2,3.5670000000000003E-3,5.5349999999999991E-3,null,null,null,null,null,"Fossil","Yes","Existing","Combustion Turbine","Combustion Turbine","---","---","---","---","---","---","---","---","---","---","No",1,1,1,1,1,1,1,1,1,null,0,0,0,0,0,0,0,0,0,0,1,1,0]
["Historic",2011,null,null,null,"IA",null,null,null,null,"Natural Gas",null,17.55912661,36.137591330999996,1166.2766099999999,2262.4368999999997,1837.1021559999999,3783.2674179999995,2.2127150000000002,4.7800340000000006,7.0880050000000008,14.469345000000001,null,null,null,null,null,"Fossil","Yes","Existing","O/G Steam","O/G Steam","---","---","---","---","---","---","---","---","---","---","No",1,1,1,1,1,1,1,1,1,null,0,0,0,0,0,0,0,0,0,0,1,1,0]
["Historic",2011,null,null,null,"KS",null,null,null,null,"Coal",null,153.748965572,342.05886950600006,14958.69104,33571.147950000006,16107.663477000002,35829.929480999999,15.854036000000001,36.722431000000007,14.843772999999999,33.998018000000002,null,null,null,null,null,"Fossil","Yes","Existing","Coal Steam","Coal","---","---","---","---","---","---","---","---","---","---","No",1,1,1,1,1,1,1,1,1,null,0,0,0,0,0,0,0,0,0,0,1,1,0]
["Historic",2011,null,null,null,"KS",null,null,null,null,"Natural Gas",null,1.272474793,1.7132810279999999,106.03058999999999,143.76401999999999,75.623164000000003,101.818788,2.1825000000000001E-2,3.0309000000000003E-2,3.8200000000000002E-4,5.1400000000000003E-4,null,null,null,null,null,"Fossil","Yes","Existing","Combined Cycle","Combined Cycle","---","---","---","---","---","---","---","---","---","---","No",1,1,1,1,1,1,1,1,1,null,0,0,0,0,0,0,0,0,0,0,1,1,0]
["Historic",2011,null,null,null,"KS",null,null,null,null,"Natural Gas",null,6.7458302690000016,8.3367518549999993,614.97164999999995,754.33519000000001,400.82671000000005,495.49589999999995,0.26631899999999997,0.33286699999999997,2.1739999999999997E-3,2.872E-3,null,null,null,null,null,"Fossil","Yes","Existing","Combustion Turbine","Combustion Turbine","---","---","---","---","---","---","---","---","---","---","No",1,1,1,1,1,1,1,1,1,null,0,0,0,0,0,0,0,0,0,0,1,1,0]
["Historic",2011,null,null,null,"KS",null,null,null,null,"Natural Gas",null,20.940677613999998,34.265533540000007,1891.4983200000004,3037.9041200000006,1566.5472239999999,2696.1339049999997,3.5817879999999995,6.1175729999999993,2.8737469999999998,5.5903029999999996,null,null,null,null,null,"Fossil","Yes","Existing","O/G Steam","O/G Steam","---","---","---","---","---","---","---","---","---","---","No",1,1,1,1,1,1,1,1,1,null,0,0,0,0,0,0,0,0,0,0,1,1,0]
["Historic",2011,null,null,null,"KY",null,null,null,null,"Coal",null,411.03243041099989,954.08443751199957,42919.281790000001,100195.43629000003,42280.625678999997,98132.842819999947,38.688088000000015,89.031948999999983,97.383497000000034,231.18920899999998,null,null,null,null,null,"Fossil","Yes","Existing","Coal Steam","Coal","---","---","---","---","---","---","---","---","---","---","No",1,1,1,1,1,1,1,1,1,null,0,0,0,0,0,0,0,0,0,0,1,1,0]
["Historic",2011,null,null,null,"KY",null,null,null,null,"Natural Gas",null,10.338123327000002,14.843827803,897.39546999999993,1286.5106799999999,609.16907199999957,878.00926100000015,0.22060600000000008,0.31843300000000008,5.5049999999999995E-3,1.0188999999999995E-2,null,null,null,null,null,"Fossil","Yes","Existing","Combustion Turbine","Combustion Turbine","---","---","---","---","---","---","---","---","---","---","No",1,1,1,1,1,1,1,1,1,null,0,0,0,0,0,0,0,0,0,0,1,1,0]
["Historic",2011,null,null,null,"KY",null,null,null,null,"Natural Gas",null,7.5878657389999997,18.201396209000002,813.60091,2000.5087100000001,793.75768900000003,1905.7878269999999,1.097118,2.7465380000000001,6.8170609999999998,15.199916000000002,null,null,null,null,null,"Fossil","Yes","Existing","O/G Steam","O/G Steam","---","---","---","---","---","---","---","---","---","---","No",1,1,1,1,1,1,1,1,1,null,0,0,0,0,0,0,0,0,0,0,1,1,0]
["Historic",2011,null,null,null,"LA",null,null,null,null,"Coal",null,110.325462641,244.33007519599997,11115.861459999998,24696.691989999996,11646.387145999999,25847.806783000004,8.5578210000000023,19.055413999999995,32.449842000000004,72.562366999999995,null,null,null,null,null,"Fossil","Yes","Existing","Coal Steam","Coal","---","---","---","---","---","---","---","---","---","---","No",1,1,1,1,1,1,1,1,1,null,0,0,0,0,0,0,0,0,0,0,1,1,0]
["Historic",2011,null,null,null,"LA",null,null,null,null,"Pet. Coke",null,7.6882263499999999,19.590961149999998,0,0,0,0,0.34847,1.2140900000000001,2.5881490000000005,6.2889119999999998,null,null,null,null,null,"Fossil","Yes","Existing","Coal Steam","Coal","---","---","---","---","---","---","---","---","---","---","No",1,1,1,1,1,1,1,1,1,null,0,0,0,0,0,0,0,0,0,0,1,1,0]
["Historic",2011,null,null,null,"LA",null,null,null,null,"Natural Gas",null,97.157829428000014,214.30725683899999,11946.895400000003,26811.118739999998,5659.3925989999998,12470.707973000002,1.073466,2.5392400000000004,2.4702999999999996E-2,5.1422000000000002E-2,null,null,null,null,null,"Fossil","Yes","Existing","Combined Cycle","Combined Cycle","---","---","---","---","---","---","---","---","---","---","No",1,1,1,1,1,1,1,1,1,null,0,0,0,0,0,0,0,0,0,0,1,1,0]
["Historic",2011,null,null,null,"LA",null,null,null,null,"Natural Gas",null,4.7702498769999995,9.9444210249999987,415.47438,867.64978000000019,283.48976400000004,590.7527409999999,0.17732800000000001,0.37251100000000004,1.4299999999999998E-3,2.9789999999999999E-3,null,null,null,null,null,"Fossil","Yes","Existing","Combustion Turbine","Combustion Turbine","---","---","---","---","---","---","---","---","---","---","No",1,1,1,1,1,1,1,1,1,null,0,0,0,0,0,0,0,0,0,0,1,1,0]
["Historic",2011,null,null,null,"LA",null,null,null,null,"Oil",null,6.9208000000000004E-3,1.40588E-2,0.45713999999999999,0.92807000000000006,0.56079999999999997,1.1389,5.3499999999999999E-4,1.093E-3,1.75E-4,3.5499999999999996E-4,null,null,null,null,null,"Fossil","Yes","Existing","Combustion Turbine","Combustion Turbine","---","---","---","---","---","---","---","---","---","---","No",1,1,1,1,1,1,1,1,1,null,0,0,0,0,0,0,0,0,0,0,1,1,0]
["Historic",2011,null,null,null,"LA",null,null,null,null,"Natural Gas",null,126.37258665699999,253.06214537899996,11356.16692,23154.096600000001,8399.9375330000003,17212.105510999998,12.626947999999999,24.841242000000001,5.9107790000000007,14.369181000000003,null,null,null,null,null,"Fossil","Yes","Existing","O/G Steam","O/G Steam","---","---","---","---","---","---","---","---","---","---","No",1,1,1,1,1,1,1,1,1,null,0,0,0,0,0,0,0,0,0,0,1,1,0]
["Historic",2011,null,null,null,"ME",null,null,null,null,"Natural Gas",null,16.504251087,34.442726657999998,1963.2194600000003,4338.0748899999999,980.82110399999988,2046.8832239999999,0.11019399999999999,0.221966,4.9510000000000005E-3,1.0333E-2,null,null,null,null,null,"Fossil","Yes","Existing","Combined Cycle","Combined Cycle","---","---","---","---","---","---","---","---","---","---","No",1,1,1,1,1,1,1,1,1,null,0,0,0,0,0,0,0,0,0,0,1,1,0]
["Historic",2011,null,null,null,"ME",null,null,null,null,"Natural Gas",null,8.0641316120000006,20.067614103,799.35540999999989,1984.8111299999998,473.75990400000001,1182.9347110000001,0.10571700000000001,0.24679300000000001,2.6289999999999998E-3,7.0559999999999998E-3,null,null,null,null,null,"Fossil","Yes","Existing","Combustion Turbine","Combustion Turbine","---","---","---","---","---","---","---","---","---","---","No",1,1,1,1,1,1,1,1,1,null,0,0,0,0,0,0,0,0,0,0,1,1,0]
["Historic",2011,null,null,null,"OH",null,null,null,null,"Coal",null,487.63925068899994,1071.8373966230004,51415.271399999991,113360.07975999999,50748.849074000005,111529.71663400005,42.775501999999996,99.83002900000001,257.30744799999997,574.54700299999979,null,null,null,null,null,"Fossil","Yes","Existing","Coal Steam","Coal","---","---","---","---","---","---","---","---","---","---","No",1,1,1,1,1,1,1,1,1,null,0,0,0,0,0,0,0,0,0,0,1,1,0]
["Historic",2011,null,null,null,"VA",null,null,null,null,"Natural Gas",null,12.941666395,15.323639182000004,1194.7460099999998,1415.49154,769.02044099999978,924.89664399999992,0.39205900000000005,0.50178200000000006,9.2570000000000031E-3,3.9362000000000015E-2,null,null,null,null,null,"Fossil","Yes","Existing","Combustion Turbine","Combustion Turbine","---","---","---","---","---","---","---","---","---","---","No",1,1,1,1,1,1,1,1,1,null,0,0,0,0,0,0,0,0,0,0,1,1,0]
["Historic",2011,null,null,null,"MD",null,null,null,null,"Coal",null,null,null,null,null,null,null,null,null,null,null,null,null,null,4886,null,null,"Yes","Existing","Coal Steam","Coal","---","---","---","---","---","---","---","---","---","---","No",1,1,1,1,1,1,1,1,1,null,0,0,0,0,0,0,0,0,0,0,1,1,0]
["Historic",2011,null,null,null,"CA",null,null,null,null,"Non-Fossil",null,null,null,null,null,null,null,null,null,null,null,null,null,null,0,null,null,"No","Existing","Combined Cycle","Combined Cycle","---","---","---","---","---","---","---","---","---","---","No",1,1,1,1,1,1,1,1,1,null,0,0,0,0,0,0,0,0,0,0,1,1,0]
["Historic",2011,null,null,null,"CO",null,null,null,null,"Oil",null,null,null,null,null,null,null,null,null,null,null,null,null,null,77.900000000000006,null,null,"No","Existing","Combustion Turbine","Combustion Turbine","---","---","---","---","---","---","---","---","---","---","No",1,1,1,1,1,1,1,1,1,null,0,0,0,0,0,0,0,0,0,0,1,1,0]
["Historic",2011,null,null,null,"MN",null,null,null,null,"Biomass",null,null,null,null,null,null,null,null,null,null,null,null,null,null,0,null,null,"No","Existing","Combustion Turbine","Combustion Turbine","---","---","---","---","---","---","---","---","---","---","No",1,1,1,1,1,1,1,1,1,null,0,0,0,0,0,0,0,0,0,0,1,1,0]
["Historic",2011,null,null,null,"WI",null,null,null,null,"Natural Gas",null,null,null,null,null,null,null,null,null,null,null,null,null,null,17.899999999999999,null,null,"No","Existing","Combustion Turbine","Combustion Turbine","---","---","---","---","---","---","---","---","---","---","No",1,1,1,1,1,1,1,1,1,null,0,0,0,0,0,0,0,0,0,0,1,1,0]
["Historic",2011,null,null,null,"KY",null,null,null,null,"Hydro",null,null,null,null,null,null,null,null,null,null,null,null,null,null,821.60000000000014,null,null,null,"Existing","Hydro","Renewable","---","---","---","---","---","---","---","---","---","---","No",1,1,1,1,1,1,1,1,1,null,0,0,0,0,0,0,0,0,0,0,1,1,0]
["Historic",2011,null,null,null,"MT",null,null,null,null,"Biomass",null,null,null,null,null,null,null,null,null,null,null,null,null,null,0,null,null,null,"Existing","Biomass","Renewable","---","---","---","---","---","---","---","---","---","---","No",1,1,1,1,1,1,1,1,1,null,0,0,0,0,0,0,0,0,0,0,1,1,0]
["Historic",2011,null,null,null,"TX",null,null,null,null,"Hydro",null,null,null,null,null,null,null,null,null,null,null,null,null,null,689.3,null,null,null,"Existing","Hydro","Renewable","---","---","---","---","---","---","---","---","---","---","No",1,1,1,1,1,1,1,1,1,null,0,0,0,0,0,0,0,0,0,0,1,1,0]
["Historic",2012,null,null,null,"FL",null,null,null,null,"Natural Gas",null,0.14083899999999999,0.26906600000000003,10.802189,21.122031,0,0,0,0,0,0,null,null,null,null,null,"Non-Fossil","No","Existing","Non-Fossil Other","Other","---","---","---","---","---","---","---","---","---","---","No",1,1,1,1,1,1,1,1,1,null,0,0,0,0,0,0,0,0,0,0,1,1,0]
["Historic",2012,null,null,null,"MA",null,null,null,null,"Wind",null,0,0,25.689564000000001,89.673400000000001,0,0,0,0,0,0,null,null,null,null,null,"Non-Fossil","No","Existing","Wind","Renewable","---","---","---","---","---","---","---","---","---","---","No",1,1,1,1,1,1,1,1,1,null,0,0,0,0,0,0,0,0,0,0,1,1,0]
["Historic",2012,null,null,null,"OH",null,null,null,null,"Coal",null,16.651122999999998,34.44894,1573.225244,3231.0857999999998,0,0,0,0,0,0,null,null,null,null,null,"Non-Fossil","No","Existing","Non-Fossil Other","Other","---","---","---","---","---","---","---","---","---","---","No",1,1,1,1,1,1,1,1,1,null,0,0,0,0,0,0,0,0,0,0,1,1,0]
["Historic",2012,null,null,null,"WV",null,null,null,null,"Hydro",null,0,0,440.41511699999995,1431.44,0,0,0,0,0,0,null,null,null,null,null,"Non-Fossil","No","Existing","Hydro","Renewable","---","---","---","---","---","---","---","---","---","---","No",1,1,1,1,1,1,1,1,1,null,0,0,0,0,0,0,0,0,0,0,1,1,0]
["Historic",2012,null,null,null,"IN",null,null,null,null,"Natural Gas",null,42.590443402999995,99.849287197999999,5117.8972700000013,12221.37752,2531.089864,5933.8985359999997,0.21271299999999999,0.51182800000000006,1.2779E-2,2.9956999999999998E-2,null,null,null,null,null,"Fossil","Yes","Existing","Combined Cycle","Combined Cycle","---","---","---","---","---","---","---","---","---","---","No",1,1,1,1,1,1,1,1,1,null,0,0,0,0,0,0,0,0,0,0,1,1,0]
["Historic",2012,null,null,null,"OR",null,null,null,null,"Coal",null,7.2354690159999997,26.175067445,752.01081000000011,2785.4043500000002,758.85712799999999,2745.2425920000001,0.703538,2.7037640000000001,3.0356739999999998,11.46308,null,null,null,null,null,"Fossil","Yes","Existing","Coal Steam","Coal","---","---","---","---","---","---","---","---","---","---","No",1,1,1,1,1,1,1,1,1,null,0,0,0,0,0,0,0,0,0,0,1,1,0]
["Historic",2012,null,null,null,"MN",null,null,null,null,"Natural Gas",null,null,null,null,null,null,null,null,null,null,null,null,null,null,2420.4000000000005,null,null,"Yes","Existing","Combustion Turbine","Combustion Turbine","---","---","---","---","---","---","---","---","---","---","No",1,1,1,1,1,1,1,1,1,null,0,0,0,0,0,0,0,0,0,0,1,1,0]
["Historic",2012,null,null,null,"MS",null,null,null,null,"Natural Gas",null,null,null,null,null,null,null,null,null,null,null,null,null,null,2577,null,null,"Yes","Existing","O/G Steam","O/G Steam","---","---","---","---","---","---","---","---","---","---","No",1,1,1,1,1,1,1,1,1,null,0,0,0,0,0,0,0,0,0,0,1,1,0]
["Historic",2012,null,null,null,"AR",null,null,null,null,"Natural Gas",null,null,null,null,null,null,null,null,null,null,null,null,null,null,18,null,null,"No","Existing","Combustion Turbine","Combustion Turbine","---","---","---","---","---","---","---","---","---","---","No",1,1,1,1,1,1,1,1,1,null,0,0,0,0,0,0,0,0,0,0,1,1,0]
["Historic",2012,null,null,null,"MT",null,null,null,null,"Coal",null,null,null,null,null,null,null,null,null,null,null,null,null,null,0,null,null,"No","Existing","Coal Steam","Coal","---","---","---","---","---","---","---","---","---","---","No",1,1,1,1,1,1,1,1,1,null,0,0,0,0,0,0,0,0,0,0,1,1,0]
["Historic",2012,null,null,null,"UT",null,null,null,null,"Coal",null,null,null,null,null,null,null,null,null,null,null,null,null,null,50,null,null,"No","Existing","Coal Steam","Coal","---","---","---","---","---","---","---","---","---","---","No",1,1,1,1,1,1,1,1,1,null,0,0,0,0,0,0,0,0,0,0,1,1,0]
["Historic",2012,null,null,null,"AZ",null,null,null,null,"Solar Thermal",null,null,null,null,null,null,null,null,null,null,null,null,null,null,1,null,null,null,"Existing","Solar Thermal","Renewable","---","---","---","---","---","---","---","---","---","---","No",1,1,1,1,1,1,1,1,1,null,0,0,0,0,0,0,0,0,0,0,1,1,0]
["Historic",2012,null,null,null,"MI",null,null,null,null,"Biomass",null,null,null,null,null,null,null,null,null,null,null,null,null,null,263.60000000000002,null,null,null,"Existing","Biomass","Renewable","---","---","---","---","---","---","---","---","---","---","No",1,1,1,1,1,1,1,1,1,null,0,0,0,0,0,0,0,0,0,0,1,1,0]
["Historic",2012,null,null,null,"PA",null,null,null,null,"MSW",null,null,null,null,null,null,null,null,null,null,null,null,null,null,238.20000000000002,null,null,null,"Existing","Non-Fossil Other","Other","---","---","---","---","---","---","---","---","---","---","No",1,1,1,1,1,1,1,1,1,null,0,0,0,0,0,0,0,0,0,0,1,1,0]
["Historic",2012,null,null,null,"WA",null,null,null,null,"LF Gas",null,null,null,null,null,null,null,null,null,null,null,null,null,null,15.900000000000013,null,null,null,"Existing","Landfill Gas","Other","---","---","---","---","---","---","---","---","---","---","No",1,1,1,1,1,1,1,1,1,null,0,0,0,0,0,0,0,0,0,0,1,1,0]
["Historic",2013,null,null,null,"IL",null,null,null,null,"Solar",null,0,0,25.099169999999997,52.12,0,0,0,0,0,0,null,null,null,null,null,"Non-Fossil","No","Existing","Solar PV","Renewable","---","---","---","---","---","---","---","---","---","---","No",1,1,1,1,1,1,1,1,1,null,0,0,0,0,0,0,0,0,0,0,1,1,0]
["Historic",2013,null,null,null,"NH",null,null,null,null,"Wind",null,0,0,139.269229,389.18400000000003,0,0,0,0,0,0,null,null,null,null,null,"Non-Fossil","No","Existing","Wind","Renewable","---","---","---","---","---","---","---","---","---","---","No",1,1,1,1,1,1,1,1,1,null,0,0,0,0,0,0,0,0,0,0,1,1,0]
["Historic",2013,null,null,null,"PA",null,null,null,null,"Non-Fossil",null,0,0,0.63930999999999993,2.68011,0,0,0,0,0,0,null,null,null,null,null,"Non-Fossil","No","Existing","Flywheel","Other","---","---","---","---","---","---","---","---","---","---","No",1,1,1,1,1,1,1,1,1,null,0,0,0,0,0,0,0,0,0,0,1,1,0]
["Historic",2013,null,null,null,"CO",null,null,null,null,"Natural Gas",null,32.453929374000005,65.704571321999993,4025.1375299999995,8029.3950700000005,1928.68905,3904.7259990000002,0.40347100000000008,0.91043700000000005,9.7389999999999994E-3,1.9715000000000003E-2,null,null,null,null,null,"Fossil","Yes","Existing","Combined Cycle","Combined Cycle","---","---","---","---","---","---","---","---","---","---","No",1,1,1,1,1,1,1,1,1,null,0,0,0,0,0,0,0,0,0,0,1,1,0]
["Historic",2013,null,null,null,"SD",null,null,null,null,"Natural Gas",null,1.0019030830000002,2.0089794750000003,96.840630000000004,205.23747,59.504034999999995,119.94149300000001,6.2558000000000002E-2,0.16082400000000002,3.01E-4,8.8400000000000002E-4,null,null,null,null,null,"Fossil","Yes","Existing","Combustion Turbine","Combustion Turbine","---","---","---","---","---","---","---","---","---","---","No",1,1,1,1,1,1,1,1,1,null,0,0,0,0,0,0,0,0,0,0,1,1,0]
["Historic",2013,null,null,null,"FL",null,null,null,null,"Oil",null,null,null,null,null,null,null,null,null,null,null,null,null,null,4299.3,null,null,"Yes","Existing","O/G Steam","O/G Steam","---","---","---","---","---","---","---","---","---","---","No",1,1,1,1,1,1,1,1,1,null,0,0,0,0,0,0,0,0,0,0,1,1,0]
["Historic",2013,null,null,null,"MA",null,null,null,null,"Natural Gas",null,null,null,null,null,null,null,null,null,null,null,null,null,null,211.2,null,null,"Yes","Existing","Combustion Turbine","Combustion Turbine","---","---","---","---","---","---","---","---","---","---","No",1,1,1,1,1,1,1,1,1,null,0,0,0,0,0,0,0,0,0,0,1,1,0]
["Historic",2013,null,null,null,"CA",null,null,null,null,"Pet. Coke",null,null,null,null,null,null,null,null,null,null,null,null,null,null,17,null,null,"No","Existing","Coal Steam","Coal","---","---","---","---","---","---","---","---","---","---","No",1,1,1,1,1,1,1,1,1,null,0,0,0,0,0,0,0,0,0,0,1,1,0]
["Historic",2013,null,null,null,"ME",null,null,null,null,"Oil",null,null,null,null,null,null,null,null,null,null,null,null,null,null,26.999999999999996,null,null,"No","Existing","Combustion Turbine","Combustion Turbine","---","---","---","---","---","---","---","---","---","---","No",1,1,1,1,1,1,1,1,1,null,0,0,0,0,0,0,0,0,0,0,1,1,0]
["Historic",2013,null,null,null,"MN",null,null,null,null,"LF Gas",null,null,null,null,null,null,null,null,null,null,null,null,null,null,13.6,null,null,"No","Existing","Combined Cycle","Combined Cycle","---","---","---","---","---","---","---","---","---","---","No",1,1,1,1,1,1,1,1,1,null,0,0,0,0,0,0,0,0,0,0,1,1,0]
["Historic",2013,null,null,null,"WI",null,null,null,null,"Natural Gas",null,null,null,null,null,null,null,null,null,null,null,null,null,null,4.3,null,null,"No","Existing","Combined Cycle","Combined Cycle","---","---","---","---","---","---","---","---","---","---","No",1,1,1,1,1,1,1,1,1,null,0,0,0,0,0,0,0,0,0,0,1,1,0]
["Historic",2013,null,null,null,"KS",null,null,null,null,"Nuclear",null,null,null,null,null,null,null,null,null,null,null,null,null,null,1175,null,null,null,"Existing","Nuclear","Nuclear","---","---","---","---","---","---","---","---","---","---","No",1,1,1,1,1,1,1,1,1,null,0,0,0,0,0,0,0,0,0,0,1,1,0]
["Historic",2013,null,null,null,"MS",null,null,null,null,"LF Gas",null,null,null,null,null,null,null,null,null,null,null,null,null,null,1.6,null,null,null,"Existing","Landfill Gas","Other","---","---","---","---","---","---","---","---","---","---","No",1,1,1,1,1,1,1,1,1,null,0,0,0,0,0,0,0,0,0,0,1,1,0]
["Historic",2013,null,null,null,"TN",null,null,null,null,"Solar PV",null,null,null,null,null,null,null,null,null,null,null,null,null,null,13.600000000000001,null,null,null,"Existing","Solar PV","Renewable","---","---","---","---","---","---","---","---","---","---","No",1,1,1,1,1,1,1,1,1,null,0,0,0,0,0,0,0,0,0,0,1,1,0]
["Historic",2014,null,null,null,"DE",null,null,null,null,"Solar",null,0,0,23.963417,49.53,0,0,0,0,0,0,null,null,null,null,null,"Non-Fossil","No","Existing","Solar PV","Renewable","---","---","---","---","---","---","---","---","---","---","No",1,1,1,1,1,1,1,1,1,null,0,0,0,0,0,0,0,0,0,0,1,1,0]
["Historic",2014,null,null,null,"LA",null,null,null,null,"Pet. Coke",null,0.28029500000000002,0.68340999999999996,7.367,19.143000000000001,0,0,0,0,0,0,null,null,null,null,null,"Non-Fossil","No","Existing","Coal Steam","Other","---","---","---","---","---","---","---","---","---","---","No",1,1,1,1,1,1,1,1,1,null,0,0,0,0,0,0,0,0,0,0,1,1,0]
["Historic",2014,null,null,null,"NV",null,null,null,null,"Hydro",null,0,0,1067.8067520000002,2389,0,0,0,0,0,0,null,null,null,null,null,"Non-Fossil","No","Existing","Hydro","Renewable","---","---","---","---","---","---","---","---","---","---","No",1,1,1,1,1,1,1,1,1,null,0,0,0,0,0,0,0,0,0,0,1,1,0]
["Historic",2014,null,null,null,"RI",null,null,null,null,"Wind",null,0,0,3.0341589999999998,9.9169999999999998,0,0,0,0,0,0,null,null,null,null,null,"Non-Fossil","No","Existing","Wind","Renewable","---","---","---","---","---","---","---","---","---","---","No",1,1,1,1,1,1,1,1,1,null,0,0,0,0,0,0,0,0,0,0,1,1,0]
["Historic",2014,null,null,null,"DE",null,null,null,null,"Natural Gas",null,0.31718308500000003,0.65949990700000005,33.430879999999995,69.38185,18.926407999999999,42.984299,4.9889999999999995E-3,1.856E-2,1.02E-4,8.1100000000000009E-4,null,null,null,null,null,"Fossil","Yes","Existing","Combustion Turbine","Combustion Turbine","---","---","---","---","---","---","---","---","---","---","No",1,1,1,1,1,1,1,1,1,null,0,0,0,0,0,0,0,0,0,0,1,1,0]
["Historic",2014,null,null,null,"NC",null,null,null,null,"Natural Gas",null,11.969767875000001,22.919673017000001,1087.40364,2084.8425899999997,712.61032499999988,1421.7972410000004,0.252722,0.7171559999999999,6.7569999999999983E-3,6.0482999999999974E-2,null,null,null,null,null,"Fossil","Yes","Existing","Combustion Turbine","Combustion Turbine","---","---","---","---","---","---","---","---","---","---","No",1,1,1,1,1,1,1,1,1,null,0,0,0,0,0,0,0,0,0,0,1,1,0]
["Historic",2014,null,null,null,"DC",null,null,null,null,"Oil",null,null,null,null,null,null,null,null,null,null,null,null,null,null,0,null,null,"Yes","Existing","O/G Steam","O/G Steam","---","---","---","---","---","---","---","---","---","---","No",1,1,1,1,1,1,1,1,1,null,0,0,0,0,0,0,0,0,0,0,1,1,0]
["Historic",2014,null,null,null,"ME",null,null,null,null,"Natural Gas",null,null,null,null,null,null,null,null,null,null,null,null,null,null,293.40000000000003,null,null,"Yes","Existing","Combustion Turbine","Combustion Turbine","---","---","---","---","---","---","---","---","---","---","No",1,1,1,1,1,1,1,1,1,null,0,0,0,0,0,0,0,0,0,0,1,1,0]
["Historic",2014,null,null,null,"WA",null,null,null,null,"Non-Fossil",null,null,null,null,null,null,null,null,null,null,null,null,null,null,55.9,null,null,"Yes","Existing","Combined Cycle","Combined Cycle","---","---","---","---","---","---","---","---","---","---","No",1,1,1,1,1,1,1,1,1,null,0,0,0,0,0,0,0,0,0,0,1,1,0]
["Historic",2014,null,null,null,"MI",null,null,null,null,"Oil",null,null,null,null,null,null,null,null,null,null,null,null,null,null,225.80000000000004,null,null,"No","Existing","Combustion Turbine","Combustion Turbine","---","---","---","---","---","---","---","---","---","---","No",1,1,1,1,1,1,1,1,1,null,0,0,0,0,0,0,0,0,0,0,1,1,0]
["Historic",2014,null,null,null,"SC",null,null,null,null,"Oil",null,null,null,null,null,null,null,null,null,null,null,null,null,null,122,null,null,"No","Existing","Combustion Turbine","Combustion Turbine","---","---","---","---","---","---","---","---","---","---","No",1,1,1,1,1,1,1,1,1,null,0,0,0,0,0,0,0,0,0,0,1,1,0]
["Historic",2014,null,null,null,"WY",null,null,null,null,"Natural Gas",null,null,null,null,null,null,null,null,null,null,null,null,null,null,20,null,null,"No","Existing","Combined Cycle","Combined Cycle","---","---","---","---","---","---","---","---","---","---","No",1,1,1,1,1,1,1,1,1,null,0,0,0,0,0,0,0,0,0,0,1,1,0]
["Historic",2014,null,null,null,"MA",null,null,null,null,"Non-Fossil",null,null,null,null,null,null,null,null,null,null,null,null,null,null,3,null,null,null,"Existing","Flywheel","Other","---","---","---","---","---","---","---","---","---","---","No",1,1,1,1,1,1,1,1,1,null,0,0,0,0,0,0,0,0,0,0,1,1,0]
["Historic",2014,null,null,null,"OH",null,null,null,null,"Nuclear",null,null,null,null,null,null,null,null,null,null,null,null,null,null,2134,null,null,null,"Existing","Nuclear","Nuclear","---","---","---","---","---","---","---","---","---","---","No",1,1,1,1,1,1,1,1,1,null,0,0,0,0,0,0,0,0,0,0,1,1,0]
["Historic",2014,null,null,null,"UT",null,null,null,null,"Geothermal",null,null,null,null,null,null,null,null,null,null,null,null,null,null,73,null,null,null,"Existing","Geothermal","Renewable","---","---","---","---","---","---","---","---","---","---","No",1,1,1,1,1,1,1,1,1,null,0,0,0,0,0,0,0,0,0,0,1,1,0]
["Historic",2015,null,null,null,"FL",null,null,null,null,"Oil",null,4.679E-3,9.5429999999999994E-3,0.86720900000000001,1.7683440000000001,0,0,0,0,0,0,null,null,null,null,null,"Non-Fossil","No","Existing","Non-Fossil Other","Other","---","---","---","---","---","---","---","---","---","---","No",1,1,1,1,1,1,1,1,1,null,0,0,0,0,0,0,0,0,0,0,1,1,0]
["Historic",2015,null,null,null,"MA",null,null,null,null,"MSW",null,13.423360000000001,31.87922,755.28097199999991,1771.572919,0,0,0,0,0,0,null,null,null,null,null,"Non-Fossil","No","Existing","Non-Fossil Other","Other","---","---","---","---","---","---","---","---","---","---","No",1,1,1,1,1,1,1,1,1,null,0,0,0,0,0,0,0,0,0,0,1,1,0]
["Historic",2015,null,null,null,"NY",null,null,null,null,"LF Gas",null,3.4028290000000001,7.7364990000000002,310.59009600000002,706.14099999999996,0,0,0,0,0,0,null,null,null,null,null,"Non-Fossil","No","Existing","Landfill Gas","Other","---","---","---","---","---","---","---","---","---","---","No",1,1,1,1,1,1,1,1,1,null,0,0,0,0,0,0,0,0,0,0,1,1,0]
["Historic",2015,null,null,null,"WI",null,null,null,null,"Hydro",null,0,0,1042.6881149999997,2340.6806099999999,0,0,0,0,0,0,null,null,null,null,null,"Non-Fossil","No","Existing","Hydro","Renewable","---","---","---","---","---","---","---","---","---","---","No",1,1,1,1,1,1,1,1,1,null,0,0,0,0,0,0,0,0,0,0,1,1,0]
["Historic",2015,null,null,null,"NC",null,null,null,null,"Natural Gas",null,101.553027282,226.28743397800002,13537.801380000001,29966.154350000001,6031.6173649999992,13433.061544000002,1.0216689999999999,2.2855390000000009,3.3416000000000001E-2,0.12893499999999999,null,null,null,null,null,"Fossil","Yes","Existing","Combined Cycle","Combined Cycle","---","---","---","---","---","---","---","---","---","---","No",1,1,1,1,1,1,1,1,1,null,0,0,0,0,0,0,0,0,0,0,1,1,0]
["Historic",2015,null,null,null,"OR",null,null,null,null,"Coal",null,13.602814274,24.134580785999997,1408.5962400000001,2528.79828,1426.6624550000001,2531.2340550000004,1.3995440000000001,2.4901170000000001,2.5562830000000001,4.5709,null,null,null,null,null,"Fossil","Yes","Existing","Coal Steam","Coal","---","---","---","---","---","---","---","---","---","---","No",1,1,1,1,1,1,1,1,1,null,0,0,0,0,0,0,0,0,0,0,1,1,0]
["Historic",2015,null,null,null,"KS",null,null,null,null,"Natural Gas",null,null,null,null,null,null,null,null,null,null,null,null,null,null,149,null,null,"Yes","Existing","Combined Cycle","Combined Cycle","---","---","---","---","---","---","---","---","---","---","No",1,1,1,1,1,1,1,1,1,null,0,0,0,0,0,0,0,0,0,0,1,1,0]
["Historic",2015,null,null,null,"WA",null,null,null,null,"Natural Gas",null,null,null,null,null,null,null,null,null,null,null,null,null,null,2663.5,null,null,"Yes","Existing","Combined Cycle","Combined Cycle","---","---","---","---","---","---","---","---","---","---","No",1,1,1,1,1,1,1,1,1,null,0,0,0,0,0,0,0,0,0,0,1,1,0]
["Historic",2015,null,null,null,"IN",null,null,null,null,"Oil",null,null,null,null,null,null,null,null,null,null,null,null,null,null,70.3,null,null,"No","Existing","Combustion Turbine","Combustion Turbine","---","---","---","---","---","---","---","---","---","---","No",1,1,1,1,1,1,1,1,1,null,0,0,0,0,0,0,0,0,0,0,1,1,0]
["Historic",2015,null,null,null,"MO",null,null,null,null,"Oil",null,null,null,null,null,null,null,null,null,null,null,null,null,null,150.6,null,null,"No","Existing","Combustion Turbine","Combustion Turbine","---","---","---","---","---","---","---","---","---","---","No",1,1,1,1,1,1,1,1,1,null,0,0,0,0,0,0,0,0,0,0,1,1,0]
["Historic",2015,null,null,null,"TN",null,null,null,null,"Natural Gas",null,null,null,null,null,null,null,null,null,null,null,null,null,null,0,null,null,"No","Existing","O/G Steam","O/G Steam","---","---","---","---","---","---","---","---","---","---","No",1,1,1,1,1,1,1,1,1,null,0,0,0,0,0,0,0,0,0,0,1,1,0]
["Historic",2015,null,null,null,"GA",null,null,null,null,"Nuclear",null,null,null,null,null,null,null,null,null,null,null,null,null,null,4061,null,null,null,"Existing","Nuclear","Nuclear","---","---","---","---","---","---","---","---","---","---","No",1,1,1,1,1,1,1,1,1,null,0,0,0,0,0,0,0,0,0,0,1,1,0]
["Historic",2015,null,null,null,"MD",null,null,null,null,"Nuclear",null,null,null,null,null,null,null,null,null,null,null,null,null,null,1707.8,null,null,null,"Existing","Nuclear","Nuclear","---","---","---","---","---","---","---","---","---","---","No",1,1,1,1,1,1,1,1,1,null,0,0,0,0,0,0,0,0,0,0,1,1,0]
["Historic",2015,null,null,null,"OR",null,null,null,null,"LF Gas",null,null,null,null,null,null,null,null,null,null,null,null,null,null,35.600000000000016,null,null,null,"Existing","Landfill Gas","Other","---","---","---","---","---","---","---","---","---","---","No",1,1,1,1,1,1,1,1,1,null,0,0,0,0,0,0,0,0,0,0,1,1,0]
["Historic",2016,null,null,null,"DE",null,null,null,null,"Natural Gas",null,16.862946438000002,33.452181680000002,1746.06024,3547.76314,1002.486257,1994.7029990000001,0.16373199999999996,0.32638800000000001,5.0639999999999999E-3,1.0124000000000001E-2,null,null,null,null,null,"Fossil","Yes","Existing","Combined Cycle","Combined Cycle","---","---","---","---","---","---","---","---","---","---","No",1,1,1,1,1,1,1,1,1,null,0,0,0,0,0,0,0,0,0,0,1,1,0]
["Historic",2016,null,null,null,"MA",null,null,null,null,"Natural Gas",null,0.39775138500000001,0.81661547499999998,40.688679999999998,84.030249999999995,23.669058999999997,49.031509,3.7490000000000006E-3,1.2128E-2,1.1899999999999999E-4,7.0100000000000002E-4,null,null,null,null,null,"Fossil","Yes","Existing","Combustion Turbine","Combustion Turbine","---","---","---","---","---","---","---","---","---","---","No",1,1,1,1,1,1,1,1,1,null,0,0,0,0,0,0,0,0,0,0,1,1,0]
["Historic",2016,null,null,null,"WV",null,null,null,null,"Natural Gas",null,4.3868755650000004,7.7975413399999995,410.73192,742.44156000000009,261.11040199999997,463.3993759999999,0.10688599999999999,0.19777599999999998,1.3440000000000004E-3,2.3860000000000001E-3,null,null,null,null,null,"Fossil","Yes","Existing","Combustion Turbine","Combustion Turbine","---","---","---","---","---","---","---","---","---","---","No",1,1,1,1,1,1,1,1,1,null,0,0,0,0,0,0,0,0,0,0,1,1,0]
["Historic",2016,null,null,null,"MS",null,null,null,null,"Biomass",null,2.9769049999999999,7.2281829999999996,622.80786000000001,1513.9726559999999,0,0,0,0,0,0,null,null,null,null,null,"Non-Fossil","No","Existing","Biomass","Renewable","---","---","---","---","---","---","---","---","---","---","No",1,1,1,1,1,1,1,1,1,null,0,0,0,0,0,0,0,0,0,0,1,1,0]
["Historic",2016,null,null,null,"ND",null,null,null,null,"Hydro",null,0,0,905.98,1912.0050000000001,0,0,0,0,0,0,null,null,null,null,null,"Non-Fossil","No","Existing","Hydro","Renewable","---","---","---","---","---","---","---","---","---","---","No",1,1,1,1,1,1,1,1,1,null,0,0,0,0,0,0,0,0,0,0,1,1,0]
["Historic",2016,null,null,null,"WA",null,null,null,null,"Hydro",null,0,0,30715.769828000004,78346.126000000004,0,0,0,0,0,0,null,null,null,null,null,"Non-Fossil","No","Existing","Hydro","Renewable","---","---","---","---","---","---","---","---","---","---","No",1,1,1,1,1,1,1,1,1,null,0,0,0,0,0,0,0,0,0,0,1,1,0]
["Historic",2016,null,null,null,"NE",null,null,null,null,"Oil",null,null,null,null,null,null,null,null,null,null,null,null,null,null,205,null,null,"Yes","Existing","Combustion Turbine","Combustion Turbine","---","---","---","---","---","---","---","---","---","---","No",1,1,1,1,1,1,1,1,1,null,0,0,0,0,0,0,0,0,0,0,1,1,0]
["Historic",2016,null,null,null,"AZ",null,null,null,null,"Natural Gas",null,null,null,null,null,null,null,null,null,null,null,null,null,null,39.6,null,null,"No","Existing","Combined Cycle","Combined Cycle","---","---","---","---","---","---","---","---","---","---","No",1,1,1,1,1,1,1,1,1,null,0,0,0,0,0,0,0,0,0,0,1,1,0]
["Historic",2016,null,null,null,"ID",null,null,null,null,"Natural Gas",null,null,null,null,null,null,null,null,null,null,null,null,null,null,14,null,null,"No","Existing","O/G Steam","O/G Steam","---","---","---","---","---","---","---","---","---","---","No",1,1,1,1,1,1,1,1,1,null,0,0,0,0,0,0,0,0,0,0,1,1,0]
["Historic",2016,null,null,null,"NJ",null,null,null,null,"Biomass",null,null,null,null,null,null,null,null,null,null,null,null,null,null,0,null,null,"No","Existing","Combined Cycle","Combined Cycle","---","---","---","---","---","---","---","---","---","---","No",1,1,1,1,1,1,1,1,1,null,0,0,0,0,0,0,0,0,0,0,1,1,0]
["Historic",2016,null,null,null,"WI",null,null,null,null,"Natural Gas",null,null,null,null,null,null,null,null,null,null,null,null,null,null,23.900000000000002,null,null,"No","Existing","Combustion Turbine","Combustion Turbine","---","---","---","---","---","---","---","---","---","---","No",1,1,1,1,1,1,1,1,1,null,0,0,0,0,0,0,0,0,0,0,1,1,0]
["Historic",2016,null,null,null,"CT",null,null,null,null,"Nuclear",null,null,null,null,null,null,null,null,null,null,null,null,null,null,2087.8000000000002,null,null,null,"Existing","Nuclear","Nuclear","---","---","---","---","---","---","---","---","---","---","No",1,1,1,1,1,1,1,1,1,null,0,0,0,0,0,0,0,0,0,0,1,1,0]
["Historic",2016,null,null,null,"MT",null,null,null,null,"Biomass",null,null,null,null,null,null,null,null,null,null,null,null,null,null,3,null,null,null,"Existing","Biomass","Renewable","---","---","---","---","---","---","---","---","---","---","No",1,1,1,1,1,1,1,1,1,null,0,0,0,0,0,0,0,0,0,0,1,1,0]
["Historic",2016,null,null,null,"TX",null,null,null,null,"Hydro",null,null,null,null,null,null,null,null,null,null,null,null,null,null,669.99999999999977,null,null,null,"Existing","Hydro","Renewable","---","---","---","---","---","---","---","---","---","---","No",1,1,1,1,1,1,1,1,1,null,0,0,0,0,0,0,0,0,0,0,1,1,0]
["Historic",2017,null,null,null,"AR",null,null,null,null,"LF Gas",null,0.306087,0.81337599999999999,24.800477999999998,65.903000000000006,null,null,null,null,null,null,null,null,null,null,null,"Non-Fossil","No","Existing","Landfill Gas","Other","---","---","---","---","---","---","---","---","---","---","No",1,1,1,1,1,1,1,1,1,null,0,0,0,0,0,0,0,0,0,0,1,1,0]
["Historic",2017,null,null,null,"MA",null,null,null,null,"Pumps",null,0,0,0,0,null,null,null,null,null,null,null,null,null,null,null,"Non-Fossil","No","Existing","Pumped Storage","Storage","---","---","---","---","---","---","---","---","---","---","No",1,1,1,1,1,1,1,1,1,null,0,0,0,0,0,0,0,0,0,0,1,1,0]
["Historic",2017,null,null,null,"NC",null,null,null,null,"Other",null,2.3440940000000001,5.3790720000000007,251.50559599999997,577.37959999999998,null,null,null,null,null,null,null,null,null,null,null,"Non-Fossil","No","Existing","Non-Fossil Other","Other","---","---","---","---","---","---","---","---","---","---","No",1,1,1,1,1,1,1,1,1,null,0,0,0,0,0,0,0,0,0,0,1,1,0]
["Historic",2017,null,null,null,"UT",null,null,null,null,"Natural Gas",null,0.230295,0.55986899999999995,31.74,76.631,null,null,null,null,null,null,null,null,null,null,null,"Non-Fossil","No","Existing","Fuel Cell","Other","---","---","---","---","---","---","---","---","---","---","No",1,1,1,1,1,1,1,1,1,null,0,0,0,0,0,0,0,0,0,0,1,1,0]
["Historic",2017,null,null,null,"CO",null,null,null,null,"Solar",null,null,null,null,null,null,null,null,null,null,null,null,null,null,460.8,null,"Non-Fossil","No","Existing","Solar PV","Renewable","---","---","---","---","---","---","---","---","---","---","No",1,1,1,1,1,1,1,1,1,null,0,0,0,0,0,0,0,0,0,0,1,1,0]
["Historic",2017,null,null,null,"KY",null,null,null,null,"NaturalGas",null,null,null,null,null,null,null,null,null,null,null,null,null,null,260,null,"Fossil","Yes","Existing","O/G Steam","O/G Steam","---","---","---","---","---","---","---","---","---","---","No",1,1,1,1,1,1,1,1,1,null,0,0,0,0,0,0,0,0,0,0,1,1,0]
["Historic",2017,null,null,null,"LA",null,null,null,null,"Oil",null,null,null,null,null,null,null,null,null,null,null,null,null,null,32.700000000000003,null,"Fossil","Yes","Existing","Combustion Turbine","Combustion Turbine","---","---","---","---","---","---","---","---","---","---","No",1,1,1,1,1,1,1,1,1,null,0,0,0,0,0,0,0,0,0,0,1,1,0]
["Historic",2017,null,null,null,"MS",null,null,null,null,"NaturalGas",null,null,null,null,null,null,null,null,null,null,null,null,null,null,1240.2,null,"Fossil","Yes","Existing","Combustion Turbine","Combustion Turbine","---","---","---","---","---","---","---","---","---","---","No",1,1,1,1,1,1,1,1,1,null,0,0,0,0,0,0,0,0,0,0,1,1,0]
["Historic",2017,null,null,null,"NY",null,null,null,null,"Solar",null,null,null,null,null,null,null,null,null,null,null,null,null,null,162.90000000000003,null,"Non-Fossil","No","Existing","Solar PV","Renewable","---","---","---","---","---","---","---","---","---","---","No",1,1,1,1,1,1,1,1,1,null,0,0,0,0,0,0,0,0,0,0,1,1,0]
["Historic",2017,null,null,null,"VA",null,null,null,null,"NaturalGas",null,null,null,null,null,null,null,null,null,null,null,null,null,null,16.3,null,"Fossil","No","Existing","Combustion Turbine","Combustion Turbine","---","---","---","---","---","---","---","---","---","---","No",1,1,1,1,1,1,1,1,1,null,0,0,0,0,0,0,0,0,0,0,1,1,0]
["Historic",2017,null,null,null,"WV",null,null,null,null,"Coal",null,null,null,null,null,null,null,null,null,null,null,null,null,null,12558,null,"Fossil","Yes","Existing","Coal Steam","Coal","---","---","---","---","---","---","---","---","---","---","No",1,1,1,1,1,1,1,1,1,null,0,0,0,0,0,0,0,0,0,0,1,1,0]
["Historic",2017,null,null,null,"MN",null,null,null,null,"Coal",null,105.93807964300001,252.56960294800001,10293.662450000002,24524.072110000001,10939.112671000003,25882.024957000001,6.3886280000000006,15.964567000000002,5.3135059999999994,13.212210000000001,null,null,null,null,null,"Fossil","Yes","Existing","Coal Steam","Coal","---","---","---","---","---","---","---","---",null,null,null,1,1,1,1,1,1,1,1,1,null,0,0,0,0,0,0,0,0,0,0,1,1,0]
["Historic",2017,null,null,null,"WY",null,null,null,null,"NaturalGas",null,0.55706526600000006,0.96245061400000009,56.321870000000004,96.499739999999989,33.105274000000001,57.198540999999999,2.2400000000000002E-3,3.9719999999999998E-3,1.6699999999999999E-4,2.8900000000000003E-4,null,null,null,null,null,"Fossil","Yes","Existing","Combined Cycle","Combined Cycle","---","---","---","---","---","---","---","---",null,null,null,1,1,1,1,1,1,1,1,1,null,0,0,0,0,0,0,0,0,0,0,1,1,0]
["Historic",2018,null,null,null,"FL",null,null,null,null,"Hydro",null,0,0,95.840619000000004,238.77516,null,null,null,null,null,null,null,null,null,null,null,"Non-Fossil","No","Existing","Hydro","Renewable","---","---","---","---","---","---","---","---","---","---","No",1,1,1,1,1,1,1,1,1,null,0,0,0,0,0,0,0,0,0,0,1,1,0]
["Historic",2018,null,null,null,"MS",null,null,null,null,"Nuclear",null,18.013577000000002,72.499644000000004,1709.979,6919.47,null,null,null,null,null,null,null,null,null,null,null,"Non-Fossil","No","Existing","Nuclear","Nuclear","---","---","---","---","---","---","---","---","---","---","No",1,1,1,1,1,1,1,1,1,null,0,0,0,0,0,0,0,0,0,0,1,1,0]
["Historic",2018,null,null,null,"NY",null,null,null,null,"Other",null,1.513E-3,5.1770000000000002E-3,8.4852000000000011E-2,0.27593000000000001,null,null,null,null,null,null,null,null,null,null,null,"Non-Fossil","No","Existing","Non-Fossil Other","Other","---","---","---","---","---","---","---","---","---","---","No",1,1,1,1,1,1,1,1,1,null,0,0,0,0,0,0,0,0,0,0,1,1,0]
["Historic",2018,null,null,null,"AL",null,null,null,null,"NaturalGas",null,29.315142810999998,52.629366450999981,2721.39617,4817.7253799999999,1738.8102309999999,3204.4052589999997,2.0338050000000001,3.8101280000000006,8.4555999999999992E-2,1.3549520000000002,null,null,null,null,null,"Fossil","Yes","Existing","O/G Steam","O/G Steam","---","---","---","---","---","---","---","---",null,null,null,1,1,1,1,1,1,1,1,1,null,0,0,0,0,0,0,0,0,0,0,1,1,0]
["Historic",2018,null,null,null,"NC",null,null,null,null,"NaturalGas",null,106.27761446899999,247.04916631700004,14014.976409999997,32718.113129999994,6304.6016639999998,14644.715141000002,0.97240199999999988,2.4448750000000001,3.4290000000000001E-2,0.18219100000000002,null,null,null,null,null,"Fossil","Yes","Existing","Combined Cycle","Combined Cycle","---","---","---","---","---","---","---","---",null,null,null,1,1,1,1,1,1,1,1,1,null,0,0,0,0,0,0,0,0,0,0,1,1,0]
["Nov 2018 Ref Case",2021,null,"WECC_AZ","170; 171; 172; 173; 174; 176; 177; 179; 181; 182; 183; 184; 185; 187; 191","AZ",null,null,null,null,"*Unit Did Not Operate",null,0,0,0,0,0,0,0,0,0,0,null,null,null,2099.8000000000002,"00 Exist Combustion Turbine","Fossil","Yes","Existing","Combustion Turbine","Renewable","---","---","---","---","---","---","---","---","None","None","No",1,1,1,1,1,1,1,1,1,null,1,0,1,0,1,0,0,0,1,0,0,1,0]
["Nov 2018 Ref Case",2021,null,"WEC_BANC",4629,"CA",null,null,null,null,"Hydro",null,0,0,790.43159065999998,1434.785013334,0,0,0,0,0,0,null,null,null,701.8,"00 Exist Hydro","Non-Fossil","No","Existing","Hydro","Renewable","---","---","---","---","---","---","---","---","None","None","No",1,1,1,1,1,1,1,1,1,null,1,0,1,0,1,0,0,0,1,0,0,1,0]
["Nov 2018 Ref Case",2021,null,"WECC_CO",3701,"CO",null,null,null,null,"Coal",null,3.71852093464177,8.9358766432501504,298.36483468199998,716.99242905000006,387.42339987798903,931.00664776862504,0.59249053312114597,1.42379790495226,0.197392746787976,0.47434914757030799,null,null,null,100,"00 Exist FBC_SNCR","Fossil","Yes","Existing","Coal Steam","Renewable","---","---","---","Existing","---","---","---","---","Existing","None","No",1,1,1,1,1,1,1,1,1,null,1,0,1,0,1,0,0,0,1,0,0,1,0]
["Nov 2018 Ref Case",2021,null,"MIS_MIDA",2073,"IA",null,null,null,null,"NaturalGas",null,2.5459481838823999E-2,2.5459481838823999E-2,2.0178712719999998,2.0178712719999998,1.4903980668447601,1.4903980668447601,4.66035815059674E-4,4.66035815059674E-4,0,0,null,null,null,76,"00 Exist Combustion Turbine","Fossil","Yes","Existing","Combustion Turbine","Renewable","---","---","---","---","---","---","---","---","None","None","No",1,1,1,1,1,1,1,1,1,null,1,0,1,0,1,0,0,0,1,0,0,1,0]
["Nov 2018 Ref Case",2021,null,"PJM_West",5479,"IN",null,null,null,null,"Coal",null,1.8560563325358701,3.3433546829205101,146.747021864,264.33860554400002,189.37961446307699,341.13362281398997,0.34015944406384901,0.61273661273884195,2.3984402796291899,4.3203626959142696,null,null,null,65,"00 Exist Coal Steam_DryFGD_SNCR_ACI_DSI","Fossil","Yes","Existing","Coal Steam","Renewable","Existing","Existing","---","Existing","Existing","---","---","---","Existing","Existing","Yes",1,1,1,1,1,1,1,1,1,null,1,0,1,0,1,0,0,0,1,0,0,1,0]
["Nov 2018 Ref Case",2021,null,"S_C_KY","5454; 5454","KY",null,null,null,null,"Coal",null,6.49614043044095,9.7413622711552197,596.54979981600002,898.88088242399999,670.73323111903403,1007.214187482367,0.20890980110871421,0.3147851636620172,0.1921009665367478,0.2894576217581768,null,null,null,372.508239,"00 Exist Coal Steam_WetFGD_SCR_ACI_DSI","Fossil","Yes","Existing","Coal Steam","Renewable","Existing","Existing","Existing","---","Existing","---","---","---","Existing","Existing","Yes",1,1,1,1,1,1,1,1,1,null,1,0,1,0,1,0,0,0,1,0,0,1,0]
["Nov 2018 Ref Case",2021,null,"NENGREST",3693,"MA",null,null,null,null,"NaturalGas",null,0.198826895785464,0.198826895785464,16.436049912000001,16.436049912000001,11.639326479281101,11.639326479281101,9.1689022991466793E-3,9.1689022991466793E-3,0,0,null,null,null,553,"00 Exist Oil/Gas Steam_SNCR","Fossil","Yes","Existing","O/G Steam","Renewable","---","---","---","Existing","---","---","---","---","Existing","None","No",1,1,1,1,1,1,1,1,1,null,1,0,1,0,1,0,0,0,1,0,0,1,0]
["Nov 2018 Ref Case",2021,null,"SPP_WAUE","2665; 2666","MN",null,null,null,null,"*Unit Did Not Operate",null,0,0,0,0,0,0,0,0,0,0,null,null,null,25.4,"00 Exist Combustion Turbine","Fossil","No","Existing","Combustion Turbine","Renewable","---","---","---","---","---","---","---","---","None","None","No",1,1,1,1,1,1,1,1,1,null,1,0,1,0,1,0,0,0,1,0,0,1,0]
["Nov 2018 Ref Case",2021,null,"SPP_WEST",4128,"MO",null,null,null,null,"Coal",null,6.2544025243575998,6.2544025243575998,590.03797399600001,590.03797399600001,671.40907744977096,671.40907744977096,0.34186564198138603,0.34186564198138603,0.400181724595079,0.400181724595079,null,null,null,240,"00 Exist Coal Steam_WetFGD_SNCR_ACI","Fossil","Yes","Existing","Coal Steam","Renewable","Existing","---","---","Existing","Existing","---","---","---","Existing","Existing","Yes",1,1,1,1,1,1,1,1,1,null,1,0,1,0,1,0,0,0,1,0,0,1,0]
["Nov 2018 Ref Case",2021,null,"SPP_NEBR",3938,"NE",null,null,null,null,"NaturalGas",null,1.20145175750067,1.20541254858941,104.76562017000001,105.11099794499999,70.332985884089098,70.564850594423802,6.79481041454503E-2,6.8172106685473896E-2,0,0,null,null,null,241.6,"00 Exist Oil/Gas Steam","Fossil","Yes","Existing","O/G Steam","Renewable","---","---","---","---","---","---","---","---","None","None","No",1,1,1,1,1,1,1,1,1,null,1,0,1,0,1,0,0,0,1,0,0,1,0]
["Nov 2018 Ref Case",2021,null,"WECC_NM",3366,"NM",null,null,null,null,"NaturalGas",null,5.4130990164480003E-3,5.4130990164480003E-3,0.54699868799999996,0.54699868799999996,0.31688281642286598,0.31688281642286598,7.1561168997442601E-5,7.1561168997442601E-5,0,0,null,null,null,17,"00 Exist Combined Cycle","Fossil","No","Existing","Combined Cycle","Renewable","---","---","---","---","---","---","---","---","None","None","No",1,1,1,1,1,1,1,1,1,null,1,0,1,0,1,0,0,0,1,0,0,1,0]
["Nov 2018 Ref Case",2021,null,"NY_Z_G-I","30723; 30724; 30725; 30726; 30727","NY",null,null,null,null,"Wind",null,0,0,253.03432344082177,722.38618172038832,0,0,0,0,0,0,null,null,null,195.78,"00 New Onshore Wind","Non-Fossil","No","New","Wind","Renewable","---","---","---","---","---","---","---","---","None","None","No",1,1,1,1,1,1,1,1,1,null,1,0,1,0,1,0,0,0,1,0,0,1,0]
["Nov 2018 Ref Case",2021,null,"PJM_AP","2503; 2505; 2506; 2507","PA",null,null,null,null,"NaturalGas",null,0.72008433631421398,1.1219207234884141,66.207858630000004,103.60439907,42.153737047834099,65.67723915301174,0.37861278952186822,0.6240344454390615,0,0,null,null,null,38.299999999999997,"00 Exist Combustion Turbine","Fossil","No","Existing","Combustion Turbine","Renewable","---","---","---","---","---","---","---","---","None","None","No",1,1,1,1,1,1,1,1,1,null,1,0,1,0,1,0,0,0,1,0,0,1,0]
["Nov 2018 Ref Case",2021,null,"ERC_REST",26497,"TX",null,null,null,null,"NaturalGas",null,0.1226639234205,0.15448866059550001,13.500321749999999,17.002934249999999,7.18074607703607,9.0437661912605698,6.7465157881274401E-4,8.4968763327524204E-4,0,0,null,null,null,77.5,"00 New Combustion Turbine","Fossil","Yes","New","Combustion Turbine","Renewable","---","---","---","---","---","---","---","---","None","None","No",1,1,1,1,1,1,1,1,1,null,1,0,1,0,1,0,0,0,1,0,0,1,0]
["Nov 2018 Ref Case",2021,null,"ERC_WEST","1917; 1918; 1919","TX",null,null,null,null,"*Unit Did Not Operate",null,0,0,0,0,0,0,0,0,0,0,null,null,null,1073.5999999999999,"00 Exist Combustion Turbine","Fossil","Yes","Existing","Combustion Turbine","Renewable","---","---","---","---","---","---","---","---","None","None","No",1,1,1,1,1,1,1,1,1,null,1,0,1,0,1,0,0,0,1,0,0,1,0]
["Nov 2018 Ref Case",2021,null,"NENGREST",5886,"VT",null,null,null,null,null,null,null,null,null,null,null,null,null,null,null,null,null,null,null,72,"00 Biomass Retirement","Retired","No","Retired","Biomass","Renewable","Retired","Retired","Retired","Retired","Retired","Retired","Retired","Retired","Retired","Retired","No",1,1,1,1,1,1,1,1,1,null,0,0,0,0,0,0,0,0,0,0,0,0,0]
["Nov 2018 Ref Case",2023,null,"WECC_AZ",5067,"AZ",null,null,null,null,"Solar",null,3.5974936745155301,6.4014893784552296,368.18070561002202,655.15191673884203,0,0,0,0,0,0,null,null,null,295,"00 Exist Solar Thermal","Non-Fossil","No","Existing","Solar Thermal","Renewable","---","---","---","---","---","---","---","---","None","None","No",1,1,1,1,1,1,1,1,1,null,0,0,1,0,0,0,0,0,1,0,0,1,0]
["Nov 2018 Ref Case",2023,null,"WEC_BANC",5066,"CA",null,null,null,null,"Solar",null,0,0,164.68970825452499,317.92841057975102,0,0,0,0,0,0,null,null,null,139.69999999999999,"00 Exist Solar PV","Non-Fossil","No","Existing","Solar PV","Renewable","---","---","---","---","---","---","---","---","None","None","No",1,1,1,1,1,1,1,1,1,null,0,0,1,0,0,0,0,0,1,0,0,1,0]
["Nov 2018 Ref Case",2023,null,"PJM_SMAC","5163; 5163","DC",null,null,null,null,"Non-Fossil",null,0.21888432913600001,0.48575289561152002,16.482253700000001,36.577778284000004,0,0,0,0,0,0,null,null,null,12,"00 Exist Non Fossil_Other","Non-Fossil","No","Existing","Non-Fossil Other","Renewable","---","---","---","---","---","---","---","---","None","None","No",1,1,1,1,1,1,1,1,1,null,0,0,1,0,0,0,0,0,1,0,0,1,0]
["Nov 2018 Ref Case",2023,null,"MIS_MIDA","2067; 2070; 2074; 2075; 2076; 2077; 2078; 2086; 2089; 2090; 2091; 2092; 2093; 2094; 2095; 2096; 2097; 2098; 2099; 2100; 2101; 2102; 2103; 2104; 2105; 2106; 2107; 2108; 2109; 2110; 2111; 2112; 2113; 2114; 2115; 2116; 2117; 2118; 2119; 2120","IA",null,null,null,null,"*Unit Did Not Operate",null,0,0,0,0,0,0,0,0,0,0,null,null,null,282.60000000000008,"00 Exist Combustion Turbine","Fossil","No","Existing","Combustion Turbine","Renewable","---","---","---","---","---","---","---","---","None","None","No",1,1,1,1,1,1,1,1,1,null,0,0,1,0,0,0,0,0,1,0,0,1,0]
["Nov 2018 Ref Case",2023,null,"PJM_West","4764; 4765","IN",null,null,null,null,"LF Gas",null,0.28553472000000002,0.64909628229600003,21.15072,48.081206096000003,16.455080378880002,37.406769652436203,3.43812356352E-2,7.8157683351261401E-2,0,0,null,null,null,6.4,"00 Exist Landfill Gas","Non-Fossil","No","Existing","Landfill Gas","Renewable","---","---","---","---","---","---","---","---","None","None","No",1,1,1,1,1,1,1,1,1,null,0,0,1,0,0,0,0,0,1,0,0,1,0]
["Nov 2018 Ref Case",2023,null,"MIS_LA","3547; 3548; 3549; 3551; 3552; 3553; 3554; 3555; 3556; 3557; 3559; 3560","LA",null,null,null,null,"NaturalGas",null,102.29011231225813,231.00417804016774,14420.755271087999,32570.029207727999,6252.2341304776719,14119.711964878419,1.9175204753696691,4.3193605458107216,0,0,null,null,null,4505.3,"00 Exist Combined Cycle","Fossil","Yes","Existing","Combined Cycle","Renewable","---","---","---","---","---","---","---","---","None","None","No",1,1,1,1,1,1,1,1,1,null,0,0,1,0,0,0,0,0,1,0,0,1,0]
["Nov 2018 Ref Case",2023,null,"PJM_SMAC",1004,"MD",null,null,null,null,"*Unit Did Not Operate",null,0,0,0,0,0,0,0,0,0,0,null,null,null,116.7,"00 Exist Combustion Turbine","Fossil","No","Existing","Combustion Turbine","Renewable","---","---","---","---","---","---","---","---","None","None","No",1,1,1,1,1,1,1,1,1,null,0,0,1,0,0,0,0,0,1,0,0,1,0]
["Nov 2018 Ref Case",2023,null,"MIS_MNWI",28857,"MN",null,null,null,null,"Wind",null,0,0,4086.9980093726599,10400.339636767099,0,0,0,0,0,0,null,null,null,2420.2800000000002,"00 New Onshore Wind","Non-Fossil","No","New","Wind","Renewable","---","---","---","---","---","---","---","---","None","None","No",1,1,1,1,1,1,1,1,1,null,0,0,1,0,0,0,0,0,1,0,0,1,0]
["Nov 2018 Ref Case",2023,null,"SPP_N",3885,"MO",null,null,null,null,"*Unit Did Not Operate",null,0,0,0,0,0,0,0,0,0,0,null,null,null,15.5,"00 Exist Oil/Gas Steam","Fossil","No","Existing","O/G Steam","Renewable","---","---","---","---","---","---","---","---","None","None","No",1,1,1,1,1,1,1,1,1,null,0,0,1,0,0,0,0,0,1,0,0,1,0]
["Nov 2018 Ref Case",2023,null,"SPP_NEBR",13462,"NE",null,null,null,null,"Coal",null,20.251248893019,46.145264682103999,2046.5025004080001,4663.2383046000004,2169.9213188869899,4944.4651106874398,2.02593493925762,4.6163722787976802,0.81004995572076099,1.8458105872841599,null,null,null,647.21354399999996,"00 Ret.ExistACI_DSI & DryFGD","Fossil","Yes","Existing","Coal Steam","Renewable","New","---","---","---","Existing","---","---","---","None","New","No",1,1,1,1,1,1,1,1,1,null,0,0,1,0,0,0,0,0,1,0,0,1,0]
["Nov 2018 Ref Case",2023,null,"SPP_SPS",2576,"NM",null,null,null,null,"*Unit Did Not Operate",null,0,0,0,0,0,0,0,0,0,0,null,null,null,61,"00 Exist Combustion Turbine","Fossil","Yes","Existing","Combustion Turbine","Renewable","---","---","---","---","---","---","---","---","None","None","No",1,1,1,1,1,1,1,1,1,null,0,0,1,0,0,0,0,0,1,0,0,1,0]
["Nov 2018 Ref Case",2023,null,"NY_Z_F",4980,"NY",null,null,null,null,"Solar",null,0,0,7.1993501000000002,13.65395,0,0,0,0,0,0,null,null,null,9.3000000000000007,"00 Exist Solar PV","Non-Fossil","No","Existing","Solar PV","Renewable","---","---","---","---","---","---","---","---","None","None","No",1,1,1,1,1,1,1,1,1,null,0,0,1,0,0,0,0,0,1,0,0,1,0]
["Nov 2018 Ref Case",2023,null,"WECC_PNW",5204,"OR",null,null,null,null,"MSW",null,0.70048988499464004,1.7130980554325801,34.786208719999998,85.072158486000006,32.1875102155037,78.716855647127105,0.17647091427727499,0.43157222761485298,1.2258572987406201E-2,2.9979215970070201E-2,null,null,null,11.6,"00 Exist Non Fossil_Other","Non-Fossil","No","Existing","Non-Fossil Other","Renewable","---","---","---","---","---","---","---","---","None","None","No",1,1,1,1,1,1,1,1,1,null,0,0,1,0,0,0,0,0,1,0,0,1,0]
["Nov 2018 Ref Case",2023,null,"ERC_REST","4232; 4233","TX",null,null,null,null,"Coal",null,46.754428586819301,91.462643788235098,4443.6081286560002,8691.9320699839991,5009.7370230776905,9800.2222819093804,1.3817868569990719,2.7213034182078877,12.210349424291131,23.88631138652514,null,null,null,1889,"00 Exist Coal Steam_SCR_ACI","Fossil","Yes","Existing","Coal Steam","Renewable","---","---","Existing","---","Existing","---","---","---","Existing","None","No",1,1,1,1,1,1,1,1,1,null,0,0,1,0,0,0,0,0,1,0,0,1,0]
["Nov 2018 Ref Case",2023,null,"ERC_REST","651; 653; 656; 657; 658; 659; 671; 672; 678; 680; 681; 685; 686","TX",null,null,null,null,"*Unit Did Not Operate",null,0,0,0,0,0,0,0,0,0,0,null,null,null,1885.5,"00 Exist Combustion Turbine","Fossil","Yes","Existing","Combustion Turbine","Renewable","---","---","---","---","---","---","---","---","None","None","No",1,1,1,1,1,1,1,1,1,null,0,0,1,0,0,0,0,0,1,0,0,1,0]
["Nov 2018 Ref Case",2023,null,"MIS_MNWI","5270; 5270; 5271; 5271","WI",null,null,null,null,"Non-Fossil",null,9.9069892591525002E-2,0.23945896120292501,7.9361729529999998,19.182293268999999,0,0,0,0,0,0,null,null,null,4.8000000000000007,"00 Exist Non Fossil_Other","Non-Fossil","No","Existing","Non-Fossil Other","Renewable","---","---","---","---","---","---","---","---","None","None","No",1,1,1,1,1,1,1,1,1,null,0,0,1,0,0,0,0,0,1,0,0,1,0]
["Nov 2018 Ref Case",2025,null,"WECC_AZ",4134,"AZ",null,null,null,null,"Coal",null,7.1389765913129996E-2,0.16391694570237,6.4598815439999999,14.832434856000001,7.1638742821020998,16.448861775886002,5.5473247627164596E-3,1.27371272379584E-2,6.4623286818339702E-3,1.48380536916178E-2,null,null,null,2,"00 Exist Coal Steam_WetFGD_ACI","Fossil","Yes","Existing","Coal Steam","Renewable","Existing","---","---","---","Existing","---","---","---","None","Existing","No",1,1,1,1,1,1,1,1,1,null,0,0,1,0,0,0,0,0,1,0,0,1,0]
["Nov 2018 Ref Case",2025,null,"WECC_NNV",2412,"CA",null,null,null,null,"*Unit Did Not Operate",null,0,0,0,0,0,0,0,0,0,0,null,null,null,12,"00 Exist Combustion Turbine","Fossil","No","Existing","Combustion Turbine","Renewable","---","---","---","---","---","---","---","---","None","None","No",1,1,1,1,1,1,1,1,1,null,0,0,1,0,0,0,0,0,1,0,0,1,0]
["Nov 2018 Ref Case",2025,null,"NENG_CT","5176; 5177; 5178; 5179; 5180; 5181; 5182; 5183; 5184; 5185","CT",null,null,null,null,"MSW",null,8.4549636828453263,20.774117556534978,456.07568355900003,1120.7170783670001,388.50558122674261,954.57070172278259,1.4317157414849031,3.5231954423225749,0.32974328431377176,0.80726387070691263,null,null,null,160.9,"00 Exist Non Fossil_Other","Non-Fossil","No","Existing","Non-Fossil Other","Renewable","---","---","---","---","---","---","---","---","None","None","No",1,1,1,1,1,1,1,1,1,null,0,0,1,0,0,0,0,0,1,0,0,1,0]
["Nov 2018 Ref Case",2025,null,"MIS_IA","1980; 1981; 1982; 1983; 1984; 1985; 1987; 1988; 1989; 1990; 1991; 1992; 1993; 1994; 1995; 1996; 1997; 1998; 1999; 2000; 2001; 2002; 2003; 2004; 2005; 2006; 2007; 2008; 2009; 2010; 2011; 2012; 2013; 2014; 2015; 2016; 2017; 2018; 2019; 2025; 2028; 2029; 2030; 2031; 2032; 2033; 2034; 2035; 2036; 2037; 2038; 2039; 2040; 2041","IA",null,null,null,null,"*Unit Did Not Operate",null,0,0,0,0,0,0,0,0,0,0,null,null,null,222.49999999999994,"00 Exist Combustion Turbine","Fossil","No","Existing","Combustion Turbine","Renewable","---","---","---","---","---","---","---","---","None","None","No",1,1,1,1,1,1,1,1,1,null,0,0,1,0,0,0,0,0,1,0,0,1,0]
["Nov 2018 Ref Case",2025,null,"MIS_INKY","3194; 3196; 3197; 3198; 3199; 3200","IN",null,null,null,null,"NaturalGas",null,33.041082718575495,74.854903339433463,4640.126398079,10626.141252434001,2098.4233037258141,4723.6876547257443,0.18699433918313113,0.41332265140580893,0,0,null,null,null,2004,"00 Exist Combined Cycle","Fossil","Yes","Existing","Combined Cycle","Renewable","---","---","---","---","---","---","---","---","None","None","No",1,1,1,1,1,1,1,1,1,null,0,0,1,0,0,0,0,0,1,0,0,1,0]
["Nov 2018 Ref Case",2025,null,"SPP_WEST","2536; 2539; 2540; 2541; 2542; 2543; 2544; 2545","KS",null,null,null,null,"NaturalGas",null,0.36321513944529626,0.36321513944529626,33.743901417000004,33.743901417000004,21.262614263127645,21.262614263127645,0.22119801274294285,0.22119801274294285,0,0,null,null,null,125.69999999999999,"00 Exist Combustion Turbine","Fossil","No","Existing","Combustion Turbine","Renewable","---","---","---","---","---","---","---","---","None","None","No",1,1,1,1,1,1,1,1,1,null,0,0,1,0,0,0,0,0,1,0,0,1,0]
["Nov 2018 Ref Case",2025,null,"PJM_AP",5586,"MD",null,null,null,null,"Wind",null,0,0,129.50261980292399,513.34492307692301,0,0,0,0,0,0,null,null,null,190,"00 Exist Onshore Wind","Non-Fossil","No","Existing","Wind","Renewable","---","---","---","---","---","---","---","---","None","None","No",1,1,1,1,1,1,1,1,1,null,0,0,1,0,0,0,0,0,1,0,0,1,0]
["Nov 2018 Ref Case",2025,null,"MIS_LMI","5421; 5421","MI",null,null,null,null,"Coal",null,5.9319918484698801,11.242033967789219,548.76309336199995,1039.9901910579999,609.09170257482401,1154.508885973481,0.1514070300371359,0.28693953365404801,1.04261334611643,1.798725434294715,null,null,null,348,"00 Exist Coal Steam_SCR_ACI_DSI","Fossil","Yes","Existing","Coal Steam","Renewable","---","Existing","Existing","---","Existing","---","---","---","Existing","Existing","Yes",1,1,1,1,1,1,1,1,1,null,0,0,1,0,0,0,0,0,1,0,0,1,0]
["Nov 2018 Ref Case",2025,null,"S_D_AECI","2652; 2663","MO",null,null,null,null,"NaturalGas",null,0.193041635972796,0.193041635972796,16.293120263999999,16.293120263999999,11.300657369847471,11.300657369847471,6.46534505870211E-3,6.46534505870211E-3,0,0,null,null,null,347,"00 Exist Combustion Turbine","Fossil","Yes","Existing","Combustion Turbine","Renewable","---","---","---","---","---","---","---","---","None","None","No",1,1,1,1,1,1,1,1,1,null,0,0,1,0,0,0,0,0,1,0,0,1,0]
["Nov 2018 Ref Case",2025,null,"MIS_MAPP",1154,"ND",null,null,null,null,"*Unit Did Not Operate",null,0,0,0,0,0,0,0,0,0,0,null,null,null,88,"00 Exist Combustion Turbine","Fossil","Yes","Existing","Combustion Turbine","Renewable","---","---","---","---","---","---","---","---","None","None","No",1,1,1,1,1,1,1,1,1,null,0,0,1,0,0,0,0,0,1,0,0,1,0]
["Nov 2018 Ref Case",2025,null,"NY_Z_C&E",2,"NY",null,null,null,null,"*Unit Did Not Operate",null,0,0,0,0,0,0,0,0,0,0,null,null,null,7.1054273576010003E-15,"00 Exist Biomass","Non-Fossil","No","Existing","Biomass","Renewable","---","---","---","---","---","---","---","---","None","None","No",1,1,1,1,1,1,1,1,1,null,0,0,1,0,0,0,0,0,1,0,0,1,0]
["Nov 2018 Ref Case",2025,null,"NY_Z_C&E","5749; 5852","NY",null,null,null,null,null,null,null,null,null,null,null,null,null,null,null,null,null,null,null,73.900000000000006,"00 Biomass Retirement","Retired","No","Retired","Biomass","Renewable","Retired","Retired","Retired","Retired","Retired","Retired","Retired","Retired","Retired","Retired","No",1,1,1,1,1,1,1,1,1,null,0,0,0,0,0,0,0,0,0,0,0,0,0]
["Nov 2018 Ref Case",2025,null,"PJM_ATSI",31210,"PA",null,null,null,null,"NaturalGas",null,0.51510500621174016,1.1635925763580566,83.081452614796788,187.67622199323492,30.154247063635243,68.116709420000589,2.8330775341645462E-3,6.3997591699692371E-3,0,0,null,null,null,24.625237237397862,"00 New Combined Cycle","Fossil","Yes","New","Combined Cycle","Renewable","---","---","---","---","---","---","---","---","None","None","No",1,1,1,1,1,1,1,1,1,null,0,0,1,0,0,0,0,0,1,0,0,1,0]
["Nov 2018 Ref Case",2025,null,"S_C_TVA",4184,"TN",null,null,null,null,"Coal",null,22.203703825981599,34.181753072901998,2056.1951162760001,3165.4337620920001,2265.83510947993,3488.1665159632898,1.42695803254975,2.1967473308184999,0.84585538384691705,1.30216202182484,null,null,null,976,"00 Exist Coal Steam_DryFGD_SCR_ACI","Fossil","Yes","Existing","Coal Steam","Renewable","Existing","---","Existing","---","Existing","---","---","---","Existing","Existing","Yes",1,1,1,1,1,1,1,1,1,null,0,0,1,0,0,0,0,0,1,0,0,1,0]
["Nov 2018 Ref Case",2025,null,"PJM_AP",4607,"VA",null,null,null,null,"Hydro",null,0,0,1.858816319,4.431445579,0,0,0,0,0,0,null,null,null,1.1000000000000001,"00 Exist Hydro","Non-Fossil","No","Existing","Hydro","Renewable","---","---","---","---","---","---","---","---","None","None","No",1,1,1,1,1,1,1,1,1,null,0,0,1,0,0,0,0,0,1,0,0,1,0]
["Nov 2018 Ref Case",2025,null,"WECC_PNW","4486; 4487; 4488; 4489; 4490; 4491; 4492; 4493; 4494; 4495; 4496","WA",null,null,null,null,"Hydro",null,0,0,35046.371508814009,78342.390092547997,0,0,0,0,0,0,null,null,null,21517,"00 Exist Hydro","Non-Fossil","No","Existing","Hydro","Renewable","---","---","---","---","---","---","---","---","None","None","No",1,1,1,1,1,1,1,1,1,null,0,0,1,0,0,0,0,0,1,0,0,1,0]
["Nov 2018 Ref Case",2030,null,"MIS_AR","3533; 3534; 3535; 3536; 3537; 3538","AR",null,null,null,null,"NaturalGas",null,78.986677938845361,182.83222789765196,10959.46938309,25356.843146618998,4780.9515394074297,11057.8022483109,0.60289598773108843,1.3743738848628135,0,0,null,null,null,4028.5,"00 Exist Combined Cycle","Fossil","Yes","Existing","Combined Cycle","Renewable","---","---","---","---","---","---","---","---","None","None","No",1,1,1,1,1,1,1,1,1,null,0,0,1,0,0,0,0,0,1,0,0,1,0]
["Nov 2018 Ref Case",2030,null,"WEC_SDGE","5252; 5252","CA",null,null,null,null,"Non-Fossil",null,6.6503229529549998E-2,0.15792521370932999,14.13458651,33.565401426000001,0,0,0,0,0,0,null,null,null,4.5999999999999996,"00 Exist Non Fossil_Other","Non-Fossil","No","Existing","Non-Fossil Other","Renewable","---","---","---","---","---","---","---","---","None","None","No",1,1,1,1,1,1,1,1,1,null,0,0,1,0,0,0,0,0,1,0,0,1,0]
["Nov 2018 Ref Case",2030,null,"WECC_CO","4506; 4507; 4508; 4509; 4510; 4511; 4512; 4513; 4514","CO",null,null,null,null,"Hydro",null,0,0,857.29510891200005,1791.9147285459999,0,0,0,0,0,0,null,null,null,687.6,"00 Exist Hydro","Non-Fossil","No","Existing","Hydro","Renewable","---","---","---","---","---","---","---","---","None","None","No",1,1,1,1,1,1,1,1,1,null,0,0,1,0,0,0,0,0,1,0,0,1,0]
["Nov 2018 Ref Case",2030,null,"S_SOU","3853; 3855","FL",null,null,null,null,"NaturalGas",null,0.13645190133009699,0.16673988955594701,11.430525775,13.974617263000001,7.9878943038638699,9.7609531346051099,1.4273629243956526E-2,1.7346152357670397E-2,0,0,null,null,null,16.2,"00 Exist Oil/Gas Steam","Fossil","No","Existing","O/G Steam","Renewable","---","---","---","---","---","---","---","---","None","None","No",1,1,1,1,1,1,1,1,1,null,0,0,1,0,0,0,0,0,1,0,0,1,0]
["Nov 2018 Ref Case",2030,null,"MIS_MO",3416,"IA",null,null,null,null,"NaturalGas",null,0.18893039608904999,0.50251852641704997,24.892015295,66.207974495000002,11.059985387053,29.417434536454099,9.7960410372172394E-4,2.6055585594723998E-3,0,0,null,null,null,10,"00 Exist Combined Cycle","Fossil","No","Existing","Combined Cycle","Renewable","---","---","---","---","---","---","---","---","None","None","No",1,1,1,1,1,1,1,1,1,null,0,0,1,0,0,0,0,0,1,0,0,1,0]
["Nov 2018 Ref Case",2030,null,"PJM_West",5544,"IN",null,null,null,null,"Wind",null,0,0,899.05655977238803,3533.7298504835499,0,0,0,0,0,0,null,null,null,1453.2,"00 Exist Onshore Wind","Non-Fossil","No","Existing","Wind","Renewable","---","---","---","---","---","---","---","---","None","None","No",1,1,1,1,1,1,1,1,1,null,0,0,1,0,0,0,0,0,1,0,0,1,0]
["Nov 2018 Ref Case",2030,null,"NENGREST",44161,"MA",null,null,null,null,"EnerStor",null,0,0,5.9806559999999998,8.5942209379999994,0,0,0,0,0,0,null,null,null,47,"00 New Battery Storage","Non-Fossil","No","New","Energy Storage","Renewable","---","---","---","---","---","---","---","---","None","None","No",1,1,1,1,1,1,1,1,1,null,0,0,1,0,0,0,0,0,1,0,0,1,0]
["Nov 2018 Ref Case",2030,null,"PJM_SMAC","5356; 5357","MD",null,null,null,null,"Nuclear",null,64.376029293250198,147.13008205826651,6156.8505444960001,14071.354443216,0,0,0,0,0,0,null,null,null,1707.8,"00 Exist Nuclear","Non-Fossil","No","Existing","Nuclear","Renewable","---","---","---","---","---","---","---","---","None","None","No",1,1,1,1,1,1,1,1,1,null,0,0,1,0,0,0,0,0,1,0,0,1,0]
["Nov 2018 Ref Case",2030,null,"SPP_WAUE","2665; 2666","MN",null,null,null,null,"*Unit Did Not Operate",null,0,0,0,0,0,0,0,0,0,0,null,null,null,25.4,"00 Exist Combustion Turbine","Fossil","No","Existing","Combustion Turbine","Renewable","---","---","---","---","---","---","---","---","None","None","No",1,1,1,1,1,1,1,1,1,null,0,0,1,0,0,0,0,0,1,0,0,1,0]
["Nov 2018 Ref Case",2030,null,"PJM_Dom",5024,"NC",null,null,null,null,"Solar",null,0,0,487.82335420504398,915.43206509357105,0,0,0,0,0,0,null,null,null,503.8,"00 Exist Solar PV","Non-Fossil","No","Existing","Solar PV","Renewable","---","---","---","---","---","---","---","---","None","None","No",1,1,1,1,1,1,1,1,1,null,0,0,1,0,0,0,0,0,1,0,0,1,0]
["Nov 2018 Ref Case",2030,null,"NY_Z_A","4620; 4621","NY",null,null,null,null,"Hydro",null,0,0,5626.9235985129999,14051.560493136001,0,0,0,0,0,0,null,null,null,2441.6000000000004,"00 Exist Hydro","Non-Fossil","No","Existing","Hydro","Renewable","---","---","---","---","---","---","---","---","None","None","No",1,1,1,1,1,1,1,1,1,null,0,0,1,0,0,0,0,0,1,0,0,1,0]
["Nov 2018 Ref Case",2030,null,"NY_Z_A",8384,"NY",null,null,null,null,null,null,null,null,null,null,null,null,null,null,null,null,null,null,null,3.4,"00 CT Retirement","Retired","No","Retired","Combustion Turbine","Renewable","Retired","Retired","Retired","Retired","Retired","Retired","Retired","Retired","Retired","Retired","No",1,1,1,1,1,1,1,1,1,null,0,0,0,0,0,0,0,0,0,0,0,0,0]
["Nov 2018 Ref Case",2030,null,"SPP_WEST",13508,"OK",null,null,null,null,null,null,null,null,null,null,null,null,null,null,null,null,null,null,null,460,"00 Coal Retirement","Retired","No","Retired","Coal Steam","Renewable","Retired","Retired","Retired","Retired","Retired","Retired","Retired","Retired","Retired","Retired","No",1,1,1,1,1,1,1,1,1,null,0,0,0,0,0,0,0,0,0,0,0,0,0]
["Nov 2018 Ref Case",2030,null,"S_VACA","1674; 1675; 1683; 1684; 1685; 1686; 1687; 1688","SC",null,null,null,null,"NaturalGas",null,6.7123125820371001,10.660823340590074,595.91546252299997,948.24120422300007,392.93877855245211,624.08459835814347,0.172441778412768,0.26698983752424638,0,0,null,null,null,2528.3000000000002,"00 Exist Combustion Turbine","Fossil","Yes","Existing","Combustion Turbine","Renewable","---","---","---","---","---","---","---","---","None","None","No",1,1,1,1,1,1,1,1,1,null,0,0,1,0,0,0,0,0,1,0,0,1,0]
["Nov 2018 Ref Case",2030,null,"SPP_SPS","4341; 4342; 4343","TX",null,null,null,null,"Fwaste",null,0.60114615041918396,1.4188613107107479,75.504600866000004,178.21050135199999,96.514014449800101,227.79818343461039,6.5975790008505602E-3,1.5572002885050491E-2,2.404584601676734E-2,5.6754452428429802E-2,null,null,null,46.400000000000006,"00 Exist Fossil_Other","Fossil","No","Existing","Fossil Other","Renewable","---","---","---","---","---","---","---","---","None","None","No",1,1,1,1,1,1,1,1,1,null,0,0,1,0,0,0,0,0,1,0,0,1,0]
["Nov 2018 Ref Case",2030,null,"PJM_Dom",3898,"VA",null,null,null,null,"NaturalGas",null,9.81624511693827E-2,0.25566658439746098,8.5627215149999998,22.301824544999999,5.7464298914556604,14.966721850627399,4.3839350692246298E-3,1.1418069659190601E-2,0,0,null,null,null,13.1,"00 Exist Oil/Gas Steam","Fossil","No","Existing","O/G Steam","Renewable","---","---","---","---","---","---","---","---","None","None","No",1,1,1,1,1,1,1,1,1,null,0,0,1,0,0,0,0,0,1,0,0,1,0]
["Nov 2018 Ref Case",2030,null,"WECC_WY","11339; 11355","WY",null,null,null,null,"Coal",null,22.57852913756679,52.224374839830702,2185.5833644250001,5054.987686601,2423.8013718158531,5606.2780089778907,0.65608055933899601,1.5140638160640429,0.69981259309188004,1.622527759720213,null,null,null,709.92524400000002,"00 Ret.ExistWetFGD_ACI & SCR","Fossil","Yes","Existing","Coal Steam","Renewable","Existing","---","New","---","Existing","---","---","---","New","Existing","Yes",1,1,1,1,1,1,1,1,1,null,0,0,1,0,0,0,0,0,1,0,0,1,0]
["Nov 2018 Ref Case",2035,null,"SPP_WEST","2517; 2518; 2519; 2522; 2534; 2535","AR",null,null,null,null,"NaturalGas",null,0.10864671673227526,0.10864671673227526,10.996886519,10.996886519,6.3601787975073876,6.3601787975073876,6.7064091830722657E-3,6.7064091830722657E-3,0,0,null,null,null,88.2,"00 Exist Combustion Turbine","Fossil","No","Existing","Combustion Turbine","Renewable","---","---","---","---","---","---","---","---","None","None","No",1,1,1,1,1,1,1,1,1,null,0,0,1,0,0,0,0,0,1,0,0,1,0]
["Nov 2018 Ref Case",2035,null,"WECC_CO",36240,"CO",null,null,null,null,"NaturalGas",null,0.52796563058250001,0.75441846822525005,61.750366149999998,88.236078155000001,30.907108014299499,44.163657129906099,2.90381096820372E-3,4.1493015752388299E-3,0,0,null,null,null,117.946625,"00 New Combustion Turbine","Fossil","Yes","New","Combustion Turbine","Renewable","---","---","---","---","---","---","---","---","None","None","No",1,1,1,1,1,1,1,1,1,null,0,0,1,0,0,0,0,0,1,0,0,1,0]
["Nov 2018 Ref Case",2035,null,"FRCC",4631,"FL",null,null,null,null,"Coal",null,14.323403643828801,14.323403643828801,1367.063101296,1367.063101296,1454.54164003082,1454.54164003082,0.407930535776245,0.407930535776245,2.4792243077626201,2.4792243077626201,null,null,null,586,"00 Exist FBC_DryFGD_SNCR","Fossil","Yes","Existing","Coal Steam","Renewable","Existing","---","---","Existing","---","---","---","---","Existing","Existing","Yes",1,1,1,1,1,1,1,1,1,null,0,0,1,0,0,0,0,0,1,0,0,1,0]
["Nov 2018 Ref Case",2035,null,"S_SOU","5369; 5370; 5373; 5374; 5375; 5376","GA",null,null,null,null,"Nuclear",null,230.94856347375901,527.82816002703873,22070.965328856,50442.734279543998,0,0,0,0,0,0,null,null,null,6261,"00 Exist Nuclear","Non-Fossil","No","Existing","Nuclear","Renewable","---","---","---","---","---","---","---","---","None","None","No",1,1,1,1,1,1,1,1,1,null,0,0,1,0,0,0,0,0,1,0,0,1,0]
["Nov 2018 Ref Case",2035,null,"PJM_COMD","600; 601; 602; 603; 604; 605; 606; 607","IL",null,null,null,null,"*Unit Did Not Operate",null,0,0,0,0,0,0,0,0,0,0,null,null,null,296,"00 Exist Combustion Turbine","Fossil","Yes","Existing","Combustion Turbine","Renewable","---","---","---","---","---","---","---","---","None","None","No",1,1,1,1,1,1,1,1,1,null,0,0,1,0,0,0,0,0,1,0,0,1,0]
["Nov 2018 Ref Case",2035,null,"S_C_KY",32663,"KY",null,null,null,null,"Hydro",null,0,0,197.16135374300001,650.72265536099997,0,0,0,0,0,0,null,null,null,134.21173099999999,"00 New Hydro","Non-Fossil","No","New","Hydro","Renewable","---","---","---","---","---","---","---","---","None","None","No",1,1,1,1,1,1,1,1,1,null,0,0,1,0,0,0,0,0,1,0,0,1,0]
["Nov 2018 Ref Case",2035,null,"MIS_LMI","4467; 4468","MI",null,null,null,null,"Hydro",null,0,0,167.420653859,506.25665837500003,0,0,0,0,0,0,null,null,null,95.6,"00 Exist Hydro","Non-Fossil","No","Existing","Hydro","Renewable","---","---","---","---","---","---","---","---","None","None","No",1,1,1,1,1,1,1,1,1,null,0,0,1,0,0,0,0,0,1,0,0,1,0]
["Nov 2018 Ref Case",2035,null,"MIS_LMI","5170; 5170; 5171; 5171; 5172; 5172","MI",null,null,null,null,"Non-Fossil",null,8.8452503992294013E-2,0.19474841182524202,8.4586883420000003,18.623736219999998,0,0,0,0,0,0,null,null,null,5.8,"00 Exist Non Fossil_Other","Non-Fossil","No","Existing","Non-Fossil Other","Renewable","---","---","---","---","---","---","---","---","None","None","No",1,1,1,1,1,1,1,1,1,null,0,0,1,0,0,0,0,0,1,0,0,1,0]
["Nov 2018 Ref Case",2035,null,"S_SOU","1446; 1447","MS",null,null,null,null,"NaturalGas",null,7.1875219104999995E-4,8.9802990800070009E-2,6.4088469999999995E-2,7.8230640750000005,4.2075753264066998E-2,5.2570670814361025,1.74297406329625E-5,4.29736487543527E-3,0,0,null,null,null,102,"00 Exist Combustion Turbine","Fossil","Yes","Existing","Combustion Turbine","Renewable","---","---","---","---","---","---","---","---","None","None","No",1,1,1,1,1,1,1,1,1,null,0,0,1,0,0,0,0,0,1,0,0,1,0]
["Nov 2018 Ref Case",2035,null,"NENGREST",5575,"NH",null,null,null,null,"Wind",null,0,0,140.67325180686601,442.98913677248697,0,0,0,0,0,0,null,null,null,183.1,"00 Exist Onshore Wind","Non-Fossil","No","Existing","Wind","Renewable","---","---","---","---","---","---","---","---","None","None","No",1,1,1,1,1,1,1,1,1,null,0,0,1,0,0,0,0,0,1,0,0,1,0]
["Nov 2018 Ref Case",2035,null,"NY_Z_C&E",1650,"NY",null,null,null,null,"NaturalGas",null,1.2351865953570001E-2,0.46380615240745499,1.268810062,47.643158952999997,0.80597040631088701,30.2637702279536,1.05200202846284E-3,3.9502129879021797E-2,0,0,null,null,null,42,"00 Exist Combustion Turbine","Fossil","Yes","Existing","Combustion Turbine","Renewable","---","---","---","---","---","---","---","---","None","None","No",1,1,1,1,1,1,1,1,1,null,0,0,1,0,0,0,0,0,1,0,0,1,0]
["Nov 2018 Ref Case",2035,null,"NY_Z_J",4050,"NY",null,null,null,null,"NaturalGas",null,0.12041513930432,0.23953141699299499,10.68552128,21.255782855,7.0491022548748896,14.0221691507699,3.8292014298774E-4,7.6170990603772798E-4,0,0,null,null,null,6.8,"00 Exist Oil/Gas Steam_SCR","Fossil","No","Existing","O/G Steam","Renewable","---","---","Existing","---","---","---","---","---","Existing","None","No",1,1,1,1,1,1,1,1,1,null,0,0,1,0,0,0,0,0,1,0,0,1,0]
["Nov 2018 Ref Case",2035,null,"PJM_ATSI",3494,"PA",null,null,null,null,"NaturalGas",null,5.5998992358000104,12.649434535799999,895.98387772800004,2023.9095257280001,327.81810126373199,740.49789772573297,3.07994457969001E-2,6.9571889946900098E-2,0,0,null,null,null,273,"00 Exist Combined Cycle","Fossil","Yes","Existing","Combined Cycle","Renewable","---","---","---","---","---","---","---","---","None","None","No",1,1,1,1,1,1,1,1,1,null,0,0,1,0,0,0,0,0,1,0,0,1,0]
["Nov 2018 Ref Case",2035,null,"SPP_WAUE",5601,"SD",null,null,null,null,"Wind",null,0,0,927.61434156351504,2557.43376636621,0,0,0,0,0,0,null,null,null,675.4,"00 Exist Onshore Wind","Non-Fossil","No","Existing","Wind","Renewable","---","---","---","---","---","---","---","---","None","None","No",1,1,1,1,1,1,1,1,1,null,0,0,1,0,0,0,0,0,1,0,0,1,0]
["Nov 2018 Ref Case",2035,null,"ERC_REST","5806; 5807; 5808","TX",null,null,null,null,null,null,null,null,null,null,null,null,null,null,null,null,null,null,null,117.5,"00 Biomass Retirement","Retired","No","Retired","Biomass","Renewable","Retired","Retired","Retired","Retired","Retired","Retired","Retired","Retired","Retired","Retired","No",1,1,1,1,1,1,1,1,1,null,0,0,0,0,0,0,0,0,0,0,0,0,0]
["Nov 2018 Ref Case",2035,null,"PJM_West",1343,"VA",null,null,null,null,"*Unit Did Not Operate",null,0,0,0,0,0,0,0,0,0,0,null,null,null,2,"00 Exist Combustion Turbine","Fossil","No","Existing","Combustion Turbine","Renewable","---","---","---","---","---","---","---","---","None","None","No",1,1,1,1,1,1,1,1,1,null,0,0,1,0,0,0,0,0,1,0,0,1,0]
["Nov 2018 Ref Case",2035,null,"WECC_WY","4165; 4165","WY",null,null,null,null,"Coal",null,4.6347101196119997E-2,0.10545228853048801,4.5344977200000001,10.317218327999999,5.0085818843178602,11.3778996196971,3.5993158788906799E-3,8.1894247272777006E-3,3.2885591033792001E-3,6.4547323803590901E-3,null,null,null,1.43071535767888,"00 Exist Coal Steam_WetFGD_ACI","Fossil","Yes","Existing","Coal Steam","Renewable","Existing","---","---","---","Existing","---","---","---","None","Existing","No",1,1,1,1,1,1,1,1,1,null,0,0,1,0,0,0,0,0,1,0,0,1,0]
["Nov 2018 Ref Case",2040,null,"WECC_AZ",36109,"AZ",null,null,null,null,"Hydro",null,0,0,154.936095354,364.37731850500001,0,0,0,0,0,0,null,null,null,57.986055999999998,"00 New Hydro","Non-Fossil","No","New","Hydro","Renewable","---","---","---","---","---","---","---","---","None","None","No",1,1,1,1,1,1,1,1,1,null,0,0,1,0,0,0,0,0,1,0,0,1,0]
["Nov 2018 Ref Case",2040,null,"WECC_PNW",5836,"CA",null,null,null,null,null,null,null,null,null,null,null,null,null,null,null,null,null,null,null,9,"00 Biomass Retirement","Retired","No","Retired","Biomass","Renewable","Retired","Retired","Retired","Retired","Retired","Retired","Retired","Retired","Retired","Retired","No",1,1,1,1,1,1,1,1,1,null,0,0,0,0,0,0,0,0,0,0,0,0,0]
["Nov 2018 Ref Case",2040,null,"S_SOU","1452; 1453; 1454; 1456; 1459","GA",null,null,null,null,"*Unit Did Not Operate",null,0,0,0,0,0,0,0,0,0,0,null,null,null,832,"00 Exist Combustion Turbine","Fossil","Yes","Existing","Combustion Turbine","Renewable","---","---","---","---","---","---","---","---","None","None","No",1,1,1,1,1,1,1,1,1,null,0,0,1,0,0,0,0,0,1,0,0,1,0]
["Nov 2018 Ref Case",2040,null,"MIS_IA",27301,"IA",null,null,null,null,"Hydro",null,0,0,1062.5611275240001,2272.35290003,0,0,0,0,0,0,null,null,null,383.18033500000001,"00 New Hydro","Non-Fossil","No","New","Hydro","Renewable","---","---","---","---","---","---","---","---","None","None","No",1,1,1,1,1,1,1,1,1,null,0,0,1,0,0,0,0,0,1,0,0,1,0]
["Nov 2018 Ref Case",2040,null,"PJM_West","1386; 1387","IN",null,null,null,null,"*Unit Did Not Operate",null,0,0,0,0,0,0,0,0,0,0,null,null,null,7.1,"00 Exist Combustion Turbine","Fossil","No","Existing","Combustion Turbine","Renewable","---","---","---","---","---","---","---","---","None","None","No",1,1,1,1,1,1,1,1,1,null,0,0,1,0,0,0,0,0,1,0,0,1,0]
["Nov 2018 Ref Case",2040,null,"MIS_WOTA","2590; 2591; 2593","LA",null,null,null,null,"*Unit Did Not Operate",null,0,0,0,0,0,0,0,0,0,0,null,null,null,850.7,"00 Exist Combustion Turbine","Fossil","Yes","Existing","Combustion Turbine","Renewable","---","---","---","---","---","---","---","---","None","None","No",1,1,1,1,1,1,1,1,1,null,0,0,1,0,0,0,0,0,1,0,0,1,0]
["Nov 2018 Ref Case",2040,null,"MIS_LMI","1058; 1062; 1064; 1065; 1076; 1077; 1118; 1121","MI",null,null,null,null,"*Unit Did Not Operate",null,0,0,0,0,0,0,0,0,0,0,null,null,null,991,"00 Exist Combustion Turbine","Fossil","Yes","Existing","Combustion Turbine","Renewable","---","---","---","---","---","---","---","---","None","None","No",1,1,1,1,1,1,1,1,1,null,0,0,1,0,0,0,0,0,1,0,0,1,0]
["Nov 2018 Ref Case",2040,null,"MIS_MNWI","3427; 3428; 3429; 3431; 3434; 3435; 3437; 3438; 3439; 3440","MN",null,null,null,null,"NaturalGas",null,36.438579787046983,97.462254127484215,5028.5545761339999,13417.804761496,2197.355086647709,5869.3608466981395,0.29576755547598399,0.75980509235288152,0,0,null,null,null,2149,"00 Exist Combined Cycle","Fossil","Yes","Existing","Combined Cycle","Renewable","---","---","---","---","---","---","---","---","None","None","No",1,1,1,1,1,1,1,1,1,null,0,0,1,0,0,0,0,0,1,0,0,1,0]
["Nov 2018 Ref Case",2040,null,"S_SOU","5226; 5226","MS",null,null,null,null,"Non-Fossil",null,0.82101767466011999,1.9466714590785421,127.34879395999999,301.94997038600002,0,0,0,0,0,0,null,null,null,52,"00 Exist Non Fossil_Other","Non-Fossil","No","Existing","Non-Fossil Other","Renewable","---","---","---","---","---","---","---","---","None","None","No",1,1,1,1,1,1,1,1,1,null,0,0,1,0,0,0,0,0,1,0,0,1,0]
["Nov 2018 Ref Case",2040,null,"NENGREST",5575,"NH",null,null,null,null,"Wind",null,0,0,140.67325180686601,442.98913677248697,0,0,0,0,0,0,null,null,null,183.1,"00 Exist Onshore Wind","Non-Fossil","No","Existing","Wind","Renewable","---","---","---","---","---","---","---","---","None","None","No",1,1,1,1,1,1,1,1,1,null,0,0,1,0,0,0,0,0,1,0,0,1,0]
["Nov 2018 Ref Case",2040,null,"WECC_NNV",4596,"NV",null,null,null,null,"Hydro",null,0,0,24.220845556,51.463387408000003,0,0,0,0,0,0,null,null,null,12,"00 Exist Hydro","Non-Fossil","No","Existing","Hydro","Renewable","---","---","---","---","---","---","---","---","None","None","No",1,1,1,1,1,1,1,1,1,null,0,0,1,0,0,0,0,0,1,0,0,1,0]
["Nov 2018 Ref Case",2040,null,"NY_Z_J","1244; 1245; 1250; 1251; 1273; 1274; 1275","NY",null,null,null,null,"NaturalGas",null,0.24538363529373602,0.31899388310015903,23.864578387999998,31.421509257,14.467542761643731,18.860727619130678,5.0949376129287745E-2,6.8509909913436029E-2,0,0,null,null,null,50.1,"00 Exist Combustion Turbine","Fossil","No","Existing","Combustion Turbine","Renewable","---","---","---","---","---","---","---","---","None","None","No",1,1,1,1,1,1,1,1,1,null,0,0,1,0,0,0,0,0,1,0,0,1,0]
["Nov 2018 Ref Case",2040,null,"PJM_West","1323; 1329; 1337; 1341; 1344; 1345; 1346; 1347; 1348; 1349; 1350; 1351; 1352; 1353; 1354; 1355; 1356; 1357; 1358; 1359; 1360; 1361; 1362; 1363; 1364; 1365","OH",null,null,null,null,"*Unit Did Not Operate",null,0,0,0,0,0,0,0,0,0,0,null,null,null,248.60000000000008,"00 Exist Combustion Turbine","Fossil","No","Existing","Combustion Turbine","Renewable","---","---","---","---","---","---","---","---","None","None","No",1,1,1,1,1,1,1,1,1,null,0,0,1,0,0,0,0,0,1,0,0,1,0]
["Nov 2018 Ref Case",2040,null,"PJM_WMAC","3703; 3811","PA",null,null,null,null,"NaturalGas",null,37.125000414759398,118.9698332650805,3581.6476525319999,11246.876039368999,2173.2975242800103,6964.4940393378201,1.7344427005834659,5.6361522432215301,0,0,null,null,null,2805,"00 Exist Oil/Gas Steam","Fossil","Yes","Existing","O/G Steam","Renewable","---","---","---","---","---","---","---","---","None","None","No",1,1,1,1,1,1,1,1,1,null,0,0,1,0,0,0,0,0,1,0,0,1,0]
["Nov 2018 Ref Case",2040,null,"ERC_REST",4981,"TX",null,null,null,null,"Solar",null,0,0,280.88487752547297,536.62118528384201,0,0,0,0,0,0,null,null,null,285.3,"00 Exist Solar PV","Non-Fossil","No","Existing","Solar PV","Renewable","---","---","---","---","---","---","---","---","None","None","No",1,1,1,1,1,1,1,1,1,null,0,0,1,0,0,0,0,0,1,0,0,1,0]
["Nov 2018 Ref Case",2040,null,"SPP_WEST",3983,"TX",null,null,null,null,"NaturalGas",null,1.1868076361808E-2,1.1868076361808E-2,0.93068352899999995,0.93068352899999995,0.69475719022023996,0.69475719022023996,7.7095024046304798E-4,7.7095024046304798E-4,0,0,null,null,null,25,"00 Exist Oil/Gas Steam","Fossil","No","Existing","O/G Steam","Renewable","---","---","---","---","---","---","---","---","None","None","No",1,1,1,1,1,1,1,1,1,null,0,0,1,0,0,0,0,0,1,0,0,1,0]
["Nov 2018 Ref Case",2040,null,"MIS_MNWI",5042,"WI",null,null,null,null,"Solar",null,0,0,5.8869604705882299,11.5189705882353,0,0,0,0,0,0,null,null,null,7.3,"00 Exist Solar PV","Non-Fossil","No","Existing","Solar PV","Renewable","---","---","---","---","---","---","---","---","None","None","No",1,1,1,1,1,1,1,1,1,null,0,0,1,0,0,0,0,0,1,0,0,1,0]
["Nov 2018 Ref Case",2045,null,"WEC_BANC",35632,"CA",null,null,null,null,"Solar",null,0,0,564.18837654816002,958.27517353151995,0,0,0,0,0,0,null,null,null,517.23360000000002,"00 New Solar PV","Non-Fossil","No","New","Solar PV","Renewable","---","---","---","---","---","---","---","---","None","None","No",1,1,1,1,1,1,1,1,1,null,0,0,1,0,0,0,0,0,1,0,0,1,0]
["Nov 2018 Ref Case",2045,null,"WECC_CO",5428,"CO",null,null,null,null,"*Unit Did Not Operate",null,0,0,0,0,0,0,0,0,0,0,null,null,null,2.3883654876044602E-7,"00 Exist Coal Steam_WetFGD","Fossil","Yes","Existing","Coal Steam","Renewable","Existing","---","---","---","---","---","---","---","None","Existing","No",1,1,1,1,1,1,1,1,1,null,0,0,1,0,0,0,0,0,1,0,0,1,0]
["Nov 2018 Ref Case",2045,null,"WECC_CO",36240,"CO",null,null,null,null,"NaturalGas",null,4.4437217964632998,6.1101820828012503,519.733543446,714.64117927500001,260.13547396496199,357.69005912718501,2.4440469880547901E-2,3.3606001455406501E-2,0,0,null,null,null,1079.247296,"00 New Combustion Turbine","Fossil","Yes","New","Combustion Turbine","Renewable","---","---","---","---","---","---","---","---","None","None","No",1,1,1,1,1,1,1,1,1,null,0,0,1,0,0,0,0,0,1,0,0,1,0]
["Nov 2018 Ref Case",2045,null,"MIS_MIDA","2061; 2062; 2063; 2072","IA",null,null,null,null,"*Unit Did Not Operate",null,0,0,0,0,0,0,0,0,0,0,null,null,null,250.10000000000002,"00 Exist Combustion Turbine","Fossil","No","Existing","Combustion Turbine","Renewable","---","---","---","---","---","---","---","---","None","None","No",1,1,1,1,1,1,1,1,1,null,0,0,1,0,0,0,0,0,1,0,0,1,0]
["Nov 2018 Ref Case",2045,null,"MIS_INKY","3835; 3836; 3837; 3838; 3839; 3840","IN",null,null,null,null,"NaturalGas",null,0.1004014110524,0.282417889857,10.960421788,32.604693097999998,9.3035348263080397,27.675841642375339,1.4819027686496039E-2,4.4996033530347979E-2,0,0,null,null,null,16.2,"00 Exist Oil/Gas Steam","Fossil","No","Existing","O/G Steam","Renewable","---","---","---","---","---","---","---","---","None","None","No",1,1,1,1,1,1,1,1,1,null,0,0,1,0,0,0,0,0,1,0,0,1,0]
["Nov 2018 Ref Case",2045,null,"MIS_LA",27834,"LA",null,null,null,null,"Hydro",null,0,0,1022.516353668,3097.7323600660002,0,0,0,0,0,0,null,null,null,643.11771599999997,"00 New Hydro","Non-Fossil","No","New","Hydro","Renewable","---","---","---","---","---","---","---","---","None","None","No",1,1,1,1,1,1,1,1,1,null,0,0,1,0,0,0,0,0,1,0,0,1,0]
["Nov 2018 Ref Case",2045,null,"NENGREST","11107; 11547","MA",null,null,null,null,null,null,null,null,null,null,null,null,null,null,null,null,null,null,null,165.083989,"00 O/G Retirement","Retired","No","Retired","O/G Steam","Renewable","Retired","Retired","Retired","Retired","Retired","Retired","Retired","Retired","Retired","Retired","No",1,1,1,1,1,1,1,1,1,null,0,0,0,0,0,0,0,0,0,0,0,0,0]
["Nov 2018 Ref Case",2045,null,"MIS_LMI",27905,"MN",null,null,null,null,"NaturalGas",null,4.7832497898547413E-3,1.0805086085511872E-2,0.77149190158947445,1.7427558202438476,0.28001144269809686,0.63252973944586366,2.630787384420082E-5,5.9427973470314482E-5,0,0,null,null,null,0.22866922115152197,"00 New Combined Cycle","Fossil","Yes","New","Combined Cycle","Renewable","---","---","---","---","---","---","---","---","None","None","No",1,1,1,1,1,1,1,1,1,null,0,0,1,0,0,0,0,0,1,0,0,1,0]
["Nov 2018 Ref Case",2045,null,"MIS_MO",5559,"MO",null,null,null,null,"Wind",null,0,0,106.27134433793201,318.17700000000002,0,0,0,0,0,0,null,null,null,146,"00 Exist Onshore Wind","Non-Fossil","No","Existing","Wind","Renewable","---","---","---","---","---","---","---","---","None","None","No",1,1,1,1,1,1,1,1,1,null,0,0,1,0,0,0,0,0,1,0,0,1,0]
["Nov 2018 Ref Case",2045,null,"S_VACA","5701; 5702; 5703; 5704; 5704; 5705; 5711","NC",null,null,null,null,"Coal",null,81.993348663372544,125.20456541751807,8521.664554695999,13018.143471316,8523.0993756702319,13007.277285717453,6.8330040737860243,10.857982622472093,5.1376696449921848,7.7911591365365975,null,null,null,3170,"00 Exist Coal Steam_WetFGD_SCR","Fossil","Yes","Existing","Coal Steam","Renewable","Existing","---","Existing","---","---","---","---","---","Existing","Existing","Yes",1,1,1,1,1,1,1,1,1,null,0,0,1,0,0,0,0,0,1,0,0,1,0]
["Nov 2018 Ref Case",2045,null,"SPP_SPS",5591,"NM",null,null,null,null,"Wind",null,0,0,812.89852104560998,2139.1669497890598,0,0,0,0,0,0,null,null,null,595.4,"00 Exist Onshore Wind","Non-Fossil","No","Existing","Wind","Renewable","---","---","---","---","---","---","---","---","None","None","No",1,1,1,1,1,1,1,1,1,null,0,0,1,0,0,0,0,0,1,0,0,1,0]
["Nov 2018 Ref Case",2045,null,"NY_Z_A",5062,"NY",null,null,null,null,"Solar",null,0,0,3.2148140744321001,6.3093506041565997,0,0,0,0,0,0,null,null,null,4,"00 Exist Solar PV","Non-Fossil","No","Existing","Solar PV","Renewable","---","---","---","---","---","---","---","---","None","None","No",1,1,1,1,1,1,1,1,1,null,0,0,1,0,0,0,0,0,1,0,0,1,0]
["Nov 2018 Ref Case",2045,null,"PJM_ATSI",2465,"OH",null,null,null,null,"NaturalGas",null,0,1.8657105678400001E-3,0,0.173635232,0,0.109218696641353,0,1.1075044501755E-3,0,0,null,null,null,12,"00 Exist Combustion Turbine","Fossil","No","Existing","Combustion Turbine","Renewable","---","---","---","---","---","---","---","---","None","None","No",1,1,1,1,1,1,1,1,1,null,0,0,1,0,0,0,0,0,1,0,0,1,0]
["Nov 2018 Ref Case",2045,null,"PJM_PENE","4867; 4868; 4869","PA",null,null,null,null,"LF Gas",null,0.73061723737522799,1.7239623351603659,53.429760971999997,126.07271056799999,42.104740772696999,99.350225412956803,2.288658496077901E-2,5.4003120148898506E-2,0,0,null,null,null,18.3,"00 Exist Landfill Gas","Non-Fossil","No","Existing","Landfill Gas","Renewable","---","---","---","---","---","---","---","---","None","None","No",1,1,1,1,1,1,1,1,1,null,0,0,1,0,0,0,0,0,1,0,0,1,0]
["Nov 2018 Ref Case",2045,null,"ERC_REST","26509; 26510; 26515; 26521; 26522; 26523; 26524; 26525","TX",null,null,null,null,"Solar",null,0,0,20164.746235579871,39771.185102518895,0,0,0,0,0,0,null,null,null,21604.124927000001,"00 New Solar PV","Non-Fossil","No","New","Solar PV","Renewable","---","---","---","---","---","---","---","---","None","None","No",1,1,1,1,1,1,1,1,1,null,0,0,1,0,0,0,0,0,1,0,0,1,0]
["Nov 2018 Ref Case",2045,null,"ERC_WEST",5558,"TX",null,null,null,null,"Wind",null,0,0,12669.682309993999,33638.3129604024,0,0,0,0,0,0,null,null,null,12097.9,"00 Exist Onshore Wind","Non-Fossil","No","Existing","Wind","Renewable","---","---","---","---","---","---","---","---","None","None","No",1,1,1,1,1,1,1,1,1,null,0,0,1,0,0,0,0,0,1,0,0,1,0]
["Nov 2018 Ref Case",2045,null,"MIS_WUMS","4548; 4549; 4550","WI",null,null,null,null,"Hydro",null,0,0,488.720490622,1060.4631573480001,0,0,0,0,0,0,null,null,null,208.39999999999998,"00 Exist Hydro","Non-Fossil","No","Existing","Hydro","Renewable","---","---","---","---","---","---","---","---","None","None","No",1,1,1,1,1,1,1,1,1,null,0,0,1,0,0,0,0,0,1,0,0,1,0]
["Nov 2018 Ref Case",2050,null,"SPP_WEST","2532; 2533","AR",null,null,null,null,"*Unit Did Not Operate",null,0,0,0,0,0,0,0,0,0,0,null,null,null,2.4000000000000004,"00 Exist Combustion Turbine","Fossil","No","Existing","Combustion Turbine","Renewable","---","---","---","---","---","---","---","---","None","None","No",1,1,1,1,1,1,1,1,1,null,0,0,1,0,0,0,0,0,1,0,0,1,0]
["Nov 2018 Ref Case",2050,null,"WECC_IID",36625,"CA",null,null,null,null,"Hydro",null,0,0,1.083758574,2.346772477,0,0,0,0,0,0,null,null,null,0.381046,"00 New Hydro","Non-Fossil","No","New","Hydro","Renewable","---","---","---","---","---","---","---","---","None","None","No",1,1,1,1,1,1,1,1,1,null,0,0,1,0,0,0,0,0,1,0,0,1,0]
["Nov 2018 Ref Case",2050,null,"WECC_CO","3704; 3705; 3706","CO",null,null,null,null,"NaturalGas",null,0.44752803854040002,1.2463207574698001,53.919040787999997,150.15912740600001,45.768099392078,127.45957211603491,8.1643166879774298E-2,0.2273680419476497,0,0,null,null,null,40,"00 Exist Oil/Gas Steam","Fossil","No","Existing","O/G Steam","Renewable","---","---","---","---","---","---","---","---","None","None","No",1,1,1,1,1,1,1,1,1,null,0,0,1,0,0,0,0,0,1,0,0,1,0]
["Nov 2018 Ref Case",2050,null,"S_SOU","3854; 3858","GA",null,null,null,null,"NaturalGas",null,3.8732286155735998,5.3667617076799452,363.06861425799997,502.88954814500005,226.73880315567862,314.170230367584,0.17136667077950357,0.23705435477287251,0,0,null,null,null,764,"00 Exist Oil/Gas Steam","Fossil","Yes","Existing","O/G Steam","Renewable","---","---","---","---","---","---","---","---","None","None","No",1,1,1,1,1,1,1,1,1,null,0,0,1,0,0,0,0,0,1,0,0,1,0]
["Nov 2018 Ref Case",2050,null,"MIS_MO",4560,"IA",null,null,null,null,"Hydro",null,0,0,417.16782855100001,871.62988903099995,0,0,0,0,0,0,null,null,null,140.5,"00 Exist Hydro","Non-Fossil","No","Existing","Hydro","Renewable","---","---","---","---","---","---","---","---","None","None","No",1,1,1,1,1,1,1,1,1,null,0,0,1,0,0,0,0,0,1,0,0,1,0]
["Nov 2018 Ref Case",2050,null,"PJM_West",5479,"IN",null,null,null,null,"Coal",null,1.4931806568021599,2.4376670487915599,118.05666167,192.73142384499999,152.35419968238,248.72329454503199,0.27365521897213202,0.44675124003202898,1.9295236729935099,3.15001152478948,null,null,null,65,"00 Exist Coal Steam_DryFGD_SNCR_ACI_DSI","Fossil","Yes","Existing","Coal Steam","Renewable","Existing","Existing","---","Existing","Existing","---","---","---","Existing","Existing","Yes",1,1,1,1,1,1,1,1,1,null,0,0,1,0,0,0,0,0,1,0,0,1,0]
["Nov 2018 Ref Case",2050,null,"MIS_LA",3694,"LA",null,null,null,null,"NaturalGas",null,2.7800162851692001,4.37619114951573,259.0157724,407.73233481,162.74215333380499,256.18222989265098,0.128867654899018,0.202858340735802,0,0,null,null,null,575,"00 Exist Oil/Gas Steam_SNCR","Fossil","Yes","Existing","O/G Steam","Renewable","---","---","---","Existing","---","---","---","---","Existing","None","No",1,1,1,1,1,1,1,1,1,null,0,0,1,0,0,0,0,0,1,0,0,1,0]
["Nov 2018 Ref Case",2050,null,"PJM_AP",14389,"MD",null,null,null,null,null,null,null,null,null,null,null,null,null,null,null,null,null,null,null,180,"00 Coal Retirement","Retired","No","Retired","Coal Steam","Renewable","Retired","Retired","Retired","Retired","Retired","Retired","Retired","Retired","Retired","Retired","No",1,1,1,1,1,1,1,1,1,null,0,0,0,0,0,0,0,0,0,0,0,0,0]
["Nov 2018 Ref Case",2050,null,"MIS_MNWI",4192,"MN",null,null,null,null,"Coal",null,15.6481815575208,35.603885979946199,1619.5592586959999,3684.939554952,1686.0915628228599,3836.3187143392101,0.74634001938595196,1.6981273418135301,0.76488594936836296,1.74032439672746,null,null,null,511,"00 Exist Coal Steam_DryFGD_SCR_ACI","Fossil","Yes","Existing","Coal Steam","Renewable","Existing","---","Existing","---","Existing","---","---","---","Existing","Existing","Yes",1,1,1,1,1,1,1,1,1,null,0,0,1,0,0,0,0,0,1,0,0,1,0]
["Nov 2018 Ref Case",2050,null,"S_C_TVA","3289; 3293; 3294; 3295; 3296; 3297; 3298","MS",null,null,null,null,"NaturalGas",null,67.129605684296379,175.32970271038343,9241.9685354680005,24137.776190454002,3929.7671167587087,10263.800796665828,0.4882908640906834,1.2721853580778413,0,0,null,null,null,4648,"00 Exist Combined Cycle","Fossil","Yes","Existing","Combined Cycle","Renewable","---","---","---","---","---","---","---","---","None","None","No",1,1,1,1,1,1,1,1,1,null,0,0,1,0,0,0,0,0,1,0,0,1,0]
["Nov 2018 Ref Case",2050,null,"PJM_EMAC",5532,"NJ",null,null,null,null,"Wind",null,0,0,5.0920197713539403,17.0893351905465,0,0,0,0,0,0,null,null,null,7.6,"00 Exist Onshore Wind","Non-Fossil","No","Existing","Wind","Renewable","---","---","---","---","---","---","---","---","None","None","No",1,1,1,1,1,1,1,1,1,null,0,0,1,0,0,0,0,0,1,0,0,1,0]
["Nov 2018 Ref Case",2050,null,"NY_Z_B",30283,"NY",null,null,null,null,"Solar",null,0,0,4.8362748,7.8710927999999996,0,0,0,0,0,0,null,null,null,6,"00 New Solar PV","Non-Fossil","No","New","Solar PV","Renewable","---","---","---","---","---","---","---","---","None","None","No",1,1,1,1,1,1,1,1,1,null,0,0,1,0,0,0,0,0,1,0,0,1,0]
["Nov 2018 Ref Case",2050,null,"NY_Z_K","3022; 3023","NY",null,null,null,null,"NaturalGas",null,1.5345771850888801,3.1915894050411904,183.02469384,382.80824931699999,99.1692553538699,207.92242052899701,0.13157377269819101,0.27495440788502118,0,0,null,null,null,67,"00 Exist Combined Cycle","Fossil","No","Existing","Combined Cycle","Renewable","---","---","---","---","---","---","---","---","None","None","No",1,1,1,1,1,1,1,1,1,null,0,0,1,0,0,0,0,0,1,0,0,1,0]
["Nov 2018 Ref Case",2050,null,"PJM_EMAC","4709; 4710; 4711; 4712; 4713; 4714; 4715; 4716","PA",null,null,null,null,"LF Gas",null,2.1912648140653723,5.3598601828102996,141.150154042,345.25498223300008,126.64322733029245,309.77086260662259,7.0388677449201742E-2,0.1721715545055412,0,0,null,null,null,86.7,"00 Exist Landfill Gas","Non-Fossil","No","Existing","Landfill Gas","Renewable","---","---","---","---","---","---","---","---","None","None","No",1,1,1,1,1,1,1,1,1,null,0,0,1,0,0,0,0,0,1,0,0,1,0]
["Nov 2018 Ref Case",2050,null,"SPP_WAUE","2669; 2670; 2671; 2672; 2673; 2682; 2686","SD",null,null,null,null,"*Unit Did Not Operate",null,0,0,0,0,0,0,0,0,0,0,null,null,null,40.199999999999996,"00 Exist Combustion Turbine","Fossil","No","Existing","Combustion Turbine","Renewable","---","---","---","---","---","---","---","---","None","None","No",1,1,1,1,1,1,1,1,1,null,0,0,1,0,0,0,0,0,1,0,0,1,0]
["Nov 2018 Ref Case",2050,null,"ERC_REST","5340; 5341; 5342; 5343","TX",null,null,null,null,"Nuclear",null,179.01578518679511,409.13687049985498,17120.866984200002,39129.387002664,0,0,0,0,0,0,null,null,null,4960,"00 Exist Nuclear","Non-Fossil","No","Existing","Nuclear","Renewable","---","---","---","---","---","---","---","---","None","None","No",1,1,1,1,1,1,1,1,1,null,0,0,1,0,0,0,0,0,1,0,0,1,0]
["Nov 2018 Ref Case",2050,null,"PJM_EMAC","944; 945; 946; 947; 948; 949","VA",null,null,null,null,"*Unit Did Not Operate",null,0,0,0,0,0,0,0,0,0,0,null,null,null,40,"00 Exist Combustion Turbine","Fossil","No","Existing","Combustion Turbine","Renewable","---","---","---","---","---","---","---","---","None","None","No",1,1,1,1,1,1,1,1,1,null,0,0,1,0,0,0,0,0,1,0,0,1,0]
["Nov 2018 Ref Case",2050,null,"WECC_WY","2445; 2447; 2451","WY",null,null,null,null,"*Unit Did Not Operate",null,0,0,0,0,0,0,0,0,0,0,null,null,null,105,"00 Exist Combustion Turbine","Fossil","Yes","Existing","Combustion Turbine","Renewable","---","---","---","---","---","---","---","---","None","None","No",1,1,1,1,1,1,1,1,1,null,0,0,1,0,0,0,0,0,1,0,0,1,0]
["Nov 2018 Ref Case with 45Q",2021,null,"WECC_AZ","5603; 5604; 5605","AZ",null,null,null,null,"EnerStor",null,0,0,23.109583280000003,62.077483024999999,0,0,0,0,0,0,null,null,null,40,"00 Exist Energy Storage","Non-Fossil","No","Existing","Energy Storage","Renewable","---","---","---","---","---","---","---","---","None","None","No",1,1,1,1,1,1,1,1,1,null,0,0,0,0,0,0,0,0,0,0,0,1,0]
["Nov 2018 Ref Case with 45Q",2021,null,"WECC_SCE",37926,"CA",null,null,null,null,"LF Gas",null,9.5178239999999997E-2,0.22705919999999999,5.2876799999999999,12.6144,5.4850267929600003,13.085194636800001,4.2830207999999996E-3,1.0217664E-2,0,0,null,null,null,1.6,"00 New Landfill Gas","Non-Fossil","No","New","Landfill Gas","Renewable","---","---","---","---","---","---","---","---","None","None","No",1,1,1,1,1,1,1,1,1,null,0,0,0,0,0,0,0,0,0,0,0,1,0]
["Nov 2018 Ref Case with 45Q",2021,null,"NENG_CT","1170; 1181; 1185; 1186; 1191; 1192; 1193; 1194; 1195; 1196; 1197; 1198; 1199; 1200; 1201; 1202; 1203; 1204; 1205; 1206; 1207; 1208; 1209; 1210; 1211; 1223","CT",null,null,null,null,"*Unit Did Not Operate",null,0,0,0,0,0,0,0,0,0,0,null,null,null,333.5,"00 Exist Combustion Turbine","Fossil","No","Existing","Combustion Turbine","Renewable","---","---","---","---","---","---","---","---","None","None","No",1,1,1,1,1,1,1,1,1,null,0,0,0,0,0,0,0,0,0,0,0,1,0]
["Nov 2018 Ref Case with 45Q",2021,null,"MIS_MIDA",4191,"IA",null,null,null,null,"Coal",null,26.000647263309698,58.947243886663998,2571.5208449520001,5830.0112636399999,2785.9693542636301,6316.1971824560496,0.73581831755166405,1.6682070019925901,1.04002589053239,2.3578897554665601,null,null,null,814,"00 Exist Coal Steam_DryFGD_SCR_ACI","Fossil","Yes","Existing","Coal Steam","Renewable","Existing","---","Existing","---","Existing","---","---","---","Existing","Existing","Yes",1,1,1,1,1,1,1,1,1,null,0,0,0,0,0,0,0,0,0,0,0,1,0]
["Nov 2018 Ref Case with 45Q",2021,null,"MIS_INKY",4051,"IN",null,null,null,null,"NaturalGas",null,2.4973498968054,4.2693623464129002,239.6458974,409.68835489999998,146.19486295898801,249.92847175901099,0.100493359847449,0.171799140819655,0,0,null,null,null,418,"00 Exist Oil/Gas Steam_SCR","Fossil","Yes","Existing","O/G Steam","Renewable","---","---","Existing","---","---","---","---","---","Existing","None","No",1,1,1,1,1,1,1,1,1,null,0,0,0,0,0,0,0,0,0,0,0,1,0]
["Nov 2018 Ref Case with 45Q",2021,null,"PJM_West","1368; 1369; 1370; 1371; 1372; 1374","KY",null,null,null,null,"NaturalGas",null,5.5848712923283035,6.0331026450322334,500.42262613499997,540.76789315999997,326.93836545289929,353.17782884018681,0.16779555319508563,0.18178550583606054,0,0,null,null,null,2110,"00 Exist Combustion Turbine","Fossil","Yes","Existing","Combustion Turbine","Renewable","---","---","---","---","---","---","---","---","None","None","No",1,1,1,1,1,1,1,1,1,null,0,0,0,0,0,0,0,0,0,0,0,1,0]
["Nov 2018 Ref Case with 45Q",2021,null,"PJM_SMAC","4717; 4718; 4719; 4720","MD",null,null,null,null,"LF Gas",null,0.40015412664348005,0.88306315254786394,28.637913336000004,63.198363728000004,23.060482164337103,50.890046418180901,4.8182558389141462E-2,0.10632963419828831,0,0,null,null,null,12.5,"00 Exist Landfill Gas","Non-Fossil","No","Existing","Landfill Gas","Renewable","---","---","---","---","---","---","---","---","None","None","No",1,1,1,1,1,1,1,1,1,null,0,0,0,0,0,0,0,0,0,0,0,1,0]
["Nov 2018 Ref Case with 45Q",2021,null,"S_D_AECI",5598,"MO",null,null,null,null,"Wind",null,0,0,629.83259928612904,2034.5862638006799,0,0,0,0,0,0,null,null,null,808.3,"00 Exist Onshore Wind","Non-Fossil","No","Existing","Wind","Renewable","---","---","---","---","---","---","---","---","None","None","No",1,1,1,1,1,1,1,1,1,null,0,0,0,0,0,0,0,0,0,0,0,1,0]
["Nov 2018 Ref Case with 45Q",2021,null,"WECC_NM","5723; 5724","Navajo",null,null,null,null,"Coal",null,42.427987214886102,89.428622529056099,4232.4314797440002,8921.2172530629996,4470.4755743412006,9422.7536799779191,1.0719759589765179,2.2599459531198041,3.2261518153862601,6.7999999966621303,null,null,null,1338.5211979999999,"00 Exist Coal Steam_WetFGD_SCR","Fossil","Yes","Existing","Coal Steam","Renewable","Existing","---","Existing","---","---","---","---","---","Existing","Existing","Yes",1,1,1,1,1,1,1,1,1,null,0,0,0,0,0,0,0,0,0,0,0,1,0]
["Nov 2018 Ref Case with 45Q",2021,null,"SPP_NEBR","4577; 4578","NE",null,null,null,null,"Hydro",null,0,0,277.81437168399998,569.44827480599997,0,0,0,0,0,0,null,null,null,175.89999999999998,"00 Exist Hydro","Non-Fossil","No","Existing","Hydro","Renewable","---","---","---","---","---","---","---","---","None","None","No",1,1,1,1,1,1,1,1,1,null,0,0,0,0,0,0,0,0,0,0,0,1,0]
["Nov 2018 Ref Case with 45Q",2021,null,"NY_Z_F",5611,"NY",null,null,null,null,"EnerStor",null,0,0,3.8159999999999998,4.1742316800000001,0,0,0,0,0,0,null,null,null,20,"00 Exist Energy Storage","Non-Fossil","No","Existing","Energy Storage","Renewable","---","---","---","---","---","---","---","---","None","None","No",1,1,1,1,1,1,1,1,1,null,0,0,0,0,0,0,0,0,0,0,0,1,0]
["Nov 2018 Ref Case with 45Q",2021,null,"SPP_WEST",35295,"OK",null,null,null,null,"Solar",null,0,0,29.59295745,57.077292075000003,0,0,0,0,0,0,null,null,null,30.75,"00 New Solar PV","Non-Fossil","No","New","Solar PV","Renewable","---","---","---","---","---","---","---","---","None","None","No",1,1,1,1,1,1,1,1,1,null,0,0,0,0,0,0,0,0,0,0,0,1,0]
["Nov 2018 Ref Case with 45Q",2021,null,"S_VACA","5393; 5394; 5395; 5396; 5397; 5398","SC",null,null,null,null,"Nuclear",null,213.47641548516208,487.89592759504626,20416.642643952,46661.814039311997,0,0,0,0,0,0,null,null,null,5835.2,"00 Exist Nuclear","Non-Fossil","No","Existing","Nuclear","Renewable","---","---","---","---","---","---","---","---","None","None","No",1,1,1,1,1,1,1,1,1,null,0,0,0,0,0,0,0,0,0,0,0,1,0]
["Nov 2018 Ref Case with 45Q",2021,null,"ERC_REST","668; 679; 698; 699; 700; 702; 703","TX",null,null,null,null,"NaturalGas",null,0.18942436101250479,0.18942436101250479,17.570688231000002,17.570688231000002,11.152152707754174,11.152152707754174,2.6717656911592683E-3,2.6717656911592683E-3,0,0,null,null,null,516,"00 Exist Combustion Turbine","Fossil","No","Existing","Combustion Turbine","Renewable","---","---","---","---","---","---","---","---","None","None","No",1,1,1,1,1,1,1,1,1,null,0,0,0,0,0,0,0,0,0,0,0,1,0]
["Nov 2018 Ref Case with 45Q",2021,null,"PJM_EMAC",31744,"VA",null,null,null,null,"Solar",null,0,0,17.085968000000001,32.456336,0,0,0,0,0,0,null,null,null,20,"00 New Solar PV","Non-Fossil","No","New","Solar PV","Renewable","---","---","---","---","---","---","---","---","None","None","No",1,1,1,1,1,1,1,1,1,null,0,0,0,0,0,0,0,0,0,0,0,1,0]
["Nov 2018 Ref Case with 45Q",2021,null,"MIS_WUMS",3351,"WI",null,null,null,null,"NaturalGas",null,9.4499127898560006E-2,0.2512931737536,12.450477984000001,33.108455040000003,5.5319789471816998,14.710702391535699,3.0192471363589901E-3,8.0288169014275101E-3,0,0,null,null,null,5,"00 Exist Combined Cycle","Fossil","No","Existing","Combined Cycle","Renewable","---","---","---","---","---","---","---","---","None","None","No",1,1,1,1,1,1,1,1,1,null,0,0,0,0,0,0,0,0,0,0,0,1,0]
["Nov 2018 Ref Case with 45Q",2023,null,"WECC_AZ","3709; 3710; 3711; 3712","AZ",null,null,null,null,"*Unit Did Not Operate",null,0,0,0,0,0,0,0,0,0,0,null,null,null,799.64860299999998,"00 Exist Oil/Gas Steam","Fossil","Yes","Existing","O/G Steam","Renewable","---","---","---","---","---","---","---","---","None","None","No",1,1,1,1,1,1,1,1,1,null,0,0,0,0,0,0,0,0,0,0,0,1,0]
["Nov 2018 Ref Case with 45Q",2023,null,"WECC_SCE","1890; 1891; 1892; 1893","CA",null,null,null,null,"NaturalGas",null,3.0133583466362999,11.3325890267211,346.36302834899999,1302.596439853,241.84324732618637,914.05973005009071,2.6764484085182321E-2,9.9547984587321739E-2,0,0,null,null,null,676.5,"00 Exist Combustion Turbine","Fossil","Yes","Existing","Combustion Turbine","Renewable","---","---","---","---","---","---","---","---","None","None","No",1,1,1,1,1,1,1,1,1,null,0,0,0,0,0,0,0,0,0,0,0,1,0]
["Nov 2018 Ref Case with 45Q",2023,null,"NENG_CT",5539,"CT",null,null,null,null,"Wind",null,0,0,0.86229454141373696,2.7337488452099898,0,0,0,0,0,0,null,null,null,1.1000000000000001,"00 Exist Onshore Wind","Non-Fossil","No","Existing","Wind","Renewable","---","---","---","---","---","---","---","---","None","None","No",1,1,1,1,1,1,1,1,1,null,0,0,0,0,0,0,0,0,0,0,0,1,0]
["Nov 2018 Ref Case with 45Q",2023,null,"MIS_MIDA","2068; 2071; 2079; 2080; 2081; 2082; 2083; 2084; 2085; 2121","IA",null,null,null,null,"NaturalGas",null,7.4255464456244827E-2,7.4255464456244827E-2,6.6355474859999992,6.6355474859999992,4.3469148892685716,4.3469148892685716,4.9254992837105827E-2,4.9254992837105827E-2,0,0,null,null,null,66.7,"00 Exist Combustion Turbine","Fossil","No","Existing","Combustion Turbine","Renewable","---","---","---","---","---","---","---","---","None","None","No",1,1,1,1,1,1,1,1,1,null,0,0,0,0,0,0,0,0,0,0,0,1,0]
["Nov 2018 Ref Case with 45Q",2023,null,"MIS_INKY","5672; 5673","KY",null,null,null,null,"Coal",null,10.47341657727187,24.047851680432601,1007.7413005440001,2313.8593933439997,1088.026305992413,2498.2005669185301,0.857730369777297,2.36680430528705,1.568078756107693,3.6004416583549501,null,null,null,312,"00 Exist Coal Steam_WetFGD_SCR","Fossil","Yes","Existing","Coal Steam","Renewable","Existing","---","Existing","---","---","---","---","---","Existing","Existing","Yes",1,1,1,1,1,1,1,1,1,null,0,0,0,0,0,0,0,0,0,0,0,1,0]
["Nov 2018 Ref Case with 45Q",2023,null,"PJM_EMAC",4701,"MD",null,null,null,null,"LF Gas",null,4.4952007320000001E-2,9.9061489606500006E-2,3.32977832,7.3378881189999996,2.5905392298442802,5.7088145845329903,5.4126712014012004E-3,1.19279939635187E-2,0,0,null,null,null,5.4,"00 Exist Landfill Gas","Non-Fossil","No","Existing","Landfill Gas","Renewable","---","---","---","---","---","---","---","---","None","None","No",1,1,1,1,1,1,1,1,1,null,0,0,0,0,0,0,0,0,0,0,0,1,0]
["Nov 2018 Ref Case with 45Q",2023,null,"PJM_SMAC","5165; 5166","MD",null,null,null,null,"MSW",null,5.5585277080680999,12.13737542464923,287.30695756800003,627.35180775899994,280.58555629592701,612.67522882454398,1.5067957691368861,3.2901780648971304,0.12847736413885658,0.28053795609936599,null,null,null,115.2,"00 Exist Non Fossil_Other","Non-Fossil","No","Existing","Non-Fossil Other","Renewable","---","---","---","---","---","---","---","---","None","None","No",1,1,1,1,1,1,1,1,1,null,0,0,0,0,0,0,0,0,0,0,0,1,0]
["Nov 2018 Ref Case with 45Q",2023,null,"SPP_WEST",4965,"MO",null,null,null,null,"Pumps",null,0,0,56.337333899999997,60.579444213999999,0,0,0,0,0,0,null,null,null,186,"00 Exist Pump Storage","Non-Fossil","No","Existing","Pumped Storage","Renewable","---","---","---","---","---","---","---","---","None","None","No",1,1,1,1,1,1,1,1,1,null,0,0,0,0,0,0,0,0,0,0,0,1,0]
["Nov 2018 Ref Case with 45Q",2023,null,"MIS_MAPP","5175; 5175","ND",null,null,null,null,"Non-Fossil",null,0.16681705056000001,0.390951795279528,17.515440000000002,41.049117522000003,0,0,0,0,0,0,null,null,null,5.3,"00 Exist Non Fossil_Other","Non-Fossil","No","Existing","Non-Fossil Other","Renewable","---","---","---","---","---","---","---","---","None","None","No",1,1,1,1,1,1,1,1,1,null,0,0,0,0,0,0,0,0,0,0,0,1,0]
["Nov 2018 Ref Case with 45Q",2023,null,"WECC_NNV",37377,"NV",null,null,null,null,"Wind",null,0,0,5.7979172910499903,16.345598855513401,0,0,0,0,0,0,null,null,null,3.72,"00 New Onshore Wind","Non-Fossil","No","New","Wind","Renewable","---","---","---","---","---","---","---","---","None","None","No",1,1,1,1,1,1,1,1,1,null,0,0,0,0,0,0,0,0,0,0,0,1,0]
["Nov 2018 Ref Case with 45Q",2023,null,"NY_Z_C&E","30391; 30392; 30393; 30394; 30395; 30396; 30397; 30398","NY",null,null,null,null,"Wind",null,0,0,2287.8090262945561,6725.2819415072227,0,0,0,0,0,0,null,null,null,1829.6799999999998,"00 New Onshore Wind","Non-Fossil","No","New","Wind","Renewable","---","---","---","---","---","---","---","---","None","None","No",1,1,1,1,1,1,1,1,1,null,0,0,0,0,0,0,0,0,0,0,0,1,0]
["Nov 2018 Ref Case with 45Q",2023,null,"SPP_WEST","4923; 4924","OK",null,null,null,null,"LF Gas",null,5.1356417321638002E-2,0.130359648262558,3.7024307780000001,9.3979992980000002,2.95961897382867,7.51249616972295,6.1838262096984399E-3,1.5696605247294618E-2,0,0,null,null,null,2.8,"00 Exist Landfill Gas","Non-Fossil","No","Existing","Landfill Gas","Renewable","---","---","---","---","---","---","---","---","None","None","No",1,1,1,1,1,1,1,1,1,null,0,0,0,0,0,0,0,0,0,0,0,1,0]
["Nov 2018 Ref Case with 45Q",2023,null,"PJM_PENE","5651; 5726","PA",null,null,null,null,"Coal",null,70.161575604823199,154.00444512715831,7156.5495573239996,15702.153385219999,7263.37398866678,15943.08382092218,3.6628254209916697,8.0428443002792704,3.8891966343688598,8.5921704546202307,null,null,null,2353,"00 Exist Coal Steam_WetFGD_SCR","Fossil","Yes","Existing","Coal Steam","Renewable","Existing","---","Existing","---","---","---","---","---","Existing","Existing","Yes",1,1,1,1,1,1,1,1,1,null,0,0,0,0,0,0,0,0,0,0,0,1,0]
["Nov 2018 Ref Case with 45Q",2023,null,"ERC_FRNT",3587,"TX",null,null,null,null,"NaturalGas",null,19.974926699455899,44.794543817972396,2822.5133106479998,6329.5950004200004,1169.3322089861499,2622.2725951041002,0.37183326051037202,0.83385043317155505,0,0,null,null,null,860,"00 Exist Combined Cycle","Fossil","Yes","Existing","Combined Cycle","Renewable","---","---","---","---","---","---","---","---","None","None","No",1,1,1,1,1,1,1,1,1,null,0,0,0,0,0,0,0,0,0,0,0,1,0]
["Nov 2018 Ref Case with 45Q",2023,null,"PJM_Dom","1755; 1756","VA",null,null,null,null,"NaturalGas",null,9.3185317298499996E-3,9.3185317298499996E-3,0.86724352999999998,0.86724352999999998,0.54550684746542,0.54550684746542,8.2754152880105802E-3,8.2754152880105802E-3,0,0,null,null,null,4,"00 Exist Combustion Turbine","Fossil","No","Existing","Combustion Turbine","Renewable","---","---","---","---","---","---","---","---","None","None","No",1,1,1,1,1,1,1,1,1,null,0,0,0,0,0,0,0,0,0,0,0,1,0]
["Nov 2018 Ref Case with 45Q",2023,null,"MIS_MNWI",28732,"WI",null,null,null,null,"Hydro",null,0,0,265.913787636,578.30120302199998,0,0,0,0,0,0,null,null,null,94.417317999999995,"00 New Hydro","Non-Fossil","No","New","Hydro","Renewable","---","---","---","---","---","---","---","---","None","None","No",1,1,1,1,1,1,1,1,1,null,0,0,0,0,0,0,0,0,0,0,0,1,0]
["Nov 2018 Ref Case with 45Q",2025,null,"SPP_WEST",4964,"AR",null,null,null,null,"Pumps",null,0,0,8.4808890150000007,10.13243364,0,0,0,0,0,0,null,null,null,28,"00 Exist Pump Storage","Non-Fossil","No","Existing","Pumped Storage","Renewable","---","---","---","---","---","---","---","---","None","None","No",1,1,1,1,1,1,1,1,1,null,0,0,0,0,0,0,0,0,0,0,0,1,0]
["Nov 2018 Ref Case with 45Q",2025,null,"WECC_IID",5028,"CA",null,null,null,null,"Solar",null,0,0,1542.84989374575,3134.0368921497102,0,0,0,0,0,0,null,null,null,1171,"00 Exist Solar PV","Non-Fossil","No","Existing","Solar PV","Renewable","---","---","---","---","---","---","---","---","None","None","No",1,1,1,1,1,1,1,1,1,null,0,0,0,0,0,0,0,0,0,0,0,1,0]
["Nov 2018 Ref Case with 45Q",2025,null,"S_SOU","1452; 1453; 1454; 1456; 1459","GA",null,null,null,null,"*Unit Did Not Operate",null,0,0,0,0,0,0,0,0,0,0,null,null,null,832,"00 Exist Combustion Turbine","Fossil","Yes","Existing","Combustion Turbine","Renewable","---","---","---","---","---","---","---","---","None","None","No",1,1,1,1,1,1,1,1,1,null,0,0,0,0,0,0,0,0,0,0,0,1,0]
["Nov 2018 Ref Case with 45Q",2025,null,"MIS_IA",3421,"IA",null,null,null,null,"NaturalGas",null,4.4400904615724997E-2,4.4400904615724997E-2,3.2712668250000001,3.2712668250000001,2.5992289562045401,2.5992289562045401,9.0928612562543205E-3,9.0928612562543205E-3,0,0,null,null,null,20,"00 Exist Combined Cycle","Fossil","No","Existing","Combined Cycle","Renewable","---","---","---","---","---","---","---","---","None","None","No",1,1,1,1,1,1,1,1,1,null,0,0,0,0,0,0,0,0,0,0,0,1,0]
["Nov 2018 Ref Case with 45Q",2025,null,"SPP_N","4118; 4119","KS",null,null,null,null,"Coal",null,32.587486848633901,72.481448546802909,2928.1435124789996,6512.9298875599998,3498.26132811864,7780.8715239399098,1.970621149958268,4.38078697600365,0.97762460545901608,2.1744434564040898,null,null,null,1059.6246604717971,"00 Exist Coal Steam_WetFGD_SNCR_ACI","Fossil","Yes","Existing","Coal Steam","Renewable","Existing","---","---","Existing","Existing","---","---","---","Existing","Existing","Yes",1,1,1,1,1,1,1,1,1,null,0,0,0,0,0,0,0,0,0,0,0,1,0]
["Nov 2018 Ref Case with 45Q",2025,null,"NENGREST",3941,"MA",null,null,null,null,"NaturalGas",null,0.99761989109815197,0.99761989109815197,86.269447518000007,86.269447518000007,58.400668424885801,58.400668424885801,7.8557578324523994E-2,7.8557578324523994E-2,0,0,null,null,null,571,"00 Exist Oil/Gas Steam","Fossil","Yes","Existing","O/G Steam","Renewable","---","---","---","---","---","---","---","---","None","None","No",1,1,1,1,1,1,1,1,1,null,0,0,0,0,0,0,0,0,0,0,0,1,0]
["Nov 2018 Ref Case with 45Q",2025,null,"PJM_AP",5506,"MD",null,null,null,null,"*Unit Did Not Operate",null,0,0,0,0,0,0,0,0,0,0,null,null,null,180,"00 Exist FBC_SNCR_DSI","Fossil","Yes","Existing","Coal Steam","Renewable","---","Existing","---","Existing","---","---","---","---","Existing","Existing","Yes",1,1,1,1,1,1,1,1,1,null,0,0,0,0,0,0,0,0,0,0,0,1,0]
["Nov 2018 Ref Case with 45Q",2025,null,"MIS_MO","1920; 1930; 1933; 1934; 1954","MO",null,null,null,null,"*Unit Did Not Operate",null,0,0,0,0,0,0,0,0,0,0,null,null,null,48.2,"00 Exist Combustion Turbine","Fossil","No","Existing","Combustion Turbine","Renewable","---","---","---","---","---","---","---","---","None","None","No",1,1,1,1,1,1,1,1,1,null,0,0,0,0,0,0,0,0,0,0,0,1,0]
["Nov 2018 Ref Case with 45Q",2025,null,"S_VACA",5744,"NC",null,null,null,null,"Coal",null,14.537623977360701,21.6691637408967,1526.82077166,2275.8140777079998,1507.3341235976,2246.76810924143,1.97682610844151,2.9465728854871398,0.52268200656864106,0.77908755945224295,null,null,null,740,"00 Exist Coal Steam_WetFGD_SNCR","Fossil","Yes","Existing","Coal Steam","Renewable","Existing","---","---","Existing","---","---","---","---","Existing","Existing","Yes",1,1,1,1,1,1,1,1,1,null,0,0,0,0,0,0,0,0,0,0,0,1,0]
["Nov 2018 Ref Case with 45Q",2025,null,"SPP_NEBR",34133,"NE",null,null,null,null,"Solar",null,0,0,3.2848242000000001,5.8330041000000001,0,0,0,0,0,0,null,null,null,3.5,"00 New Solar PV","Non-Fossil","No","New","Solar PV","Renewable","---","---","---","---","---","---","---","---","None","None","No",1,1,1,1,1,1,1,1,1,null,0,0,0,0,0,0,0,0,0,0,0,1,0]
["Nov 2018 Ref Case with 45Q",2025,null,"NY_Z_B",10528,"NY",null,null,null,null,"NaturalGas",null,0,0.73291722417144001,0,66.936747600000004,0,42.904974302996102,0,2.1987516725143201E-2,0,0,null,null,null,37,"00 Ret.C2G","Fossil","Yes","Existing","O/G Steam","Renewable","---","---","---","---","---","New","---","---","None","None","No",1,1,1,1,1,1,1,1,1,null,0,0,0,0,0,0,0,0,0,0,0,1,0]
["Nov 2018 Ref Case with 45Q",2025,null,"PJM_West",1322,"OH",null,null,null,null,"NaturalGas",null,8.0336605184000001E-2,8.6990229232640007E-2,7.2427520000000003,7.8426099200000001,4.7029048674713598,5.09240801927875,3.8200055764992E-3,4.1363854000120298E-3,0,0,null,null,null,15.3,"00 Exist Combustion Turbine","Fossil","No","Existing","Combustion Turbine","Renewable","---","---","---","---","---","---","---","---","None","None","No",1,1,1,1,1,1,1,1,1,null,0,0,0,0,0,0,0,0,0,0,0,1,0]
["Nov 2018 Ref Case with 45Q",2025,null,"PJM_AP","3496; 3498; 3499","PA",null,null,null,null,"NaturalGas",null,25.434350656048949,63.160730197693198,3495.8988188640001,8681.3115491999997,1488.9268874051052,3697.4291457729523,0.10053857269826791,0.24966588495127731,0,0,null,null,null,1171,"00 Exist Combined Cycle","Fossil","Yes","Existing","Combined Cycle","Renewable","---","---","---","---","---","---","---","---","None","None","No",1,1,1,1,1,1,1,1,1,null,0,0,0,0,0,0,0,0,0,0,0,1,0]
["Nov 2018 Ref Case with 45Q",2025,null,"SPP_WAUE","2667; 2668","SD",null,null,null,null,"*Unit Did Not Operate",null,0,0,0,0,0,0,0,0,0,0,null,null,null,145.89999999999998,"00 Exist Combustion Turbine","Fossil","Yes","Existing","Combustion Turbine","Renewable","---","---","---","---","---","---","---","---","None","None","No",1,1,1,1,1,1,1,1,1,null,0,0,0,0,0,0,0,0,0,0,0,1,0]
["Nov 2018 Ref Case with 45Q",2025,null,"WECC_UT","3482; 3483; 3484; 3485; 3486; 3487","UT",null,null,null,null,"NaturalGas",null,9.4425380856538901,50.669743552448011,1312.6463760219999,6997.1413613479999,552.76617953417815,2966.2067875603084,4.6933813120535121E-2,0.2840352691389193,0,0,null,null,null,1830,"00 Exist Combined Cycle","Fossil","Yes","Existing","Combined Cycle","Renewable","---","---","---","---","---","---","---","---","None","None","No",1,1,1,1,1,1,1,1,1,null,0,0,0,0,0,0,0,0,0,0,0,1,0]
["Nov 2018 Ref Case with 45Q",2025,null,"S_C_TVA","4802; 4803","VA",null,null,null,null,"LF Gas",null,0.21395025704319881,0.48271641378457397,15.6763084,35.369022112000003,12.329739363142521,27.818464209991198,6.2911003332267498E-2,0.14194034789128501,0,0,null,null,null,5.4,"00 Exist Landfill Gas","Non-Fossil","No","Existing","Landfill Gas","Renewable","---","---","---","---","---","---","---","---","None","None","No",1,1,1,1,1,1,1,1,1,null,0,0,0,0,0,0,0,0,0,0,0,1,0]
["Nov 2018 Ref Case with 45Q",2030,null,"S_SOU","1448; 1450; 1451","AL",null,null,null,null,"*Unit Did Not Operate",null,0,0,0,0,0,0,0,0,0,0,null,null,null,25,"00 Exist Combustion Turbine","Fossil","No","Existing","Combustion Turbine","Renewable","---","---","---","---","---","---","---","---","None","None","No",1,1,1,1,1,1,1,1,1,null,0,0,0,0,0,0,0,0,0,0,0,1,0]
["Nov 2018 Ref Case with 45Q",2030,null,"WECC_SCE",4557,"CA",null,null,null,null,"Hydro",null,0,0,2460.3458086959999,4145.9618817680002,0,0,0,0,0,0,null,null,null,1472.3,"00 Exist Hydro","Non-Fossil","No","Existing","Hydro","Renewable","---","---","---","---","---","---","---","---","None","None","No",1,1,1,1,1,1,1,1,1,null,0,0,0,0,0,0,0,0,0,0,0,1,0]
["Nov 2018 Ref Case with 45Q",2030,null,"FRCC","5809; 5810; 5813; 5814; 5815; 5817","FL",null,null,null,null,null,null,null,null,null,null,null,null,null,null,null,null,null,null,null,279.7,"00 Biomass Retirement","Retired","No","Retired","Biomass","Renewable","Retired","Retired","Retired","Retired","Retired","Retired","Retired","Retired","Retired","Retired","No",1,1,1,1,1,1,1,1,1,null,0,0,0,0,0,0,0,0,0,0,0,0,0]
["Nov 2018 Ref Case with 45Q",2030,null,"WECC_AZ",2713,"Fort Mojave",null,null,null,null,"NaturalGas",null,5.8840386374291098,5.9049616621023899,753.59101401500004,756.27070467500005,344.45162183510001,345.67645569947399,2.7596141209542398E-2,2.76942701952601E-2,0,0,null,null,null,550,"00 Exist Combined Cycle","Fossil","Yes","Existing","Combined Cycle","Renewable","---","---","---","---","---","---","---","---","None","None","No",1,1,1,1,1,1,1,1,1,null,0,0,0,0,0,0,0,0,0,0,0,1,0]
["Nov 2018 Ref Case with 45Q",2030,null,"MIS_INKY","4331; 4332","IN",null,null,null,null,"Fwaste",null,0.55217306474114403,1.1561699027198791,94.718651327999993,198.327048058,88.651385544190788,185.62307788167641,1.3238349227168961E-2,2.7719173417709173E-2,2.2086922589645799E-2,4.6246796108795202E-2,null,null,null,81.099999999999994,"00 Exist Fossil_Other","Fossil","No","Existing","Fossil Other","Renewable","---","---","---","---","---","---","---","---","None","None","No",1,1,1,1,1,1,1,1,1,null,0,0,0,0,0,0,0,0,0,0,0,1,0]
["Nov 2018 Ref Case with 45Q",2030,null,"S_C_TVA","5084; 5085","KY",null,null,null,null,"Coal",null,22.910717252740092,36.462700370681304,2018.987679972,3213.2833629409997,2337.9841463153398,3720.9317568747501,2.902678830805792,4.6232740638003396,3.8532546507331302,6.1325042001822201,null,null,null,938,"00 Exist Coal Steam_DSI","Fossil","Yes","Existing","Coal Steam","Renewable","---","Existing","---","---","---","---","---","---","None","Existing","No",1,1,1,1,1,1,1,1,1,null,0,0,0,0,0,0,0,0,0,0,0,1,0]
["Nov 2018 Ref Case with 45Q",2030,null,"PJM_AP",5641,"MD",null,null,null,null,"EnerStor",null,0,0,5.8164525569999999,13.875850940999999,0,0,0,0,0,0,null,null,null,13,"00 Exist Energy Storage","Non-Fossil","No","Existing","Energy Storage","Renewable","---","---","---","---","---","---","---","---","None","None","No",1,1,1,1,1,1,1,1,1,null,0,0,0,0,0,0,0,0,0,0,0,1,0]
["Nov 2018 Ref Case with 45Q",2030,null,"MIS_MNWI",4218,"MN",null,null,null,null,"Coal",null,28.448728803382998,64.497400310004494,2767.3860703680002,6274.0661780159999,3065.3505285645201,6949.5948834029796,1.72527315828116,3.9114448418002201,3.8519038790378999,8.7328255739997402,null,null,null,876,"00 Exist Coal Steam_DryFGD_ACI","Fossil","Yes","Existing","Coal Steam","Renewable","Existing","---","---","---","Existing","---","---","---","None","Existing","No",1,1,1,1,1,1,1,1,1,null,0,0,0,0,0,0,0,0,0,0,0,1,0]
["Nov 2018 Ref Case with 45Q",2030,null,"S_SOU",33370,"MS",null,null,null,null,"Hydro",null,0,0,18.865731581999999,58.772698380999998,0,0,0,0,0,0,null,null,null,11.540457,"00 New Hydro","Non-Fossil","No","New","Hydro","Renewable","---","---","---","---","---","---","---","---","None","None","No",1,1,1,1,1,1,1,1,1,null,0,0,0,0,0,0,0,0,0,0,0,1,0]
["Nov 2018 Ref Case with 45Q",2030,null,"S_VACA","5021; 5022","NC",null,null,null,null,"Solar",null,0,0,2231.6195612489473,4324.1654081554507,0,0,0,0,0,0,null,null,null,2486.8000000000002,"00 Exist Solar PV","Non-Fossil","No","Existing","Solar PV","Renewable","---","---","---","---","---","---","---","---","None","None","No",1,1,1,1,1,1,1,1,1,null,0,0,0,0,0,0,0,0,0,0,0,1,0]
["Nov 2018 Ref Case with 45Q",2030,null,"WECC_NNV",4596,"NV",null,null,null,null,"Hydro",null,0,0,24.220848168,51.463392249000002,0,0,0,0,0,0,null,null,null,12,"00 Exist Hydro","Non-Fossil","No","Existing","Hydro","Renewable","---","---","---","---","---","---","---","---","None","None","No",1,1,1,1,1,1,1,1,1,null,0,0,0,0,0,0,0,0,0,0,0,1,0]
["Nov 2018 Ref Case with 45Q",2030,null,"NY_Z_J",4050,"NY",null,null,null,null,"NaturalGas",null,0.12041513930432,0.283796117215521,10.68552128,25.183788909,7.0491022548748896,16.6134247017966,3.8292014298774E-4,9.0247165274536098E-4,0,0,null,null,null,6.8,"00 Exist Oil/Gas Steam_SCR","Fossil","No","Existing","O/G Steam","Renewable","---","---","Existing","---","---","---","---","---","Existing","None","No",1,1,1,1,1,1,1,1,1,null,0,0,0,0,0,0,0,0,0,0,0,1,0]
["Nov 2018 Ref Case with 45Q",2030,null,"SPP_N",1610,"OK",null,null,null,null,"NaturalGas",null,0.49787434297154898,0.50980797398025102,39.314924824000002,40.257270644000002,29.1455640375545,29.844158796803899,5.3471704435144197E-3,5.4753376405478798E-3,0,0,null,null,null,271,"00 Exist Combustion Turbine","Fossil","Yes","Existing","Combustion Turbine","Renewable","---","---","---","---","---","---","---","---","None","None","No",1,1,1,1,1,1,1,1,1,null,0,0,0,0,0,0,0,0,0,0,0,1,0]
["Nov 2018 Ref Case with 45Q",2030,null,"NENGREST",3457,"RI",null,null,null,null,"*Unit Did Not Operate",null,0,0,0,0,0,0,0,0,0,0,null,null,null,2.8421709430404001E-14,"00 Exist Combined Cycle","Fossil","Yes","Existing","Combined Cycle","Renewable","---","---","---","---","---","---","---","---","None","None","No",1,1,1,1,1,1,1,1,1,null,0,0,0,0,0,0,0,0,0,0,0,1,0]
["Nov 2018 Ref Case with 45Q",2030,null,"WECC_NM",1842,"TX",null,null,null,null,"*Unit Did Not Operate",null,0,0,0,0,0,0,0,0,0,0,null,null,null,62,"00 Exist Combustion Turbine","Fossil","Yes","Existing","Combustion Turbine","Renewable","---","---","---","---","---","---","---","---","None","None","No",1,1,1,1,1,1,1,1,1,null,0,0,0,0,0,0,0,0,0,0,0,1,0]
["Nov 2018 Ref Case with 45Q",2030,null,"MIS_WUMS",3351,"WI",null,null,null,null,"NaturalGas",null,9.4499127898560006E-2,0.2512931737536,12.450477984000001,33.108455040000003,5.5319789471816998,14.710702391535699,3.0192471363589901E-3,8.0288169014275101E-3,0,0,null,null,null,5,"00 Exist Combined Cycle","Fossil","No","Existing","Combined Cycle","Renewable","---","---","---","---","---","---","---","---","None","None","No",1,1,1,1,1,1,1,1,1,null,0,0,0,0,0,0,0,0,0,0,0,1,0]
["Nov 2018 Ref Case with 45Q",2030,null,"MIS_WUMS","29426; 29427","WI",null,null,null,null,"Wind",null,0,0,1310.4077426980859,3354.8410504214598,0,0,0,0,0,0,null,null,null,913.90037199999995,"00 New Onshore Wind","Non-Fossil","No","New","Wind","Renewable","---","---","---","---","---","---","---","---","None","None","No",1,1,1,1,1,1,1,1,1,null,0,0,0,0,0,0,0,0,0,0,0,1,0]
["Nov 2018 Ref Case with 45Q",2035,null,"WEC_CALN","35789; 35790; 35791; 35792; 35793; 35794; 35810; 35811","CA",null,null,null,null,"Wind",null,0,0,10250.498604538496,26138.015292778349,0,0,0,0,0,0,null,null,null,7375.9500000000007,"00 New Onshore Wind","Non-Fossil","No","New","Wind","Renewable","---","---","---","---","---","---","---","---","None","None","No",1,1,1,1,1,1,1,1,1,null,0,0,0,0,0,0,0,0,0,0,0,1,0]
["Nov 2018 Ref Case with 45Q",2035,null,"NENG_CT","5176; 5177; 5178; 5179; 5180; 5181; 5182; 5183; 5184; 5185","CT",null,null,null,null,"MSW",null,8.9165115435097952,20.774117580622789,481.01378347700006,1120.7170800470001,409.71370542427496,954.57070282961797,1.5126680536879338,3.5231954462914326,0.34631391265021405,0.807263871715315,null,null,null,160.9,"00 Exist Non Fossil_Other","Non-Fossil","No","Existing","Non-Fossil Other","Renewable","---","---","---","---","---","---","---","---","None","None","No",1,1,1,1,1,1,1,1,1,null,0,0,0,0,0,0,0,0,0,0,0,1,0]
["Nov 2018 Ref Case with 45Q",2035,null,"MIS_IA",4565,"IA",null,null,null,null,"Hydro",null,0,0,7.1685725619999996,15.000223013999999,0,0,0,0,0,0,null,null,null,3.4,"00 Exist Hydro","Non-Fossil","No","Existing","Hydro","Renewable","---","---","---","---","---","---","---","---","None","None","No",1,1,1,1,1,1,1,1,1,null,0,0,0,0,0,0,0,0,0,0,0,1,0]
["Nov 2018 Ref Case with 45Q",2035,null,"WECC_PNW","5194; 5194","ID",null,null,null,null,"Non-Fossil",null,1.0184666544000001,2.4296753520000003,89.229600000000005,212.86799999999999,0,0,0,0,0,0,null,null,null,27,"00 Exist Non Fossil_Other","Non-Fossil","No","Existing","Non-Fossil Other","Renewable","---","---","---","---","---","---","---","---","None","None","No",1,1,1,1,1,1,1,1,1,null,0,0,0,0,0,0,0,0,0,0,0,1,0]
["Nov 2018 Ref Case with 45Q",2035,null,"MIS_INKY",5001,"IN",null,null,null,null,"Solar",null,0,0,128.07315938729101,252.43595719063501,0,0,0,0,0,0,null,null,null,159.6,"00 Exist Solar PV","Non-Fossil","No","Existing","Solar PV","Renewable","---","---","---","---","---","---","---","---","None","None","No",1,1,1,1,1,1,1,1,1,null,0,0,0,0,0,0,0,0,0,0,0,1,0]
["Nov 2018 Ref Case with 45Q",2035,null,"S_C_TVA",1619,"KY",null,null,null,null,"*Unit Did Not Operate",null,0,0,0,0,0,0,0,0,0,0,null,null,null,581.6,"00 Exist Combustion Turbine","Fossil","Yes","Existing","Combustion Turbine","Renewable","---","---","---","---","---","---","---","---","None","None","No",1,1,1,1,1,1,1,1,1,null,0,0,0,0,0,0,0,0,0,0,0,1,0]
["Nov 2018 Ref Case with 45Q",2035,null,"PJM_SMAC",32113,"MD",null,null,null,null,"Wind",null,0,0,0.46464353999367097,1.5027239743524201,0,0,0,0,0,0,null,null,null,0.48,"00 New Onshore Wind","Non-Fossil","No","New","Wind","Renewable","---","---","---","---","---","---","---","---","None","None","No",1,1,1,1,1,1,1,1,1,null,0,0,0,0,0,0,0,0,0,0,0,1,0]
["Nov 2018 Ref Case with 45Q",2035,null,"MIS_MO",4561,"MO",null,null,null,null,"Hydro",null,0,0,335.55409926300001,643.297599451,0,0,0,0,0,0,null,null,null,231.2,"00 Exist Hydro","Non-Fossil","No","Existing","Hydro","Renewable","---","---","---","---","---","---","---","---","None","None","No",1,1,1,1,1,1,1,1,1,null,0,0,0,0,0,0,0,0,0,0,0,1,0]
["Nov 2018 Ref Case with 45Q",2035,null,"SPP_WEST",35220,"MO",null,null,null,null,"NaturalGas",null,0.16490855470091328,0.18230655166286602,19.287550257416761,21.322403703259187,9.653746792191475,10.672225534344165,9.0699705085501366E-4,1.002686034145752E-3,0,0,null,null,null,29.32295246393652,"00 New Combustion Turbine","Fossil","Yes","New","Combustion Turbine","Renewable","---","---","---","---","---","---","---","---","None","None","No",1,1,1,1,1,1,1,1,1,null,0,0,0,0,0,0,0,0,0,0,0,1,0]
["Nov 2018 Ref Case with 45Q",2035,null,"SPP_NEBR",3627,"NE",null,null,null,null,"Coal",null,1.44671727725154,3.22555696761972,117.739272384,262.50791109800002,155.01575625750201,345.61842908045298,0.36730704952139298,0.81893665850897102,0.37782353473955899,0.842383895024158,null,null,null,36.5,"00 Exist Coal Steam_Uncontrolled","Fossil","No","Existing","Coal Steam","Renewable","---","---","---","---","---","---","---","---","None","None","No",1,1,1,1,1,1,1,1,1,null,0,0,0,0,0,0,0,0,0,0,0,1,0]
["Nov 2018 Ref Case with 45Q",2035,null,"NY_Z_C&E",11529,"NY",null,null,null,null,null,null,null,null,null,null,null,null,null,null,null,null,null,null,null,108,"00 O/G Retirement","Retired","No","Retired","O/G Steam","Renewable","Retired","Retired","Retired","Retired","Retired","Retired","Retired","Retired","Retired","Retired","No",1,1,1,1,1,1,1,1,1,null,0,0,0,0,0,0,0,0,0,0,0,0,0]
["Nov 2018 Ref Case with 45Q",2035,null,"SPP_WEST",4614,"OK",null,null,null,null,"Hydro",null,0,0,1243.6819162849999,2458.1390483149999,0,0,0,0,0,0,null,null,null,933.1,"00 Exist Hydro","Non-Fossil","No","Existing","Hydro","Renewable","---","---","---","---","---","---","---","---","None","None","No",1,1,1,1,1,1,1,1,1,null,0,0,0,0,0,0,0,0,0,0,0,1,0]
["Nov 2018 Ref Case with 45Q",2035,null,"SPP_WEST",5056,"OK",null,null,null,null,"Solar",null,0,0,2.6269999999999998,5.4360000000000097,0,0,0,0,0,0,null,null,null,2.5,"00 Exist Solar PV","Non-Fossil","No","Existing","Solar PV","Renewable","---","---","---","---","---","---","---","---","None","None","No",1,1,1,1,1,1,1,1,1,null,0,0,0,0,0,0,0,0,0,0,0,1,0]
["Nov 2018 Ref Case with 45Q",2035,null,"S_C_TVA","1621; 1627","TN",null,null,null,null,"*Unit Did Not Operate",null,0,0,0,0,0,0,0,0,0,0,null,null,null,245.2,"00 Exist Combustion Turbine","Fossil","No","Existing","Combustion Turbine","Renewable","---","---","---","---","---","---","---","---","None","None","No",1,1,1,1,1,1,1,1,1,null,0,0,0,0,0,0,0,0,0,0,0,1,0]
["Nov 2018 Ref Case with 45Q",2035,null,"WECC_UT",38161,"UT",null,null,null,null,"NaturalGas",null,0,4.763444532E-3,0,0.52426200000000001,0,0.27885204290327997,0,2.6198944925999499E-5,0,0,null,null,null,10,"00 New Combustion Turbine","Fossil","Yes","New","Combustion Turbine","Renewable","---","---","---","---","---","---","---","---","None","None","No",1,1,1,1,1,1,1,1,1,null,0,0,0,0,0,0,0,0,0,0,0,1,0]
["Nov 2018 Ref Case with 45Q",2035,null,"PJM_AP","31110; 31111; 31112; 31113; 31114","VA",null,null,null,null,"Wind",null,0,0,46.16094763813642,145.880879923354,0,0,0,0,0,0,null,null,null,36.6,"00 New Onshore Wind","Non-Fossil","No","New","Wind","Renewable","---","---","---","---","---","---","---","---","None","None","No",1,1,1,1,1,1,1,1,1,null,0,0,0,0,0,0,0,0,0,0,0,1,0]
["Nov 2018 Ref Case with 45Q",2040,null,"S_SOU","1430; 1431; 1432; 1461; 1462; 1463","AL",null,null,null,null,"NaturalGas",null,0.23202148715352702,1.2357137204587836,21.535736236000002,110.694955296,13.582537857967518,72.338681195657159,4.2363449054658745E-3,2.7059185398854196E-2,0,0,null,null,null,2145,"00 Exist Combustion Turbine","Fossil","Yes","Existing","Combustion Turbine","Renewable","---","---","---","---","---","---","---","---","None","None","No",1,1,1,1,1,1,1,1,1,null,0,0,0,0,0,0,0,0,0,0,0,1,0]
["Nov 2018 Ref Case with 45Q",2040,null,"WEC_LADW","2757; 2758; 2759; 2760; 2761; 2762; 2764; 2767; 2769","CA",null,null,null,null,"NaturalGas",null,29.725989627871893,70.182306797040198,4114.9369526820001,9736.7246534799997,1740.1594328156207,4108.4722398987369,0.10625816356815657,0.2483787240104029,0,0,null,null,null,2409.3000000000002,"00 Exist Combined Cycle","Fossil","Yes","Existing","Combined Cycle","Renewable","---","---","---","---","---","---","---","---","None","None","No",1,1,1,1,1,1,1,1,1,null,0,0,0,0,0,0,0,0,0,0,0,1,0]
["Nov 2018 Ref Case with 45Q",2040,null,"WECC_SCE",37926,"CA",null,null,null,null,"LF Gas",null,4.7433600000000003E-3,5.2358400000000003E-3,0.26351999999999998,0.29088000000000003,0.27335509343999997,0.30173622336,2.1345119999999999E-4,2.3561280000000001E-4,0,0,null,null,null,1.6,"00 New Landfill Gas","Non-Fossil","No","New","Landfill Gas","Renewable","---","---","---","---","---","---","---","---","None","None","No",1,1,1,1,1,1,1,1,1,null,0,0,0,0,0,0,0,0,0,0,0,1,0]
["Nov 2018 Ref Case with 45Q",2040,null,"S_VACA",33598,"GA",null,null,null,null,"NaturalGas",null,3.715257071070266E-3,7.5491237751933293E-3,0.43453299076845214,0.88293845323898446,0.21749114894045332,0.44192570579981783,2.0433913890886282E-5,4.1520180763562636E-5,0,0,null,null,null,0.8299821231070843,"00 New Combustion Turbine","Fossil","Yes","New","Combustion Turbine","Renewable","---","---","---","---","---","---","---","---","None","None","No",1,1,1,1,1,1,1,1,1,null,0,0,0,0,0,0,0,0,0,0,0,1,0]
["Nov 2018 Ref Case with 45Q",2040,null,"WECC_PNW",5835,"ID",null,null,null,null,null,null,null,null,null,null,null,null,null,null,null,null,null,null,null,5.8,"00 Biomass Retirement","Retired","No","Retired","Biomass","Renewable","Retired","Retired","Retired","Retired","Retired","Retired","Retired","Retired","Retired","Retired","No",1,1,1,1,1,1,1,1,1,null,0,0,0,0,0,0,0,0,0,0,0,0,0]
["Nov 2018 Ref Case with 45Q",2040,null,"S_C_TVA",32744,"IL",null,null,null,null,"NaturalGas",null,0.3324314242384856,0.54100657466452817,38.880868331986619,63.275622767781243,19.460535574920939,31.67052488086156,1.8283728333116543E-3,2.9755361606548765E-3,0,0,null,null,null,55.047895870509237,"00 New Combustion Turbine","Fossil","Yes","New","Combustion Turbine","Renewable","---","---","---","---","---","---","---","---","None","None","No",1,1,1,1,1,1,1,1,1,null,0,0,0,0,0,0,0,0,0,0,0,1,0]
["Nov 2018 Ref Case with 45Q",2040,null,"S_C_TVA",1619,"KY",null,null,null,null,"*Unit Did Not Operate",null,0,0,0,0,0,0,0,0,0,0,null,null,null,581.6,"00 Exist Combustion Turbine","Fossil","Yes","Existing","Combustion Turbine","Renewable","---","---","---","---","---","---","---","---","None","None","No",1,1,1,1,1,1,1,1,1,null,0,0,0,0,0,0,0,0,0,0,0,1,0]
["Nov 2018 Ref Case with 45Q",2040,null,"PJM_SMAC",4992,"MD",null,null,null,null,"Solar",null,0,0,22.385585396508699,42.157696558603497,0,0,0,0,0,0,null,null,null,28.4,"00 Exist Solar PV","Non-Fossil","No","Existing","Solar PV","Renewable","---","---","---","---","---","---","---","---","None","None","No",1,1,1,1,1,1,1,1,1,null,0,0,0,0,0,0,0,0,0,0,0,1,0]
["Nov 2018 Ref Case with 45Q",2040,null,"MIS_WUMS",1812,"MI",null,null,null,null,"NaturalGas",null,0.13823881543727401,0.18407858408394601,12.433784443,16.556807346999999,8.0925002556980203,10.775960312274201,0.184256443514111,0.24535558354673001,0,0,null,null,null,50.1,"00 Exist Combustion Turbine","Fossil","No","Existing","Combustion Turbine","Renewable","---","---","---","---","---","---","---","---","None","None","No",1,1,1,1,1,1,1,1,1,null,0,0,0,0,0,0,0,0,0,0,0,1,0]
["Nov 2018 Ref Case with 45Q",2040,null,"SPP_N",33843,"MO",null,null,null,null,"Solar",null,0,0,9.4898596000000008,17.418521120000001,0,0,0,0,0,0,null,null,null,10.4,"00 New Solar PV","Non-Fossil","No","New","Solar PV","Renewable","---","---","---","---","---","---","---","---","None","None","No",1,1,1,1,1,1,1,1,1,null,0,0,0,0,0,0,0,0,0,0,0,1,0]
["Nov 2018 Ref Case with 45Q",2040,null,"NY_Z_J","3158; 3159; 3160; 3161; 3162; 3163; 3164; 3165; 3166","NJ",null,null,null,null,"NaturalGas",null,20.12445947580769,45.458502387762252,2976.1105406399997,6722.6415835200005,1615.90451498008,3650.1153902256433,0.27152254758276473,0.6133336593606753,0,0,null,null,null,906.80000000000018,"00 Exist Combined Cycle","Fossil","Yes","Existing","Combined Cycle","Renewable","---","---","---","---","---","---","---","---","None","None","No",1,1,1,1,1,1,1,1,1,null,0,0,0,0,0,0,0,0,0,0,0,1,0]
["Nov 2018 Ref Case with 45Q",2040,null,"NY_Z_C&E","3300; 3301; 3302; 3306; 3307; 3308; 3312","NY",null,null,null,null,"NaturalGas",null,3.2795780194402799,7.6020998436948322,376.262710029,869.98841102099993,195.71212466982587,453.4426265073011,0.12945761635881803,0.30460289484728476,0,0,null,null,null,119.50000000000001,"00 Exist Combined Cycle","Fossil","No","Existing","Combined Cycle","Renewable","---","---","---","---","---","---","---","---","None","None","No",1,1,1,1,1,1,1,1,1,null,0,0,0,0,0,0,0,0,0,0,0,1,0]
["Nov 2018 Ref Case with 45Q",2040,null,"NY_Z_C&E",11529,"NY",null,null,null,null,null,null,null,null,null,null,null,null,null,null,null,null,null,null,null,108,"00 O/G Retirement","Retired","No","Retired","O/G Steam","Renewable","Retired","Retired","Retired","Retired","Retired","Retired","Retired","Retired","Retired","Retired","No",1,1,1,1,1,1,1,1,1,null,0,0,0,0,0,0,0,0,0,0,0,0,0]
["Nov 2018 Ref Case with 45Q",2040,null,"PJM_AP",5587,"PA",null,null,null,null,"Wind",null,0,0,36.916608457787902,141.506286987522,0,0,0,0,0,0,null,null,null,65.400000000000006,"00 Exist Onshore Wind","Non-Fossil","No","Existing","Wind","Renewable","---","---","---","---","---","---","---","---","None","None","No",1,1,1,1,1,1,1,1,1,null,0,0,0,0,0,0,0,0,0,0,0,1,0]
["Nov 2018 Ref Case with 45Q",2040,null,"SPP_WAUE","2683; 2687","SD",null,null,null,null,"*Unit Did Not Operate",null,0,0,0,0,0,0,0,0,0,0,null,null,null,19.7,"00 Exist Combustion Turbine","Fossil","No","Existing","Combustion Turbine","Renewable","---","---","---","---","---","---","---","---","None","None","No",1,1,1,1,1,1,1,1,1,null,0,0,0,0,0,0,0,0,0,0,0,1,0]
["Nov 2018 Ref Case with 45Q",2040,null,"ERC_REST",3674,"TX",null,null,null,null,"NaturalGas",null,0.54057970368964803,0.76789583310988796,45.641650091999999,64.834163552000007,31.645535853992001,44.952622070252801,5.8396122491074197E-2,8.2951947371695603E-2,0,0,null,null,null,286,"00 Exist Oil/Gas Steam_SNCR","Fossil","Yes","Existing","O/G Steam","Renewable","---","---","---","Existing","---","---","---","---","Existing","None","No",1,1,1,1,1,1,1,1,1,null,0,0,0,0,0,0,0,0,0,0,0,1,0]
["Nov 2018 Ref Case with 45Q",2040,null,"PJM_Dom","10582; 14527; 14531; 14661; 14664","VA",null,null,null,null,null,null,null,null,null,null,null,null,null,null,null,null,null,null,null,1753.2277690000001,"00 Coal Retirement","Retired","No","Retired","Coal Steam","Renewable","Retired","Retired","Retired","Retired","Retired","Retired","Retired","Retired","Retired","Retired","No",1,1,1,1,1,1,1,1,1,null,0,0,0,0,0,0,0,0,0,0,0,0,0]
["Nov 2018 Ref Case with 45Q",2040,null,"WECC_WY","4602; 4603; 4604","WY",null,null,null,null,"Hydro",null,0,0,606.84821198199995,908.56667256499998,0,0,0,0,0,0,null,null,null,305.5,"00 Exist Hydro","Non-Fossil","No","Existing","Hydro","Renewable","---","---","---","---","---","---","---","---","None","None","No",1,1,1,1,1,1,1,1,1,null,0,0,0,0,0,0,0,0,0,0,0,1,0]
["Nov 2018 Ref Case with 45Q",2045,null,"WECC_AZ","36095; 36097","AZ",null,null,null,null,"NaturalGas",null,0.60617121055156775,0.69251658615160605,70.897217608370497,80.889300063598355,35.485262665688801,40.53992095331504,3.3339416580335877E-3,3.8088412238337977E-3,0,0,null,null,null,1842.4018984189684,"00 New Combustion Turbine","Fossil","Yes","New","Combustion Turbine","Renewable","---","---","---","---","---","---","---","---","None","None","No",1,1,1,1,1,1,1,1,1,null,0,0,0,0,0,0,0,0,0,0,0,1,0]
["Nov 2018 Ref Case with 45Q",2045,null,"WECC_IID",36625,"CA",null,null,null,null,"Hydro",null,0,0,1.083758574,2.346772477,0,0,0,0,0,0,null,null,null,0.381046,"00 New Hydro","Non-Fossil","No","New","Hydro","Renewable","---","---","---","---","---","---","---","---","None","None","No",1,1,1,1,1,1,1,1,1,null,0,0,0,0,0,0,0,0,0,0,0,1,0]
["Nov 2018 Ref Case with 45Q",2045,null,"FRCC","64; 65; 69","FL",null,null,null,null,"Biomass",null,1.3971145183199971,2.4589355377099897,263.63124000000005,465.146525,136.21866553619969,239.74621492672398,0.28425667161466545,0.48936969119776957,5.5884580732799907E-2,9.8357421508399809E-2,null,null,null,86.5,"00 Exist Biomass","Non-Fossil","No","Existing","Biomass","Renewable","---","---","---","---","---","---","---","---","None","None","No",1,1,1,1,1,1,1,1,1,null,0,0,0,0,0,0,0,0,0,0,0,1,0]
["Nov 2018 Ref Case with 45Q",2045,null,"S_SOU","3854; 3858","GA",null,null,null,null,"NaturalGas",null,5.4634795722898595,10.942845002356025,512.45003064800005,1026.282518341,319.8320941618486,640.59414643792388,0.24241113227080255,0.48529263213243545,0,0,null,null,null,764,"00 Exist Oil/Gas Steam","Fossil","Yes","Existing","O/G Steam","Renewable","---","---","---","---","---","---","---","---","None","None","No",1,1,1,1,1,1,1,1,1,null,0,0,0,0,0,0,0,0,0,0,0,1,0]
["Nov 2018 Ref Case with 45Q",2045,null,"PJM_COMD","5475; 5476; 5477; 5478","IL",null,null,null,null,"Coal",null,37.060056392915612,66.156195353417402,3336.9425676779997,5956.8002086380002,3970.9850425009063,7088.63633211866,1.9670774477599391,3.5119590967641328,1.4824022557166239,2.6462478141366939,null,null,null,1536,"00 Exist Coal Steam_DryFGD_SNCR_ACI_DSI","Fossil","Yes","Existing","Coal Steam","Renewable","Existing","Existing","---","Existing","Existing","---","---","---","Existing","Existing","Yes",1,1,1,1,1,1,1,1,1,null,0,0,0,0,0,0,0,0,0,0,0,1,0]
["Nov 2018 Ref Case with 45Q",2045,null,"MIS_LA","5075; 5076","LA",null,null,null,null,"Coal",null,16.416291678604992,16.416291678604992,1590.263651904,1590.263651904,1729.729933202346,1729.729933202346,0.24595709007470001,0.24595709007470001,0.68965330546753401,0.68965330546753401,null,null,null,628,"00 Exist FBC_DryFGD_SNCR_ACI","Fossil","Yes","Existing","Coal Steam","Renewable","Existing","---","---","Existing","Existing","---","---","---","Existing","Existing","Yes",1,1,1,1,1,1,1,1,1,null,0,0,0,0,0,0,0,0,0,0,0,1,0]
["Nov 2018 Ref Case with 45Q",2045,null,"NENG_ME",5048,"ME",null,null,null,null,"Solar",null,0,0,1.0793895135087399,2.1267295338159999,0,0,0,0,0,0,null,null,null,1.5,"00 Exist Solar PV","Non-Fossil","No","Existing","Solar PV","Renewable","---","---","---","---","---","---","---","---","None","None","No",1,1,1,1,1,1,1,1,1,null,0,0,0,0,0,0,0,0,0,0,0,1,0]
["Nov 2018 Ref Case with 45Q",2045,null,"MIS_LMI","4467; 4468","MI",null,null,null,null,"Hydro",null,0,0,167.420653859,506.25665837500003,0,0,0,0,0,0,null,null,null,95.6,"00 Exist Hydro","Non-Fossil","No","Existing","Hydro","Renewable","---","---","---","---","---","---","---","---","None","None","No",1,1,1,1,1,1,1,1,1,null,0,0,0,0,0,0,0,0,0,0,0,1,0]
["Nov 2018 Ref Case with 45Q",2045,null,"MIS_D_MS","2617; 2618; 2621; 2622; 2623","MS",null,null,null,null,"*Unit Did Not Operate",null,0,0,0,0,0,0,0,0,0,0,null,null,null,812,"00 Exist Combustion Turbine","Fossil","Yes","Existing","Combustion Turbine","Renewable","---","---","---","---","---","---","---","---","None","None","No",1,1,1,1,1,1,1,1,1,null,0,0,0,0,0,0,0,0,0,0,0,1,0]
["Nov 2018 Ref Case with 45Q",2045,null,"SPP_NEBR",13462,"NE",null,null,null,null,"Coal",null,20.251248893019,46.145264682103999,2046.5025004080001,4663.2383046000004,2169.9213188869899,4944.4651106874398,2.02593493925762,4.6163722787976802,0.81004995572076099,1.8458105872841599,null,null,null,647.21354399999996,"00 Ret.ExistACI_DSI & DryFGD","Fossil","Yes","Existing","Coal Steam","Renewable","New","---","---","---","Existing","---","---","---","None","New","No",1,1,1,1,1,1,1,1,1,null,0,0,0,0,0,0,0,0,0,0,0,1,0]
["Nov 2018 Ref Case with 45Q",2045,null,"SPP_SPS",2577,"NM",null,null,null,null,"NaturalGas",null,2.79091371729E-2,2.79091371729E-2,2.3291581200000002,2.3291581200000002,1.6338008901015699,1.6338008901015699,7.5829125698769395E-4,7.5829125698769395E-4,0,0,null,null,null,212,"00 Exist Combustion Turbine","Fossil","Yes","Existing","Combustion Turbine","Renewable","---","---","---","---","---","---","---","---","None","None","No",1,1,1,1,1,1,1,1,1,null,0,0,0,0,0,0,0,0,0,0,0,1,0]
["Nov 2018 Ref Case with 45Q",2045,null,"NY_Z_D",5059,"NY",null,null,null,null,"Solar",null,0,0,1.4338,2.7160000000000002,0,0,0,0,0,0,null,null,null,2,"00 Exist Solar PV","Non-Fossil","No","Existing","Solar PV","Renewable","---","---","---","---","---","---","---","---","None","None","No",1,1,1,1,1,1,1,1,1,null,0,0,0,0,0,0,0,0,0,0,0,1,0]
["Nov 2018 Ref Case with 45Q",2045,null,"SPP_WEST","3500; 3501; 3503; 3504; 3505; 3506; 3507; 3508; 3509; 3510; 3513; 3516","OK",null,null,null,null,"NaturalGas",null,91.258154008279845,205.70691708563848,12511.449501073001,28473.748559522999,5350.12037749299,12053.928793362466,1.2190820136189631,2.5720410791880974,0,0,null,null,null,5226.5,"00 Exist Combined Cycle","Fossil","Yes","Existing","Combined Cycle","Renewable","---","---","---","---","---","---","---","---","None","None","No",1,1,1,1,1,1,1,1,1,null,0,0,0,0,0,0,0,0,0,0,0,1,0]
["Nov 2018 Ref Case with 45Q",2045,null,"PJM_EMAC",4949,"PA",null,null,null,null,"Pumps",null,0,0,183.45767708899999,183.45767708899999,0,0,0,0,0,0,null,null,null,1070,"00 Exist Pump Storage","Non-Fossil","No","Existing","Pumped Storage","Renewable","---","---","---","---","---","---","---","---","None","None","No",1,1,1,1,1,1,1,1,1,null,0,0,0,0,0,0,0,0,0,0,0,1,0]
["Nov 2018 Ref Case with 45Q",2045,null,"S_C_TVA","3286; 3287; 3290","TN",null,null,null,null,"NaturalGas",null,43.085257841326083,107.545641511653,6447.3013954960006,15976.889427399999,2522.2109940312266,6295.7218540921704,0.22956085384615532,0.57232773307822593,0,0,null,null,null,2455.1,"00 Exist Combined Cycle","Fossil","Yes","Existing","Combined Cycle","Renewable","---","---","---","---","---","---","---","---","None","None","No",1,1,1,1,1,1,1,1,1,null,0,0,0,0,0,0,0,0,0,0,0,1,0]
["Nov 2018 Ref Case with 45Q",2045,null,"WECC_NM","3364; 3365; 3367; 3368","TX",null,null,null,null,"NaturalGas",null,2.2279872730554997,3.0725227681867802,250.16699675000001,344.99469663000002,130.4263749646689,179.86548284965411,0.25442962105099931,0.34625668286716133,0,0,null,null,null,508.9,"00 Exist Combined Cycle","Fossil","Yes","Existing","Combined Cycle","Renewable","---","---","---","---","---","---","---","---","None","None","No",1,1,1,1,1,1,1,1,1,null,0,0,0,0,0,0,0,0,0,0,0,1,0]
["Nov 2018 Ref Case with 45Q",2045,null,"PJM_West","4776; 4777","VA",null,null,null,null,"LF Gas",null,0.12545087643899999,0.29232620296200001,9.2926575140000001,21.653792811999999,7.2296085583031404,16.846466750497139,3.7004931083852999E-2,8.6229058702015804E-2,0,0,null,null,null,6.4,"00 Exist Landfill Gas","Non-Fossil","No","Existing","Landfill Gas","Renewable","---","---","---","---","---","---","---","---","None","None","No",1,1,1,1,1,1,1,1,1,null,0,0,0,0,0,0,0,0,0,0,0,1,0]
["Nov 2018 Ref Case with 45Q",2045,null,"WECC_WY",11134,"WY",null,null,null,null,null,null,null,null,null,null,null,null,null,null,null,null,null,null,null,330,"00 O/G Retirement","Retired","No","Retired","O/G Steam","Renewable","Retired","Retired","Retired","Retired","Retired","Retired","Retired","Retired","Retired","Retired","No",1,1,1,1,1,1,1,1,1,null,0,0,0,0,0,0,0,0,0,0,0,0,0]
["Nov 2018 Ref Case with 45Q",2050,null,"WEC_SDGE","5072; 5072","CA",null,null,null,null,"None",null,0,0,2657.42640084,6339.6120004869999,0,0,0,0,0,0,null,null,null,1000,"00 International Imports","Non-Fossil","No","Existing","International Imports","Renewable","---","---","---","---","---","---","---","---","None","None","No",1,1,1,1,1,1,1,1,1,null,0,0,0,0,0,0,0,0,0,0,0,1,0]
["Nov 2018 Ref Case with 45Q",2050,null,"WECC_IID",36625,"CA",null,null,null,null,"Hydro",null,0,0,1.083758574,2.346772477,0,0,0,0,0,0,null,null,null,0.381046,"00 New Hydro","Non-Fossil","No","New","Hydro","Renewable","---","---","---","---","---","---","---","---","None","None","No",1,1,1,1,1,1,1,1,1,null,0,0,0,0,0,0,0,0,0,0,0,1,0]
["Nov 2018 Ref Case with 45Q",2050,null,"PJM_EMAC",10664,"DE",null,null,null,null,null,null,null,null,null,null,null,null,null,null,null,null,null,null,null,86,"00 O/G Retirement","Retired","No","Retired","O/G Steam","Renewable","Retired","Retired","Retired","Retired","Retired","Retired","Retired","Retired","Retired","Retired","No",1,1,1,1,1,1,1,1,1,null,0,0,0,0,0,0,0,0,0,0,0,0,0]
["Nov 2018 Ref Case with 45Q",2050,null,"MIS_IL","838; 839; 840; 841; 843; 845; 846; 849; 851; 856; 862; 863","IL",null,null,null,null,"NaturalGas",null,0.17992439537617236,0.18400563736151734,15.998081718,16.377908799000004,10.532774105321131,10.771690011143225,5.8333287923650848E-2,5.9825940961161034E-2,0,0,null,null,null,68.100000000000009,"00 Exist Combustion Turbine","Fossil","No","Existing","Combustion Turbine","Renewable","---","---","---","---","---","---","---","---","None","None","No",1,1,1,1,1,1,1,1,1,null,0,0,0,0,0,0,0,0,0,0,0,1,0]
["Nov 2018 Ref Case with 45Q",2050,null,"SPP_WEST","2537; 2540; 2541; 2542; 2543; 2544","KS",null,null,null,null,"*Unit Did Not Operate",null,0,0,0,0,0,0,0,0,0,0,null,null,null,23.8,"00 Exist Combustion Turbine","Fossil","No","Existing","Combustion Turbine","Renewable","---","---","---","---","---","---","---","---","None","None","No",1,1,1,1,1,1,1,1,1,null,0,0,0,0,0,0,0,0,0,0,0,1,0]
["Nov 2018 Ref Case with 45Q",2050,null,"PJM_West","4766; 4767; 4768; 4769; 4770","KY",null,null,null,null,"LF Gas",null,0.65409800715464894,1.4063045161284089,47.092246967999998,101.247884574,37.695014054315216,81.043922959964107,7.8759941041491144E-2,0.16933312678702184,0,0,null,null,null,17.7,"00 Exist Landfill Gas","Non-Fossil","No","Existing","Landfill Gas","Renewable","---","---","---","---","---","---","---","---","None","None","No",1,1,1,1,1,1,1,1,1,null,0,0,0,0,0,0,0,0,0,0,0,1,0]
["Nov 2018 Ref Case with 45Q",2050,null,"NENG_ME",2411,"ME",null,null,null,null,"NaturalGas",null,1.04195432432E-3,1.04195432432E-3,0.10671388,0.10671388,6.7124343100724002E-2,6.7124343100724002E-2,4.0109489608188002E-5,4.0109489608188002E-5,0,0,null,null,null,156.80000000000001,"00 Exist Combustion Turbine","Fossil","Yes","Existing","Combustion Turbine","Renewable","---","---","---","---","---","---","---","---","None","None","No",1,1,1,1,1,1,1,1,1,null,0,0,0,0,0,0,0,0,0,0,0,1,0]
["Nov 2018 Ref Case with 45Q",2050,null,"MIS_MO","1920; 1929; 1930; 1933; 1934; 1936; 1954","MO",null,null,null,null,"*Unit Did Not Operate",null,0,0,0,0,0,0,0,0,0,0,null,null,null,53.8,"00 Exist Combustion Turbine","Fossil","No","Existing","Combustion Turbine","Renewable","---","---","---","---","---","---","---","---","None","None","No",1,1,1,1,1,1,1,1,1,null,0,0,0,0,0,0,0,0,0,0,0,1,0]
["Nov 2018 Ref Case with 45Q",2050,null,"MIS_D_MS",3541,"MS",null,null,null,null,"NaturalGas",null,0.34959116894249997,0.89527848750719996,49.587399849999997,126.98985638400001,20.465067029894001,52.409602658671503,2.7163233826832198E-2,6.9563138479309394E-2,0,0,null,null,null,20,"00 Exist Combined Cycle","Fossil","No","Existing","Combined Cycle","Renewable","---","---","---","---","---","---","---","---","None","None","No",1,1,1,1,1,1,1,1,1,null,0,0,0,0,0,0,0,0,0,0,0,1,0]
["Nov 2018 Ref Case with 45Q",2050,null,"SPP_N",1594,"NE",null,null,null,null,"*Unit Did Not Operate",null,0,0,0,0,0,0,0,0,0,0,null,null,null,4.2,"00 Exist Combustion Turbine","Fossil","No","Existing","Combustion Turbine","Renewable","---","---","---","---","---","---","---","---","None","None","No",1,1,1,1,1,1,1,1,1,null,0,0,0,0,0,0,0,0,0,0,0,1,0]
["Nov 2018 Ref Case with 45Q",2050,null,"WECC_NNV",11125,"NV",null,null,null,null,null,null,null,null,null,null,null,null,null,null,null,null,null,null,null,223,"00 O/G Retirement","Retired","No","Retired","O/G Steam","Renewable","Retired","Retired","Retired","Retired","Retired","Retired","Retired","Retired","Retired","Retired","No",1,1,1,1,1,1,1,1,1,null,0,0,0,0,0,0,0,0,0,0,0,0,0]
["Nov 2018 Ref Case with 45Q",2050,null,"NY_Z_C&E","5549; 5550","NY",null,null,null,null,"Wind",null,0,0,676.39566926339762,2300.3520128692994,0,0,0,0,0,0,null,null,null,1011,"00 Exist Onshore Wind","Non-Fossil","No","Existing","Wind","Renewable","---","---","---","---","---","---","---","---","None","None","No",1,1,1,1,1,1,1,1,1,null,0,0,0,0,0,0,0,0,0,0,0,1,0]
["Nov 2018 Ref Case with 45Q",2050,null,"PJM_ATSI",31240,"OH",null,null,null,null,"Solar",null,0,0,1096.1046059284799,1917.4933267848,0,0,0,0,0,0,null,null,null,1305.6335999999999,"00 New Solar PV","Non-Fossil","No","New","Solar PV","Renewable","---","---","---","---","---","---","---","---","None","None","No",1,1,1,1,1,1,1,1,1,null,0,0,0,0,0,0,0,0,0,0,0,1,0]
["Nov 2018 Ref Case with 45Q",2050,null,"S_VACA",4958,"SC",null,null,null,null,"Pumps",null,0,0,1670.1324541910001,2809.3063999229998,0,0,0,0,0,0,null,null,null,2716,"00 Exist Pump Storage","Non-Fossil","No","Existing","Pumped Storage","Renewable","---","---","---","---","---","---","---","---","None","None","No",1,1,1,1,1,1,1,1,1,null,0,0,0,0,0,0,0,0,0,0,0,1,0]
["Nov 2018 Ref Case with 45Q",2050,null,"SPP_WAUE","2689; 2690","SD",null,null,null,null,"NaturalGas",null,0.40799298068045997,0.40799298068045997,37.970496107999999,37.970496107999999,23.883909089034098,23.883909089034098,2.039214133687639E-2,2.039214133687639E-2,0,0,null,null,null,158.89999999999998,"00 Exist Combustion Turbine","Fossil","Yes","Existing","Combustion Turbine","Renewable","---","---","---","---","---","---","---","---","None","None","No",1,1,1,1,1,1,1,1,1,null,0,0,0,0,0,0,0,0,0,0,0,1,0]
["Nov 2018 Ref Case with 45Q",2050,null,"SPP_SPS",12468,"TX",null,null,null,null,null,null,null,null,null,null,null,null,null,null,null,null,null,null,null,1065,"00 Coal Retirement","Retired","No","Retired","Coal Steam","Renewable","Retired","Retired","Retired","Retired","Retired","Retired","Retired","Retired","Retired","Retired","No",1,1,1,1,1,1,1,1,1,null,0,0,0,0,0,0,0,0,0,0,0,0,0]
["Nov 2018 Ref Case with 45Q",2050,null,"PJM_AP",2513,"WV",null,null,null,null,"NaturalGas",null,9.4994943178380004E-2,9.4994943178380004E-2,8.8408509239999997,8.8408509239999997,5.5610039736623698,5.5610039736623698,1.56836651187506E-3,1.56836651187506E-3,0,0,null,null,null,321.3,"00 Exist Combustion Turbine","Fossil","Yes","Existing","Combustion Turbine","Renewable","---","---","---","---","---","---","---","---","None","None","No",1,1,1,1,1,1,1,1,1,null,0,0,0,0,0,0,0,0,0,0,0,1,0]
["Illustrative ACE",2021,null,"WEC_BANC","2691; 2692; 2694; 2695; 2696","CA",null,null,null,null,"*Unit Did Not Operate",null,0,0,0,0,0,0,0,0,0,0,null,null,null,376.8,"00 Exist Combustion Turbine","Fossil","Yes","Existing","Combustion Turbine","Renewable","---","---","---","---","---","---","---","---","None","None","No",1,1,1,1,1,1,1,1,1,null,0,0,0,0,0,0,0,0,0,1,0,1,0]
["Illustrative ACE",2021,null,"WEC_CALN","4287; 4288; 4289; 4290; 4291; 4292; 4293; 4294; 4295; 4296; 4297; 4298","CA",null,null,null,null,"*Unit Did Not Operate",null,0,0,0,0,0,0,0,0,0,0,null,null,null,26.7,"00 Exist Fuel Cell","Non-Fossil","No","Existing","Fuel Cell","Renewable","---","---","---","---","---","---","---","---","None","None","No",1,1,1,1,1,1,1,1,1,null,0,0,0,0,0,0,0,0,0,1,0,1,0]
["Illustrative ACE",2021,null,"FRCC","5657; 5658; 5658; 5659; 5660; 5661","FL",null,null,null,null,"Coal",null,92.940866375801278,113.42797097059041,9019.3496859639999,10976.044183287002,9716.4263703998513,11859.911560662538,2.9927073494626417,3.6423515840820446,9.5824263281981459,11.216967712756972,null,null,null,4333,"00 Exist Coal Steam_WetFGD_SCR","Fossil","Yes","Existing","Coal Steam","Renewable","Existing","---","Existing","---","---","---","---","---","Existing","Existing","Yes",1,1,1,1,1,1,1,1,1,null,0,0,0,0,0,0,0,0,0,1,0,1,0]
["Illustrative ACE",2021,null,"WECC_ID","1225; 1226; 1227","ID",null,null,null,null,"*Unit Did Not Operate",null,0,0,0,0,0,0,0,0,0,0,null,null,null,425.5,"00 Exist Combustion Turbine","Fossil","Yes","Existing","Combustion Turbine","Renewable","---","---","---","---","---","---","---","---","None","None","No",1,1,1,1,1,1,1,1,1,null,0,0,0,0,0,0,0,0,0,1,0,1,0]
["Illustrative ACE",2021,null,"PJM_COMD","13335; 14236; 14240; 14296; 14301","IL",null,null,null,null,null,null,null,null,null,null,null,null,null,null,null,null,null,null,null,2357,"00 Coal Retirement","Retired","No","Retired","Coal Steam","Renewable","Retired","Retired","Retired","Retired","Retired","Retired","Retired","Retired","Retired","Retired","No",1,1,1,1,1,1,1,1,1,null,0,0,0,0,0,0,0,0,0,0,0,0,0]
["Illustrative ACE",2021,null,"MIS_AMSO","4008; 4009; 4010; 4011","LA",null,null,null,null,"NaturalGas",null,28.100817481916323,46.476435117279706,2429.8872159049997,4044.5675992779998,1645.0218553913812,2720.7305117655524,3.5633421237444098,6.1064615984890978,0,0,null,null,null,3114,"00 Exist Oil/Gas Steam","Fossil","Yes","Existing","O/G Steam","Renewable","---","---","---","---","---","---","---","---","None","None","No",1,1,1,1,1,1,1,1,1,null,0,0,0,0,0,0,0,0,0,1,0,1,0]
["Illustrative ACE",2021,null,"NENG_ME","5893; 5894; 5896; 5897; 5898; 5899; 5901","ME",null,null,null,null,null,null,null,null,null,null,null,null,null,null,null,null,null,null,null,210.9,"00 Biomass Retirement","Retired","No","Retired","Biomass","Renewable","Retired","Retired","Retired","Retired","Retired","Retired","Retired","Retired","Retired","Retired","No",1,1,1,1,1,1,1,1,1,null,0,0,0,0,0,0,0,0,0,0,0,0,0]
["Illustrative ACE",2021,null,"MIS_MNWI","4218; 4218","MN",null,null,null,null,"Coal",null,28.448728803382998,64.497400310004494,2767.3860703680002,6274.0661780159999,3065.3505285645201,6951.04924370962,1.72527315828116,3.9114448418002179,3.8519038790378999,7.9682949071572997,null,null,null,876,"00 Exist Coal Steam_DryFGD_ACI","Fossil","Yes","Existing","Coal Steam","Renewable","Existing","---","---","---","Existing","---","---","---","None","Existing","No",1,1,1,1,1,1,1,1,1,null,0,0,0,0,0,0,0,0,0,1,0,1,0]
["Illustrative ACE",2021,null,"S_SOU",1446,"MS",null,null,null,null,"*Unit Did Not Operate",null,0,0,0,0,0,0,0,0,0,0,null,null,null,32,"00 Exist Combustion Turbine","Fossil","Yes","Existing","Combustion Turbine","Renewable","---","---","---","---","---","---","---","---","None","None","No",1,1,1,1,1,1,1,1,1,null,0,0,0,0,0,0,0,0,0,1,0,1,0]
["Illustrative ACE",2021,null,"WECC_NNV",4195,"NV",null,null,null,null,"Coal",null,0.95336961074379001,4.58277116236947,94.048496670000006,452.08357131000002,102.153553791197,491.04393004788898,2.3319420678793099E-2,0.112094582631557,3.3367936376032699E-2,0.16039699068293101,null,null,null,218,"00 Exist Coal Steam_DryFGD_SCR_ACI","Fossil","Yes","Existing","Coal Steam","Renewable","Existing","---","Existing","---","Existing","---","---","---","Existing","Existing","Yes",1,1,1,1,1,1,1,1,1,null,0,0,0,0,0,0,0,0,0,1,0,1,0]
["Illustrative ACE",2021,null,"NY_Z_C&E",1650,"NY",null,null,null,null,"NaturalGas",null,1.2351865953570001E-2,1.2351865953570001E-2,1.268810062,1.268810062,0.80597040631088701,0.80597040631088701,1.05200202846284E-3,1.05200202846284E-3,0,0,null,null,null,42,"00 Exist Combustion Turbine","Fossil","Yes","Existing","Combustion Turbine","Renewable","---","---","---","---","---","---","---","---","None","None","No",1,1,1,1,1,1,1,1,1,null,0,0,0,0,0,0,0,0,0,1,0,1,0]
["Illustrative ACE",2021,null,"NY_Z_K","880; 881; 885; 887; 888; 889; 894; 895; 896; 897; 906; 907; 909; 910","NY",null,null,null,null,"*Unit Did Not Operate",null,0,0,0,0,0,0,0,0,0,0,null,null,null,134.69999999999999,"00 Exist Combustion Turbine","Fossil","No","Existing","Combustion Turbine","Renewable","---","---","---","---","---","---","---","---","None","None","No",1,1,1,1,1,1,1,1,1,null,0,0,0,0,0,0,0,0,0,1,0,1,0]
["Illustrative ACE",2021,null,"NENGREST",2344,"RI",null,null,null,null,"*Unit Did Not Operate",null,0,0,0,0,0,0,0,0,0,0,null,null,null,2,"00 Exist Combustion Turbine","Fossil","No","Existing","Combustion Turbine","Renewable","---","---","---","---","---","---","---","---","None","None","No",1,1,1,1,1,1,1,1,1,null,0,0,0,0,0,0,0,0,0,1,0,1,0]
["Illustrative ACE",2021,null,"MIS_WOTA","3524; 3526; 3527","TX",null,null,null,null,"NaturalGas",null,31.896980024831919,72.051075253512508,4322.7119510640005,9764.4367528559997,1954.537377305418,4415.0424118040391,0.21400893807437049,0.48341799389183915,0,0,null,null,null,1317.1,"00 Exist Combined Cycle","Fossil","Yes","Existing","Combined Cycle","Renewable","---","---","---","---","---","---","---","---","None","None","No",1,1,1,1,1,1,1,1,1,null,0,0,0,0,0,0,0,0,0,1,0,1,0]
["Illustrative ACE",2021,null,"SPP_SPS","2579; 2583","TX",null,null,null,null,"NaturalGas",null,6.5170340680175701E-2,6.5170340680175701E-2,6.0801223320000002,6.0801223320000002,3.8244717323326674,3.8244717323326674,1.0289250016533281E-3,1.0289250016533281E-3,0,0,null,null,null,183.8,"00 Exist Combustion Turbine","Fossil","No","Existing","Combustion Turbine","Renewable","---","---","---","---","---","---","---","---","None","None","No",1,1,1,1,1,1,1,1,1,null,0,0,0,0,0,0,0,0,0,1,0,1,0]
["Illustrative ACE",2021,null,"WECC_WY",4269,"WY",null,null,null,null,"Coal",null,2.1766795820280702,4.9978406862499902,196.61092783199999,451.43534335200002,233.231217214308,535.518629531687,0.41495131211992098,0.95276335922326705,0.56845991031479404,1.3052321029382701,null,null,null,60.871386000000001,"00 Exist Coal Steam_ACI","Fossil","Yes","Existing","Coal Steam","Renewable","---","---","---","---","Existing","---","---","---","None","None","No",1,1,1,1,1,1,1,1,1,null,0,0,0,0,0,0,0,0,0,1,0,1,0]
["Illustrative ACE",2023,null,"WEC_CALN","233; 247","CA",null,null,null,null,"NaturalGas",null,0,5.3508845411999999E-3,0,0.61308726000000002,0,0.38135583063870598,0,3.50652568583626E-5,0,0,null,null,null,49.6,"00 Exist Combustion Turbine","Fossil","No","Existing","Combustion Turbine","Renewable","---","---","---","---","---","---","---","---","None","None","No",1,1,1,1,1,1,1,1,1,null,0,0,0,0,0,0,0,0,0,1,0,1,0]
["Illustrative ACE",2023,null,"WECC_IID","3358; 3359","CA",null,null,null,null,"NaturalGas",null,0,0.964404433843569,0,113.15316600300001,0,56.456235557202596,0,5.1934342344803295E-3,0,0,null,null,null,244,"00 Exist Combined Cycle","Fossil","Yes","Existing","Combined Cycle","Renewable","---","---","---","---","---","---","---","---","None","None","No",1,1,1,1,1,1,1,1,1,null,0,0,0,0,0,0,0,0,0,1,0,1,0]
["Illustrative ACE",2023,null,"FRCC","704; 707; 709; 715; 731; 732; 735; 745; 759","FL",null,null,null,null,"NaturalGas",null,0.17978874709895401,0.22598260362682901,14.561324283999999,18.396874340000004,10.526751960306704,13.231344955098766,7.5089496685288873E-2,9.2917110141113229E-2,0,0,null,null,null,142.19999999999999,"00 Exist Combustion Turbine","Fossil","No","Existing","Combustion Turbine","Renewable","---","---","---","---","---","---","---","---","None","None","No",1,1,1,1,1,1,1,1,1,null,0,0,0,0,0,0,0,0,0,1,0,1,0]
["Illustrative ACE",2023,null,"WECC_PNW",3177,"ID",null,null,null,null,"NaturalGas",null,5.2196665142808003,12.961917250739999,740.37822897599995,1838.5698228000001,305.55927774599797,758.79063585832,3.5363240634252301E-2,8.7816989373763199E-2,0,0,null,null,null,248,"00 Exist Combined Cycle","Fossil","Yes","Existing","Combined Cycle","Renewable","---","---","---","---","---","---","---","---","None","None","No",1,1,1,1,1,1,1,1,1,null,0,0,0,0,0,0,0,0,0,1,0,1,0]
["Illustrative ACE",2023,null,"MIS_INKY","4076; 4077; 4078; 4079; 4080; 4081; 4083","IN",null,null,null,null,"Coal",null,137.91810368132835,314.05969317273241,13204.740262535999,30069.653096520004,14324.024694966889,32617.862377926998,7.9756358404070786,23.28211726619179,14.726298423976406,33.538491133117141,null,null,null,4196,"00 Exist Coal Steam_WetFGD_SCR_ACI","Fossil","Yes","Existing","Coal Steam","Renewable","Existing","---","Existing","---","Existing","---","---","---","Existing","Existing","Yes",1,1,1,1,1,1,1,1,1,null,0,0,0,0,0,0,0,0,0,1,0,1,0]
["Illustrative ACE",2023,null,"MIS_LA","5075; 5076","LA",null,null,null,null,"*Unit Did Not Operate",null,0,0,0,0,0,0,0,0,0,0,null,null,null,628,"00 Exist FBC_DryFGD_SNCR_ACI","Fossil","Yes","Existing","Coal Steam","Renewable","Existing","---","---","Existing","Existing","---","---","---","Existing","Existing","Yes",1,1,1,1,1,1,1,1,1,null,0,0,0,0,0,0,0,0,0,1,0,1,0]
["Illustrative ACE",2023,null,"NENG_ME","9880; 9882","ME",null,null,null,null,null,null,null,null,null,null,null,null,null,null,null,null,null,null,null,529.25242100000003,"00 CC Retirement","Retired","No","Retired","Combined Cycle","Renewable","Retired","Retired","Retired","Retired","Retired","Retired","Retired","Retired","Retired","Retired","No",1,1,1,1,1,1,1,1,1,null,0,0,0,0,0,0,0,0,0,0,0,0,0]
["Illustrative ACE",2023,null,"MIS_MNWI",4192,"MN",null,null,null,null,"Coal",null,15.6481815575208,35.603885979946199,1619.5592586959999,3684.939554952,1676.7026538883499,3814.9563827512402,0.74634001938595196,1.6981273418135301,0.62592726230082996,1.4241554391978499,null,null,null,511,"00 Exist Coal Steam_DryFGD_SCR_ACI","Fossil","Yes","Existing","Coal Steam","Renewable","Existing","---","Existing","---","Existing","---","---","---","Existing","Existing","Yes",1,1,1,1,1,1,1,1,1,null,0,0,0,0,0,0,0,0,0,1,0,1,0]
["Illustrative ACE",2023,null,"S_SOU",1447,"MS",null,null,null,null,"NaturalGas",null,7.1875219104999995E-4,1.5050449924900001E-2,6.4088469999999995E-2,1.34199286,4.2075753264066998E-2,0.88105333860364599,1.74297406329625E-5,3.6497341067882498E-4,0,0,null,null,null,70,"00 Exist Combustion Turbine","Fossil","Yes","Existing","Combustion Turbine","Renewable","---","---","---","---","---","---","---","---","None","None","No",1,1,1,1,1,1,1,1,1,null,0,0,0,0,0,0,0,0,0,1,0,1,0]
["Illustrative ACE",2023,null,"SPP_NEBR",5504,"NE",null,null,null,null,"Coal",null,2.29233522288758,5.1109210961277904,193.54400733599999,431.51984938599998,245.623719132405,547.63519545009206,0.20116387748449999,0.44850888079069401,8.09629731295579E-2,0.18051258962545599,null,null,null,60,"00 Exist FBC_SNCR_DSI","Fossil","Yes","Existing","Coal Steam","Renewable","---","Existing","---","Existing","---","---","---","---","Existing","Existing","Yes",1,1,1,1,1,1,1,1,1,null,0,0,0,0,0,0,0,0,0,1,0,1,0]
["Illustrative ACE",2023,null,"WECC_NNV","3954; 3955","NV",null,null,null,null,"NaturalGas",null,4.6991487221245E-2,8.1812526806475994E-2,4.1613255160000007,7.2480234670000003,2.750881661931678,4.7893053192511079,3.1486742213702929E-3,5.4879516607061127E-3,0,0,null,null,null,111,"00 Exist Oil/Gas Steam","Fossil","Yes","Existing","O/G Steam","Renewable","---","---","---","---","---","---","---","---","None","None","No",1,1,1,1,1,1,1,1,1,null,0,0,0,0,0,0,0,0,0,1,0,1,0]
["Illustrative ACE",2023,null,"NY_Z_J",4998,"NY",null,null,null,null,"Solar",null,0,0,0.80370351860802303,1.5773376510391499,0,0,0,0,0,0,null,null,null,1,"00 Exist Solar PV","Non-Fossil","No","Existing","Solar PV","Renewable","---","---","---","---","---","---","---","---","None","None","No",1,1,1,1,1,1,1,1,1,null,0,0,0,0,0,0,0,0,0,1,0,1,0]
["Illustrative ACE",2023,null,"PJM_WMAC",5534,"PA",null,null,null,null,"Wind",null,0,0,169.91776757846901,669.30634494700303,0,0,0,0,0,0,null,null,null,285.5,"00 Exist Onshore Wind","Non-Fossil","No","Existing","Wind","Renewable","---","---","---","---","---","---","---","---","None","None","No",1,1,1,1,1,1,1,1,1,null,0,0,0,0,0,0,0,0,0,1,0,1,0]
["Illustrative ACE",2023,null,"ERC_WEST","3406; 3408; 3409; 3410; 3412; 3413","TX",null,null,null,null,"NaturalGas",null,24.764874166246049,43.801587931065207,3266.789448644,5805.7159285020007,1480.17282374613,2609.2286531203322,0.52970682425260374,0.89912796785754812,0,0,null,null,null,1770,"00 Exist Combined Cycle","Fossil","Yes","Existing","Combined Cycle","Renewable","---","---","---","---","---","---","---","---","None","None","No",1,1,1,1,1,1,1,1,1,null,0,0,0,0,0,0,0,0,0,1,0,1,0]
["Illustrative ACE",2023,null,"WECC_UT","11130; 11132","UT",null,null,null,null,null,null,null,null,null,null,null,null,null,null,null,null,null,null,null,237,"00 O/G Retirement","Retired","No","Retired","O/G Steam","Renewable","Retired","Retired","Retired","Retired","Retired","Retired","Retired","Retired","Retired","Retired","No",1,1,1,1,1,1,1,1,1,null,0,0,0,0,0,0,0,0,0,0,0,0,0]
["Illustrative ACE",2023,null,"PJM_AP",30968,"WV",null,null,null,null,"Hydro",null,0,0,243.90706991799999,739.79974372900006,0,0,0,0,0,0,null,null,null,138.22098299999999,"00 New Hydro","Non-Fossil","No","New","Hydro","Renewable","---","---","---","---","---","---","---","---","None","None","No",1,1,1,1,1,1,1,1,1,null,0,0,0,0,0,0,0,0,0,1,0,1,0]
["Illustrative ACE",2025,null,"WEC_BANC",2697,"CA",null,null,null,null,"*Unit Did Not Operate",null,0,0,0,0,0,0,0,0,0,0,null,null,null,62,"00 Exist Combustion Turbine","Fossil","No","Existing","Combustion Turbine","Renewable","---","---","---","---","---","---","---","---","None","None","No",1,1,1,1,1,1,1,1,1,null,0,0,0,0,0,0,0,0,0,1,0,1,0]
["Illustrative ACE",2025,null,"WEC_SDGE","5072; 5072","CA",null,null,null,null,"None",null,0,0,2657.4264002099999,6339.6119998569993,0,0,0,0,0,0,null,null,null,1000,"00 International Imports","Non-Fossil","No","Existing","International Imports","Renewable","---","---","---","---","---","---","---","---","None","None","No",1,1,1,1,1,1,1,1,1,null,0,0,0,0,0,0,0,0,0,1,0,1,0]
["Illustrative ACE",2025,null,"PJM_EMAC",4986,"DE",null,null,null,null,"Solar",null,0,0,26.736524716738099,52.803193133047202,0,0,0,0,0,0,null,null,null,30.9,"00 Exist Solar PV","Non-Fossil","No","Existing","Solar PV","Renewable","---","---","---","---","---","---","---","---","None","None","No",1,1,1,1,1,1,1,1,1,null,0,0,0,0,0,0,0,0,0,1,0,1,0]
["Illustrative ACE",2025,null,"SPP_WAUE","2674; 2675","IA",null,null,null,null,"NaturalGas",null,0.312980226020595,0.312980226020595,29.127987531000002,29.127987531000002,18.321862431245663,18.321862431245663,1.4508890929195981E-2,1.4508890929195981E-2,0,0,null,null,null,139.5,"00 Exist Combustion Turbine","Fossil","Yes","Existing","Combustion Turbine","Renewable","---","---","---","---","---","---","---","---","None","None","No",1,1,1,1,1,1,1,1,1,null,0,0,0,0,0,0,0,0,0,1,0,1,0]
["Illustrative ACE",2025,null,"PJM_COMD","5139; 5139","IL",null,null,null,null,"Non-Fossil",null,2.7145547536799992E-2,6.194793291582E-2,2.33610564,5.3311474109999999,0,0,0,0,0,0,null,null,null,3,"00 Exist Non Fossil_Other","Non-Fossil","No","Existing","Non-Fossil Other","Renewable","---","---","---","---","---","---","---","---","None","None","No",1,1,1,1,1,1,1,1,1,null,0,0,0,0,0,0,0,0,0,1,0,1,0]
["Illustrative ACE",2025,null,"S_C_TVA",32785,"KY",null,null,null,null,"Hydro",null,0,0,1812.7030675399999,5591.1285453800001,0,0,0,0,0,0,null,null,null,1021.89888,"00 New Hydro","Non-Fossil","No","New","Hydro","Renewable","---","---","---","---","---","---","---","---","None","None","No",1,1,1,1,1,1,1,1,1,null,0,0,0,0,0,0,0,0,0,1,0,1,0]
["Illustrative ACE",2025,null,"MIS_LMI","27962; 27963; 27964; 27965","MI",null,null,null,null,"Wind",null,0,0,322.33481766709087,961.62129644147387,0,0,0,0,0,0,null,null,null,243.48,"00 New Onshore Wind","Non-Fossil","No","New","Wind","Renewable","---","---","---","---","---","---","---","---","None","None","No",1,1,1,1,1,1,1,1,1,null,0,0,0,0,0,0,0,0,0,1,0,1,0]
["Illustrative ACE",2025,null,"PJM_West",1326,"MI",null,null,null,null,"*Unit Did Not Operate",null,0,0,0,0,0,0,0,0,0,0,null,null,null,6,"00 Exist Combustion Turbine","Fossil","No","Existing","Combustion Turbine","Renewable","---","---","---","---","---","---","---","---","None","None","No",1,1,1,1,1,1,1,1,1,null,0,0,0,0,0,0,0,0,0,1,0,1,0]
["Illustrative ACE",2025,null,"MIS_D_MS",4016,"MS",null,null,null,null,"NaturalGas",null,3.4358995260000001E-3,3.4358995260000001E-3,0.236958588,0.236958588,0.20113755825203999,0.20113755825203999,4.0380409179315002E-4,4.0380409179315002E-4,0,0,null,null,null,7.5,"00 Exist Oil/Gas Steam","Fossil","No","Existing","O/G Steam","Renewable","---","---","---","---","---","---","---","---","None","None","No",1,1,1,1,1,1,1,1,1,null,0,0,0,0,0,0,0,0,0,1,0,1,0]
["Illustrative ACE",2025,null,"WECC_NM","11143; 11788","NM",null,null,null,null,null,null,null,null,null,null,null,null,null,null,null,null,null,null,null,490.54777799999999,"00 Coal Retirement","Retired","No","Retired","Coal Steam","Renewable","Retired","Retired","Retired","Retired","Retired","Retired","Retired","Retired","Retired","Retired","No",1,1,1,1,1,1,1,1,1,null,0,0,0,0,0,0,0,0,0,0,0,0,0]
["Illustrative ACE",2025,null,"NY_Z_G-I",3405,"NY",null,null,null,null,"NaturalGas",null,0.54193043662300799,1.22414945113411,70.234634088000007,158.65078423200001,31.724607759910899,71.661708869390907,7.1643203721561697E-3,1.6183255743993E-2,0,0,null,null,null,21.4,"00 Exist Combined Cycle","Fossil","No","Existing","Combined Cycle","Renewable","---","---","---","---","---","---","---","---","None","None","No",1,1,1,1,1,1,1,1,1,null,0,0,0,0,0,0,0,0,0,1,0,1,0]
["Illustrative ACE",2025,null,"NY_Z_J","1244; 1245; 1250; 1251; 1273; 1274; 1275","NY",null,null,null,null,"NaturalGas",null,0.106021703013836,0.12896031923284812,10.532643711999999,12.925322988,6.3092952459783769,7.6521218394393467,2.3411554030259418E-2,2.9241976807726819E-2,0,0,null,null,null,50.1,"00 Exist Combustion Turbine","Fossil","No","Existing","Combustion Turbine","Renewable","---","---","---","---","---","---","---","---","None","None","No",1,1,1,1,1,1,1,1,1,null,0,0,0,0,0,0,0,0,0,1,0,1,0]
["Illustrative ACE",2025,null,"PJM_WMAC","4721; 4722; 4723; 4724; 4725; 4726; 4727; 4728; 4729; 4730","PA",null,null,null,null,"LF Gas",null,2.8979767125039504,6.7137135743505176,194.14114780100002,449.76484944100002,167.00749996489026,386.90459957624608,9.2319424857450441E-2,0.21387548512148138,0,0,null,null,null,81.2,"00 Exist Landfill Gas","Non-Fossil","No","Existing","Landfill Gas","Renewable","---","---","---","---","---","---","---","---","None","None","No",1,1,1,1,1,1,1,1,1,null,0,0,0,0,0,0,0,0,0,1,0,1,0]
["Illustrative ACE",2025,null,"ERC_REST","5141; 5141; 5142; 5142; 5143; 5143; 5144; 5144; 5145; 5145; 5146; 5146","TX",null,null,null,null,"Non-Fossil",null,0.58039811843690703,1.3661389187094568,50.758629221999996,119.475471312,0,0,0,0,0,0,null,null,null,90.699999999999989,"00 Exist Non Fossil_Other","Non-Fossil","No","Existing","Non-Fossil Other","Renewable","---","---","---","---","---","---","---","---","None","None","No",1,1,1,1,1,1,1,1,1,null,0,0,0,0,0,0,0,0,0,1,0,1,0]
["Illustrative ACE",2025,null,"WECC_UT","4375; 4376; 4377","UT",null,null,null,null,"Geothermal",null,2.087146667772902,5.1767537449378427,213.60624990000002,529.80797717099995,0,0,0,0,0,0,null,null,null,73,"00 Exist Geothermal","Non-Fossil","No","Existing","Geothermal","Renewable","---","---","---","---","---","---","---","---","None","None","No",1,1,1,1,1,1,1,1,1,null,0,0,0,0,0,0,0,0,0,1,0,1,0]
["Illustrative ACE",2025,null,"MIS_WUMS","5404; 5405","WI",null,null,null,null,"Nuclear",null,42.1800316932407,96.401589063609208,4034.0504679840001,9219.738816336001,0,0,0,0,0,0,null,null,null,1196,"00 Exist Nuclear","Non-Fossil","No","Existing","Nuclear","Renewable","---","---","---","---","---","---","---","---","None","None","No",1,1,1,1,1,1,1,1,1,null,0,0,0,0,0,0,0,0,0,1,0,1,0]
["Illustrative ACE",2030,null,"WECC_AZ",36117,"AZ",null,null,null,null,"Solar",null,0,0,186.86300399999999,371.718774,0,0,0,0,0,0,null,null,null,180,"00 New Solar PV","Non-Fossil","No","New","Solar PV","Renewable","---","---","---","---","---","---","---","---","None","None","No",1,1,1,1,1,1,1,1,1,null,0,0,0,0,0,0,0,0,0,1,0,1,0]
["Illustrative ACE",2030,null,"WEC_LADW","35896; 35897","CA",null,null,null,null,"Solar",null,0,0,2139.5501598239998,3985.7610584879999,0,0,0,0,0,0,null,null,null,1893.672,"00 New Solar PV","Non-Fossil","No","New","Solar PV","Renewable","---","---","---","---","---","---","---","---","None","None","No",1,1,1,1,1,1,1,1,1,null,0,0,0,0,0,0,0,0,0,1,0,1,0]
["Illustrative ACE",2030,null,"NENG_CT",5823,"CT",null,null,null,null,null,null,null,null,null,null,null,null,null,null,null,null,null,null,null,38,"00 Biomass Retirement","Retired","No","Retired","Biomass","Renewable","Retired","Retired","Retired","Retired","Retired","Retired","Retired","Retired","Retired","Retired","No",1,1,1,1,1,1,1,1,1,null,0,0,0,0,0,0,0,0,0,0,0,0,0]
["Illustrative ACE",2030,null,"MIS_IL","4071; 4072; 4073","IL",null,null,null,null,"Coal",null,55.95807896815046,126.88943977211869,5776.3424894400005,13098.008065152,5797.9553659049488,13147.32960404458,1.8185491482884,4.1237323871006391,3.1239778563820417,7.0838707719477139,null,null,null,1836,"00 Exist Coal Steam_WetFGD_SCR_ACI","Fossil","Yes","Existing","Coal Steam","Renewable","Existing","---","Existing","---","Existing","---","---","---","Existing","Existing","Yes",1,1,1,1,1,1,1,1,1,null,0,0,0,0,0,0,0,0,0,1,0,1,0]
["Illustrative ACE",2030,null,"MIS_IL",13759,"IL",null,null,null,null,null,null,null,null,null,null,null,null,null,null,null,null,null,null,null,1065,"00 Nuke Retirement","Retired","No","Retired","Nuclear","Renewable","Retired","Retired","Retired","Retired","Retired","Retired","Retired","Retired","Retired","Retired","No",1,1,1,1,1,1,1,1,1,null,0,0,0,0,0,0,0,0,0,0,0,0,0]
["Illustrative ACE",2030,null,"PJM_West",32392,"KY",null,null,null,null,"Wind",null,0,0,8.09622271629806,24.636714761640398,0,0,0,0,0,0,null,null,null,6.84,"00 New Onshore Wind","Non-Fossil","No","New","Wind","Renewable","---","---","---","---","---","---","---","---","None","None","No",1,1,1,1,1,1,1,1,1,null,0,0,0,0,0,0,0,0,0,1,0,1,0]
["Illustrative ACE",2030,null,"MIS_LMI","4175; 4176; 4177","MI",null,null,null,null,"Coal",null,44.20037811264374,98.678348457182494,4122.2923484839994,9207.3783740170002,4535.800706321299,10126.278139296581,1.1147532644360389,2.4968135782650203,1.491312782163454,3.3270968175424649,null,null,null,1351,"00 Exist Coal Steam_DryFGD_SCR_ACI","Fossil","Yes","Existing","Coal Steam","Renewable","Existing","---","Existing","---","Existing","---","---","---","Existing","Existing","Yes",1,1,1,1,1,1,1,1,1,null,0,0,0,0,0,0,0,0,0,1,0,1,0]
["Illustrative ACE",2030,null,"S_D_AECI","2657; 2659; 2661; 2662","MO",null,null,null,null,"NaturalGas",null,1.2326485629656998E-2,1.2326485629656998E-2,1.051931001,1.051931001,0.74506613545513223,0.74506613545513223,3.9240208174687284E-3,3.9240208174687284E-3,0,0,null,null,null,15.7,"00 Exist Combustion Turbine","Fossil","No","Existing","Combustion Turbine","Renewable","---","---","---","---","---","---","---","---","None","None","No",1,1,1,1,1,1,1,1,1,null,0,0,0,0,0,0,0,0,0,1,0,1,0]
["Illustrative ACE",2030,null,"S_D_AECI",4968,"MO",null,null,null,null,"Pumps",null,0,0,7.4844283249999997,8.8009453010000005,0,0,0,0,0,0,null,null,null,31,"00 Exist Pump Storage","Non-Fossil","No","Existing","Pumped Storage","Renewable","---","---","---","---","---","---","---","---","None","None","No",1,1,1,1,1,1,1,1,1,null,0,0,0,0,0,0,0,0,0,1,0,1,0]
["Illustrative ACE",2030,null,"NY_Z_J","3158; 3159; 3160; 3161; 3162; 3163; 3164; 3165; 3166","NJ",null,null,null,null,"NaturalGas",null,20.12445947580769,45.458502387762252,2976.1105406399997,6722.6415835200005,1615.90451498008,3650.1153902256433,0.27152254758276473,0.6133336593606753,0,0,null,null,null,906.80000000000018,"00 Exist Combined Cycle","Fossil","Yes","Existing","Combined Cycle","Renewable","---","---","---","---","---","---","---","---","None","None","No",1,1,1,1,1,1,1,1,1,null,0,0,0,0,0,0,0,0,0,1,0,1,0]
["Illustrative ACE",2030,null,"NY_Z_C&E","5549; 5550","NY",null,null,null,null,"Wind",null,0,0,676.39566926339762,2300.3520128692994,0,0,0,0,0,0,null,null,null,1011,"00 Exist Onshore Wind","Non-Fossil","No","Existing","Wind","Renewable","---","---","---","---","---","---","---","---","None","None","No",1,1,1,1,1,1,1,1,1,null,0,0,0,0,0,0,0,0,0,1,0,1,0]
["Illustrative ACE",2030,null,"NY_Z_K","882; 900; 901","NY",null,null,null,null,"NaturalGas",null,1.1015404150028919E-2,1.1015404150028919E-2,0.6715038900000001,0.6715038900000001,0.64484175894269302,0.64484175894269302,1.8645727001371688E-3,1.8645727001371688E-3,0,0,null,null,null,150.5,"00 Exist Combustion Turbine","Fossil","No","Existing","Combustion Turbine","Renewable","---","---","---","---","---","---","---","---","None","None","No",1,1,1,1,1,1,1,1,1,null,0,0,0,0,0,0,0,0,0,1,0,1,0]
["Illustrative ACE",2030,null,"PJM_EMAC",5533,"PA",null,null,null,null,"Wind",null,0,0,1.62839283659169,6.2742500000000101,0,0,0,0,0,0,null,null,null,3.2,"00 Exist Onshore Wind","Non-Fossil","No","Existing","Wind","Renewable","---","---","---","---","---","---","---","---","None","None","No",1,1,1,1,1,1,1,1,1,null,0,0,0,0,0,0,0,0,0,1,0,1,0]
["Illustrative ACE",2030,null,"S_C_TVA",5548,"TN",null,null,null,null,"Wind",null,0,0,11.4692015730511,47.447899999999699,0,0,0,0,0,0,null,null,null,29.1,"00 Exist Onshore Wind","Non-Fossil","No","Existing","Wind","Renewable","---","---","---","---","---","---","---","---","None","None","No",1,1,1,1,1,1,1,1,1,null,0,0,0,0,0,0,0,0,0,1,0,1,0]
["Illustrative ACE",2030,null,"MIS_WOTA","2594; 2595; 2596; 2597; 2600; 2602; 2604","TX",null,null,null,null,"*Unit Did Not Operate",null,0,0,0,0,0,0,0,0,0,0,null,null,null,857,"00 Exist Combustion Turbine","Fossil","Yes","Existing","Combustion Turbine","Renewable","---","---","---","---","---","---","---","---","None","None","No",1,1,1,1,1,1,1,1,1,null,0,0,0,0,0,0,0,0,0,1,0,1,0]
["Illustrative ACE",2030,null,"WECC_PNW","37719; 37774; 37775; 37776; 37777; 37778","WA",null,null,null,null,"Wind",null,0,0,804.8784565500149,1937.8988311691071,0,0,0,0,0,0,null,null,null,444.48204800000002,"00 New Onshore Wind","Non-Fossil","No","New","Wind","Renewable","---","---","---","---","---","---","---","---","None","None","No",1,1,1,1,1,1,1,1,1,null,0,0,0,0,0,0,0,0,0,1,0,1,0]
["Illustrative ACE",2030,null,"PJM_West",4505,"WV",null,null,null,null,"Hydro",null,0,0,400.84794491000002,1206.5856187110001,0,0,0,0,0,0,null,null,null,281.2,"00 Exist Hydro","Non-Fossil","No","Existing","Hydro","Renewable","---","---","---","---","---","---","---","---","None","None","No",1,1,1,1,1,1,1,1,1,null,0,0,0,0,0,0,0,0,0,1,0,1,0]
["Illustrative ACE",2035,null,"WEC_BANC",35632,"CA",null,null,null,null,"Solar",null,0,0,564.18837654816002,958.27517353151995,0,0,0,0,0,0,null,null,null,517.23360000000002,"00 New Solar PV","Non-Fossil","No","New","Solar PV","Renewable","---","---","---","---","---","---","---","---","None","None","No",1,1,1,1,1,1,1,1,1,null,0,0,0,0,0,0,0,0,0,1,0,1,0]
["Illustrative ACE",2035,null,"WECC_CO",11954,"CO",null,null,null,null,"Coal",null,14.8374341442724,33.7592142229323,1413.5487856560001,3216.2094743279999,1514.12482719885,3445.0474323687499,1.7014297696582099,3.8712173223925301,0.56523558644847205,1.2860653037307499,null,null,null,446,"00 Ret.ExistDryFGD_ACI & SNCR","Fossil","Yes","Existing","Coal Steam","Renewable","Existing","---","---","New","Existing","---","---","---","New","Existing","Yes",1,1,1,1,1,1,1,1,1,null,0,0,0,0,0,0,0,0,0,1,0,1,0]
["Illustrative ACE",2035,null,"MIS_MIDA","4216; 4217","IA",null,null,null,null,"Coal",null,41.955789609913801,83.418220279059597,4158.252268317,8285.0158780290003,4515.2018526870506,8983.0124649030113,4.4010186464565599,8.8689753774756301,1.678231584396549,3.3367288111623901,null,null,null,1450,"00 Exist Coal Steam_DryFGD_ACI","Fossil","Yes","Existing","Coal Steam","Renewable","Existing","---","---","---","Existing","---","---","---","None","Existing","No",1,1,1,1,1,1,1,1,1,null,0,0,0,0,0,0,0,0,0,1,0,1,0]
["Illustrative ACE",2035,null,"MIS_MIDA",5039,"IA",null,null,null,null,"Solar",null,0,0,1.4414256023240799,2.8404557779212398,0,0,0,0,0,0,null,null,null,1.8,"00 Exist Solar PV","Non-Fossil","No","Existing","Solar PV","Renewable","---","---","---","---","---","---","---","---","None","None","No",1,1,1,1,1,1,1,1,1,null,0,0,0,0,0,0,0,0,0,1,0,1,0]
["Illustrative ACE",2035,null,"PJM_West",5621,"IN",null,null,null,null,"EnerStor",null,0,0,1.5209999999999999,3.0363395789999998,0,0,0,0,0,0,null,null,null,2,"00 Exist Energy Storage","Non-Fossil","No","Existing","Energy Storage","Renewable","---","---","---","---","---","---","---","---","None","None","No",1,1,1,1,1,1,1,1,1,null,0,0,0,0,0,0,0,0,0,1,0,1,0]
["Illustrative ACE",2035,null,"PJM_AP",5641,"MD",null,null,null,null,"EnerStor",null,0,0,5.8164525569999999,13.875850971,0,0,0,0,0,0,null,null,null,13,"00 Exist Energy Storage","Non-Fossil","No","Existing","Energy Storage","Renewable","---","---","---","---","---","---","---","---","None","None","No",1,1,1,1,1,1,1,1,1,null,0,0,0,0,0,0,0,0,0,1,0,1,0]
["Illustrative ACE",2035,null,"MIS_LMI",4950,"MI",null,null,null,null,"Pumps",null,0,0,230.05542924,321.86765371000001,0,0,0,0,0,0,null,null,null,2304,"00 Exist Pump Storage","Non-Fossil","No","Existing","Pumped Storage","Renewable","---","---","---","---","---","---","---","---","None","None","No",1,1,1,1,1,1,1,1,1,null,0,0,0,0,0,0,0,0,0,1,0,1,0]
["Illustrative ACE",2035,null,"S_D_AECI",4939,"MO",null,null,null,null,"LF Gas",null,0.10090936643500199,0.25001830631132199,7.0853367809999996,17.554999741,5.8153058782827296,14.4083049744152,1.2150496812438599E-2,3.01047042629463E-2,0,0,null,null,null,3.8,"00 Exist Landfill Gas","Non-Fossil","No","Existing","Landfill Gas","Renewable","---","---","---","---","---","---","---","---","None","None","No",1,1,1,1,1,1,1,1,1,null,0,0,0,0,0,0,0,0,0,1,0,1,0]
["Illustrative ACE",2035,null,"S_VACA","5234; 5234","NC",null,null,null,null,"Non-Fossil",null,0.22862567981699999,0.53421544854449998,16.935235542000001,39.571514707000006,0,0,0,0,0,0,null,null,null,5.2,"00 Exist Non Fossil_Other","Non-Fossil","No","Existing","Non-Fossil Other","Renewable","---","---","---","---","---","---","---","---","None","None","No",1,1,1,1,1,1,1,1,1,null,0,0,0,0,0,0,0,0,0,1,0,1,0]
["Illustrative ACE",2035,null,"WECC_NM",12621,"NM",null,null,null,null,null,null,null,null,null,null,null,null,null,null,null,null,null,null,null,7.6,"00 Geothermal Retirement","Retired","No","Retired","Geothermal","Renewable","Retired","Retired","Retired","Retired","Retired","Retired","Retired","Retired","Retired","Retired","No",1,1,1,1,1,1,1,1,1,null,0,0,0,0,0,0,0,0,0,0,0,0,0]
["Illustrative ACE",2035,null,"NY_Z_C&E","4532; 4533","NY",null,null,null,null,"Hydro",null,0,0,1030.906318547,2507.5034332619998,0,0,0,0,0,0,null,null,null,555.50000000000091,"00 Exist Hydro","Non-Fossil","No","Existing","Hydro","Renewable","---","---","---","---","---","---","---","---","None","None","No",1,1,1,1,1,1,1,1,1,null,0,0,0,0,0,0,0,0,0,1,0,1,0]
["Illustrative ACE",2035,null,"PJM_West","5004; 5005","OH",null,null,null,null,"Solar",null,0,0,16.698991546944775,31.413353204172861,0,0,0,0,0,0,null,null,null,21.6,"00 Exist Solar PV","Non-Fossil","No","Existing","Solar PV","Renewable","---","---","---","---","---","---","---","---","None","None","No",1,1,1,1,1,1,1,1,1,null,0,0,0,0,0,0,0,0,0,1,0,1,0]
["Illustrative ACE",2035,null,"PJM_WMAC","1034; 1035; 1036; 1037; 1038; 1039; 1040; 1041; 1042; 1043; 1044; 1045; 1046; 1047; 1048","PA",null,null,null,null,"*Unit Did Not Operate",null,0,0,0,0,0,0,0,0,0,0,null,null,null,410,"00 Exist Combustion Turbine","Fossil","No","Existing","Combustion Turbine","Renewable","---","---","---","---","---","---","---","---","None","None","No",1,1,1,1,1,1,1,1,1,null,0,0,0,0,0,0,0,0,0,1,0,1,0]
["Illustrative ACE",2035,null,"SPP_WAUE","2667; 2668","SD",null,null,null,null,"*Unit Did Not Operate",null,0,0,0,0,0,0,0,0,0,0,null,null,null,145.89999999999998,"00 Exist Combustion Turbine","Fossil","Yes","Existing","Combustion Turbine","Renewable","---","---","---","---","---","---","---","---","None","None","No",1,1,1,1,1,1,1,1,1,null,0,0,0,0,0,0,0,0,0,1,0,1,0]
["Illustrative ACE",2035,null,"WECC_UT","5436; 5437","UT",null,null,null,null,"Coal",null,70.146588909323697,135.4085689841296,7144.3300060800002,13773.858003518,7340.8363876066705,14172.927577610109,8.5409197378711195,16.591572418231362,3.1167330445560739,5.9447130616315498,null,null,null,2260,"00 Exist Coal Steam_WetFGD","Fossil","Yes","Existing","Coal Steam","Renewable","Existing","---","---","---","---","---","---","---","None","Existing","No",1,1,1,1,1,1,1,1,1,null,0,0,0,0,0,0,0,0,0,1,0,1,0]
["Illustrative ACE",2035,null,"WECC_WY","2448; 2449; 2450; 2455","WY",null,null,null,null,"*Unit Did Not Operate",null,0,0,0,0,0,0,0,0,0,0,null,null,null,52,"00 Exist Combustion Turbine","Fossil","No","Existing","Combustion Turbine","Renewable","---","---","---","---","---","---","---","---","None","None","No",1,1,1,1,1,1,1,1,1,null,0,0,0,0,0,0,0,0,0,1,0,1,0]
["Illustrative ACE",2040,null,"S_C_TVA",5015,"AL",null,null,null,null,"Solar",null,0,0,62.166384710234297,123.37083847102301,0,0,0,0,0,0,null,null,null,75,"00 Exist Solar PV","Non-Fossil","No","Existing","Solar PV","Renewable","---","---","---","---","---","---","---","---","None","None","No",1,1,1,1,1,1,1,1,1,null,0,0,0,0,0,0,0,0,0,1,0,1,0]
["Illustrative ACE",2040,null,"WEC_CALN","13720; 13721","CA",null,null,null,null,null,null,null,null,null,null,null,null,null,null,null,null,null,null,null,2236,"00 Nuke Retirement","Retired","No","Retired","Nuclear","Renewable","Retired","Retired","Retired","Retired","Retired","Retired","Retired","Retired","Retired","Retired","No",1,1,1,1,1,1,1,1,1,null,0,0,0,0,0,0,0,0,0,0,0,0,0]
["Illustrative ACE",2040,null,"FRCC","4686; 4687; 4688; 4689; 4690; 4691; 4692; 4693","FL",null,null,null,null,"LF Gas",null,1.688460633293694,4.3009424713212008,109.32304431999999,278.47384483600001,97.304297836082185,247.8590136797697,8.2598567615834673E-2,0.2103997455376502,0,0,null,null,null,45.3,"00 Exist Landfill Gas","Non-Fossil","No","Existing","Landfill Gas","Renewable","---","---","---","---","---","---","---","---","None","None","No",1,1,1,1,1,1,1,1,1,null,0,0,0,0,0,0,0,0,0,1,0,1,0]
["Illustrative ACE",2040,null,"MIS_MO",3695,"IA",null,null,null,null,"Pet. Coke",null,1.13639379660355,2.6376561703175998,103.223470824,239.58950282399999,131.14746185863501,304.403203384964,9.97242376209444E-2,0.231467517226221,0.206539572532695,0.47939400895522399,null,null,null,32,"00 Exist FBC_WetFGD_SNCR","Fossil","Yes","Existing","Coal Steam","Renewable","Existing","---","---","Existing","---","---","---","---","Existing","Existing","Yes",1,1,1,1,1,1,1,1,1,null,0,0,0,0,0,0,0,0,0,1,0,1,0]
["Illustrative ACE",2040,null,"PJM_COMD","527; 528; 529; 530; 531; 532; 533; 534; 535; 536; 537; 538; 540; 543; 544; 545; 546; 547; 548; 549; 550; 551; 552; 553; 554; 555; 556; 557; 558; 561; 562; 563; 564; 565; 566; 567; 568; 569; 570; 571; 572; 573; 574; 575; 576; 577; 578; 579; 580; 581; 582; 583; 584; 585; 586; 587; 588; 589; 590; 591; 592; 593; 594; 595; 596; 597; 598; 599; 608; 609; 622; 623; 624","IL",null,null,null,null,"NaturalGas",null,12.047679582183747,12.811092680362499,1077.7297259279997,1147.559083177,705.27116274103753,749.96136550842198,0.2593705598487086,0.2754536647624562,0,0,null,null,null,6646.3,"00 Exist Combustion Turbine","Fossil","Yes","Existing","Combustion Turbine","Renewable","---","---","---","---","---","---","---","---","None","None","No",1,1,1,1,1,1,1,1,1,null,0,0,0,0,0,0,0,0,0,1,0,1,0]
["Illustrative ACE",2040,null,"PJM_West",32140,"IN",null,null,null,null,"NaturalGas",null,9.4243969471711608,21.289170498528915,1520.0640237372843,3433.7371771820922,551.70419728739944,1246.2680409838865,5.1834183209440977E-2,0.11709043774190797,0,0,null,null,null,450.54504870000619,"00 New Combined Cycle","Fossil","Yes","New","Combined Cycle","Renewable","---","---","---","---","---","---","---","---","None","None","No",1,1,1,1,1,1,1,1,1,null,0,0,0,0,0,0,0,0,0,1,0,1,0]
["Illustrative ACE",2040,null,"PJM_SMAC","5736; 5737","MD",null,null,null,null,"*Unit Did Not Operate",null,0,0,0,0,0,0,0,0,0,0,null,null,null,855,"00 Exist Coal Steam_WetFGD_SNCR","Fossil","Yes","Existing","Coal Steam","Renewable","Existing","---","---","Existing","---","---","---","---","Existing","Existing","Yes",1,1,1,1,1,1,1,1,1,null,0,0,0,0,0,0,0,0,0,1,0,1,0]
["Illustrative ACE",2040,null,"MIS_LMI","5170; 5170; 5171; 5171; 5172; 5172","MI",null,null,null,null,"Non-Fossil",null,8.8452503992293999E-2,0.19474840747748401,8.4586883420000003,18.623736011999998,0,0,0,0,0,0,null,null,null,5.8,"00 Exist Non Fossil_Other","Non-Fossil","No","Existing","Non-Fossil Other","Renewable","---","---","---","---","---","---","---","---","None","None","No",1,1,1,1,1,1,1,1,1,null,0,0,0,0,0,0,0,0,0,1,0,1,0]
["Illustrative ACE",2040,null,"SPP_N","4098; 4099; 4101","MO",null,null,null,null,"Coal",null,53.684326204443202,112.31015367074767,5594.0640973199997,11720.681744183999,5763.0035467120724,12056.476437301877,1.6400894560362629,3.361674771709438,1.634085814638716,3.4058217460165912,null,null,null,1766,"00 Exist Coal Steam_WetFGD_SCR_ACI","Fossil","Yes","Existing","Coal Steam","Renewable","Existing","---","Existing","---","Existing","---","---","---","Existing","Existing","Yes",1,1,1,1,1,1,1,1,1,null,0,0,0,0,0,0,0,0,0,1,0,1,0]
["Illustrative ACE",2040,null,"MIS_MAPP","1141; 1142","ND",null,null,null,null,"NaturalGas",null,7.2565587513299997E-3,7.7618552703300004E-3,0.67534283399999995,0.72236903399999997,0.424798949302858,0.45437900752511801,6.4442595647061203E-3,6.8929931913692599E-3,0,0,null,null,null,4,"00 Exist Combustion Turbine","Fossil","No","Existing","Combustion Turbine","Renewable","---","---","---","---","---","---","---","---","None","None","No",1,1,1,1,1,1,1,1,1,null,0,0,0,0,0,0,0,0,0,1,0,1,0]
["Illustrative ACE",2040,null,"NY_Z_J","1230; 1231; 1232; 1233; 1234; 1235; 1236; 1237","NJ",null,null,null,null,"NaturalGas",null,7.6902961789151405,7.6902961789151405,715.70927677199995,715.70927677199995,450.18993831369221,450.18993831369221,3.1736610696615528E-2,3.1736610696615528E-2,0,0,null,null,null,473.20000000000005,"00 Exist Combustion Turbine","Fossil","Yes","Existing","Combustion Turbine","Renewable","---","---","---","---","---","---","---","---","None","None","No",1,1,1,1,1,1,1,1,1,null,0,0,0,0,0,0,0,0,0,1,0,1,0]
["Illustrative ACE",2040,null,"NY_Z_C&E","3303; 3304; 3305; 3309; 3311; 3313; 3314","NY",null,null,null,null,"NaturalGas",null,25.552618761240307,59.743857801912199,3547.0847735530001,8234.6670797850002,1608.8253174032466,3760.4175792179431,0.34985940389387488,0.86203072140282833,0,0,null,null,null,1279.5999999999999,"00 Exist Combined Cycle","Fossil","Yes","Existing","Combined Cycle","Renewable","---","---","---","---","---","---","---","---","None","None","No",1,1,1,1,1,1,1,1,1,null,0,0,0,0,0,0,0,0,0,1,0,1,0]
["Illustrative ACE",2040,null,"WECC_PNW",37569,"OR",null,null,null,null,"Solar",null,0,0,41.650182839999999,68.409389219999994,0,0,0,0,0,0,null,null,null,40.200000000000003,"00 New Solar PV","Non-Fossil","No","New","Solar PV","Renewable","---","---","---","---","---","---","---","---","None","None","No",1,1,1,1,1,1,1,1,1,null,0,0,0,0,0,0,0,0,0,1,0,1,0]
["Illustrative ACE",2040,null,"PJM_ATSI",31235,"PA",null,null,null,null,"Hydro",null,0,0,75.833667828000003,237.50549033799999,0,0,0,0,0,0,null,null,null,42.853456000000001,"00 New Hydro","Non-Fossil","No","New","Hydro","Renewable","---","---","---","---","---","---","---","---","None","None","No",1,1,1,1,1,1,1,1,1,null,0,0,0,0,0,0,0,0,0,1,0,1,0]
["Illustrative ACE",2040,null,"SPP_WAUE","2669; 2670; 2671; 2672; 2673; 2682; 2686","SD",null,null,null,null,"*Unit Did Not Operate",null,0,0,0,0,0,0,0,0,0,0,null,null,null,40.199999999999996,"00 Exist Combustion Turbine","Fossil","No","Existing","Combustion Turbine","Renewable","---","---","---","---","---","---","---","---","None","None","No",1,1,1,1,1,1,1,1,1,null,0,0,0,0,0,0,0,0,0,1,0,1,0]
["Illustrative ACE",2040,null,"PJM_Dom","1785; 1786; 1787","VA",null,null,null,null,"*Unit Did Not Operate",null,0,0,0,0,0,0,0,0,0,0,null,null,null,136,"00 Exist Combustion Turbine","Fossil","Yes","Existing","Combustion Turbine","Renewable","---","---","---","---","---","---","---","---","None","None","No",1,1,1,1,1,1,1,1,1,null,0,0,0,0,0,0,0,0,0,1,0,1,0]
["Illustrative ACE",2040,null,"WECC_WY","4165; 4165","WY",null,null,null,null,"Coal",null,4.5976324386550999E-2,0.1046086702222441,4.5344977200000001,10.317218327999999,4.9685132292433201,11.26268586570982,3.5705213518595499E-3,8.1239093294594705E-3,3.2622506305521599E-3,5.0212210056229502E-3,null,null,null,1.43071535767888,"00 Exist Coal Steam_WetFGD_ACI","Fossil","Yes","Existing","Coal Steam","Renewable","Existing","---","---","---","Existing","---","---","---","None","Existing","No",1,1,1,1,1,1,1,1,1,null,0,0,0,0,0,0,0,0,0,1,0,1,0]
["Illustrative ACE",2045,null,"S_C_TVA",4521,"AL",null,null,null,null,"Hydro",null,0,0,1225.186900766,4165.5188998249996,0,0,0,0,0,0,null,null,null,1188.4000000000001,"00 Exist Hydro","Non-Fossil","No","Existing","Hydro","Renewable","---","---","---","---","---","---","---","---","None","None","No",1,1,1,1,1,1,1,1,1,null,0,0,0,0,0,0,0,0,0,1,0,1,0]
["Illustrative ACE",2045,null,"WECC_AZ",4379,"CA",null,null,null,null,"Hydro",null,0,0,220.92221801599999,445.14640005299998,0,0,0,0,0,0,null,null,null,120,"00 Exist Hydro","Non-Fossil","No","Existing","Hydro","Renewable","---","---","---","---","---","---","---","---","None","None","No",1,1,1,1,1,1,1,1,1,null,0,0,0,0,0,0,0,0,0,1,0,1,0]
["Illustrative ACE",2045,null,"PJM_EMAC","911; 926; 927; 928; 951","DE",null,null,null,null,"*Unit Did Not Operate",null,0,0,0,0,0,0,0,0,0,0,null,null,null,114.1,"00 Exist Combustion Turbine","Fossil","No","Existing","Combustion Turbine","Renewable","---","---","---","---","---","---","---","---","None","None","No",1,1,1,1,1,1,1,1,1,null,0,0,0,0,0,0,0,0,0,1,0,1,0]
["Illustrative ACE",2045,null,"S_VACA",4534,"GA",null,null,null,null,"Hydro",null,0,0,23.3675675,59.981445215000001,0,0,0,0,0,0,null,null,null,12,"00 Exist Hydro","Non-Fossil","No","Existing","Hydro","Renewable","---","---","---","---","---","---","---","---","None","None","No",1,1,1,1,1,1,1,1,1,null,0,0,0,0,0,0,0,0,0,1,0,1,0]
["Illustrative ACE",2045,null,"MIS_MIDA",2088,"IL",null,null,null,null,"*Unit Did Not Operate",null,0,0,0,0,0,0,0,0,0,0,null,null,null,3.8,"00 Exist Combustion Turbine","Fossil","No","Existing","Combustion Turbine","Renewable","---","---","---","---","---","---","---","---","None","None","No",1,1,1,1,1,1,1,1,1,null,0,0,0,0,0,0,0,0,0,1,0,1,0]
["Illustrative ACE",2045,null,"MIS_INKY","14135; 14198; 14203","KY",null,null,null,null,null,null,null,null,null,null,null,null,null,null,null,null,null,null,null,1314,"00 Coal Retirement","Retired","No","Retired","Coal Steam","Renewable","Retired","Retired","Retired","Retired","Retired","Retired","Retired","Retired","Retired","Retired","No",1,1,1,1,1,1,1,1,1,null,0,0,0,0,0,0,0,0,0,0,0,0,0]
["Illustrative ACE",2045,null,"MIS_LA","4026; 4027; 4028; 4031; 4032","LA",null,null,null,null,"NaturalGas",null,3.8332663284608E-2,0.41590667310917301,3.3805888580000003,36.612241562000001,2.2439941086809512,24.347176643810982,1.979144514780512E-3,2.3246800754148429E-2,0,0,null,null,null,119.79999999999998,"00 Exist Oil/Gas Steam","Fossil","No","Existing","O/G Steam","Renewable","---","---","---","---","---","---","---","---","None","None","No",1,1,1,1,1,1,1,1,1,null,0,0,0,0,0,0,0,0,0,1,0,1,0]
["Illustrative ACE",2045,null,"MIS_LMI","5421; 5421","MI",null,null,null,null,"Coal",null,6.0001662994020597,12.36508767231056,559.546218673,1153.1077149130001,616.07335363866105,1269.8417060845441,0.1531471017371191,0.31560414249325941,1.0720946645879481,1.978414027451564,null,null,null,348,"00 Exist Coal Steam_SCR_ACI_DSI","Fossil","Yes","Existing","Coal Steam","Renewable","---","Existing","Existing","---","Existing","---","---","---","Existing","Existing","Yes",1,1,1,1,1,1,1,1,1,null,0,0,0,0,0,0,0,0,0,1,0,1,0]
["Illustrative ACE",2045,null,"MIS_MNWI",4192,"MN",null,null,null,null,"Coal",null,15.6481815575208,35.603885979946199,1619.5592586959999,3684.939554952,1686.0915628228599,3836.3187143392101,0.74634001938595196,1.6981273418135301,0.76488594936836296,1.74032439672746,null,null,null,511,"00 Exist Coal Steam_DryFGD_SCR_ACI","Fossil","Yes","Existing","Coal Steam","Renewable","Existing","---","Existing","---","Existing","---","---","---","Existing","Existing","Yes",1,1,1,1,1,1,1,1,1,null,0,0,0,0,0,0,0,0,0,1,0,1,0]
["Illustrative ACE",2045,null,"S_C_TVA","3289; 3293; 3294; 3295; 3296; 3297; 3298","MS",null,null,null,null,"NaturalGas",null,73.327235159263608,202.2118136779936,10094.428695252,27834.227958302999,4292.576346223289,11837.47957270975,0.52644151316990184,1.4422376448194982,0,0,null,null,null,4648,"00 Exist Combined Cycle","Fossil","Yes","Existing","Combined Cycle","Renewable","---","---","---","---","---","---","---","---","None","None","No",1,1,1,1,1,1,1,1,1,null,0,0,0,0,0,0,0,0,0,1,0,1,0]
["Illustrative ACE",2045,null,"SPP_NEBR",5573,"NE",null,null,null,null,"Wind",null,0,0,1728.60191347451,4997.5825755409896,0,0,0,0,0,0,null,null,null,1319.1,"00 Exist Onshore Wind","Non-Fossil","No","Existing","Wind","Renewable","---","---","---","---","---","---","---","---","None","None","No",1,1,1,1,1,1,1,1,1,null,0,0,0,0,0,0,0,0,0,1,0,1,0]
["Illustrative ACE",2045,null,"NY_Z_D",5594,"NY",null,null,null,null,"Wind",null,0,0,416.06461977038703,1352.8528689304801,0,0,0,0,0,0,null,null,null,678.2,"00 Exist Onshore Wind","Non-Fossil","No","Existing","Wind","Renewable","---","---","---","---","---","---","---","---","None","None","No",1,1,1,1,1,1,1,1,1,null,0,0,0,0,0,0,0,0,0,1,0,1,0]
["Illustrative ACE",2045,null,"NY_Z_G-I","4558; 4559","NY",null,null,null,null,"Hydro",null,0,0,118.517823955,288.65383025299997,0,0,0,0,0,0,null,null,null,98.399999999999991,"00 Exist Hydro","Non-Fossil","No","Existing","Hydro","Renewable","---","---","---","---","---","---","---","---","None","None","No",1,1,1,1,1,1,1,1,1,null,0,0,0,0,0,0,0,0,0,1,0,1,0]
["Illustrative ACE",2045,null,"WECC_PNW",80,"OR",null,null,null,null,"*Unit Did Not Operate",null,0,0,0,0,0,0,0,0,0,0,null,null,null,7.1054273576010003E-15,"00 Exist Biomass","Non-Fossil","No","Existing","Biomass","Renewable","---","---","---","---","---","---","---","---","None","None","No",1,1,1,1,1,1,1,1,1,null,0,0,0,0,0,0,0,0,0,1,0,1,0]
["Illustrative ACE",2045,null,"S_C_TVA","1623; 1624; 1625; 1637; 1638; 1640","TN",null,null,null,null,"NaturalGas",null,1.4100541223106391,3.6380941650455121,114.815262602,300.52030818599997,82.544568320064911,212.97403242176435,0.12218041077083458,0.23759804437034232,0,0,null,null,null,3322.4,"00 Exist Combustion Turbine","Fossil","Yes","Existing","Combustion Turbine","Renewable","---","---","---","---","---","---","---","---","None","None","No",1,1,1,1,1,1,1,1,1,null,0,0,0,0,0,0,0,0,0,1,0,1,0]
["Illustrative ACE",2045,null,"WECC_UT","4375; 4376; 4377","UT",null,null,null,null,"Geothermal",null,2.0871466522370099,5.1767537200999536,213.60624831000001,529.807974629,0,0,0,0,0,0,null,null,null,73,"00 Exist Geothermal","Non-Fossil","No","Existing","Geothermal","Renewable","---","---","---","---","---","---","---","---","None","None","No",1,1,1,1,1,1,1,1,1,null,0,0,0,0,0,0,0,0,0,1,0,1,0]
["Illustrative ACE",2045,null,"PJM_West",32251,"VA",null,null,null,null,"Solar",null,0,0,2.4074084999999998,4.2676847999999996,0,0,0,0,0,0,null,null,null,3,"00 New Solar PV","Non-Fossil","No","New","Solar PV","Renewable","---","---","---","---","---","---","---","---","None","None","No",1,1,1,1,1,1,1,1,1,null,0,0,0,0,0,0,0,0,0,1,0,1,0]
["Illustrative ACE",2050,null,"S_C_TVA",1628,"AL",null,null,null,null,"*Unit Did Not Operate",null,0,0,0,0,0,0,0,0,0,0,null,null,null,3.6,"00 Exist Combustion Turbine","Fossil","No","Existing","Combustion Turbine","Renewable","---","---","---","---","---","---","---","---","None","None","No",1,1,1,1,1,1,1,1,1,null,0,0,0,0,0,0,0,0,0,1,0,1,0]
["Illustrative ACE",2050,null,"WEC_CALN","2722; 2723; 2724; 2725; 2726; 2727; 2728; 2729; 2730; 2731; 2732; 2733; 2734; 2737; 2740; 2741; 2742; 2743; 2744; 2745; 2748; 2749; 2750; 2753; 2754","CA",null,null,null,null,"NaturalGas",null,119.85269000371231,291.22465157595735,17103.486801321,41544.235966952998,7109.4800168568754,17329.930961198817,0.56065569433535545,1.3697606198891981,0,0,null,null,null,9849,"00 Exist Combined Cycle","Fossil","Yes","Existing","Combined Cycle","Renewable","---","---","---","---","---","---","---","---","None","None","No",1,1,1,1,1,1,1,1,1,null,0,0,0,0,0,0,0,0,0,1,0,1,0]
["Illustrative ACE",2050,null,"WECC_IID",5554,"CA",null,null,null,null,"Wind",null,0,0,256.23500000000001,492.38825000000003,0,0,0,0,0,0,null,null,null,265.39999999999998,"00 Exist Onshore Wind","Non-Fossil","No","Existing","Wind","Renewable","---","---","---","---","---","---","---","---","None","None","No",1,1,1,1,1,1,1,1,1,null,0,0,0,0,0,0,0,0,0,1,0,1,0]
["Illustrative ACE",2050,null,"FRCC","2961; 2962; 2963; 2964; 2965; 2967; 2968; 2969; 2970; 2971; 2972; 2973; 2974; 2975; 2976; 2977; 2978; 2979; 2980; 2981; 2982; 2983; 2984; 2985; 2986; 2987; 2988; 2989; 2990; 2991; 2992; 2993; 2994; 2995; 2996; 2997; 2998; 2999; 3000; 3001; 3004; 3005; 3006; 3007; 3008; 3010; 3011","FL",null,null,null,null,"NaturalGas",null,442.18882876342644,880.6006256548153,61808.128455953003,123743.64372252097,25934.474698649468,51628.783985771013,3.3796342148338812,6.1576159043673586,0,0,null,null,null,28868.400000000001,"00 Exist Combined Cycle","Fossil","Yes","Existing","Combined Cycle","Renewable","---","---","---","---","---","---","---","---","None","None","No",1,1,1,1,1,1,1,1,1,null,0,0,0,0,0,0,0,0,0,1,0,1,0]
["Illustrative ACE",2050,null,"S_SOU",5010,"GA",null,null,null,null,"Solar",null,0,0,991.31552274589296,2035.3452175392499,0,0,0,0,0,0,null,null,null,999.1,"00 Exist Solar PV","Non-Fossil","No","Existing","Solar PV","Renewable","---","---","---","---","---","---","---","---","None","None","No",1,1,1,1,1,1,1,1,1,null,0,0,0,0,0,0,0,0,0,1,0,1,0]
["Illustrative ACE",2050,null,"PJM_COMD","4662; 4663; 4665; 4666; 4667; 4668; 4669; 4670; 4671","IL",null,null,null,null,"LF Gas",null,2.942916337683211,6.778389392148334,199.47924063600001,459.45851432000001,169.59732562434587,390.63180228011595,0.35435655622043594,0.81618586670857995,0,0,null,null,null,75.600000000000009,"00 Exist Landfill Gas","Non-Fossil","No","Existing","Landfill Gas","Renewable","---","---","---","---","---","---","---","---","None","None","No",1,1,1,1,1,1,1,1,1,null,0,0,0,0,0,0,0,0,0,1,0,1,0]
["Illustrative ACE",2050,null,"S_C_KY",5466,"KY",null,null,null,null,"*Unit Did Not Operate",null,0,0,0,0,0,0,0,0,0,0,null,null,null,221.461837,"00 Exist Coal Steam_WetFGD_ACI_DSI","Fossil","Yes","Existing","Coal Steam","Renewable","Existing","Existing","---","---","Existing","---","---","---","None","Existing","No",1,1,1,1,1,1,1,1,1,null,0,0,0,0,0,0,0,0,0,1,0,1,0]
["Illustrative ACE",2050,null,"NENG_ME","5893; 5894; 5896; 5897; 5898; 5899; 5901","ME",null,null,null,null,null,null,null,null,null,null,null,null,null,null,null,null,null,null,null,210.9,"00 Biomass Retirement","Retired","No","Retired","Biomass","Renewable","Retired","Retired","Retired","Retired","Retired","Retired","Retired","Retired","Retired","Retired","No",1,1,1,1,1,1,1,1,1,null,0,0,0,0,0,0,0,0,0,0,0,0,0]
["Illustrative ACE",2050,null,"MIS_LMI","1059; 1060; 1061; 1063; 1066; 1070; 1071; 1078","MI",null,null,null,null,"NaturalGas",null,3.031123430419512,3.0677864877476324,295.03600037800004,298.89648867200003,189.6486186023115,192.07691322324351,6.4948089927457139E-2,6.5487964449005343E-2,0,0,null,null,null,2285.8999999999996,"00 Exist Combustion Turbine","Fossil","Yes","Existing","Combustion Turbine","Renewable","---","---","---","---","---","---","---","---","None","None","No",1,1,1,1,1,1,1,1,1,null,0,0,0,0,0,0,0,0,0,1,0,1,0]
["Illustrative ACE",2050,null,"S_D_AECI","2650; 2651; 2652","MO",null,null,null,null,"*Unit Did Not Operate",null,0,0,0,0,0,0,0,0,0,0,null,null,null,415,"00 Exist Combustion Turbine","Fossil","Yes","Existing","Combustion Turbine","Renewable","---","---","---","---","---","---","---","---","None","None","No",1,1,1,1,1,1,1,1,1,null,0,0,0,0,0,0,0,0,0,1,0,1,0]
["Illustrative ACE",2050,null,"SPP_NEBR","2270; 2302; 2304; 2310; 2311; 2338","NE",null,null,null,null,"*Unit Did Not Operate",null,0,0,0,0,0,0,0,0,0,0,null,null,null,65.7,"00 Exist Combustion Turbine","Fossil","No","Existing","Combustion Turbine","Renewable","---","---","---","---","---","---","---","---","None","None","No",1,1,1,1,1,1,1,1,1,null,0,0,0,0,0,0,0,0,0,1,0,1,0]
["Illustrative ACE",2050,null,"NY_Z_A","3562; 3563","NY",null,null,null,null,"NaturalGas",null,0.58469010059384996,1.7046077619784099,73.259394549999996,205.60769056200002,37.339734594045396,108.06923572510709,2.8786980693024669E-2,9.5503286476443905E-2,0,0,null,null,null,35.5,"00 Exist Combined Cycle","Fossil","No","Existing","Combined Cycle","Renewable","---","---","---","---","---","---","---","---","None","None","No",1,1,1,1,1,1,1,1,1,null,0,0,0,0,0,0,0,0,0,1,0,1,0]
["Illustrative ACE",2050,null,"NY_Z_D","30509; 30510; 30511; 30512; 30531","NY",null,null,null,null,"Wind",null,0,0,972.06808387347337,2670.9659472260637,0,0,0,0,0,0,null,null,null,677.66,"00 New Onshore Wind","Non-Fossil","No","New","Wind","Renewable","---","---","---","---","---","---","---","---","None","None","No",1,1,1,1,1,1,1,1,1,null,0,0,0,0,0,0,0,0,0,1,0,1,0]
["Illustrative ACE",2050,null,"SPP_WEST","2554; 2555; 2563","OK",null,null,null,null,"NaturalGas",null,2.9104065630114528E-2,2.9104065630114528E-2,2.6976816690000001,2.6976816690000001,1.7037520019869072,1.7037520019869072,1.0829883279681653E-2,1.0829883279681653E-2,0,0,null,null,null,68,"00 Exist Combustion Turbine","Fossil","No","Existing","Combustion Turbine","Renewable","---","---","---","---","---","---","---","---","None","None","No",1,1,1,1,1,1,1,1,1,null,0,0,0,0,0,0,0,0,0,1,0,1,0]
["Illustrative ACE",2050,null,"NENGREST",3939,"RI",null,null,null,null,"NaturalGas",null,3.8246542212689999E-3,3.8246542212689999E-3,0.321210567,0.321210567,0.223895258113087,0.223895258113087,3.7615474266180598E-4,3.7615474266180598E-4,0,0,null,null,null,2,"00 Exist Oil/Gas Steam","Fossil","No","Existing","O/G Steam","Renewable","---","---","---","---","---","---","---","---","None","None","No",1,1,1,1,1,1,1,1,1,null,0,0,0,0,0,0,0,0,0,1,0,1,0]
["Illustrative ACE",2050,null,"S_C_TVA","3286; 3287; 3290","TN",null,null,null,null,"NaturalGas",null,43.085257841326083,101.4326742372416,6447.3013954960006,15165.613080431,2522.2109940312266,5937.8687498481268,0.22956085384615532,0.53650574485017533,0,0,null,null,null,2455.1,"00 Exist Combined Cycle","Fossil","Yes","Existing","Combined Cycle","Renewable","---","---","---","---","---","---","---","---","None","None","No",1,1,1,1,1,1,1,1,1,null,0,0,0,0,0,0,0,0,0,1,0,1,0]
["Illustrative ACE",2050,null,"WECC_UT","13910; 13910; 13917","UT",null,null,null,null,"Coal",null,15.87903888374583,24.475783950503534,1582.1354244240001,2438.6869452240003,1656.256279190563,2555.399572273473,0.55576636093110388,0.85665243826762416,2.8805026749808396,3.6742971219987082,null,null,null,499.19211000000001,"00 Ret.ExistWetFGD & SCR","Fossil","Yes","Existing","Coal Steam","Renewable","Existing","---","New","---","---","---","---","---","New","Existing","Yes",1,1,1,1,1,1,1,1,1,null,0,0,0,0,0,0,0,0,0,1,0,1,0]
["Illustrative ACE",2050,null,"PJM_EMAC","944; 945; 946; 947; 948; 949","VA",null,null,null,null,"*Unit Did Not Operate",null,0,0,0,0,0,0,0,0,0,0,null,null,null,40,"00 Exist Combustion Turbine","Fossil","No","Existing","Combustion Turbine","Renewable","---","---","---","---","---","---","---","---","None","None","No",1,1,1,1,1,1,1,1,1,null,0,0,0,0,0,0,0,0,0,1,0,1,0]
["Illustrative ACE",2050,null,"PJM_EMAC","942; 943","VA",null,null,null,null,"*Unit Did Not Operate",null,0,0,0,0,0,0,0,0,0,0,null,null,null,350.9,"00 Exist Combustion Turbine","Fossil","Yes","Existing","Combustion Turbine","Renewable","---","---","---","---","---","---","---","---","None","None","No",1,1,1,1,1,1,1,1,1,null,0,0,0,0,0,0,0,0,0,1,0,1,0]
["Illustrative ACE",2050,null,"PJM_EMAC",4990,"VA",null,null,null,null,"Solar",null,0,0,61.195865282933099,117.513465343535,0,0,0,0,0,0,null,null,null,80,"00 Exist Solar PV","Non-Fossil","No","Existing","Solar PV","Renewable","---","---","---","---","---","---","---","---","None","None","No",1,1,1,1,1,1,1,1,1,null,0,0,0,0,0,0,0,0,0,1,0,1,0]
["Illustrative ACE",2050,null,"PJM_EMAC",31744,"VA",null,null,null,null,"Solar",null,0,0,17.085968000000001,32.456336,0,0,0,0,0,0,null,null,null,20,"00 New Solar PV","Non-Fossil","No","New","Solar PV","Renewable","---","---","---","---","---","---","---","---","None","None","No",1,1,1,1,1,1,1,1,1,null,0,0,0,0,0,0,0,0,0,1,0,1,0]
["Illustrative ACE",2050,null,"PJM_EMAC",31860,"VA",null,null,null,null,"Wind",null,0,0,2.7900754595600898,7.9897562298168703,0,0,0,0,0,0,null,null,null,2.04,"00 New Onshore Wind","Non-Fossil","No","New","Wind","Renewable","---","---","---","---","---","---","---","---","None","None","No",1,1,1,1,1,1,1,1,1,null,0,0,0,0,0,0,0,0,0,1,0,1,0]
["Illustrative ACE",2050,null,"PJM_West",5074,"VA",null,null,null,null,"*Unit Did Not Operate",null,0,0,0,0,0,0,0,0,0,0,null,null,null,610,"00 Exist FBC_DryFGD_SNCR_ACI","Fossil","Yes","Existing","Coal Steam","Renewable","Existing","---","---","Existing","Existing","---","---","---","Existing","Existing","Yes",1,1,1,1,1,1,1,1,1,null,0,0,0,0,0,0,0,0,0,1,0,1,0]
["Illustrative ACE",2050,null,"PJM_West",3618,"VA",null,null,null,null,"*Unit Did Not Operate",null,0,0,0,0,0,0,0,0,0,0,null,null,null,2.5,"00 Exist Coal Steam_Uncontrolled","Fossil","No","Existing","Coal Steam","Renewable","---","---","---","---","---","---","---","---","None","None","No",1,1,1,1,1,1,1,1,1,null,0,0,0,0,0,0,0,0,0,1,0,1,0]
["Illustrative ACE",2050,null,"PJM_West",4504,"VA",null,null,null,null,"Hydro",null,0,0,345.24120546900002,784.78069133700001,0,0,0,0,0,0,null,null,null,552.4,"00 Exist Hydro","Non-Fossil","No","Existing","Hydro","Renewable","---","---","---","---","---","---","---","---","None","None","No",1,1,1,1,1,1,1,1,1,null,0,0,0,0,0,0,0,0,0,1,0,1,0]
["Illustrative ACE",2050,null,"PJM_West","4776; 4777","VA",null,null,null,null,"LF Gas",null,0.12545087643899999,0.29232620532449999,9.2926575140000001,21.653792987000003,7.2296085583031404,16.84646688664564,3.7004931083852999E-2,8.62290594430032E-2,0,0,null,null,null,6.4,"00 Exist Landfill Gas","Non-Fossil","No","Existing","Landfill Gas","Renewable","---","---","---","---","---","---","---","---","None","None","No",1,1,1,1,1,1,1,1,1,null,0,0,0,0,0,0,0,0,0,1,0,1,0]
["Illustrative ACE",2050,null,"PJM_West","1381; 1382","VA",null,null,null,null,"NaturalGas",null,0,0.19688195554362098,0,18.018273389000001,0,11.525469677523571,0,8.6882190510397302E-3,0,0,null,null,null,330,"00 Exist Combustion Turbine","Fossil","Yes","Existing","Combustion Turbine","Renewable","---","---","---","---","---","---","---","---","None","None","No",1,1,1,1,1,1,1,1,1,null,0,0,0,0,0,0,0,0,0,1,0,1,0]
["Illustrative ACE",2050,null,"PJM_West",1343,"VA",null,null,null,null,"*Unit Did Not Operate",null,0,0,0,0,0,0,0,0,0,0,null,null,null,2,"00 Exist Combustion Turbine","Fossil","No","Existing","Combustion Turbine","Renewable","---","---","---","---","---","---","---","---","None","None","No",1,1,1,1,1,1,1,1,1,null,0,0,0,0,0,0,0,0,0,1,0,1,0]
["Illustrative ACE",2050,null,"PJM_West",3686,"VA",null,null,null,null,"NaturalGas",null,0.806921790747264,1.4352686829177199,71.751893183999996,127.624816194,47.237201630344799,84.020628698003605,5.9288578575155203E-2,0.10545636647738001,0,0,null,null,null,460,"00 Exist Oil/Gas Steam_SNCR","Fossil","Yes","Existing","O/G Steam","Renewable","---","---","---","Existing","---","---","---","---","Existing","None","No",1,1,1,1,1,1,1,1,1,null,0,0,0,0,0,0,0,0,0,1,0,1,0]
["Illustrative ACE",2050,null,"PJM_West",32140,"VA",null,null,null,null,"NaturalGas",null,8.8426645835675615,19.97507056111996,1426.2362231560583,3221.785574374187,517.64958472204478,1169.3406306479617,4.863465520962116E-2,0.10986288808615849,0,0,null,null,null,422.73460766828629,"00 New Combined Cycle","Fossil","Yes","New","Combined Cycle","Renewable","---","---","---","---","---","---","---","---","None","None","No",1,1,1,1,1,1,1,1,1,null,0,0,0,0,0,0,0,0,0,1,0,1,0]
["Illustrative ACE",2050,null,"PJM_West","1366; 1367","VA",null,null,null,null,"*Unit Did Not Operate",null,0,0,0,0,0,0,0,0,0,0,null,null,null,3.3,"00 Exist Combustion Turbine","Fossil","No","Existing","Combustion Turbine","Renewable","---","---","---","---","---","---","---","---","None","None","No",1,1,1,1,1,1,1,1,1,null,0,0,0,0,0,0,0,0,0,1,0,1,0]
["Illustrative ACE",2050,null,"PJM_West",4953,"VA",null,null,null,null,"Pumps",null,0,0,33.849808955999997,54.813415227999997,0,0,0,0,0,0,null,null,null,238,"00 Exist Pump Storage","Non-Fossil","No","Existing","Pumped Storage","Renewable","---","---","---","---","---","---","---","---","None","None","No",1,1,1,1,1,1,1,1,1,null,0,0,0,0,0,0,0,0,0,1,0,1,0]
["Illustrative ACE",2050,null,"PJM_West",32251,"VA",null,null,null,null,"Solar",null,0,0,2.4074084999999998,4.2676847999999996,0,0,0,0,0,0,null,null,null,3,"00 New Solar PV","Non-Fossil","No","New","Solar PV","Renewable","---","---","---","---","---","---","---","---","None","None","No",1,1,1,1,1,1,1,1,1,null,0,0,0,0,0,0,0,0,0,1,0,1,0]
["Illustrative ACE",2050,null,"PJM_West","32419; 32420; 32421; 32422","VA",null,null,null,null,"Wind",null,0,0,205.32173701996095,626.83743879935741,0,0,0,0,0,0,null,null,null,170.64000000000001,"00 New Onshore Wind","Non-Fossil","No","New","Wind","Renewable","---","---","---","---","---","---","---","---","None","None","No",1,1,1,1,1,1,1,1,1,null,0,0,0,0,0,0,0,0,0,1,0,1,0]
["Illustrative ACE",2050,null,"PJM_West","5837; 5838","VA",null,null,null,null,null,null,null,null,null,null,null,null,null,null,null,null,null,null,null,52,"00 Biomass Retirement","Retired","No","Retired","Biomass","Renewable","Retired","Retired","Retired","Retired","Retired","Retired","Retired","Retired","Retired","Retired","No",1,1,1,1,1,1,1,1,1,null,0,0,0,0,0,0,0,0,0,0,0,0,0]
["Illustrative ACE",2050,null,"S_C_TVA","4802; 4803","VA",null,null,null,null,"LF Gas",null,0.21395024863603079,0.48271640287982198,15.676307783999999,35.369021313000005,12.32973887864584,27.818463581561272,6.2911000860181698E-2,0.1419403446847973,0,0,null,null,null,5.4,"00 Exist Landfill Gas","Non-Fossil","No","Existing","Landfill Gas","Renewable","---","---","---","---","---","---","---","---","None","None","No",1,1,1,1,1,1,1,1,1,null,0,0,0,0,0,0,0,0,0,1,0,1,0]
["Illustrative ACE",2050,null,"S_C_TVA",32723,"VA",null,null,null,null,"NaturalGas",null,1.573724873055039E-2,3.5549539494055864E-2,2.538265924282312,5.7337966925896611,0.92125854068641677,2.0810700419820294,8.6554868018026053E-5,1.9552246721730505E-4,0,0,null,null,null,0.75233880092335481,"00 New Combined Cycle","Fossil","Yes","New","Combined Cycle","Renewable","---","---","---","---","---","---","---","---","None","None","No",1,1,1,1,1,1,1,1,1,null,0,0,0,0,0,0,0,0,0,1,0,1,0]
["Illustrative ACE",2050,null,"S_C_TVA",32744,"VA",null,null,null,null,"NaturalGas",null,1.9651373752743949E-3,3.4387923545900678E-3,0.22984062868706373,0.40219793620936467,0.11503914194856309,0.2013069044377023,1.080825556400907E-5,1.8913357950245121E-5,0,0,null,null,null,0.60113358669385886,"00 New Combustion Turbine","Fossil","Yes","New","Combustion Turbine","Renewable","---","---","---","---","---","---","---","---","None","None","No",1,1,1,1,1,1,1,1,1,null,0,0,0,0,0,0,0,0,0,1,0,1,0]
["Illustrative ACE",2050,null,"NENGREST",5639,"VT",null,null,null,null,"EnerStor",null,0,0,0.41039999999999999,0.62639999999999996,0,0,0,0,0,0,null,null,null,2,"00 Exist Energy Storage","Non-Fossil","No","Existing","Energy Storage","Renewable","---","---","---","---","---","---","---","---","None","None","No",1,1,1,1,1,1,1,1,1,null,0,0,0,0,0,0,0,0,0,1,0,1,0]
["Illustrative ACE",2050,null,"NENGREST","4579; 4580; 4586; 4587; 4588","VT",null,null,null,null,"Hydro",null,0,0,460.27496302800006,1282.4418882490002,0,0,0,0,0,0,null,null,null,328.7,"00 Exist Hydro","Non-Fossil","No","Existing","Hydro","Renewable","---","---","---","---","---","---","---","---","None","None","No",1,1,1,1,1,1,1,1,1,null,0,0,0,0,0,0,0,0,0,1,0,1,0]
["Illustrative ACE",2050,null,"NENGREST",4900,"VT",null,null,null,null,"LF Gas",null,7.1383680000000005E-2,0.17029440000000001,5.2876799999999999,12.6144,4.1137700947200004,9.8138959775999997,8.5953089088E-3,2.0505148704000001E-2,0,0,null,null,null,1.6,"00 Exist Landfill Gas","Non-Fossil","No","Existing","Landfill Gas","Renewable","---","---","---","---","---","---","---","---","None","None","No",1,1,1,1,1,1,1,1,1,null,0,0,0,0,0,0,0,0,0,1,0,1,0]
["Illustrative ACE",2050,null,"NENGREST",29832,"VT",null,null,null,null,"NaturalGas",null,2.1728795692647247E-2,2.1728795692647247E-2,2.5413796131751165,2.5413796131751165,1.2720036998475706,1.2720036998475706,1.1950837630955873E-4,1.1950837630955873E-4,0,0,null,null,null,15.91604043613971,"00 New Combustion Turbine","Fossil","Yes","New","Combustion Turbine","Renewable","---","---","---","---","---","---","---","---","None","None","No",1,1,1,1,1,1,1,1,1,null,0,0,0,0,0,0,0,0,0,1,0,1,0]
["Illustrative ACE",2050,null,"NENGREST","2367; 2368; 2369; 2371; 2372; 2373; 2374","VT",null,null,null,null,"*Unit Did Not Operate",null,0,0,0,0,0,0,0,0,0,0,null,null,null,62.9,"00 Exist Combustion Turbine","Fossil","No","Existing","Combustion Turbine","Renewable","---","---","---","---","---","---","---","---","None","None","No",1,1,1,1,1,1,1,1,1,null,0,0,0,0,0,0,0,0,0,1,0,1,0]
["Illustrative ACE",2050,null,"NENGREST",2370,"VT",null,null,null,null,"*Unit Did Not Operate",null,0,0,0,0,0,0,0,0,0,0,null,null,null,35,"00 Exist Combustion Turbine","Fossil","Yes","Existing","Combustion Turbine","Renewable","---","---","---","---","---","---","---","---","None","None","No",1,1,1,1,1,1,1,1,1,null,0,0,0,0,0,0,0,0,0,1,0,1,0]
["Illustrative ACE",2050,null,"NENGREST",5046,"VT",null,null,null,null,"Solar",null,0,0,52.024620441287901,103.140320075758,0,0,0,0,0,0,null,null,null,70.7,"00 Exist Solar PV","Non-Fossil","No","Existing","Solar PV","Renewable","---","---","---","---","---","---","---","---","None","None","No",1,1,1,1,1,1,1,1,1,null,0,0,0,0,0,0,0,0,0,1,0,1,0]
["Illustrative ACE",2050,null,"NENGREST",29894,"VT",null,null,null,null,"Solar",null,0,0,2.62302145,4.7804452499999996,0,0,0,0,0,0,null,null,null,3.5,"00 New Solar PV","Non-Fossil","No","New","Solar PV","Renewable","---","---","---","---","---","---","---","---","None","None","No",1,1,1,1,1,1,1,1,1,null,0,0,0,0,0,0,0,0,0,1,0,1,0]
["Illustrative ACE",2050,null,"NENGREST",5577,"VT",null,null,null,null,"Wind",null,0,0,118.415494895023,355.56136568265703,0,0,0,0,0,0,null,null,null,150.19999999999999,"00 Exist Onshore Wind","Non-Fossil","No","Existing","Wind","Renewable","---","---","---","---","---","---","---","---","None","None","No",1,1,1,1,1,1,1,1,1,null,0,0,0,0,0,0,0,0,0,1,0,1,0]
["Illustrative ACE",2050,null,"NENGREST","29991; 29992; 29993; 29994; 29995; 29996","VT",null,null,null,null,"Wind",null,0,0,1513.8515012923838,4295.4279595502521,0,0,0,0,0,0,null,null,null,1150.74,"00 New Onshore Wind","Non-Fossil","No","New","Wind","Renewable","---","---","---","---","---","---","---","---","None","None","No",1,1,1,1,1,1,1,1,1,null,0,0,0,0,0,0,0,0,0,1,0,1,0]
["Illustrative ACE",2050,null,"NENGREST",5886,"VT",null,null,null,null,null,null,null,null,null,null,null,null,null,null,null,null,null,null,null,72,"00 Biomass Retirement","Retired","No","Retired","Biomass","Renewable","Retired","Retired","Retired","Retired","Retired","Retired","Retired","Retired","Retired","Retired","No",1,1,1,1,1,1,1,1,1,null,0,0,0,0,0,0,0,0,0,0,0,0,0]
["Illustrative ACE",2050,null,"WECC_PNW",5619,"WA",null,null,null,null,"EnerStor",null,0,0,4.104E-2,3.696727476,0,0,0,0,0,0,null,null,null,7.6,"00 Exist Energy Storage","Non-Fossil","No","Existing","Energy Storage","Renewable","---","---","---","---","---","---","---","---","None","None","No",1,1,1,1,1,1,1,1,1,null,0,0,0,0,0,0,0,0,0,1,0,1,0]
["Illustrative ACE",2050,null,"WECC_PNW","4486; 4487; 4488; 4489; 4490; 4491; 4492; 4493; 4494; 4495; 4496","WA",null,null,null,null,"Hydro",null,0,0,35046.371508226992,78342.390091872003,0,0,0,0,0,0,null,null,null,21517,"00 Exist Hydro","Non-Fossil","No","Existing","Hydro","Renewable","---","---","---","---","---","---","---","---","None","None","No",1,1,1,1,1,1,1,1,1,null,0,0,0,0,0,0,0,0,0,1,0,1,0]
["Illustrative ACE",2050,null,"WECC_PNW","4753; 4754; 4755; 4756","WA",null,null,null,null,"LF Gas",null,1.0977499217025011,2.7007155178334998,81.314809014999994,200.05300132099998,63.262230237793375,155.63953457722681,0.1321800680721982,0.3251931555023318,0,0,null,null,null,46.4,"00 Exist Landfill Gas","Non-Fossil","No","Existing","Landfill Gas","Renewable","---","---","---","---","---","---","---","---","None","None","No",1,1,1,1,1,1,1,1,1,null,0,0,0,0,0,0,0,0,0,1,0,1,0]
["Illustrative ACE",2050,null,"WECC_PNW",5205,"WA",null,null,null,null,"MSW",null,1.16206334050983,2.75829711221049,56.583889589999998,134.30866787799999,53.396810496426703,126.743752306072,0.22302900662734901,0.52938617326099702,2.2369719304814201E-2,5.3097219410051799E-2,null,null,null,22.8,"00 Exist Non Fossil_Other","Non-Fossil","No","Existing","Non-Fossil Other","Renewable","---","---","---","---","---","---","---","---","None","None","No",1,1,1,1,1,1,1,1,1,null,0,0,0,0,0,0,0,0,0,1,0,1,0]
["Illustrative ACE",2050,null,"WECC_PNW","3175; 3176; 3184; 3185; 3186; 3191; 3193","WA",null,null,null,null,"NaturalGas",null,5.7232950863371199,84.688996374003125,808.14672215999997,11486.731519968,335.04169435417498,4969.9422929821694,2.9074339038592401E-2,0.51414322200676099,0,0,null,null,null,2411.5,"00 Exist Combined Cycle","Fossil","Yes","Existing","Combined Cycle","Renewable","---","---","---","---","---","---","---","---","None","None","No",1,1,1,1,1,1,1,1,1,null,0,0,0,0,0,0,0,0,0,1,0,1,0]
["Illustrative ACE",2050,null,"WECC_PNW",1292,"WA",null,null,null,null,"*Unit Did Not Operate",null,0,0,0,0,0,0,0,0,0,0,null,null,null,-1.4210854715202001E-14,"00 Exist Combustion Turbine","Fossil","Yes","Existing","Combustion Turbine","Renewable","---","---","---","---","---","---","---","---","None","None","No",1,1,1,1,1,1,1,1,1,null,0,0,0,0,0,0,0,0,0,1,0,1,0]
["Illustrative ACE",2050,null,"WECC_PNW","5199; 5200; 5200; 5202; 5203","WA",null,null,null,null,"Non-Fossil",null,1.3831370807957359,3.2761009540298343,164.730530754,390.18102795099998,0,0,1.25110638744656E-2,2.9633727851910301E-2,0,0,null,null,null,117.4,"00 Exist Non Fossil_Other","Non-Fossil","No","Existing","Non-Fossil Other","Renewable","---","---","---","---","---","---","---","---","None","None","No",1,1,1,1,1,1,1,1,1,null,0,0,0,0,0,0,0,0,0,1,0,1,0]
["Illustrative ACE",2050,null,"WECC_PNW",4952,"WA",null,null,null,null,"Pumps",null,0,0,0,2.2256342820000001,0,0,0,0,0,0,null,null,null,314,"00 Exist Pump Storage","Non-Fossil","No","Existing","Pumped Storage","Renewable","---","---","---","---","---","---","---","---","None","None","No",1,1,1,1,1,1,1,1,1,null,0,0,0,0,0,0,0,0,0,1,0,1,0]
["Illustrative ACE",2050,null,"WECC_PNW",5000,"WA",null,null,null,null,"Solar",null,0,0,0.28122222222222298,0.515777777777778,0,0,0,0,0,0,null,null,null,0.5,"00 Exist Solar PV","Non-Fossil","No","Existing","Solar PV","Renewable","---","---","---","---","---","---","---","---","None","None","No",1,1,1,1,1,1,1,1,1,null,0,0,0,0,0,0,0,0,0,1,0,1,0]
["Illustrative ACE",2050,null,"WECC_PNW",5542,"WA",null,null,null,null,"Wind",null,0,0,3384.8264887509199,7896.5123697071904,0,0,0,0,0,0,null,null,null,3133.1,"00 Exist Onshore Wind","Non-Fossil","No","Existing","Wind","Renewable","---","---","---","---","---","---","---","---","None","None","No",1,1,1,1,1,1,1,1,1,null,0,0,0,0,0,0,0,0,0,1,0,1,0]
["Illustrative ACE",2050,null,"WECC_PNW","37719; 37774; 37775; 37776; 37777; 37778; 37834","WA",null,null,null,null,"Wind",null,0,0,3201.3302319766258,8311.2914806172212,0,0,0,0,0,0,null,null,null,1968.433687,"00 New Onshore Wind","Non-Fossil","No","New","Wind","Renewable","---","---","---","---","---","---","---","---","None","None","No",1,1,1,1,1,1,1,1,1,null,0,0,0,0,0,0,0,0,0,1,0,1,0]
["Illustrative ACE",2050,null,"WECC_PNW","5830; 5831; 5832; 5833; 5834","WA",null,null,null,null,null,null,null,null,null,null,null,null,null,null,null,null,null,null,null,116.5,"00 Biomass Retirement","Retired","No","Retired","Biomass","Renewable","Retired","Retired","Retired","Retired","Retired","Retired","Retired","Retired","Retired","Retired","No",1,1,1,1,1,1,1,1,1,null,0,0,0,0,0,0,0,0,0,0,0,0,0]
["Illustrative ACE",2050,null,"WECC_PNW","9349; 9365","WA",null,null,null,null,null,null,null,null,null,null,null,null,null,null,null,null,null,null,null,284.89999999999998,"00 CC Retirement","Retired","No","Retired","Combined Cycle","Renewable","Retired","Retired","Retired","Retired","Retired","Retired","Retired","Retired","Retired","Retired","No",1,1,1,1,1,1,1,1,1,null,0,0,0,0,0,0,0,0,0,0,0,0,0]
["Illustrative ACE",2050,null,"WECC_PNW",11742,"WA",null,null,null,null,null,null,null,null,null,null,null,null,null,null,null,null,null,null,null,670,"00 Coal Retirement","Retired","No","Retired","Coal Steam","Renewable","Retired","Retired","Retired","Retired","Retired","Retired","Retired","Retired","Retired","Retired","No",1,1,1,1,1,1,1,1,1,null,0,0,0,0,0,0,0,0,0,0,0,0,0]
["Illustrative ACE",2050,null,"WECC_PNW","6975; 6976; 6982; 6983; 6984; 6986; 6987; 6988; 6989; 6990","WA",null,null,null,null,null,null,null,null,null,null,null,null,null,null,null,null,null,null,null,747.5,"00 CT Retirement","Retired","No","Retired","Combustion Turbine","Renewable","Retired","Retired","Retired","Retired","Retired","Retired","Retired","Retired","Retired","Retired","No",1,1,1,1,1,1,1,1,1,null,0,0,0,0,0,0,0,0,0,0,0,0,0]
["Illustrative ACE",2050,null,"WECC_PNW",13775,"WA",null,null,null,null,null,null,null,null,null,null,null,null,null,null,null,null,null,null,null,1180,"00 Nuke Retirement","Retired","No","Retired","Nuclear","Renewable","Retired","Retired","Retired","Retired","Retired","Retired","Retired","Retired","Retired","Retired","No",1,1,1,1,1,1,1,1,1,null,0,0,0,0,0,0,0,0,0,0,0,0,0]
["Illustrative ACE",2050,null,"MIS_MNWI",5472,"WI",null,null,null,null,"Coal",null,11.131568175918,20.319241121939601,1019.386884044,1860.7591999700001,1192.7475300496201,2177.2066862158299,0.40457684535374,0.73850281857689504,0.44526272703672098,0.81276964487758396,null,null,null,388,"00 Exist Coal Steam_DryFGD_SCR_ACI_DSI","Fossil","Yes","Existing","Coal Steam","Renewable","Existing","Existing","Existing","---","Existing","---","---","---","Existing","Existing","Yes",1,1,1,1,1,1,1,1,1,null,0,0,0,0,0,0,0,0,0,1,0,1,0]
["Illustrative ACE",2050,null,"MIS_MNWI",4204,"WI",null,null,null,null,"Coal",null,6.4436558854442803,11.390143923876201,569.88912402000005,1007.365889588,657.55974107176701,1162.33706804127,0.348601783402536,0.616206786281702,0.245472605159782,0.43391024471909301,null,null,null,290,"00 Exist Coal Steam_DryFGD_SNCR_ACI","Fossil","Yes","Existing","Coal Steam","Renewable","Existing","---","---","Existing","Existing","---","---","---","Existing","Existing","Yes",1,1,1,1,1,1,1,1,1,null,0,0,0,0,0,0,0,0,0,1,0,1,0]
["Illustrative ACE",2050,null,"MIS_MNWI","4570; 4574","WI",null,null,null,null,"Hydro",null,0,0,382.61820222400002,827.085038768,0,0,0,0,0,0,null,null,null,167.89999999999998,"00 Exist Hydro","Non-Fossil","No","Existing","Hydro","Renewable","---","---","---","---","---","---","---","---","None","None","No",1,1,1,1,1,1,1,1,1,null,0,0,0,0,0,0,0,0,0,1,0,1,0]
["Illustrative ACE",2050,null,"MIS_MNWI",28732,"WI",null,null,null,null,"Hydro",null,0,0,265.91378736299998,578.30120262699995,0,0,0,0,0,0,null,null,null,94.417317999999995,"00 New Hydro","Non-Fossil","No","New","Hydro","Renewable","---","---","---","---","---","---","---","---","None","None","No",1,1,1,1,1,1,1,1,1,null,0,0,0,0,0,0,0,0,0,1,0,1,0]
["Illustrative ACE",2050,null,"MIS_MNWI","4882; 4883; 4885","WI",null,null,null,null,"LF Gas",null,0.14064648777899999,0.33795679477500001,10.418258354000001,25.033836650000001,8.1053164442159904,19.476112126088481,1.6935243593469429E-2,4.0693377658857721E-2,0,0,null,null,null,5.0999999999999996,"00 Exist Landfill Gas","Non-Fossil","No","Existing","Landfill Gas","Renewable","---","---","---","---","---","---","---","---","None","None","No",1,1,1,1,1,1,1,1,1,null,0,0,0,0,0,0,0,0,0,1,0,1,0]
["Illustrative ACE",2050,null,"MIS_MNWI",2204,"WI",null,null,null,null,"NaturalGas",null,1.39402277551967E-2,1.49109286089694E-2,1.2831517139999999,1.372501507,0.81606093278921699,0.87288576076906998,1.237975866028E-2,1.3241799260481401E-2,0,0,null,null,null,7.6,"00 Exist Combustion Turbine","Fossil","No","Existing","Combustion Turbine","Renewable","---","---","---","---","---","---","---","---","None","None","No",1,1,1,1,1,1,1,1,1,null,0,0,0,0,0,0,0,0,0,1,0,1,0]
["Illustrative ACE",2050,null,"MIS_MNWI",2199,"WI",null,null,null,null,"NaturalGas",null,1.1584268537166599E-2,1.1584268537166599E-2,0.80162496699999997,0.80162496699999997,0.67814308016573099,0.67814308016573099,5.8558477455376997E-4,5.8558477455376997E-4,0,0,null,null,null,69.400000000000006,"00 Exist Combustion Turbine","Fossil","Yes","Existing","Combustion Turbine","Renewable","---","---","---","---","---","---","---","---","None","None","No",1,1,1,1,1,1,1,1,1,null,0,0,0,0,0,0,0,0,0,1,0,1,0]
["Illustrative ACE",2050,null,"MIS_MNWI","2205; 2206; 2207","WI",null,null,null,null,"*Unit Did Not Operate",null,0,0,0,0,0,0,0,0,0,0,null,null,null,20,"00 Exist Combustion Turbine","Fossil","No","Existing","Combustion Turbine","Renewable","---","---","---","---","---","---","---","---","None","None","No",1,1,1,1,1,1,1,1,1,null,0,0,0,0,0,0,0,0,0,1,0,1,0]
["Illustrative ACE",2050,null,"MIS_MNWI",2198,"WI",null,null,null,null,"*Unit Did Not Operate",null,0,0,0,0,0,0,0,0,0,0,null,null,null,190,"00 Exist Combustion Turbine","Fossil","Yes","Existing","Combustion Turbine","Renewable","---","---","---","---","---","---","---","---","None","None","No",1,1,1,1,1,1,1,1,1,null,0,0,0,0,0,0,0,0,0,1,0,1,0]
["Illustrative ACE",2050,null,"MIS_MNWI",28703,"WI",null,null,null,null,"NaturalGas",null,0.66777650814612288,0.79814233659050049,78.102515572645956,93.349980887777377,39.091636786874034,46.723252384007651,3.672770794803641E-3,4.3897828512476818E-3,0,0,null,null,null,178.58422507504659,"00 New Combustion Turbine","Fossil","Yes","New","Combustion Turbine","Renewable","---","---","---","---","---","---","---","---","None","None","No",1,1,1,1,1,1,1,1,1,null,0,0,0,0,0,0,0,0,0,1,0,1,0]
["Illustrative ACE",2050,null,"MIS_MNWI","5270; 5270; 5271; 5271","WI",null,null,null,null,"Non-Fossil",null,9.9069887444849986E-2,0.23945895785384999,7.9361725589999992,19.182293018999999,0,0,0,0,0,0,null,null,null,4.8000000000000007,"00 Exist Non Fossil_Other","Non-Fossil","No","Existing","Non-Fossil Other","Renewable","---","---","---","---","---","---","---","---","None","None","No",1,1,1,1,1,1,1,1,1,null,0,0,0,0,0,0,0,0,0,1,0,1,0]
["Illustrative ACE",2050,null,"MIS_MNWI","2200; 2201; 2202; 2203; 2244; 2245; 2246; 2247; 2248; 2249; 2250; 2251; 2252; 2253; 2254; 2255; 2256; 2257","WI",null,null,null,null,"*Unit Did Not Operate",null,0,0,0,0,0,0,0,0,0,0,null,null,null,84.8,"00 Exist Combustion Turbine","Fossil","No","Existing","Combustion Turbine","Renewable","---","---","---","---","---","---","---","---","None","None","No",1,1,1,1,1,1,1,1,1,null,0,0,0,0,0,0,0,0,0,1,0,1,0]
["Illustrative ACE",2050,null,"MIS_MNWI","2197; 2208","WI",null,null,null,null,"*Unit Did Not Operate",null,0,0,0,0,0,0,0,0,0,0,null,null,null,161,"00 Exist Combustion Turbine","Fossil","Yes","Existing","Combustion Turbine","Renewable","---","---","---","---","---","---","---","---","None","None","No",1,1,1,1,1,1,1,1,1,null,0,0,0,0,0,0,0,0,0,1,0,1,0]
["Illustrative ACE",2050,null,"MIS_MNWI",5042,"WI",null,null,null,null,"Solar",null,0,0,5.8869604705882299,11.5189705882353,0,0,0,0,0,0,null,null,null,7.3,"00 Exist Solar PV","Non-Fossil","No","Existing","Solar PV","Renewable","---","---","---","---","---","---","---","---","None","None","No",1,1,1,1,1,1,1,1,1,null,0,0,0,0,0,0,0,0,0,1,0,1,0]
["Illustrative ACE",2050,null,"MIS_MNWI",28769,"WI",null,null,null,null,"Solar",null,0,0,3.0018527000000002,5.2961425999999996,0,0,0,0,0,0,null,null,null,3.5,"00 New Solar PV","Non-Fossil","No","New","Solar PV","Renewable","---","---","---","---","---","---","---","---","None","None","No",1,1,1,1,1,1,1,1,1,null,0,0,0,0,0,0,0,0,0,1,0,1,0]
["Illustrative ACE",2050,null,"MIS_MNWI","5873; 5884; 5885","WI",null,null,null,null,null,null,null,null,null,null,null,null,null,null,null,null,null,null,null,72.099999999999994,"00 Biomass Retirement","Retired","No","Retired","Biomass","Renewable","Retired","Retired","Retired","Retired","Retired","Retired","Retired","Retired","Retired","Retired","No",1,1,1,1,1,1,1,1,1,null,0,0,0,0,0,0,0,0,0,0,0,0,0]
["Illustrative ACE",2050,null,"MIS_WUMS",4215,"WI",null,null,null,null,"Coal",null,7.5373470541291896,15.4068740674235,721.99286662600002,1475.8048281179999,807.62673684994297,1650.8465563244199,0.48167416349412601,0.98457628727869595,0.28265051452984502,0.57775777752837898,null,null,null,283.81978093510702,"00 Exist Coal Steam_DryFGD_ACI","Fossil","Yes","Existing","Coal Steam","Renewable","Existing","---","---","---","Existing","---","---","---","None","Existing","No",1,1,1,1,1,1,1,1,1,null,0,0,0,0,0,0,0,0,0,1,0,1,0]
["Illustrative ACE",2050,null,"MIS_WUMS","4187; 4188","WI",null,null,null,null,"Coal",null,23.502301003855898,42.308736887043601,2317.9970775239999,4169.4267588840003,2518.2715525631602,4533.38115744672,0.72365506939295299,1.3068642770428132,0.91093696560450299,1.638624764922934,null,null,null,1079,"00 Exist Coal Steam_DryFGD_SCR_ACI","Fossil","Yes","Existing","Coal Steam","Renewable","Existing","---","Existing","---","Existing","---","---","---","Existing","Existing","Yes",1,1,1,1,1,1,1,1,1,null,0,0,0,0,0,0,0,0,0,1,0,1,0]
["Illustrative ACE",2050,null,"MIS_WUMS","5717; 5718; 5719; 5720; 5721; 5722","WI",null,null,null,null,"Coal",null,59.463407953936638,122.74063281130219,6006.0094653650003,12408.60358743,6206.0565094132762,12784.18609351622,1.74255214541103,3.5916741502383021,1.2387773409991529,2.4771851457296901,null,null,null,2263,"00 Exist Coal Steam_WetFGD_SCR","Fossil","Yes","Existing","Coal Steam","Renewable","Existing","---","Existing","---","---","---","---","---","Existing","Existing","Yes",1,1,1,1,1,1,1,1,1,null,0,0,0,0,0,0,0,0,0,1,0,1,0]
["Illustrative ACE",2050,null,"MIS_WUMS","4548; 4549; 4550","WI",null,null,null,null,"Hydro",null,0,0,488.720490622,1060.4631596500001,0,0,0,0,0,0,null,null,null,208.39999999999998,"00 Exist Hydro","Non-Fossil","No","Existing","Hydro","Renewable","---","---","---","---","---","---","---","---","None","None","No",1,1,1,1,1,1,1,1,1,null,0,0,0,0,0,0,0,0,0,1,0,1,0]
["Illustrative ACE",2050,null,"MIS_WUMS",29357,"WI",null,null,null,null,"Hydro",null,0,0,315.65826895399999,690.69898951499999,0,0,0,0,0,0,null,null,null,111.407652,"00 New Hydro","Non-Fossil","No","New","Hydro","Renewable","---","---","---","---","---","---","---","---","None","None","No",1,1,1,1,1,1,1,1,1,null,0,0,0,0,0,0,0,0,0,1,0,1,0]
["Illustrative ACE",2050,null,"MIS_WUMS","4840; 4841; 4842; 4843; 4844; 4845; 4846; 4847; 4848","WI",null,null,null,null,"LF Gas",null,2.6463969177026363,6.3636121401637658,180.962405617,435.14808889900002,156.99969867476659,377.52658408219179,0.32803508159830391,0.78880383121929454,0,0,null,null,null,64.699999999999989,"00 Exist Landfill Gas","Non-Fossil","No","Existing","Landfill Gas","Renewable","---","---","---","---","---","---","---","---","None","None","No",1,1,1,1,1,1,1,1,1,null,0,0,0,0,0,0,0,0,0,1,0,1,0]
["Illustrative ACE",2050,null,"MIS_WUMS",3351,"WI",null,null,null,null,"NaturalGas",null,5.6034658753919997E-2,0.19646517505923,7.3826954880000004,25.884739797000002,3.28026892345448,11.501071347967301,1.79030734718774E-3,6.2770623431423903E-3,0,0,null,null,null,5,"00 Exist Combined Cycle","Fossil","No","Existing","Combined Cycle","Renewable","---","---","---","---","---","---","---","---","None","None","No",1,1,1,1,1,1,1,1,1,null,0,0,0,0,0,0,0,0,0,1,0,1,0]
["Illustrative ACE",2050,null,"MIS_WUMS","3348; 3349; 3350; 3352; 3353; 3354; 3355; 3356; 3357","WI",null,null,null,null,"NaturalGas",null,65.084062290027788,152.04504356959944,9400.900845776001,21986.298259023002,3903.6128718318746,9111.9412696924119,0.37773102671707792,0.89808600718096976,0,0,null,null,null,3444.0000000000005,"00 Exist Combined Cycle","Fossil","Yes","Existing","Combined Cycle","Renewable","---","---","---","---","---","---","---","---","None","None","No",1,1,1,1,1,1,1,1,1,null,0,0,0,0,0,0,0,0,0,1,0,1,0]
["Illustrative ACE",2050,null,"MIS_WUMS","1794; 1810; 1815; 1826; 1827; 1828","WI",null,null,null,null,"NaturalGas",null,1.5592869420094998E-2,1.8760111224667999E-2,1.3015299949999999,1.583777679,0.91280657585236102,1.0982169110920652,6.5752619943642079E-3,7.8305349387706238E-3,0,0,null,null,null,24.3,"00 Exist Combustion Turbine","Fossil","No","Existing","Combustion Turbine","Renewable","---","---","---","---","---","---","---","---","None","None","No",1,1,1,1,1,1,1,1,1,null,0,0,0,0,0,0,0,0,0,1,0,1,0]
["Illustrative ACE",2050,null,"MIS_WUMS","1809; 1811; 1814; 1817; 1818; 1819; 1820; 1821; 1822; 1823; 1824; 1830; 1831; 1832","WI",null,null,null,null,"NaturalGas",null,2.5569582660871362,2.7582057848006403,217.374270086,235.09850734400001,149.68433689674083,161.46536664222936,5.7193123151414088E-2,6.0923591395832921E-2,0,0,null,null,null,2789.6,"00 Exist Combustion Turbine","Fossil","Yes","Existing","Combustion Turbine","Renewable","---","---","---","---","---","---","---","---","None","None","No",1,1,1,1,1,1,1,1,1,null,0,0,0,0,0,0,0,0,0,1,0,1,0]
["Illustrative ACE",2050,null,"MIS_WUMS","1813; 1816","WI",null,null,null,null,"*Unit Did Not Operate",null,0,0,0,0,0,0,0,0,0,0,null,null,null,37.799999999999997,"00 Exist Combustion Turbine","Fossil","No","Existing","Combustion Turbine","Renewable","---","---","---","---","---","---","---","---","None","None","No",1,1,1,1,1,1,1,1,1,null,0,0,0,0,0,0,0,0,0,1,0,1,0]
["Illustrative ACE",2050,null,"MIS_WUMS","3901; 3902; 3903","WI",null,null,null,null,"NaturalGas",null,3.1417515599119997E-2,5.3230179829445001E-2,2.7774193579999999,4.7010029119999999,1.8391813631724878,3.116094727215712,1.2248718922337561E-3,2.1257431071486409E-3,0,0,null,null,null,6.3,"00 Exist Oil/Gas Steam","Fossil","No","Existing","O/G Steam","Renewable","---","---","---","---","---","---","---","---","None","None","No",1,1,1,1,1,1,1,1,1,null,0,0,0,0,0,0,0,0,0,1,0,1,0]
["Illustrative ACE",2050,null,"MIS_WUMS","3899; 3904","WI",null,null,null,null,"NaturalGas",null,0.68779819327574998,1.2702893369335579,56.654818876999997,105.19774672700001,42.491847341980204,77.931295422529999,2.93568101783311E-2,5.69171928469469E-2,0,0,null,null,null,320,"00 Exist Oil/Gas Steam","Fossil","Yes","Existing","O/G Steam","Renewable","---","---","---","---","---","---","---","---","None","None","No",1,1,1,1,1,1,1,1,1,null,0,0,0,0,0,0,0,0,0,1,0,1,0]
["Illustrative ACE",2050,null,"MIS_WUMS",29332,"WI",null,null,null,null,"NaturalGas",null,45.274986291605913,102.27358927917579,7302.4171438074054,16495.740206318646,2650.397697510607,5987.0959164029364,0.24901242460383038,0.56250474103545967,0,0,null,null,null,2164.4271801770856,"00 New Combined Cycle","Fossil","Yes","New","Combined Cycle","Renewable","---","---","---","---","---","---","---","---","None","None","No",1,1,1,1,1,1,1,1,1,null,0,0,0,0,0,0,0,0,0,1,0,1,0]
["Illustrative ACE",2050,null,"MIS_WUMS","5244; 5244; 5245; 5245; 5246; 5246; 5247; 5247; 5248; 5248; 5249; 5249; 5250; 5250","WI",null,null,null,null,"Non-Fossil",null,0.54376728559021392,1.3183611882895827,86.282568436999995,209.19167476699997,0,0,0,0,0,0,null,null,null,73.600000000000009,"00 Exist Non Fossil_Other","Non-Fossil","No","Existing","Non-Fossil Other","Renewable","---","---","---","---","---","---","---","---","None","None","No",1,1,1,1,1,1,1,1,1,null,0,0,0,0,0,0,0,0,0,1,0,1,0]
["Illustrative ACE",2050,null,"MIS_WUMS",5404,"WI",null,null,null,null,"Nuclear",null,20.894761960939601,47.754545847027998,1998.3513734640001,4567.1906892719999,0,0,0,0,0,0,null,null,null,597.9,"00 Exist Nuclear","Non-Fossil","No","Existing","Nuclear","Renewable","---","---","---","---","---","---","---","---","None","None","No",1,1,1,1,1,1,1,1,1,null,0,0,0,0,0,0,0,0,0,1,0,1,0]
["Illustrative ACE",2050,null,"MIS_WUMS","1802; 1803; 1804; 1805; 1806; 1825","WI",null,null,null,null,"*Unit Did Not Operate",null,0,0,0,0,0,0,0,0,0,0,null,null,null,27,"00 Exist Combustion Turbine","Fossil","No","Existing","Combustion Turbine","Renewable","---","---","---","---","---","---","---","---","None","None","No",1,1,1,1,1,1,1,1,1,null,0,0,0,0,0,0,0,0,0,1,0,1,0]
["Illustrative ACE",2050,null,"MIS_WUMS","1807; 1829","WI",null,null,null,null,"*Unit Did Not Operate",null,0,0,0,0,0,0,0,0,0,0,null,null,null,249.3,"00 Exist Combustion Turbine","Fossil","Yes","Existing","Combustion Turbine","Renewable","---","---","---","---","---","---","---","---","None","None","No",1,1,1,1,1,1,1,1,1,null,0,0,0,0,0,0,0,0,0,1,0,1,0]
["Illustrative ACE",2050,null,"MIS_WUMS","5026; 5027","WI",null,null,null,null,"Solar",null,0,0,6.3961440000000005,12.532799999999991,0,0,0,0,0,0,null,null,null,9.6,"00 Exist Solar PV","Non-Fossil","No","Existing","Solar PV","Renewable","---","---","---","---","---","---","---","---","None","None","No",1,1,1,1,1,1,1,1,1,null,0,0,0,0,0,0,0,0,0,1,0,1,0]
["Illustrative ACE",2050,null,"MIS_WUMS",29370,"WI",null,null,null,null,"Solar",null,0,0,978.48121494226098,1696.5241560904201,0,0,0,0,0,0,null,null,null,1151.8848009999999,"00 New Solar PV","Non-Fossil","No","New","Solar PV","Renewable","---","---","---","---","---","---","---","---","None","None","No",1,1,1,1,1,1,1,1,1,null,0,0,0,0,0,0,0,0,0,1,0,1,0]
["Illustrative ACE",2050,null,"MIS_WUMS",5553,"WI",null,null,null,null,"Wind",null,0,0,617.70966309194603,2017.1047577468401,0,0,0,0,0,0,null,null,null,426.5,"00 Exist Onshore Wind","Non-Fossil","No","Existing","Wind","Renewable","---","---","---","---","---","---","---","---","None","None","No",1,1,1,1,1,1,1,1,1,null,0,0,0,0,0,0,0,0,0,1,0,1,0]
["Illustrative ACE",2050,null,"MIS_WUMS","29426; 29427","WI",null,null,null,null,"Wind",null,0,0,1310.4077426980859,3354.8410504214598,0,0,0,0,0,0,null,null,null,913.90037199999995,"00 New Onshore Wind","Non-Fossil","No","New","Wind","Renewable","---","---","---","---","---","---","---","---","None","None","No",1,1,1,1,1,1,1,1,1,null,0,0,0,0,0,0,0,0,0,1,0,1,0]
["Illustrative ACE",2050,null,"MIS_WUMS","5867; 5868","WI",null,null,null,null,null,null,null,null,null,null,null,null,null,null,null,null,null,null,null,94,"00 Biomass Retirement","Retired","No","Retired","Biomass","Renewable","Retired","Retired","Retired","Retired","Retired","Retired","Retired","Retired","Retired","Retired","No",1,1,1,1,1,1,1,1,1,null,0,0,0,0,0,0,0,0,0,0,0,0,0]
["Illustrative ACE",2050,null,"MIS_WUMS","11840; 14306; 14392; 17294","WI",null,null,null,null,null,null,null,null,null,null,null,null,null,null,null,null,null,null,null,1074.5,"00 Coal Retirement","Retired","No","Retired","Coal Steam","Renewable","Retired","Retired","Retired","Retired","Retired","Retired","Retired","Retired","Retired","Retired","No",1,1,1,1,1,1,1,1,1,null,0,0,0,0,0,0,0,0,0,0,0,0,0]
["Illustrative ACE",2050,null,"MIS_WUMS",13816,"WI",null,null,null,null,null,null,null,null,null,null,null,null,null,null,null,null,null,null,null,598.1,"00 Nuke Retirement","Retired","No","Retired","Nuclear","Renewable","Retired","Retired","Retired","Retired","Retired","Retired","Retired","Retired","Retired","Retired","No",1,1,1,1,1,1,1,1,1,null,0,0,0,0,0,0,0,0,0,0,0,0,0]
["Illustrative ACE",2050,null,"MIS_WUMS",11038,"WI",null,null,null,null,null,null,null,null,null,null,null,null,null,null,null,null,null,null,null,102,"00 O/G Retirement","Retired","No","Retired","O/G Steam","Renewable","Retired","Retired","Retired","Retired","Retired","Retired","Retired","Retired","Retired","Retired","No",1,1,1,1,1,1,1,1,1,null,0,0,0,0,0,0,0,0,0,0,0,0,0]
["Illustrative ACE",2050,null,"PJM_AP","5652; 5653; 5655","WV",null,null,null,null,"Coal",null,69.585291444552695,129.17619771286599,7152.6299653800006,13337.114305380001,7222.1653524347903,13405.02612215039,3.6814375213458241,6.6595965404233599,3.7953495743969468,6.9340517873941598,null,null,null,2654,"00 Exist Coal Steam_WetFGD_SCR","Fossil","Yes","Existing","Coal Steam","Renewable","Existing","---","Existing","---","---","---","---","---","Existing","Existing","Yes",1,1,1,1,1,1,1,1,1,null,0,0,0,0,0,0,0,0,0,1,0,1,0]
["Illustrative ACE",2050,null,"PJM_AP","5642; 5643","WV",null,null,null,null,"EnerStor",null,0,0,23.296949999999999,35.228700000000003,0,0,0,0,0,0,null,null,null,63.5,"00 Exist Energy Storage","Non-Fossil","No","Existing","Energy Storage","Renewable","---","---","---","---","---","---","---","---","None","None","No",1,1,1,1,1,1,1,1,1,null,0,0,0,0,0,0,0,0,0,1,0,1,0]
["Illustrative ACE",2050,null,"PJM_AP","4608; 4609","WV",null,null,null,null,"Hydro",null,0,0,190.50950325599999,474.33857940000001,0,0,0,0,0,0,null,null,null,68.3,"00 Exist Hydro","Non-Fossil","No","Existing","Hydro","Renewable","---","---","---","---","---","---","---","---","None","None","No",1,1,1,1,1,1,1,1,1,null,0,0,0,0,0,0,0,0,0,1,0,1,0]
["Illustrative ACE",2050,null,"PJM_AP",30968,"WV",null,null,null,null,"Hydro",null,0,0,243.90707000800001,739.79974195600005,0,0,0,0,0,0,null,null,null,138.22098299999999,"00 New Hydro","Non-Fossil","No","New","Hydro","Renewable","---","---","---","---","---","---","---","---","None","None","No",1,1,1,1,1,1,1,1,1,null,0,0,0,0,0,0,0,0,0,1,0,1,0]
["Illustrative ACE",2050,null,"PJM_AP",2513,"WV",null,null,null,null,"NaturalGas",null,9.9278753632239994E-2,9.9278753632239994E-2,9.2395303519999992,9.2395303519999992,5.8117782376313301,5.8117782376313301,1.6390922224682901E-3,1.6390922224682901E-3,0,0,null,null,null,321.3,"00 Exist Combustion Turbine","Fossil","Yes","Existing","Combustion Turbine","Renewable","---","---","---","---","---","---","---","---","None","None","No",1,1,1,1,1,1,1,1,1,null,0,0,0,0,0,0,0,0,0,1,0,1,0]
["Illustrative ACE",2050,null,"PJM_AP",30925,"WV",null,null,null,null,"NaturalGas",null,177.17912988440082,439.977921852252,28577.279013613039,70964.180943911619,10372.066263432849,25756.307545230855,0.97448521436419278,2.4198785701873597,0,0,null,null,null,9311.4182734144215,"00 New Combined Cycle","Fossil","Yes","New","Combined Cycle","Renewable","---","---","---","---","---","---","---","---","None","None","No",1,1,1,1,1,1,1,1,1,null,0,0,0,0,0,0,0,0,0,1,0,1,0]
["Illustrative ACE",2050,null,"PJM_AP",2502,"WV",null,null,null,null,"*Unit Did Not Operate",null,0,0,0,0,0,0,0,0,0,0,null,null,null,11,"00 Exist Combustion Turbine","Fossil","No","Existing","Combustion Turbine","Renewable","---","---","---","---","---","---","---","---","None","None","No",1,1,1,1,1,1,1,1,1,null,0,0,0,0,0,0,0,0,0,1,0,1,0]
["Illustrative ACE",2050,null,"PJM_AP",5496,"WV",null,null,null,null,"Waste Coal",null,3.6769136492844003E-2,7.0674870894444006E-2,4.1916480270000003,8.0568708269999991,6.2207200456700296,11.95700057258,1.01689171552619E-2,1.9545928341947901E-2,1.1716955646353401E-2,2.2521451591421399E-2,null,null,null,1.975987993997,"00 Exist FBC_DSI","Fossil","No","Existing","Coal Steam","Renewable","---","Existing","---","---","---","---","---","---","None","Existing","No",1,1,1,1,1,1,1,1,1,null,0,0,0,0,0,0,0,0,0,1,0,1,0]
["Illustrative ACE",2050,null,"PJM_AP",14349,"WV",null,null,null,null,"Waste Coal",null,0.90224087247072104,1.7342197087370901,101.821999392,195.714607392,152.643994848608,293.40083381714601,0.12476241708901099,0.23980895703930899,0.287510594303024,0.55263129206906902,null,null,null,48,"00 Ret.FB-ExistDSI & SNCR","Fossil","No","Existing","Coal Steam","Renewable","---","Existing","---","New","---","---","---","---","New","Existing","Yes",1,1,1,1,1,1,1,1,1,null,0,0,0,0,0,0,0,0,0,1,0,1,0]
["Illustrative ACE",2050,null,"PJM_AP",5588,"WV",null,null,null,null,"Wind",null,0,0,429.759018757371,1630.1629679149601,0,0,0,0,0,0,null,null,null,686.3,"00 Exist Onshore Wind","Non-Fossil","No","Existing","Wind","Renewable","---","---","---","---","---","---","---","---","None","None","No",1,1,1,1,1,1,1,1,1,null,0,0,0,0,0,0,0,0,0,1,0,1,0]
["Illustrative ACE",2050,null,"PJM_AP","31118; 31119; 31120; 31121; 31122; 31123","WV",null,null,null,null,"Wind",null,0,0,427.66684542544647,1376.4882651169837,0,0,0,0,0,0,null,null,null,362.23963900000001,"00 New Onshore Wind","Non-Fossil","No","New","Wind","Renewable","---","---","---","---","---","---","---","---","None","None","No",1,1,1,1,1,1,1,1,1,null,0,0,0,0,0,0,0,0,0,1,0,1,0]
["Illustrative ACE",2050,null,"PJM_AP","11152; 11157; 14387; 14603; 14607; 14611","WV",null,null,null,null,null,null,null,null,null,null,null,null,null,null,null,null,null,null,null,2807,"00 Coal Retirement","Retired","No","Retired","Coal Steam","Renewable","Retired","Retired","Retired","Retired","Retired","Retired","Retired","Retired","Retired","Retired","No",1,1,1,1,1,1,1,1,1,null,0,0,0,0,0,0,0,0,0,0,0,0,0]
["Illustrative ACE",2050,null,"PJM_West","5678; 5679; 5685; 5685; 5688; 5688","WV",null,null,null,null,"Coal",null,147.74741428856461,240.54593098879911,15032.64775733,24474.678147890001,15402.46294743828,25060.710302808679,6.48186674924683,10.543696401164,6.7484746504298014,10.683126165078924,null,null,null,5759,"00 Exist Coal Steam_WetFGD_SCR","Fossil","Yes","Existing","Coal Steam","Renewable","Existing","---","Existing","---","---","---","---","---","Existing","Existing","Yes",1,1,1,1,1,1,1,1,1,null,0,0,0,0,0,0,0,0,0,1,0,1,0]
["Illustrative ACE",2050,null,"PJM_West",5623,"WV",null,null,null,null,"EnerStor",null,0,0,1.1952,1.8575999999999999,0,0,0,0,0,0,null,null,null,2,"00 Exist Energy Storage","Non-Fossil","No","Existing","Energy Storage","Renewable","---","---","---","---","---","---","---","---","None","None","No",1,1,1,1,1,1,1,1,1,null,0,0,0,0,0,0,0,0,0,1,0,1,0]
["Illustrative ACE",2050,null,"PJM_West",4505,"WV",null,null,null,null,"Hydro",null,0,0,400.84794491000002,1206.585617618,0,0,0,0,0,0,null,null,null,281.2,"00 Exist Hydro","Non-Fossil","No","Existing","Hydro","Renewable","---","---","---","---","---","---","---","---","None","None","No",1,1,1,1,1,1,1,1,1,null,0,0,0,0,0,0,0,0,0,1,0,1,0]
["Illustrative ACE",2050,null,"PJM_West",1383,"WV",null,null,null,null,"NaturalGas",null,0,0.13927801638902401,0,12.518247024000001,0,8.1533350794134503,0,7.3893951595196596E-3,0,0,null,null,null,300,"00 Exist Combustion Turbine","Fossil","Yes","Existing","Combustion Turbine","Renewable","---","---","---","---","---","---","---","---","None","None","No",1,1,1,1,1,1,1,1,1,null,0,0,0,0,0,0,0,0,0,1,0,1,0]
["Illustrative ACE",2050,null,"PJM_West",1384,"WV",null,null,null,null,"*Unit Did Not Operate",null,0,0,0,0,0,0,0,0,0,0,null,null,null,450,"00 Exist Combustion Turbine","Fossil","Yes","Existing","Combustion Turbine","Renewable","---","---","---","---","---","---","---","---","None","None","No",1,1,1,1,1,1,1,1,1,null,0,0,0,0,0,0,0,0,0,1,0,1,0]
["Illustrative ACE",2050,null,"PJM_West",32140,"WV",null,null,null,null,"NaturalGas",null,26.615769912482278,60.123492982911813,4292.8661149164964,9697.3375778890022,1558.0871706767118,3519.6292792196555,0.14638673451865122,0.33067921140601109,0,0,null,null,null,1272.4000718800542,"00 New Combined Cycle","Fossil","Yes","New","Combined Cycle","Renewable","---","---","---","---","---","---","---","---","None","None","No",1,1,1,1,1,1,1,1,1,null,0,0,0,0,0,0,0,0,0,1,0,1,0]
["Illustrative ACE",2050,null,"PJM_West","32425; 32426; 32427; 32428; 32429","WV",null,null,null,null,"Wind",null,0,0,27.293288648988856,83.189208142297176,0,0,0,0,0,0,null,null,null,21.36,"00 New Onshore Wind","Non-Fossil","No","New","Wind","Renewable","---","---","---","---","---","---","---","---","None","None","No",1,1,1,1,1,1,1,1,1,null,0,0,0,0,0,0,0,0,0,1,0,1,0]
["Illustrative ACE",2050,null,"WECC_WY","4223; 4224","WY",null,null,null,null,"Coal",null,15.301354006665941,34.919631641022256,1306.3800519360002,2981.1786747839997,1640.4574252833399,3743.7677541126459,1.612389395813322,3.6747846507327111,1.1947378644078059,2.720875391458474,null,null,null,412,"00 Exist Coal Steam_DryFGD_ACI","Fossil","Yes","Existing","Coal Steam","Renewable","Existing","---","---","---","Existing","---","---","---","None","Existing","No",1,1,1,1,1,1,1,1,1,null,0,0,0,0,0,0,0,0,0,1,0,1,0]
["Illustrative ACE",2050,null,"WECC_WY","4196; 4197; 4198; 4199","WY",null,null,null,null,"Coal",null,22.48521225751308,51.496809138348802,2087.3832729840001,4778.4967840560003,2414.9615133707866,5530.8648985583877,0.60867778279226936,1.398791911718372,0.87691646435868398,2.0106844694214443,null,null,null,655,"00 Exist Coal Steam_DryFGD_SCR_ACI","Fossil","Yes","Existing","Coal Steam","Renewable","Existing","---","Existing","---","Existing","---","---","---","Existing","Existing","Yes",1,1,1,1,1,1,1,1,1,null,0,0,0,0,0,0,0,0,0,1,0,1,0]
["Illustrative ACE",2050,null,"WECC_WY","4165; 4165","WY",null,null,null,null,"Coal",null,4.5976324386550999E-2,0.1046086702222441,4.5344977200000001,10.317218327999999,4.9685132292433201,11.286876422739532,3.5705213518595499E-3,8.1239093294594809E-3,3.2622506305521599E-3,6.4030945213162183E-3,null,null,null,1.43071535767888,"00 Exist Coal Steam_WetFGD_ACI","Fossil","Yes","Existing","Coal Steam","Renewable","Existing","---","---","---","Existing","---","---","---","None","Existing","No",1,1,1,1,1,1,1,1,1,null,0,0,0,0,0,0,0,0,0,1,0,1,0]
["Illustrative ACE",2050,null,"WECC_WY","4161; 4164","WY",null,null,null,null,"*Unit Did Not Operate",null,0,0,0,0,0,0,0,0,0,0,null,null,null,-1.157343604063499E-6,"00 Exist Coal Steam_WetFGD_ACI","Fossil","Yes","Existing","Coal Steam","Renewable","Existing","---","---","---","Existing","---","---","---","None","Existing","No",1,1,1,1,1,1,1,1,1,null,0,0,0,0,0,0,0,0,0,1,0,1,0]
["Illustrative ACE",2050,null,"WECC_WY","4108; 4109","WY",null,null,null,null,"Coal",null,24.872629607205301,58.3373347829829,2424.859030957,5687.0400336800003,2670.0726781314497,6262.5032487086401,0.61496827230639894,1.441172525875702,0.82130532026491998,1.9049572874515139,null,null,null,1053,"00 Exist Coal Steam_WetFGD_SCR_ACI","Fossil","Yes","Existing","Coal Steam","Renewable","Existing","---","Existing","---","Existing","---","---","---","Existing","Existing","Yes",1,1,1,1,1,1,1,1,1,null,0,0,0,0,0,0,0,0,0,1,0,1,0]
["Illustrative ACE",2050,null,"WECC_WY",12019,"WY",null,null,null,null,"Coal",null,18.306238338227299,41.651690919346201,1805.6501048160001,4108.3470391199999,1961.5134379410599,4462.9786820079498,1.2168156623419699,2.7685878954089498,0.73224953352909194,1.6660676367738501,null,null,null,569.71500000000003,"00 Ret.ExistDryFGD_ACI & SNCR","Fossil","Yes","Existing","Coal Steam","Renewable","Existing","---","---","New","Existing","---","---","---","New","Existing","Yes",1,1,1,1,1,1,1,1,1,null,0,0,0,0,0,0,0,0,0,1,0,1,0]
["Illustrative ACE",2050,null,"WECC_WY","11339; 11355; 11355","WY",null,null,null,null,"Coal",null,22.291942489401173,51.086557299317228,2175.280260687,4984.974682563,2398.2125032115841,5506.0965996417517,0.64818295448765695,1.4839507419906619,0.98613629986511298,2.8386060623845841,null,null,null,707.380312,"00 Ret.ExistWetFGD_ACI & SCR","Fossil","Yes","Existing","Coal Steam","Renewable","Existing","---","New","---","Existing","---","---","---","New","Existing","Yes",1,1,1,1,1,1,1,1,1,null,0,0,0,0,0,0,0,0,0,1,0,1,0]
["Illustrative ACE",2050,null,"WECC_WY","11341; 11357; 11357; 11363; 11363","WY",null,null,null,null,"Coal",null,19.386448654709,45.58996893256068,1905.9735816560001,4481.0489225239999,2086.2745723751559,4915.9605203973961,1.2723907750123793,2.9825676977684368,0.88117083599886126,2.6392029824011929,null,null,null,729.26361199999997,"00 Ret.ExistWetFGD_ACI & SNCR","Fossil","Yes","Existing","Coal Steam","Renewable","Existing","---","---","New","Existing","---","---","---","New","Existing","Yes",1,1,1,1,1,1,1,1,1,null,0,0,0,0,0,0,0,0,0,1,0,1,0]
["Illustrative ACE",2050,null,"WECC_WY","4602; 4603; 4604","WY",null,null,null,null,"Hydro",null,0,0,606.84821171400006,908.56667198900004,0,0,0,0,0,0,null,null,null,305.5,"00 Exist Hydro","Non-Fossil","No","Existing","Hydro","Renewable","---","---","---","---","---","---","---","---","None","None","No",1,1,1,1,1,1,1,1,1,null,0,0,0,0,0,0,0,0,0,1,0,1,0]
["Illustrative ACE",2050,null,"WECC_WY",3489,"WY",null,null,null,null,"NaturalGas",null,2.7246381385425001E-2,0.33092199211957002,3.2712668250000001,39.731299329999999,1.5950031663027799,19.372173418679601,1.12527555121806E-4,1.3667078274538301E-3,0,0,null,null,null,20,"00 Exist Combined Cycle","Fossil","No","Existing","Combined Cycle","Renewable","---","---","---","---","---","---","---","---","None","None","No",1,1,1,1,1,1,1,1,1,null,0,0,0,0,0,0,0,0,0,1,0,1,0]
["Illustrative ACE",2050,null,"WECC_WY",3488,"WY",null,null,null,null,"NaturalGas",null,0.10081160883976201,1.2244114003437301,12.103686978000001,147.00581106300001,5.9015115814796699,71.677043376121802,4.16351944508219E-4,5.0568190834196199E-3,0,0,null,null,null,74,"00 Exist Combined Cycle","Fossil","Yes","Existing","Combined Cycle","Renewable","---","---","---","---","---","---","---","---","None","None","No",1,1,1,1,1,1,1,1,1,null,0,0,0,0,0,0,0,0,0,1,0,1,0]
["Illustrative ACE",2050,null,"WECC_WY","2448; 2449; 2450; 2455","WY",null,null,null,null,"*Unit Did Not Operate",null,0,0,0,0,0,0,0,0,0,0,null,null,null,52,"00 Exist Combustion Turbine","Fossil","No","Existing","Combustion Turbine","Renewable","---","---","---","---","---","---","---","---","None","None","No",1,1,1,1,1,1,1,1,1,null,0,0,0,0,0,0,0,0,0,1,0,1,0]
["Illustrative ACE",2050,null,"WECC_WY","2445; 2447; 2451","WY",null,null,null,null,"*Unit Did Not Operate",null,0,0,0,0,0,0,0,0,0,0,null,null,null,105,"00 Exist Combustion Turbine","Fossil","Yes","Existing","Combustion Turbine","Renewable","---","---","---","---","---","---","---","---","None","None","No",1,1,1,1,1,1,1,1,1,null,0,0,0,0,0,0,0,0,0,1,0,1,0]
["Illustrative ACE",2050,null,"WECC_WY","2443; 2444","WY",null,null,null,null,"*Unit Did Not Operate",null,0,0,0,0,0,0,0,0,0,0,null,null,null,4.7,"00 Exist Combustion Turbine","Fossil","No","Existing","Combustion Turbine","Renewable","---","---","---","---","---","---","---","---","None","None","No",1,1,1,1,1,1,1,1,1,null,0,0,0,0,0,0,0,0,0,1,0,1,0]
["Illustrative ACE",2050,null,"WECC_WY",5584,"WY",null,null,null,null,"Wind",null,0,0,1246.2046931992099,4452.8547388943798,0,0,0,0,0,0,null,null,null,1487.3,"00 Exist Onshore Wind","Non-Fossil","No","Existing","Wind","Renewable","---","---","---","---","---","---","---","---","None","None","No",1,1,1,1,1,1,1,1,1,null,0,0,0,0,0,0,0,0,0,1,0,1,0]
["Illustrative ACE",2050,null,"WECC_WY","11332; 11338; 11344; 11349; 11996; 12001; 12415","WY",null,null,null,null,null,null,null,null,null,null,null,null,null,null,null,null,null,null,null,1872.4445020000001,"00 Coal Retirement","Retired","No","Retired","Coal Steam","Renewable","Retired","Retired","Retired","Retired","Retired","Retired","Retired","Retired","Retired","Retired","No",1,1,1,1,1,1,1,1,1,null,0,0,0,0,0,0,0,0,0,0,0,0,0]

{"sheet":"Named Ranges","index":7,"n_rows":55,"n_cols":12,"rows_kept":55,"cut":false,"hidden":false,"merged":[]}
["Run",{"$f":"\"RPE_\"&A1","v":"RPE_Run"},"A"]
["Year",{"$f":"\"RPE_\"&A2","v":"RPE_Year"},"B",null,null,null,null,null,null,"‘=CHOOSE(Map!$AM$14,1,\n               IF(AQ2:AQ53092=\"Yes\",1,0),\n               IF(AO2:AO53092=\"None\",0,IF(Map!$AL$15=\"All Controls\",1,IF(Map!$AL$15=AO2:AO53092,1,0))),\n               IF(AI2:AI53092=\"---\",0,IF(Map!$AL$15=\"All Controls\",1,IF(Map!$AL$15=AI2:AI53092,1,0))),\n               IF(AJ2:AJ53092=\"---\",IF(Map!$AL$15=\"All Controls\",1,IF(Map!$AL$15=AJ2:AJ53092,1,0))),\n               IF(AP2:AP53092=\"None\",0,IF(Map!$AL$15=\"All Controls\",1,IF(Map!$AL$15=AP2:AP53092,1,0))),\n               IF(AG2:AG53092=\"---\",IF(Map!$AL$15=\"All Controls\",1,IF(Map!$AL$15=AG2:AG53092,1,0))),\n               IF(AH2:AH53092=\"---\",IF(Map!$AL$15=\"All Controls\",1,IF(Map!$AL$15=AH2:AH53092,1,0))),\n               IF(AK2:AK53092=\"---\",IF(Map!$AL$15=\"All Controls\",1,IF(Map!$AL$15=AK2:AK53092,1,0))),\n               IF(AL2:AL53092=\"---\",IF(Map!$AL$15=\"All Controls\",1,IF(Map!$AL$15=AL2:AL53092,1,0))),\n               IF(AM2:AM53092=\"---\",IF(Map!$AL$15=\"All Controls\",1,IF(Map!$AL$15=AM2:AM53092,1,0))),\n               IF(AN2:AN53092=\"---\",IF(Map!$AL$15=\"All Controls\",1,IF(Map!$AL$15=AN2:AN53092,1,0))),\n               IF(AO2:AO53092=\"None\",1,0),\n               IF(AP2:AP53092=\"None\",1,0))\n",null,"current last row value"]
["RegionGroup","RPE_RegionGroup","C",null,null,null,null,null,null,"‘=CHOOSE(Map!$AM$31,1,\n               IF(AQ2:AQ53092=\"Yes\",1,0),\n               IF(AO2:AO53092=\"None\",0,IF(Map!$AL$32=\"All Controls\",1,IF(Map!$AL$32=AO2:AO53092,1,0))),\n               IF(AI2:AI53092=\"---\",0,IF(Map!$AL$32=\"All Controls\",1,IF(Map!$AL$32=AI2:AI53092,1,0))),\n               IF(AJ2:AJ53092=\"---\",IF(Map!$AL$32=\"All Controls\",1,IF(Map!$AL$32=AJ2:AJ53092,1,0))),\n               IF(AP2:AP53092=\"None\",0,IF(Map!$AL$32=\"All Controls\",1,IF(Map!$AL$32=AP2:AP53092,1,0))),\n               IF(AG2:AG53092=\"---\",IF(Map!$AL$32=\"All Controls\",1,IF(Map!$AL$32=AG2:AG53092,1,0))),\n               IF(AH2:AH53092=\"---\",IF(Map!$AL$32=\"All Controls\",1,IF(Map!$AL$32=AH2:AH53092,1,0))),\n               IF(AK2:AK53092=\"---\",IF(Map!$AL$32=\"All Controls\",1,IF(Map!$AL$32=AK2:AK53092,1,0))),\n               IF(AL2:AL53092=\"---\",IF(Map!$AL$32=\"All Controls\",1,IF(Map!$AL$32=AL2:AL53092,1,0))),\n               IF(AM2:AM53092=\"---\",IF(Map!$AL$32=\"All Controls\",1,IF(Map!$AL$32=AM2:AM53092,1,0))),\n               IF(AN2:AN53092=\"---\",IF(Map!$AL$32=\"All Controls\",1,IF(Map!$AL$32=AN2:AN53092,1,0))),\n               IF(AO2:AO53092=\"None\",1,0),\n               IF(AP2:AP53092=\"None\",1,0))\n",null,{"$f":"IF(ISNUMBER(1+RIGHT(MID($J$2,9+SEARCH(\"IF(AQ2:AQ\",$J$2),6),1)),MID($J$2,9+SEARCH(\"IF(AQ2:AQ\",$J$2),6),MID($J$2,9+SEARCH(\"IF(AQ2:AQ\",$J$2),5))","v":"53092"}]
["RegionGroupAcronym","RPE_RegionGroupAcronym","D",null,null,null,null,null,null,"‘=CHOOSE(Whisker!$C$16,1,\n               IF(AQ2:AQ53092=\"Yes\",1,0),\n               IF(AO2:AO53092=\"None\",0,IF(Whisker!$B$17=\"All Controls\",1,IF(Whisker!$B$17=AO2:AO53092,1,0))),\n               IF(AI2:AI53092=\"---\",0,IF(Whisker!$B$17=\"All Controls\",1,IF(Whisker!$B$17=AI2:AI53092,1,0))),\n               IF(AJ2:AJ53092=\"---\",0,IF(Whisker!$B$17=\"All Controls\",1,IF(Whisker!$B$17=AJ2:AJ53092,1,0))),\n               IF(AP2:AP53092=\"None\",0,IF(Whisker!$B$17=\"All Controls\",1,IF(Whisker!$B$17=AP2:AP53092,1,0))),\n               IF(AG2:AG53092=\"---\",0,IF(Whisker!$B$17=\"All Controls\",1,IF(Whisker!$B$17=AG2:AG53092,1,0))),\n               IF(AH2:AH53092=\"---\",0,IF(Whisker!$B$17=\"All Controls\",1,IF(Whisker!$B$17=AH2:AH53092,1,0))),\n               IF(AK2:AK53092=\"---\",0,IF(Whisker!$B$17=\"All Controls\",1,IF(Whisker!$B$17=AK2:AK53092,1,0))),\n               IF(AL2:AL53092=\"---\",0,IF(Whisker!$B$17=\"All Controls\",1,IF(Whisker!$B$17=AL2:AL53092,1,0))),\n               IF(AM2:AM53092=\"---\",0,IF(Whisker!$B$17=\"All Controls\",1,IF(Whisker!$B$17=AM2:AM53092,1,0))),\n               IF(AN2:AN53092=\"---\",0,IF(Whisker!$B$17=\"All Controls\",1,IF(Whisker!$B$17=AN2:AN53092,1,0))),\n               IF(AO2:AO53092=\"None\",1,0),\n               IF(AP2:AP53092=\"None\",1,0))\n"]
["UnitId","RPE_UnitId","E",null,null,null,null,null,null,"‘=IF(Whisker!$C$33=0,1,CHOOSE(Whisker!$C$33,1,\n               IF(AQ2:AQ53092=\"Yes\",1,0),\n               IF(AO2:AO53092=\"None\",0,IF(Whisker!$B$34=\"All Controls\",1,IF(Whisker!$B$34=AO2:AO53092,1,0))),\n               IF(AI2:AI53092=\"---\",0,IF(Whisker!$B$34=\"All Controls\",1,IF(Whisker!$B$34=AI2:AI53092,1,0))),\n               IF(AJ2:AJ53092=\"---\",0,IF(Whisker!$B$34=\"All Controls\",1,IF(Whisker!$B$34=AJ2:AJ53092,1,0))),\n               IF(AP2:AP53092=\"None\",0,IF(Whisker!$B$34=\"All Controls\",1,IF(Whisker!$B$34=AP2:AP53092,1,0))),\n               IF(AG2:AG53092=\"---\",0,IF(Whisker!$B$34=\"All Controls\",1,IF(Whisker!$B$34=AG2:AG53092,1,0))),\n               IF(AH2:AH53092=\"---\",0,IF(Whisker!$B$34=\"All Controls\",1,IF(Whisker!$B$34=AH2:AH53092,1,0))),\n               IF(AK2:AK53092=\"---\",0,IF(Whisker!$B$34=\"All Controls\",1,IF(Whisker!$B$34=AK2:AK53092,1,0))),\n               IF(AL2:AL53092=\"---\",0,IF(Whisker!$B$34=\"All Controls\",1,IF(Whisker!$B$34=AL2:AL53092,1,0))),\n               IF(AM2:AM53092=\"---\",0,IF(Whisker!$B$34=\"All Controls\",1,IF(Whisker!$B$34=AM2:AM53092,1,0))),\n               IF(AN2:AN53092=\"---\",0,IF(Whisker!$B$34=\"All Controls\",1,IF(Whisker!$B$34=AN2:AN53092,1,0))),\n               IF(AO2:AO53092=\"None\",1,0),\n               IF(AP2:AP53092=\"None\",1,0)))\n"]
["State","RPE_State","F",null,null,null,null,null,null,"‘=IF(Whisker!$F$16=0,1,CHOOSE(Whisker!$F$16,1,\n               IF(AQ2:AQ53092=\"Yes\",1,0),\n               IF(AO2:AO53092=\"None\",0,IF(Whisker!$E$17=\"All Controls\",1,IF(Whisker!$E$17=AO2:AO53092,1,0))),\n               IF(AI2:AI53092=\"---\",0,IF(Whisker!$E$17=\"All Controls\",1,IF(Whisker!$E$17=AI2:AI53092,1,0))),\n               IF(AJ2:AJ53092=\"---\",0,IF(Whisker!$E$17=\"All Controls\",1,IF(Whisker!$E$17=AJ2:AJ53092,1,0))),\n               IF(AP2:AP53092=\"None\",0,IF(Whisker!$E$17=\"All Controls\",1,IF(Whisker!$E$17=AP2:AP53092,1,0))),\n               IF(AG2:AG53092=\"---\",0,IF(Whisker!$E$17=\"All Controls\",1,IF(Whisker!$E$17=AG2:AG53092,1,0))),\n               IF(AH2:AH53092=\"---\",0,IF(Whisker!$E$17=\"All Controls\",1,IF(Whisker!$E$17=AH2:AH53092,1,0))),\n               IF(AK2:AK53092=\"---\",0,IF(Whisker!$E$17=\"All Controls\",1,IF(Whisker!$E$17=AK2:AK53092,1,0))),\n               IF(AL2:AL53092=\"---\",0,IF(Whisker!$E$17=\"All Controls\",1,IF(Whisker!$E$17=AL2:AL53092,1,0))),\n               IF(AM2:AM53092=\"---\",0,IF(Whisker!$E$17=\"All Controls\",1,IF(Whisker!$E$17=AM2:AM53092,1,0))),\n               IF(AN2:AN53092=\"---\",0,IF(Whisker!$E$17=\"All Controls\",1,IF(Whisker!$E$17=AN2:AN53092,1,0))),\n               IF(AO2:AO53092=\"None\",1,0),\n               IF(AP2:AP53092=\"None\",1,0)))\n"]
["UnitLongName","RPE_UnitLongName","G",null,null,null,null,null,null,"‘=IF(Whisker!$F$33=0,1,CHOOSE(Whisker!$F$33,1,\n               IF(AQ2:AQ53092=\"Yes\",1,0),\n               IF(AO2:AO53092=\"None\",0,IF(Whisker!$E$34=\"All Controls\",1,IF(Whisker!$E$34=AO2:AO53092,1,0))),\n               IF(AI2:AI53092=\"---\",0,IF(Whisker!$E$34=\"All Controls\",1,IF(Whisker!$E$34=AI2:AI53092,1,0))),\n               IF(AJ2:AJ53092=\"---\",0,IF(Whisker!$E$34=\"All Controls\",1,IF(Whisker!$E$34=AJ2:AJ53092,1,0))),\n               IF(AP2:AP53092=\"None\",0,IF(Whisker!$E$34=\"All Controls\",1,IF(Whisker!$E$34=AP2:AP53092,1,0))),\n               IF(AG2:AG53092=\"---\",0,IF(Whisker!$E$34=\"All Controls\",1,IF(Whisker!$E$34=AG2:AG53092,1,0))),\n               IF(AH2:AH53092=\"---\",0,IF(Whisker!$E$34=\"All Controls\",1,IF(Whisker!$E$34=AH2:AH53092,1,0))),\n               IF(AK2:AK53092=\"---\",0,IF(Whisker!$E$34=\"All Controls\",1,IF(Whisker!$E$34=AK2:AK53092,1,0))),\n               IF(AL2:AL53092=\"---\",0,IF(Whisker!$E$34=\"All Controls\",1,IF(Whisker!$E$34=AL2:AL53092,1,0))),\n               IF(AM2:AM53092=\"---\",0,IF(Whisker!$E$34=\"All Controls\",1,IF(Whisker!$E$34=AM2:AM53092,1,0))),\n               IF(AN2:AN53092=\"---\",0,IF(Whisker!$E$34=\"All Controls\",1,IF(Whisker!$E$34=AN2:AN53092,1,0))),\n               IF(AO2:AO53092=\"None\",1,0),\n               IF(AP2:AP53092=\"None\",1,0)))\n"]
["PriorStage","RPE_PriorStage","H",null,null,null,null,null,null,"‘=IF('Emissions GWh Btu MW'!$C$16=0,1,CHOOSE('Emissions GWh Btu MW'!$C$16,1,\n               IF(AQ2:AQ53092=\"Yes\",1,0),\n               IF(AO2:AO53092=\"None\",0,IF('Emissions GWh Btu MW'!$B$17=\"All Controls\",1,IF('Emissions GWh Btu MW'!$B$17=AO2:AO53092,1,0))),\n               IF(AI2:AI53092=\"---\",0,IF('Emissions GWh Btu MW'!$B$17=\"All Controls\",1,IF('Emissions GWh Btu MW'!$B$17=AI2:AI53092,1,0))),\n               IF(AJ2:AJ53092=\"---\",0,IF('Emissions GWh Btu MW'!$B$17=\"All Controls\",1,IF('Emissions GWh Btu MW'!$B$17=AJ2:AJ53092,1,0))),\n               IF(AP2:AP53092=\"None\",0,IF('Emissions GWh Btu MW'!$B$17=\"All Controls\",1,IF('Emissions GWh Btu MW'!$B$17=AP2:AP53092,1,0))),\n               IF(AG2:AG53092=\"---\",0,IF('Emissions GWh Btu MW'!$B$17=\"All Controls\",1,IF('Emissions GWh Btu MW'!$B$17=AG2:AG53092,1,0))),\n               IF(AH2:AH53092=\"---\",0,IF('Emissions GWh Btu MW'!$B$17=\"All Controls\",1,IF('Emissions GWh Btu MW'!$B$17=AH2:AH53092,1,0))),\n               IF(AK2:AK53092=\"---\",0,IF('Emissions GWh Btu MW'!$B$17=\"All Controls\",1,IF('Emissions GWh Btu MW'!$B$17=AK2:AK53092,1,0))),\n               IF(AL2:AL53092=\"---\",0,IF('Emissions GWh Btu MW'!$B$17=\"All Controls\",1,IF('Emissions GWh Btu MW'!$B$17=AL2:AL53092,1,0))),\n               IF(AM2:AM53092=\"---\",0,IF('Emissions GWh Btu MW'!$B$17=\"All Controls\",1,IF('Emissions GWh Btu MW'!$B$17=AM2:AM53092,1,0))),\n               IF(AN2:AN53092=\"---\",0,IF('Emissions GWh Btu MW'!$B$17=\"All Controls\",1,IF('Emissions GWh Btu MW'!$B$17=AN2:AN53092,1,0))),\n               IF(AO2:AO53092=\"None\",1,0),\n               IF(AP2:AP53092=\"None\",1,0)))\n"]
["BaseUnit","RPE_BaseUnit","I",null,null,null,null,null,null,"‘=CHOOSE('All Run Comparison'!$C$16,1,\n               IF(AQ2:AQ53092=\"Yes\",1,0),\n               IF(AO2:AO53092=\"None\",0,IF('All Run Comparison'!$B$17=\"All Controls\",1,IF('All Run Comparison'!$B$17=AO2:AO53092,1,0))),\n               IF(AI2:AI53092=\"---\",0,IF('All Run Comparison'!$B$17=\"All Controls\",1,IF('All Run Comparison'!$B$17=AI2:AI53092,1,0))),\n               IF(AJ2:AJ53092=\"---\",0,IF('All Run Comparison'!$B$17=\"All Controls\",1,IF('All Run Comparison'!$B$17=AJ2:AJ53092,1,0))),\n               IF(AP2:AP53092=\"None\",0,IF('All Run Comparison'!$B$17=\"All Controls\",1,IF('All Run Comparison'!$B$17=AP2:AP53092,1,0))),\n               IF(AG2:AG53092=\"---\",0,IF('All Run Comparison'!$B$17=\"All Controls\",1,IF('All Run Comparison'!$B$17=AG2:AG53092,1,0))),\n               IF(AH2:AH53092=\"---\",0,IF('All Run Comparison'!$B$17=\"All Controls\",1,IF('All Run Comparison'!$B$17=AH2:AH53092,1,0))),\n               IF(AK2:AK53092=\"---\",0,IF('All Run Comparison'!$B$17=\"All Controls\",1,IF('All Run Comparison'!$B$17=AK2:AK53092,1,0))),\n               IF(AL2:AL53092=\"---\",0,IF('All Run Comparison'!$B$17=\"All Controls\",1,IF('All Run Comparison'!$B$17=AL2:AL53092,1,0))),\n               IF(AM2:AM53092=\"---\",0,IF('All Run Comparison'!$B$17=\"All Controls\",1,IF('All Run Comparison'!$B$17=AM2:AM53092,1,0))),\n               IF(AN2:AN53092=\"---\",0,IF('All Run Comparison'!$B$17=\"All Controls\",1,IF('All Run Comparison'!$B$17=AN2:AN53092,1,0))),\n               IF(AO2:AO53092=\"None\",1,0),\n               IF(AP2:AP53092=\"None\",1,0))"]
["FuelName","RPE_FuelName","J",null,null,null,null,null,null,"‘=IF('All Run Comparison'!$C$33=0,1,CHOOSE('All Run Comparison'!$C$33,1,\n               IF(AQ2:AQ53092=\"Yes\",1,0),\n               IF(AO2:AO53092=\"None\",0,IF('All Run Comparison'!$B$34=\"All Controls\",1,IF('All Run Comparison'!$B$34=AO2:AO53092,1,0))),\n               IF(AI2:AI53092=\"---\",0,IF('All Run Comparison'!$B$34=\"All Controls\",1,IF('All Run Comparison'!$B$34=AI2:AI53092,1,0))),\n               IF(AJ2:AJ53092=\"---\",0,IF('All Run Comparison'!$B$34=\"All Controls\",1,IF('All Run Comparison'!$B$34=AJ2:AJ53092,1,0))),\n               IF(AP2:AP53092=\"None\",0,IF('All Run Comparison'!$B$34=\"All Controls\",1,IF('All Run Comparison'!$B$34=AP2:AP53092,1,0))),\n               IF(AG2:AG53092=\"---\",0,IF('All Run Comparison'!$B$34=\"All Controls\",1,IF('All Run Comparison'!$B$34=AG2:AG53092,1,0))),\n               IF(AH2:AH53092=\"---\",0,IF('All Run Comparison'!$B$34=\"All Controls\",1,IF('All Run Comparison'!$B$34=AH2:AH53092,1,0))),\n               IF(AK2:AK53092=\"---\",0,IF('All Run Comparison'!$B$34=\"All Controls\",1,IF('All Run Comparison'!$B$34=AK2:AK53092,1,0))),\n               IF(AL2:AL53092=\"---\",0,IF('All Run Comparison'!$B$34=\"All Controls\",1,IF('All Run Comparison'!$B$34=AL2:AL53092,1,0))),\n               IF(AM2:AM53092=\"---\",0,IF('All Run Comparison'!$B$34=\"All Controls\",1,IF('All Run Comparison'!$B$34=AM2:AM53092,1,0))),\n               IF(AN2:AN53092=\"---\",0,IF('All Run Comparison'!$B$34=\"All Controls\",1,IF('All Run Comparison'!$B$34=AN2:AN53092,1,0))),\n               IF(AO2:AO53092=\"None\",1,0),\n               IF(AP2:AP53092=\"None\",1,0)))",null,{"$f":"COUNTA('RPE Files'!A:A)","v":53092}]
["FuelType","RPE_FuelType","K",null,null,null,null,null,null," "]
["FuelSupplyRegionGroup","RPE_FuelSupplyRegionGroup","L",null,null,null,null,null,null,"‘=IF(A2:A53092<>Map!$AL$2,0,IF(B2:B53092<>Map!$AL$4,0,IF(\n             (((Map!$AL$9=\"All Units\")+(K2:K53092=Map!$AL$9)>0)*\n               ((Map!$AL$10=\"All Units\")+(AC2:AC53092=\"Yes\")>0)*\n               (((Map!$AL$11=\"Existing and New\")*(AD2:AD53092<>\"Retired\"))+(AD2:AD53092=Map!$AL$11)>0)*\n               ((Map!$AL$12=\"All Units\")+(AE2:AE53092=Map!$AL$12)>0)*\n               ((Map!$AL$13=\"All Units\")+(AF2:AF53092=Map!$AL$13)>0)*\n               ((((Map!$AL$14=\"All Units\")*(Map!$AL$15=\"All Controls\")))+(AR2:AR53092=1))>0),\n1,0)))\n"]
["FuelConsumptionSummerTBtu","RPE_FuelConsumptionSummerTBtu","M",null,null,null,null,null,null,"‘=IF(Map!$AL$18=\"Actual\",0,IF(A2:A53092<>Map!$AL$21,0,IF(B2:B53092<>Map!$AL$23,0,IF(\n             (((Map!$AL$26=\"All Units\")+(K2:K53092=Map!$AL$26)>0)*\n               ((Map!$AL$27=\"All Units\")+(AC2:AC53092=\"Yes\")>0)*\n               (((Map!$AL$28=\"Existing and New\")*(AD2:AD53092<>\"Retired\"))+(AD2:AD53092=Map!$AL$28)>0)*\n               ((Map!$AL$29=\"All Units\")+(AE2:AE53092=Map!$AL$29)>0)*\n               ((Map!$AL$30=\"All Units\")+(AF2:AF53092=Map!$AL$30)>0)*\n               ((((Map!$AL$31=\"All Units\")*(Map!$AL$32=\"All Controls\")))+(AS2:AS53092=1))>0),\n1,0))))\n"]
["FuelConsumptionTotalTBtu","RPE_FuelConsumptionTotalTBtu","N",null,null,null,null,null,null,"‘=IF(A2:A53092<>Map!$AL$2,0,IF(\n             (((Map!$AL$9=\"All Units\")+(K2:K53092=Map!$AL$9)>0)*\n               ((Map!$AL$10=\"All Units\")+(AC2:AC53092=\"Yes\")>0)*\n               (((Map!$AL$11=\"Existing and New\")*(AD2:AD53092<>\"Retired\"))+(AD2:AD53092=Map!$AL$11)>0)*\n               ((Map!$AL$12=\"All Units\")+(AE2:AE53092=Map!$AL$12)>0)*\n               ((Map!$AL$13=\"All Units\")+(AF2:AF53092=Map!$AL$13)>0)*\n               ((((Map!$AL$14=\"All Units\")*(Map!$AL$15=\"All Controls\")))+(AR2:AR53092=1))>0),\n1,0))\n"]
["GenerationSummerGWh","RPE_GenerationSummerGWh","O",null,null,null,null,null,null,"‘=IF(Map!$AL$18=\"Actual\",0,IF(A2:A53092<>Map!$AL$21,0,IF(\n             (((Map!$AL$26=\"All Units\")+(K2:K53092=Map!$AL$26)>0)*\n               ((Map!$AL$27=\"All Units\")+(AC2:AC53092=\"Yes\")>0)*\n               (((Map!$AL$28=\"Existing and New\")*(AD2:AD53092<>\"Retired\"))+(AD2:AD53092=Map!$AL$28)>0)*\n               ((Map!$AL$29=\"All Units\")+(AE2:AE53092=Map!$AL$29)>0)*\n               ((Map!$AL$30=\"All Units\")+(AF2:AF53092=Map!$AL$30)>0)*\n               ((((Map!$AL$31=\"All Units\")*(Map!$AL$32=\"All Controls\")))+(AS2:AS53092=1))>0),\n1,0)))\n"]
["GenerationTotalGWh","RPE_GenerationTotalGWh","P",null,null,null,null,null,null,"‘=IF(A2:A53092<>Whisker!$B$4,0,IF(B2:B53092<>Whisker!$B$6,0,IF(\n             (((Whisker!$B$11=\"All Units\")+(K2:K53092=Whisker!$B$11)>0)*\n               ((Whisker!$B$12=\"All Units\")+(AC2:AC53092=\"Yes\")>0)*\n               (((Whisker!$B$13=\"Existing and New\")*(AD2:AD53092<>\"Retired\"))+(AD2:AD53092=Whisker!$B$13)>0)*\n               ((Whisker!$B$14=\"All Units\")+(AE2:AE53092=Whisker!$B$14)>0)*\n               ((Whisker!$B$15=\"All Units\")+(AF2:AF53092=Whisker!$B$15)>0)*\n               ((((Whisker!$B$16=\"All Units\")*(Whisker!$B$17=\"All Controls\")))+(AT2:AT53092=1))>0),\n1,0)))\n"]
["CO2EmissionsSummerThousandTons","RPE_CO2EmissionsSummerThousandTons","Q",null,null,null,null,null,null,"‘=IF(Whisker!$B$20=\"Actual\",0,IF(A2:A53092<>Whisker!$B$23,0,IF(B2:B53092<>Whisker!$B$25,0,IF(\n      (((Whisker!$B$28=\"All Units\")+(K2:K53092=Whisker!$B$28)>0)*\n      ((Whisker!$B$29=\"All Units\")+(AC2:AC53092=\"Yes\")>0)*\n      (((Whisker!$B$30=\"Existing and New\")*(AD2:AD53092<>\"Retired\"))+(AD2:AD53092=Whisker!$B$30)>0)*\n      ((Whisker!$B$31=\"All Units\")+(AE2:AE53092=Whisker!$B$31)>0)*\n      ((Whisker!$B$32=\"All Units\")+(AF2:AF53092=Whisker!$B$32)>0)*\n      ((((Whisker!$B$33=\"All Units\")*(Whisker!$B$34=\"All Controls\")))+(AU2:AU53092=1))>0),\n1,0))))\n"]
["CO2EmissionsTotalThousandTons","RPE_CO2EmissionsTotalThousandTons","R",null,null,null,null,null,null,"‘=IF(Whisker!$E$3=\"Off\",0, IF(A2:A53092<>Whisker!$E$4,0,IF(B2:B53092<>Whisker!$E$6,0,IF(\n             (((Whisker!$E$11=\"All Units\")+(K2:K53092=Whisker!$E$11)>0)*\n               ((Whisker!$E$12=\"All Units\")+(AC2:AC53092=\"Yes\")>0)*\n               (((Whisker!$E$13=\"Existing and New\")*(AD2:AD53092<>\"Retired\"))+(AD2:AD53092=Whisker!$E$13)>0)*\n               ((Whisker!$E$14=\"All Units\")+(AE2:AE53092=Whisker!$E$14)>0)*\n               ((Whisker!$E$15=\"All Units\")+(AF2:AF53092=Whisker!$E$15)>0)*\n               ((((Whisker!$E$16=\"All Units\")*(Whisker!$E$17=\"All Controls\")))+(AV2:AV53092=1))>0),\n1,0))))\n"]
["NOXEmissionsSummerThousandTons","RPE_NOXEmissionsSummerThousandTons","S",null,null,null,null,null,null,"‘=IF(Whisker!$E$3=\"Off\",0,IF(Whisker!$E$20=\"Actual\",0,IF(A2:A53092<>Whisker!$E$23,0,IF(B2:B53092<>Whisker!$E$25,0,IF(\n             (((Whisker!$E$28=\"All Units\")+(K2:K53092=Whisker!$E$28)>0)*\n               ((Whisker!$E$29=\"All Units\")+(AC2:AC53092=\"Yes\")>0)*\n               (((Whisker!$E$30=\"Existing and New\")*(AD2:AD53092<>\"Retired\"))+(AD2:AD53092=Whisker!$E$30)>0)*\n               ((Whisker!$E$31=\"All Units\")+(AE2:AE53092=Whisker!$E$31)>0)*\n               ((Whisker!$E$32=\"All Units\")+(AF2:AF53092=Whisker!$E$32)>0)*\n               ((((Whisker!$E$33=\"All Units\")*(Whisker!$E$34=\"All Controls\")))+(AW2:AW53092=1))>0),\n1,0)))))\n"]
["NOXEmissionsTotalThousandTons","RPE_NOXEmissionsTotalThousandTons","T",null,null,null,null,null,null,"‘=IF(A2:A53092<>'Emissions GWh Btu MW'!$B$4,0,IF(\n             ((('Emissions GWh Btu MW'!$B$11=\"All Units\")+(K2:K53092='Emissions GWh Btu MW'!$B$11)>0)*\n               (('Emissions GWh Btu MW'!$B$12=\"All Units\")+(AC2:AC53092=\"Yes\")>0)*\n               ((('Emissions GWh Btu MW'!$B$13=\"Existing and New\")*(AD2:AD53092<>\"Retired\"))+(AD2:AD53092='Emissions GWh Btu MW'!$B$13)>0)*\n               (('Emissions GWh Btu MW'!$B$14=\"All Units\")+(AE2:AE53092='Emissions GWh Btu MW'!$B$14)>0)*\n               (('Emissions GWh Btu MW'!$B$15=\"All Units\")+(AF2:AF53092='Emissions GWh Btu MW'!$B$15)>0)*\n               (((('Emissions GWh Btu MW'!$B$16=\"All Units\")*('Emissions GWh Btu MW'!$B$17=\"All Controls\")))+(AX2:AX53092=1))>0),\n1,0))\n"]
["SO2EmissionsSummerThousandTons","RPE_SO2EmissionsSummerThousandTons","U",null,null,null,null,null,null,"‘=IF('Emissions GWh Btu MW'!$B$5=\"None\",0,IF(A2:A53092<>'Emissions GWh Btu MW'!$B$5,0,IF(\n             ((('Emissions GWh Btu MW'!$B$11=\"All Units\")+(K2:K53092='Emissions GWh Btu MW'!$B$11)>0)*\n               (('Emissions GWh Btu MW'!$B$12=\"All Units\")+(AC2:AC53092=\"Yes\")>0)*\n               ((('Emissions GWh Btu MW'!$B$13=\"Existing and New\")*(AD2:AD53092<>\"Retired\"))+(AD2:AD53092='Emissions GWh Btu MW'!$B$13)>0)*\n               (('Emissions GWh Btu MW'!$B$14=\"All Units\")+(AE2:AE53092='Emissions GWh Btu MW'!$B$14)>0)*\n               (('Emissions GWh Btu MW'!$B$15=\"All Units\")+(AF2:AF53092='Emissions GWh Btu MW'!$B$15)>0)*\n               (((('Emissions GWh Btu MW'!$B$16=\"All Units\")*('Emissions GWh Btu MW'!$B$17=\"All Controls\")))+(AX2:AX53092=1))>0),\n1,0)))\n"]
["SO2EmissionsTotalThousandTons","RPE_SO2EmissionsTotalThousandTons","V",null,null,null,null,null,null,"‘=IF(A2:A53092<>\"Historic\",0,IF(\n             ((('Emissions GWh Btu MW'!$B$11=\"All Units\")+(K2:K53092='Emissions GWh Btu MW'!$B$11)>0)*\n               (('Emissions GWh Btu MW'!$B$12=\"All Units\")+(AC2:AC53092=\"Yes\")>0)*\n               ((('Emissions GWh Btu MW'!$B$13=\"Existing and New\")*(AD2:AD53092<>\"Retired\"))+(AD2:AD53092='Emissions GWh Btu MW'!$B$13)>0)*\n               (('Emissions GWh Btu MW'!$B$14=\"All Units\")+(AE2:AE53092='Emissions GWh Btu MW'!$B$14)>0)*\n               (('Emissions GWh Btu MW'!$B$15=\"All Units\")+(AF2:AF53092='Emissions GWh Btu MW'!$B$15)>0)*\n               (((('Emissions GWh Btu MW'!$B$16=\"All Units\")*('Emissions GWh Btu MW'!$B$17=\"All Controls\")))+(AX2:AX53092=1))>0),\n1,0))\n"]
["ModeSummer","RPE_ModeSummer","W",null,null,null,null,null,null,"‘=IF(\n             ((('All Run Comparison'!$B$11=\"All Units\")+(K2:K53092='All Run Comparison'!$B$11)>0)*\n               (('All Run Comparison'!$B$7=\"National\")+(F2:F53092='All Run Comparison'!$B$8)+(D2:D53092='All Run Comparison'!$B$8)>0)*\n               (('All Run Comparison'!$B$12=\"All Units\")+(AC2:AC53092=\"Yes\")>0)*\n               ((('All Run Comparison'!$B$13=\"Existing and New\")*(AD2:AD53092<>\"Retired\"))+(AD2:AD53092='All Run Comparison'!$B$13)>0)*\n               (('All Run Comparison'!$B$14=\"All Units\")+(AE2:AE53092='All Run Comparison'!$B$14)>0)*\n               (('All Run Comparison'!$B$15=\"All Units\")+(AF2:AF53092='All Run Comparison'!$B$15)>0)*\n               (((('All Run Comparison'!$B$16=\"All Units\")*('All Run Comparison'!$B$17=\"All Controls\")))+(AY2:AY53092=1))>0),\n1,0)"]
["AverageCapacityMW","RPE_AverageCapacityMW","X",null,null,null,null,null,null,"‘=IF('All Run Comparison'!$B$20=\"Actual\",0,IF(\n      ((('All Run Comparison'!$B$28=\"All Units\")+(K2:K53092='All Run Comparison'!$B$28)>0)*\n      (('All Run Comparison'!$B$23=\"Self\")+(A2:A53092='All Run Comparison'!$B$23)>0)*\n      (('All Run Comparison'!$B$25=\"Parallel\")+(B2:B53092='All Run Comparison'!$B$25)>0)*\n      (('All Run Comparison'!$B$7=\"National\")+(F2:F53092='All Run Comparison'!$B$8)+(D2:D53092='All Run Comparison'!$B$8)>0)*\n      (('All Run Comparison'!$B$29=\"All Units\")+(AC2:AC53092=\"Yes\")>0)*\n      ((('All Run Comparison'!$B$30=\"Existing and New\")*(AD2:AD53092<>\"Retired\"))+(AD2:AD53092='All Run Comparison'!$B$30)>0)*\n      (('All Run Comparison'!$B$31=\"All Units\")+(AE2:AE53092='All Run Comparison'!$B$31)>0)*\n      (('All Run Comparison'!$B$32=\"All Units\")+(AF2:AF53092='All Run Comparison'!$B$32)>0)*\n      (((('All Run Comparison'!$B$33=\"All Units\")*('All Run Comparison'!$B$34=\"All Controls\")))+(AZ2:AZ53092=1))>0),\n1,0))"]
["DispatchableCapacityMW","RPE_DispatchableCapacityMW","Z"]
["CapacityReportingType","RPE_CapacityReportingType","AA"]
["FossilorNonFossil","RPE_FossilorNonFossil","AB"]
["Fossil25MW","RPE_Fossil25MW","AC"]
["ExistingorNewUnit","RPE_ExistingorNewUnit","AD"]
["PlantType","RPE_PlantType","AE"]
["PlantCategory","RPE_PlantCategory","AF"]
["FGD","RPE_FGD","AG"]
["DSI","RPE_DSI","AH"]
["SCR","RPE_SCR","AI"]
["SNCR","RPE_SNCR","AJ"]
["ACI","RPE_ACI","AK"]
["C2G","RPE_C2G","AL"]
["HRI","RPE_HRI","AM"]
["CCS","RPE_CCS","AN"]
["AnyNOxPostCombustion","RPE_AnyNOxPostCombustion","AO"]
["AnySO2PostCombustion","RPE_AnySO2PostCombustion","AP"]
["BothNoxandSO2Controls","RPE_BothNoxandSO2Controls","AQ"]
["MeetPrimaryCriteria","MeetPrimaryCriteria","BB"]
["MeetComparisonCriteria","MeetComparisonCriteria","BC"]
["MeetPrimaryCriteriaSeries","MeetPrimaryCriteriaSeries","BD"]
["MeetComparisonCriteriaSeries","MeetComparisonCriteriaSeries","BE"]
["MeetPrimaryCriteria2","MeetPrimaryCriteria2","BF"]
["MeetComparisonCriteria2","MeetComparisonCriteria2","BG"]
["MeetPrimaryCriteria3","MeetPrimaryCriteria3","BH"]
["MeetComparisonCriteria3","MeetComparisonCriteria3","BI"]
["MeetPrimaryCriteriaSeries2","MeetPrimaryCriteriaSeries2","BJ"]
["MeetComparisonCriteriaSeries2","MeetComparisonCriteriaSeries2","BK"]
["MeetHistoricCriteriaSeries2","MeetHistoricCriteriaSeries2","BL"]
["MeetPrimaryCriteriaSeries3","MeetPrimaryCriteria3","BM"]
["MeetComparisonCriteriaSeries3","MeetComparisonCriteria3","BN"]

{"sheet":"Lookup tables","index":8,"n_rows":555,"n_cols":39,"rows_kept":555,"cut":false,"hidden":false,"merged":[[2,1,2,2],[2,4,2,5],[2,7,2,8],[2,11,2,13],[2,15,2,25]]}
[null,null,null,null,null,null,null,null,null,null,null,null,null,null,null,null,"Existing","New (Retrofit)"]
[]
[null,"IPM Region to NERC Region",null,null,"Fuel Type to Fossil",null,null,"Capacity Type to Existing / New",null,null,null,"Capacity Reporting to Plant Type",null,null,null,"Capcity Reporting Type to Controls (Existing and New / Retrofit)"]
[null,"Region Group Acronym","NERC Region",null,"Capacity Reporting Type","Fossil / Non-Fossil",null,"Capacity Reporting Type","Existing or New",null,null,"Capacity Reporting Type","Plant Type","Category",null,"Capacity Reporting Type","FGD","DSI","SCR","SNCR","ACI","C2G","HRI","CCS","Any NOx Post Combustion","Any SO2 Post Combustion",null,null,null,"Name","Name No Special Characters","Named Range of Column"]
[null,"ERC_FRNT",null,null,"00 Exist Biomass","Non-Fossil",null,"00 Exist Biomass",{"$f":"IFERROR(IF(SEARCH(\"new\",H5)>0,\"New\",\"ERROR\"),\"Existing\")","v":"Existing"},null,null,"00 Exist Biomass","Biomass","Renewable",null,"00 Exist Biomass","---","---","---","---","---","---","---","---",{"$f":"IF(OR(S5<>\"---\",T5<>\"---\"),IF(OR(S5=\"New\",T5=\"New\"),\"New\",\"Existing\"),\"None\")","v":"None"},{"$f":"IF(OR(Q5<>\"---\",R5<>\"---\"),IF(OR(Q5=\"New\",R5=\"New\"),\"New\",\"Existing\"),\"None\")","v":"None"},null,null,null,"Run","Run","RPE_Run",null,null,null,null,"Fuel Consumption Summer TBtu","RPE_FuelConsumptionSummerTBtu",1]
[null,"ERC_GWAY",null,null,"00 Exist Combustion Turbine","Fossil",null,"00 Exist Combustion Turbine",{"$f":"IFERROR(IF(SEARCH(\"new\",H6)>0,\"New\",\"ERROR\"),\"Existing\")","v":"Existing"},null,null,"00 Exist Combustion Turbine","Combustion Turbine","Combustion Turbine",null,"00 Exist Combustion Turbine","---","---","---","---","---","---","---","---",{"$f":"IF(OR(S6<>\"---\",T6<>\"---\"),IF(OR(S6=\"New\",T6=\"New\"),\"New\",\"Existing\"),\"None\")","v":"None"},{"$f":"IF(OR(Q6<>\"---\",R6<>\"---\"),IF(OR(Q6=\"New\",R6=\"New\"),\"New\",\"Existing\"),\"None\")","v":"None"},null,null,null,"Year","Year","RPE_Year",null,null,null,null,"Fuel Consumption Total TBtu","RPE_FuelConsumptionTotalTBtu",2]
[null,"ERC_REST",null,null,"00 Exist Combined Cycle","Fossil",null,"00 Exist Combined Cycle","Existing",null,null,"00 Exist Combined Cycle","Combined Cycle","Combined Cycle",null,"00 Exist Combined Cycle","---","---","---","---","---","---","---","---","None","None",null,null,null,"Region Group","RegionGroup","RPE_RegionGroup",null,null,null,null,"Generation Summer GWh","RPE_GenerationSummerGWh",3]
[null,"ERC_WEST",null,null,"00 Exist Coal Steam_Uncontrolled","Fossil",null,"00 Exist Coal Steam_Uncontrolled","Existing",null,null,"00 Exist Coal Steam_Uncontrolled","Coal Steam","Coal",null,"00 Exist Coal Steam_Uncontrolled","---","---","---","---","---","---","---","---","None","None",null,null,null,"Region Group Acronym","RegionGroupAcronym","RPE_RegionGroupAcronym",null,null,null,null,"Generation Total GWh","RPE_GenerationTotalGWh",4]
[null,"FRCC",null,null,"00 Exist Coal Steam_DryFGD_SCR","Fossil",null,"00 Exist Coal Steam_DryFGD_SCR","Existing",null,null,"00 Exist Coal Steam_DryFGD_SCR","Coal Steam","Coal",null,"00 Exist Coal Steam_DryFGD_SCR","Existing","---","Existing","---","---","---","---","---","Existing","Existing",null,null,null,"UnitId","UnitId","RPE_UnitId",null,null,null,null,"CO2 Emissions Summer Thousand Tons","RPE_CO2EmissionsSummerThousandTons",5]
[null,"MAP_WAUE",null,null,"00 Exist Coal Steam_DryFGD_SNCR","Fossil",null,"00 Exist Coal Steam_DryFGD_SNCR","Existing",null,null,"00 Exist Coal Steam_DryFGD_SNCR","Coal Steam","Coal",null,"00 Exist Coal Steam_DryFGD_SNCR","Existing","---","---","Existing","---","---","---","---","Existing","Existing",null,null,null,"State","State","RPE_State",null,null,null,null,"CO2 Emissions Total Thousand Tons","RPE_CO2EmissionsTotalThousandTons",6]
[null,"MIS_IA",null,null,"00 Exist Coal Steam_DryFGD","Fossil",null,"00 Exist Coal Steam_DryFGD","Existing",null,null,"00 Exist Coal Steam_DryFGD","Coal Steam","Coal",null,"00 Exist Coal Steam_DryFGD","Existing","---","---","---","---","---","---","---","None","Existing",null,null,null,"Unit Long Name","UnitLongName","RPE_UnitLongName",null,null,null,null,"NOX Emissions Summer Thousand Tons","RPE_NOXEmissionsSummerThousandTons",7]
[null,"MIS_IL",null,null,"00 Exist Oil/Gas Steam_SNCR","Fossil",null,"00 Exist Oil/Gas Steam_SNCR","Existing",null,null,"00 Exist Oil/Gas Steam_SNCR","O/G Steam","O/G Steam",null,"00 Exist Oil/Gas Steam_SNCR","---","---","---","Existing","---","---","---","---","Existing","None",null,null,null,"Prior Stage","PriorStage","RPE_PriorStage",null,null,null,null,"NOX Emissions Total Thousand Tons","RPE_NOXEmissionsTotalThousandTons",8]
[null,"MIS_INKY",null,null,"00 Exist FBC_Uncontrolled","Fossil",null,"00 Exist FBC_Uncontrolled","Existing",null,null,"00 Exist FBC_Uncontrolled","Coal Steam","Coal",null,"00 Exist FBC_Uncontrolled","---","---","---","---","---","---","---","---","None","None",null,null,null,"Base Unit","BaseUnit","RPE_BaseUnit",null,null,null,null,"SO2 Emissions Summer Thousand Tons","RPE_SO2EmissionsSummerThousandTons",9]
[null,"MIS_LMI",null,null,"00 Exist FBC_SNCR","Fossil",null,"00 Exist FBC_SNCR","Existing",null,null,"00 Exist FBC_SNCR","Coal Steam","Coal",null,"00 Exist FBC_SNCR","---","---","---","Existing","---","---","---","---","Existing","None",null,null,null,"Fuel Name","FuelName","RPE_FuelName",null,null,null,null,"SO2 Emissions Total Thousand Tons","RPE_SO2EmissionsTotalThousandTons",10]
[null,"MIS_MAPP",null,null,"00 Exist Oil/Gas Steam","Fossil",null,"00 Exist Oil/Gas Steam","Existing",null,null,"00 Exist Oil/Gas Steam","O/G Steam","O/G Steam",null,"00 Exist Oil/Gas Steam","---","---","---","---","---","---","---","---","None","None",null,null,null,"Fuel Type","FuelType","RPE_FuelType",null,null,null,null,"Dispatchable Capacity MW","RPE_DispatchableCapacityMW",11]
[null,"MIS_MIDA",null,null,"00 Exist Oil/Gas Steam_SCR","Fossil",null,"00 Exist Oil/Gas Steam_SCR","Existing",null,null,"00 Exist Oil/Gas Steam_SCR","O/G Steam","O/G Steam",null,"00 Exist Oil/Gas Steam_SCR","---","---","Existing","---","---","---","---","---","Existing","None",null,null,null,"Fuel Supply Region Group","FuelSupplyRegionGroup","RPE_FuelSupplyRegionGroup"]
[null,"MIS_MNWI",null,null,"00 Exist Coal Steam_WetFGD_SCR_ACI","Fossil",null,"00 Exist Coal Steam_WetFGD_SCR_ACI","Existing",null,null,"00 Exist Coal Steam_WetFGD_SCR_ACI","Coal Steam","Coal",null,"00 Exist Coal Steam_WetFGD_SCR_ACI","Existing","---","Existing","---","Existing","---","---","---","Existing","Existing",null,null,null,"ASH Content lbs/MMBtu","ASHContentlbsMMBtu","RPE_ASHContentlbsMMBtu"]
[null,"MIS_MO",null,null,"00 Exist Coal Steam_WetFGD_SNCR_ACI","Fossil",null,"00 Exist Coal Steam_WetFGD_SNCR_ACI","Existing",null,null,"00 Exist Coal Steam_WetFGD_SNCR_ACI","Coal Steam","Coal",null,"00 Exist Coal Steam_WetFGD_SNCR_ACI","Existing","---","---","Existing","Existing","---","---","---","Existing","Existing",null,null,null,"CO2 Content lbs/MMBtu","CO2ContentlbsMMBtu","RPE_CO2ContentlbsMMBtu"]
[null,"MIS_WUMS",null,null,"00 Exist Coal Steam_WetFGD_ACI","Fossil",null,"00 Exist Coal Steam_WetFGD_ACI","Existing",null,null,"00 Exist Coal Steam_WetFGD_ACI","Coal Steam","Coal",null,"00 Exist Coal Steam_WetFGD_ACI","Existing","---","---","---","Existing","---","---","---","None","Existing",null,null,null,"HCL Content lbs/MMBtu","HCLContentlbsMMBtu","RPE_HCLContentlbsMMBtu"]
[null,"NENG_CT",null,null,"00 Exist Coal Steam_DryFGD_SCR_ACI","Fossil",null,"00 Exist Coal Steam_DryFGD_SCR_ACI","Existing",null,null,"00 Exist Coal Steam_DryFGD_SCR_ACI","Coal Steam","Coal",null,"00 Exist Coal Steam_DryFGD_SCR_ACI","Existing","---","Existing","---","Existing","---","---","---","Existing","Existing",null,null,null,"MER Content lbs/MMBtu","MERContentlbsMMBtu","RPE_MERContentlbsMMBtu"]
[null,"NENG_ME",null,null,"00 Exist Coal Steam_DryFGD_SNCR_ACI","Fossil",null,"00 Exist Coal Steam_DryFGD_SNCR_ACI","Existing",null,null,"00 Exist Coal Steam_DryFGD_SNCR_ACI","Coal Steam","Coal",null,"00 Exist Coal Steam_DryFGD_SNCR_ACI","Existing","---","---","Existing","Existing","---","---","---","Existing","Existing",null,null,null,"SO2 Content lbs/MMBtu","SO2ContentlbsMMBtu","RPE_SO2ContentlbsMMBtu"]
[null,"NENGREST",null,null,"00 Exist Coal Steam_DryFGD_ACI","Fossil",null,"00 Exist Coal Steam_DryFGD_ACI","Existing",null,null,"00 Exist Coal Steam_DryFGD_ACI","Coal Steam","Coal",null,"00 Exist Coal Steam_DryFGD_ACI","Existing","---","---","---","Existing","---","---","---","None","Existing",null,null,null,"Fuel Consumption Winter TBtu","FuelConsumptionWinterTBtu","RPE_FuelConsumptionWinterTBtu"]
[null,"NY_Z_A&B",null,null,"00 Exist Coal Steam_SCR_ACI","Fossil",null,"00 Exist Coal Steam_SCR_ACI","Existing",null,null,"00 Exist Coal Steam_SCR_ACI","Coal Steam","Coal",null,"00 Exist Coal Steam_SCR_ACI","---","---","Existing","---","Existing","---","---","---","Existing","None",null,null,null,"Fuel Consumption Summer TBtu","FuelConsumptionSummerTBtu","RPE_FuelConsumptionSummerTBtu"]
[null,"NY_Z_C&E",null,null,"00 Exist Coal Steam_SNCR_ACI","Fossil",null,"00 Exist Coal Steam_SNCR_ACI","Existing",null,null,"00 Exist Coal Steam_SNCR_ACI","Coal Steam","Coal",null,"00 Exist Coal Steam_SNCR_ACI","---","---","---","Existing","Existing","---","---","---","Existing","None",null,null,null,"Fuel Consumption Total TBtu","FuelConsumptionTotalTBtu","RPE_FuelConsumptionTotalTBtu"]
[null,"NY_Z_D",null,null,"00 Exist Coal Steam_ACI","Fossil",null,"00 Exist Coal Steam_ACI","Existing",null,null,"00 Exist Coal Steam_ACI","Coal Steam","Coal",null,"00 Exist Coal Steam_ACI","---","---","---","---","Existing","---","---","---","None","None",null,null,null,"Generation Winter GWh","GenerationWinterGWh","RPE_GenerationWinterGWh"]
[null,"NY_Z_F",null,null,"00 Exist FBC_SNCR_ACI","Fossil",null,"00 Exist FBC_SNCR_ACI","Existing",null,null,"00 Exist FBC_SNCR_ACI","Coal Steam","Coal",null,"00 Exist FBC_SNCR_ACI","---","---","---","Existing","Existing","---","---","---","Existing","None",null,null,null,"Generation Summer GWh","GenerationSummerGWh","RPE_GenerationSummerGWh"]
[null,"NY_Z_G-I",null,null,"00 Exist IGCC","Fossil",null,"00 Exist IGCC","Existing",null,null,"00 Exist IGCC","IGCC","Coal",null,"00 Exist IGCC","---","---","---","---","---","---","---","---","None","None",null,null,null,"Generation Total GWh","GenerationTotalGWh","RPE_GenerationTotalGWh"]
[null,"NY_Z_J",null,null,"00 Exist Fuel Cell","Non-Fossil",null,"00 Exist Fuel Cell","Existing",null,null,"00 Exist Fuel Cell","Fuel Cell","Other",null,"00 Exist Fuel Cell","---","---","---","---","---","---","---","---","None","None",null,null,null,"ASH Emissions Winter Thousand Tons","ASHEmissionsWinterThousandTons","RPE_ASHEmissionsWinterThousandTons"]
[null,"NY_Z_K",null,null,"00 Exist Fossil_Other","Fossil",null,"00 Exist Fossil_Other","Existing",null,null,"00 Exist Fossil_Other","Fossil Other","Other",null,"00 Exist Fossil_Other","---","---","---","---","---","---","---","---","None","None",null,null,null,"ASH Emissions Summer Thousand Tons","ASHEmissionsSummerThousandTons","RPE_ASHEmissionsSummerThousandTons"]
[null,"PJM_AP",null,null,"00 Exist Geothermal","Non-Fossil",null,"00 Exist Geothermal","Existing",null,null,"00 Exist Geothermal","Geothermal","Renewable",null,"00 Exist Geothermal","---","---","---","---","---","---","---","---","None","None",null,null,null,"ASH Emissions Total Thousand Tons","ASHEmissionsTotalThousandTons","RPE_ASHEmissionsTotalThousandTons"]
[null,"PJM_ATSI",null,null,"00 Exist Hydro","Non-Fossil",null,"00 Exist Hydro","Existing",null,null,"00 Exist Hydro","Hydro","Renewable",null,"00 Exist Hydro","---","---","---","---","---","---","---","---","None","None",null,null,null,"CO2 Emissions Winter Thousand Tons","CO2EmissionsWinterThousandTons","RPE_CO2EmissionsWinterThousandTons"]
[null,"PJM_COMD",null,null,"00 Exist FBC_DryFGD_SNCR","Fossil",null,"00 Exist FBC_DryFGD_SNCR","Existing",null,null,"00 Exist FBC_DryFGD_SNCR","Coal Steam","Coal",null,"00 Exist FBC_DryFGD_SNCR","Existing","---","---","Existing","---","---","---","---","Existing","Existing",null,null,null,"CO2 Emissions Summer Thousand Tons","CO2EmissionsSummerThousandTons","RPE_CO2EmissionsSummerThousandTons"]
[null,"PJM_Dom",null,null,"00 Exist Landfill Gas","Non-Fossil",null,"00 Exist Landfill Gas","Existing",null,null,"00 Exist Landfill Gas","Landfill Gas","Other",null,"00 Exist Landfill Gas","---","---","---","---","---","---","---","---","None","None",null,null,null,"CO2 Emissions Total Thousand Tons","CO2EmissionsTotalThousandTons","RPE_CO2EmissionsTotalThousandTons"]
[null,"PJM_EMAC",null,null,"00 Exist Coal Steam_SNCR","Fossil",null,"00 Exist Coal Steam_SNCR","Existing",null,null,"00 Exist Coal Steam_SNCR","Coal Steam","Coal",null,"00 Exist Coal Steam_SNCR","---","---","---","Existing","---","---","---","---","Existing","None",null,null,null,"HCL Emissions Winter Thousand Tons","HCLEmissionsWinterThousandTons","RPE_HCLEmissionsWinterThousandTons"]
[null,"PJM_PENE",null,null,"00 Exist Pump Storage","Non-Fossil",null,"00 Exist Pump Storage","Existing",null,null,"00 Exist Pump Storage","Pumped Storage","Storage",null,"00 Exist Pump Storage","---","---","---","---","---","---","---","---","None","None",null,null,null,"HCL Emissions Summer Thousand Tons","HCLEmissionsSummerThousandTons","RPE_HCLEmissionsSummerThousandTons"]
[null,"PJM_SMAC",null,null,"00 Exist Solar PV","Non-Fossil",null,"00 Exist Solar PV","Existing",null,null,"00 Exist Solar PV","Solar PV","Renewable",null,"00 Exist Solar PV","---","---","---","---","---","---","---","---","None","None",null,null,null,"HCL Emissions Total Thousand Tons","HCLEmissionsTotalThousandTons","RPE_HCLEmissionsTotalThousandTons"]
[null,"PJM_West",null,null,"00 Exist Solar Thermal","Non-Fossil",null,"00 Exist Solar Thermal","Existing",null,null,"00 Exist Solar Thermal","Solar Thermal","Renewable",null,"00 Exist Solar Thermal","---","---","---","---","---","---","---","---","None","None",null,null,null,"MER Emissions Winter lbs","MEREmissionsWinterlbs","RPE_MEREmissionsWinterlbs"]
[null,"PJM_WMAC",null,null,"00 Exist Wind","Non-Fossil",null,"00 Exist Wind","Existing",null,null,"00 Exist Wind","Wind","Renewable",null,"00 Exist Wind","---","---","---","---","---","---","---","---","None","None",null,null,null,"MER Emissions Summer lbs","MEREmissionsSummerlbs","RPE_MEREmissionsSummerlbs"]
[null,"S_C_KY",null,null,"00 International Imports","Non-Fossil",null,"00 International Imports","Existing",null,null,"00 International Imports","International Imports","Other",null,"00 International Imports","---","---","---","---","---","---","---","---","None","None",null,null,null,"MER Emissions Total lbs","MEREmissionsTotallbs","RPE_MEREmissionsTotallbs"]
[null,"S_C_TVA",null,null,"00 Exist FBC_DryFGD_SNCR_ACI","Fossil",null,"00 Exist FBC_DryFGD_SNCR_ACI","Existing",null,null,"00 Exist FBC_DryFGD_SNCR_ACI","Coal Steam","Coal",null,"00 Exist FBC_DryFGD_SNCR_ACI","Existing","---","---","Existing","Existing","---","---","---","Existing","Existing",null,null,null,"NOX Emissions Winter Thousand Tons","NOXEmissionsWinterThousandTons","RPE_NOXEmissionsWinterThousandTons"]
[null,"S_D_AMSO",null,null,"00 Exist Coal Steam_ACI_DSI","Fossil",null,"00 Exist Coal Steam_ACI_DSI","Existing",null,null,"00 Exist Coal Steam_ACI_DSI","Coal Steam","Coal",null,"00 Exist Coal Steam_ACI_DSI","---","Existing","---","---","Existing","---","---","---","None","Existing",null,null,null,"NOX Emissions Summer Thousand Tons","NOXEmissionsSummerThousandTons","RPE_NOXEmissionsSummerThousandTons"]
[null,"S_D_N_AR",null,null,"00 Exist Non Fossil_Other","Non-Fossil",null,"00 Exist Non Fossil_Other","Existing",null,null,"00 Exist Non Fossil_Other","Non-Fossil Other","Other",null,"00 Exist Non Fossil_Other","---","---","---","---","---","---","---","---","None","None",null,null,null,"NOX Emissions Total Thousand Tons","NOXEmissionsTotalThousandTons","RPE_NOXEmissionsTotalThousandTons"]
[null,"S_D_REST",null,null,"00 Exist Nuclear","Non-Fossil",null,"00 Exist Nuclear","Existing",null,null,"00 Exist Nuclear","Nuclear","Nuclear",null,"00 Exist Nuclear","---","---","---","---","---","---","---","---","None","None",null,null,null,"SO2 Emissions Winter Thousand Tons","SO2EmissionsWinterThousandTons","RPE_SO2EmissionsWinterThousandTons"]
[null,"S_D_WOTA",null,null,"00 Exist Coal Steam_WetFGD","Fossil",null,"00 Exist Coal Steam_WetFGD","Existing",null,null,"00 Exist Coal Steam_WetFGD","Coal Steam","Coal",null,"00 Exist Coal Steam_WetFGD","Existing","---","---","---","---","---","---","---","None","Existing",null,null,null,"SO2 Emissions Summer Thousand Tons","SO2EmissionsSummerThousandTons","RPE_SO2EmissionsSummerThousandTons"]
[null,"S_SOU",null,null,"00 Exist Coal Steam_WetFGD_SCR_DSI","Fossil",null,"00 Exist Coal Steam_WetFGD_SCR_DSI","Existing",null,null,"00 Exist Coal Steam_WetFGD_SCR_DSI","Coal Steam","Coal",null,"00 Exist Coal Steam_WetFGD_SCR_DSI","Existing","Existing","Existing","---","---","---","---","---","Existing","Existing",null,null,null,"SO2 Emissions Total Thousand Tons","SO2EmissionsTotalThousandTons","RPE_SO2EmissionsTotalThousandTons"]
[null,"S_VACA",null,null,"00 Exist Coal Steam_WetFGD_SCR_ACI_DSI","Fossil",null,"00 Exist Coal Steam_WetFGD_SCR_ACI_DSI","Existing",null,null,"00 Exist Coal Steam_WetFGD_SCR_ACI_DSI","Coal Steam","Coal",null,"00 Exist Coal Steam_WetFGD_SCR_ACI_DSI","Existing","Existing","Existing","---","Existing","---","---","---","Existing","Existing",null,null,null,"Mode Summer","ModeSummer","RPE_ModeSummer"]
[null,"SPP_KIAM",null,null,"00 Exist Coal Steam_WetFGD_ACI_DSI","Fossil",null,"00 Exist Coal Steam_WetFGD_ACI_DSI","Existing",null,null,"00 Exist Coal Steam_WetFGD_ACI_DSI","Coal Steam","Coal",null,"00 Exist Coal Steam_WetFGD_ACI_DSI","Existing","Existing","---","---","Existing","---","---","---","None","Existing",null,null,null,"Average Capacity MW","AverageCapacityMW","RPE_AverageCapacityMW"]
[null,"SPP_N",null,null,"00 Exist Coal Steam_DryFGD_SCR_ACI_DSI","Fossil",null,"00 Exist Coal Steam_DryFGD_SCR_ACI_DSI","Existing",null,null,"00 Exist Coal Steam_DryFGD_SCR_ACI_DSI","Coal Steam","Coal",null,"00 Exist Coal Steam_DryFGD_SCR_ACI_DSI","Existing","Existing","Existing","---","Existing","---","---","---","Existing","Existing",null,null,null,"Dispatchable Capacity MW","DispatchableCapacityMW","RPE_DispatchableCapacityMW"]
[null,"SPP_NEBR",null,null,"00 Exist Coal Steam_WetFGD_SNCR_ACI_DSI","Fossil",null,"00 Exist Coal Steam_WetFGD_SNCR_ACI_DSI","Existing",null,null,"00 Exist Coal Steam_WetFGD_SNCR_ACI_DSI","Coal Steam","Coal",null,"00 Exist Coal Steam_WetFGD_SNCR_ACI_DSI","Existing","Existing","---","Existing","Existing","---","---","---","Existing","Existing",null,null,null,"Capacity Reporting Type","CapacityReportingType","RPE_CapacityReportingType"]
[null,"SPP_SE",null,null,"00 Exist Coal Steam_WetFGD_SCR","Fossil",null,"00 Exist Coal Steam_WetFGD_SCR","Existing",null,null,"00 Exist Coal Steam_WetFGD_SCR","Coal Steam","Coal",null,"00 Exist Coal Steam_WetFGD_SCR","Existing","---","Existing","---","---","---","---","---","Existing","Existing",null,null,null,"FOM $/kW-year","FOMkWyear","RPE_FOMkWyear"]
[null,"SPP_SPS",null,null,"00 Exist Coal Steam_WetFGD_SNCR","Fossil",null,"00 Exist Coal Steam_WetFGD_SNCR","Existing",null,null,"00 Exist Coal Steam_WetFGD_SNCR","Coal Steam","Coal",null,"00 Exist Coal Steam_WetFGD_SNCR","Existing","---","---","Existing","---","---","---","---","Existing","Existing",null,null,null,"VOM $/MWh","VOMMWh","RPE_VOMMWh"]
[null,"SPP_WEST",null,null,"00 Ret.ACI","Fossil",null,"00 Ret.ACI","Existing",null,null,"00 Ret.ACI","Coal Steam","Coal",null,"00 Ret.ACI","---","---","---","---","New","---","---","---","None","None",null,null,null,"Fuel $/MMBtu","FuelMMBtu","RPE_FuelMMBtu"]
[null,"WEC_CALN",null,null,"00 Ret.ACI & SCR & DSI","Fossil",null,"00 Ret.ACI & SCR & DSI","Existing",null,null,"00 Ret.ACI & SCR & DSI","Coal Steam","Coal",null,"00 Ret.ACI & SCR & DSI","---","New","New","---","New","---","---","---","New","New",null,null,null,"Capital Cost $/kw-year","CapitalCostkwyear","RPE_CapitalCostkwyear"]
[null,"WEC_LADW",null,null,"00 Ret.ACI & DSI","Fossil",null,"00 Ret.ACI & DSI","Existing",null,null,"00 Ret.ACI & DSI","Coal Steam","Coal",null,"00 Ret.ACI & DSI","---","New","---","---","New","---","---","---","None","New",null,null,null,"Transportation and Storage Costs $/MWh","TransportationandStorageCostsMWh","RPE_TransportationandStorageCostsMWh"]
[null,"WEC_SDGE",null,null,"00 Ret.ACI & DryFGD","Fossil",null,"00 Ret.ACI & DryFGD","Existing",null,null,"00 Ret.ACI & DryFGD","Coal Steam","Coal",null,"00 Ret.ACI & DryFGD","New","---","---","---","New","---","---","---","None","New",null,null,null,"Fossil or Non-Fossil","FossilorNonFossil","RPE_FossilorNonFossil"]
[null,"WECC_AZ",null,null,"00 Ret.C2G","Fossil",null,"00 Ret.C2G","Existing",null,null,"00 Ret.C2G","O/G Steam","O/G Steam",null,"00 Ret.C2G","---","---","---","---","---","New","---","---","None","None",null,null,null,"Fossil >25 MW","Fossil25MW","RPE_Fossil25MW"]
[null,"WECC_CO",null,null,"00 Ret.SCR & DryFGD & ACI","Fossil",null,"00 Ret.SCR & DryFGD & ACI","Existing",null,null,"00 Ret.SCR & DryFGD & ACI","Coal Steam","Coal",null,"00 Ret.SCR & DryFGD & ACI","New","---","New","---","New","---","---","---","New","New",null,null,null,"Existing or New Unit","ExistingorNewUnit","RPE_ExistingorNewUnit"]
[null,"WECC_ID",null,null,"00 Ret.ACI & WetFGD","Fossil",null,"00 Ret.ACI & WetFGD","Existing",null,null,"00 Ret.ACI & WetFGD","Coal Steam","Coal",null,"00 Ret.ACI & WetFGD","New","---","---","---","New","---","---","---","None","New",null,null,null,"Plant Type","PlantType","RPE_PlantType"]
[null,"WECC_IID",null,null,"00 Ret.ExistSCR_DryFGD & ACI","Fossil",null,"00 Ret.ExistSCR_DryFGD & ACI","Existing",null,null,"00 Ret.ExistSCR_DryFGD & ACI","Coal Steam","Coal",null,"00 Ret.ExistSCR_DryFGD & ACI","Existing","---","Existing","---","New","---","---","---","Existing","Existing",null,null,null,"Plant Category","PlantCategory","RPE_PlantCategory"]
[null,"WECC_MT",null,null,"00 Ret.ExistSNCR_DryFGD & ACI","Fossil",null,"00 Ret.ExistSNCR_DryFGD & ACI","Existing",null,null,"00 Ret.ExistSNCR_DryFGD & ACI","Coal Steam","Coal",null,"00 Ret.ExistSNCR_DryFGD & ACI","Existing","---","---","Existing","New","---","---","---","Existing","Existing",null,null,null,"FGD","FGD","RPE_FGD"]
[null,"WECC_NM",null,null,"00 Ret.ExistDryFGD & ACI","Fossil",null,"00 Ret.ExistDryFGD & ACI","Existing",null,null,"00 Ret.ExistDryFGD & ACI","Coal Steam","Coal",null,"00 Ret.ExistDryFGD & ACI","Existing","---","---","---","New","---","---","---","None","Existing",null,null,null,"DSI","DSI","RPE_DSI"]
[null,"WECC_NNV",null,null,"00 Ret.ExistDryFGD & ACI & SCR","Fossil",null,"00 Ret.ExistDryFGD & ACI & SCR","Existing",null,null,"00 Ret.ExistDryFGD & ACI & SCR","Coal Steam","Coal",null,"00 Ret.ExistDryFGD & ACI & SCR","Existing","---","New","---","New","---","---","---","New","Existing",null,null,null,"SCR","SCR","RPE_SCR"]
[null,"WECC_PNW",null,null,"00 Ret.FB & ACI","Fossil",null,"00 Ret.FB & ACI","Existing",null,null,"00 Ret.FB & ACI","Coal Steam","Coal",null,"00 Ret.FB & ACI","---","---","---","---","New","---","---","---","None","None",null,null,null,"SNCR","SNCR","RPE_SNCR"]
[null,"WECC_SCE",null,null,"00 Ret.FB SNCR & DryFGD & ACI","Fossil",null,"00 Ret.FB SNCR & DryFGD & ACI","Existing",null,null,"00 Ret.FB SNCR & DryFGD & ACI","Coal Steam","Coal",null,"00 Ret.FB SNCR & DryFGD & ACI","New","---","---","Existing","New","---","---","---","Existing","New",null,null,null,"ACI","ACI","RPE_ACI"]
[null,"WECC_SF",null,null,"00 Ret.FB-ExistSNCR & ACI","Fossil",null,"00 Ret.FB-ExistSNCR & ACI","Existing",null,null,"00 Ret.FB-ExistSNCR & ACI","Coal Steam","Coal",null,"00 Ret.FB-ExistSNCR & ACI","---","---","---","Existing","New","---","---","---","Existing","None",null,null,null,"C2G","C2G","RPE_C2G"]
[null,"WECC_SNV",null,null,"00 Ret.ExistWetFGD_ACI & SCR","Fossil",null,"00 Ret.ExistWetFGD_ACI & SCR","Existing",null,null,"00 Ret.ExistWetFGD_ACI & SCR","Coal Steam","Coal",null,"00 Ret.ExistWetFGD_ACI & SCR","Existing","---","New","---","Existing","---","---","---","New","Existing",null,null,null,"Any NOx Post Combustion","AnyNOxPostCombustion","RPE_AnyNOxPostCombustion"]
[null,"WECC_UT",null,null,"00 Ret.ExistDryFGD_ACI & SCR","Fossil",null,"00 Ret.ExistDryFGD_ACI & SCR","Existing",null,null,"00 Ret.ExistDryFGD_ACI & SCR","Coal Steam","Coal",null,"00 Ret.ExistDryFGD_ACI & SCR","Existing","---","New","---","Existing","---","---","---","New","Existing",null,null,null,"Any SO2 Post Combustion","AnySO2PostCombustion","RPE_AnySO2PostCombustion"]
[null,"WECC_WY",null,null,"00 Ret.ExistSCR_ACI & DryFGD","Fossil",null,"00 Ret.ExistSCR_ACI & DryFGD","Existing",null,null,"00 Ret.ExistSCR_ACI & DryFGD","Coal Steam","Coal",null,"00 Ret.ExistSCR_ACI & DryFGD","New","---","Existing","---","Existing","---","---","---","Existing","New",null,null,null,"Both Nox and SO2 Controls","BothNoxandSO2Controls","RPE_BothNoxandSO2Controls"]
[null,null,null,null,"00 Ret.ExistACI & DSI","Fossil",null,"00 Ret.ExistACI & DSI","Existing",null,null,"00 Ret.ExistACI & DSI","Coal Steam","Coal",null,"00 Ret.ExistACI & DSI","---","New","---","---","Existing","---","---","---","None","New"]
[null,null,null,null,"00 Ret.ExistACI & WetFGD","Fossil",null,"00 Ret.ExistACI & WetFGD",{"$f":"IFERROR(IF(SEARCH(\"new\",H70)>0,\"New\",\"ERROR\"),\"Existing\")","v":"Existing"},null,null,"00 Ret.ExistACI & WetFGD","Coal Steam","Coal",null,"00 Ret.ExistACI & WetFGD","New","---","---","---","Existing","---","---","---",{"$f":"IF(OR(S70<>\"---\",T70<>\"---\"),IF(OR(S70=\"New\",T70=\"New\"),\"New\",\"Existing\"),\"None\")","v":"None"},{"$f":"IF(OR(Q70<>\"---\",R70<>\"---\"),IF(OR(Q70=\"New\",R70=\"New\"),\"New\",\"Existing\"),\"None\")","v":"New"}]
[null,null,null,null,"00 Ret.ExistACI & DryFGD","Fossil",null,"00 Ret.ExistACI & DryFGD","Existing",null,null,"00 Ret.ExistACI & DryFGD","Coal Steam","Coal",null,"00 Ret.ExistACI & DryFGD","New","---","---","---","Existing","---","---","---","None","New"]
[null,null,null,null,"00 Ret.FB-Exist ACI & SNCR","Fossil",null,"00 Ret.FB-Exist ACI & SNCR","Existing",null,null,"00 Ret.FB-Exist ACI & SNCR","Coal Steam","Coal",null,"00 Ret.FB-Exist ACI & SNCR","---","---","---","New","Existing","---","---","---","New","None"]
[null,null,null,null,"00 Ret.ExistSCR & ACI","Fossil",null,"00 Ret.ExistSCR & ACI","Existing",null,null,"00 Ret.ExistSCR & ACI","Coal Steam","Coal",null,"00 Ret.ExistSCR & ACI","---","---","Existing","---","New","---","---","---","Existing","None"]
[null,null,null,null,"00 Ret.ExistSCR & ACI & DryFGD","Fossil",null,"00 Ret.ExistSCR & ACI & DryFGD","Existing",null,null,"00 Ret.ExistSCR & ACI & DryFGD","Coal Steam","Coal",null,"00 Ret.ExistSCR & ACI & DryFGD","New","---","Existing","---","New","---","---","---","Existing","New"]
[null,null,null,null,"00 Ret.ExistSCR & ACI & WetFGD","Fossil",null,"00 Ret.ExistSCR & ACI & WetFGD","Existing",null,null,"00 Ret.ExistSCR & ACI & WetFGD","Coal Steam","Coal",null,"00 Ret.ExistSCR & ACI & WetFGD","New","---","Existing","---","New","---","---","---","Existing","New"]
[null,null,null,null,"00 Ret.ExistSNCR & ACI","Fossil",null,"00 Ret.ExistSNCR & ACI","Existing",null,null,"00 Ret.ExistSNCR & ACI","Coal Steam","Coal",null,"00 Ret.ExistSNCR & ACI","---","---","---","Existing","New","---","---","---","Existing","None"]
[null,null,null,null,"00 Ret.ExistSNCR & WetFGD","Fossil",null,"00 Ret.ExistSNCR & WetFGD","Existing",null,null,"00 Ret.ExistSNCR & WetFGD","Coal Steam","Coal",null,"00 Ret.ExistSNCR & WetFGD","New","---","---","Existing","---","---","---","---","Existing","New"]
[null,null,null,null,"00 Ret.SCR & WetFGD","Fossil",null,"00 Ret.SCR & WetFGD","Existing",null,null,"00 Ret.SCR & WetFGD","Coal Steam","Coal",null,"00 Ret.SCR & WetFGD","New","---","New","---","---","---","---","---","New","New"]
[null,null,null,null,"00 Ret.ExistSNCR & ACI & WetFGD","Fossil",null,"00 Ret.ExistSNCR & ACI & WetFGD","Existing",null,null,"00 Ret.ExistSNCR & ACI & WetFGD","Coal Steam","Coal",null,"00 Ret.ExistSNCR & ACI & WetFGD","New","---","---","Existing","New","---","---","---","Existing","New"]
[null,null,null,null,"00 Ret.ExistACI_DSI & WetFGD","Fossil",null,"00 Ret.ExistACI_DSI & WetFGD","Existing",null,null,"00 Ret.ExistACI_DSI & WetFGD","Coal Steam","Coal",null,"00 Ret.ExistACI_DSI & WetFGD","New","Existing","---","---","Existing","---","---","---","None","New"]
[null,null,null,null,"00 Ret.ExistACI_DSI & SCR","Fossil",null,"00 Ret.ExistACI_DSI & SCR","Existing",null,null,"00 Ret.ExistACI_DSI & SCR","Coal Steam","Coal",null,"00 Ret.ExistACI_DSI & SCR","---","Existing","New","---","Existing","---","---","---","New","Existing"]
[null,null,null,null,"00 Ret.ExistWetFGD & ACI","Fossil",null,"00 Ret.ExistWetFGD & ACI","Existing",null,null,"00 Ret.ExistWetFGD & ACI","Coal Steam","Coal",null,"00 Ret.ExistWetFGD & ACI","Existing","---","---","---","New","---","---","---","None","Existing"]
[null,null,null,null,"00 Ret.ExistWetFGD & ACI & SCR","Fossil",null,"00 Ret.ExistWetFGD & ACI & SCR","Existing",null,null,"00 Ret.ExistWetFGD & ACI & SCR","Coal Steam","Coal",null,"00 Ret.ExistWetFGD & ACI & SCR","Existing","---","New","---","New","---","---","---","New","Existing"]
[null,null,null,null,"00 Ret.ExistWetFGD & SCR","Fossil",null,"00 Ret.ExistWetFGD & SCR","Existing",null,null,"00 Ret.ExistWetFGD & SCR","Coal Steam","Coal",null,"00 Ret.ExistWetFGD & SCR","Existing","---","New","---","---","---","---","---","New","Existing"]
[null,null,null,null,"00 Ret.ExistSCR_WetFGD & ACI","Fossil",null,"00 Ret.ExistSCR_WetFGD & ACI","Existing",null,null,"00 Ret.ExistSCR_WetFGD & ACI","Coal Steam","Coal",null,"00 Ret.ExistSCR_WetFGD & ACI","Existing","---","Existing","---","New","---","---","---","Existing","Existing"]
[null,null,null,null,"00 Ret.ExistSNCR_WetFGD & ACI","Fossil",null,"00 Ret.ExistSNCR_WetFGD & ACI","Existing",null,null,"00 Ret.ExistSNCR_WetFGD & ACI","Coal Steam","Coal",null,"00 Ret.ExistSNCR_WetFGD & ACI","Existing","---","---","Existing","New","---","---","---","Existing","Existing"]
[null,null,null,null,"00 Ret.ACI & DSI & DryFGD","Fossil",null,"00 Ret.ACI & DSI & DryFGD","Existing",null,null,"00 Ret.ACI & DSI & DryFGD","Coal Steam","Coal",null,"00 Ret.ACI & DSI & DryFGD","New","New","---","---","New","---","---","---","None","New"]
[null,null,null,null,"00 Ret.SCR & DryFGD","Fossil",null,"00 Ret.SCR & DryFGD","Existing",null,null,"00 Ret.SCR & DryFGD","Coal Steam","Coal",null,"00 Ret.SCR & DryFGD","New","---","New","---","---","---","---","---","New","New"]
[null,null,null,null,"00 Ret.SCR & DSI & DryFGD","Fossil",null,"00 Ret.SCR & DSI & DryFGD","Existing",null,null,"00 Ret.SCR & DSI & DryFGD","Coal Steam","Coal",null,"00 Ret.SCR & DSI & DryFGD","New","New","New","---","---","---","---","---","New","New"]
[null,null,null,null,"00 Ret.DSI & DryFGD","Fossil",null,"00 Ret.DSI & DryFGD","Existing",null,null,"00 Ret.DSI & DryFGD","Coal Steam","Coal",null,"00 Ret.DSI & DryFGD","New","New","---","---","---","---","---","---","None","New"]
[null,null,null,null,"00 Ret.C2G & SCR","Fossil",null,"00 Ret.C2G & SCR","Existing",null,null,"00 Ret.C2G & SCR","O/G Steam","O/G Steam",null,"00 Ret.C2G & SCR","---","---","New","---","---","New","---","---","New","None"]
[null,null,null,null,"00 Ret.ExistSNCR & ACI & DSI","Fossil",null,"00 Ret.ExistSNCR & ACI & DSI","Existing",null,null,"00 Ret.ExistSNCR & ACI & DSI","Coal Steam","Coal",null,"00 Ret.ExistSNCR & ACI & DSI","---","New","---","Existing","New","---","---","---","Existing","New"]
[null,null,null,null,"00 New Onshore Wind","Non-Fossil",null,"00 New Onshore Wind","New",null,null,"00 New Onshore Wind","Wind","Renewable",null,"00 New Onshore Wind","---","---","---","---","---","---","---","---","None","None"]
[null,null,null,null,"00 New Solar PV","Non-Fossil",null,"00 New Solar PV","New",null,null,"00 New Solar PV","Solar PV","Renewable",null,"00 New Solar PV","---","---","---","---","---","---","---","---","None","None"]
[null,null,null,null,"00 New Combined Cycle","Fossil",null,"00 New Combined Cycle","New",null,null,"00 New Combined Cycle","Combined Cycle","Combined Cycle",null,"00 New Combined Cycle","---","---","---","---","---","---","---","---","None","None"]
[null,null,null,null,"00 New Combustion Turbine","Fossil",null,"00 New Combustion Turbine","New",null,null,"00 New Combustion Turbine","Combustion Turbine","Combustion Turbine",null,"00 New Combustion Turbine","---","---","---","---","---","---","---","---","None","None"]
[null,null,null,null,"00 New Landfill Gas","Non-Fossil",null,"00 New Landfill Gas","New",null,null,"00 New Landfill Gas","Landfill Gas","Other",null,"00 New Landfill Gas","---","---","---","---","---","---","---","---","None","None"]
[null,null,null,null,"00 New Fuel Cell","Non-Fossil",null,"00 New Fuel Cell","New",null,null,"00 New Fuel Cell","Fuel Cell","Other",null,"00 New Fuel Cell","---","---","---","---","---","---","---","---","None","None"]
[null,null,null,null,"00 New Biomass","Non-Fossil",null,"00 New Biomass","New",null,null,"00 New Biomass","Biomass","Renewable",null,"00 New Biomass","---","---","---","---","---","---","---","---","None","None"]
[null,null,null,null,"00 New Offshore Wind","Non-Fossil",null,"00 New Offshore Wind","New",null,null,"00 New Offshore Wind","Offshore Wind","Renewable",null,"00 New Offshore Wind","---","---","---","---","---","---","---","---","None","None"]
[null,null,null,null,"00 New Geothermal","Non-Fossil",null,"00 New Geothermal","New",null,null,"00 New Geothermal","Geothermal","Renewable",null,"00 New Geothermal","---","---","---","---","---","---","---","---","None","None"]
[null,null,null,null,"00 New Solar Thermal","Non-Fossil",null,"00 New Solar Thermal","New",null,null,"00 New Solar Thermal","Solar Thermal","Renewable",null,"00 New Solar Thermal","---","---","---","---","---","---","---","---","None","None"]
[null,null,null,null,"00 New Hydro","Non-Fossil",null,"00 New Hydro","New",null,null,"00 New Hydro","Hydro","Renewable",null,"00 New Hydro","---","---","---","---","---","---","---","---","None","None"]
[null,null,null,null,"00 Exist FBC_WetFGD_SNCR_ACI","Fossil",null,"00 Exist FBC_WetFGD_SNCR_ACI","Existing",null,null,"00 Exist FBC_WetFGD_SNCR_ACI","Coal Steam","Coal",null,"00 Exist FBC_WetFGD_SNCR_ACI","Existing","---","---","Existing","Existing","---","---","---","Existing","Existing"]
[null,null,null,null,"00 Ret.FB-ExistDryFGD_SNCR & ACI","Fossil",null,"00 Ret.FB-ExistDryFGD_SNCR & ACI","Existing",null,null,"00 Ret.FB-ExistDryFGD_SNCR & ACI","Coal Steam","Coal",null,"00 Ret.FB-ExistDryFGD_SNCR & ACI","Existing","---","---","Existing","New","---","---","---","Existing","Existing"]
[null,null,null,null,"00 Ret.ExistACI_DSI & SCR & WetFGD","Fossil",null,"00 Ret.ExistACI_DSI & SCR & WetFGD","Existing",null,null,"00 Ret.ExistACI_DSI & SCR & WetFGD","Coal Steam","Coal",null,"00 Ret.ExistACI_DSI & SCR & WetFGD","New","Existing","New","---","Existing","---","---","---","New","New"]
[null,null,null,null,"00 Exist FBC_DryFGD","Fossil",null,"00 Exist FBC_DryFGD","Existing",null,null,"00 Exist FBC_DryFGD","Coal Steam","Coal",null,"00 Exist FBC_DryFGD","Existing","---","---","---","---","---","---","---","None","Existing"]
[null,null,null,null,"00 Exist FBC_ACI","Fossil",null,"00 Exist FBC_ACI","Existing",null,null,"00 Exist FBC_ACI","Coal Steam","Coal",null,"00 Exist FBC_ACI","---","---","---","---","Existing","---","---","---","None","None"]
[null,null,null,null,"00 Ret.DSI","Fossil",null,"00 Ret.DSI","Existing",null,null,"00 Ret.DSI","Coal Steam","Coal",null,"00 Ret.DSI","---","New","---","---","---","---","---","---","None","New"]
[null,null,null,null,"00 Ret.Oil/Gas Steam SCR","Fossil",null,"00 Ret.Oil/Gas Steam SCR","Existing",null,null,"00 Ret.Oil/Gas Steam SCR","O/G Steam","O/G Steam",null,"00 Ret.Oil/Gas Steam SCR","---","---","New","---","---","---","---","---","New","None"]
[null,null,null,null,"00 Ret.ExistSCR_ACI & DSI","Fossil",null,"00 Ret.ExistSCR_ACI & DSI","Existing",null,null,"00 Ret.ExistSCR_ACI & DSI","Coal Steam","Coal",null,"00 Ret.ExistSCR_ACI & DSI","---","New","Existing","---","Existing","---","---","---","Existing","New"]
[null,null,null,null,"00 Ret.ExistSNCR_ACI & DSI","Fossil",null,"00 Ret.ExistSNCR_ACI & DSI","Existing",null,null,"00 Ret.ExistSNCR_ACI & DSI","Coal Steam","Coal",null,"00 Ret.ExistSNCR_ACI & DSI","---","New","---","Existing","Existing","---","---","---","Existing","New"]
[null,null,null,null,"00 Ret.ExistSNCR_ACI & DryFGD","Fossil",null,"00 Ret.ExistSNCR_ACI & DryFGD","Existing",null,null,"00 Ret.ExistSNCR_ACI & DryFGD","Coal Steam","Coal",null,"00 Ret.ExistSNCR_ACI & DryFGD","New","---","---","Existing","Existing","---","---","---","Existing","New"]
[null,null,null,null,"00 Ret.ExistSCR & ACI & DSI","Fossil",null,"00 Ret.ExistSCR & ACI & DSI","Existing",null,null,"00 Ret.ExistSCR & ACI & DSI","Coal Steam","Coal",null,"00 Ret.ExistSCR & ACI & DSI","---","New","Existing","---","New","---","---","---","Existing","New"]
[null,null,null,null,"00 Ret.ExistSCR & WetFGD","Fossil",null,"00 Ret.ExistSCR & WetFGD","Existing",null,null,"00 Ret.ExistSCR & WetFGD","Coal Steam","Coal",null,"00 Ret.ExistSCR & WetFGD","New","---","Existing","---","---","---","---","---","Existing","New"]
[null,null,null,null,"00 Ret.SCR","Fossil",null,"00 Ret.SCR","Existing",null,null,"00 Ret.SCR","Coal Steam","Coal",null,"00 Ret.SCR","---","---","New","---","---","---","---","---","New","None"]
[null,null,null,null,"00 Ret.ExistDSI & ACI","Fossil",null,"00 Ret.ExistDSI & ACI","Existing",null,null,"00 Ret.ExistDSI & ACI","Coal Steam","Coal",null,"00 Ret.ExistDSI & ACI","---","Existing","---","---","New","---","---","---","None","Existing"]
[null,null,null,null,"00 Ret.ExistACI_DSI & DryFGD","Fossil",null,"00 Ret.ExistACI_DSI & DryFGD","Existing",null,null,"00 Ret.ExistACI_DSI & DryFGD","Coal Steam","Coal",null,"00 Ret.ExistACI_DSI & DryFGD","New","---","---","---","Existing","---","---","---","None","New"]
[null,null,null,null,"00 Ret.DryFGD","Fossil",null,"00 Ret.DryFGD","Existing",null,null,"00 Ret.DryFGD","Coal Steam","Coal",null,"00 Ret.DryFGD","New","---","---","---","---","---","---","---","None","New"]
[null,null,null,null,"00 Ret.WetFGD","Fossil",null,"00 Ret.WetFGD","Existing",null,null,"00 Ret.WetFGD","Coal Steam","Coal",null,"00 Ret.WetFGD","New","---","---","---","---","---","---","---","None","New"]
[null,null,null,null,"00 Ret.ExistDryFGD & SCR","Fossil",null,"00 Ret.ExistDryFGD & SCR","Existing",null,null,"00 Ret.ExistDryFGD & SCR","Coal Steam","Coal",null,"00 Ret.ExistDryFGD & SCR","Existing","---","New","---","---","---","---","---","New","Existing"]
[null,null,null,null,"00 Ret.ExistSNCR_ACI & WetFGD","Fossil",null,"00 Ret.ExistSNCR_ACI & WetFGD","Existing",null,null,"00 Ret.ExistSNCR_ACI & WetFGD","Coal Steam","Coal",null,"00 Ret.ExistSNCR_ACI & WetFGD","New","---","---","Existing","Existing","---","---","---","Existing","New"]
[null,null,null,null,"00 Ret.FB-SNCR","Fossil",null,"00 Ret.FB-SNCR","Existing",null,null,"00 Ret.FB-SNCR","Coal Steam","Coal",null,"00 Ret.FB-SNCR","---","---","---","New","---","---","---","---","New","None"]
[null,null,null,null,"00 Ret.FB-ACI & SNCR","Fossil",null,"00 Ret.FB-ACI & SNCR","Existing",null,null,"00 Ret.FB-ACI & SNCR","Coal Steam","Coal",null,"00 Ret.FB-ACI & SNCR","---","---","---","New","New","---","---","---","New","None"]
[null,null,null,null,"00 New Combined Cycle with Carbon Capture","Fossil",null,"00 New Combined Cycle with Carbon Capture","New",null,null,"00 New Combined Cycle with Carbon Capture","NGCC w/CCS","NGCC w/CCS",null,"00 New Combined Cycle with Carbon Capture","---","---","---","---","---","---","---","---",{"$f":"IF(OR(S125<>\"---\",T125<>\"---\"),IF(OR(S125=\"New\",T125=\"New\"),\"New\",\"Existing\"),\"None\")","v":"None"},{"$f":"IF(OR(Q125<>\"---\",R125<>\"---\"),IF(OR(Q125=\"New\",R125=\"New\"),\"New\",\"Existing\"),\"None\")","v":"None"}]
[null,null,null,null,"00 New Nuclear","Non-Fossil",null,"00 New Nuclear","New",null,null,"00 New Nuclear","Nuclear","Nuclear",null,"00 New Nuclear","---","---","---","---","---","---","---","---","None","None"]
[null,null,null,null,"00 New Ultrasupercritical Coal with 30% CCS","Fossil",null,"00 New Ultrasupercritical Coal with 30% CCS","New",null,null,"00 New Ultrasupercritical Coal with 30% CCS","Coal 30% CCS","Coal w/CCS",null,"00 New Ultrasupercritical Coal with 30% CCS","---","---","---","---","---","---","---","New","None","None"]
[null,null,null,null,"00 New Ultrasupercritical Coal with 90% CCS","Fossil",null,"00 New Ultrasupercritical Coal with 90% CCS","New",null,null,"00 New Ultrasupercritical Coal with 90% CCS","Coal 90% CCS","Coal w/CCS",null,"00 New Ultrasupercritical Coal with 90% CCS","---","---","---","---","---","---","---","New","None","None"]
[null,null,null,null,"00 Exist Coal Steam_DryFGD_ACI_DSI","Fossil",null,"00 Exist Coal Steam_DryFGD_ACI_DSI","Existing",null,null,"00 Exist Coal Steam_DryFGD_ACI_DSI","Coal Steam","Coal",null,"00 Exist Coal Steam_DryFGD_ACI_DSI","Existing","Existing","---","---","Existing","---","---","---","None","Existing"]
[null,null,null,null,"00 Exist Coal Steam_DryFGD_SCR_DSI","Fossil",null,"00 Exist Coal Steam_DryFGD_SCR_DSI","Existing",null,null,"00 Exist Coal Steam_DryFGD_SCR_DSI","Coal Steam","Coal",null,"00 Exist Coal Steam_DryFGD_SCR_DSI","Existing","Existing","Existing","---","---","---","---","---","Existing","Existing"]
[null,null,null,null,"00 Exist Coal Steam_DryFGD_SNCR_ACI_DSI","Fossil",null,"00 Exist Coal Steam_DryFGD_SNCR_ACI_DSI","Existing",null,null,"00 Exist Coal Steam_DryFGD_SNCR_ACI_DSI","Coal Steam","Coal",null,"00 Exist Coal Steam_DryFGD_SNCR_ACI_DSI","Existing","Existing","---","Existing","Existing","---","---","---","Existing","Existing"]
[null,null,null,null,"00 Exist Coal Steam_DSI","Fossil",null,"00 Exist Coal Steam_DSI","Existing",null,null,"00 Exist Coal Steam_DSI","Coal Steam","Coal",null,"00 Exist Coal Steam_DSI","---","Existing","---","---","---","---","---","---","None","Existing"]
[null,null,null,null,"00 Exist Coal Steam_SCR_ACI_DSI","Fossil",null,"00 Exist Coal Steam_SCR_ACI_DSI","Existing",null,null,"00 Exist Coal Steam_SCR_ACI_DSI","Coal Steam","Coal",null,"00 Exist Coal Steam_SCR_ACI_DSI","---","Existing","Existing","---","Existing","---","---","---","Existing","Existing"]
[null,null,null,null,"00 Exist Coal Steam_SNCR_ACI_DSI","Fossil",null,"00 Exist Coal Steam_SNCR_ACI_DSI","Existing",null,null,"00 Exist Coal Steam_SNCR_ACI_DSI","Coal Steam","Coal",null,"00 Exist Coal Steam_SNCR_ACI_DSI","---","Existing","---","Existing","Existing","---","---","---","Existing","Existing"]
[null,null,null,null,"00 Exist Coal Steam_WetFGD_DSI","Fossil",null,"00 Exist Coal Steam_WetFGD_DSI","Existing",null,null,"00 Exist Coal Steam_WetFGD_DSI","Coal Steam","Coal",null,"00 Exist Coal Steam_WetFGD_DSI","Existing","Existing","---","---","---","---","---","---","None","Existing"]
[null,null,null,null,"00 Exist FBC_WetFGD_SNCR","Fossil",null,"00 Exist FBC_WetFGD_SNCR","Existing",null,null,"00 Exist FBC_WetFGD_SNCR","Coal Steam","Coal",null,"00 Exist FBC_WetFGD_SNCR","Existing","---","---","Existing","---","---","---","---","Existing","Existing"]
[null,null,null,null,"00 Exist FBC_WetFGD_DSI","Fossil",null,"00 Exist FBC_WetFGD_DSI","Existing",null,null,"00 Exist FBC_WetFGD_DSI","Coal Steam","Coal",null,"00 Exist FBC_WetFGD_DSI","Existing","Existing","---","---","---","---","---","---","None","Existing"]
[null,null,null,null,"00 Exist FBC_ACI_DSI","Fossil",null,"00 Exist FBC_ACI_DSI","Existing",null,null,"00 Exist FBC_ACI_DSI","Coal Steam","Coal",null,"00 Exist FBC_ACI_DSI","---","Existing","---","---","Existing","---","---","---","None","Existing"]
[null,null,null,null,"00 Exist FBC_DryFGD_ACI","Fossil",null,"00 Exist FBC_DryFGD_ACI","Existing",null,null,"00 Exist FBC_DryFGD_ACI","Coal Steam","Coal",null,"00 Exist FBC_DryFGD_ACI","Existing","---","---","---","Existing","---","---","---","None","Existing"]
[null,null,null,null,"00 Exist FBC_DryFGD_DSI","Fossil",null,"00 Exist FBC_DryFGD_DSI","Existing",null,null,"00 Exist FBC_DryFGD_DSI","Coal Steam","Coal",null,"00 Exist FBC_DryFGD_DSI","Existing","Existing","---","---","---","---","---","---","None","Existing"]
[null,null,null,null,"00 Exist FBC_DryFGD_SNCR_ACI_DSI","Fossil",null,"00 Exist FBC_DryFGD_SNCR_ACI_DSI","Existing",null,null,"00 Exist FBC_DryFGD_SNCR_ACI_DSI","Coal Steam","Coal",null,"00 Exist FBC_DryFGD_SNCR_ACI_DSI","Existing","Existing","---","Existing","Existing","---","---","---","Existing","Existing"]
[null,null,null,null,"00 Exist FBC_DryFGD_SNCR_DSI","Fossil",null,"00 Exist FBC_DryFGD_SNCR_DSI","Existing",null,null,"00 Exist FBC_DryFGD_SNCR_DSI","Coal Steam","Coal",null,"00 Exist FBC_DryFGD_SNCR_DSI","Existing","Existing","---","Existing","---","---","---","---","Existing","Existing"]
[null,null,null,null,"00 Exist FBC_DSI","Fossil",null,"00 Exist FBC_DSI","Existing",null,null,"00 Exist FBC_DSI","Coal Steam","Coal",null,"00 Exist FBC_DSI","---","Existing","---","---","---","---","---","---","None","Existing"]
[null,null,null,null,"00 Exist FBC_SNCR_ACI_DSI","Fossil",null,"00 Exist FBC_SNCR_ACI_DSI","Existing",null,null,"00 Exist FBC_SNCR_ACI_DSI","Coal Steam","Coal",null,"00 Exist FBC_SNCR_ACI_DSI","---","Existing","---","Existing","Existing","---","---","---","Existing","Existing"]
[null,null,null,null,"00 Exist FBC_SNCR_DSI","Fossil",null,"00 Exist FBC_SNCR_DSI","Existing",null,null,"00 Exist FBC_SNCR_DSI","Coal Steam","Coal",null,"00 Exist FBC_SNCR_DSI","---","Existing","---","Existing","---","---","---","---","Existing","Existing"]
[null,null,null,null,"00 Exist Energy Storage","Non-Fossil",null,"00 Exist Energy Storage","Existing",null,null,"00 Exist Energy Storage","Energy Storage","Storage",null,"00 Exist Energy Storage","---","---","---","---","---","---","---","---","None","None"]
[null,null,null,null,"00 New Battery Storage","Non-Fossil",null,"00 New Battery Storage","New",null,null,"00 New Battery Storage","Energy Storage","Storage",null,"00 New Battery Storage","---","---","---","---","---","---","---","---",{"$f":"IF(OR(S147<>\"---\",T147<>\"---\"),IF(OR(S147=\"New\",T147=\"New\"),\"New\",\"Existing\"),\"None\")","v":"None"},{"$f":"IF(OR(T147<>\"---\",U147<>\"---\"),IF(OR(T147=\"New\",U147=\"New\"),\"New\",\"Existing\"),\"None\")","v":"None"}]
[null,null,null,null,"00 Exist Offshore Wind","Non-Fossil",null,"00 Exist Offshore Wind","Existing",null,null,"00 Exist Offshore Wind","Offshore Wind","Renewable",null,"00 Exist Offshore Wind","---","---","---","---","---","---","---","---","None","None"]
[null,null,null,null,"00 Exist Onshore Wind","Non-Fossil",null,"00 Exist Onshore Wind","Existing",null,null,"00 Exist Onshore Wind","Wind","Renewable",null,"00 Exist Onshore Wind","---","---","---","---","---","---","---","---","None","None"]
[null,null,null,null,"00 Ret.ACI & DryFGD & HRI","Fossil",null,"00 Ret.ACI & DryFGD & HRI","Existing",null,null,"00 Ret.ACI & DryFGD & HRI","Coal Steam","Coal",null,"00 Ret.ACI & DryFGD & HRI","New","---","---","---","New","---","New","---","None","New"]
[null,null,null,null,"00 Ret.ACI & DSI & DryFGD & HRI","Fossil",null,"00 Ret.ACI & DSI & DryFGD & HRI","Existing",null,null,"00 Ret.ACI & DSI & DryFGD & HRI","Coal Steam","Coal",null,"00 Ret.ACI & DSI & DryFGD & HRI","New","New","---","---","New","---","New","---","None","New"]
[null,null,null,null,"00 Ret.ACI & DSI & HRI","Fossil",null,"00 Ret.ACI & DSI & HRI","Existing",null,null,"00 Ret.ACI & DSI & HRI","Coal Steam","Coal",null,"00 Ret.ACI & DSI & HRI","---","New","---","---","New","---","New","---","None","New"]
[null,null,null,null,"00 Ret.ACI & DSI & WetFGD & HRI","Fossil",null,"00 Ret.ACI & DSI & WetFGD & HRI","Existing",null,null,"00 Ret.ACI & DSI & WetFGD & HRI","Coal Steam","Coal",null,"00 Ret.ACI & DSI & WetFGD & HRI","New","New","---","---","New","---","New","---","None","New"]
[null,null,null,null,"00 Ret.ACI & HRI","Fossil",null,"00 Ret.ACI & HRI","Existing",null,null,"00 Ret.ACI & HRI","Coal Steam","Coal",null,"00 Ret.ACI & HRI","---","---","---","---","New","---","New","---","None","None"]
[null,null,null,null,"00 Ret.ACI & SCR","Fossil",null,"00 Ret.ACI & SCR","Existing",null,null,"00 Ret.ACI & SCR","Coal Steam","Coal",null,"00 Ret.ACI & SCR","---","---","New","---","New","---","---","---","New","None"]
[null,null,null,null,"00 Ret.ACI & SCR & DryFGD & HRI","Fossil",null,"00 Ret.ACI & SCR & DryFGD & HRI","Existing",null,null,"00 Ret.ACI & SCR & DryFGD & HRI","Coal Steam","Coal",null,"00 Ret.ACI & SCR & DryFGD & HRI","New","---","New","---","New","---","New","---","New","New"]
[null,null,null,null,"00 Ret.ACI & SCR & DSI & DryFGD","Fossil",null,"00 Ret.ACI & SCR & DSI & DryFGD","Existing",null,null,"00 Ret.ACI & SCR & DSI & DryFGD","Coal Steam","Coal",null,"00 Ret.ACI & SCR & DSI & DryFGD","New","New","New","---","New","---","---","---","New","New"]
[null,null,null,null,"00 Ret.ACI & SCR & DSI & DryFGD & HRI","Fossil",null,"00 Ret.ACI & SCR & DSI & DryFGD & HRI","Existing",null,null,"00 Ret.ACI & SCR & DSI & DryFGD & HRI","Coal Steam","Coal",null,"00 Ret.ACI & SCR & DSI & DryFGD & HRI","New","New","New","---","New","---","New","---","New","New"]
[null,null,null,null,"00 Ret.ACI & SCR & DSI & HRI","Fossil",null,"00 Ret.ACI & SCR & DSI & HRI","Existing",null,null,"00 Ret.ACI & SCR & DSI & HRI","Coal Steam","Coal",null,"00 Ret.ACI & SCR & DSI & HRI","---","New","New","---","New","---","New","---","New","New"]
[null,null,null,null,"00 Ret.ACI & SCR & DSI & WetFGD","Fossil",null,"00 Ret.ACI & SCR & DSI & WetFGD","Existing",null,null,"00 Ret.ACI & SCR & DSI & WetFGD","Coal Steam","Coal",null,"00 Ret.ACI & SCR & DSI & WetFGD","New","New","New","---","New","---","---","---","New","New"]
[null,null,null,null,"00 Ret.ACI & SCR & DSI & WetFGD & HRI","Fossil",null,"00 Ret.ACI & SCR & DSI & WetFGD & HRI","Existing",null,null,"00 Ret.ACI & SCR & DSI & WetFGD & HRI","Coal Steam","Coal",null,"00 Ret.ACI & SCR & DSI & WetFGD & HRI","New","New","New","---","New","---","New","---","New","New"]
[null,null,null,null,"00 Ret.ACI & SCR & HRI","Fossil",null,"00 Ret.ACI & SCR & HRI","Existing",null,null,"00 Ret.ACI & SCR & HRI","Coal Steam","Coal",null,"00 Ret.ACI & SCR & HRI","---","---","New","---","New","---","New","---","New","None"]
[null,null,null,null,"00 Ret.ACI & SCR & WetFGD & HRI","Fossil",null,"00 Ret.ACI & SCR & WetFGD & HRI","Existing",null,null,"00 Ret.ACI & SCR & WetFGD & HRI","Coal Steam","Coal",null,"00 Ret.ACI & SCR & WetFGD & HRI","New","---","New","---","New","---","New","---","New","New"]
[null,null,null,null,"00 Ret.ACI & SNCR","Fossil",null,"00 Ret.ACI & SNCR","Existing",null,null,"00 Ret.ACI & SNCR","Coal Steam","Coal",null,"00 Ret.ACI & SNCR","---","---","---","New","New","---","---","---","New","None"]
[null,null,null,null,"00 Ret.ACI & SNCR & DSI","Fossil",null,"00 Ret.ACI & SNCR & DSI","Existing",null,null,"00 Ret.ACI & SNCR & DSI","Coal Steam","Coal",null,"00 Ret.ACI & SNCR & DSI","---","New","---","New","New","---","---","---","New","New"]
[null,null,null,null,"00 Ret.ACI & SNCR & DSI & DryFGD","Fossil",null,"00 Ret.ACI & SNCR & DSI & DryFGD","Existing",null,null,"00 Ret.ACI & SNCR & DSI & DryFGD","Coal Steam","Coal",null,"00 Ret.ACI & SNCR & DSI & DryFGD","New","New","---","New","New","---","---","---","New","New"]
[null,null,null,null,"00 Ret.ACI & SNCR & DSI & DryFGD & HRI","Fossil",null,"00 Ret.ACI & SNCR & DSI & DryFGD & HRI","Existing",null,null,"00 Ret.ACI & SNCR & DSI & DryFGD & HRI","Coal Steam","Coal",null,"00 Ret.ACI & SNCR & DSI & DryFGD & HRI","New","New","---","New","New","---","New","---","New","New"]
[null,null,null,null,"00 Ret.ACI & SNCR & DSI & HRI","Fossil",null,"00 Ret.ACI & SNCR & DSI & HRI","Existing",null,null,"00 Ret.ACI & SNCR & DSI & HRI","Coal Steam","Coal",null,"00 Ret.ACI & SNCR & DSI & HRI","---","New","---","New","New","---","New","---","New","New"]
[null,null,null,null,"00 Ret.ACI & SNCR & DSI & WetFGD","Fossil",null,"00 Ret.ACI & SNCR & DSI & WetFGD","Existing",null,null,"00 Ret.ACI & SNCR & DSI & WetFGD","Coal Steam","Coal",null,"00 Ret.ACI & SNCR & DSI & WetFGD","New","New","---","New","New","---","---","---","New","New"]
[null,null,null,null,"00 Ret.ACI & SNCR & DSI & WetFGD & HRI","Fossil",null,"00 Ret.ACI & SNCR & DSI & WetFGD & HRI","Existing",null,null,"00 Ret.ACI & SNCR & DSI & WetFGD & HRI","Coal Steam","Coal",null,"00 Ret.ACI & SNCR & DSI & WetFGD & HRI","New","New","---","New","New","---","New","---","New","New"]
[null,null,null,null,"00 Ret.ACI & SNCR & HRI","Fossil",null,"00 Ret.ACI & SNCR & HRI","Existing",null,null,"00 Ret.ACI & SNCR & HRI","Coal Steam","Coal",null,"00 Ret.ACI & SNCR & HRI","---","---","---","New","New","---","New","---","New","None"]
[null,null,null,null,"00 Ret.ACI & WetFGD & DSI","Fossil",null,"00 Ret.ACI & WetFGD & DSI","Existing",null,null,"00 Ret.ACI & WetFGD & DSI","Coal Steam","Coal",null,"00 Ret.ACI & WetFGD & DSI","New","New","---","---","New","---","---","---","None","New"]
[null,null,null,null,"00 Ret.ACI & WetFGD & HRI","Fossil",null,"00 Ret.ACI & WetFGD & HRI","Existing",null,null,"00 Ret.ACI & WetFGD & HRI","Coal Steam","Coal",null,"00 Ret.ACI & WetFGD & HRI","New","---","---","---","New","---","New","---","None","New"]
[null,null,null,null,"00 Ret.CCG","Fossil",null,"00 Ret.CCG","Existing",null,null,"00 Ret.CCG","Coal w/CCS","Coal w/CCS",null,"00 Ret.CCG","---","---","---","---","---","---","---","---","None","None"]
[null,null,null,null,"00 Ret.DryFGD & CCS","Fossil",null,"00 Ret.DryFGD & CCS","Existing",null,null,"00 Ret.DryFGD & CCS","Coal w/CCS","Coal w/CCS",null,"00 Ret.DryFGD & CCS","New","---","---","---","---","---","---","New","None","New"]
[null,null,null,null,"00 Ret.DryFGD & HRI","Fossil",null,"00 Ret.DryFGD & HRI","Existing",null,null,"00 Ret.DryFGD & HRI","Coal Steam","Coal",null,"00 Ret.DryFGD & HRI","New","---","---","---","---","---","New","---","None","New"]
[null,null,null,null,"00 Ret.DSI & DryFGD & HRI","Fossil",null,"00 Ret.DSI & DryFGD & HRI","Existing",null,null,"00 Ret.DSI & DryFGD & HRI","Coal Steam","Coal",null,"00 Ret.DSI & DryFGD & HRI","New","New","---","---","---","---","New","---","None","New"]
[null,null,null,null,"00 Ret.DSI & HRI","Fossil",null,"00 Ret.DSI & HRI","Existing",null,null,"00 Ret.DSI & HRI","Coal Steam","Coal",null,"00 Ret.DSI & HRI","---","New","---","---","---","---","New","---","None","New"]
[null,null,null,null,"00 Ret.DSI & WetFGD","Fossil",null,"00 Ret.DSI & WetFGD","Existing",null,null,"00 Ret.DSI & WetFGD","Coal Steam","Coal",null,"00 Ret.DSI & WetFGD","New","New","---","---","---","---","---","---","None","New"]
[null,null,null,null,"00 Ret.DSI & WetFGD & HRI","Fossil",null,"00 Ret.DSI & WetFGD & HRI","Existing",null,null,"00 Ret.DSI & WetFGD & HRI","Coal Steam","Coal",null,"00 Ret.DSI & WetFGD & HRI","New","New","---","---","---","---","New","---","None","New"]
[null,null,null,null,"00 Ret.ExistACI & DryFGD & CCS","Fossil",null,"00 Ret.ExistACI & DryFGD & CCS","Existing",null,null,"00 Ret.ExistACI & DryFGD & CCS","Coal w/CCS","Coal w/CCS",null,"00 Ret.ExistACI & DryFGD & CCS","New","---","---","---","Existing","---","---","New","None","New"]
[null,null,null,null,"00 Ret.ExistACI & DryFGD & HRI","Fossil",null,"00 Ret.ExistACI & DryFGD & HRI","Existing",null,null,"00 Ret.ExistACI & DryFGD & HRI","Coal Steam","Coal",null,"00 Ret.ExistACI & DryFGD & HRI","New","---","---","---","Existing","---","New","---","None","New"]
[null,null,null,null,"00 Ret.ExistACI & DryFGD & HRI & CCS","Fossil",null,"00 Ret.ExistACI & DryFGD & HRI & CCS","Existing",null,null,"00 Ret.ExistACI & DryFGD & HRI & CCS","Coal w/CCS","Coal w/CCS",null,"00 Ret.ExistACI & DryFGD & HRI & CCS","New","---","---","---","Existing","---","New","New","None","New"]
[null,null,null,null,"00 Ret.ExistACI & DSI & DryFGD","Fossil",null,"00 Ret.ExistACI & DSI & DryFGD","Existing",null,null,"00 Ret.ExistACI & DSI & DryFGD","Coal Steam","Coal",null,"00 Ret.ExistACI & DSI & DryFGD","New","New","---","---","Existing","---","---","---","None","New"]
[null,null,null,null,"00 Ret.ExistACI & DSI & DryFGD & HRI","Fossil",null,"00 Ret.ExistACI & DSI & DryFGD & HRI","Existing",null,null,"00 Ret.ExistACI & DSI & DryFGD & HRI","Coal Steam","Coal",null,"00 Ret.ExistACI & DSI & DryFGD & HRI","New","New","---","---","Existing","---","New","---","None","New"]
[null,null,null,null,"00 Ret.ExistACI & DSI & HRI","Fossil",null,"00 Ret.ExistACI & DSI & HRI","Existing",null,null,"00 Ret.ExistACI & DSI & HRI","Coal Steam","Coal",null,"00 Ret.ExistACI & DSI & HRI","---","New","---","---","Existing","---","New","---","None","New"]
[null,null,null,null,"00 Ret.ExistACI & DSI & WetFGD","Fossil",null,"00 Ret.ExistACI & DSI & WetFGD","Existing",null,null,"00 Ret.ExistACI & DSI & WetFGD","Coal Steam","Coal",null,"00 Ret.ExistACI & DSI & WetFGD","New","New","---","---","Existing","---","---","---","None","New"]
[null,null,null,null,"00 Ret.ExistACI & DSI & WetFGD & HRI","Fossil",null,"00 Ret.ExistACI & DSI & WetFGD & HRI","Existing",null,null,"00 Ret.ExistACI & DSI & WetFGD & HRI","Coal Steam","Coal",null,"00 Ret.ExistACI & DSI & WetFGD & HRI","New","New","---","---","Existing","---","New","---","None","New"]
[null,null,null,null,"00 Ret.ExistACI & HRI","Fossil",null,"00 Ret.ExistACI & HRI","Existing",null,null,"00 Ret.ExistACI & HRI","Coal Steam","Coal",null,"00 Ret.ExistACI & HRI","---","---","---","---","Existing","---","New","---","None","None"]
[null,null,null,null,"00 Ret.ExistACI & HRI & WetFGD","Fossil",null,"00 Ret.ExistACI & HRI & WetFGD","Existing",null,null,"00 Ret.ExistACI & HRI & WetFGD","Coal Steam","Coal",null,"00 Ret.ExistACI & HRI & WetFGD","New","---","---","---","Existing","---","New","---",{"$f":"IF(OR(S190<>\"---\",T190<>\"---\"),IF(OR(S190=\"New\",T190=\"New\"),\"New\",\"Existing\"),\"None\")","v":"None"},{"$f":"IF(OR(Q190<>\"---\",R190<>\"---\"),IF(OR(Q190=\"New\",R190=\"New\"),\"New\",\"Existing\"),\"None\")","v":"New"}]
[null,null,null,null,"00 Ret.ExistACI & SCR","Fossil",null,"00 Ret.ExistACI & SCR","Existing",null,null,"00 Ret.ExistACI & SCR","Coal Steam","Coal",null,"00 Ret.ExistACI & SCR","---","---","New","---","Existing","---","---","---","New","None"]
[null,null,null,null,"00 Ret.ExistACI & SCR & DryFGD","Fossil",null,"00 Ret.ExistACI & SCR & DryFGD","Existing",null,null,"00 Ret.ExistACI & SCR & DryFGD","Coal Steam","Coal",null,"00 Ret.ExistACI & SCR & DryFGD","New","---","New","---","Existing","---","---","---","New","New"]
[null,null,null,null,"00 Ret.ExistACI & SCR & DryFGD & CCS","Fossil",null,"00 Ret.ExistACI & SCR & DryFGD & CCS","Existing",null,null,"00 Ret.ExistACI & SCR & DryFGD & CCS","Coal w/CCS","Coal w/CCS",null,"00 Ret.ExistACI & SCR & DryFGD & CCS","New","---","New","---","Existing","---","---","New","New","New"]
[null,null,null,null,"00 Ret.ExistACI & SCR & DryFGD & HRI","Fossil",null,"00 Ret.ExistACI & SCR & DryFGD & HRI","Existing",null,null,"00 Ret.ExistACI & SCR & DryFGD & HRI","Coal Steam","Coal",null,"00 Ret.ExistACI & SCR & DryFGD & HRI","New","---","New","---","Existing","---","New","---","New","New"]
[null,null,null,null,"00 Ret.ExistACI & SCR & DryFGD & HRI & CCS","Fossil",null,"00 Ret.ExistACI & SCR & DryFGD & HRI & CCS","Existing",null,null,"00 Ret.ExistACI & SCR & DryFGD & HRI & CCS","Coal w/CCS","Coal w/CCS",null,"00 Ret.ExistACI & SCR & DryFGD & HRI & CCS","New","---","New","---","Existing","---","New","New","New","New"]
[null,null,null,null,"00 Ret.ExistACI & SCR & DSI","Fossil",null,"00 Ret.ExistACI & SCR & DSI","Existing",null,null,"00 Ret.ExistACI & SCR & DSI","Coal Steam","Coal",null,"00 Ret.ExistACI & SCR & DSI","---","New","New","---","Existing","---","---","---","New","New"]
[null,null,null,null,"00 Ret.ExistACI & SCR & DSI & DryFGD","Fossil",null,"00 Ret.ExistACI & SCR & DSI & DryFGD","Existing",null,null,"00 Ret.ExistACI & SCR & DSI & DryFGD","Coal Steam","Coal",null,"00 Ret.ExistACI & SCR & DSI & DryFGD","New","New","New","---","Existing","---","---","---","New","New"]
[null,null,null,null,"00 Ret.ExistACI & SCR & DSI & DryFGD & HRI","Fossil",null,"00 Ret.ExistACI & SCR & DSI & DryFGD & HRI","Existing",null,null,"00 Ret.ExistACI & SCR & DSI & DryFGD & HRI","Coal Steam","Coal",null,"00 Ret.ExistACI & SCR & DSI & DryFGD & HRI","New","New","New","---","Existing","---","New","---","New","New"]
[null,null,null,null,"00 Ret.ExistACI & SCR & DSI & HRI","Fossil",null,"00 Ret.ExistACI & SCR & DSI & HRI","Existing",null,null,"00 Ret.ExistACI & SCR & DSI & HRI","Coal Steam","Coal",null,"00 Ret.ExistACI & SCR & DSI & HRI","---","New","New","---","Existing","---","New","---","New","New"]
[null,null,null,null,"00 Ret.ExistACI & SCR & HRI","Fossil",null,"00 Ret.ExistACI & SCR & HRI","Existing",null,null,"00 Ret.ExistACI & SCR & HRI","Coal Steam","Coal",null,"00 Ret.ExistACI & SCR & HRI","---","---","New","---","Existing","---","New","---","New","None"]
[null,null,null,null,"00 Ret.ExistACI & SCR & WetFGD","Fossil",null,"00 Ret.ExistACI & SCR & WetFGD","Existing",null,null,"00 Ret.ExistACI & SCR & WetFGD","Coal Steam","Coal",null,"00 Ret.ExistACI & SCR & WetFGD","New","---","New","---","Existing","---","---","---","New","New"]
[null,null,null,null,"00 Ret.ExistACI & SCR & WetFGD & CCS","Fossil",null,"00 Ret.ExistACI & SCR & WetFGD & CCS","Existing",null,null,"00 Ret.ExistACI & SCR & WetFGD & CCS","Coal w/CCS","Coal w/CCS",null,"00 Ret.ExistACI & SCR & WetFGD & CCS","New","---","New","---","Existing","---","---","New","New","New"]
[null,null,null,null,"00 Ret.ExistACI & SCR & WetFGD & HRI","Fossil",null,"00 Ret.ExistACI & SCR & WetFGD & HRI","Existing",null,null,"00 Ret.ExistACI & SCR & WetFGD & HRI","Coal Steam","Coal",null,"00 Ret.ExistACI & SCR & WetFGD & HRI","New","---","New","---","Existing","---","New","---","New","New"]
[null,null,null,null,"00 Ret.ExistACI & SCR & WetFGD & HRI & CCS","Fossil",null,"00 Ret.ExistACI & SCR & WetFGD & HRI & CCS","Existing",null,null,"00 Ret.ExistACI & SCR & WetFGD & HRI & CCS","Coal w/CCS","Coal w/CCS",null,"00 Ret.ExistACI & SCR & WetFGD & HRI & CCS","New","---","New","---","Existing","---","New","New","New","New"]
[null,null,null,null,"00 Ret.ExistACI & SNCR","Fossil",null,"00 Ret.ExistACI & SNCR","Existing",null,null,"00 Ret.ExistACI & SNCR","Coal Steam","Coal",null,"00 Ret.ExistACI & SNCR","---","---","---","New","Existing","---","---","---","New","None"]
[null,null,null,null,"00 Ret.ExistACI & SNCR & DryFGD","Fossil",null,"00 Ret.ExistACI & SNCR & DryFGD","Existing",null,null,"00 Ret.ExistACI & SNCR & DryFGD","Coal Steam","Coal",null,"00 Ret.ExistACI & SNCR & DryFGD","New","---","---","New","Existing","---","---","---","New","New"]
[null,null,null,null,"00 Ret.ExistACI & SNCR & DryFGD & CCS","Fossil",null,"00 Ret.ExistACI & SNCR & DryFGD & CCS","Existing",null,null,"00 Ret.ExistACI & SNCR & DryFGD & CCS","Coal w/CCS","Coal w/CCS",null,"00 Ret.ExistACI & SNCR & DryFGD & CCS","New","---","---","New","Existing","---","---","New","New","New"]
[null,null,null,null,"00 Ret.ExistACI & SNCR & DryFGD & HRI","Fossil",null,"00 Ret.ExistACI & SNCR & DryFGD & HRI","Existing",null,null,"00 Ret.ExistACI & SNCR & DryFGD & HRI","Coal Steam","Coal",null,"00 Ret.ExistACI & SNCR & DryFGD & HRI","New","---","---","New","Existing","---","New","---","New","New"]
[null,null,null,null,"00 Ret.ExistACI & SNCR & DryFGD & HRI & CCS","Fossil",null,"00 Ret.ExistACI & SNCR & DryFGD & HRI & CCS","Existing",null,null,"00 Ret.ExistACI & SNCR & DryFGD & HRI & CCS","Coal w/CCS","Coal w/CCS",null,"00 Ret.ExistACI & SNCR & DryFGD & HRI & CCS","New","---","---","New","Existing","---","New","New","New","New"]
[null,null,null,null,"00 Ret.ExistACI & SNCR & DSI","Fossil",null,"00 Ret.ExistACI & SNCR & DSI","Existing",null,null,"00 Ret.ExistACI & SNCR & DSI","Coal Steam","Coal",null,"00 Ret.ExistACI & SNCR & DSI","---","New","---","New","Existing","---","---","---","New","New"]
[null,null,null,null,"00 Ret.ExistACI & SNCR & DSI & HRI","Fossil",null,"00 Ret.ExistACI & SNCR & DSI & HRI","Existing",null,null,"00 Ret.ExistACI & SNCR & DSI & HRI","Coal Steam","Coal",null,"00 Ret.ExistACI & SNCR & DSI & HRI","---","New","---","New","Existing","---","New","---","New","New"]
[null,null,null,null,"00 Ret.ExistACI & SNCR & HRI","Fossil",null,"00 Ret.ExistACI & SNCR & HRI","Existing",null,null,"00 Ret.ExistACI & SNCR & HRI","Coal Steam","Coal",null,"00 Ret.ExistACI & SNCR & HRI","---","---","---","New","Existing","---","New","---","New","None"]
[null,null,null,null,"00 Ret.ExistACI & SNCR & WetFGD","Fossil",null,"00 Ret.ExistACI & SNCR & WetFGD","Existing",null,null,"00 Ret.ExistACI & SNCR & WetFGD","Coal Steam","Coal",null,"00 Ret.ExistACI & SNCR & WetFGD","New","---","---","New","Existing","---","---","---","New","New"]
[null,null,null,null,"00 Ret.ExistACI & SNCR & WetFGD & CCS","Fossil",null,"00 Ret.ExistACI & SNCR & WetFGD & CCS","Existing",null,null,"00 Ret.ExistACI & SNCR & WetFGD & CCS","Coal w/CCS","Coal w/CCS",null,"00 Ret.ExistACI & SNCR & WetFGD & CCS","New","---","---","New","Existing","---","---","New","New","New"]
[null,null,null,null,"00 Ret.ExistACI & SNCR & WetFGD & HRI","Fossil",null,"00 Ret.ExistACI & SNCR & WetFGD & HRI","Existing",null,null,"00 Ret.ExistACI & SNCR & WetFGD & HRI","Coal Steam","Coal",null,"00 Ret.ExistACI & SNCR & WetFGD & HRI","New","---","---","New","Existing","---","New","---","New","New"]
[null,null,null,null,"00 Ret.ExistACI & SNCR & WetFGD & HRI & CCS","Fossil",null,"00 Ret.ExistACI & SNCR & WetFGD & HRI & CCS","Existing",null,null,"00 Ret.ExistACI & SNCR & WetFGD & HRI & CCS","Coal w/CCS","Coal w/CCS",null,"00 Ret.ExistACI & SNCR & WetFGD & HRI & CCS","New","---","---","New","Existing","---","New","New","New","New"]
[null,null,null,null,"00 Ret.ExistACI & WetFGD & CCS","Fossil",null,"00 Ret.ExistACI & WetFGD & CCS","Existing",null,null,"00 Ret.ExistACI & WetFGD & CCS","Coal w/CCS","Coal w/CCS",null,"00 Ret.ExistACI & WetFGD & CCS","New","---","---","---","Existing","---","---","New","None","New"]
[null,null,null,null,"00 Ret.ExistACI & WetFGD & HRI & CCS","Fossil",null,"00 Ret.ExistACI & WetFGD & HRI & CCS","Existing",null,null,"00 Ret.ExistACI & WetFGD & HRI & CCS","Coal w/CCS","Coal w/CCS",null,"00 Ret.ExistACI & WetFGD & HRI & CCS","New","---","---","---","Existing","---","New","New","None","New"]
[null,null,null,null,"00 Ret.ExistACI_DSI & DryFGD & CCS","Fossil",null,"00 Ret.ExistACI_DSI & DryFGD & CCS","Existing",null,null,"00 Ret.ExistACI_DSI & DryFGD & CCS","Coal w/CCS","Coal w/CCS",null,"00 Ret.ExistACI_DSI & DryFGD & CCS","New","Existing","---","---","Existing","---","---","New","None","New"]
[null,null,null,null,"00 Ret.ExistACI_DSI & DryFGD & HRI","Fossil",null,"00 Ret.ExistACI_DSI & DryFGD & HRI","Existing",null,null,"00 Ret.ExistACI_DSI & DryFGD & HRI","Coal Steam","Coal",null,"00 Ret.ExistACI_DSI & DryFGD & HRI","New","Existing","---","---","Existing","---","New","---","None","New"]
[null,null,null,null,"00 Ret.ExistACI_DSI & DryFGD & HRI & CCS","Fossil",null,"00 Ret.ExistACI_DSI & DryFGD & HRI & CCS","Existing",null,null,"00 Ret.ExistACI_DSI & DryFGD & HRI & CCS","Coal w/CCS","Coal w/CCS",null,"00 Ret.ExistACI_DSI & DryFGD & HRI & CCS","New","Existing","---","---","Existing","---","New","New","None","New"]
[null,null,null,null,"00 Ret.ExistACI_DSI & HRI","Fossil",null,"00 Ret.ExistACI_DSI & HRI","Existing",null,null,"00 Ret.ExistACI_DSI & HRI","Coal Steam","Coal",null,"00 Ret.ExistACI_DSI & HRI","---","Existing","---","---","Existing","---","New","---","None","Existing"]
[null,null,null,null,"00 Ret.ExistACI_DSI & SCR & DryFGD","Fossil",null,"00 Ret.ExistACI_DSI & SCR & DryFGD","Existing",null,null,"00 Ret.ExistACI_DSI & SCR & DryFGD","Coal Steam","Coal",null,"00 Ret.ExistACI_DSI & SCR & DryFGD","New","Existing","New","---","Existing","---","---","---","New","New"]
[null,null,null,null,"00 Ret.ExistACI_DSI & SCR & DryFGD & CCS","Fossil",null,"00 Ret.ExistACI_DSI & SCR & DryFGD & CCS","Existing",null,null,"00 Ret.ExistACI_DSI & SCR & DryFGD & CCS","Coal w/CCS","Coal w/CCS",null,"00 Ret.ExistACI_DSI & SCR & DryFGD & CCS","New","Existing","New","---","Existing","---","---","New","New","New"]
[null,null,null,null,"00 Ret.ExistACI_DSI & SCR & DryFGD & HRI","Fossil",null,"00 Ret.ExistACI_DSI & SCR & DryFGD & HRI","Existing",null,null,"00 Ret.ExistACI_DSI & SCR & DryFGD & HRI","Coal Steam","Coal",null,"00 Ret.ExistACI_DSI & SCR & DryFGD & HRI","New","Existing","New","---","Existing","---","New","---","New","New"]
[null,null,null,null,"00 Ret.ExistACI_DSI & SCR & DryFGD & HRI & CCS","Fossil",null,"00 Ret.ExistACI_DSI & SCR & DryFGD & HRI & CCS","Existing",null,null,"00 Ret.ExistACI_DSI & SCR & DryFGD & HRI & CCS","Coal w/CCS","Coal w/CCS",null,"00 Ret.ExistACI_DSI & SCR & DryFGD & HRI & CCS","New","Existing","New","---","Existing","---","New","New","New","New"]
[null,null,null,null,"00 Ret.ExistACI_DSI & SCR & HRI","Fossil",null,"00 Ret.ExistACI_DSI & SCR & HRI","Existing",null,null,"00 Ret.ExistACI_DSI & SCR & HRI","Coal Steam","Coal",null,"00 Ret.ExistACI_DSI & SCR & HRI","---","Existing","New","---","Existing","---","New","---","New","Existing"]
[null,null,null,null,"00 Ret.ExistACI_DSI & SCR & WetFGD & CCS","Fossil",null,"00 Ret.ExistACI_DSI & SCR & WetFGD & CCS","Existing",null,null,"00 Ret.ExistACI_DSI & SCR & WetFGD & CCS","Coal w/CCS","Coal w/CCS",null,"00 Ret.ExistACI_DSI & SCR & WetFGD & CCS","New","Existing","New","---","Existing","---","---","New","New","New"]
[null,null,null,null,"00 Ret.ExistACI_DSI & SCR & WetFGD & HRI","Fossil",null,"00 Ret.ExistACI_DSI & SCR & WetFGD & HRI","Existing",null,null,"00 Ret.ExistACI_DSI & SCR & WetFGD & HRI","Coal Steam","Coal",null,"00 Ret.ExistACI_DSI & SCR & WetFGD & HRI","New","Existing","New","---","Existing","---","New","---","New","New"]
[null,null,null,null,"00 Ret.ExistACI_DSI & SCR & WetFGD & HRI & CCS","Fossil",null,"00 Ret.ExistACI_DSI & SCR & WetFGD & HRI & CCS","Existing",null,null,"00 Ret.ExistACI_DSI & SCR & WetFGD & HRI & CCS","Coal w/CCS","Coal w/CCS",null,"00 Ret.ExistACI_DSI & SCR & WetFGD & HRI & CCS","New","Existing","New","---","Existing","---","New","New","New","New"]
[null,null,null,null,"00 Ret.ExistACI_DSI & SNCR","Fossil",null,"00 Ret.ExistACI_DSI & SNCR","Existing",null,null,"00 Ret.ExistACI_DSI & SNCR","Coal Steam","Coal",null,"00 Ret.ExistACI_DSI & SNCR","---","Existing","---","New","Existing","---","---","---","New","Existing"]
[null,null,null,null,"00 Ret.ExistACI_DSI & SNCR & DryFGD","Fossil",null,"00 Ret.ExistACI_DSI & SNCR & DryFGD","Existing",null,null,"00 Ret.ExistACI_DSI & SNCR & DryFGD","Coal Steam","Coal",null,"00 Ret.ExistACI_DSI & SNCR & DryFGD","New","Existing","---","New","Existing","---","---","---","New","New"]
[null,null,null,null,"00 Ret.ExistACI_DSI & SNCR & DryFGD & HRI & CCS","Fossil",null,"00 Ret.ExistACI_DSI & SNCR & DryFGD & HRI & CCS","Existing",null,null,"00 Ret.ExistACI_DSI & SNCR & DryFGD & HRI & CCS","Coal w/CCS","Coal w/CCS",null,"00 Ret.ExistACI_DSI & SNCR & DryFGD & HRI & CCS","New","Existing","---","New","Existing","---","New","New","New","New"]
[null,null,null,null,"00 Ret.ExistACI_DSI & SNCR & DryFGD & HRI","Fossil",null,"00 Ret.ExistACI_DSI & SNCR & DryFGD & HRI","Existing",null,null,"00 Ret.ExistACI_DSI & SNCR & DryFGD & HRI","Coal Steam","Coal",null,"00 Ret.ExistACI_DSI & SNCR & DryFGD & HRI","New","Existing","---","New","Existing","---","New","---","New","New"]
[null,null,null,null,"00 Ret.ExistACI_DSI & SNCR & WetFGD & HRI & CCS","Fossil",null,"00 Ret.ExistACI_DSI & SNCR & WetFGD & HRI & CCS","Existing",null,null,"00 Ret.ExistACI_DSI & SNCR & WetFGD & HRI & CCS","Coal w/CCS","Coal w/CCS",null,"00 Ret.ExistACI_DSI & SNCR & WetFGD & HRI & CCS","New","Existing","---","New","Existing","---","New","New","New","New"]
[null,null,null,null,"00 Ret.ExistACI_DSI & SNCR & HRI","Fossil",null,"00 Ret.ExistACI_DSI & SNCR & HRI","Existing",null,null,"00 Ret.ExistACI_DSI & SNCR & HRI","Coal Steam","Coal",null,"00 Ret.ExistACI_DSI & SNCR & HRI","---","Existing","---","New","Existing","---","New","---","New","Existing"]
[null,null,null,null,"00 Ret.ExistACI_DSI & SNCR & WetFGD","Fossil",null,"00 Ret.ExistACI_DSI & SNCR & WetFGD","Existing",null,null,"00 Ret.ExistACI_DSI & SNCR & WetFGD","Coal Steam","Coal",null,"00 Ret.ExistACI_DSI & SNCR & WetFGD","New","Existing","---","New","Existing","---","---","---","New","New"]
[null,null,null,null,"00 Ret.ExistACI_DSI & SNCR & WetFGD & HRI","Fossil",null,"00 Ret.ExistACI_DSI & SNCR & WetFGD & HRI","Existing",null,null,"00 Ret.ExistACI_DSI & SNCR & WetFGD & HRI","Coal Steam","Coal",null,"00 Ret.ExistACI_DSI & SNCR & WetFGD & HRI","New","Existing","---","New","Existing","---","New","---","New","New"]
[null,null,null,null,"00 Ret.ExistACI_DSI & WetFGD & CCS","Fossil",null,"00 Ret.ExistACI_DSI & WetFGD & CCS","Existing",null,null,"00 Ret.ExistACI_DSI & WetFGD & CCS","Coal w/CCS","Coal w/CCS",null,"00 Ret.ExistACI_DSI & WetFGD & CCS","New","Existing","---","---","Existing","---","---","New","None","New"]
[null,null,null,null,"00 Ret.ExistACI_DSI & WetFGD & HRI","Fossil",null,"00 Ret.ExistACI_DSI & WetFGD & HRI","Existing",null,null,"00 Ret.ExistACI_DSI & WetFGD & HRI","Coal Steam","Coal",null,"00 Ret.ExistACI_DSI & WetFGD & HRI","New","Existing","---","---","Existing","---","New","---","None","New"]
[null,null,null,null,"00 Ret.ExistACI_DSI & WetFGD & HRI & CCS","Fossil",null,"00 Ret.ExistACI_DSI & WetFGD & HRI & CCS","Existing",null,null,"00 Ret.ExistACI_DSI & WetFGD & HRI & CCS","Coal w/CCS","Coal w/CCS",null,"00 Ret.ExistACI_DSI & WetFGD & HRI & CCS","New","Existing","---","---","Existing","---","New","New","None","New"]
[null,null,null,null,"00 Ret.ExistDryFGD & ACI & CCS","Fossil",null,"00 Ret.ExistDryFGD & ACI & CCS","Existing",null,null,"00 Ret.ExistDryFGD & ACI & CCS","Coal w/CCS","Coal w/CCS",null,"00 Ret.ExistDryFGD & ACI & CCS","Existing","---","---","---","New","---","---","New","None","Existing"]
[null,null,null,null,"00 Ret.ExistDryFGD & ACI & HRI","Fossil",null,"00 Ret.ExistDryFGD & ACI & HRI","Existing",null,null,"00 Ret.ExistDryFGD & ACI & HRI","Coal Steam","Coal",null,"00 Ret.ExistDryFGD & ACI & HRI","Existing","---","---","---","New","---","New","---","None","Existing"]
[null,null,null,null,"00 Ret.ExistDryFGD & ACI & HRI & CCS","Fossil",null,"00 Ret.ExistDryFGD & ACI & HRI & CCS","Existing",null,null,"00 Ret.ExistDryFGD & ACI & HRI & CCS","Coal w/CCS","Coal w/CCS",null,"00 Ret.ExistDryFGD & ACI & HRI & CCS","Existing","---","---","---","New","---","New","New","None","Existing"]
[null,null,null,null,"00 Ret.ExistDryFGD & ACI & SCR & CCS","Fossil",null,"00 Ret.ExistDryFGD & ACI & SCR & CCS","Existing",null,null,"00 Ret.ExistDryFGD & ACI & SCR & CCS","Coal w/CCS","Coal w/CCS",null,"00 Ret.ExistDryFGD & ACI & SCR & CCS","Existing","---","New","---","New","---","---","New","New","Existing"]
[null,null,null,null,"00 Ret.ExistDryFGD & ACI & SCR & HRI","Fossil",null,"00 Ret.ExistDryFGD & ACI & SCR & HRI","Existing",null,null,"00 Ret.ExistDryFGD & ACI & SCR & HRI","Coal Steam","Coal",null,"00 Ret.ExistDryFGD & ACI & SCR & HRI","Existing","---","New","---","New","---","New","---","New","Existing"]
[null,null,null,null,"00 Ret.ExistDryFGD & ACI & SCR & HRI & CCS","Fossil",null,"00 Ret.ExistDryFGD & ACI & SCR & HRI & CCS","Existing",null,null,"00 Ret.ExistDryFGD & ACI & SCR & HRI & CCS","Coal w/CCS","Coal w/CCS",null,"00 Ret.ExistDryFGD & ACI & SCR & HRI & CCS","Existing","---","New","---","New","---","New","New","New","Existing"]
[null,null,null,null,"00 Ret.ExistDryFGD & ACI & SNCR","Fossil",null,"00 Ret.ExistDryFGD & ACI & SNCR","Existing",null,null,"00 Ret.ExistDryFGD & ACI & SNCR","Coal Steam","Coal",null,"00 Ret.ExistDryFGD & ACI & SNCR","Existing","---","---","New","New","---","---","---","New","Existing"]
[null,null,null,null,"00 Ret.ExistDryFGD & ACI & SNCR & HRI","Fossil",null,"00 Ret.ExistDryFGD & ACI & SNCR & HRI","Existing",null,null,"00 Ret.ExistDryFGD & ACI & SNCR & HRI","Coal Steam","Coal",null,"00 Ret.ExistDryFGD & ACI & SNCR & HRI","Existing","---","---","New","New","---","New","---","New","Existing"]
[null,null,null,null,"00 Ret.ExistDryFGD & ACI & SNCR & HRI & CCS","Fossil",null,"00 Ret.ExistDryFGD & ACI & SNCR & HRI & CCS","Existing",null,null,"00 Ret.ExistDryFGD & ACI & SNCR & HRI & CCS","Coal w/CCS","Coal w/CCS",null,"00 Ret.ExistDryFGD & ACI & SNCR & HRI & CCS","Existing","---","---","New","New","---","New","New","New","Existing"]
[null,null,null,null,"00 Ret.ExistDryFGD & CCS","Fossil",null,"00 Ret.ExistDryFGD & CCS","Existing",null,null,"00 Ret.ExistDryFGD & CCS","Coal w/CCS","Coal w/CCS",null,"00 Ret.ExistDryFGD & CCS","Existing","---","---","---","---","---","---","New","None","Existing"]
[null,null,null,null,"00 Ret.ExistDryFGD & HRI","Fossil",null,"00 Ret.ExistDryFGD & HRI","Existing",null,null,"00 Ret.ExistDryFGD & HRI","Coal Steam","Coal",null,"00 Ret.ExistDryFGD & HRI","Existing","---","---","---","---","---","New","---","None","Existing"]
[null,null,null,null,"00 Ret.ExistDryFGD & HRI & CCS","Fossil",null,"00 Ret.ExistDryFGD & HRI & CCS","Existing",null,null,"00 Ret.ExistDryFGD & HRI & CCS","Coal w/CCS","Coal w/CCS",null,"00 Ret.ExistDryFGD & HRI & CCS","Existing","---","---","---","---","---","New","New","None","Existing"]
[null,null,null,null,"00 Ret.ExistDryFGD & SCR & CCS","Fossil",null,"00 Ret.ExistDryFGD & SCR & CCS","Existing",null,null,"00 Ret.ExistDryFGD & SCR & CCS","Coal w/CCS","Coal w/CCS",null,"00 Ret.ExistDryFGD & SCR & CCS","Existing","---","New","---","---","---","---","New",{"$f":"IF(OR(S254<>\"---\",T254<>\"---\"),IF(OR(S254=\"New\",T254=\"New\"),\"New\",\"Existing\"),\"None\")","v":"New"},{"$f":"IF(OR(Q254<>\"---\",R254<>\"---\"),IF(OR(Q254=\"New\",R254=\"New\"),\"New\",\"Existing\"),\"None\")","v":"Existing"}]
[null,null,null,null,"00 Ret.ExistDryFGD & SCR & HRI","Fossil",null,"00 Ret.ExistDryFGD & SCR & HRI","Existing",null,null,"00 Ret.ExistDryFGD & SCR & HRI","Coal Steam","Coal",null,"00 Ret.ExistDryFGD & SCR & HRI","Existing","---","New","---","---","---","New","---","New","Existing"]
[null,null,null,null,"00 Ret.ExistDryFGD & SCR & HRI & CCS","Fossil",null,"00 Ret.ExistDryFGD & SCR & HRI & CCS","Existing",null,null,"00 Ret.ExistDryFGD & SCR & HRI & CCS","Coal w/CCS","Coal w/CCS",null,"00 Ret.ExistDryFGD & SCR & HRI & CCS","Existing","---","New","---","---","---","New","New","New","Existing"]
[null,null,null,null,"00 Ret.ExistDryFGD & SNCR","Fossil",null,"00 Ret.ExistDryFGD & SNCR","Existing",null,null,"00 Ret.ExistDryFGD & SNCR","Coal Steam","Coal",null,"00 Ret.ExistDryFGD & SNCR","Existing","---","---","New","---","---","---","---","New","Existing"]
[null,null,null,null,"00 Ret.ExistDryFGD & SNCR & CCS","Fossil",null,"00 Ret.ExistDryFGD & SNCR & CCS","Existing",null,null,"00 Ret.ExistDryFGD & SNCR & CCS","Coal w/CCS","Coal w/CCS",null,"00 Ret.ExistDryFGD & SNCR & CCS","Existing","---","---","New","---","---","---","New","New","Existing"]
[null,null,null,null,"00 Ret.ExistDryFGD & SNCR & HRI","Fossil",null,"00 Ret.ExistDryFGD & SNCR & HRI","Existing",null,null,"00 Ret.ExistDryFGD & SNCR & HRI","Coal Steam","Coal",null,"00 Ret.ExistDryFGD & SNCR & HRI","Existing","---","---","New","---","---","New","---","New","Existing"]
[null,null,null,null,"00 Ret.ExistDryFGD & SNCR & HRI & CCS","Fossil",null,"00 Ret.ExistDryFGD & SNCR & HRI & CCS","Existing",null,null,"00 Ret.ExistDryFGD & SNCR & HRI & CCS","Coal w/CCS","Coal w/CCS",null,"00 Ret.ExistDryFGD & SNCR & HRI & CCS","Existing","---","---","New","---","---","New","New","New","Existing"]
[null,null,null,null,"00 Ret.ExistDryFGD_ACI & CCS","Fossil",null,"00 Ret.ExistDryFGD_ACI & CCS","Existing",null,null,"00 Ret.ExistDryFGD_ACI & CCS","Coal w/CCS","Coal w/CCS",null,"00 Ret.ExistDryFGD_ACI & CCS","Existing","---","---","---","Existing","---","---","New","None","Existing"]
[null,null,null,null,"00 Ret.ExistDryFGD_ACI & HRI","Fossil",null,"00 Ret.ExistDryFGD_ACI & HRI","Existing",null,null,"00 Ret.ExistDryFGD_ACI & HRI","Coal Steam","Coal",null,"00 Ret.ExistDryFGD_ACI & HRI","Existing","---","---","---","Existing","---","New","---","None","Existing"]
[null,null,null,null,"00 Ret.ExistDryFGD_ACI & HRI & CCS","Fossil",null,"00 Ret.ExistDryFGD_ACI & HRI & CCS","Existing",null,null,"00 Ret.ExistDryFGD_ACI & HRI & CCS","Coal w/CCS","Coal w/CCS",null,"00 Ret.ExistDryFGD_ACI & HRI & CCS","Existing","---","---","---","Existing","---","New","New","None","Existing"]
[null,null,null,null,"00 Ret.ExistDryFGD_ACI & SCR & CCS","Fossil",null,"00 Ret.ExistDryFGD_ACI & SCR & CCS","Existing",null,null,"00 Ret.ExistDryFGD_ACI & SCR & CCS","Coal w/CCS","Coal w/CCS",null,"00 Ret.ExistDryFGD_ACI & SCR & CCS","Existing","---","New","---","Existing","---","---","New","New","Existing"]
[null,null,null,null,"00 Ret.ExistDryFGD_ACI & SCR & HRI","Fossil",null,"00 Ret.ExistDryFGD_ACI & SCR & HRI","Existing",null,null,"00 Ret.ExistDryFGD_ACI & SCR & HRI","Coal Steam","Coal",null,"00 Ret.ExistDryFGD_ACI & SCR & HRI","Existing","---","New","---","Existing","---","New","---","New","Existing"]
[null,null,null,null,"00 Ret.ExistDryFGD_ACI & SCR & HRI & CCS","Fossil",null,"00 Ret.ExistDryFGD_ACI & SCR & HRI & CCS","Existing",null,null,"00 Ret.ExistDryFGD_ACI & SCR & HRI & CCS","Coal w/CCS","Coal w/CCS",null,"00 Ret.ExistDryFGD_ACI & SCR & HRI & CCS","Existing","---","New","---","Existing","---","New","New","New","Existing"]
[null,null,null,null,"00 Ret.ExistDryFGD_ACI & SNCR","Fossil",null,"00 Ret.ExistDryFGD_ACI & SNCR","Existing",null,null,"00 Ret.ExistDryFGD_ACI & SNCR","Coal Steam","Coal",null,"00 Ret.ExistDryFGD_ACI & SNCR","Existing","---","---","New","Existing","---","---","---","New","Existing"]
[null,null,null,null,"00 Ret.ExistDryFGD_ACI & SNCR & CCS","Fossil",null,"00 Ret.ExistDryFGD_ACI & SNCR & CCS","Existing",null,null,"00 Ret.ExistDryFGD_ACI & SNCR & CCS","Coal w/CCS","Coal w/CCS",null,"00 Ret.ExistDryFGD_ACI & SNCR & CCS","Existing","---","---","New","Existing","---","---","New","New","Existing"]
[null,null,null,null,"00 Ret.ExistDryFGD_ACI & SNCR & HRI","Fossil",null,"00 Ret.ExistDryFGD_ACI & SNCR & HRI","Existing",null,null,"00 Ret.ExistDryFGD_ACI & SNCR & HRI","Coal Steam","Coal",null,"00 Ret.ExistDryFGD_ACI & SNCR & HRI","Existing","---","---","New","Existing","---","New","---","New","Existing"]
[null,null,null,null,"00 Ret.ExistDryFGD_ACI & SNCR & HRI & CCS","Fossil",null,"00 Ret.ExistDryFGD_ACI & SNCR & HRI & CCS","Existing",null,null,"00 Ret.ExistDryFGD_ACI & SNCR & HRI & CCS","Coal w/CCS","Coal w/CCS",null,"00 Ret.ExistDryFGD_ACI & SNCR & HRI & CCS","Existing","---","---","New","Existing","---","New","New","New","Existing"]
[null,null,null,null,"00 Ret.ExistDryFGD_ACI_DSI & HRI","Fossil",null,"00 Ret.ExistDryFGD_ACI_DSI & HRI","Existing",null,null,"00 Ret.ExistDryFGD_ACI_DSI & HRI","Coal Steam","Coal",null,"00 Ret.ExistDryFGD_ACI_DSI & HRI","Existing","Existing","---","---","Existing","---","New","---","None","Existing"]
[null,null,null,null,"00 Ret.ExistDryFGD_ACI_DSI & SCR","Fossil",null,"00 Ret.ExistDryFGD_ACI_DSI & SCR","Existing",null,null,"00 Ret.ExistDryFGD_ACI_DSI & SCR","Coal Steam","Coal",null,"00 Ret.ExistDryFGD_ACI_DSI & SCR","Existing","Existing","New","---","Existing","---","---","---","New","Existing"]
[null,null,null,null,"00 Ret.ExistDryFGD_ACI_DSI & SCR & CCS","Fossil",null,"00 Ret.ExistDryFGD_ACI_DSI & SCR & CCS","Existing",null,null,"00 Ret.ExistDryFGD_ACI_DSI & SCR & CCS","Coal w/CCS","Coal w/CCS",null,"00 Ret.ExistDryFGD_ACI_DSI & SCR & CCS","Existing","Existing","New","---","Existing","---","---","New","New","Existing"]
[null,null,null,null,"00 Ret.ExistDryFGD_ACI_DSI & SCR & HRI","Fossil",null,"00 Ret.ExistDryFGD_ACI_DSI & SCR & HRI","Existing",null,null,"00 Ret.ExistDryFGD_ACI_DSI & SCR & HRI","Coal Steam","Coal",null,"00 Ret.ExistDryFGD_ACI_DSI & SCR & HRI","Existing","Existing","New","---","Existing","---","New","---","New","Existing"]
[null,null,null,null,"00 Ret.ExistDryFGD_ACI_DSI & SCR & HRI & CCS","Fossil",null,"00 Ret.ExistDryFGD_ACI_DSI & SCR & HRI & CCS","Existing",null,null,"00 Ret.ExistDryFGD_ACI_DSI & SCR & HRI & CCS","Coal w/CCS","Coal w/CCS",null,"00 Ret.ExistDryFGD_ACI_DSI & SCR & HRI & CCS","Existing","Existing","New","---","Existing","---","New","New","New","Existing"]
[null,null,null,null,"00 Ret.ExistDryFGD_ACI_DSI & SNCR","Fossil",null,"00 Ret.ExistDryFGD_ACI_DSI & SNCR","Existing",null,null,"00 Ret.ExistDryFGD_ACI_DSI & SNCR","Coal Steam","Coal",null,"00 Ret.ExistDryFGD_ACI_DSI & SNCR","Existing","Existing","---","New","Existing","---","---","---","New","Existing"]
[null,null,null,null,"00 Ret.ExistDryFGD_ACI_DSI & SNCR & HRI","Fossil",null,"00 Ret.ExistDryFGD_ACI_DSI & SNCR & HRI","Existing",null,null,"00 Ret.ExistDryFGD_ACI_DSI & SNCR & HRI","Coal Steam","Coal",null,"00 Ret.ExistDryFGD_ACI_DSI & SNCR & HRI","Existing","Existing","---","New","Existing","---","New","---","New","Existing"]
[null,null,null,null,"00 Ret.ExistDryFGD_SCR & ACI & CCS","Fossil",null,"00 Ret.ExistDryFGD_SCR & ACI & CCS","Existing",null,null,"00 Ret.ExistDryFGD_SCR & ACI & CCS","Coal w/CCS","Coal w/CCS",null,"00 Ret.ExistDryFGD_SCR & ACI & CCS","Existing","---","Existing","---","New","---","---","New","Existing","Existing"]
[null,null,null,null,"00 Ret.ExistDryFGD_DSI & HRI","Fossil",null,"00 Ret.ExistDryFGD_DSI & HRI","Existing",null,null,"00 Ret.ExistDryFGD_DSI & HRI","Coal Steam","Coal",null,"00 Ret.ExistDryFGD_DSI & HRI","Existing","Existing","---","---","---","---","New","---","None","Existing"]
[null,null,null,null,"00 Ret.ExistDryFGD_SCR & ACI & HRI","Fossil",null,"00 Ret.ExistDryFGD_SCR & ACI & HRI","Existing",null,null,"00 Ret.ExistDryFGD_SCR & ACI & HRI","Coal Steam","Coal",null,"00 Ret.ExistDryFGD_SCR & ACI & HRI","Existing","---","Existing","---","New","---","New","---","Existing","Existing"]
[null,null,null,null,"00 Ret.ExistDryFGD_SCR & ACI & HRI & CCS","Fossil",null,"00 Ret.ExistDryFGD_SCR & ACI & HRI & CCS","Existing",null,null,"00 Ret.ExistDryFGD_SCR & ACI & HRI & CCS","Coal w/CCS","Coal w/CCS",null,"00 Ret.ExistDryFGD_SCR & ACI & HRI & CCS","Existing","---","Existing","---","New","---","New","New","Existing","Existing"]
[null,null,null,null,"00 Ret.ExistDryFGD_SCR & CCS","Fossil",null,"00 Ret.ExistDryFGD_SCR & CCS","Existing",null,null,"00 Ret.ExistDryFGD_SCR & CCS","Coal w/CCS","Coal w/CCS",null,"00 Ret.ExistDryFGD_SCR & CCS","Existing","---","Existing","---","---","---","---","New","Existing","Existing"]
[null,null,null,null,"00 Ret.ExistDryFGD_SCR_DSI & ACI & HRI","Fossil",null,"00 Ret.ExistDryFGD_SCR_DSI & ACI & HRI","Existing",null,null,"00 Ret.ExistDryFGD_SCR_DSI & ACI & HRI","Coal Steam","Coal",null,"00 Ret.ExistDryFGD_SCR_DSI & ACI & HRI","Existing","Existing","Existing","---","New","---","New","---","Existing","Existing"]
[null,null,null,null,"00 Ret.ExistDryFGD_SNCR_ACI_DSI & CCS","Fossil",null,"00 Ret.ExistDryFGD_SNCR_ACI_DSI & CCS","Existing",null,null,"00 Ret.ExistDryFGD_SNCR_ACI_DSI & CCS","Coal w/CCS","Coal w/CCS",null,"00 Ret.ExistDryFGD_SNCR_ACI_DSI & CCS","Existing","Existing","---","Existing","Existing","---","---","New","Existing","Existing"]
[null,null,null,null,"00 Ret.ExistDryFGD_SNCR_ACI_DSI & HRI","Fossil",null,"00 Ret.ExistDryFGD_SNCR_ACI_DSI & HRI","Existing",null,null,"00 Ret.ExistDryFGD_SNCR_ACI_DSI & HRI","Coal Steam","Coal",null,"00 Ret.ExistDryFGD_SNCR_ACI_DSI & HRI","Existing","Existing","---","Existing","Existing","---","New","---","Existing","Existing"]
[null,null,null,null,"00 Ret.ExistDryFGD_SNCR_ACI_DSI & HRI & CCS","Fossil",null,"00 Ret.ExistDryFGD_SNCR_ACI_DSI & HRI & CCS","Existing",null,null,"00 Ret.ExistDryFGD_SNCR_ACI_DSI & HRI & CCS","Coal w/CCS","Coal w/CCS",null,"00 Ret.ExistDryFGD_SNCR_ACI_DSI & HRI & CCS","Existing","Existing","---","Existing","Existing","---","New","New","Existing","Existing"]
[null,null,null,null,"00 Ret.ExistDSI & ACI & HRI","Fossil",null,"00 Ret.ExistDSI & ACI & HRI","Existing",null,null,"00 Ret.ExistDSI & ACI & HRI","Coal Steam","Coal",null,"00 Ret.ExistDSI & ACI & HRI","---","Existing","---","---","New","---","New","---","None","Existing"]
[null,null,null,null,"00 Ret.ExistDSI & ACI & SCR","Fossil",null,"00 Ret.ExistDSI & ACI & SCR","Existing",null,null,"00 Ret.ExistDSI & ACI & SCR","Coal Steam","Coal",null,"00 Ret.ExistDSI & ACI & SCR","---","Existing","New","---","New","---","---","---","New","Existing"]
[null,null,null,null,"00 Ret.ExistDSI & ACI & SCR & DryFGD & HRI","Fossil",null,"00 Ret.ExistDSI & ACI & SCR & DryFGD & HRI","Existing",null,null,"00 Ret.ExistDSI & ACI & SCR & DryFGD & HRI","Coal Steam","Coal",null,"00 Ret.ExistDSI & ACI & SCR & DryFGD & HRI","New","Existing","New","---","New","---","New","---","New","New"]
[null,null,null,null,"00 Ret.ExistDSI & ACI & SCR & HRI","Fossil",null,"00 Ret.ExistDSI & ACI & SCR & HRI","Existing",null,null,"00 Ret.ExistDSI & ACI & SCR & HRI","Coal Steam","Coal",null,"00 Ret.ExistDSI & ACI & SCR & HRI","---","Existing","New","---","New","---","New","---","New","Existing"]
[null,null,null,null,"00 Ret.ExistDSI & ACI & SCR & WetFGD & HRI","Fossil",null,"00 Ret.ExistDSI & ACI & SCR & WetFGD & HRI","Existing",null,null,"00 Ret.ExistDSI & ACI & SCR & WetFGD & HRI","Coal Steam","Coal",null,"00 Ret.ExistDSI & ACI & SCR & WetFGD & HRI","New","Existing","New","---","New","---","New","---","New","New"]
[null,null,null,null,"00 Ret.ExistDSI & DryFGD","Fossil",null,"00 Ret.ExistDSI & DryFGD","Existing",null,null,"00 Ret.ExistDSI & DryFGD","Coal Steam","Coal",null,"00 Ret.ExistDSI & DryFGD","New","Existing","---","---","---","---","---","---","None","New"]
[null,null,null,null,"00 Ret.ExistDSI & DryFGD & ACI","Fossil",null,"00 Ret.ExistDSI & DryFGD & ACI","Existing",null,null,"00 Ret.ExistDSI & DryFGD & ACI","Coal Steam","Coal",null,"00 Ret.ExistDSI & DryFGD & ACI","New","Existing","---","---","New","---","---","---","None","New"]
[null,null,null,null,"00 Ret.ExistDSI & DryFGD & ACI & HRI","Fossil",null,"00 Ret.ExistDSI & DryFGD & ACI & HRI","Existing",null,null,"00 Ret.ExistDSI & DryFGD & ACI & HRI","Coal Steam","Coal",null,"00 Ret.ExistDSI & DryFGD & ACI & HRI","New","Existing","---","---","New","---","New","---","None","New"]
[null,null,null,null,"00 Ret.ExistDSI & DryFGD & HRI","Fossil",null,"00 Ret.ExistDSI & DryFGD & HRI","Existing",null,null,"00 Ret.ExistDSI & DryFGD & HRI","Coal Steam","Coal",null,"00 Ret.ExistDSI & DryFGD & HRI","New","Existing","---","---","---","---","New","---","None","New"]
[null,null,null,null,"00 Ret.ExistDSI & HRI","Fossil",null,"00 Ret.ExistDSI & HRI","Existing",null,null,"00 Ret.ExistDSI & HRI","Coal Steam","Coal",null,"00 Ret.ExistDSI & HRI","---","Existing","---","---","---","---","New","---","None","Existing"]
[null,null,null,null,"00 Ret.ExistDSI & SCR","Fossil",null,"00 Ret.ExistDSI & SCR","Existing",null,null,"00 Ret.ExistDSI & SCR","Coal Steam","Coal",null,"00 Ret.ExistDSI & SCR","---","Existing","New","---","---","---","---","---","New","Existing"]
[null,null,null,null,"00 Ret.ExistDSI & SCR & DryFGD","Fossil",null,"00 Ret.ExistDSI & SCR & DryFGD","Existing",null,null,"00 Ret.ExistDSI & SCR & DryFGD","Coal Steam","Coal",null,"00 Ret.ExistDSI & SCR & DryFGD","New","Existing","New","---","---","---","---","---","New","New"]
[null,null,null,null,"00 Ret.ExistDSI & SCR & DryFGD & ACI","Fossil",null,"00 Ret.ExistDSI & SCR & DryFGD & ACI","Existing",null,null,"00 Ret.ExistDSI & SCR & DryFGD & ACI","Coal Steam","Coal",null,"00 Ret.ExistDSI & SCR & DryFGD & ACI","New","Existing","New","---","New","---","---","---","New","New"]
[null,null,null,null,"00 Ret.ExistDSI & SCR & DryFGD & HRI","Fossil",null,"00 Ret.ExistDSI & SCR & DryFGD & HRI","Existing",null,null,"00 Ret.ExistDSI & SCR & DryFGD & HRI","Coal Steam","Coal",null,"00 Ret.ExistDSI & SCR & DryFGD & HRI","New","Existing","New","---","---","---","New","---","New","New"]
[null,null,null,null,"00 Ret.ExistDSI & SCR & HRI","Fossil",null,"00 Ret.ExistDSI & SCR & HRI","Existing",null,null,"00 Ret.ExistDSI & SCR & HRI","Coal Steam","Coal",null,"00 Ret.ExistDSI & SCR & HRI","---","Existing","New","---","---","---","New","---","New","Existing"]
[null,null,null,null,"00 Ret.ExistDSI & SCR & WetFGD","Fossil",null,"00 Ret.ExistDSI & SCR & WetFGD","Existing",null,null,"00 Ret.ExistDSI & SCR & WetFGD","Coal Steam","Coal",null,"00 Ret.ExistDSI & SCR & WetFGD","New","Existing","New","---","---","---","---","---","New","New"]
[null,null,null,null,"00 Ret.ExistDSI & SCR & WetFGD & ACI","Fossil",null,"00 Ret.ExistDSI & SCR & WetFGD & ACI","Existing",null,null,"00 Ret.ExistDSI & SCR & WetFGD & ACI","Coal Steam","Coal",null,"00 Ret.ExistDSI & SCR & WetFGD & ACI","New","Existing","New","---","New","---","---","---","New","New"]
[null,null,null,null,"00 Ret.ExistDSI & SCR & WetFGD & HRI","Fossil",null,"00 Ret.ExistDSI & SCR & WetFGD & HRI","Existing",null,null,"00 Ret.ExistDSI & SCR & WetFGD & HRI","Coal Steam","Coal",null,"00 Ret.ExistDSI & SCR & WetFGD & HRI","New","Existing","New","---","---","---","New","---","New","New"]
[null,null,null,null,"00 Ret.ExistDSI & SNCR","Fossil",null,"00 Ret.ExistDSI & SNCR","Existing",null,null,"00 Ret.ExistDSI & SNCR","Coal Steam","Coal",null,"00 Ret.ExistDSI & SNCR","---","Existing","---","New","---","---","---","---","New","Existing"]
[null,null,null,null,"00 Ret.ExistDSI & SNCR & ACI","Fossil",null,"00 Ret.ExistDSI & SNCR & ACI","Existing",null,null,"00 Ret.ExistDSI & SNCR & ACI","Coal Steam","Coal",null,"00 Ret.ExistDSI & SNCR & ACI","---","Existing","---","New","New","---","---","---","New","Existing"]
[null,null,null,null,"00 Ret.ExistDSI & SNCR & ACI & HRI","Fossil",null,"00 Ret.ExistDSI & SNCR & ACI & HRI","Existing",null,null,"00 Ret.ExistDSI & SNCR & ACI & HRI","Coal Steam","Coal",null,"00 Ret.ExistDSI & SNCR & ACI & HRI","---","Existing","---","New","New","---","New","---","New","Existing"]
[null,null,null,null,"00 Ret.ExistDSI & SNCR & DryFGD","Fossil",null,"00 Ret.ExistDSI & SNCR & DryFGD","Existing",null,null,"00 Ret.ExistDSI & SNCR & DryFGD","Coal Steam","Coal",null,"00 Ret.ExistDSI & SNCR & DryFGD","New","Existing","---","New","---","---","---","---","New","New"]
[null,null,null,null,"00 Ret.ExistDSI & SNCR & DryFGD & ACI","Fossil",null,"00 Ret.ExistDSI & SNCR & DryFGD & ACI","Existing",null,null,"00 Ret.ExistDSI & SNCR & DryFGD & ACI","Coal Steam","Coal",null,"00 Ret.ExistDSI & SNCR & DryFGD & ACI","New","Existing","---","New","New","---","---","---","New","New"]
[null,null,null,null,"00 Ret.ExistDSI & SNCR & DryFGD & ACI & HRI","Fossil",null,"00 Ret.ExistDSI & SNCR & DryFGD & ACI & HRI","Existing",null,null,"00 Ret.ExistDSI & SNCR & DryFGD & ACI & HRI","Coal Steam","Coal",null,"00 Ret.ExistDSI & SNCR & DryFGD & ACI & HRI","New","Existing","---","New","New","---","New","---","New","New"]
[null,null,null,null,"00 Ret.ExistDSI & SNCR & DryFGD & HRI","Fossil",null,"00 Ret.ExistDSI & SNCR & DryFGD & HRI","Existing",null,null,"00 Ret.ExistDSI & SNCR & DryFGD & HRI","Coal Steam","Coal",null,"00 Ret.ExistDSI & SNCR & DryFGD & HRI","New","Existing","---","New","---","---","New","---","New","New"]
[null,null,null,null,"00 Ret.ExistDSI & SNCR & HRI","Fossil",null,"00 Ret.ExistDSI & SNCR & HRI","Existing",null,null,"00 Ret.ExistDSI & SNCR & HRI","Coal Steam","Coal",null,"00 Ret.ExistDSI & SNCR & HRI","---","Existing","---","New","---","---","New","---","New","Existing"]
[null,null,null,null,"00 Ret.ExistDSI & SNCR & WetFGD","Fossil",null,"00 Ret.ExistDSI & SNCR & WetFGD","Existing",null,null,"00 Ret.ExistDSI & SNCR & WetFGD","Coal Steam","Coal",null,"00 Ret.ExistDSI & SNCR & WetFGD","New","Existing","---","New","---","---","---","---","New","New"]
[null,null,null,null,"00 Ret.ExistDSI & SNCR & WetFGD & ACI","Fossil",null,"00 Ret.ExistDSI & SNCR & WetFGD & ACI","Existing",null,null,"00 Ret.ExistDSI & SNCR & WetFGD & ACI","Coal Steam","Coal",null,"00 Ret.ExistDSI & SNCR & WetFGD & ACI","New","Existing","---","New","New","---","---","---","New","New"]
[null,null,null,null,"00 Ret.ExistDSI & SNCR & WetFGD & ACI & HRI","Fossil",null,"00 Ret.ExistDSI & SNCR & WetFGD & ACI & HRI","Existing",null,null,"00 Ret.ExistDSI & SNCR & WetFGD & ACI & HRI","Coal Steam","Coal",null,"00 Ret.ExistDSI & SNCR & WetFGD & ACI & HRI","New","Existing","---","New","New","---","New","---","New","New"]
[null,null,null,null,"00 Ret.ExistDSI & SNCR & WetFGD & HRI","Fossil",null,"00 Ret.ExistDSI & SNCR & WetFGD & HRI","Existing",null,null,"00 Ret.ExistDSI & SNCR & WetFGD & HRI","Coal Steam","Coal",null,"00 Ret.ExistDSI & SNCR & WetFGD & HRI","New","Existing","---","New","---","---","New","---","New","New"]
[null,null,null,null,"00 Ret.ExistDSI & WetFGD","Fossil",null,"00 Ret.ExistDSI & WetFGD","Existing",null,null,"00 Ret.ExistDSI & WetFGD","Coal Steam","Coal",null,"00 Ret.ExistDSI & WetFGD","New","Existing","---","---","---","---","---","---","None","New"]
[null,null,null,null,"00 Ret.ExistDSI & WetFGD & ACI","Fossil",null,"00 Ret.ExistDSI & WetFGD & ACI","Existing",null,null,"00 Ret.ExistDSI & WetFGD & ACI","Coal Steam","Coal",null,"00 Ret.ExistDSI & WetFGD & ACI","New","Existing","---","---","New","---","---","---",{"$f":"IF(OR(S318<>\"---\",T318<>\"---\"),IF(OR(S318=\"New\",T318=\"New\"),\"New\",\"Existing\"),\"None\")","v":"None"},{"$f":"IF(OR(Q318<>\"---\",R318<>\"---\"),IF(OR(Q318=\"New\",R318=\"New\"),\"New\",\"Existing\"),\"None\")","v":"New"}]
[null,null,null,null,"00 Ret.ExistDSI & WetFGD & ACI & HRI","Fossil",null,"00 Ret.ExistDSI & WetFGD & ACI & HRI","Existing",null,null,"00 Ret.ExistDSI & WetFGD & ACI & HRI","Coal Steam","Coal",null,"00 Ret.ExistDSI & WetFGD & ACI & HRI","New","Existing","---","---","New","---","New","---","None","New"]
[null,null,null,null,"00 Ret.ExistDSI & WetFGD & HRI","Fossil",null,"00 Ret.ExistDSI & WetFGD & HRI","Existing",null,null,"00 Ret.ExistDSI & WetFGD & HRI","Coal Steam","Coal",null,"00 Ret.ExistDSI & WetFGD & HRI","New","Existing","---","---","---","---","New","---","None","New"]
[null,null,null,null,"00 Ret.ExistDSI_ACI & SNCR & DryFGD & CCS","Fossil",null,"00 Ret.ExistDSI_ACI & SNCR & DryFGD & CCS","Existing",null,null,"00 Ret.ExistDSI_ACI & SNCR & DryFGD & CCS","Coal w/CCS","Coal w/CCS",null,"00 Ret.ExistDSI_ACI & SNCR & DryFGD & CCS","New","Existing","---","New","Existing","---","---","New","New","New"]
[null,null,null,null,"00 Ret.ExistDSI_ACI & SNCR & WetFGD & CCS","Fossil",null,"00 Ret.ExistDSI_ACI & SNCR & WetFGD & CCS","Existing",null,null,"00 Ret.ExistDSI_ACI & SNCR & WetFGD & CCS","Coal w/CCS","Coal w/CCS",null,"00 Ret.ExistDSI_ACI & SNCR & WetFGD & CCS","New","Existing","---","New","Existing","---","---","New","New","New"]
[null,null,null,null,"00 Ret.ExistSCR_ACI & DryFGD & CCS","Fossil",null,"00 Ret.ExistSCR_ACI & DryFGD & CCS","Existing",null,null,"00 Ret.ExistSCR_ACI & DryFGD & CCS","Coal w/CCS","Coal w/CCS",null,"00 Ret.ExistSCR_ACI & DryFGD & CCS","New","---","Existing","---","Existing","---","---","New","Existing","New"]
[null,null,null,null,"00 Ret.ExistSCR_ACI & DryFGD & HRI","Fossil",null,"00 Ret.ExistSCR_ACI & DryFGD & HRI","Existing",null,null,"00 Ret.ExistSCR_ACI & DryFGD & HRI","Coal Steam","Coal",null,"00 Ret.ExistSCR_ACI & DryFGD & HRI","New","---","Existing","---","Existing","---","New","---","Existing","New"]
[null,null,null,null,"00 Ret.ExistSCR_ACI & DryFGD & HRI & CCS","Fossil",null,"00 Ret.ExistSCR_ACI & DryFGD & HRI & CCS","Existing",null,null,"00 Ret.ExistSCR_ACI & DryFGD & HRI & CCS","Coal w/CCS","Coal w/CCS",null,"00 Ret.ExistSCR_ACI & DryFGD & HRI & CCS","New","---","Existing","---","Existing","---","New","New","Existing","New"]
[null,null,null,null,"00 Ret.ExistSCR_ACI & DSI & HRI","Fossil",null,"00 Ret.ExistSCR_ACI & DSI & HRI","Existing",null,null,"00 Ret.ExistSCR_ACI & DSI & HRI","Coal Steam","Coal",null,"00 Ret.ExistSCR_ACI & DSI & HRI","---","New","Existing","---","Existing","---","New","---","Existing","New"]
[null,null,null,null,"00 Ret.ExistSCR_ACI & HRI","Fossil",null,"00 Ret.ExistSCR_ACI & HRI","Existing",null,null,"00 Ret.ExistSCR_ACI & HRI","Coal Steam","Coal",null,"00 Ret.ExistSCR_ACI & HRI","---","---","Existing","---","Existing","---","New","---","Existing","None"]
[null,null,null,null,"00 Ret.ExistSCR_ACI & WetFGD","Fossil",null,"00 Ret.ExistSCR_ACI & WetFGD","Existing",null,null,"00 Ret.ExistSCR_ACI & WetFGD","Coal Steam","Coal",null,"00 Ret.ExistSCR_ACI & WetFGD","New","---","Existing","---","Existing","---","---","---","Existing","New"]
[null,null,null,null,"00 Ret.ExistSCR_ACI & WetFGD & CCS","Fossil",null,"00 Ret.ExistSCR_ACI & WetFGD & CCS","Existing",null,null,"00 Ret.ExistSCR_ACI & WetFGD & CCS","Coal w/CCS","Coal w/CCS",null,"00 Ret.ExistSCR_ACI & WetFGD & CCS","New","---","Existing","---","Existing","---","---","New","Existing","New"]
[null,null,null,null,"00 Ret.ExistSCR_ACI & WetFGD & HRI","Fossil",null,"00 Ret.ExistSCR_ACI & WetFGD & HRI","Existing",null,null,"00 Ret.ExistSCR_ACI & WetFGD & HRI","Coal Steam","Coal",null,"00 Ret.ExistSCR_ACI & WetFGD & HRI","New","---","Existing","---","Existing","---","New","---","Existing","New"]
[null,null,null,null,"00 Ret.ExistSCR_ACI & WetFGD & HRI & CCS","Fossil",null,"00 Ret.ExistSCR_ACI & WetFGD & HRI & CCS","Existing",null,null,"00 Ret.ExistSCR_ACI & WetFGD & HRI & CCS","Coal w/CCS","Coal w/CCS",null,"00 Ret.ExistSCR_ACI & WetFGD & HRI & CCS","New","---","Existing","---","Existing","---","New","New","Existing","New"]
[null,null,null,null,"00 Ret.ExistSCR_ACI_DSI & DryFGD","Fossil",null,"00 Ret.ExistSCR_ACI_DSI & DryFGD","Existing",null,null,"00 Ret.ExistSCR_ACI_DSI & DryFGD","Coal Steam","Coal",null,"00 Ret.ExistSCR_ACI_DSI & DryFGD","New","Existing","Existing","---","Existing","---","---","---","Existing","New"]
[null,null,null,null,"00 Ret.ExistSCR_ACI_DSI & DryFGD & HRI","Fossil",null,"00 Ret.ExistSCR_ACI_DSI & DryFGD & HRI","Existing",null,null,"00 Ret.ExistSCR_ACI_DSI & DryFGD & HRI","Coal Steam","Coal",null,"00 Ret.ExistSCR_ACI_DSI & DryFGD & HRI","New","Existing","Existing","---","Existing","---","New","---","Existing","New"]
[null,null,null,null,"00 Ret.ExistSCR_ACI_DSI & HRI","Fossil",null,"00 Ret.ExistSCR_ACI_DSI & HRI","Existing",null,null,"00 Ret.ExistSCR_ACI_DSI & HRI","Coal Steam","Coal",null,"00 Ret.ExistSCR_ACI_DSI & HRI","---","Existing","Existing","---","Existing","---","New","---","Existing","Existing"]
[null,null,null,null,"00 Ret.ExistSCR_ACI_DSI & WetFGD","Fossil",null,"00 Ret.ExistSCR_ACI_DSI & WetFGD","Existing",null,null,"00 Ret.ExistSCR_ACI_DSI & WetFGD","Coal Steam","Coal",null,"00 Ret.ExistSCR_ACI_DSI & WetFGD","New","Existing","Existing","---","Existing","---","---","---","Existing","New"]
[null,null,null,null,"00 Ret.ExistSCR_ACI_DSI & WetFGD & HRI","Fossil",null,"00 Ret.ExistSCR_ACI_DSI & WetFGD & HRI","Existing",null,null,"00 Ret.ExistSCR_ACI_DSI & WetFGD & HRI","Coal Steam","Coal",null,"00 Ret.ExistSCR_ACI_DSI & WetFGD & HRI","New","Existing","Existing","---","Existing","---","New","---","Existing","New"]
[null,null,null,null,"00 Ret.ExistSCR_DryFGD & HRI","Fossil",null,"00 Ret.ExistSCR_DryFGD & HRI","Existing",null,null,"00 Ret.ExistSCR_DryFGD & HRI","Coal Steam","Coal",null,"00 Ret.ExistSCR_DryFGD & HRI","Existing","---","Existing","---","---","---","New","---","Existing","Existing"]
[null,null,null,null,"00 Ret.ExistSCR_DryFGD & HRI & CCS","Fossil",null,"00 Ret.ExistSCR_DryFGD & HRI & CCS","Existing",null,null,"00 Ret.ExistSCR_DryFGD & HRI & CCS","Coal w/CCS","Coal w/CCS",null,"00 Ret.ExistSCR_DryFGD & HRI & CCS","Existing","---","Existing","---","---","---","New","New","Existing","Existing"]
[null,null,null,null,"00 Ret.ExistSCR_DryFGD_ACI & CCS","Fossil",null,"00 Ret.ExistSCR_DryFGD_ACI & CCS","Existing",null,null,"00 Ret.ExistSCR_DryFGD_ACI & CCS","Coal w/CCS","Coal w/CCS",null,"00 Ret.ExistSCR_DryFGD_ACI & CCS","Existing","---","Existing","---","Existing","---","---","New","Existing","Existing"]
[null,null,null,null,"00 Ret.ExistSCR_DryFGD_ACI & HRI","Fossil",null,"00 Ret.ExistSCR_DryFGD_ACI & HRI","Existing",null,null,"00 Ret.ExistSCR_DryFGD_ACI & HRI","Coal Steam","Coal",null,"00 Ret.ExistSCR_DryFGD_ACI & HRI","Existing","---","Existing","---","Existing","---","New","---","Existing","Existing"]
[null,null,null,null,"00 Ret.ExistSCR_DryFGD_ACI & HRI & CCS","Fossil",null,"00 Ret.ExistSCR_DryFGD_ACI & HRI & CCS","Existing",null,null,"00 Ret.ExistSCR_DryFGD_ACI & HRI & CCS","Coal w/CCS","Coal w/CCS",null,"00 Ret.ExistSCR_DryFGD_ACI & HRI & CCS","Existing","---","Existing","---","Existing","---","New","New","Existing","Existing"]
[null,null,null,null,"00 Ret.ExistSCR_DryFGD_ACI_DSI & CCS","Fossil",null,"00 Ret.ExistSCR_DryFGD_ACI_DSI & CCS","Existing",null,null,"00 Ret.ExistSCR_DryFGD_ACI_DSI & CCS","Coal w/CCS","Coal w/CCS",null,"00 Ret.ExistSCR_DryFGD_ACI_DSI & CCS","Existing","Existing","Existing","---","Existing","---","---","New","Existing","Existing"]
[null,null,null,null,"00 Ret.ExistSCR_DryFGD_ACI_DSI & HRI","Fossil",null,"00 Ret.ExistSCR_DryFGD_ACI_DSI & HRI","Existing",null,null,"00 Ret.ExistSCR_DryFGD_ACI_DSI & HRI","Coal Steam","Coal",null,"00 Ret.ExistSCR_DryFGD_ACI_DSI & HRI","Existing","Existing","Existing","---","Existing","---","New","---","Existing","Existing"]
[null,null,null,null,"00 Ret.ExistSCR_DryFGD_ACI_DSI & HRI & CCS","Fossil",null,"00 Ret.ExistSCR_DryFGD_ACI_DSI & HRI & CCS","Existing",null,null,"00 Ret.ExistSCR_DryFGD_ACI_DSI & HRI & CCS","Coal w/CCS","Coal w/CCS",null,"00 Ret.ExistSCR_DryFGD_ACI_DSI & HRI & CCS","Existing","Existing","Existing","---","Existing","---","New","New","Existing","Existing"]
[null,null,null,null,"00 Ret.ExistSCR_DryFGD_DSI & ACI","Fossil",null,"00 Ret.ExistSCR_DryFGD_DSI & ACI","Existing",null,null,"00 Ret.ExistSCR_DryFGD_DSI & ACI","Coal Steam","Coal",null,"00 Ret.ExistSCR_DryFGD_DSI & ACI","Existing","Existing","Existing","---","New","---","---","---","Existing","Existing"]
[null,null,null,null,"00 Ret.ExistSCR_WetFGD & HRI","Fossil",null,"00 Ret.ExistSCR_WetFGD & HRI","Existing",null,null,"00 Ret.ExistSCR_WetFGD & HRI","Coal Steam","Coal",null,"00 Ret.ExistSCR_WetFGD & HRI","Existing","---","Existing","---","---","---","New","---","Existing","Existing"]
[null,null,null,null,"00 Ret.ExistSCR_WetFGD & HRI & CCS","Fossil",null,"00 Ret.ExistSCR_WetFGD & HRI & CCS","Existing",null,null,"00 Ret.ExistSCR_WetFGD & HRI & CCS","Coal w/CCS","Coal w/CCS",null,"00 Ret.ExistSCR_WetFGD & HRI & CCS","Existing","---","Existing","---","---","---","New","New","Existing","Existing"]
[null,null,null,null,"00 Ret.ExistSCR_WetFGD_ACI & CCS","Fossil",null,"00 Ret.ExistSCR_WetFGD_ACI & CCS","Existing",null,null,"00 Ret.ExistSCR_WetFGD_ACI & CCS","Coal w/CCS","Coal w/CCS",null,"00 Ret.ExistSCR_WetFGD_ACI & CCS","Existing","---","Existing","---","Existing","---","---","New","Existing","Existing"]
[null,null,null,null,"00 Ret.ExistSCR_WetFGD_ACI & HRI","Fossil",null,"00 Ret.ExistSCR_WetFGD_ACI & HRI","Existing",null,null,"00 Ret.ExistSCR_WetFGD_ACI & HRI","Coal Steam","Coal",null,"00 Ret.ExistSCR_WetFGD_ACI & HRI","Existing","---","Existing","---","Existing","---","New","---","Existing","Existing"]
[null,null,null,null,"00 Ret.ExistSCR_WetFGD_ACI & HRI & CCS","Fossil",null,"00 Ret.ExistSCR_WetFGD_ACI & HRI & CCS","Existing",null,null,"00 Ret.ExistSCR_WetFGD_ACI & HRI & CCS","Coal w/CCS","Coal w/CCS",null,"00 Ret.ExistSCR_WetFGD_ACI & HRI & CCS","Existing","---","Existing","---","Existing","---","New","New","Existing","Existing"]
[null,null,null,null,"00 Ret.ExistSCR_WetFGD_ACI_DSI & CCS","Fossil",null,"00 Ret.ExistSCR_WetFGD_ACI_DSI & CCS","Existing",null,null,"00 Ret.ExistSCR_WetFGD_ACI_DSI & CCS","Coal w/CCS","Coal w/CCS",null,"00 Ret.ExistSCR_WetFGD_ACI_DSI & CCS","Existing","Existing","Existing","---","Existing","---","---","New","Existing","Existing"]
[null,null,null,null,"00 Ret.ExistSCR_WetFGD_ACI_DSI & HRI","Fossil",null,"00 Ret.ExistSCR_WetFGD_ACI_DSI & HRI","Existing",null,null,"00 Ret.ExistSCR_WetFGD_ACI_DSI & HRI","Coal Steam","Coal",null,"00 Ret.ExistSCR_WetFGD_ACI_DSI & HRI","Existing","Existing","Existing","---","Existing","---","New","---","Existing","Existing"]
[null,null,null,null,"00 Ret.ExistSCR_WetFGD_ACI_DSI & HRI & CCS","Fossil",null,"00 Ret.ExistSCR_WetFGD_ACI_DSI & HRI & CCS","Existing",null,null,"00 Ret.ExistSCR_WetFGD_ACI_DSI & HRI & CCS","Coal w/CCS","Coal w/CCS",null,"00 Ret.ExistSCR_WetFGD_ACI_DSI & HRI & CCS","Existing","Existing","Existing","---","Existing","---","New","New","Existing","Existing"]
[null,null,null,null,"00 Ret.ExistSCR_WetFGD_DSI & ACI","Fossil",null,"00 Ret.ExistSCR_WetFGD_DSI & ACI","Existing",null,null,"00 Ret.ExistSCR_WetFGD_DSI & ACI","Coal Steam","Coal",null,"00 Ret.ExistSCR_WetFGD_DSI & ACI","Existing","Existing","Existing","---","New","---","---","---","Existing","Existing"]
[null,null,null,null,"00 Ret.ExistSCR_WetFGD_DSI & HRI","Fossil",null,"00 Ret.ExistSCR_WetFGD_DSI & HRI","Existing",null,null,"00 Ret.ExistSCR_WetFGD_DSI & HRI","Coal Steam","Coal",null,"00 Ret.ExistSCR_WetFGD_DSI & HRI","Existing","Existing","Existing","---","---","---","New","---","Existing","Existing"]
[null,null,null,null,"00 Ret.ExistSCR_WetFGD_DSI & HRI & CCS","Fossil",null,"00 Ret.ExistSCR_WetFGD_DSI & HRI & CCS","Existing",null,null,"00 Ret.ExistSCR_WetFGD_DSI & HRI & CCS","Coal w/CCS","Coal w/CCS",null,"00 Ret.ExistSCR_WetFGD_DSI & HRI & CCS","Existing","Existing","Existing","---","---","---","New","New","Existing","Existing"]
[null,null,null,null,"00 Ret.ExistSNCR_ACI & DryFGD & CCS","Fossil",null,"00 Ret.ExistSNCR_ACI & DryFGD & CCS","Existing",null,null,"00 Ret.ExistSNCR_ACI & DryFGD & CCS","Coal w/CCS","Coal w/CCS",null,"00 Ret.ExistSNCR_ACI & DryFGD & CCS","New","---","---","Existing","Existing","---","---","New","Existing","New"]
[null,null,null,null,"00 Ret.ExistSNCR_ACI & DryFGD & HRI","Fossil",null,"00 Ret.ExistSNCR_ACI & DryFGD & HRI","Existing",null,null,"00 Ret.ExistSNCR_ACI & DryFGD & HRI","Coal Steam","Coal",null,"00 Ret.ExistSNCR_ACI & DryFGD & HRI","New","---","---","Existing","Existing","---","New","---","Existing","New"]
[null,null,null,null,"00 Ret.ExistSNCR_ACI & DryFGD & HRI & CCS","Fossil",null,"00 Ret.ExistSNCR_ACI & DryFGD & HRI & CCS","Existing",null,null,"00 Ret.ExistSNCR_ACI & DryFGD & HRI & CCS","Coal w/CCS","Coal w/CCS",null,"00 Ret.ExistSNCR_ACI & DryFGD & HRI & CCS","New","---","---","Existing","Existing","---","New","New","Existing","New"]
[null,null,null,null,"00 Ret.ExistSNCR_ACI & DSI & HRI","Fossil",null,"00 Ret.ExistSNCR_ACI & DSI & HRI","Existing",null,null,"00 Ret.ExistSNCR_ACI & DSI & HRI","Coal Steam","Coal",null,"00 Ret.ExistSNCR_ACI & DSI & HRI","---","New","---","Existing","Existing","---","New","---","Existing","New"]
[null,null,null,null,"00 Ret.ExistSNCR_ACI & HRI","Fossil",null,"00 Ret.ExistSNCR_ACI & HRI","Existing",null,null,"00 Ret.ExistSNCR_ACI & HRI","Coal Steam","Coal",null,"00 Ret.ExistSNCR_ACI & HRI","---","---","---","Existing","Existing","---","New","---","Existing","None"]
[null,null,null,null,"00 Ret.ExistSNCR_ACI & WetFGD & CCS","Fossil",null,"00 Ret.ExistSNCR_ACI & WetFGD & CCS","Existing",null,null,"00 Ret.ExistSNCR_ACI & WetFGD & CCS","Coal w/CCS","Coal w/CCS",null,"00 Ret.ExistSNCR_ACI & WetFGD & CCS","New","---","---","Existing","Existing","---","---","New","Existing","New"]
[null,null,null,null,"00 Ret.ExistSNCR_ACI & WetFGD & HRI","Fossil",null,"00 Ret.ExistSNCR_ACI & WetFGD & HRI","Existing",null,null,"00 Ret.ExistSNCR_ACI & WetFGD & HRI","Coal Steam","Coal",null,"00 Ret.ExistSNCR_ACI & WetFGD & HRI","New","---","---","Existing","Existing","---","New","---","Existing","New"]
[null,null,null,null,"00 Ret.ExistSNCR_ACI & WetFGD & HRI & CCS","Fossil",null,"00 Ret.ExistSNCR_ACI & WetFGD & HRI & CCS","Existing",null,null,"00 Ret.ExistSNCR_ACI & WetFGD & HRI & CCS","Coal w/CCS","Coal w/CCS",null,"00 Ret.ExistSNCR_ACI & WetFGD & HRI & CCS","New","---","---","Existing","Existing","---","New","New","Existing","New"]
[null,null,null,null,"00 Ret.ExistSNCR_ACI_DSI & DryFGD","Fossil",null,"00 Ret.ExistSNCR_ACI_DSI & DryFGD","Existing",null,null,"00 Ret.ExistSNCR_ACI_DSI & DryFGD","Coal Steam","Coal",null,"00 Ret.ExistSNCR_ACI_DSI & DryFGD","New","Existing","---","Existing","Existing","---","---","---","Existing","New"]
[null,null,null,null,"00 Ret.ExistSNCR_ACI_DSI & DryFGD & CCS","Fossil",null,"00 Ret.ExistSNCR_ACI_DSI & DryFGD & CCS","Existing",null,null,"00 Ret.ExistSNCR_ACI_DSI & DryFGD & CCS","Coal w/CCS","Coal w/CCS",null,"00 Ret.ExistSNCR_ACI_DSI & DryFGD & CCS","New","Existing","---","Existing","Existing","---","---","New","Existing","New"]
[null,null,null,null,"00 Ret.ExistSNCR_ACI_DSI & DryFGD & HRI","Fossil",null,"00 Ret.ExistSNCR_ACI_DSI & DryFGD & HRI","Existing",null,null,"00 Ret.ExistSNCR_ACI_DSI & DryFGD & HRI","Coal Steam","Coal",null,"00 Ret.ExistSNCR_ACI_DSI & DryFGD & HRI","New","Existing","---","Existing","Existing","---","New","---","Existing","New"]
[null,null,null,null,"00 Ret.ExistSNCR_ACI_DSI & DryFGD & HRI & CCS","Fossil",null,"00 Ret.ExistSNCR_ACI_DSI & DryFGD & HRI & CCS","Existing",null,null,"00 Ret.ExistSNCR_ACI_DSI & DryFGD & HRI & CCS","Coal w/CCS","Coal w/CCS",null,"00 Ret.ExistSNCR_ACI_DSI & DryFGD & HRI & CCS","New","Existing","---","Existing","Existing","---","New","New","Existing","New"]
[null,null,null,null,"00 Ret.ExistSNCR_ACI_DSI & HRI","Fossil",null,"00 Ret.ExistSNCR_ACI_DSI & HRI","Existing",null,null,"00 Ret.ExistSNCR_ACI_DSI & HRI","Coal Steam","Coal",null,"00 Ret.ExistSNCR_ACI_DSI & HRI","---","Existing","---","Existing","Existing","---","New","---","Existing","Existing"]
[null,null,null,null,"00 Ret.ExistSNCR_ACI_DSI & WetFGD","Fossil",null,"00 Ret.ExistSNCR_ACI_DSI & WetFGD","Existing",null,null,"00 Ret.ExistSNCR_ACI_DSI & WetFGD","Coal Steam","Coal",null,"00 Ret.ExistSNCR_ACI_DSI & WetFGD","New","Existing","---","Existing","Existing","---","---","---","Existing","New"]
[null,null,null,null,"00 Ret.ExistSNCR_ACI_DSI & WetFGD & CCS","Fossil",null,"00 Ret.ExistSNCR_ACI_DSI & WetFGD & CCS","Existing",null,null,"00 Ret.ExistSNCR_ACI_DSI & WetFGD & CCS","Coal w/CCS","Coal w/CCS",null,"00 Ret.ExistSNCR_ACI_DSI & WetFGD & CCS","New","Existing","---","Existing","Existing","---","---","New","Existing","New"]
[null,null,null,null,"00 Ret.ExistSNCR_ACI_DSI & WetFGD & HRI","Fossil",null,"00 Ret.ExistSNCR_ACI_DSI & WetFGD & HRI","Existing",null,null,"00 Ret.ExistSNCR_ACI_DSI & WetFGD & HRI","Coal Steam","Coal",null,"00 Ret.ExistSNCR_ACI_DSI & WetFGD & HRI","New","Existing","---","Existing","Existing","---","New","---","Existing","New"]
[null,null,null,null,"00 Ret.ExistSNCR_ACI_DSI & WetFGD & HRI & CCS","Fossil",null,"00 Ret.ExistSNCR_ACI_DSI & WetFGD & HRI & CCS","Existing",null,null,"00 Ret.ExistSNCR_ACI_DSI & WetFGD & HRI & CCS","Coal w/CCS","Coal w/CCS",null,"00 Ret.ExistSNCR_ACI_DSI & WetFGD & HRI & CCS","New","Existing","---","Existing","Existing","---","New","New","Existing","New"]
[null,null,null,null,"00 Ret.ExistSNCR_DryFGD & HRI","Fossil",null,"00 Ret.ExistSNCR_DryFGD & HRI","Existing",null,null,"00 Ret.ExistSNCR_DryFGD & HRI","Coal Steam","Coal",null,"00 Ret.ExistSNCR_DryFGD & HRI","Existing","---","---","Existing","---","---","New","---","Existing","Existing"]
[null,null,null,null,"00 Ret.ExistSNCR_DryFGD_ACI & CCS","Fossil",null,"00 Ret.ExistSNCR_DryFGD_ACI & CCS","Existing",null,null,"00 Ret.ExistSNCR_DryFGD_ACI & CCS","Coal w/CCS","Coal w/CCS",null,"00 Ret.ExistSNCR_DryFGD_ACI & CCS","Existing","---","---","Existing","Existing","---","---","New","Existing","Existing"]
[null,null,null,null,"00 Ret.ExistSNCR_DryFGD_ACI & HRI","Fossil",null,"00 Ret.ExistSNCR_DryFGD_ACI & HRI","Existing",null,null,"00 Ret.ExistSNCR_DryFGD_ACI & HRI","Coal Steam","Coal",null,"00 Ret.ExistSNCR_DryFGD_ACI & HRI","Existing","---","---","Existing","Existing","---","New","---","Existing","Existing"]
[null,null,null,null,"00 Ret.ExistSNCR_DryFGD_ACI & HRI & CCS","Fossil",null,"00 Ret.ExistSNCR_DryFGD_ACI & HRI & CCS","Existing",null,null,"00 Ret.ExistSNCR_DryFGD_ACI & HRI & CCS","Coal w/CCS","Coal w/CCS",null,"00 Ret.ExistSNCR_DryFGD_ACI & HRI & CCS","Existing","---","---","Existing","Existing","---","New","New","Existing","Existing"]
[null,null,null,null,"00 Ret.ExistSNCR_WetFGD & HRI","Fossil",null,"00 Ret.ExistSNCR_WetFGD & HRI","Existing",null,null,"00 Ret.ExistSNCR_WetFGD & HRI","Coal Steam","Coal",null,"00 Ret.ExistSNCR_WetFGD & HRI","Existing","---","---","Existing","---","---","New","---","Existing","Existing"]
[null,null,null,null,"00 Ret.ExistSNCR_WetFGD & HRI & CCS","Fossil",null,"00 Ret.ExistSNCR_WetFGD & HRI & CCS","Existing",null,null,"00 Ret.ExistSNCR_WetFGD & HRI & CCS","Coal w/CCS","Coal w/CCS",null,"00 Ret.ExistSNCR_WetFGD & HRI & CCS","Existing","---","---","Existing","---","---","New","New","Existing","Existing"]
[null,null,null,null,"00 Ret.ExistSNCR_WetFGD_ACI & CCS","Fossil",null,"00 Ret.ExistSNCR_WetFGD_ACI & CCS","Existing",null,null,"00 Ret.ExistSNCR_WetFGD_ACI & CCS","Coal w/CCS","Coal w/CCS",null,"00 Ret.ExistSNCR_WetFGD_ACI & CCS","Existing","---","---","Existing","Existing","---","---","New","Existing","Existing"]
[null,null,null,null,"00 Ret.ExistSNCR_WetFGD_ACI & HRI","Fossil",null,"00 Ret.ExistSNCR_WetFGD_ACI & HRI","Existing",null,null,"00 Ret.ExistSNCR_WetFGD_ACI & HRI","Coal Steam","Coal",null,"00 Ret.ExistSNCR_WetFGD_ACI & HRI","Existing","---","---","Existing","Existing","---","New","---","Existing","Existing"]
[null,null,null,null,"00 Ret.ExistSNCR_WetFGD_ACI & HRI & CCS","Fossil",null,"00 Ret.ExistSNCR_WetFGD_ACI & HRI & CCS","Existing",null,null,"00 Ret.ExistSNCR_WetFGD_ACI & HRI & CCS","Coal w/CCS","Coal w/CCS",null,"00 Ret.ExistSNCR_WetFGD_ACI & HRI & CCS","Existing","---","---","Existing","Existing","---","New","New",{"$f":"IF(OR(S382<>\"---\",T382<>\"---\"),IF(OR(S382=\"New\",T382=\"New\"),\"New\",\"Existing\"),\"None\")","v":"Existing"},{"$f":"IF(OR(Q382<>\"---\",R382<>\"---\"),IF(OR(Q382=\"New\",R382=\"New\"),\"New\",\"Existing\"),\"None\")","v":"Existing"}]
[null,null,null,null,"00 Ret.ExistSNCR_WetFGD_ACI_DSI & CCS","Fossil",null,"00 Ret.ExistSNCR_WetFGD_ACI_DSI & CCS","Existing",null,null,"00 Ret.ExistSNCR_WetFGD_ACI_DSI & CCS","Coal w/CCS","Coal w/CCS",null,"00 Ret.ExistSNCR_WetFGD_ACI_DSI & CCS","Existing","Existing","---","Existing","Existing","---","---","New","Existing","Existing"]
[null,null,null,null,"00 Ret.ExistSNCR_WetFGD_ACI_DSI & HRI","Fossil",null,"00 Ret.ExistSNCR_WetFGD_ACI_DSI & HRI","Existing",null,null,"00 Ret.ExistSNCR_WetFGD_ACI_DSI & HRI","Coal Steam","Coal",null,"00 Ret.ExistSNCR_WetFGD_ACI_DSI & HRI","Existing","Existing","---","Existing","Existing","---","New","---","Existing","Existing"]
[null,null,null,null,"00 Ret.ExistSNCR_WetFGD_ACI_DSI & HRI & CCS","Fossil",null,"00 Ret.ExistSNCR_WetFGD_ACI_DSI & HRI & CCS","Existing",null,null,"00 Ret.ExistSNCR_WetFGD_ACI_DSI & HRI & CCS","Coal w/CCS","Coal w/CCS",null,"00 Ret.ExistSNCR_WetFGD_ACI_DSI & HRI & CCS","Existing","Existing","---","Existing","Existing","---","New","New","Existing","Existing"]
[null,null,null,null,"00 Ret.ExistWetFGD & ACI & CCS","Fossil",null,"00 Ret.ExistWetFGD & ACI & CCS","Existing",null,null,"00 Ret.ExistWetFGD & ACI & CCS","Coal w/CCS","Coal w/CCS",null,"00 Ret.ExistWetFGD & ACI & CCS","Existing","---","---","---","New","---","---","New","None","Existing"]
[null,null,null,null,"00 Ret.ExistWetFGD & ACI & HRI","Fossil",null,"00 Ret.ExistWetFGD & ACI & HRI","Existing",null,null,"00 Ret.ExistWetFGD & ACI & HRI","Coal Steam","Coal",null,"00 Ret.ExistWetFGD & ACI & HRI","Existing","---","---","---","New","---","New","---","None","Existing"]
[null,null,null,null,"00 Ret.ExistWetFGD & ACI & HRI & CCS","Fossil",null,"00 Ret.ExistWetFGD & ACI & HRI & CCS","Existing",null,null,"00 Ret.ExistWetFGD & ACI & HRI & CCS","Coal w/CCS","Coal w/CCS",null,"00 Ret.ExistWetFGD & ACI & HRI & CCS","Existing","---","---","---","New","---","New","New","None","Existing"]
[null,null,null,null,"00 Ret.ExistWetFGD & ACI & SCR & CCS","Fossil",null,"00 Ret.ExistWetFGD & ACI & SCR & CCS","Existing",null,null,"00 Ret.ExistWetFGD & ACI & SCR & CCS","Coal w/CCS","Coal w/CCS",null,"00 Ret.ExistWetFGD & ACI & SCR & CCS","Existing","---","New","---","New","---","---","New","New","Existing"]
[null,null,null,null,"00 Ret.ExistWetFGD & ACI & SCR & HRI","Fossil",null,"00 Ret.ExistWetFGD & ACI & SCR & HRI","Existing",null,null,"00 Ret.ExistWetFGD & ACI & SCR & HRI","Coal Steam","Coal",null,"00 Ret.ExistWetFGD & ACI & SCR & HRI","Existing","---","New","---","New","---","New","---","New","Existing"]
[null,null,null,null,"00 Ret.ExistWetFGD & ACI & SCR & HRI & CCS","Fossil",null,"00 Ret.ExistWetFGD & ACI & SCR & HRI & CCS","Existing",null,null,"00 Ret.ExistWetFGD & ACI & SCR & HRI & CCS","Coal w/CCS","Coal w/CCS",null,"00 Ret.ExistWetFGD & ACI & SCR & HRI & CCS","Existing","---","New","---","New","---","New","New","New","Existing"]
[null,null,null,null,"00 Ret.ExistWetFGD & ACI & SNCR","Fossil",null,"00 Ret.ExistWetFGD & ACI & SNCR","Existing",null,null,"00 Ret.ExistWetFGD & ACI & SNCR","Coal Steam","Coal",null,"00 Ret.ExistWetFGD & ACI & SNCR","Existing","---","---","New","New","---","---","---","New","Existing"]
[null,null,null,null,"00 Ret.ExistWetFGD & ACI & SNCR & HRI","Fossil",null,"00 Ret.ExistWetFGD & ACI & SNCR & HRI","Existing",null,null,"00 Ret.ExistWetFGD & ACI & SNCR & HRI","Coal Steam","Coal",null,"00 Ret.ExistWetFGD & ACI & SNCR & HRI","Existing","---","---","New","New","---","New","---","New","Existing"]
[null,null,null,null,"00 Ret.ExistWetFGD & ACI & SNCR & HRI & CCS","Fossil",null,"00 Ret.ExistWetFGD & ACI & SNCR & HRI & CCS","Existing",null,null,"00 Ret.ExistWetFGD & ACI & SNCR & HRI & CCS","Coal w/CCS","Coal w/CCS",null,"00 Ret.ExistWetFGD & ACI & SNCR & HRI & CCS","Existing","---","---","New","New","---","New","New","New","Existing"]
[null,null,null,null,"00 Ret.ExistWetFGD & CCS","Fossil",null,"00 Ret.ExistWetFGD & CCS","Existing",null,null,"00 Ret.ExistWetFGD & CCS","Coal w/CCS","Coal w/CCS",null,"00 Ret.ExistWetFGD & CCS","Existing","---","---","---","---","---","---","New","None","Existing"]
[null,null,null,null,"00 Ret.ExistWetFGD & HRI","Fossil",null,"00 Ret.ExistWetFGD & HRI","Existing",null,null,"00 Ret.ExistWetFGD & HRI","Coal Steam","Coal",null,"00 Ret.ExistWetFGD & HRI","Existing","---","---","---","---","---","New","---","None","Existing"]
[null,null,null,null,"00 Ret.ExistWetFGD & HRI & CCS","Fossil",null,"00 Ret.ExistWetFGD & HRI & CCS","Existing",null,null,"00 Ret.ExistWetFGD & HRI & CCS","Coal w/CCS","Coal w/CCS",null,"00 Ret.ExistWetFGD & HRI & CCS","Existing","---","---","---","---","---","New","New","None","Existing"]
[null,null,null,null,"00 Ret.ExistWetFGD & SCR & CCS","Fossil",null,"00 Ret.ExistWetFGD & SCR & CCS","Existing",null,null,"00 Ret.ExistWetFGD & SCR & CCS","Coal w/CCS","Coal w/CCS",null,"00 Ret.ExistWetFGD & SCR & CCS","Existing","---","New","---","---","---","---","New","New","Existing"]
[null,null,null,null,"00 Ret.ExistWetFGD & SCR & HRI","Fossil",null,"00 Ret.ExistWetFGD & SCR & HRI","Existing",null,null,"00 Ret.ExistWetFGD & SCR & HRI","Coal Steam","Coal",null,"00 Ret.ExistWetFGD & SCR & HRI","Existing","---","New","---","---","---","New","---","New","Existing"]
[null,null,null,null,"00 Ret.ExistWetFGD & SCR & HRI & CCS","Fossil",null,"00 Ret.ExistWetFGD & SCR & HRI & CCS","Existing",null,null,"00 Ret.ExistWetFGD & SCR & HRI & CCS","Coal w/CCS","Coal w/CCS",null,"00 Ret.ExistWetFGD & SCR & HRI & CCS","Existing","---","New","---","---","---","New","New","New","Existing"]
[null,null,null,null,"00 Ret.ExistWetFGD & SNCR","Fossil",null,"00 Ret.ExistWetFGD & SNCR","Existing",null,null,"00 Ret.ExistWetFGD & SNCR","Coal Steam","Coal",null,"00 Ret.ExistWetFGD & SNCR","Existing","---","---","New","---","---","---","---","New","Existing"]
[null,null,null,null,"00 Ret.ExistWetFGD & SNCR & CCS","Fossil",null,"00 Ret.ExistWetFGD & SNCR & CCS","Existing",null,null,"00 Ret.ExistWetFGD & SNCR & CCS","Coal w/CCS","Coal w/CCS",null,"00 Ret.ExistWetFGD & SNCR & CCS","Existing","---","---","New","---","---","---","New","New","Existing"]
[null,null,null,null,"00 Ret.ExistWetFGD & SNCR & HRI","Fossil",null,"00 Ret.ExistWetFGD & SNCR & HRI","Existing",null,null,"00 Ret.ExistWetFGD & SNCR & HRI","Coal Steam","Coal",null,"00 Ret.ExistWetFGD & SNCR & HRI","Existing","---","---","New","---","---","New","---","New","Existing"]
[null,null,null,null,"00 Ret.ExistWetFGD & SNCR & HRI & CCS","Fossil",null,"00 Ret.ExistWetFGD & SNCR & HRI & CCS","Existing",null,null,"00 Ret.ExistWetFGD & SNCR & HRI & CCS","Coal w/CCS","Coal w/CCS",null,"00 Ret.ExistWetFGD & SNCR & HRI & CCS","Existing","---","---","New","---","---","New","New","New","Existing"]
[null,null,null,null,"00 Ret.ExistWetFGD_ACI & CCS","Fossil",null,"00 Ret.ExistWetFGD_ACI & CCS","Existing",null,null,"00 Ret.ExistWetFGD_ACI & CCS","Coal w/CCS","Coal w/CCS",null,"00 Ret.ExistWetFGD_ACI & CCS","Existing","---","---","---","Existing","---","---","New","None","Existing"]
[null,null,null,null,"00 Ret.ExistWetFGD_ACI & HRI","Fossil",null,"00 Ret.ExistWetFGD_ACI & HRI","Existing",null,null,"00 Ret.ExistWetFGD_ACI & HRI","Coal Steam","Coal",null,"00 Ret.ExistWetFGD_ACI & HRI","Existing","---","---","---","Existing","---","New","---","None","Existing"]
[null,null,null,null,"00 Ret.ExistWetFGD_ACI & HRI & CCS","Fossil",null,"00 Ret.ExistWetFGD_ACI & HRI & CCS","Existing",null,null,"00 Ret.ExistWetFGD_ACI & HRI & CCS","Coal w/CCS","Coal w/CCS",null,"00 Ret.ExistWetFGD_ACI & HRI & CCS","Existing","---","---","---","Existing","---","New","New","None","Existing"]
[null,null,null,null,"00 Ret.ExistWetFGD_ACI & SCR & CCS","Fossil",null,"00 Ret.ExistWetFGD_ACI & SCR & CCS","Existing",null,null,"00 Ret.ExistWetFGD_ACI & SCR & CCS","Coal w/CCS","Coal w/CCS",null,"00 Ret.ExistWetFGD_ACI & SCR & CCS","Existing","---","New","---","Existing","---","---","New","New","Existing"]
[null,null,null,null,"00 Ret.ExistWetFGD_ACI & SCR & HRI","Fossil",null,"00 Ret.ExistWetFGD_ACI & SCR & HRI","Existing",null,null,"00 Ret.ExistWetFGD_ACI & SCR & HRI","Coal Steam","Coal",null,"00 Ret.ExistWetFGD_ACI & SCR & HRI","Existing","---","New","---","Existing","---","New","---","New","Existing"]
[null,null,null,null,"00 Ret.ExistWetFGD_ACI & SCR & HRI & CCS","Fossil",null,"00 Ret.ExistWetFGD_ACI & SCR & HRI & CCS","Existing",null,null,"00 Ret.ExistWetFGD_ACI & SCR & HRI & CCS","Coal w/CCS","Coal w/CCS",null,"00 Ret.ExistWetFGD_ACI & SCR & HRI & CCS","Existing","---","New","---","Existing","---","New","New","New","Existing"]
[null,null,null,null,"00 Ret.ExistWetFGD_ACI & SNCR","Fossil",null,"00 Ret.ExistWetFGD_ACI & SNCR","Existing",null,null,"00 Ret.ExistWetFGD_ACI & SNCR","Coal Steam","Coal",null,"00 Ret.ExistWetFGD_ACI & SNCR","Existing","---","---","New","Existing","---","---","---","New","Existing"]
[null,null,null,null,"00 Ret.ExistWetFGD_ACI & SNCR & CCS","Fossil",null,"00 Ret.ExistWetFGD_ACI & SNCR & CCS","Existing",null,null,"00 Ret.ExistWetFGD_ACI & SNCR & CCS","Coal w/CCS","Coal w/CCS",null,"00 Ret.ExistWetFGD_ACI & SNCR & CCS","Existing","---","---","New","Existing","---","---","New","New","Existing"]
[null,null,null,null,"00 Ret.ExistWetFGD_ACI & SNCR & HRI","Fossil",null,"00 Ret.ExistWetFGD_ACI & SNCR & HRI","Existing",null,null,"00 Ret.ExistWetFGD_ACI & SNCR & HRI","Coal Steam","Coal",null,"00 Ret.ExistWetFGD_ACI & SNCR & HRI","Existing","---","---","New","Existing","---","New","---","New","Existing"]
[null,null,null,null,"00 Ret.ExistWetFGD_ACI & SNCR & HRI & CCS","Fossil",null,"00 Ret.ExistWetFGD_ACI & SNCR & HRI & CCS","Existing",null,null,"00 Ret.ExistWetFGD_ACI & SNCR & HRI & CCS","Coal w/CCS","Coal w/CCS",null,"00 Ret.ExistWetFGD_ACI & SNCR & HRI & CCS","Existing","---","---","New","Existing","---","New","New","New","Existing"]
[null,null,null,null,"00 Ret.ExistWetFGD_ACI_DSI & CCS","Fossil",null,"00 Ret.ExistWetFGD_ACI_DSI & CCS","Existing",null,null,"00 Ret.ExistWetFGD_ACI_DSI & CCS","Coal w/CCS","Coal w/CCS",null,"00 Ret.ExistWetFGD_ACI_DSI & CCS","Existing","Existing","---","---","Existing","---","---","New","None","Existing"]
[null,null,null,null,"00 Ret.ExistWetFGD_ACI_DSI & HRI","Fossil",null,"00 Ret.ExistWetFGD_ACI_DSI & HRI","Existing",null,null,"00 Ret.ExistWetFGD_ACI_DSI & HRI","Coal Steam","Coal",null,"00 Ret.ExistWetFGD_ACI_DSI & HRI","Existing","Existing","---","---","Existing","---","New","---","None","Existing"]
[null,null,null,null,"00 Ret.ExistWetFGD_ACI_DSI & HRI & CCS","Fossil",null,"00 Ret.ExistWetFGD_ACI_DSI & HRI & CCS","Existing",null,null,"00 Ret.ExistWetFGD_ACI_DSI & HRI & CCS","Coal w/CCS","Coal w/CCS",null,"00 Ret.ExistWetFGD_ACI_DSI & HRI & CCS","Existing","Existing","---","---","Existing","---","New","New","None","Existing"]
[null,null,null,null,"00 Ret.ExistWetFGD_ACI_DSI & SCR","Fossil",null,"00 Ret.ExistWetFGD_ACI_DSI & SCR","Existing",null,null,"00 Ret.ExistWetFGD_ACI_DSI & SCR","Coal Steam","Coal",null,"00 Ret.ExistWetFGD_ACI_DSI & SCR","Existing","Existing","New","---","Existing","---","---","---","New","Existing"]
[null,null,null,null,"00 Ret.ExistWetFGD_ACI_DSI & SCR & CCS","Fossil",null,"00 Ret.ExistWetFGD_ACI_DSI & SCR & CCS","Existing",null,null,"00 Ret.ExistWetFGD_ACI_DSI & SCR & CCS","Coal w/CCS","Coal w/CCS",null,"00 Ret.ExistWetFGD_ACI_DSI & SCR & CCS","Existing","Existing","New","---","Existing","---","---","New","New","Existing"]
[null,null,null,null,"00 Ret.ExistWetFGD_ACI_DSI & SCR & HRI","Fossil",null,"00 Ret.ExistWetFGD_ACI_DSI & SCR & HRI","Existing",null,null,"00 Ret.ExistWetFGD_ACI_DSI & SCR & HRI","Coal Steam","Coal",null,"00 Ret.ExistWetFGD_ACI_DSI & SCR & HRI","Existing","Existing","New","---","Existing","---","New","---","New","Existing"]
[null,null,null,null,"00 Ret.ExistWetFGD_ACI_DSI & SCR & HRI & CCS","Fossil",null,"00 Ret.ExistWetFGD_ACI_DSI & SCR & HRI & CCS","Existing",null,null,"00 Ret.ExistWetFGD_ACI_DSI & SCR & HRI & CCS","Coal w/CCS","Coal w/CCS",null,"00 Ret.ExistWetFGD_ACI_DSI & SCR & HRI & CCS","Existing","Existing","New","---","Existing","---","New","New","New","Existing"]
[null,null,null,null,"00 Ret.ExistWetFGD_ACI_DSI & SNCR","Fossil",null,"00 Ret.ExistWetFGD_ACI_DSI & SNCR","Existing",null,null,"00 Ret.ExistWetFGD_ACI_DSI & SNCR","Coal Steam","Coal",null,"00 Ret.ExistWetFGD_ACI_DSI & SNCR","Existing","Existing","---","New","Existing","---","---","---","New","Existing"]
[null,null,null,null,"00 Ret.ExistWetFGD_ACI_DSI & SNCR & CCS","Fossil",null,"00 Ret.ExistWetFGD_ACI_DSI & SNCR & CCS","Existing",null,null,"00 Ret.ExistWetFGD_ACI_DSI & SNCR & CCS","Coal w/CCS","Coal w/CCS",null,"00 Ret.ExistWetFGD_ACI_DSI & SNCR & CCS","Existing","Existing","---","New","Existing","---","---","New","New","Existing"]
[null,null,null,null,"00 Ret.ExistWetFGD_ACI_DSI & SNCR & HRI","Fossil",null,"00 Ret.ExistWetFGD_ACI_DSI & SNCR & HRI","Existing",null,null,"00 Ret.ExistWetFGD_ACI_DSI & SNCR & HRI","Coal Steam","Coal",null,"00 Ret.ExistWetFGD_ACI_DSI & SNCR & HRI","Existing","Existing","---","New","Existing","---","New","---","New","Existing"]
[null,null,null,null,"00 Ret.ExistWetFGD_ACI_DSI & SNCR & HRI & CCS","Fossil",null,"00 Ret.ExistWetFGD_ACI_DSI & SNCR & HRI & CCS","Existing",null,null,"00 Ret.ExistWetFGD_ACI_DSI & SNCR & HRI & CCS","Coal w/CCS","Coal w/CCS",null,"00 Ret.ExistWetFGD_ACI_DSI & SNCR & HRI & CCS","Existing","Existing","---","New","Existing","---","New","New","New","Existing"]
[null,null,null,null,"00 Ret.ExistWetFGD_DSI & HRI","Fossil",null,"00 Ret.ExistWetFGD_DSI & HRI","Existing",null,null,"00 Ret.ExistWetFGD_DSI & HRI","Coal Steam","Coal",null,"00 Ret.ExistWetFGD_DSI & HRI","Existing","Existing","---","---","---","---","New","---","None","Existing"]
[null,null,null,null,"00 Ret.ExistWetFGD_DSI & SCR","Fossil",null,"00 Ret.ExistWetFGD_DSI & SCR","Existing",null,null,"00 Ret.ExistWetFGD_DSI & SCR","Coal Steam","Coal",null,"00 Ret.ExistWetFGD_DSI & SCR","Existing","Existing","New","---","---","---","---","---","New","Existing"]
[null,null,null,null,"00 Ret.ExistWetFGD_DSI & SCR & HRI","Fossil",null,"00 Ret.ExistWetFGD_DSI & SCR & HRI","Existing",null,null,"00 Ret.ExistWetFGD_DSI & SCR & HRI","Coal Steam","Coal",null,"00 Ret.ExistWetFGD_DSI & SCR & HRI","Existing","Existing","New","---","---","---","New","---","New","Existing"]
[null,null,null,null,"00 Ret.ExistWetFGD_DSI & SNCR","Fossil",null,"00 Ret.ExistWetFGD_DSI & SNCR","Existing",null,null,"00 Ret.ExistWetFGD_DSI & SNCR","Coal Steam","Coal",null,"00 Ret.ExistWetFGD_DSI & SNCR","Existing","Existing","---","New","---","---","---","---","New","Existing"]
[null,null,null,null,"00 Ret.ExistWetFGD_SCR & ACI & CCS","Fossil",null,"00 Ret.ExistWetFGD_SCR & ACI & CCS","Existing",null,null,"00 Ret.ExistWetFGD_SCR & ACI & CCS","Coal w/CCS","Coal w/CCS",null,"00 Ret.ExistWetFGD_SCR & ACI & CCS","Existing","---","Existing","---","New","---","---","New","Existing","Existing"]
[null,null,null,null,"00 Ret.ExistWetFGD_DSI & SNCR & HRI","Fossil",null,"00 Ret.ExistWetFGD_DSI & SNCR & HRI","Existing",null,null,"00 Ret.ExistWetFGD_DSI & SNCR & HRI","Coal Steam","Coal",null,"00 Ret.ExistWetFGD_DSI & SNCR & HRI","Existing","Existing","---","New","---","---","New","---","New","Existing"]
[null,null,null,null,"00 Ret.ExistWetFGD_SCR & ACI & HRI","Fossil",null,"00 Ret.ExistWetFGD_SCR & ACI & HRI","Existing",null,null,"00 Ret.ExistWetFGD_SCR & ACI & HRI","Coal Steam","Coal",null,"00 Ret.ExistWetFGD_SCR & ACI & HRI","Existing","---","Existing","---","New","---","New","---","Existing","Existing"]
[null,null,null,null,"00 Ret.ExistWetFGD_SCR & ACI & HRI & CCS","Fossil",null,"00 Ret.ExistWetFGD_SCR & ACI & HRI & CCS","Existing",null,null,"00 Ret.ExistWetFGD_SCR & ACI & HRI & CCS","Coal w/CCS","Coal w/CCS",null,"00 Ret.ExistWetFGD_SCR & ACI & HRI & CCS","Existing","---","Existing","---","New","---","New","New","Existing","Existing"]
[null,null,null,null,"00 Ret.ExistWetFGD_SCR & CCS","Fossil",null,"00 Ret.ExistWetFGD_SCR & CCS","Existing",null,null,"00 Ret.ExistWetFGD_SCR & CCS","Coal w/CCS","Coal w/CCS",null,"00 Ret.ExistWetFGD_SCR & CCS","Existing","---","Existing","---","---","---","---","New","Existing","Existing"]
[null,null,null,null,"00 Ret.ExistWetFGD_SCR_DSI & ACI & CCS","Fossil",null,"00 Ret.ExistWetFGD_SCR_DSI & ACI & CCS","Existing",null,null,"00 Ret.ExistWetFGD_SCR_DSI & ACI & CCS","Coal w/CCS","Coal w/CCS",null,"00 Ret.ExistWetFGD_SCR_DSI & ACI & CCS","Existing","Existing","Existing","---","New","---","---","New","Existing","Existing"]
[null,null,null,null,"00 Ret.ExistWetFGD_SCR_DSI & ACI & HRI","Fossil",null,"00 Ret.ExistWetFGD_SCR_DSI & ACI & HRI","Existing",null,null,"00 Ret.ExistWetFGD_SCR_DSI & ACI & HRI","Coal Steam","Coal",null,"00 Ret.ExistWetFGD_SCR_DSI & ACI & HRI","Existing","Existing","Existing","---","New","---","New","---","Existing","Existing"]
[null,null,null,null,"00 Ret.ExistWetFGD_SCR_DSI & ACI & HRI & CCS","Fossil",null,"00 Ret.ExistWetFGD_SCR_DSI & ACI & HRI & CCS","Existing",null,null,"00 Ret.ExistWetFGD_SCR_DSI & ACI & HRI & CCS","Coal w/CCS","Coal w/CCS",null,"00 Ret.ExistWetFGD_SCR_DSI & ACI & HRI & CCS","Existing","Existing","Existing","---","New","---","New","New","Existing","Existing"]
[null,null,null,null,"00 Ret.ExistWetFGD_SCR_DSI & CCS","Fossil",null,"00 Ret.ExistWetFGD_SCR_DSI & CCS","Existing",null,null,"00 Ret.ExistWetFGD_SCR_DSI & CCS","Coal w/CCS","Coal w/CCS",null,"00 Ret.ExistWetFGD_SCR_DSI & CCS","Existing","Existing","Existing","---","---","---","---","New","Existing","Existing"]
[null,null,null,null,"00 Ret.ExistWetFGD_SNCR & ACI & HRI","Fossil",null,"00 Ret.ExistWetFGD_SNCR & ACI & HRI","Existing",null,null,"00 Ret.ExistWetFGD_SNCR & ACI & HRI","Coal Steam","Coal",null,"00 Ret.ExistWetFGD_SNCR & ACI & HRI","Existing","---","---","Existing","New","---","New","---","Existing","Existing"]
[null,null,null,null,"00 Ret.ExistWetFGD_SNCR & CCS","Fossil",null,"00 Ret.ExistWetFGD_SNCR & CCS","Existing",null,null,"00 Ret.ExistWetFGD_SNCR & CCS","Coal w/CCS","Coal w/CCS",null,"00 Ret.ExistWetFGD_SNCR & CCS","Existing","---","---","Existing","---","---","---","New","Existing","Existing"]
[null,null,null,null,"00 Ret.HRI","Fossil",null,"00 Ret.HRI","Existing",null,null,"00 Ret.HRI","Coal Steam","Coal",null,"00 Ret.HRI","---","---","---","---","---","---","New","---","None","None"]
[null,null,null,null,"00 Ret.SCR & DryFGD & CCS","Fossil",null,"00 Ret.SCR & DryFGD & CCS","Existing",null,null,"00 Ret.SCR & DryFGD & CCS","Coal w/CCS","Coal w/CCS",null,"00 Ret.SCR & DryFGD & CCS","New","---","New","---","---","---","---","New","New","New"]
[null,null,null,null,"00 Ret.SCR & DryFGD & HRI","Fossil",null,"00 Ret.SCR & DryFGD & HRI","Existing",null,null,"00 Ret.SCR & DryFGD & HRI","Coal Steam","Coal",null,"00 Ret.SCR & DryFGD & HRI","New","---","New","---","---","---","New","---","New","New"]
[null,null,null,null,"00 Ret.SCR & DSI","Fossil",null,"00 Ret.SCR & DSI","Existing",null,null,"00 Ret.SCR & DSI","Coal Steam","Coal",null,"00 Ret.SCR & DSI","---","New","New","---","---","---","---","---","New","New"]
[null,null,null,null,"00 Ret.SCR & DSI & DryFGD & HRI","Fossil",null,"00 Ret.SCR & DSI & DryFGD & HRI","Existing",null,null,"00 Ret.SCR & DSI & DryFGD & HRI","Coal Steam","Coal",null,"00 Ret.SCR & DSI & DryFGD & HRI","New","New","New","---","---","---","New","---","New","New"]
[null,null,null,null,"00 Ret.SCR & DSI & HRI","Fossil",null,"00 Ret.SCR & DSI & HRI","Existing",null,null,"00 Ret.SCR & DSI & HRI","Coal Steam","Coal",null,"00 Ret.SCR & DSI & HRI","---","New","New","---","---","---","New","---",{"$f":"IF(OR(S446<>\"---\",T446<>\"---\"),IF(OR(S446=\"New\",T446=\"New\"),\"New\",\"Existing\"),\"None\")","v":"New"},{"$f":"IF(OR(Q446<>\"---\",R446<>\"---\"),IF(OR(Q446=\"New\",R446=\"New\"),\"New\",\"Existing\"),\"None\")","v":"New"}]
[null,null,null,null,"00 Ret.SCR & DSI & WetFGD","Fossil",null,"00 Ret.SCR & DSI & WetFGD","Existing",null,null,"00 Ret.SCR & DSI & WetFGD","Coal Steam","Coal",null,"00 Ret.SCR & DSI & WetFGD","New","New","New","---","---","---","---","---","New","New"]
[null,null,null,null,"00 Ret.SCR & DSI & WetFGD & HRI","Fossil",null,"00 Ret.SCR & DSI & WetFGD & HRI","Existing",null,null,"00 Ret.SCR & DSI & WetFGD & HRI","Coal Steam","Coal",null,"00 Ret.SCR & DSI & WetFGD & HRI","New","New","New","---","---","---","New","---","New","New"]
[null,null,null,null,"00 Ret.SCR & HRI","Fossil",null,"00 Ret.SCR & HRI","Existing",null,null,"00 Ret.SCR & HRI","Coal Steam","Coal",null,"00 Ret.SCR & HRI","---","---","New","---","---","---","New","---","New","None"]
[null,null,null,null,"00 Ret.SCR & WetFGD & ACI","Fossil",null,"00 Ret.SCR & WetFGD & ACI","Existing",null,null,"00 Ret.SCR & WetFGD & ACI","Coal Steam","Coal",null,"00 Ret.SCR & WetFGD & ACI","New","---","New","---","New","---","---","---","New","New"]
[null,null,null,null,"00 Ret.SCR & WetFGD & CCS","Fossil",null,"00 Ret.SCR & WetFGD & CCS","Existing",null,null,"00 Ret.SCR & WetFGD & CCS","Coal w/CCS","Coal w/CCS",null,"00 Ret.SCR & WetFGD & CCS","New","---","New","---","---","---","---","New","New","New"]
[null,null,null,null,"00 Ret.SCR & WetFGD & HRI","Fossil",null,"00 Ret.SCR & WetFGD & HRI","Existing",null,null,"00 Ret.SCR & WetFGD & HRI","Coal Steam","Coal",null,"00 Ret.SCR & WetFGD & HRI","New","---","New","---","---","---","New","---","New","New"]
[null,null,null,null,"00 Ret.SNCR","Fossil",null,"00 Ret.SNCR","Existing",null,null,"00 Ret.SNCR","Coal Steam","Coal",null,"00 Ret.SNCR","---","---","---","New","---","---","---","---","New","None"]
[null,null,null,null,"00 Ret.SNCR & DryFGD","Fossil",null,"00 Ret.SNCR & DryFGD","Existing",null,null,"00 Ret.SNCR & DryFGD","Coal Steam","Coal",null,"00 Ret.SNCR & DryFGD","New","---","---","New","---","---","---","---","New","New"]
[null,null,null,null,"00 Ret.SNCR & DryFGD & ACI","Fossil",null,"00 Ret.SNCR & DryFGD & ACI","Existing",null,null,"00 Ret.SNCR & DryFGD & ACI","Coal Steam","Coal",null,"00 Ret.SNCR & DryFGD & ACI","New","---","---","New","New","---","---","---","New","New"]
[null,null,null,null,"00 Ret.SNCR & DryFGD & ACI & HRI","Fossil",null,"00 Ret.SNCR & DryFGD & ACI & HRI","Existing",null,null,"00 Ret.SNCR & DryFGD & ACI & HRI","Coal Steam","Coal",null,"00 Ret.SNCR & DryFGD & ACI & HRI","New","---","---","New","New","---","New","---","New","New"]
[null,null,null,null,"00 Ret.SNCR & DryFGD & CCS","Fossil",null,"00 Ret.SNCR & DryFGD & CCS","Existing",null,null,"00 Ret.SNCR & DryFGD & CCS","Coal w/CCS","Coal w/CCS",null,"00 Ret.SNCR & DryFGD & CCS","New","---","---","New","---","---","---","New","New","New"]
[null,null,null,null,"00 Ret.SNCR & DryFGD & HRI","Fossil",null,"00 Ret.SNCR & DryFGD & HRI","Existing",null,null,"00 Ret.SNCR & DryFGD & HRI","Coal Steam","Coal",null,"00 Ret.SNCR & DryFGD & HRI","New","---","---","New","---","---","New","---","New","New"]
[null,null,null,null,"00 Ret.SNCR & DSI","Fossil",null,"00 Ret.SNCR & DSI","Existing",null,null,"00 Ret.SNCR & DSI","Coal Steam","Coal",null,"00 Ret.SNCR & DSI","---","New","---","New","---","---","---","---","New","New"]
[null,null,null,null,"00 Ret.SNCR & DSI & HRI","Fossil",null,"00 Ret.SNCR & DSI & HRI","Existing",null,null,"00 Ret.SNCR & DSI & HRI","Coal Steam","Coal",null,"00 Ret.SNCR & DSI & HRI","---","New","---","New","---","---","New","---","New","New"]
[null,null,null,null,"00 Ret.SNCR & HRI","Fossil",null,"00 Ret.SNCR & HRI","Existing",null,null,"00 Ret.SNCR & HRI","Coal Steam","Coal",null,"00 Ret.SNCR & HRI","---","---","---","New","---","---","New","---","New","None"]
[null,null,null,null,"00 Ret.SNCR & WetFGD","Fossil",null,"00 Ret.SNCR & WetFGD","Existing",null,null,"00 Ret.SNCR & WetFGD","Coal Steam","Coal",null,"00 Ret.SNCR & WetFGD","New","---","---","New","---","---","---","---","New","New"]
[null,null,null,null,"00 Ret.SNCR & WetFGD & ACI","Fossil",null,"00 Ret.SNCR & WetFGD & ACI","Existing",null,null,"00 Ret.SNCR & WetFGD & ACI","Coal Steam","Coal",null,"00 Ret.SNCR & WetFGD & ACI","New","---","---","New","New","---","---","---","New","New"]
[null,null,null,null,"00 Ret.SNCR & WetFGD & ACI & HRI","Fossil",null,"00 Ret.SNCR & WetFGD & ACI & HRI","Existing",null,null,"00 Ret.SNCR & WetFGD & ACI & HRI","Coal Steam","Coal",null,"00 Ret.SNCR & WetFGD & ACI & HRI","New","---","---","New","New","---","New","---","New","New"]
[null,null,null,null,"00 Ret.SNCR & WetFGD & CCS","Fossil",null,"00 Ret.SNCR & WetFGD & CCS","Existing",null,null,"00 Ret.SNCR & WetFGD & CCS","Coal w/CCS","Coal w/CCS",null,"00 Ret.SNCR & WetFGD & CCS","New","---","---","New","---","---","---","New","New","New"]
[null,null,null,null,"00 Ret.SNCR & WetFGD & HRI","Fossil",null,"00 Ret.SNCR & WetFGD & HRI","Existing",null,null,"00 Ret.SNCR & WetFGD & HRI","Coal Steam","Coal",null,"00 Ret.SNCR & WetFGD & HRI","New","---","---","New","---","---","New","---","New","New"]
[null,null,null,null,"00 Ret.WetFGD & CCS","Fossil",null,"00 Ret.WetFGD & CCS","Existing",null,null,"00 Ret.WetFGD & CCS","Coal w/CCS","Coal w/CCS",null,"00 Ret.WetFGD & CCS","New","---","---","---","---","---","---","New","None","New"]
[null,null,null,null,"00 Ret.WetFGD & HRI","Fossil",null,"00 Ret.WetFGD & HRI","Existing",null,null,"00 Ret.WetFGD & HRI","Coal Steam","Coal",null,"00 Ret.WetFGD & HRI","New","---","---","---","---","---","New","---","None","New"]
[null,null,null,null,"00 Ret.FB & ACI & DryFGD & HRI","Fossil",null,"00 Ret.FB & ACI & DryFGD & HRI","Existing",null,null,"00 Ret.FB & ACI & DryFGD & HRI","Coal Steam","Coal",null,"00 Ret.FB & ACI & DryFGD & HRI","New","---","---","---","New","---","New","---","None","New"]
[null,null,null,null,"00 Ret.FB & ACI & HRI","Fossil",null,"00 Ret.FB & ACI & HRI","Existing",null,null,"00 Ret.FB & ACI & HRI","Coal Steam","Coal",null,"00 Ret.FB & ACI & HRI","---","---","---","---","New","---","New","---","None","None"]
[null,null,null,null,"00 Ret.FB & HRI","Fossil",null,"00 Ret.FB & HRI","Existing",null,null,"00 Ret.FB & HRI","Coal Steam","Coal",null,"00 Ret.FB & HRI","---","---","---","---","---","---","New","---","None","None"]
[null,null,null,null,"00 Ret.FB DryFGD","Fossil",null,"00 Ret.FB DryFGD","Existing",null,null,"00 Ret.FB DryFGD","Coal Steam","Coal",null,"00 Ret.FB DryFGD","New","---","---","---","---","---","---","---","None","New"]
[null,null,null,null,"00 Ret.FB DryFGD & ACI","Fossil",null,"00 Ret.FB DryFGD & ACI","Existing",null,null,"00 Ret.FB DryFGD & ACI","Coal Steam","Coal",null,"00 Ret.FB DryFGD & ACI","New","---","---","---","New","---","---","---","None","New"]
[null,null,null,null,"00 Ret.FB DryFGD & ACI & HRI","Fossil",null,"00 Ret.FB DryFGD & ACI & HRI","Existing",null,null,"00 Ret.FB DryFGD & ACI & HRI","Coal Steam","Coal",null,"00 Ret.FB DryFGD & ACI & HRI","New","---","---","---","New","---","New","---","None","New"]
[null,null,null,null,"00 Ret.FB DryFGD & HRI","Fossil",null,"00 Ret.FB DryFGD & HRI","Existing",null,null,"00 Ret.FB DryFGD & HRI","Coal Steam","Coal",null,"00 Ret.FB DryFGD & HRI","New","---","---","---","---","---","New","---","None","New"]
[null,null,null,null,"00 Ret.FB DryFGD & SNCR","Fossil",null,"00 Ret.FB DryFGD & SNCR","Existing",null,null,"00 Ret.FB DryFGD & SNCR","Coal Steam","Coal",null,"00 Ret.FB DryFGD & SNCR","New","---","---","New","---","---","---","---","New","New"]
[null,null,null,null,"00 Ret.FB DryFGD & SNCR & HRI","Fossil",null,"00 Ret.FB DryFGD & SNCR & HRI","Existing",null,null,"00 Ret.FB DryFGD & SNCR & HRI","Coal Steam","Coal",null,"00 Ret.FB DryFGD & SNCR & HRI","New","---","---","New","---","---","New","---","New","New"]
[null,null,null,null,"00 Ret.FB SNCR & DryFGD & ACI & HRI","Fossil",null,"00 Ret.FB SNCR & DryFGD & ACI & HRI","Existing",null,null,"00 Ret.FB SNCR & DryFGD & ACI & HRI","Coal Steam","Coal",null,"00 Ret.FB SNCR & DryFGD & ACI & HRI","New","---","---","New","New","---","New","---","New","New"]
[null,null,null,null,"00 Ret.FB-ACI & SNCR & HRI","Fossil",null,"00 Ret.FB-ACI & SNCR & HRI","Existing",null,null,"00 Ret.FB-ACI & SNCR & HRI","Coal Steam","Coal",null,"00 Ret.FB-ACI & SNCR & HRI","---","---","---","New","New","---","New","---","New","None"]
[null,null,null,null,"00 Ret.FB-ACI & SNCR & HRI & CCS","Fossil",null,"00 Ret.FB-ACI & SNCR & HRI & CCS","Existing",null,null,"00 Ret.FB-ACI & SNCR & HRI & CCS","Coal w/CCS","Coal w/CCS",null,"00 Ret.FB-ACI & SNCR & HRI & CCS","---","---","---","New","New","---","New","New","New","None"]
[null,null,null,null,"00 Ret.FB-Exist ACI & DryFGD","Fossil",null,"00 Ret.FB-Exist ACI & DryFGD","Existing",null,null,"00 Ret.FB-Exist ACI & DryFGD","Coal Steam","Coal",null,"00 Ret.FB-Exist ACI & DryFGD","New","---","---","---","Existing","---","---","---","None","New"]
[null,null,null,null,"00 Ret.FB-Exist ACI & DryFGD & HRI","Fossil",null,"00 Ret.FB-Exist ACI & DryFGD & HRI","Existing",null,null,"00 Ret.FB-Exist ACI & DryFGD & HRI","Coal Steam","Coal",null,"00 Ret.FB-Exist ACI & DryFGD & HRI","New","---","---","---","Existing","---","New","---","None","New"]
[null,null,null,null,"00 Ret.FB-Exist ACI & DryFGD & SNCR","Fossil",null,"00 Ret.FB-Exist ACI & DryFGD & SNCR","Existing",null,null,"00 Ret.FB-Exist ACI & DryFGD & SNCR","Coal Steam","Coal",null,"00 Ret.FB-Exist ACI & DryFGD & SNCR","New","---","---","New","Existing","---","---","---","New","New"]
[null,null,null,null,"00 Ret.FB-Exist ACI & DryFGD & SNCR & HRI","Fossil",null,"00 Ret.FB-Exist ACI & DryFGD & SNCR & HRI","Existing",null,null,"00 Ret.FB-Exist ACI & DryFGD & SNCR & HRI","Coal Steam","Coal",null,"00 Ret.FB-Exist ACI & DryFGD & SNCR & HRI","New","---","---","New","Existing","---","New","---","New","New"]
[null,null,null,null,"00 Ret.FB-Exist ACI & SNCR & HRI","Fossil",null,"00 Ret.FB-Exist ACI & SNCR & HRI","Existing",null,null,"00 Ret.FB-Exist ACI & SNCR & HRI","Coal Steam","Coal",null,"00 Ret.FB-Exist ACI & SNCR & HRI","---","---","---","New","Existing","---","New","---","New","None"]
[null,null,null,null,"00 Ret.FB-Exist ACI_DSI & DryFGD & SNCR","Fossil",null,"00 Ret.FB-Exist ACI_DSI & DryFGD & SNCR","Existing",null,null,"00 Ret.FB-Exist ACI_DSI & DryFGD & SNCR","Coal Steam","Coal",null,"00 Ret.FB-Exist ACI_DSI & DryFGD & SNCR","New","Existing","---","New","Existing","---","---","---","New","New"]
[null,null,null,null,"00 Ret.FB-Exist ACI_DSI & SNCR","Fossil",null,"00 Ret.FB-Exist ACI_DSI & SNCR","Existing",null,null,"00 Ret.FB-Exist ACI_DSI & SNCR","Coal Steam","Coal",null,"00 Ret.FB-Exist ACI_DSI & SNCR","---","Existing","---","New","Existing","---","---","---","New","Existing"]
[null,null,null,null,"00 Ret.FB-ExistACI & HRI","Fossil",null,"00 Ret.FB-ExistACI & HRI","Existing",null,null,"00 Ret.FB-ExistACI & HRI","Coal Steam","Coal",null,"00 Ret.FB-ExistACI & HRI","---","---","---","---","Existing","---","New","---","None","None"]
[null,null,null,null,"00 Ret.FB-ExistACI_DSI & DryFGD","Fossil",null,"00 Ret.FB-ExistACI_DSI & DryFGD","Existing",null,null,"00 Ret.FB-ExistACI_DSI & DryFGD","Coal Steam","Coal",null,"00 Ret.FB-ExistACI_DSI & DryFGD","New","Existing","---","---","Existing","---","---","---","None","New"]
[null,null,null,null,"00 Ret.FB-ExistACI_DSI & DryFGD & HRI","Fossil",null,"00 Ret.FB-ExistACI_DSI & DryFGD & HRI","Existing",null,null,"00 Ret.FB-ExistACI_DSI & DryFGD & HRI","Coal Steam","Coal",null,"00 Ret.FB-ExistACI_DSI & DryFGD & HRI","New","Existing","---","---","Existing","---","New","---","None","New"]
[null,null,null,null,"00 Ret.FB-ExistACI_DSI & DryFGD & SNCR","Fossil",null,"00 Ret.FB-ExistACI_DSI & DryFGD & SNCR","Existing",null,null,"00 Ret.FB-ExistACI_DSI & DryFGD & SNCR","Coal Steam","Coal",null,"00 Ret.FB-ExistACI_DSI & DryFGD & SNCR","New","Existing","---","New","Existing","---","---","---","New","New"]
[null,null,null,null,"00 Ret.FB-ExistACI_DSI & DryFGD & SNCR & HRI","Fossil",null,"00 Ret.FB-ExistACI_DSI & DryFGD & SNCR & HRI","Existing",null,null,"00 Ret.FB-ExistACI_DSI & DryFGD & SNCR & HRI","Coal Steam","Coal",null,"00 Ret.FB-ExistACI_DSI & DryFGD & SNCR & HRI","New","Existing","---","New","Existing","---","New","---","New","New"]
[null,null,null,null,"00 Ret.FB-ExistACI_DSI & HRI","Fossil",null,"00 Ret.FB-ExistACI_DSI & HRI","Existing",null,null,"00 Ret.FB-ExistACI_DSI & HRI","Coal Steam","Coal",null,"00 Ret.FB-ExistACI_DSI & HRI","---","Existing","---","---","Existing","---","New","---","None","Existing"]
[null,null,null,null,"00 Ret.FB-ExistACI_DSI & SNCR & HRI","Fossil",null,"00 Ret.FB-ExistACI_DSI & SNCR & HRI","Existing",null,null,"00 Ret.FB-ExistACI_DSI & SNCR & HRI","Coal Steam","Coal",null,"00 Ret.FB-ExistACI_DSI & SNCR & HRI","---","Existing","---","New","Existing","---","New","---","New","Existing"]
[null,null,null,null,"00 Ret.FB-ExistDryFGD_ACI & HRI","Fossil",null,"00 Ret.FB-ExistDryFGD_ACI & HRI","Existing",null,null,"00 Ret.FB-ExistDryFGD_ACI & HRI","Coal Steam","Coal",null,"00 Ret.FB-ExistDryFGD_ACI & HRI","Existing","---","---","---","Existing","---","New","---","None","Existing"]
[null,null,null,null,"00 Ret.FB-ExistDryFGD_ACI & SNCR","Fossil",null,"00 Ret.FB-ExistDryFGD_ACI & SNCR","Existing",null,null,"00 Ret.FB-ExistDryFGD_ACI & SNCR","Coal Steam","Coal",null,"00 Ret.FB-ExistDryFGD_ACI & SNCR","Existing","---","---","New","Existing","---","---","---","New","Existing"]
[null,null,null,null,"00 Ret.FB-ExistDryFGD_ACI & SNCR & HRI","Fossil",null,"00 Ret.FB-ExistDryFGD_ACI & SNCR & HRI","Existing",null,null,"00 Ret.FB-ExistDryFGD_ACI & SNCR & HRI","Coal Steam","Coal",null,"00 Ret.FB-ExistDryFGD_ACI & SNCR & HRI","Existing","---","---","New","Existing","---","New","---","New","Existing"]
[null,null,null,null,"00 Ret.FB-ExistDryFGD_DSI & HRI","Fossil",null,"00 Ret.FB-ExistDryFGD_DSI & HRI","Existing",null,null,"00 Ret.FB-ExistDryFGD_DSI & HRI","Coal Steam","Coal",null,"00 Ret.FB-ExistDryFGD_DSI & HRI","Existing","Existing","---","---","---","---","New","---","None","Existing"]
[null,null,null,null,"00 Ret.FB-ExistDryFGD_DSI & SNCR","Fossil",null,"00 Ret.FB-ExistDryFGD_DSI & SNCR","Existing",null,null,"00 Ret.FB-ExistDryFGD_DSI & SNCR","Coal Steam","Coal",null,"00 Ret.FB-ExistDryFGD_DSI & SNCR","Existing","Existing","---","New","---","---","---","---","New","Existing"]
[null,null,null,null,"00 Ret.FB-ExistDryFGD_DSI & SNCR & HRI","Fossil",null,"00 Ret.FB-ExistDryFGD_DSI & SNCR & HRI","Existing",null,null,"00 Ret.FB-ExistDryFGD_DSI & SNCR & HRI","Coal Steam","Coal",null,"00 Ret.FB-ExistDryFGD_DSI & SNCR & HRI","Existing","Existing","---","New","---","---","New","---","New","Existing"]
[null,null,null,null,"00 Ret.FB-ExistDryFGD_SNCR & HRI","Fossil",null,"00 Ret.FB-ExistDryFGD_SNCR & HRI","Existing",null,null,"00 Ret.FB-ExistDryFGD_SNCR & HRI","Coal Steam","Coal",null,"00 Ret.FB-ExistDryFGD_SNCR & HRI","Existing","---","---","Existing","---","---","New","---","Existing","Existing"]
[null,null,null,null,"00 Ret.FB-ExistDryFGD_SNCR_ACI & HRI","Fossil",null,"00 Ret.FB-ExistDryFGD_SNCR_ACI & HRI","Existing",null,null,"00 Ret.FB-ExistDryFGD_SNCR_ACI & HRI","Coal Steam","Coal",null,"00 Ret.FB-ExistDryFGD_SNCR_ACI & HRI","Existing","---","---","Existing","Existing","---","New","---","Existing","Existing"]
[null,null,null,null,"00 Ret.FB-ExistDryFGD_SNCR_ACI_DSI & HRI","Fossil",null,"00 Ret.FB-ExistDryFGD_SNCR_ACI_DSI & HRI","Existing",null,null,"00 Ret.FB-ExistDryFGD_SNCR_ACI_DSI & HRI","Coal Steam","Coal",null,"00 Ret.FB-ExistDryFGD_SNCR_ACI_DSI & HRI","Existing","Existing","---","Existing","Existing","---","New","---","Existing","Existing"]
[null,null,null,null,"00 Ret.FB-ExistDryFGD_SNCR_DSI & HRI","Fossil",null,"00 Ret.FB-ExistDryFGD_SNCR_DSI & HRI","Existing",null,null,"00 Ret.FB-ExistDryFGD_SNCR_DSI & HRI","Coal Steam","Coal",null,"00 Ret.FB-ExistDryFGD_SNCR_DSI & HRI","Existing","Existing","---","Existing","---","---","New","---","Existing","Existing"]
[null,null,null,null,"00 Ret.FB-ExistDSI & ACI","Fossil",null,"00 Ret.FB-ExistDSI & ACI","Existing",null,null,"00 Ret.FB-ExistDSI & ACI","Coal Steam","Coal",null,"00 Ret.FB-ExistDSI & ACI","---","Existing","---","---","New","---","---","---","None","Existing"]
[null,null,null,null,"00 Ret.FB-ExistDSI & ACI & HRI","Fossil",null,"00 Ret.FB-ExistDSI & ACI & HRI","Existing",null,null,"00 Ret.FB-ExistDSI & ACI & HRI","Coal Steam","Coal",null,"00 Ret.FB-ExistDSI & ACI & HRI","---","Existing","---","---","New","---","New","---","None","Existing"]
[null,null,null,null,"00 Ret.FB-ExistDSI & ACI & SNCR","Fossil",null,"00 Ret.FB-ExistDSI & ACI & SNCR","Existing",null,null,"00 Ret.FB-ExistDSI & ACI & SNCR","Coal Steam","Coal",null,"00 Ret.FB-ExistDSI & ACI & SNCR","---","Existing","---","New","New","---","---","---","New","Existing"]
[null,null,null,null,"00 Ret.FB-ExistDSI & ACI & SNCR & HRI","Fossil",null,"00 Ret.FB-ExistDSI & ACI & SNCR & HRI","Existing",null,null,"00 Ret.FB-ExistDSI & ACI & SNCR & HRI","Coal Steam","Coal",null,"00 Ret.FB-ExistDSI & ACI & SNCR & HRI","---","Existing","---","New","New","---","New","---","New","Existing"]
[null,null,null,null,"00 Ret.FB-ExistDSI & DryFGD","Fossil",null,"00 Ret.FB-ExistDSI & DryFGD","Existing",null,null,"00 Ret.FB-ExistDSI & DryFGD","Coal Steam","Coal",null,"00 Ret.FB-ExistDSI & DryFGD","New","Existing","---","---","---","---","---","---","None","New"]
[null,null,null,null,"00 Ret.FB-ExistDSI & DryFGD & ACI","Fossil",null,"00 Ret.FB-ExistDSI & DryFGD & ACI","Existing",null,null,"00 Ret.FB-ExistDSI & DryFGD & ACI","Coal Steam","Coal",null,"00 Ret.FB-ExistDSI & DryFGD & ACI","New","Existing","---","---","New","---","---","---",{"$f":"IF(OR(S510<>\"---\",T510<>\"---\"),IF(OR(S510=\"New\",T510=\"New\"),\"New\",\"Existing\"),\"None\")","v":"None"},{"$f":"IF(OR(Q510<>\"---\",R510<>\"---\"),IF(OR(Q510=\"New\",R510=\"New\"),\"New\",\"Existing\"),\"None\")","v":"New"}]
[null,null,null,null,"00 Ret.FB-ExistDSI & DryFGD & ACI & HRI","Fossil",null,"00 Ret.FB-ExistDSI & DryFGD & ACI & HRI","Existing",null,null,"00 Ret.FB-ExistDSI & DryFGD & ACI & HRI","Coal Steam","Coal",null,"00 Ret.FB-ExistDSI & DryFGD & ACI & HRI","New","Existing","---","---","New","---","New","---","None","New"]
[null,null,null,null,"00 Ret.FB-ExistDSI & DryFGD & HRI","Fossil",null,"00 Ret.FB-ExistDSI & DryFGD & HRI","Existing",null,null,"00 Ret.FB-ExistDSI & DryFGD & HRI","Coal Steam","Coal",null,"00 Ret.FB-ExistDSI & DryFGD & HRI","New","Existing","---","---","---","---","New","---","None","New"]
[null,null,null,null,"00 Ret.FB-ExistDSI & DryFGD & SNCR","Fossil",null,"00 Ret.FB-ExistDSI & DryFGD & SNCR","Existing",null,null,"00 Ret.FB-ExistDSI & DryFGD & SNCR","Coal Steam","Coal",null,"00 Ret.FB-ExistDSI & DryFGD & SNCR","New","Existing","---","New","---","---","---","---","New","New"]
[null,null,null,null,"00 Ret.FB-ExistDSI & DryFGD & SNCR & HRI","Fossil",null,"00 Ret.FB-ExistDSI & DryFGD & SNCR & HRI","Existing",null,null,"00 Ret.FB-ExistDSI & DryFGD & SNCR & HRI","Coal Steam","Coal",null,"00 Ret.FB-ExistDSI & DryFGD & SNCR & HRI","New","Existing","---","New","---","---","New","---","New","New"]
[null,null,null,null,"00 Ret.FB-ExistDSI & HRI","Fossil",null,"00 Ret.FB-ExistDSI & HRI","Existing",null,null,"00 Ret.FB-ExistDSI & HRI","Coal Steam","Coal",null,"00 Ret.FB-ExistDSI & HRI","---","Existing","---","---","---","---","New","---","None","Existing"]
[null,null,null,null,"00 Ret.FB-ExistDSI & SNCR","Fossil",null,"00 Ret.FB-ExistDSI & SNCR","Existing",null,null,"00 Ret.FB-ExistDSI & SNCR","Coal Steam","Coal",null,"00 Ret.FB-ExistDSI & SNCR","---","Existing","---","New","---","---","---","---","New","Existing"]
[null,null,null,null,"00 Ret.FB-ExistDSI & SNCR & DryFGD & ACI","Fossil",null,"00 Ret.FB-ExistDSI & SNCR & DryFGD & ACI","Existing",null,null,"00 Ret.FB-ExistDSI & SNCR & DryFGD & ACI","Coal Steam","Coal",null,"00 Ret.FB-ExistDSI & SNCR & DryFGD & ACI","New","Existing","---","New","New","---","---","---","New","New"]
[null,null,null,null,"00 Ret.FB-ExistDSI & SNCR & DryFGD & ACI & HRI","Fossil",null,"00 Ret.FB-ExistDSI & SNCR & DryFGD & ACI & HRI","Existing",null,null,"00 Ret.FB-ExistDSI & SNCR & DryFGD & ACI & HRI","Coal Steam","Coal",null,"00 Ret.FB-ExistDSI & SNCR & DryFGD & ACI & HRI","New","Existing","---","New","New","---","New","---","New","New"]
[null,null,null,null,"00 Ret.FB-ExistDSI & SNCR & HRI","Fossil",null,"00 Ret.FB-ExistDSI & SNCR & HRI","Existing",null,null,"00 Ret.FB-ExistDSI & SNCR & HRI","Coal Steam","Coal",null,"00 Ret.FB-ExistDSI & SNCR & HRI","---","Existing","---","New","---","---","New","---","New","Existing"]
[null,null,null,null,"00 Ret.FB-ExistSNCR & DryFGD","Fossil",null,"00 Ret.FB-ExistSNCR & DryFGD","Existing",null,null,"00 Ret.FB-ExistSNCR & DryFGD","Coal Steam","Coal",null,"00 Ret.FB-ExistSNCR & DryFGD","New","---","---","Existing","---","---","---","---","Existing","New"]
[null,null,null,null,"00 Ret.FB-ExistSNCR & DryFGD & ACI","Fossil",null,"00 Ret.FB-ExistSNCR & DryFGD & ACI","Existing",null,null,"00 Ret.FB-ExistSNCR & DryFGD & ACI","Coal Steam","Coal",null,"00 Ret.FB-ExistSNCR & DryFGD & ACI","New","---","---","Existing","New","---","---","---","Existing","New"]
[null,null,null,null,"00 Ret.FB-ExistSNCR & DryFGD & HRI","Fossil",null,"00 Ret.FB-ExistSNCR & DryFGD & HRI","Existing",null,null,"00 Ret.FB-ExistSNCR & DryFGD & HRI","Coal Steam","Coal",null,"00 Ret.FB-ExistSNCR & DryFGD & HRI","New","---","---","Existing","---","---","New","---","Existing","New"]
[null,null,null,null,"00 Ret.FB-ExistSNCR & HRI","Fossil",null,"00 Ret.FB-ExistSNCR & HRI","Existing",null,null,"00 Ret.FB-ExistSNCR & HRI","Coal Steam","Coal",null,"00 Ret.FB-ExistSNCR & HRI","---","---","---","Existing","---","---","New","---","Existing","None"]
[null,null,null,null,"00 Ret.FB-ExistSNCR_ACI_DSI & DryFGD","Fossil",null,"00 Ret.FB-ExistSNCR_ACI_DSI & DryFGD","Existing",null,null,"00 Ret.FB-ExistSNCR_ACI_DSI & DryFGD","Coal Steam","Coal",null,"00 Ret.FB-ExistSNCR_ACI_DSI & DryFGD","New","Existing","---","Existing","Existing","---","---","---","Existing","New"]
[null,null,null,null,"00 Ret.FB-ExistSNCR_ACI_DSI & DryFGD & HRI","Fossil",null,"00 Ret.FB-ExistSNCR_ACI_DSI & DryFGD & HRI","Existing",null,null,"00 Ret.FB-ExistSNCR_ACI_DSI & DryFGD & HRI","Coal Steam","Coal",null,"00 Ret.FB-ExistSNCR_ACI_DSI & DryFGD & HRI","New","Existing","---","Existing","Existing","---","New","---","Existing","New"]
[null,null,null,null,"00 Ret.FB-ExistSNCR_ACI_DSI & HRI","Fossil",null,"00 Ret.FB-ExistSNCR_ACI_DSI & HRI","Existing",null,null,"00 Ret.FB-ExistSNCR_ACI_DSI & HRI","Coal Steam","Coal",null,"00 Ret.FB-ExistSNCR_ACI_DSI & HRI","---","Existing","---","Existing","Existing","---","New","---","Existing","Existing"]
[null,null,null,null,"00 Ret.FB-ExistSNCR_DryFGD & HRI","Fossil",null,"00 Ret.FB-ExistSNCR_DryFGD & HRI","Existing",null,null,"00 Ret.FB-ExistSNCR_DryFGD & HRI","Coal Steam","Coal",null,"00 Ret.FB-ExistSNCR_DryFGD & HRI","Existing","---","---","Existing","---","---","New","---","Existing","Existing"]
[null,null,null,null,"00 Ret.FB-ExistSNCR_DryFGD_ACI & HRI","Fossil",null,"00 Ret.FB-ExistSNCR_DryFGD_ACI & HRI","Existing",null,null,"00 Ret.FB-ExistSNCR_DryFGD_ACI & HRI","Coal Steam","Coal",null,"00 Ret.FB-ExistSNCR_DryFGD_ACI & HRI","Existing","---","---","Existing","Existing","---","New","---","Existing","Existing"]
[null,null,null,null,"00 Ret.FB-ExistSNCR_DSI & ACI","Fossil",null,"00 Ret.FB-ExistSNCR_DSI & ACI","Existing",null,null,"00 Ret.FB-ExistSNCR_DSI & ACI","Coal Steam","Coal",null,"00 Ret.FB-ExistSNCR_DSI & ACI","---","Existing","---","Existing","New","---","---","---","Existing","Existing"]
[null,null,null,null,"00 Ret.FB-ExistSNCR_DSI & ACI & DryFGD","Fossil",null,"00 Ret.FB-ExistSNCR_DSI & ACI & DryFGD","Existing",null,null,"00 Ret.FB-ExistSNCR_DSI & ACI & DryFGD","Coal Steam","Coal",null,"00 Ret.FB-ExistSNCR_DSI & ACI & DryFGD","New","Existing","---","Existing","New","---","---","---","Existing","New"]
[null,null,null,null,"00 Ret.FB-ExistSNCR_DSI & ACI & DryFGD & HRI","Fossil",null,"00 Ret.FB-ExistSNCR_DSI & ACI & DryFGD & HRI","Existing",null,null,"00 Ret.FB-ExistSNCR_DSI & ACI & DryFGD & HRI","Coal Steam","Coal",null,"00 Ret.FB-ExistSNCR_DSI & ACI & DryFGD & HRI","New","Existing","---","Existing","New","---","New","---","Existing","New"]
[null,null,null,null,"00 Ret.FB-ExistSNCR_DSI & ACI & HRI","Fossil",null,"00 Ret.FB-ExistSNCR_DSI & ACI & HRI","Existing",null,null,"00 Ret.FB-ExistSNCR_DSI & ACI & HRI","Coal Steam","Coal",null,"00 Ret.FB-ExistSNCR_DSI & ACI & HRI","---","Existing","---","Existing","New","---","New","---","Existing","Existing"]
[null,null,null,null,"00 Ret.FB-ExistSNCR_DSI & DryFGD","Fossil",null,"00 Ret.FB-ExistSNCR_DSI & DryFGD","Existing",null,null,"00 Ret.FB-ExistSNCR_DSI & DryFGD","Coal Steam","Coal",null,"00 Ret.FB-ExistSNCR_DSI & DryFGD","New","Existing","---","Existing","---","---","---","---","Existing","New"]
[null,null,null,null,"00 Ret.FB-ExistSNCR_DSI & DryFGD & HRI","Fossil",null,"00 Ret.FB-ExistSNCR_DSI & DryFGD & HRI","Existing",null,null,"00 Ret.FB-ExistSNCR_DSI & DryFGD & HRI","Coal Steam","Coal",null,"00 Ret.FB-ExistSNCR_DSI & DryFGD & HRI","New","Existing","---","Existing","---","---","New","---","Existing","New"]
[null,null,null,null,"00 Ret.FB-ExistSNCR_DSI & HRI","Fossil",null,"00 Ret.FB-ExistSNCR_DSI & HRI","Existing",null,null,"00 Ret.FB-ExistSNCR_DSI & HRI","Coal Steam","Coal",null,"00 Ret.FB-ExistSNCR_DSI & HRI","---","Existing","---","Existing","---","---","New","---","Existing","Existing"]
[null,null,null,null,"00 Ret.FB-ExistSNCR_WetFGD & ACI","Fossil",null,"00 Ret.FB-ExistSNCR_WetFGD & ACI","Existing",null,null,"00 Ret.FB-ExistSNCR_WetFGD & ACI","Coal Steam","Coal",null,"00 Ret.FB-ExistSNCR_WetFGD & ACI","Existing","---","---","Existing","New","---","---","---","Existing","Existing"]
[null,null,null,null,"00 Ret.FB-ExistSNCR_WetFGD & HRI","Fossil",null,"00 Ret.FB-ExistSNCR_WetFGD & HRI","Existing",null,null,"00 Ret.FB-ExistSNCR_WetFGD & HRI","Coal Steam","Coal",null,"00 Ret.FB-ExistSNCR_WetFGD & HRI","Existing","---","---","Existing","---","---","New","---","Existing","Existing"]
[null,null,null,null,"00 Ret.FB-ExistWetFGD_DSI & HRI","Fossil",null,"00 Ret.FB-ExistWetFGD_DSI & HRI","Existing",null,null,"00 Ret.FB-ExistWetFGD_DSI & HRI","Coal Steam","Coal",null,"00 Ret.FB-ExistWetFGD_DSI & HRI","Existing","Existing","---","---","---","---","New","---","None","Existing"]
[null,null,null,null,"00 Ret.FB-ExistWetFGD_DSI & SNCR","Fossil",null,"00 Ret.FB-ExistWetFGD_DSI & SNCR","Existing",null,null,"00 Ret.FB-ExistWetFGD_DSI & SNCR","Coal Steam","Coal",null,"00 Ret.FB-ExistWetFGD_DSI & SNCR","Existing","Existing","---","New","---","---","---","---","New","Existing"]
[null,null,null,null,"00 Ret.FB-ExistWetFGD_DSI & SNCR & HRI","Fossil",null,"00 Ret.FB-ExistWetFGD_DSI & SNCR & HRI","Existing",null,null,"00 Ret.FB-ExistWetFGD_DSI & SNCR & HRI","Coal Steam","Coal",null,"00 Ret.FB-ExistWetFGD_DSI & SNCR & HRI","Existing","Existing","---","New","---","---","New","---","New","Existing"]
[null,null,null,null,"00 Ret.FB-ExistWetFGD_SNCR & ACI & HRI","Fossil",null,"00 Ret.FB-ExistWetFGD_SNCR & ACI & HRI","Existing",null,null,"00 Ret.FB-ExistWetFGD_SNCR & ACI & HRI","Coal Steam","Coal",null,"00 Ret.FB-ExistWetFGD_SNCR & ACI & HRI","Existing","---","---","Existing","New","---","New","---","Existing","Existing"]
[null,null,null,null,"00 Ret.FB-SNCR & HRI","Fossil",null,"00 Ret.FB-SNCR & HRI","Existing",null,null,"00 Ret.FB-SNCR & HRI","Coal Steam","Coal",null,"00 Ret.FB-SNCR & HRI","---","---","---","New","---","---","New","---","New","None"]
[null,null,null,null,"00 CC Retirement","Retired",null,"00 CC Retirement","Retired",null,null,"00 CC Retirement","Combined Cycle","Retired",null,"00 CC Retirement","Retired","Retired","Retired","Retired","Retired","Retired","Retired","Retired","Retired","Retired"]
[null,null,null,null,"00 CT Retirement","Retired",null,"00 CT Retirement","Retired",null,null,"00 CT Retirement","Combustion Turbine","Retired",null,"00 CT Retirement","Retired","Retired","Retired","Retired","Retired","Retired","Retired","Retired","Retired","Retired"]
[null,null,null,null,"00 O/G Retirement","Retired",null,"00 O/G Retirement","Retired",null,null,"00 O/G Retirement","O/G Steam","Retired",null,"00 O/G Retirement","Retired","Retired","Retired","Retired","Retired","Retired","Retired","Retired","Retired","Retired"]
[null,null,null,null,"00 Coal Retirement","Retired",null,"00 Coal Retirement","Retired",null,null,"00 Coal Retirement","Coal Steam","Retired",null,"00 Coal Retirement","Retired","Retired","Retired","Retired","Retired","Retired","Retired","Retired","Retired","Retired"]
[null,null,null,null,"00 IGCC Retirement","Retired",null,"00 IGCC Retirement","Retired",null,null,"00 IGCC Retirement","IGCC","Retired",null,"00 IGCC Retirement","Retired","Retired","Retired","Retired","Retired","Retired","Retired","Retired","Retired","Retired"]
[null,null,null,null,"00 Nuke Retirement","Retired",null,"00 Nuke Retirement","Retired",null,null,"00 Nuke Retirement","Nuclear","Retired",null,"00 Nuke Retirement","Retired","Retired","Retired","Retired","Retired","Retired","Retired","Retired","Retired","Retired"]
[null,null,null,null,"00 Biomass Retirement","Retired",null,"00 Biomass Retirement","Retired",null,null,"00 Biomass Retirement","Biomass","Retired",null,"00 Biomass Retirement","Retired","Retired","Retired","Retired","Retired","Retired","Retired","Retired","Retired","Retired"]
[null,null,null,null,"00 Fossil_Other Retirement","Retired",null,"00 Fossil_Other Retirement","Retired",null,null,"00 Fossil_Other Retirement","Fossil Other","Retired",null,"00 Fossil_Other Retirement","Retired","Retired","Retired","Retired","Retired","Retired","Retired","Retired","Retired","Retired"]
[null,null,null,null,"00 Fuel Cell Retirement","Retired",null,"00 Fuel Cell Retirement","Retired",null,null,"00 Fuel Cell Retirement","Fuel Cell","Retired",null,"00 Fuel Cell Retirement","Retired","Retired","Retired","Retired","Retired","Retired","Retired","Retired","Retired","Retired"]
[null,null,null,null,"00 Geothermal Retirement","Retired",null,"00 Geothermal Retirement","Retired",null,null,"00 Geothermal Retirement","Geothermal","Retired",null,"00 Geothermal Retirement","Retired","Retired","Retired","Retired","Retired","Retired","Retired","Retired","Retired","Retired"]
[null,null,null,null,"00 Hydro Retirement","Retired",null,"00 Hydro Retirement","Retired",null,null,"00 Hydro Retirement","Hydro","Retired",null,"00 Hydro Retirement","Retired","Retired","Retired","Retired","Retired","Retired","Retired","Retired","Retired","Retired"]
[null,null,null,null,"00 Landfill Gas Retirement","Retired",null,"00 Landfill Gas Retirement","Retired",null,null,"00 Landfill Gas Retirement","Landfill Gas","Retired",null,"00 Landfill Gas Retirement","Retired","Retired","Retired","Retired","Retired","Retired","Retired","Retired","Retired","Retired"]
[null,null,null,null,"00 Non Fossil_Other Retirement","Retired",null,"00 Non Fossil_Other Retirement","Retired",null,null,"00 Non Fossil_Other Retirement","Non-Fossil Other","Retired",null,"00 Non Fossil_Other Retirement","Retired","Retired","Retired","Retired","Retired","Retired","Retired","Retired","Retired","Retired"]