{"text_format":"1","workbook":"xlsx","n_sheets":7,"sheets":["Introduction","Controls","Variable Definitions","Loaded Scenarios","Model Results","Model Input Data","Table_Comparison"],"not_rendered":{"charts":0,"images":0,"macros":1,"external_links":0,"defined_names":26,"comments":1,"pivot_tables":0},"unopened":[],"bounds":{"document_bytes":16777216,"sheet_cells":100000,"rows_first":2000,"rows_last":500,"rows_between":2000,"halvings":0,"cell_chars":16384,"cell_head_chars":4096},"cells_cut":0,"cells_raw":0,"read":"whole","date_system":"1900"}

{"sheet":"Introduction","index":0,"n_rows":25,"n_cols":4,"rows_kept":25,"cut":false,"hidden":false,"merged":[[12,1,13,17],[1,1,3,17],[4,1,4,17],[5,1,5,17],[6,1,6,17],[7,1,7,17]]}
[]
[null,"Watershed Management Optimization Support Tool (WMOST) \nScenCompare"]
[]
[]
[null,"Climate Scenario Viewer and Comparison Post Processor"]
[null,"Compatible with Microsoft Excel 2010, 2013, and 2016© "]
[null,"Please refer to the user guide for detailed instructions for using this tool."]
[null,"The original WMOST model was created in 2007 (Zoltay et al. 2010). WMOST development is sponsored by EPA. WMOST is maintained by Abt Associates."]
[]
[null,"INTRODUCTION"]
[]
[null,"● The WMOST model allows users to evaluate the effect of management options under various climate change scenarios to support robust decision-making."]
[null,"● The WMOST Climate Scenario Viewer and Comparison Post Processor was created to provide a  screening interface for WMOST to facilitate comparison across a series of WMOST runs that span a range of climate futures or any other scenario specifications. "]
[]
[]
[null,"NAVIGATION"]
[]
[]
[null,null,null,"The Controls tab provides access to steps in compiling and analyzing WMOST data"]
[]
[]
[null,null,null,"The Variable Definitions tab provides a description of the WMOST variables in the output data"]
[]
[]
[null,null,null,"The Loaded Scenarios tab provides the inventory of output files imported by the user"]

{"sheet":"Controls","index":1,"n_rows":162,"n_cols":8,"rows_kept":162,"cut":false,"hidden":false,"merged":[]}
["Step 1: Load data from selected WMOST log files.","Step 2. Compare decision variables across scenarios",null,null,null,"Step 3. Compare time series across scenarios."]
[null,"This step will compare all decision variables across scenarios:",null,null,null,"Series Variables (select below)","Category","Description"]
[null,"Stormwater BMPs",null,null,null,"COmAsr","O&M Costs","Aquifer storage and recovery (ASR)"]
[null,"Land conservation",null,null,null,"COmESep","O&M Costs","Enhanced septic treatment"]
[null,"Leak repairs",null,null,null,"COmGwPump","O&M Costs","Groundwater pumping"]
[null,"Additional infrastructure capacity",null,null,null,"COmIbtW","O&M Costs","Interbasin transfer (IBT) potable water"]
[null,"etc.",null,null,null,"COmIbtWw","O&M Costs","IBT wastewater"]
[null,null,null,null,null,"COmNpdist","O&M Costs","Nonpotable distribution system"]
[null,null,null,null,null,"COmOS","O&M Costs","Operation cost of offline storage use"]
[null,null,null,null,null,"COmRes","O&M Costs","Reservoir management"]
[null,null,null,null,null,"COmSwPump","O&M Costs","Surface water pumping"]
[null,null,null,null,null,"COmWrf","O&M Costs","Water reuse facility (WRF)"]
[null,null,null,null,null,"COmWtp","O&M Costs","Water treatment"]
[null,null,null,null,null,"COmWwtp","O&M Costs","Wastewater treatment"]
[null,null,null,null,null,"DQCSOS","Flow","Combined sewer to offline storage"]
[null,null,null,null,null,"DQGwExt","Flow","Groundwater to external"]
[null,null,null,null,null,"DQGwMake","Flow","Groundwater deficits"]
[null,null,null,null,null,"DQGwWtp","Flow","Groundwater to water treatment plant"]
[null,null,null,null,null,"DQIbtWUseNp","Flow","IBT potable water to nonpotable water use"]
[null,null,null,null,null,"DQIbtWUseP","Flow","IBT potable water to potable water use"]
[null,null,null,null,null,"DQOSWwtp","Flow","Offline storage to wastewater treatment plant"]
[null,null,null,null,null,"DQResAsr","Flow","Reservoir to ASR"]
[null,null,null,null,null,"DQResWtp","Flow","Reservoir to water treatment plant"]
[null,null,null,null,null,"DQSwAsr","Flow","Surface water to ASR"]
[null,null,null,null,null,"DQSwExt","Flow","Surface water to external"]
[null,null,null,null,null,"DQSwWtp","Flow","Surface water to water treatment plant"]
[null,null,null,null,null,"DQUseNpCS","Flow","Nonpotable water use to combined sewer"]
[null,null,null,null,null,"DQUseNpIbtWw","Flow","Nonpotable water use to IBT wastewater flow"]
[null,null,null,null,null,"DQUseNpSanS","Flow","Nonpotable water use to sanitary sewer"]
[null,null,null,null,null,"DQUsePCS","Flow","Potable water use to combined sewer"]
[null,null,null,null,null,"DQUsePIbtWw","Flow","Potable water use to IBT wastewater flow"]
[null,null,null,null,null,"DQUsePSanS","Flow","Potable water use to sanitary sewer"]
[null,null,null,null,null,"DQWMake","Flow","Water deficits"]
[null,null,null,null,null,"DQWrfAsr","Flow","WRF to ASR"]
[null,null,null,null,null,"DQWrfUseNp","Flow","WRF to nonpotable water use"]
[null,null,null,null,null,"DQWtpUseNp","Flow","Water treatment plant to nonpotable water use"]
[null,null,null,null,null,"DQWwtpWrf","Flow","Wastewater treatment plant to WRF"]
[null,null,null,null,null,"QAsrGw","Flow","ASR to groundwater"]
[null,null,null,null,null,"QCSWwtp","Flow","Combined sewer to wastewater treatment plant"]
[null,null,null,null,null,"QGwSw","Flow","Groundwater to surface water"]
[null,null,null,null,null,"QGwWwtp","Flow","Groundwater to wastewater treatment plant"]
[null,null,null,null,null,"QRe","Flow","Recharge"]
[null,null,null,null,null,"QRu","Flow","Runoff"]
[null,null,null,null,null,"QRuCS","Flow","Runoff flow to combined sewer"]
[null,null,null,null,null,"QRuStS","Flow","Runoff flow to storm sewer"]
[null,null,null,null,null,"QRuSw","Flow","Runoff flow to surface water"]
[null,null,null,null,null,"QSanSWwtp","Flow","Sanitary sewer to wastewater treatment plant"]
[null,null,null,null,null,"QSepGw","Flow","Septic systems to groundwater"]
[null,null,null,null,null,"QStSSw","Flow","Storm sewer to surface water"]
[null,null,null,null,null,"QSwRes","Flow","Surface water to reservoir"]
[null,null,null,null,null,"QUseNp","Flow","Nonpotable water use"]
[null,null,null,null,null,"QUseNpSep","Flow","Nonpotable water to septic systems inside of study area"]
[null,null,null,null,null,"QUseNpSepExt","Flow","Nonpotable water to septic systems outside of study area"]
[null,null,null,null,null,"QUseNpSewer","Flow","Municipal water use direct to the sewer system"]
[null,null,null,null,null,"QUseP","Flow","Potable water use"]
[null,null,null,null,null,"QUsePSep","Flow","Potable water to septic systems inside of study area"]
[null,null,null,null,null,"QUsePSepExt","Flow","Potable water to septic systems outside of study area"]
[null,null,null,null,null,"QWrfSw","Flow","WRF to surface water"]
[null,null,null,null,null,"QWtpGw","Flow","Water treatment plant to groundwater"]
[null,null,null,null,null,"QWtpUseP","Flow","Water treatment to potable use"]
[null,null,null,null,null,"QWwtpSw","Flow","Wastewater treatment plant to surface water"]
[null,null,null,null,null,"VGw","Storage","Groundwater volume"]
[null,null,null,null,null,"VOSTotal","Storage","Offline storage volume"]
[null,null,null,null,null,"VRes","Storage","Reservoir volume"]
[null,null,null,null,null,"QESep","Flow","Enhanced septic treatment"]
[null,null,null,null,null,"LAsrGw1","Loadings","ASR to groundwater (Constituent 1)"]
[null,null,null,null,null,"LGw1","Loadings","Groundwater (Constituent 1)"]
[null,null,null,null,null,"LGwExt1","Loadings","Groundwater to external (Constituent 1)"]
[null,null,null,null,null,"LGwPt1","Loadings","Groundwater to private withdrawals (Constituent 1)"]
[null,null,null,null,null,"LGwSw1","Loadings","Groundwater to surface water (Constituent 1)"]
[null,null,null,null,null,"LGwWtp1","Loadings","Groundwater to water treatment plant (Constituent 1)"]
[null,null,null,null,null,"LGwWwtp1","Loadings","Groundwater to wastewater treatment plant (Constituent 1)"]
[null,null,null,null,null,"LRe1","Loadings","Recharge (Constituent 1)"]
[null,null,null,null,null,"LRes1","Loadings","Reservoir (Constituent 1)"]
[null,null,null,null,null,"LResAsr1","Loadings","Reservoir to ASR (Constituent 1)"]
[null,null,null,null,null,"LResPt1","Loadings","Reservoir to private withdrawals (Constituent 1)"]
[null,null,null,null,null,"LResWtp1","Loadings","Reservoir to water treatment plant (Constituent 1)"]
[null,null,null,null,null,"LRu1","Loadings","Runoff (Constituent 1)"]
[null,null,null,null,null,"LRuAdd1","Loadings","Runoff loadings change from converted HRU land area (Constituent 1)"]
[null,null,null,null,null,"LRuAdj1","Loadings","Runoff loadings from upland HRUs to a buffer area that does not have a loadings adjustment (Constituent 1)"]
[null,null,null,null,null,"LRuAdjUp1","Loadings","Runoff loadings from upland HRUs to a buffer area that has a loadings adjustment (Constituent 1)"]
[null,null,null,null,null,"LSepGw1","Loadings","Septic systems to groundwater (Constituent 1)"]
[null,null,null,null,null,"LStSSw1","Loadings","Storm sewer to surface water loadings (Constituent 1)"]
[null,null,null,null,null,"LSwAsr1","Loadings","Surface water to ASR (Constituent 1)"]
[null,null,null,null,null,"LSwExt1","Loadings","Surface water to external (Constituent 1)"]
[null,null,null,null,null,"LSw1","Loadings","Surface water (Constituent 1)"]
[null,null,null,null,null,"LSwPt1","Loadings","Surface water to private withdrawals (Constituent 1)"]
[null,null,null,null,null,"LSwRes1","Loadings","Surface water to reservoir (Constituent 1)"]
[null,null,null,null,null,"LSwWtp1","Loadings","Surface water to water treatment plant (Constituent 1)"]
[null,null,null,null,null,"LUseNp1","Loadings","Nonpotable water use (Constituent 1)"]
[null,null,null,null,null,"LUseNpIbtWw1","Loadings","Nonpotable water use to IBT wastewater (Constituent 1)"]
[null,null,null,null,null,"LUseNpSanS1","Loadings","Nonpotable water use to sanitary sewer loadings (Constituent 1)"]
[null,null,null,null,null,"LUseNpSep1","Loadings","Nonpotable water use to septic systems (Constituent 1)"]
[null,null,null,null,null,"LUseNpSepExt1","Loadings","Nonpotable water use to external septic systems (Constituent 1)"]
[null,null,null,null,null,"LUseNpSewer1","Loadings","Nonpotable water use to storm sewer loadings (Constituent 1)"]
[null,null,null,null,null,"LUseP1","Loadings","Potable water use (Constituent 1)"]
[null,null,null,null,null,"LUsePIbtWw1","Loadings","Potable water use to IBT wastewater (Constituent 1)"]
[null,null,null,null,null,"LUsePSanS1","Loadings","Potable water use to sanitary sewer loadings (Constituent 1)"]
[null,null,null,null,null,"LUsePSep1","Loadings","Potable water use to septic systems (Constituent 1)"]
[null,null,null,null,null,"LUsePSepExt1","Loadings","Potable water use to external septic systems (Constituent 1)"]
[null,null,null,null,null,"LWrfAsr1","Loadings","WRF to ASR (Constituent 1)"]
[null,null,null,null,null,"LWrfSw1","Loadings","WRF to surface water (Constituent 1)"]
[null,null,null,null,null,"LWrfUseNp1","Loadings","WRF to nonpotable water use (Constituent 1)"]
[null,null,null,null,null,"LWtpGw1","Loadings","Water treatment plant to groundwater (Constituent 1)"]
[null,null,null,null,null,"LWtpUseNp1","Loadings","Water treatment plant to nonpotable water use (Constituent 1)"]
[null,null,null,null,null,"LWtpUseP1","Loadings","Water treatment plant to potable water use (Constituent 1)"]
[null,null,null,null,null,"LWwtpSw1","Loadings","Wastewater treatment plant to surface water (Constituent 1)"]
[null,null,null,null,null,"LWwtpWrf1","Loadings","Watewater treatment plant to WRF (Constituent 1)"]
[null,null,null,null,null,"XGwF1","Concentration","Groundwater after decay (Constituent 1)"]
[null,null,null,null,null,"XResF1","Concentration","Reservoir after decay (Constituent 1)"]
[null,null,null,null,null,"XSwF1","Concentration","Surface water after decay (Constituent 1)"]
[null,null,null,null,null,"XUseNp1","Concentration","Nonpotable water (Constituent 1)"]
[null,null,null,null,null,"XUseP1","Concentration","Potable water (Constituent 1)"]
[null,null,null,null,null,"LAsrGw2","Loadings","ASR to groundwater (Constituent 2)"]
[null,null,null,null,null,"LGw2","Loadings","Groundwater (Constituent 2)"]
[null,null,null,null,null,"LGwExt2","Loadings","Groundwater to external (Constituent 2)"]
[null,null,null,null,null,"LGwPt2","Loadings","Groundwater to private withdrawals (Constituent 2)"]
[null,null,null,null,null,"LGwSw2","Loadings","Groundwater to surface water (Constituent 2)"]
[null,null,null,null,null,"LGwWtp2","Loadings","Groundwater to water treatment plant (Constituent 2)"]
[null,null,null,null,null,"LGwWwtp2","Loadings","Groundwater to wastewater treatment plant (Constituent 2)"]
[null,null,null,null,null,"LRe2","Loadings","Recharge (Constituent 2)"]
[null,null,null,null,null,"LRes2","Loadings","Reservoir (Constituent 2)"]
[null,null,null,null,null,"LResAsr2","Loadings","Reservoir to ASR (Constituent 2)"]
[null,null,null,null,null,"LResPt2","Loadings","Reservoir to private withdrawals (Constituent 2)"]
[null,null,null,null,null,"LResWtp2","Loadings","Reservoir to water treatment plant (Constituent 2)"]
[null,null,null,null,null,"LRu2","Loadings","Runoff (Constituent 2)"]
[null,null,null,null,null,"LRuAdd2","Loadings","Runoff loadings change from converted HRU land area (Constituent 2)"]
[null,null,null,null,null,"LRuAdj2","Loadings","Runoff loadings from upland HRUs to a buffer area that does not have a loadings adjustment (Constituent 2)"]
[null,null,null,null,null,"LRuAdjUp2","Loadings","Runoff loadings from upland HRUs to a buffer area that has a loadings adjustment (Constituent 2)"]
[null,null,null,null,null,"LSepGw2","Loadings","Septic systems to groundwater (Constituent 2)"]
[null,null,null,null,null,"LStSSw2","Loadings","Storm sewer to surface water loadings (Constituent 2)"]
[null,null,null,null,null,"LSwAsr2","Loadings","Surface water to ASR (Constituent 2)"]
[null,null,null,null,null,"LSwExt2","Loadings","Surface water to external (Constituent 2)"]
[null,null,null,null,null,"LSw2","Loadings","Surface water (Constituent 2)"]
[null,null,null,null,null,"LSwPt2","Loadings","Surface water to private withdrawals (Constituent 2)"]
[null,null,null,null,null,"LSwRes2","Loadings","Surface water to reservoir (Constituent 2)"]
[null,null,null,null,null,"LSwWtp2","Loadings","Surface water to water treatment plant (Constituent 2)"]
[null,null,null,null,null,"LUseNp2","Loadings","Nonpotable water use (Constituent 2)"]
[null,null,null,null,null,"LUseNpIbtWw2","Loadings","Nonpotable water use to IBT wastewater (Constituent 2)"]
[null,null,null,null,null,"LUseNpSanS2","Loadings","Nonpotable water use to sanitary sewer loadings (Constituent 2)"]
[null,null,null,null,null,"LUseNpSep2","Loadings","Nonpotable water use to septic systems (Constituent 2)"]
[null,null,null,null,null,"LUseNpSepExt2","Loadings","Nonpotable water use to external septic systems (Constituent 2)"]
[null,null,null,null,null,"LUseNpSewer2","Loadings","Nonpotable water use to storm sewer loadings (Constituent 2)"]
[null,null,null,null,null,"LUseP2","Loadings","Potable water use (Constituent 2)"]
[null,null,null,null,null,"LUsePIbtWw2","Loadings","Potable water use to IBT wastewater (Constituent 2)"]
[null,null,null,null,null,"LUsePSanS2","Loadings","Potable water use to sanitary sewer loadings (Constituent 2)"]
[null,null,null,null,null,"LUsePSep2","Loadings","Potable water use to septic systems (Constituent 2)"]
[null,null,null,null,null,"LUsePSepExt2","Loadings","Potable water use to external septic systems (Constituent 2)"]
[null,null,null,null,null,"LWrfAsr2","Loadings","WRF to ASR (Constituent 2)"]
[null,null,null,null,null,"LWrfSw2","Loadings","WRF to surface water (Constituent 2)"]
[null,null,null,null,null,"LWrfUseNp2","Loadings","WRF to nonpotable water use (Constituent 2)"]
[null,null,null,null,null,"LWtpGw2","Loadings","Water treatment plant to groundwater (Constituent 2)"]
[null,null,null,null,null,"LWtpUseNp2","Loadings","Water treatment plant to nonpotable water use (Constituent 2)"]
[null,null,null,null,null,"LWtpUseP2","Loadings","Water treatment plant to potable water use (Constituent 2)"]
[null,null,null,null,null,"LWwtpSw2","Loadings","Wastewater treatment plant to surface water (Constituent 2)"]
[null,null,null,null,null,"LWwtpWrf2","Loadings","Watewater treatment plant to WRF (Constituent 2)"]
[null,null,null,null,null,"XGwF2","Concentration","Groundwater after decay (Constituent 2)"]
[null,null,null,null,null,"XResF2","Concentration","Reservoir after decay (Constituent 2)"]
[null,null,null,null,null,"XSwF2","Concentration","Surface water after decay (Constituent 2)"]
[null,null,null,null,null,"XUseNp2","Concentration","Nonpotable water (Constituent 2)"]
[null,null,null,null,null,"XUseP2","Concentration","Potable water (Constituent 2)"]
[null,null,null,null,null,"XUseP2","Concentration","Potable water (Constituent 2)"]

{"sheet":"Variable Definitions","index":2,"n_rows":221,"n_cols":14,"rows_kept":221,"cut":false,"hidden":false,"merged":[]}
["Table 1: Model Decisions Dictionary",null,null,null,"Table 2: Variables Dictionary",null,null,null,null,"Table 3: Model Input Data Dictionary"]
["Model Decisions","Description","Units",null,"Model Variables","Variable Category","Description","Units",null,"Model Variables","Description","Units"]
["objective","Objective cost","$/yr",null,"objective","Total Cost","Objective cost","$/yr",null,"AvgAnnualPrecip","Average annual precipitation in model time period","inches per year",{"$f":"IF(ISNA(VLOOKUP(J3,$O$167:$P$269,2,FALSE))=TRUE,\"\",VLOOKUP(J3,$O$167:$P$269,2,FALSE))","v":""}]
["CAsr","Total cost of ASR","$/yr",null,"COmAsr","O&M Costs","ASR","$/yr",null,"AvgTemp","Average daily temperature in model period","deg F",{"$f":"IF(ISNA(VLOOKUP(J4,$O$167:$P$269,2,FALSE))=TRUE,\"\",VLOOKUP(J4,$O$167:$P$269,2,FALSE))","v":""},"Note: Numeric identifiers on variable CLuSet[S] represent the cost decision for managed set number S."]
["CCAsr","Capital cost of ASR","$/yr",null,"COmESep","O&M Costs","Enhanced septic treatment","$/yr",null,"QRuT","Total monthly runoff for the study area for each managed set","in/acre/month",{"$f":"IF(ISNA(VLOOKUP(J7,$O$167:$P$269,2,FALSE))=TRUE,\"\",VLOOKUP(J7,$O$167:$P$269,2,FALSE))","v":""},"Numeric identifiers on variable DALu[L & S] represent the land area decision for HRU number L and managed set number S."]
["CCGwPump","Capital cost of groundwater pumping","$/yr",null,"COmGwPump","O&M Costs","Groundwater pumping","$/yr",null,"QReT","Total monthly recharge for the study area for each managed set","in/acre/month",{"$f":"IF(ISNA(VLOOKUP(J8,$O$167:$P$269,2,FALSE))=TRUE,\"\",VLOOKUP(J8,$O$167:$P$269,2,FALSE))","v":""},"Numeric identifiers on any WQ variable represents the decision variable for constituent number C."]
["CCIbtW","Capital cost of additional IBT potable water","$/yr",null,"COmIbtW","O&M Costs","IBT potable water","$/yr",null,"NDateHydro","Number of time steps in model","-",{"$f":"IF(ISNA(VLOOKUP(J9,$O$167:$P$269,2,FALSE))=TRUE,\"\",VLOOKUP(J9,$O$167:$P$269,2,FALSE))","v":""}]
["CCIbtWw","Capital cost of additional IBT wastewater","$/yr",null,"COmIbtWw","O&M Costs","IBT wastewater","$/yr",null,"Dt","Number of days in timestep (1 = daily, >28 = monthly)","days in time step"]
["CCNpdist","Capital cost of nonpotable distribution system","$/yr",null,"COmNpdist","O&M Costs","Nonpotable distribution system","$/yr",null,"NLu","Number of HRUs","# HRUs"]
["CCRes","Capital cost of reservoir management","$/yr",null,"COmOS","O&M Costs","Operation cost of offline storage use","$/yr",null,"NLuName,1","forest sand","-"]
["CCSwPump","Capital cost of surface water pumping","$/yr",null,"COmRes","O&M Costs","Reservoir management","$/yr",null,"NLuName,2","open nonres sand","-"]
["CCWrf","Capital cost of WRF","$/yr",null,"COmSwPump","O&M Costs","Surface water pumping","$/yr",null,"NLuName,3","MLD res sand","-"]
["CCWtp","Capital cost of potable water treatment plant","$/yr",null,"COmWrf","O&M Costs","WRF","$/yr",null,"NLuName,4","MHHD resid sand","-"]
["CCWwtp","Capital cost of wastewater treatment plant","$/yr",null,"COmWtp","O&M Costs","Water treatment","$/yr",null,"NLuName,5","comindtr sand","-"]
["CDmd","Cost of direct demand reduction","$/yr",null,"COmWwtp","O&M Costs","Wastewater treatment","$/yr",null,"NLuName,6","ag sand","-"]
["CFlood","Cost of flood damage","$/yr",null,"DQCSOS","Flow","Combined sewer to offline storage","MGD",null,"NLuName,7","forest till","-"]
["CGwMake","Penalty for groundwater deficit","$/yr",null,"DQGwExt","Flow","Groundwater to external","MGD",null,"NLuName,8","open nonres till","-"]
["CGwPump","Total cost of groundwater pumping","$/yr",null,"DQGwMake","Flow","Groundwater deficits","MGD",null,"NLuName,9","MLD res till","-"]
["CGwWwtp","Total cost of wastewater treatment plant I/I repair","$/yr",null,"DQGwWtp","Flow","Groundwater to water treatment plant","MGD",null,"NLuName,10","MHHD resid till","-"]
["CIbtW","Total cost of IBT potable water","$/yr",null,"DQIbtWUseNp","Flow","IBT potable water to nonpotable water use","MGD",null,"NLuName,11","comindtr till","-"]
["CIbtWw","Total cost of IBT wastewater","$/yr",null,"DQIbtWUseP","Flow","IBT potable water to potable water use","MGD",null,"NLuName,12","ag till","-"]
["CLuSet1","Land Area w/ Conservation - Cost of land use management set","$/yr",null,"DQOSWwtp","Flow","Offline storage to wastewater treatment plant","MGD",null,"NLuName,13","cranberry bog","-"]
["CNpdist","Total cost of nonpotable distribution system","$/yr",null,"DQResAsr","Flow","Reservoir to ASR","MGD",null,"NLuName,14","forested wetland","-"]
["COS","Cost of offline storage","$/yr",null,"DQResWtp","Flow","Reservoir to water treatment plant","MGD",null,"NLuName,15","nonforested wetlnd","-"]
["CPPrice","Cost of consumer rate change","$/yr",null,"DQSwAsr","Flow","Surface water to ASR","MGD",null,"NLuName,16","water","-"]
["CRes","Total cost of reservoir management","$/yr",null,"DQSwExt","Flow","Surface water to external","MGD",null,"ALuBase","Baseline land area of HRUs","acre"]
["CSewSep","Cost of sewer separation","$/yr",null,"DQSwWtp","Flow","Surface water to water treatment plant","MGD",null,"EIALu","Effective impervious area of HRUs","fraction"]
["CSwPump","Total cost of surface water pumping","$/yr",null,"DQUseNpCS","Flow","Nonpotable water use to combined sewer","MGD",null,"InfiltLu","Infiltration rate of HRUs","in/hr"]
["CWMake","Penalty for water deficit","$/yr",null,"DQUseNpIbtWw","Flow","Nonpotable water use to IBT wastewater flow","MGD",null,"NLuSet","Number of managed sets","# of HRU Sets"]
["CWrf","Total cost of WRF","$/yr",null,"DQUseNpSanS","Flow","Nonpotable water use to sanitary sewer","MGD",null,"NLuSetName,1","Land Area w/ Conservation","-",{"$f":"IF(ISNA(VLOOKUP(J33,$O$167:$P$269,2,FALSE))=TRUE,\"\",VLOOKUP(J33,$O$167:$P$269,2,FALSE))","v":""}]
["CWtp","Total cost of potable water treatment plant","$/yr",null,"DQUsePCS","Flow","Potable water use to combined sewer","MGD",null,"ALuMin","Minimum areas for each land use management set","acre"]
["CWtpUaw","Cost of potable water treatment plant repair","$/yr",null,"DQUsePIbtWw","Flow","Potable water use to IBT wastewater flow","MGD",null,"ALuMax","Maximum areas for each land use management set","acre"]
["CWwtp","Total cost of wastewater treatment plant","$/yr",null,"DQUsePSanS","Flow","Potable water use to sanitary sewer","MGD",null,"CCLu","Initial or capital cost for managing land use set","$/acre"]
["DALu11","Land Area - Land Area w/ Conservation, forest sand","ac",null,"DQWMake","Flow","Water deficits","MGD",null,"COmLu","O&M costs for managing land use set","$/acre/yr"]
["DALu21","Land Area - Land Area w/ Conservation, open nonres sand","ac",null,"DQWrfAsr","Flow","WRF to ASR","MGD",null,"NWUser","Number of water users","# of Water Users"]
["DALu31","Land Area - Land Area w/ Conservation, MLD res sand","ac",null,"DQWrfUseNp","Flow","WRF to nonpotable water use","MGD",null,"NamesWUse,1","Unaccounted water users","-"]
["DALu41","Land Area - Land Area w/ Conservation, MHHD resid sand","ac",null,"DQWtpUseNp","Flow","Water treatment plant to nonpotable water use","MGD",null,"NamesWUse,2","Residential water users","-"]
["DALu51","Land Area - Land Area w/ Conservation, comindtr sand","ac",null,"DQWwtpWrf","Flow","Wastewater treatment plant to WRF","MGD",null,"NamesWUse,3","Residential.Institutions water users","-"]
["DALu61","Land Area - Land Area w/ Conservation, ag sand","ac",null,"QAsrGw","Flow","ASR to groundwater","MGD",null,"NamesWUse,4","Commercial.Business water users","-"]
["DALu71","Land Area - Land Area w/ Conservation, forest till","ac",null,"QCSWwtp","Flow","Combined sewer to wastewater treatment plant","MGD",null,"NamesWUse,5","Agricultural water users","-"]
["DALu81","Land Area - Land Area w/ Conservation, open nonres till","ac",null,"QGwSw","Flow","Groundwater to surface water","MGD",null,"NamesWUse,6","Industrial water users","-"]
["DALu91","Land Area - Land Area w/ Conservation, MLD res till","ac",null,"QGwWwtp","Flow","Groundwater to wastewater treatment plant","MGD",null,"NamesWUse,7","Municipal.Institutional.Non.profits water users","-"]
["DALu101","Land Area - Land Area w/ Conservation, MHHD resid till","ac",null,"QRe","Flow","Recharge","MGD",null,"NamesWUse,8","Other water users","-"]
["DALu111","Land Area - Land Area w/ Conservation, comindtr till","ac",null,"QRu","Flow","Runoff","MGD",null,"PConsUsePI","Initial percent consumptive use for potable water","%"]
["DALu121","Land Area - Land Area w/ Conservation, ag till","ac",null,"QRuCS","Flow","Runoff flow to combined sewer","MGD",null,"QUsePI","Potable water demand","MG/time step",{"$f":"IF(ISNA(VLOOKUP(J34,$O$167:$P$269,2,FALSE))=TRUE,\"\",VLOOKUP(J34,$O$167:$P$269,2,FALSE))","v":""}]
["DALu131","Land Area - Land Area w/ Conservation, cranberry bog","ac",null,"QRuStS","Flow","Runoff flow to storm sewer","MGD",null,"PUseNp","Percent of maximum potable water demand met by nonpotable","%",{"$f":"IF(ISNA(VLOOKUP(J35,$O$167:$P$269,2,FALSE))=TRUE,\"\",VLOOKUP(J35,$O$167:$P$269,2,FALSE))","v":""}]
["DALu141","Land Area - Land Area w/ Conservation, forested wetland","ac",null,"QRuSw","Flow","Runoff flow to surface water","MGD",null,"PConsUseNp","Percent of nonpotable use that is consumptive use","%",{"$f":"IF(ISNA(VLOOKUP(J36,$O$167:$P$269,2,FALSE))=TRUE,\"\",VLOOKUP(J36,$O$167:$P$269,2,FALSE))","v":""}]
["DALu151","Land Area - Land Area w/ Conservation, nonforested wetlnd","ac",null,"QSanSWwtp","Flow","Sanitary sewer to wastewater treatment plant","MGD",null,"ElasWUser","Price elasiticities for water users","unitless"]
["DALu161","Land Area - Land Area w/ Conservation, water","ac",null,"QSepGw","Flow","Septic systems to groundwater","MGD",null,"CCDmPrice","Initial cost of implementing Dm via price change","$",{"$f":"IF(ISNA(VLOOKUP(J48,$O$167:$P$269,2,FALSE))=TRUE,\"\",VLOOKUP(J48,$O$167:$P$269,2,FALSE))","v":""}]
["DOS","Binary decision to use offline storage","binary",null,"QStSSw","Flow","Storm sewer to surface water","MGD",null,"COmDmPrice","O&M cost of implementing Dm via price change","$/yr",""]
["DPCS","Percent of sewer system that is combined","%",null,"QSwRes","Flow","Surface water to reservoir","MGD",null,"PPriceMax","HRU Managed Set Names","%",""]
["DPCS1","Percent of sewer system that is combined","%",null,"QUseNp1","Flow","Nonpotable water use, Unaccounted","MGD",null,"CCDm","Initial cost for implementing aggregate of Dm practices","$",""]
["DPGwWwtpFix","Wastewater treatment plant I/I repairs","% of leaks",null,"QUseNp2","Flow","Nonpotable water use, Residential","MGD",null,"COmDm","O&M annnual cost for implementing aggregate of Dm practices","$/yr",""]
["DPPrice","Percent consumer rate change","%",null,"QUseNp3","Flow","Nonpotable water use, Residential.Institutions","MGD",null,"QDmRedMax","Max demand reduction for implementing aggregate of Dm practic","MGD",""]
["DPriceDummy","Dummy variable","-",null,"QUseNp4","Flow","Nonpotable water use, Commercial.Business","MGD",null,"KGw","Gw recession coefficient","1/time step",""]
["DPWtpGwFix","Distribution system leak repairs","% of leaks",null,"QUseNp5","Flow","Nonpotable water use, Agricultural","MGD",null,"VGwI","Initial Gw aquifer volume","MG",""]
["DQAsrAddl","Additional ASR capacity","MG",null,"QUseNp6","Flow","Nonpotable water use, Industrial","MGD",null,"VGwMin","Minimum Gw aquifer volume","MG",""]
["DQDmR","Demand reduction","MGD",null,"QUseNp7","Flow","Nonpotable water use, Municipal.Institutional.Non.profits","MGD",null,"VGwMax","Maximum Gw aquifer volume","MG",""]
["DQGwPumpAddl","Additional groundwater pumping capacity","MG",null,"QUseNp8","Flow","Nonpotable water use, Other","MGD",null,"ExGwMake","Make-up Gw Penalty Flag","-",""]
["DQIbtWAddl","Additional IBT potable water capacity","MG",null,"QUseNpSep","Flow","Nonpotable water to septic systems inside of study area","MGD",null,"COmGwMake","Cost for Make-Up Gw","$/MGD",""]
["DQIbtWwAddl","Additional IBT wastewater capacity","MG",null,"QUseNpSepExt","Flow","Nonpotable water to septic systems outside of study area","MGD",null,"QGwPt","Private/other Gw withdrawals","MG/time step",""]
["DQNpdistAddl","Additional nonpotable water distribution system capacity","MG",null,"QUseNpSewer","Flow","Municipal water use direct to the sewer system","MGD",null,"QPtGw","Private/other Gw discharges","MG/time step",""]
["DQSwPumpAddl","Additional surface water pumping capacity","MG",null,"QUseP1","Flow","Potable water use, Unaccounted","MGD",null,"QExtGw","External Gw inflow (from other watershed if Gw and Sw watersh","MG/time step",""]
["DQWrfAddl","Additional WRF capacity","MG",null,"QUseP2","Flow","Potable water use, Residential","MG",null,"QGwExtMin","Minimum Gw flow out of basin","MG/time step",""]
["DQWtpAddl","Additional water treatment capacity","MG",null,"QUseP3","Flow","Potable water use, Residential.Institutions","MG",null,"VResI","Initial volume in reservoir","MG",""]
["DQWwtpAddl","Additional wastewater treatment capacity","MG",null,"QUseP4","Flow","Potable water use, Commercial.Business","MGD",null,"VResMin","Minimum volume to be maintained in reservoir (ie: dead storag","MG",""]
["DRuCS","Binary decision to route runoff to combined sewer","binary",null,"QUseP5","Flow","Potable water use, Agricultural","lbs/day",null,"VResMaxI","Existing maximum volume of the reservoir","MG",""]
["DVResAddl","Additional reservoir capacity","MG",null,"QUseP6","Flow","Potable water use, Industrial","lbs/day",null,"VResMaxAddl","Maximum additional capacity of reservoir volume","MG",""]
["DWwtp","Binary decision used to count hydraulic capacity exceedances","binary",null,"QUseP7","Flow","Potable water use, Municipal.Institutional.Non.profits","lbs/day",null,"CCRes","Initial/capital cost of additional surface storage (expand re","$/MG",""]
["CESep","Capital cost for new enhanced septic treatment","$/yr",null,"QUseP8","Flow","Potable water use, Other","lbs/day",null,"COmRes","O&M cost of additional surface water storage","$/MG"]
["DPESep","Fraction of septic loadings receiving enhanced treatment","fraction",null,"QUsePSep","Flow","Potable water to septic systems inside of study area","lbs/day",null,"ExVSw","Flag to exclude additional Sw/Res storage","-"]
["CUWtp","Capital cost for new upgraded WTP","$/yr",null,"QUsePSepExt","Flow","Potable water to septic systems outside of study area","lbs/day",null,"FlagSwExt","User indicated flag to model flow out of reservoir to ext sw","-"]
["DPUWtp","Fraction of WTP loadings receiving upgraded treatment","fraction",null,"QWrfSw","Flow","WRF to surface water","lbs/day",null,"COmWMake","Cost for Make-Up Sw","$/MG"]
["CUWwtp","Capital cost for new upgraded WWTP","$/yr",null,"QWtpGw","Flow","Water treatment plant to groundwater","lbs/day",null,"ExWMake","Make-up Sw Penalty Flag","-"]
["DPUWwtp","Fraction of WWTP loadings receiving upgraded treatment","fraction",null,"QWtpUseP","Flow","Water treatment to potable use","lbs/day",null,"QSwPt","Private/other surface water withdrawals","MG/time step"]
["CStream","Cost of streambank restoration/stabilization","$/yr",null,"QWwtpSw","Flow","Wastewater treatment plant to surface water","lbs/day",null,"QPtSw","Private/other surface water discharges","MG/time step"]
["DFtStream","Steambank length restored/stabilized","ft",null,"VGw","Storage","Groundwater volume","lbs/day",null,"QExtSw","External inflow to surface water (e.g., if not modeling headw","MG/time step"]
["COutfall","Cost of outfall enhancement/stabilization","$/yr",null,"VOSTotal","Storage","Offline storage volume","lbs/day",null,"QResPt","Private/other reservoir withdrawals","MG/time step"]
["DNOutE","Number of enhanced/stabilized outfalls","outfalls",null,"VRes","Storage","Reservoir volume","lbs/day",null,"QSwMin","Minimum in-stream flow requirement","MG/time step"]
["CDrSet1","Cost of direct reduction land use management set","$/yr",null,"QESep","Flow","Enhanced septic treatment","lbs/day",null,"QSwMax","Maximum in-stream flow","MG/time step"]
["DDrSet1","Binary decision to apply direct reduction land management set","binary",null,"LAsrGw1","Loadings","ASR to groundwater (Constituent 1)","lbs/day",null,"QSwExtMin","Minimum Sw flow out of basin","MG/time step"]
["CDrTotal","Total cost of applying direct reduction land management sets","$/yr",null,"LGw1","Loadings","Groundwater (Constituent 1)","lbs/day",null,"QSwExtMax","Max Sw flow out of basin","MG/time step"]
["CRipSet111","Cost of riparian buffer land use management set","$/yr",null,"LGwExt1","Loadings","Groundwater to external (Constituent 1)","lbs/day",null,"TPlan","planning horizon in years (time over which costs are annualized)","years"]
["DRipSet1111","Binary decision to apply riparian buffer land management set to runoff","binary",null,"LGwPt1","Loadings","Groundwater to private withdrawals (Constituent 1)","lbs/day",null,"PInt","Interest rate for annualizing costs","%"]
["DRipSet1112","Binary decision to apply riparian buffer land management set to loadings","binary",null,"LGwSw1","Loadings","Groundwater to surface water (Constituent 1)","lbs/day",null,"RUseP","Consumer price for water (variable-fee)","$/HCF"]
["CRipTotal","Total cost of applying riparian buffer land management sets","$/yr",null,"LGwWtp1","Loadings","Groundwater to water treatment plant (Constituent 1)","lbs/day",null,"RfUseP","Consumer price for water (fixed-fee)","$/month"]
[null,null,null,null,"LGwWwtp1","Loadings","Groundwater to wastewater treatment plant (Constituent 1)","lbs/day",null,"CCGwPumpU","Initial or capital cost for additional Gw pumping capacity","$/MGD"]
[null,null,null,null,"LRe1","Loadings","Recharge (Constituent 1)","lbs/day",null,"COmGwPumpU","O&M costs for Gw pumping","$/MG"]
[null,null,null,null,"LRes1","Loadings","Reservoir (Constituent 1)","lbs/day",null,"QGwPumpI","Initial Gw pumping capacity","MGD"]
[null,null,null,null,"LResAsr1","Loadings","Reservoir to ASR (Constituent 1)","lbs/day",null,"TGwPumpExist","Remaining lifetime of existing GwPump","years"]
[null,null,null,null,"LResPt1","Loadings","Reservoir to private withdrawals (Constituent 1)","lbs/day",null,"TGwPumpNew","Lifetime of new construction for additional capacity for GwPump","years"]
[null,null,null,null,"LResWtp1","Loadings","Reservoir to water treatment plant (Constituent 1)","lbs/day",null,"ExGwPump","Flag for excluding new/additional GW pumping capacity","-"]
[null,null,null,null,"LRu1","Loadings","Runoff (Constituent 1)","lbs/day",null,"CCSwPumpU","Initial or capital cost for additional Sw pumping capacity","$/MGD"]
[null,null,null,null,"LRuAdd1","Loadings","Runoff loadings change from converted HRU land area (Constituent 1)","lbs/day",null,"COmSwPumpU","O&M costs for Sw pumping","$/MG"]
[null,null,null,null,"LRuAdjUp1","Loadings","Runoff loadings from upland HRUs to a buffer area that has a loadings adjustment (Constituent 1)","lbs/day",null,"QSwPumpI","Initial Sw pumping capacity","MGD"]
[null,null,null,null,"LSepGw1","Loadings","Septic systems to groundwater (Constituent 1)","lbs/day",null,"TSwPumpExist","Remaining lifetime of existing SwPump","years"]
[null,null,null,null,"LStSSw1","Loadings","Storm sewer to surface water loadings (Constituent 1)","lbs/day",null,"TSwPumpNew","Lifetime of new construction for additional capacity for SwPump","years"]
[null,null,null,null,"LSwAsr1","Loadings","Surface water to ASR (Constituent 1)","lbs/day",null,"ExSwPump","Flag for excluding new/additional SW pumping capacity","-"]
[null,null,null,null,"LSwExt1","Loadings","Surface water to external (Constituent 1)","lbs/day",null,"CCWtpU","Initial or capital cost for additional water treatment plant (WTP) capacity","$/MGD"]
[null,null,null,null,"LSw1","Loadings","Surface water (Constituent 1)","lbs/day",null,"COmWtpU","O&M cost for WTP","$/MG"]
[null,null,null,null,"LSwPt1","Loadings","Surface water to private withdrawals (Constituent 1)","lbs/day",null,"QWtpMaxI","Maximum initial capacity of WTP","MGD"]
[null,null,null,null,"LSwRes1","Loadings","Surface water to reservoir (Constituent 1)","lbs/day",null,"TWtpExist","Remaining lifetime of existing WTP","years"]
[null,null,null,null,"LSwWtp1","Loadings","Surface water to water treatment plant (Constituent 1)","lbs/day",null,"TWtpNew","Lifetime of new construction for additional capacity for WTP","years"]
[null,null,null,null,"LUseNp1","Loadings","Nonpotable water use (Constituent 1)","lbs/day",null,"CCWtpUaw","initial cost for reducing unaccounted-for-water (UAW)","$"]
[null,null,null,null,"LUseNpIbtWw1","Loadings","Nonpotable water use to IBT wastewater (Constituent 1)","lbs/day",null,"COmWtpUaw","O&M cost for maintaining reduction in UAW","$/year"]
[null,null,null,null,"LUseNpSanS1","Loadings","Nonpotable water use to sanitary sewer loadings (Constituent 1)","lbs/day",null,"PWtpGwFixmax","maximum percent of leak from WTP distribthat can be eliminated","%"]
[null,null,null,null,"LUseNpSep1","Loadings","Nonpotable water use to septic systems (Constituent 1)","lbs/day",null,"ExWtp","Flag for excluding new/additional WTP capacity","-"]
[null,null,null,null,"LUseNpSepExt1","Loadings","Nonpotable water use to external septic systems (Constituent 1)","lbs/day",null,"RWw","Consumer","$/HCF"]
[null,null,null,null,"LUseNpSewer1","Loadings","Nonpotable water use to storm sewer loadings (Constituent 1)","lbs/day",null,"RfWw","Consumer","$/month"]
[null,null,null,null,"LUseP1","Loadings","Potable water use (Constituent 1)","lbs/day",null,"CCWwtpU","Capital cost for additional wastewater treatment plant (Wwtp) capacity","$/MGD"]
[null,null,null,null,"LUsePIbtWw1","Loadings","Potable water use to IBT wastewater (Constituent 1)","lbs/day",null,"COmWwtpU","O&M cost for Wwtp","$/MG"]
[null,null,null,null,"LUsePSanS1","Loadings","Potable water use to sanitary sewer loadings (Constituent 1)","lbs/day",null,"QWwtpMaxI","Existing maximum capacity of Wwtp","MGD"]
[null,null,null,null,"LUsePSep1","Loadings","Potable water use to septic systems (Constituent 1)","lbs/day",null,"TWwtpExist","Remaining lifetime of existing Wwtp","years"]
[null,null,null,null,"LUsePSepExt1","Loadings","Potable water use to external septic systems (Constituent 1)","lbs/day",null,"TWwtpNew","Lifetime of new construction for additional capacity for Wwtp","years"]
[null,null,null,null,"LWrfAsr1","Loadings","WRF to ASR (Constituent 1)","lbs/day",null,"PGwWwtpI","Initial infiltration of Gw into Wwtp collection system","%"]
[null,null,null,null,"LWrfSw1","Loadings","WRF to surface water (Constituent 1)","lbs/day",null,"CCGwWwtp","Initial cost for reducing Gw infiltration","$"]
[null,null,null,null,"LWrfUseNp1","Loadings","WRF to nonpotable water use (Constituent 1)","lbs/day",null,"COmGwWwtp","O&M cost for maintaining reduction in Gw infiltration","$/yr"]
[null,null,null,null,"LWtpGw1","Loadings","Water treatment plant to groundwater (Constituent 1)","lbs/day",null,"PGwWwtpFixmax","maximum percent of gw infiltration that can be eliminated","%"]
[null,null,null,null,"LWtpUseNp1","Loadings","Water treatment plant to nonpotable water use (Constituent 1)","lbs/day",null,"WwFlag","Wastewater charge based on water or ww flow","-"]
[null,null,null,null,"LWtpUseP1","Loadings","Water treatment plant to potable water use (Constituent 1)","lbs/day",null,"ExWwtp","Flag for excluding new/additional WWTP capacity","-"]
[null,null,null,null,"LWwtpSw1","Loadings","Wastewater treatment plant to surface water (Constituent 1)","lbs/day",null,"CCWrfU","Initial or capital cost for additional WRF capacity","$/MGD"]
[null,null,null,null,"LWwtpWrf1","Loadings","Watewater treatment plant to WRF (Constituent 1)","lbs/day",null,"COmWrfU","O&M cost for WRF","$/MG"]
[null,null,null,null,"XGwF1","Concentration","Groundwater after decay (Constituent 1)","lbs/day",null,"QWrfMaxI","Initial maximum capacity of WRF","MGD"]
[null,null,null,null,"XResF1","Concentration","Reservoir after decay (Constituent 1)","lbs/day",null,"TWrfExist","Remaining lifetime of existing WRF","years"]
[null,null,null,null,"XSwF1","Concentration","Surface water after decay (Constituent 1)","lbs/day",null,"TWrfNew","Lifetime of new construction for additional capacity for WRF","years"]
[null,null,null,null,"XUseNp1","Concentration","Nonpotable water (Constituent 1)","lbs/day",null,"ExWrf","Flag for excluding new/additional WRF capacity","-"]
[null,null,null,null,"XUseP1","Concentration","Potable water (Constituent 1)","lbs/day",null,"RUseNp","Consumer","$/HCF"]
[null,null,null,null,"LAsrGw2","Loadings","ASR to groundwater (Constituent 2)","lbs/day",null,"RfUseNp","Consumer","$/month"]
[null,null,null,null,"LGw2","Loadings","Groundwater (Constituent 2)","lbs/day",null,"CCNpdistU","Initial or capital cost for nonpotable distribution system(Npdist) capacity","$/MGD"]
[null,null,null,null,"LGwExt2","Loadings","Groundwater to external (Constituent 2)","lbs/day",null,"COmNpdistU","O&M cost for Npdist","$/MG"]
[null,null,null,null,"LGwPt2","Loadings","Groundwater to private withdrawals (Constituent 2)","lbs/day",null,"QNpDistMaxI","Existing capacity of Npdist","MGD"]
[null,null,null,null,"LGwSw2","Loadings","Groundwater to surface water (Constituent 2)","lbs/day",null,"TNpdistExist","Remaining lifetime of existing Npdist","years"]
[null,null,null,null,"LGwWtp2","Loadings","Groundwater to water treatment plant (Constituent 2)","lbs/day",null,"TNpdistNew","Lifet time of new Npdist system","years"]
[null,null,null,null,"LGwWwtp2","Loadings","Groundwater to wastewater treatment plant (Constituent 2)","lbs/day",null,"ExNpDist","Flag for excluding new/additional nonpotable distribution system capacity","-"]
[null,null,null,null,"LRe2","Loadings","Recharge (Constituent 2)","lbs/day",null,"CCAsrU","Initial or capital cost for additional ASR capacity","$/MGD"]
[null,null,null,null,"LRes2","Loadings","Reservoir (Constituent 2)","lbs/day",null,"COmAsrU","O&M cost for Asr","$/MG"]
[null,null,null,null,"LResAsr2","Loadings","Reservoir to ASR (Constituent 2)","lbs/day",null,"QAsrMaxI","Initial maximum capacity of Asr","MGD"]
[null,null,null,null,"LResPt2","Loadings","Reservoir to private withdrawals (Constituent 2)","lbs/day",null,"TAsrExist","Remaining lifetime of existing Asr","years"]
[null,null,null,null,"LResWtp2","Loadings","Reservoir to water treatment plant (Constituent 2)","lbs/day",null,"TAsrNew","Lifetime of new construction for additional capacity for Asr","years"]
[null,null,null,null,"LRu2","Loadings","Runoff (Constituent 2)","lbs/day",null,"ExAsr","Flag for excluding new/additional ASR capacity","-"]
[null,null,null,null,"LRuAdd2","Loadings","Runoff loadings change from converted HRU land area (Constituent 2)","lbs/day",null,"PSep","Percent of each water use on septic system recharging within","%"]
[null,null,null,null,"LRuAdj2","Loadings","Runoff loadings from upland HRUs to a buffer area that does not have a loadings adjustment (Constituent 2)","lbs/day",null,"PSepExt","Percent of each water use on septic system recharging outside","%"]
[null,null,null,null,"LRuAdjUp2","Loadings","Runoff loadings from upland HRUs to a buffer area that has a loadings adjustment (Constituent 2)","lbs/day",null,"CIbtWU","Cost of purchasing potable water from another basin","$/MG"]
[null,null,null,null,"LSepGw2","Loadings","Septic systems to groundwater (Constituent 2)","lbs/day",null,"CIbtWwU","Cost of purchasing wastewater from another basin","$/MG"]
[null,null,null,null,"LStSSw2","Loadings","Storm sewer to surface water loadings (Constituent 2)","lbs/day",null,"CCIbtWU","Initial cost of aquiring additional rights for IBT water","$/MGD"]
[null,null,null,null,"LSwAsr2","Loadings","Surface water to ASR (Constituent 2)","lbs/day",null,"CCIbtWwU","Initial cost of aquiring additional rights for IBT wastewater","$/MGD"]
[null,null,null,null,"LSwExt2","Loadings","Surface water to external (Constituent 2)","lbs/day",null,"QIbtWMaxDay","Maximum IBT per day for importing potable water","MGD",{"$f":"IF(ISNA(VLOOKUP(J923,$O$167:$P$269,2,FALSE))=TRUE,\"\",VLOOKUP(J923,$O$167:$P$269,2,FALSE))","v":""}]
[null,null,null,null,"LSw2","Loadings","Surface water (Constituent 2)","lbs/day",null,"QIbtWMaxYear","Maximum IBT per year for exporting wastewater","MG/year",""]
[null,null,null,null,"LSwPt2","Loadings","Surface water to private withdrawals (Constituent 2)","lbs/day",null,"QIbtWwMaxDay","Maximum IBT per day for importing potable water","MGD",""]
[null,null,null,null,"LSwRes2","Loadings","Surface water to reservoir (Constituent 2)",null,null,"QIbtWwMaxYear","Maximum IBT per year for exporting wastewater","MG/year",""]
[null,null,null,null,"LSwWtp2","Loadings","Surface water to water treatment plant (Constituent 2)",null,null,"QIbtWAddlMaxDay","Maximum additional IBT capacity per day for importing potable","MGD",""]
[null,null,null,null,"LUseNp2","Loadings","Nonpotable water use (Constituent 2)",null,null,"QIbtWwAddlMaxDay","Maximum additional IBT capacity per day for exporting wastewa","MGD",{"$f":"IF(ISNA(VLOOKUP(J928,$O$167:$P$269,2,FALSE))=TRUE,\"\",VLOOKUP(J928,$O$167:$P$269,2,FALSE))","v":""}]
[null,null,null,null,"LUseNpIbtWw2","Loadings","Nonpotable water use to IBT wastewater (Constituent 2)",null,null,"QIbtWMaxMonth","Monthly max IBT for importing potable water","MG/month",{"$f":"IF(ISNA(VLOOKUP(J929,$O$167:$P$269,2,FALSE))=TRUE,\"\",VLOOKUP(J929,$O$167:$P$269,2,FALSE))","v":""}]
[null,null,null,null,"LUseNpSanS2","Loadings","Nonpotable water use to sanitary sewer loadings (Constituent 2)",null,null,"QIbtWwMaxMonth","Monthly max IBT for exporting wastewater","MG/month",{"$f":"IF(ISNA(VLOOKUP(J930,$O$167:$P$269,2,FALSE))=TRUE,\"\",VLOOKUP(J930,$O$167:$P$269,2,FALSE))","v":""}]
[null,null,null,null,"LUseNpSep2","Loadings","Nonpotable water use to septic systems (Constituent 2)",null,null,"ObsFlow","Measured flow time series for calibration/validation","cfs",{"$f":"IF(ISNA(VLOOKUP(J931,$O$167:$P$269,2,FALSE))=TRUE,\"\",VLOOKUP(J931,$O$167:$P$269,2,FALSE))","v":""}]
[null,null,null,null,"LUseNpSepExt2","Loadings","Nonpotable water use to external septic systems (Constituent 2)","lbs/day",null,"NCons","Number of constituents","-"]
[null,null,null,null,"LUseNpSewer2","Loadings","Nonpotable water use to storm sewer loadings (Constituent 2)","lbs/day",null,"Cons1","Name of constituent 1","-"]
[null,null,null,null,"LUseP2","Loadings","Potable water use (Constituent 2)","lbs/day",null,"LRuT","Total monthly runoff loadings for the study area for each managed set","lbs/acre/month"]
[null,null,null,null,"LUsePIbtWw2","Loadings","Potable water use to IBT wastewater (Constituent 2)","lbs/day",null,"LReT","Total monthly recharge loadings for the study area for each managed set","lbs/acre/month"]
[null,null,null,null,"LUsePSanS2","Loadings","Potable water use to sanitary sewer loadings (Constituent 2)","lbs/day",null,"CStreamU","Cost per linear stream length of streambank stabilization","$/foot"]
[null,null,null,null,"LUsePSep2","Loadings","Potable water use to septic systems (Constituent 2)","lbs/day",null,"StreamMax","Maximum linear stream length that can be stabilized","ft"]
[null,null,null,null,"LUsePSepExt2","Loadings","Potable water use to external septic systems (Constituent 2)","lbs/day",null,"StreamTargetBody","Waterbody where streambank stabilization target adjustment is applied","-"]
[null,null,null,null,"LWrfAsr2","Loadings","WRF to ASR (Constituent 2)",null,null,"StreamRemoval","Streambank stabilization constituent loading removal rate","lbs/ft/time step"]
[null,null,null,null,"LWrfSw2","Loadings","WRF to surface water (Constituent 2)",null,null,"COutfallU","Cost per outfall stabilized","$/outfall"]
[null,null,null,null,"LWrfUseNp2","Loadings","WRF to nonpotable water use (Constituent 2)",null,null,"OutfallMax","Maximum number of outfalls that can be stabilized","outfalls"]
[null,null,null,null,"LWtpGw2","Loadings","Water treatment plant to groundwater (Constituent 2)",null,null,"OutfallTargetBody","Waterbody where outfall stabilization target adjustment is applied","-"]
[null,null,null,null,"LWtpUseNp2","Loadings","Water treatment plant to nonpotable water use (Constituent 2)",null,null,"OutfallRemoval","Outfall stabilization constituent loading removal rate","lbs/outfall/time step"]
[null,null,null,null,"LWtpUseP2","Loadings","Water treatment plant to potable water use (Constituent 2)",null,null,"NDrSet","Number of direct reduction management sets","-"]
[null,null,null,null,"LWwtpSw2","Loadings","Wastewater treatment plant to surface water (Constituent 2)",null,null,"DrSetName,1","Direct reduction management set names","-"]
[null,null,null,null,"LWwtpWrf2","Loadings","Watewater treatment plant to WRF (Constituent 2)",null,null,"DrArea","Application area of direct reduction management set","ac"]
[null,null,null,null,"XGwF2","Concentration","Groundwater after decay (Constituent 2)",null,null,"CCDrSetU","Capital cost of direct reduction management set","$/ac"]
[null,null,null,null,"XResF2","Concentration","Reservoir after decay (Constituent 2)",null,null,"COmDrSetU","O&M cost of direct reduction management set","$/ac/yr"]
[null,null,null,null,"XSwF2","Concentration","Surface water after decay (Constituent 2)",null,null,"DrRemovalRate","Direct reduction land use constituent loading removal rate","%"]
[null,null,null,null,"XUseNp2","Concentration","Nonpotable water (Constituent 2)",null,null,"NRipSet","Number of riparian buffer management sets","-"]
[null,null,null,null,"XUseP2","Concentration","Potable water (Constituent 2)",null,null,"NAdjEff","Number of load adjustment efficiencies","-"]
[null,null,null,null,"XUseP2","Concentration","Potable water (Constituent 2)",null,null,"RipSetName,1","Riparian buffer management set names","-"]
[null,null,null,null,null,null,null,null,null,"AdjEff","Load adjustment efficiencies by riparian buffer set","%"]
[null,null,null,null,null,null,null,null,null,"ARip","Area change of riparian buffer land management","ac"]
[null,null,null,null,null,null,null,null,null,"CCRipU","Capital cost of riparian buffer conversion","$/ac"]
[null,null,null,null,null,null,null,null,null,"COmRipU","O&M cost for riparian buffer conversion","$/ac/yr"]
[null,null,null,null,null,null,null,null,null,"ARipUp","Areas upgradient to the riparian buffer","ac"]
[null,null,null,null,null,null,null,null,null,"LWuserUseP","Potable water user average daily wastewater loadings","lbs"]
[null,null,null,null,null,null,null,null,null,"LWuserUseNp","Nonpotable water user average daily wastewater loadings","lbs"]
[null,null,null,null,null,null,null,null,null,"ExResArea","Decision if modeling 1st order removal in proportion to surfa","-"]
[null,null,null,null,null,null,null,null,null,"ResArea","Reservoir area","ac"]
[null,null,null,null,null,null,null,null,null,"XResI","Initial constituent concentration of reservoir","mg/L"]
[null,null,null,null,null,null,null,null,null,"ResRem0","0th order reservoir removal rates","mg/L/time step"]
[null,null,null,null,null,null,null,null,null,"ResRem1","1st order reservoir removal rates","1/timestep"]
[null,null,null,null,null,null,null,null,null,"XResTarget","Reservoir allowable target concentrations","mg/L"]
[null,null,null,null,null,null,null,null,null,"XSwTarget","Surface water target concentrations","mg/L"]
[null,null,null,null,null,null,null,null,null,"LResTarget","Reservoir target loading","mg/L"]
[null,null,null,null,null,null,null,null,null,"LSwTarget","Surface water target loading","mg/L"]
[null,null,null,null,null,null,null,null,null,"LPtSw","Private/other surface water discharge loadings","lbs/time step"]
[null,null,null,null,null,null,null,null,null,"LPtRes","Private/other reservoir discharge loadings","lbs/time step"]
[null,null,null,null,null,null,null,null,null,"XGwI","Initial constituent concentration of Gw","mg/L"]
[null,null,null,null,null,null,null,null,null,"GwRem0","0th order removal rates","mg/L/time step"]
[null,null,null,null,null,null,null,null,null,"GwRem1","1st order removal rates","1/timestep"]
[null,null,null,null,null,null,null,null,null,"LPtGw","Private Gw loadings","lbs/time step"]
[null,null,null,null,null,null,null,null,null,"LExtGw","External Gw loadings","lbs/time step"]
[null,null,null,null,null,null,null,null,null,"ExUWtp","Flag for excluding new upgraded WTP capacity","-"]
[null,null,null,null,null,null,null,null,null,"ExUWwtp","Flag for excluding upgraded WWTP capacity","-"]
[null,null,null,null,null,null,null,null,null,"ExAsrTr","Flag for excluding new/additional ASR treatment capacity","-"]
[null,null,null,null,null,null,null,null,null,"ExESep","Flag for excluding new enhanced septic treatment capacity","-"]
[null,null,null,null,null,null,null,null,null,"XWtpAvEff","WTP average constituent effluent concentration","mg/L"]
[null,null,null,null,null,null,null,null,null,"XWtpMaxIn","WTP maximum constituent influent concentration","mg/L"]
[null,null,null,null,null,null,null,null,null,"XUWtpAvEff","Upgraded WTP average constituent effluent concentration","mg/L"]
[null,null,null,null,null,null,null,null,null,"XWwtpAvEff","WWTP average constituent effluent concentration","mg/L"]
[null,null,null,null,null,null,null,null,null,"XWwtpMaxIn","WWTP maximum constituent influent concentration","mg/L"]
[null,null,null,null,null,null,null,null,null,"XUWwtpAvEff","Upgraded WWTP average constituent effluent concentration","mg/L"]
[null,null,null,null,null,null,null,null,null,"XWrfAvEff","WRF average constituent effluent concentration","mg/L"]
[null,null,null,null,null,null,null,null,null,"XAsrAvEff","ASR average constituent effluent concentration","mg/L"]
[null,null,null,null,null,null,null,null,null,"CCUWtpU","Initial or capital cost for additional tertiary water treatment plant capacity","$/MGD"]
[null,null,null,null,null,null,null,null,null,"TUWtpNew","Lifetime of new construction for additional capacity for tertiary WTP","years"]
[null,null,null,null,null,null,null,null,null,"CCUWwtpU","Initial or capital cost for additional tertiary wastewater treatment plant capacity","$/MGD"]
[null,null,null,null,null,null,null,null,null,"TUWwtpNew","Lifetime of new construction for additional capacity for upgraded WWTP","years"]
[null,null,null,null,null,null,null,null,null,"CCESepU","Initial or capital cost for enahanced septic treatment","$/MGD"]
[null,null,null,null,null,null,null,null,null,"TESepNew","Lifetime of new construction for enhanced septic treatment","years"]
[null,null,null,null,null,null,null,null,null,"XSepAvEff","Septic average constituent effluent concentration","mg/L"]
[null,null,null,null,null,null,null,null,null,"XESepAvEff","Enhanced septic average constituent effluent concentration","mg/L"]
[null,null,null,null,null,null,null,null,null,"XIbtWUse","Average constituent concentration for interbasin transfer int","mg/L"]
[null,null,null,null,null,null,null,null,null,"ObsConc","Measured concentration time series for WQ calibration/validat","mg/L"]

{"sheet":"Loaded Scenarios","index":3,"n_rows":7,"n_cols":13,"rows_kept":7,"cut":false,"hidden":false,"merged":[]}
["Loaded Files: ","Data Name: ","Scenario Name (edit here):","StudyAreaName:","ScenarioName:","RunStartTime:","StartDate:","EndDate:","ModelMode:","Avg Annual Precip","Avg Temperature","Precipitation Change","Temperature Change"]
["C:\\WMOST\\Wading_Threemile\\Baseline\\Wading3mile_baselineTN2002_SpecsResults.csv","Wading3mile_baselineTN2002","Baseline2002","Wading3mile","TN2002basecorr","2018-07-27T12:26:00","2002-01-01","2002-12-31","Hydrology & Loadings",42.05,52.697000000000003]
["C:\\WMOST\\Wading_Threemile\\Baseline\\Wading3Mile_baseline3.3.9.5_SpecsResults.csv","Wading3M","Baseline_GCM-3.3","Wading3Mile","baseline3.3.9.5","2018-07-27T12:36:00","2002-01-01","2002-12-31","Hydrology & Loadings",50.32,55.997,{"$f":"IF(ISNUMBER(J2),J3-J2)","v":8.2700000000000031},{"$f":"IF(ISNUMBER(K2),K3 - K2)","v":3.2999999999999972}]
["C:\\WMOST\\Wading_Threemile\\Baseline\\Wading3Mile_baseline3.7m2.2_SpecsResults.csv","Wading3M_2","Baseline_GCM-3.7","Wading3Mile","baseline3.7m2.2","2018-07-27T12:50:00","2002-01-01","2002-12-31","Hydrology & Loadings",41.182000000000002,56.396999999999998,{"$f":"IF(ISNUMBER(J2),J4-J2)","v":-0.867999999999995},{"$f":"IF(ISNUMBER(K2),K4 - K2)","v":3.6999999999999957}]
["C:\\WMOST\\Wading_Threemile\\Baseline\\Wading3Mile_baseline4.410.1_SpecsResults.csv","Wading3M_3","Baseline_GCM-4.4","Wading3Mile","baseline4.410.1","2018-07-27T12:55:00","2002-01-01","2002-12-31","Hydrology & Loadings",46.258000000000003,57.097000000000001,{"$f":"IF(ISNUMBER(J2),J5-J2)","v":4.2080000000000055},{"$f":"IF(ISNUMBER(K2),K5 - K2)","v":4.3999999999999986}]
["C:\\WMOST\\Wading_Threemile\\Baseline\\Wading3Mile_baseline5.0m1.7_SpecsResults.csv","Wading3M_4","Baseline_GCM-5.0","Wading3Mile","baseline5.0m1.7","2018-07-27T13:05:00","2002-01-01","2002-12-31","Hydrology & Loadings",41.347999999999999,57.697000000000003,{"$f":"IF(ISNUMBER(J2),J6-J2)","v":-0.70199999999999818},{"$f":"IF(ISNUMBER(K2),K6 - K2)","v":5}]
["C:\\WMOST\\Wading_Threemile\\Baseline\\Wading3Mile_baseline6.219.4_SpecsResults.csv","Wading3M_5","Baseline_GCM-6.2","Wading3Mile","baseline6.219.4","2018-07-27T14:13:00","2002-01-01","2002-12-31","Hydrology & Loadings",50.286999999999999,58.896999999999998,{"$f":"IF(ISNUMBER(J2),J7-J2)","v":8.2370000000000019},{"$f":"IF(ISNUMBER(K2),K7 - K2)","v":6.1999999999999957}]

{"sheet":"Model Results","index":4,"n_rows":39482,"n_cols":25,"rows_kept":2250,"cut":true,"hidden":false,"merged":[],"bounds":{"rows_first":1000,"rows_last":250,"rows_between":1000,"halvings":1}}
["Wading3mile_baselineTN2002","Wading3mile_baselineTN2002","Wading3mile_baselineTN2002","Wading3mile_baselineTN2002","Wading3M","Wading3M","Wading3M","Wading3M","Wading3M_2","Wading3M_2","Wading3M_2","Wading3M_2","Wading3M_3","Wading3M_3","Wading3M_3","Wading3M_3","Wading3M_4","Wading3M_4","Wading3M_4","Wading3M_4","Wading3M_5","Wading3M_5","Wading3M_5","Wading3M_5","Data Difference"]
["Variable","Identifier","Value","Units","Variable","Identifier","Value","Units","Variable","Identifier","Value","Units","Variable","Identifier","Value","Units","Variable","Identifier","Value","Units","Variable","Identifier","Value","Units"]
["objective","None",4524.5337,"$/yr","objective","None",4524.5337,"$/yr","objective","None",4524.5337,"$/yr","objective","None",4524.5337,"$/yr","objective","None",4524.5337,"$/yr","objective","None",4524.5337,"$/yr",{"$f":"IF(ISNUMBER(C3),IF(AVERAGE(C3,G3,K3,O3,S3,W3)<>MAX(C3,G3,K3,O3,S3,W3),1,0),\"\")","v":0}]
["DALu11","None",13646.967860000001,"ac","DALu11","None",13646.967860000001,"ac","DALu11","None",13646.967860000001,"ac","DALu11","None",13646.967860000001,"ac","DALu11","None",13646.967860000001,"ac","DALu11","None",13646.967860000001,"ac",{"$f":"IF(ISNUMBER(C4),IF(AVERAGE(C4,G4,K4,O4,S4,W4)<>MAX(C4,G4,K4,O4,S4,W4),1,0),\"\")","v":0}]
["DALu21","None",2296.3647839999999,"ac","DALu21","None",2296.3647839999999,"ac","DALu21","None",2296.3647839999999,"ac","DALu21","None",2296.3647839999999,"ac","DALu21","None",2296.3647839999999,"ac","DALu21","None",2296.3647839999999,"ac",0]
["DALu31","None",5948.6782970000004,"ac","DALu31","None",5948.6782970000004,"ac","DALu31","None",5948.6782970000004,"ac","DALu31","None",5948.6782970000004,"ac","DALu31","None",5948.6782970000004,"ac","DALu31","None",5948.6782970000004,"ac",0]
["DALu41","None",973.2212657,"ac","DALu41","None",973.2212657,"ac","DALu41","None",973.2212657,"ac","DALu41","None",973.2212657,"ac","DALu41","None",973.2212657,"ac","DALu41","None",973.2212657,"ac",0]
["DALu51","None",2536.9363330000001,"ac","DALu51","None",2536.9363330000001,"ac","DALu51","None",2536.9363330000001,"ac","DALu51","None",2536.9363330000001,"ac","DALu51","None",2536.9363330000001,"ac","DALu51","None",2536.9363330000001,"ac",0]
["DALu61","None",634.23408310000002,"ac","DALu61","None",634.23408310000002,"ac","DALu61","None",634.23408310000002,"ac","DALu61","None",634.23408310000002,"ac","DALu61","None",634.23408310000002,"ac","DALu61","None",634.23408310000002,"ac",0]
["DALu71","None",12553.46081,"ac","DALu71","None",12553.46081,"ac","DALu71","None",12553.46081,"ac","DALu71","None",12553.46081,"ac","DALu71","None",12553.46081,"ac","DALu71","None",12553.46081,"ac",0]
["DALu81","None",1082.57197,"ac","DALu81","None",1082.57197,"ac","DALu81","None",1082.57197,"ac","DALu81","None",1082.57197,"ac","DALu81","None",1082.57197,"ac","DALu81","None",1082.57197,"ac",0]
["DALu91","None",2821.2481619999999,"ac","DALu91","None",2821.2481619999999,"ac","DALu91","None",2821.2481619999999,"ac","DALu91","None",2821.2481619999999,"ac","DALu91","None",2821.2481619999999,"ac","DALu91","None",2821.2481619999999,"ac",0]
["DALu101","None",448.3378864,"ac","DALu101","None",448.3378864,"ac","DALu101","None",448.3378864,"ac","DALu101","None",448.3378864,"ac","DALu101","None",448.3378864,"ac","DALu101","None",448.3378864,"ac",0]
["DALu111","None",1104.44211,"ac","DALu111","None",1104.44211,"ac","DALu111","None",1104.44211,"ac","DALu111","None",1104.44211,"ac","DALu111","None",1104.44211,"ac","DALu111","None",1104.44211,"ac",0]
["DALu121","None",240.57154879999999,"ac","DALu121","None",240.57154879999999,"ac","DALu121","None",240.57154879999999,"ac","DALu121","None",240.57154879999999,"ac","DALu121","None",240.57154879999999,"ac","DALu121","None",240.57154879999999,"ac",0]
["DALu131","None",98.415633589999999,"ac","DALu131","None",98.415633589999999,"ac","DALu131","None",98.415633589999999,"ac","DALu131","None",98.415633589999999,"ac","DALu131","None",98.415633589999999,"ac","DALu131","None",98.415633589999999,"ac",0]
["DALu141","None",6473.5616769999997,"ac","DALu141","None",6473.5616769999997,"ac","DALu141","None",6473.5616769999997,"ac","DALu141","None",6473.5616769999997,"ac","DALu141","None",6473.5616769999997,"ac","DALu141","None",6473.5616769999997,"ac",0]
["DALu151","None",2132.3387280000002,"ac","DALu151","None",2132.3387280000002,"ac","DALu151","None",2132.3387280000002,"ac","DALu151","None",2132.3387280000002,"ac","DALu151","None",2132.3387280000002,"ac","DALu151","None",2132.3387280000002,"ac",0]
["DALu161","None",1330.4752900000001,"ac","DALu161","None",1330.4752900000001,"ac","DALu161","None",1330.4752900000001,"ac","DALu161","None",1330.4752900000001,"ac","DALu161","None",1330.4752900000001,"ac","DALu161","None",1330.4752900000001,"ac",0]
["DQSwExt",1,131.4222063,"MGD","DQSwExt",1,131.10758060000001,"MGD","DQSwExt",1,131.10758060000001,"MGD","DQSwExt",1,131.3151699,"MGD","DQSwExt",1,131.2154625,"MGD","DQSwExt",1,131.1097389,"MGD",1]
["DQSwExt",2,98.650002450000002,"MGD","DQSwExt",2,98.942972979999993,"MGD","DQSwExt",2,98.942972979999993,"MGD","DQSwExt",2,98.704114480000001,"MGD","DQSwExt",2,98.824354580000005,"MGD","DQSwExt",2,98.802159079999996,"MGD",1]
["DQSwExt",3,105.55839469999999,"MGD","DQSwExt",3,105.3437909,"MGD","DQSwExt",3,105.3437909,"MGD","DQSwExt",3,105.13401210000001,"MGD","DQSwExt",3,105.0347991,"MGD","DQSwExt",3,105.06001190000001,"MGD",1]
["DQSwExt",4,99.602792149999999,"MGD","DQSwExt",4,99.294654050000005,"MGD","DQSwExt",4,99.294654050000005,"MGD","DQSwExt",4,98.97426677,"MGD","DQSwExt",4,98.913424539999994,"MGD","DQSwExt",4,98.890975359999999,"MGD",1]
["DQSwExt",5,93.501046259999995,"MGD","DQSwExt",5,93.18199199,"MGD","DQSwExt",5,93.18199199,"MGD","DQSwExt",5,92.677922429999995,"MGD","DQSwExt",5,92.672176840000006,"MGD","DQSwExt",5,92.679598619999993,"MGD",1]
["DQSwExt",6,92.919983349999995,"MGD","DQSwExt",6,93.107345640000005,"MGD","DQSwExt",6,93.107345640000005,"MGD","DQSwExt",6,92.249132410000001,"MGD","DQSwExt",6,92.286388430000002,"MGD","DQSwExt",6,92.523145790000001,"MGD",1]
["DQSwExt",7,129.93706660000001,"MGD","DQSwExt",7,141.36808919999999,"MGD","DQSwExt",7,141.36808919999999,"MGD","DQSwExt",7,134.56677859999999,"MGD","DQSwExt",7,126.53440399999999,"MGD","DQSwExt",7,140.54754220000001,"MGD",1]
["DQSwExt",8,96.072011790000005,"MGD","DQSwExt",8,104.20995550000001,"MGD","DQSwExt",8,104.20995550000001,"MGD","DQSwExt",8,99.066043579999999,"MGD","DQSwExt",8,94.063728400000002,"MGD","DQSwExt",8,103.1981286,"MGD",1]
["DQSwExt",9,97.306136140000007,"MGD","DQSwExt",9,106.6571273,"MGD","DQSwExt",9,106.6571273,"MGD","DQSwExt",9,100.9419549,"MGD","DQSwExt",9,94.680595440000005,"MGD","DQSwExt",9,105.51199250000001,"MGD",1]
["DQSwExt",10,99.523061089999999,"MGD","DQSwExt",10,109.04982800000001,"MGD","DQSwExt",10,109.04982800000001,"MGD","DQSwExt",10,103.18012539999999,"MGD","DQSwExt",10,96.721012799999997,"MGD","DQSwExt",10,107.8707452,"MGD",1]
["DQSwExt",11,119.9415654,"MGD","DQSwExt",11,135.19359639999999,"MGD","DQSwExt",11,135.19359639999999,"MGD","DQSwExt",11,127.0132069,"MGD","DQSwExt",11,116.33291370000001,"MGD","DQSwExt",11,133.86927750000001,"MGD",1]
["DQSwExt",12,100.3311573,"MGD","DQSwExt",12,110.78406889999999,"MGD","DQSwExt",12,110.78406889999999,"MGD","DQSwExt",12,104.3780307,"MGD","DQSwExt",12,97.504108900000006,"MGD","DQSwExt",12,109.6025977,"MGD",1]
["DQSwExt",13,179.48213419999999,"MGD","DQSwExt",13,210.2734571,"MGD","DQSwExt",13,210.2734571,"MGD","DQSwExt",13,194.5480733,"MGD","DQSwExt",13,173.88908910000001,"MGD","DQSwExt",13,208.75798030000001,"MGD",1]
["DQSwExt",14,156.2754971,"MGD","DQSwExt",14,187.7736601,"MGD","DQSwExt",14,187.7736601,"MGD","DQSwExt",14,171.15197259999999,"MGD","DQSwExt",14,151.40012329999999,"MGD","DQSwExt",14,186.39034509999999,"MGD",1]
["DQSwExt",15,186.4592911,"MGD","DQSwExt",15,221.0237051,"MGD","DQSwExt",15,221.0237051,"MGD","DQSwExt",15,203.52199809999999,"MGD","DQSwExt",15,180.96890099999999,"MGD","DQSwExt",15,219.54776100000001,"MGD",1]
["DQSwExt",16,172.45593930000001,"MGD","DQSwExt",16,202.6315931,"MGD","DQSwExt",16,202.6315931,"MGD","DQSwExt",16,186.99095589999999,"MGD","DQSwExt",16,167.60895389999999,"MGD","DQSwExt",16,201.2502523,"MGD",1]
["DQSwExt",17,170.61038740000001,"MGD","DQSwExt",17,199.27042069999999,"MGD","DQSwExt",17,199.27042069999999,"MGD","DQSwExt",17,184.4402575,"MGD","DQSwExt",17,165.7472325,"MGD","DQSwExt",17,197.85571279999999,"MGD",1]
["DQSwExt",18,162.9101569,"MGD","DQSwExt",18,189.08979690000001,"MGD","DQSwExt",18,189.08979690000001,"MGD","DQSwExt",18,175.28196629999999,"MGD","DQSwExt",18,158.310057,"MGD","DQSwExt",18,187.70739029999999,"MGD",1]
["DQSwExt",19,163.26460280000001,"MGD","DQSwExt",19,189.15430860000001,"MGD","DQSwExt",19,189.15430860000001,"MGD","DQSwExt",19,175.5841312,"MGD","DQSwExt",19,158.53756010000001,"MGD","DQSwExt",19,187.75430320000001,"MGD",1]
["DQSwExt",20,159.0974148,"MGD","DQSwExt",20,184.08757109999999,"MGD","DQSwExt",20,184.08757109999999,"MGD","DQSwExt",20,171.30924239999999,"MGD","DQSwExt",20,154.6874286,"MGD","DQSwExt",20,182.6579686,"MGD",1]
["DQSwExt",21,172.57070519999999,"MGD","DQSwExt",21,201.9355223,"MGD","DQSwExt",21,201.9355223,"MGD","DQSwExt",21,185.81422559999999,"MGD","DQSwExt",21,166.97120760000001,"MGD","DQSwExt",21,200.35370599999999,"MGD",1]
["DQSwExt",22,146.29517480000001,"MGD","DQSwExt",22,171.61804559999999,"MGD","DQSwExt",22,171.61804559999999,"MGD","DQSwExt",22,158.57038789999999,"MGD","DQSwExt",22,141.94747649999999,"MGD","DQSwExt",22,170.1228772,"MGD",1]
["DQSwExt",23,149.69638209999999,"MGD","DQSwExt",23,176.29411020000001,"MGD","DQSwExt",23,176.29411020000001,"MGD","DQSwExt",23,162.2497205,"MGD","DQSwExt",23,144.89254750000001,"MGD","DQSwExt",23,174.72283110000001,"MGD",1]
["DQSwExt",24,147.7682326,"MGD","DQSwExt",24,172.99689570000001,"MGD","DQSwExt",24,172.99689570000001,"MGD","DQSwExt",24,159.05224569999999,"MGD","DQSwExt",24,142.76949429999999,"MGD","DQSwExt",24,171.42486339999999,"MGD",1]
["DQSwExt",25,138.26281879999999,"MGD","DQSwExt",25,161.21632299999999,"MGD","DQSwExt",25,161.21632299999999,"MGD","DQSwExt",25,149.1760032,"MGD","DQSwExt",25,133.86198759999999,"MGD","DQSwExt",25,159.71394119999999,"MGD",1]
["DQSwExt",26,130.8902444,"MGD","DQSwExt",26,151.8890605,"MGD","DQSwExt",26,151.8890605,"MGD","DQSwExt",26,140.34969179999999,"MGD","DQSwExt",26,126.4239484,"MGD","DQSwExt",26,150.3579192,"MGD",1]
["DQSwExt",27,122.5943317,"MGD","DQSwExt",27,141.77630199999999,"MGD","DQSwExt",27,141.77630199999999,"MGD","DQSwExt",27,131.16643210000001,"MGD","DQSwExt",27,118.19331409999999,"MGD","DQSwExt",27,140.17370439999999,"MGD",1]
["DQSwExt",28,114.48047080000001,"MGD","DQSwExt",28,131.78057279999999,"MGD","DQSwExt",28,131.78057279999999,"MGD","DQSwExt",28,121.9397242,"MGD","DQSwExt",28,110.00871530000001,"MGD","DQSwExt",28,130.13480949999999,"MGD",1]
["DQSwExt",29,107.3732175,"MGD","DQSwExt",29,123.7618021,"MGD","DQSwExt",29,123.7618021,"MGD","DQSwExt",29,114.3638749,"MGD","DQSwExt",29,103.3579361,"MGD","DQSwExt",29,122.06664429999999,"MGD",1]
["DQSwExt",30,105.7060132,"MGD","DQSwExt",30,121.39275379999999,"MGD","DQSwExt",30,121.39275379999999,"MGD","DQSwExt",30,112.0985472,"MGD","DQSwExt",30,101.15613,"MGD","DQSwExt",30,119.6739201,"MGD",1]
["DQSwExt",31,104.3432529,"MGD","DQSwExt",31,120.4979991,"MGD","DQSwExt",31,120.4979991,"MGD","DQSwExt",31,111.61119410000001,"MGD","DQSwExt",31,100.1803014,"MGD","DQSwExt",31,118.76226130000001,"MGD",1]
["DQSwExt",32,107.97625360000001,"MGD","DQSwExt",32,124.4833907,"MGD","DQSwExt",32,124.4833907,"MGD","DQSwExt",32,113.9177629,"MGD","DQSwExt",32,102.27753850000001,"MGD","DQSwExt",32,122.7693621,"MGD",1]
["DQSwExt",33,89.275307780000006,"MGD","DQSwExt",33,104.2362681,"MGD","DQSwExt",33,104.2362681,"MGD","DQSwExt",33,95.998023540000005,"MGD","DQSwExt",33,85.822523320000002,"MGD","DQSwExt",33,102.6023017,"MGD",1]
["DQSwExt",34,90.71081341,"MGD","DQSwExt",34,106.665093,"MGD","DQSwExt",34,106.665093,"MGD","DQSwExt",34,97.19825118,"MGD","DQSwExt",34,86.090275270000006,"MGD","DQSwExt",34,104.8359126,"MGD",1]
["DQSwExt",35,89.437428370000006,"MGD","DQSwExt",35,105.09276560000001,"MGD","DQSwExt",35,105.09276560000001,"MGD","DQSwExt",35,95.807702719999995,"MGD","DQSwExt",35,84.792976390000007,"MGD","DQSwExt",35,103.18445749999999,"MGD",1]
["DQSwExt",36,86.371801120000001,"MGD","DQSwExt",36,100.7992745,"MGD","DQSwExt",36,100.7992745,"MGD","DQSwExt",36,91.995752980000006,"MGD","DQSwExt",36,81.573396860000003,"MGD","DQSwExt",36,98.808511469999999,"MGD",1]
["DQSwExt",37,82.527696469999995,"MGD","DQSwExt",37,95.995896220000006,"MGD","DQSwExt",37,95.995896220000006,"MGD","DQSwExt",37,87.665279119999994,"MGD","DQSwExt",37,77.883146850000003,"MGD","DQSwExt",37,93.899214670000006,"MGD",1]
["DQSwExt",38,79.426212230000004,"MGD","DQSwExt",38,91.316244979999993,"MGD","DQSwExt",38,91.316244979999993,"MGD","DQSwExt",38,83.436923780000001,"MGD","DQSwExt",38,74.246110259999995,"MGD","DQSwExt",38,89.144531729999997,"MGD",1]
["DQSwExt",39,74.252270569999993,"MGD","DQSwExt",39,85.198363799999996,"MGD","DQSwExt",39,85.198363799999996,"MGD","DQSwExt",39,77.955352629999993,"MGD","DQSwExt",39,69.582388460000004,"MGD","DQSwExt",39,83.047679939999995,"MGD",1]
["DQSwExt",40,70.753528680000002,"MGD","DQSwExt",40,80.918144299999994,"MGD","DQSwExt",40,80.918144299999994,"MGD","DQSwExt",40,74.025929059999996,"MGD","DQSwExt",40,66.270335399999993,"MGD","DQSwExt",40,78.718544940000001,"MGD",1]
["DQSwExt",41,72.716884359999995,"MGD","DQSwExt",41,82.970070079999999,"MGD","DQSwExt",41,82.970070079999999,"MGD","DQSwExt",41,76.280931140000007,"MGD","DQSwExt",41,68.330642359999999,"MGD","DQSwExt",41,80.684674220000005,"MGD",1]
["DQSwExt",42,114.8633397,"MGD","DQSwExt",42,135.63468520000001,"MGD","DQSwExt",42,135.63468520000001,"MGD","DQSwExt",42,122.47492939999999,"MGD","DQSwExt",42,106.9219949,"MGD","DQSwExt",42,133.07441650000001,"MGD",1]
["DQSwExt",43,87.254044550000003,"MGD","DQSwExt",43,106.6685951,"MGD","DQSwExt",43,106.6685951,"MGD","DQSwExt",43,94.862815830000002,"MGD","DQSwExt",43,81.730176450000002,"MGD","DQSwExt",43,104.12234770000001,"MGD",1]
["DQSwExt",44,90.760118379999994,"MGD","DQSwExt",44,110.0223948,"MGD","DQSwExt",44,110.0223948,"MGD","DQSwExt",44,98.232273370000001,"MGD","DQSwExt",44,84.376088280000005,"MGD","DQSwExt",44,107.34603749999999,"MGD",1]
["DQSwExt",45,90.581474940000007,"MGD","DQSwExt",45,108.42697080000001,"MGD","DQSwExt",45,108.42697080000001,"MGD","DQSwExt",45,97.433643750000002,"MGD","DQSwExt",45,84.25182581,"MGD","DQSwExt",45,105.6970862,"MGD",1]
["DQSwExt",46,88.663786310000006,"MGD","DQSwExt",46,104.47038259999999,"MGD","DQSwExt",46,104.47038259999999,"MGD","DQSwExt",46,94.300526730000001,"MGD","DQSwExt",46,82.078475280000006,"MGD","DQSwExt",46,101.7022887,"MGD",1]
["DQSwExt",47,84.856751860000003,"MGD","DQSwExt",47,99.946886950000007,"MGD","DQSwExt",47,99.946886950000007,"MGD","DQSwExt",47,90.296137659999999,"MGD","DQSwExt",47,79.02704009,"MGD","DQSwExt",47,97.117582049999996,"MGD",1]
["DQSwExt",48,85.659071699999998,"MGD","DQSwExt",48,99.503951939999993,"MGD","DQSwExt",48,99.503951939999993,"MGD","DQSwExt",48,89.990788949999995,"MGD","DQSwExt",48,78.824828729999993,"MGD","DQSwExt",48,96.617862439999996,"MGD",1]
["DQSwExt",49,80.330644550000002,"MGD","DQSwExt",49,92.791597319999994,"MGD","DQSwExt",49,92.791597319999994,"MGD","DQSwExt",49,84.142374390000001,"MGD","DQSwExt",49,73.917755999999997,"MGD","DQSwExt",49,90.007913040000005,"MGD",{"$f":"IF(ISNUMBER(C68),IF(AVERAGE(C68,G68,K68,O68,S68,W68)<>MAX(C68,G68,K68,O68,S68,W68),1,0),\"\")","v":1}]
["DQSwExt",50,73.472043299999996,"MGD","DQSwExt",50,85.116435179999996,"MGD","DQSwExt",50,85.116435179999996,"MGD","DQSwExt",50,77.127046789999994,"MGD","DQSwExt",50,68.039772630000002,"MGD","DQSwExt",50,82.338492349999996,"MGD",1]
["DQSwExt",51,73.433400899999995,"MGD","DQSwExt",51,84.651248850000002,"MGD","DQSwExt",51,84.651248850000002,"MGD","DQSwExt",51,76.673144629999996,"MGD","DQSwExt",51,67.821353569999999,"MGD","DQSwExt",51,81.751763690000004,"MGD",1]
["DQSwExt",52,100.13078350000001,"MGD","DQSwExt",52,117.6778563,"MGD","DQSwExt",52,117.6778563,"MGD","DQSwExt",52,105.913612,"MGD","DQSwExt",52,91.474617359999996,"MGD","DQSwExt",52,114.4372551,"MGD",1]
["DQSwExt",53,78.612118289999998,"MGD","DQSwExt",53,94.058373230000001,"MGD","DQSwExt",53,94.058373230000001,"MGD","DQSwExt",53,83.62196668,"MGD","DQSwExt",53,72.269495939999999,"MGD","DQSwExt",53,90.897879639999999,"MGD",1]
["DQSwExt",54,79.319102430000001,"MGD","DQSwExt",54,94.731552120000003,"MGD","DQSwExt",54,94.731552120000003,"MGD","DQSwExt",54,84.191307879999997,"MGD","DQSwExt",54,72.233678409999996,"MGD","DQSwExt",54,91.481758409999998,"MGD",1]
["DQSwExt",55,78.049256229999997,"MGD","DQSwExt",55,92.539689569999993,"MGD","DQSwExt",55,92.539689569999993,"MGD","DQSwExt",55,82.585184290000001,"MGD","DQSwExt",55,70.995437969999998,"MGD","DQSwExt",55,89.249117389999995,"MGD",1]
["DQSwExt",56,75.689763889999995,"MGD","DQSwExt",56,88.857854099999997,"MGD","DQSwExt",56,88.857854099999997,"MGD","DQSwExt",56,79.501923140000002,"MGD","DQSwExt",56,68.769230070000006,"MGD","DQSwExt",56,85.546901759999997,"MGD",1]
["DQSwExt",57,75.217919980000005,"MGD","DQSwExt",57,88.064890599999998,"MGD","DQSwExt",57,88.064890599999998,"MGD","DQSwExt",57,79.015690520000007,"MGD","DQSwExt",57,68.679095009999998,"MGD","DQSwExt",57,84.694754110000005,"MGD",1]
["DQSwExt",58,98.14556906,"MGD","DQSwExt",58,115.89036369999999,"MGD","DQSwExt",58,115.89036369999999,"MGD","DQSwExt",58,104.01772,"MGD","DQSwExt",58,89.087913270000001,"MGD","DQSwExt",58,112.2843407,"MGD",1]
["DQSwExt",59,70.692193239999995,"MGD","DQSwExt",59,82.708463539999997,"MGD","DQSwExt",59,82.708463539999997,"MGD","DQSwExt",59,73.881438070000002,"MGD","DQSwExt",59,64.317278520000002,"MGD","DQSwExt",59,79.454022379999998,"MGD",1]
["DQSwExt",60,73.94916619,"MGD","DQSwExt",60,87.807929759999993,"MGD","DQSwExt",60,87.807929759999993,"MGD","DQSwExt",60,77.826818340000003,"MGD","DQSwExt",60,66.520149009999997,"MGD","DQSwExt",60,84.146982080000001,"MGD",1]
["DQSwExt",61,79.16248324,"MGD","DQSwExt",61,92.796252190000004,"MGD","DQSwExt",61,92.796252190000004,"MGD","DQSwExt",61,83.079106800000005,"MGD","DQSwExt",61,71.317887690000006,"MGD","DQSwExt",61,88.997325790000005,"MGD",1]
["DQSwExt",62,215.08629020000001,"MGD","DQSwExt",62,288.27132569999998,"MGD","DQSwExt",62,288.27132569999998,"MGD","DQSwExt",62,245.34912539999999,"MGD","DQSwExt",62,203.08944410000001,"MGD","DQSwExt",62,283.64483510000002,"MGD",1]
["DQSwExt",63,191.21736390000001,"MGD","DQSwExt",63,233.9156855,"MGD","DQSwExt",63,233.9156855,"MGD","DQSwExt",63,210.0092914,"MGD","DQSwExt",63,180.0117123,"MGD","DQSwExt",63,229.71296229999999,"MGD",1]
["DQSwExt",64,191.9542232,"MGD","DQSwExt",64,230.0852826,"MGD","DQSwExt",64,230.0852826,"MGD","DQSwExt",64,208.47884970000001,"MGD","DQSwExt",64,181.09631250000001,"MGD","DQSwExt",64,225.9095197,"MGD",1]
["DQSwExt",65,183.87588199999999,"MGD","DQSwExt",65,217.9156624,"MGD","DQSwExt",65,217.9156624,"MGD","DQSwExt",65,198.19470150000001,"MGD","DQSwExt",65,173.336669,"MGD","DQSwExt",65,213.71024349999999,"MGD",1]
["DQSwExt",66,172.3764741,"MGD","DQSwExt",66,202.90576870000001,"MGD","DQSwExt",66,202.90576870000001,"MGD","DQSwExt",66,184.84886979999999,"MGD","DQSwExt",66,162.21790809999999,"MGD","DQSwExt",66,198.73855270000001,"MGD",1]
["DQSwExt",67,159.48529730000001,"MGD","DQSwExt",67,186.82611489999999,"MGD","DQSwExt",67,186.82611489999999,"MGD","DQSwExt",67,170.2565821,"MGD","DQSwExt",67,149.6313136,"MGD","DQSwExt",67,182.66548499999999,"MGD",1]
["DQSwExt",68,151.29250329999999,"MGD","DQSwExt",68,176.2185887,"MGD","DQSwExt",68,176.2185887,"MGD","DQSwExt",68,160.964688,"MGD","DQSwExt",68,141.9743943,"MGD","DQSwExt",68,172.10990430000001,"MGD",1]
["DQSwExt",69,186.60843510000001,"MGD","DQSwExt",69,229.4133933,"MGD","DQSwExt",69,229.4133933,"MGD","DQSwExt",69,204.71686600000001,"MGD","DQSwExt",69,174.89567750000001,"MGD","DQSwExt",69,225.14742910000001,"MGD",1]
["DQSwExt",70,143.81520180000001,"MGD","DQSwExt",70,171.99602200000001,"MGD","DQSwExt",70,171.99602200000001,"MGD","DQSwExt",70,154.98171170000001,"MGD","DQSwExt",70,133.79294590000001,"MGD","DQSwExt",70,167.4767157,"MGD",1]
["DQSwExt",71,141.87101530000001,"MGD","DQSwExt",71,168.76516770000001,"MGD","DQSwExt",71,168.76516770000001,"MGD","DQSwExt",71,151.7289662,"MGD","DQSwExt",71,131.4499634,"MGD","DQSwExt",71,164.03892400000001,"MGD",1]
["DQSwExt",72,141.3169891,"MGD","DQSwExt",72,166.6922351,"MGD","DQSwExt",72,166.6922351,"MGD","DQSwExt",72,150.132092,"MGD","DQSwExt",72,130.44081610000001,"MGD","DQSwExt",72,161.998627,"MGD",1]
["DQSwExt",73,129.1732963,"MGD","DQSwExt",73,151.67312029999999,"MGD","DQSwExt",73,151.67312029999999,"MGD","DQSwExt",73,137.0189488,"MGD","DQSwExt",73,119.4066632,"MGD","DQSwExt",73,147.2199631,"MGD",1]
["DQSwExt",74,120.6916507,"MGD","DQSwExt",74,141.5387398,"MGD","DQSwExt",74,141.5387398,"MGD","DQSwExt",74,127.6412886,"MGD","DQSwExt",74,111.248138,"MGD","DQSwExt",74,137.0683535,"MGD",1]
["DQSwExt",75,117.6806711,"MGD","DQSwExt",75,137.09440290000001,"MGD","DQSwExt",75,137.09440290000001,"MGD","DQSwExt",75,123.7290491,"MGD","DQSwExt",75,107.8701234,"MGD","DQSwExt",75,132.77043169999999,"MGD",1]
["DQSwExt",76,110.3043895,"MGD","DQSwExt",76,128.44228960000001,"MGD","DQSwExt",76,128.44228960000001,"MGD","DQSwExt",76,116.1186857,"MGD","DQSwExt",76,101.99831880000001,"MGD","DQSwExt",76,124.3410095,"MGD",1]
["DQSwExt",77,128.36205749999999,"MGD","DQSwExt",77,150.63582690000001,"MGD","DQSwExt",77,150.63582690000001,"MGD","DQSwExt",77,135.86875660000001,"MGD","DQSwExt",77,117.8155648,"MGD","DQSwExt",77,146.26606390000001,"MGD",1]
["DQSwExt",78,106.2028069,"MGD","DQSwExt",78,123.68769450000001,"MGD","DQSwExt",78,123.68769450000001,"MGD","DQSwExt",78,111.77040169999999,"MGD","DQSwExt",78,98.204145229999995,"MGD","DQSwExt",78,119.6465358,"MGD",1]
["DQSwExt",79,166.0827099,"MGD","DQSwExt",79,199.89798279999999,"MGD","DQSwExt",79,199.89798279999999,"MGD","DQSwExt",79,179.8128122,"MGD","DQSwExt",79,154.66835180000001,"MGD","DQSwExt",79,195.44646349999999,"MGD",1]
["DQSwExt",80,118.3648555,"MGD","DQSwExt",80,145.39227790000001,"MGD","DQSwExt",80,145.39227790000001,"MGD","DQSwExt",80,128.64334790000001,"MGD","DQSwExt",80,109.7572973,"MGD","DQSwExt",80,141.43847220000001,"MGD",1]
["DQSwExt",81,145.6703479,"MGD","DQSwExt",81,178.36591060000001,"MGD","DQSwExt",81,178.36591060000001,"MGD","DQSwExt",81,158.88632659999999,"MGD","DQSwExt",81,135.23495589999999,"MGD","DQSwExt",81,174.01496789999999,"MGD",1]
["DQSwExt",82,145.9982349,"MGD","DQSwExt",82,175.1277676,"MGD","DQSwExt",82,175.1277676,"MGD","DQSwExt",82,157.29956010000001,"MGD","DQSwExt",82,135.5041349,"MGD","DQSwExt",82,170.67314329999999,"MGD",1]
["DQSwExt",83,139.52135190000001,"MGD","DQSwExt",83,165.4195186,"MGD","DQSwExt",83,165.4195186,"MGD","DQSwExt",83,148.9913541,"MGD","DQSwExt",83,129.18620680000001,"MGD","DQSwExt",83,160.8632638,"MGD",1]
["DQSwExt",84,133.40637799999999,"MGD","DQSwExt",84,156.67835729999999,"MGD","DQSwExt",84,156.67835729999999,"MGD","DQSwExt",84,141.12152850000001,"MGD","DQSwExt",84,123.2139908,"MGD","DQSwExt",84,152.0881292,"MGD",1]
["DQSwExt",85,152.84518600000001,"MGD","DQSwExt",85,180.2594292,"MGD","DQSwExt",85,180.2594292,"MGD","DQSwExt",85,162.90718409999999,"MGD","DQSwExt",85,141.80681509999999,"MGD","DQSwExt",85,175.4477875,"MGD",1]
["DQSwExt",86,210.3248366,"MGD","DQSwExt",86,250.6927053,"MGD","DQSwExt",86,250.6927053,"MGD","DQSwExt",86,226.80877599999999,"MGD","DQSwExt",86,197.70613700000001,"MGD","DQSwExt",86,245.79421260000001,"MGD",1]
["DQSwExt",87,200.1067017,"MGD","DQSwExt",87,244.3116177,"MGD","DQSwExt",87,244.3116177,"MGD","DQSwExt",87,218.6634176,"MGD","DQSwExt",87,187.67992179999999,"MGD","DQSwExt",87,239.32556299999999,"MGD",1]
["DQSwExt",88,199.00222059999999,"MGD","DQSwExt",88,239.27930269999999,"MGD","DQSwExt",88,239.27930269999999,"MGD","DQSwExt",88,215.42931050000001,"MGD","DQSwExt",88,186.594843,"MGD","DQSwExt",88,234.2059462,"MGD",1]
["DQSwExt",89,198.9394982,"MGD","DQSwExt",89,237.3065177,"MGD","DQSwExt",89,237.3065177,"MGD","DQSwExt",89,214.3479715,"MGD","DQSwExt",89,186.20783499999999,"MGD","DQSwExt",89,232.10181299999999,"MGD",1]
["DQSwExt",90,185.7710117,"MGD","DQSwExt",90,219.27609240000001,"MGD","DQSwExt",90,219.27609240000001,"MGD","DQSwExt",90,198.2150772,"MGD","DQSwExt",90,173.31274769999999,"MGD","DQSwExt",90,214.1835025,"MGD",1]
["DQSwExt",91,286.39107719999998,"MGD","DQSwExt",91,343.11507319999998,"MGD","DQSwExt",91,343.11507319999998,"MGD","DQSwExt",91,311.54909370000001,"MGD","DQSwExt",91,271.80222429999998,"MGD","DQSwExt",91,337.7504606,"MGD",1]
["DQSwExt",92,258.77776720000003,"MGD","DQSwExt",92,315.20280550000001,"MGD","DQSwExt",92,315.20280550000001,"MGD","DQSwExt",92,283.59898070000003,"MGD","DQSwExt",92,244.8034759,"MGD","DQSwExt",92,309.90971330000002,"MGD",1]
["DQSwExt",93,248.62575269999999,"MGD","DQSwExt",93,299.47406530000001,"MGD","DQSwExt",93,299.47406530000001,"MGD","DQSwExt",93,270.41682759999998,"MGD","DQSwExt",93,234.85699589999999,"MGD","DQSwExt",93,294.0518859,"MGD",1]
["DQSwExt",94,233.40597109999999,"MGD","DQSwExt",94,279.41162250000002,"MGD","DQSwExt",94,279.41162250000002,"MGD","DQSwExt",94,252.78704279999999,"MGD","DQSwExt",94,220.3916328,"MGD","DQSwExt",94,274.21395639999997,"MGD",1]
["DQSwExt",95,214.9864738,"MGD","DQSwExt",95,256.12881700000003,"MGD","DQSwExt",95,256.12881700000003,"MGD","DQSwExt",95,231.86916049999999,"MGD","DQSwExt",95,202.27660399999999,"MGD","DQSwExt",95,250.8859258,"MGD",1]
["DQSwExt",96,198.0739299,"MGD","DQSwExt",96,235.00691459999999,"MGD","DQSwExt",96,235.00691459999999,"MGD","DQSwExt",96,212.5619992,"MGD","DQSwExt",96,185.5524997,"MGD","DQSwExt",96,229.66697429999999,"MGD",1]
["DQSwExt",97,181.78198699999999,"MGD","DQSwExt",97,214.95703950000001,"MGD","DQSwExt",97,214.95703950000001,"MGD","DQSwExt",97,194.4255555,"MGD","DQSwExt",97,169.65692150000001,"MGD","DQSwExt",97,209.73988660000001,"MGD",1]
["DQSwExt",98,166.25600059999999,"MGD","DQSwExt",98,196.18395150000001,"MGD","DQSwExt",98,196.18395150000001,"MGD","DQSwExt",98,177.3287205,"MGD","DQSwExt",98,154.91017170000001,"MGD","DQSwExt",98,191.3820652,"MGD",1]
["DQSwExt",99,154.4024579,"MGD","DQSwExt",99,182.3597182,"MGD","DQSwExt",99,182.3597182,"MGD","DQSwExt",99,164.93508589999999,"MGD","DQSwExt",99,144.32299510000001,"MGD","DQSwExt",99,177.9784794,"MGD",1]
["DQSwExt",100,151.467433,"MGD","DQSwExt",100,178.85672729999999,"MGD","DQSwExt",100,178.85672729999999,"MGD","DQSwExt",100,160.5031271,"MGD","DQSwExt",100,140.5694829,"MGD","DQSwExt",100,174.7114182,"MGD",1]
["DQSwExt",101,126.8826916,"MGD","DQSwExt",101,149.92262940000001,"MGD","DQSwExt",101,149.92262940000001,"MGD","DQSwExt",101,136.5949066,"MGD","DQSwExt",101,118.5205629,"MGD","DQSwExt",101,146.29291649999999,"MGD",1]
["DQSwExt",102,115.2661861,"MGD","DQSwExt",102,136.25657340000001,"MGD","DQSwExt",102,136.25657340000001,"MGD","DQSwExt",102,123.6677399,"MGD","DQSwExt",102,107.5788422,"MGD","DQSwExt",102,132.938827,"MGD",1]
["DQSwExt",103,106.7612177,"MGD","DQSwExt",103,125.4145072,"MGD","DQSwExt",103,125.4145072,"MGD","DQSwExt",103,111.95188469999999,"MGD","DQSwExt",103,98.865735009999995,"MGD","DQSwExt",103,122.3617893,"MGD",1]
["DQSwExt",104,97.005316429999993,"MGD","DQSwExt",104,114.9943217,"MGD","DQSwExt",104,114.9943217,"MGD","DQSwExt",104,105.7704275,"MGD","DQSwExt",104,90.889927720000003,"MGD","DQSwExt",104,112.2246323,"MGD",1]
["DQSwExt",105,91.539292439999997,"MGD","DQSwExt",105,107.0519855,"MGD","DQSwExt",105,107.0519855,"MGD","DQSwExt",105,93.895670039999999,"MGD","DQSwExt",105,84.476178709999999,"MGD","DQSwExt",105,104.50728340000001,"MGD",1]
["DQSwExt",106,79.674248489999997,"MGD","DQSwExt",106,94.146960320000005,"MGD","DQSwExt",106,94.146960320000005,"MGD","DQSwExt",106,86.982005220000005,"MGD","DQSwExt",106,74.592240820000001,"MGD","DQSwExt",106,91.884342959999998,"MGD",1]
["DQSwExt",107,72.732388510000007,"MGD","DQSwExt",107,85.542531170000004,"MGD","DQSwExt",107,85.542531170000004,"MGD","DQSwExt",107,76.245022280000001,"MGD","DQSwExt",107,67.807867740000006,"MGD","DQSwExt",107,83.481217110000003,"MGD",1]
["DQSwExt",108,66.468414109999998,"MGD","DQSwExt",108,78.303949889999998,"MGD","DQSwExt",108,78.303949889999998,"MGD","DQSwExt",108,71.360688240000002,"MGD","DQSwExt",108,62.066476889999997,"MGD","DQSwExt",108,76.421367669999995,"MGD",1]
["DQSwExt",109,61.570080220000001,"MGD","DQSwExt",109,72.394442690000005,"MGD","DQSwExt",109,72.394442690000005,"MGD","DQSwExt",109,65.377209190000002,"MGD","DQSwExt",109,57.485442259999999,"MGD","DQSwExt",109,70.678824910000003,"MGD",1]
["DQSwExt",110,56.799922770000002,"MGD","DQSwExt",110,66.488147319999996,"MGD","DQSwExt",110,66.488147319999996,"MGD","DQSwExt",110,60.501498869999999,"MGD","DQSwExt",110,53.163804169999999,"MGD","DQSwExt",110,64.95687744,"MGD",1]
["DQSwExt",111,55.515514850000002,"MGD","DQSwExt",111,65.008789859999993,"MGD","DQSwExt",111,65.008789859999993,"MGD","DQSwExt",111,59.219971059999999,"MGD","DQSwExt",111,52.044398389999998,"MGD","DQSwExt",111,63.579851300000001,"MGD",1]
["DQSwExt",112,62.940356440000002,"MGD","DQSwExt",112,75.230385620000007,"MGD","DQSwExt",112,75.230385620000007,"MGD","DQSwExt",112,66.609144850000007,"MGD","DQSwExt",112,58.914389010000001,"MGD","DQSwExt",112,73.740435129999995,"MGD",1]
["DQSwExt",113,47.986157079999998,"MGD","DQSwExt",113,55.435123070000003,"MGD","DQSwExt",113,55.435123070000003,"MGD","DQSwExt",113,50.830881990000002,"MGD","DQSwExt",113,45.358732330000002,"MGD","DQSwExt",113,54.337950640000003,"MGD",{"$f":"IF(ISNUMBER(C132),IF(AVERAGE(C132,G132,K132,O132,S132,W132)<>MAX(C132,G132,K132,O132,S132,W132),1,0),\"\")","v":1}]
["DQSwExt",114,46.097023710000002,"MGD","DQSwExt",114,53.01883754,"MGD","DQSwExt",114,53.01883754,"MGD","DQSwExt",114,48.616158730000002,"MGD","DQSwExt",114,43.683089619999997,"MGD","DQSwExt",114,52.030403479999997,"MGD",1]
["DQSwExt",115,73.870882789999996,"MGD","DQSwExt",115,90.222268339999999,"MGD","DQSwExt",115,90.222268339999999,"MGD","DQSwExt",115,81.224404660000005,"MGD","DQSwExt",115,70.249266160000005,"MGD","DQSwExt",115,88.9974718,"MGD",1]
["DQSwExt",116,63.824118069999997,"MGD","DQSwExt",116,82.566693389999998,"MGD","DQSwExt",116,82.566693389999998,"MGD","DQSwExt",116,70.862090179999996,"MGD","DQSwExt",116,60.909470880000001,"MGD","DQSwExt",116,81.305723630000003,"MGD",1]
["DQSwExt",117,42.905477060000003,"MGD","DQSwExt",117,53.331200600000003,"MGD","DQSwExt",117,53.331200600000003,"MGD","DQSwExt",117,45.458497139999999,"MGD","DQSwExt",117,41.19493173,"MGD","DQSwExt",117,51.446000159999997,"MGD",1]
["DQSwExt",118,86.084045040000007,"MGD","DQSwExt",118,115.5712298,"MGD","DQSwExt",118,115.5712298,"MGD","DQSwExt",118,97.033541790000001,"MGD","DQSwExt",118,81.537036560000004,"MGD","DQSwExt",118,110.52788750000001,"MGD",1]
["DQSwExt",119,74.109479210000003,"MGD","DQSwExt",119,110.8469333,"MGD","DQSwExt",119,110.8469333,"MGD","DQSwExt",119,88.086504309999995,"MGD","DQSwExt",119,62.647185360000002,"MGD","DQSwExt",119,105.6280294,"MGD",1]
["DQSwExt",120,88.061661650000005,"MGD","DQSwExt",120,126.5831029,"MGD","DQSwExt",120,126.5831029,"MGD","DQSwExt",120,103.6632433,"MGD","DQSwExt",120,74.425464849999997,"MGD","DQSwExt",120,121.5835569,"MGD",1]
["DQSwExt",121,93.503871000000004,"MGD","DQSwExt",121,128.78184830000001,"MGD","DQSwExt",121,128.78184830000001,"MGD","DQSwExt",121,107.4792427,"MGD","DQSwExt",121,80.126265520000004,"MGD","DQSwExt",121,123.83806420000001,"MGD",1]
["DQSwExt",122,118.8400221,"MGD","DQSwExt",122,157.01244539999999,"MGD","DQSwExt",122,157.01244539999999,"MGD","DQSwExt",122,134.109554,"MGD","DQSwExt",122,103.2920319,"MGD","DQSwExt",122,151.55096069999999,"MGD",1]
["DQSwExt",123,110.06362249999999,"MGD","DQSwExt",123,145.48291080000001,"MGD","DQSwExt",123,145.48291080000001,"MGD","DQSwExt",123,123.39632159999999,"MGD","DQSwExt",123,95.806831500000001,"MGD","DQSwExt",123,139.8677888,"MGD",1]
["DQSwExt",124,105.7365734,"MGD","DQSwExt",124,140.39715459999999,"MGD","DQSwExt",124,140.39715459999999,"MGD","DQSwExt",124,118.62299350000001,"MGD","DQSwExt",124,91.083156419999995,"MGD","DQSwExt",124,134.47355479999999,"MGD",1]
["DQSwExt",125,98.557947470000002,"MGD","DQSwExt",125,130.00774920000001,"MGD","DQSwExt",125,130.00774920000001,"MGD","DQSwExt",125,109.39325890000001,"MGD","DQSwExt",125,84.230107700000005,"MGD","DQSwExt",125,124.1074078,"MGD",1]
["DQSwExt",126,90.002958300000003,"MGD","DQSwExt",126,118.49123710000001,"MGD","DQSwExt",126,118.49123710000001,"MGD","DQSwExt",126,99.935615940000005,"MGD","DQSwExt",126,76.929712010000003,"MGD","DQSwExt",126,113.1066423,"MGD",1]
["DQSwExt",127,82.123857839999999,"MGD","DQSwExt",127,108.0092721,"MGD","DQSwExt",127,108.0092721,"MGD","DQSwExt",127,91.08740367,"MGD","DQSwExt",127,70.27754736,"MGD","DQSwExt",127,103.11465149999999,"MGD",1]
["DQSwExt",128,75.204386470000003,"MGD","DQSwExt",128,98.74881173,"MGD","DQSwExt",128,98.74881173,"MGD","DQSwExt",128,83.252566630000004,"MGD","DQSwExt",128,64.4694231,"MGD","DQSwExt",128,94.300987550000002,"MGD",1]
["DQSwExt",129,69.971705049999997,"MGD","DQSwExt",129,91.658831800000002,"MGD","DQSwExt",129,91.658831800000002,"MGD","DQSwExt",129,77.398782170000004,"MGD","DQSwExt",129,60.195192540000001,"MGD","DQSwExt",129,87.584966589999993,"MGD",1]
["DQSwExt",130,68.747590970000005,"MGD","DQSwExt",130,89.551196860000005,"MGD","DQSwExt",130,89.551196860000005,"MGD","DQSwExt",130,75.975528010000005,"MGD","DQSwExt",130,59.730936049999997,"MGD","DQSwExt",130,85.786439400000006,"MGD",1]
["DQSwExt",131,64.144574410000004,"MGD","DQSwExt",131,82.006425550000003,"MGD","DQSwExt",131,82.006425550000003,"MGD","DQSwExt",131,70.288186199999998,"MGD","DQSwExt",131,56.295795900000002,"MGD","DQSwExt",131,78.741468370000007,"MGD",1]
["DQSwExt",132,83.984942590000003,"MGD","DQSwExt",132,107.09065990000001,"MGD","DQSwExt",132,107.09065990000001,"MGD","DQSwExt",132,92.436435650000007,"MGD","DQSwExt",132,74.950183749999994,"MGD","DQSwExt",132,103.7360063,"MGD",1]
["DQSwExt",133,224.51404969999999,"MGD","DQSwExt",133,298.15622960000002,"MGD","DQSwExt",133,298.15622960000002,"MGD","DQSwExt",133,259.28654280000001,"MGD","DQSwExt",133,210.96126699999999,"MGD","DQSwExt",133,294.54072710000003,"MGD",1]
["DQSwExt",134,215.72580540000001,"MGD","DQSwExt",134,304.57162829999999,"MGD","DQSwExt",134,304.57162829999999,"MGD","DQSwExt",134,253.0600374,"MGD","DQSwExt",134,193.5295198,"MGD","DQSwExt",134,298.5335877,"MGD",1]
["DQSwExt",135,226.2122091,"MGD","DQSwExt",135,284.0420474,"MGD","DQSwExt",135,284.0420474,"MGD","DQSwExt",135,249.23865499999999,"MGD","DQSwExt",135,205.24779889999999,"MGD","DQSwExt",135,278.33565240000001,"MGD",1]
["DQSwExt",136,215.9999507,"MGD","DQSwExt",136,267.15222169999998,"MGD","DQSwExt",136,267.15222169999998,"MGD","DQSwExt",136,235.62666110000001,"MGD","DQSwExt",136,195.8239768,"MGD","DQSwExt",136,261.26170059999998,"MGD",1]
["DQSwExt",137,201.14263980000001,"MGD","DQSwExt",137,247.12716370000001,"MGD","DQSwExt",137,247.12716370000001,"MGD","DQSwExt",137,218.30471180000001,"MGD","DQSwExt",137,182.57329680000001,"MGD","DQSwExt",137,241.711094,"MGD",1]
["DQSwExt",138,338.2624659,"MGD","DQSwExt",138,435.94121680000001,"MGD","DQSwExt",138,435.94121680000001,"MGD","DQSwExt",138,380.97018509999998,"MGD","DQSwExt",138,316.3524918,"MGD","DQSwExt",138,430.3631537,"MGD",1]
["DQSwExt",139,275.48506880000002,"MGD","DQSwExt",139,343.17895559999999,"MGD","DQSwExt",139,343.17895559999999,"MGD","DQSwExt",139,303.45459290000002,"MGD","DQSwExt",139,252.17196100000001,"MGD","DQSwExt",139,336.4581589,"MGD",1]
["DQSwExt",140,264.56902109999999,"MGD","DQSwExt",140,324.93006550000001,"MGD","DQSwExt",140,324.93006550000001,"MGD","DQSwExt",140,288.63302929999998,"MGD","DQSwExt",140,241.68653929999999,"MGD","DQSwExt",140,317.8178135,"MGD",1]
["DQSwExt",141,243.40551189999999,"MGD","DQSwExt",141,297.41533129999999,"MGD","DQSwExt",141,297.41533129999999,"MGD","DQSwExt",141,264.10299129999999,"MGD","DQSwExt",141,221.36209289999999,"MGD","DQSwExt",141,290.2947264,"MGD",1]
["DQSwExt",142,221.77875800000001,"MGD","DQSwExt",142,270.63666549999999,"MGD","DQSwExt",142,270.63666549999999,"MGD","DQSwExt",142,240.32708740000001,"MGD","DQSwExt",142,201.35978080000001,"MGD","DQSwExt",142,264.05215629999998,"MGD",1]
["DQSwExt",143,201.82926990000001,"MGD","DQSwExt",143,246.333315,"MGD","DQSwExt",143,246.333315,"MGD","DQSwExt",143,218.6524666,"MGD","DQSwExt",143,183.2387737,"MGD","DQSwExt",143,240.33916249999999,"MGD",1]
["DQSwExt",144,185.06415999999999,"MGD","DQSwExt",144,225.92315199999999,"MGD","DQSwExt",144,225.92315199999999,"MGD","DQSwExt",144,200.71861939999999,"MGD","DQSwExt",144,168.07169540000001,"MGD","DQSwExt",144,220.45576009999999,"MGD",1]
["DQSwExt",145,167.83712,"MGD","DQSwExt",145,204.96220489999999,"MGD","DQSwExt",145,204.96220489999999,"MGD","DQSwExt",145,181.4339435,"MGD","DQSwExt",145,152.34708359999999,"MGD","DQSwExt",145,199.97801179999999,"MGD",1]
["DQSwExt",146,152.5811669,"MGD","DQSwExt",146,186.20898099999999,"MGD","DQSwExt",146,186.20898099999999,"MGD","DQSwExt",146,165.62040469999999,"MGD","DQSwExt",146,138.55548859999999,"MGD","DQSwExt",146,181.68704049999999,"MGD",1]
["DQSwExt",147,139.1059109,"MGD","DQSwExt",147,169.6293249,"MGD","DQSwExt",147,169.6293249,"MGD","DQSwExt",147,150.15642890000001,"MGD","DQSwExt",147,126.2994939,"MGD","DQSwExt",147,165.5185563,"MGD",1]
["DQSwExt",148,126.8827493,"MGD","DQSwExt",148,154.68787800000001,"MGD","DQSwExt",148,154.68787800000001,"MGD","DQSwExt",148,137.4870253,"MGD","DQSwExt",148,115.2836714,"MGD","DQSwExt",148,150.94985059999999,"MGD",1]
["DQSwExt",149,116.6076257,"MGD","DQSwExt",149,141.59814650000001,"MGD","DQSwExt",149,141.59814650000001,"MGD","DQSwExt",149,125.9886376,"MGD","DQSwExt",149,105.79694689999999,"MGD","DQSwExt",149,138.18469390000001,"MGD",1]
["DQSwExt",150,110.5487988,"MGD","DQSwExt",150,133.8410476,"MGD","DQSwExt",150,133.8410476,"MGD","DQSwExt",150,120.67938030000001,"MGD","DQSwExt",150,101.0526204,"MGD","DQSwExt",150,130.73669229999999,"MGD",1]
["DQSwExt",151,127.4916569,"MGD","DQSwExt",151,162.74157550000001,"MGD","DQSwExt",151,162.74157550000001,"MGD","DQSwExt",151,138.62986649999999,"MGD","DQSwExt",151,116.2215411,"MGD","DQSwExt",151,159.65971329999999,"MGD",1]
["DQSwExt",152,97.891567800000004,"MGD","DQSwExt",152,119.7295336,"MGD","DQSwExt",152,119.7295336,"MGD","DQSwExt",152,108.1395153,"MGD","DQSwExt",152,89.971651620000003,"MGD","DQSwExt",152,117.1526781,"MGD",1]
["DQSwExt",153,82.773363560000007,"MGD","DQSwExt",153,99.966305340000005,"MGD","DQSwExt",153,99.966305340000005,"MGD","DQSwExt",153,89.279079809999999,"MGD","DQSwExt",153,75.334031809999999,"MGD","DQSwExt",153,97.644924779999997,"MGD",1]
["DQSwExt",154,75.142719130000003,"MGD","DQSwExt",154,90.848502530000005,"MGD","DQSwExt",154,90.848502530000005,"MGD","DQSwExt",154,80.837741159999993,"MGD","DQSwExt",154,68.564944319999995,"MGD","DQSwExt",154,88.729360020000001,"MGD",1]
["DQSwExt",155,71.345426500000002,"MGD","DQSwExt",155,85.781259059999996,"MGD","DQSwExt",155,85.781259059999996,"MGD","DQSwExt",155,76.655382919999994,"MGD","DQSwExt",155,65.386684990000006,"MGD","DQSwExt",155,83.861302989999999,"MGD",1]
["DQSwExt",156,77.807236119999999,"MGD","DQSwExt",156,93.639881459999998,"MGD","DQSwExt",156,93.639881459999998,"MGD","DQSwExt",156,84.24805404,"MGD","DQSwExt",156,71.633269549999994,"MGD","DQSwExt",156,91.812110419999996,"MGD",1]
["DQSwExt",157,106.3379863,"MGD","DQSwExt",157,137.47062310000001,"MGD","DQSwExt",157,137.47062310000001,"MGD","DQSwExt",157,120.77835140000001,"MGD","DQSwExt",157,98.771858359999996,"MGD","DQSwExt",157,135.41787600000001,"MGD",1]
["DQSwExt",158,272.70812130000002,"MGD","DQSwExt",158,368.58502010000001,"MGD","DQSwExt",158,368.58502010000001,"MGD","DQSwExt",158,318.89184929999999,"MGD","DQSwExt",158,259.48489139999998,"MGD","DQSwExt",158,366.20047670000002,"MGD",1]
["DQSwExt",159,180.36700310000001,"MGD","DQSwExt",159,242.95499860000001,"MGD","DQSwExt",159,242.95499860000001,"MGD","DQSwExt",159,202.90986430000001,"MGD","DQSwExt",159,159.5730508,"MGD","DQSwExt",159,234.2125188,"MGD",1]
["DQSwExt",160,169.85807930000001,"MGD","DQSwExt",160,226.1822981,"MGD","DQSwExt",160,226.1822981,"MGD","DQSwExt",160,189.16855580000001,"MGD","DQSwExt",160,148.833493,"MGD","DQSwExt",160,217.39680319999999,"MGD",1]
["DQSwExt",161,154.93778620000001,"MGD","DQSwExt",161,206.04947150000001,"MGD","DQSwExt",161,206.04947150000001,"MGD","DQSwExt",161,172.24939929999999,"MGD","DQSwExt",161,135.83597510000001,"MGD","DQSwExt",161,197.94701549999999,"MGD",1]
["DQSwExt",162,143.5243706,"MGD","DQSwExt",162,190.52187620000001,"MGD","DQSwExt",162,190.52187620000001,"MGD","DQSwExt",162,158.9592059,"MGD","DQSwExt",162,126.5505421,"MGD","DQSwExt",162,183.225842,"MGD",1]
["DQSwExt",163,148.316845,"MGD","DQSwExt",163,195.11049389999999,"MGD","DQSwExt",163,195.11049389999999,"MGD","DQSwExt",163,164.6806728,"MGD","DQSwExt",163,131.05645060000001,"MGD","DQSwExt",163,188.3059245,"MGD",1]
["DQSwExt",164,118.8391429,"MGD","DQSwExt",164,157.8603713,"MGD","DQSwExt",164,157.8603713,"MGD","DQSwExt",164,132.98910520000001,"MGD","DQSwExt",164,104.8701004,"MGD","DQSwExt",164,151.818004,"MGD",1]
["DQSwExt",165,112.8332302,"MGD","DQSwExt",165,149.00245839999999,"MGD","DQSwExt",165,149.00245839999999,"MGD","DQSwExt",165,124.8966511,"MGD","DQSwExt",165,99.552134339999995,"MGD","DQSwExt",165,143.3939713,"MGD",1]
["DQSwExt",166,120.52406689999999,"MGD","DQSwExt",166,158.03813500000001,"MGD","DQSwExt",166,158.03813500000001,"MGD","DQSwExt",166,134.50961330000001,"MGD","DQSwExt",166,106.6768225,"MGD","DQSwExt",166,152.7403491,"MGD",1]
["DQSwExt",167,103.3059243,"MGD","DQSwExt",167,134.8207476,"MGD","DQSwExt",167,134.8207476,"MGD","DQSwExt",167,113.3127083,"MGD","DQSwExt",167,90.970101850000006,"MGD","DQSwExt",167,130.1463818,"MGD",1]
["DQSwExt",168,82.277079850000007,"MGD","DQSwExt",168,109.22134339999999,"MGD","DQSwExt",168,109.22134339999999,"MGD","DQSwExt",168,92.195112679999994,"MGD","DQSwExt",168,72.750156880000006,"MGD","DQSwExt",168,105.0948602,"MGD",1]
["DQSwExt",169,73.94226768,"MGD","DQSwExt",169,98.377889999999994,"MGD","DQSwExt",169,98.377889999999994,"MGD","DQSwExt",169,83.452814489999994,"MGD","DQSwExt",169,65.181436149999996,"MGD","DQSwExt",169,94.587161640000005,"MGD",1]
["DQSwExt",170,69.1400474,"MGD","DQSwExt",170,90.77310138,"MGD","DQSwExt",170,90.77310138,"MGD","DQSwExt",170,72.730927960000002,"MGD","DQSwExt",170,60.077198449999997,"MGD","DQSwExt",170,87.289546999999999,"MGD",1]
["DQSwExt",171,62.275150089999997,"MGD","DQSwExt",171,82.129508380000004,"MGD","DQSwExt",171,82.129508380000004,"MGD","DQSwExt",171,71.377298139999994,"MGD","DQSwExt",171,54.769147869999998,"MGD","DQSwExt",171,78.999461299999993,"MGD",1]
["DQSwExt",172,59.052910660000002,"MGD","DQSwExt",172,77.589087719999995,"MGD","DQSwExt",172,77.589087719999995,"MGD","DQSwExt",172,68.389622439999997,"MGD","DQSwExt",172,52.487922040000001,"MGD","DQSwExt",172,74.700422470000007,"MGD",1]
["DQSwExt",173,59.331019220000002,"MGD","DQSwExt",173,79.851943820000002,"MGD","DQSwExt",173,79.851943820000002,"MGD","DQSwExt",173,59.167836999999999,"MGD","DQSwExt",173,52.39663118,"MGD","DQSwExt",173,77.1691821,"MGD",1]
["DQSwExt",174,49.128193430000003,"MGD","DQSwExt",174,63.662360560000003,"MGD","DQSwExt",174,63.662360560000003,"MGD","DQSwExt",174,58.127231219999999,"MGD","DQSwExt",174,43.012887669999998,"MGD","DQSwExt",174,61.351143440000001,"MGD",1]
["DQSwExt",175,43.60767852,"MGD","DQSwExt",175,56.893488099999999,"MGD","DQSwExt",175,56.893488099999999,"MGD","DQSwExt",175,44.920485380000002,"MGD","DQSwExt",175,38.731438650000001,"MGD","DQSwExt",175,54.765658819999999,"MGD",1]
["DQSwExt",176,39.670829679999997,"MGD","DQSwExt",176,52.29490569,"MGD","DQSwExt",176,52.29490569,"MGD","DQSwExt",176,47.569820499999999,"MGD","DQSwExt",176,34.957620849999998,"MGD","DQSwExt",176,50.326954520000001,"MGD",1]
["DQSwExt",177,38.134301270000002,"MGD","DQSwExt",177,49.840423229999999,"MGD","DQSwExt",177,49.840423229999999,"MGD","DQSwExt",177,37.41960529,"MGD","DQSwExt",177,33.833722950000002,"MGD","DQSwExt",177,48.006169409999998,"MGD",{"$f":"IF(ISNUMBER(C196),IF(AVERAGE(C196,G196,K196,O196,S196,W196)<>MAX(C196,G196,K196,O196,S196,W196),1,0),\"\")","v":1}]
["DQSwExt",178,34.818096670000003,"MGD","DQSwExt",178,45.457556289999999,"MGD","DQSwExt",178,45.457556289999999,"MGD","DQSwExt",178,42.541924700000003,"MGD","DQSwExt",178,30.61230127,"MGD","DQSwExt",178,43.798988319999999,"MGD",1]
["DQSwExt",179,32.752081850000003,"MGD","DQSwExt",179,45.532001960000002,"MGD","DQSwExt",179,45.532001960000002,"MGD","DQSwExt",179,32.520991199999997,"MGD","DQSwExt",179,29.793677710000001,"MGD","DQSwExt",179,43.91697868,"MGD",1]
["DQSwExt",180,29.45513034,"MGD","DQSwExt",180,37.587981900000003,"MGD","DQSwExt",180,37.587981900000003,"MGD","DQSwExt",180,35.892939990000002,"MGD","DQSwExt",180,25.550831809999998,"MGD","DQSwExt",180,36.242809659999999,"MGD",1]
["DQSwExt",181,26.01702397,"MGD","DQSwExt",181,33.393670540000002,"MGD","DQSwExt",181,33.393670540000002,"MGD","DQSwExt",181,23.11291774,"MGD","DQSwExt",181,22.766011420000002,"MGD","DQSwExt",181,32.161947249999997,"MGD",1]
["DQSwExt",182,23.475693,"MGD","DQSwExt",182,30.076984750000001,"MGD","DQSwExt",182,30.076984750000001,"MGD","DQSwExt",182,28.56137258,"MGD","DQSwExt",182,20.367993030000001,"MGD","DQSwExt",182,28.947390609999999,"MGD",1]
["DQSwExt",183,21.36700016,"MGD","DQSwExt",183,27.34790289,"MGD","DQSwExt",183,27.34790289,"MGD","DQSwExt",183,25.236463700000002,"MGD","DQSwExt",183,18.58903746,"MGD","DQSwExt",183,26.308765149999999,"MGD",1]
["DQSwExt",184,17.90881963,"MGD","DQSwExt",184,24.95913504,"MGD","DQSwExt",184,24.95913504,"MGD","DQSwExt",184,16.80272781,"MGD","DQSwExt",184,16.683490679999998,"MGD","DQSwExt",184,24.004902059999999,"MGD",1]
["DQSwExt",185,18.03084308,"MGD","DQSwExt",185,22.823627720000001,"MGD","DQSwExt",185,22.823627720000001,"MGD","DQSwExt",185,20.424646169999999,"MGD","DQSwExt",185,15.46021702,"MGD","DQSwExt",185,21.94960476,"MGD",1]
["DQSwExt",186,16.585327459999998,"MGD","DQSwExt",186,20.90391782,"MGD","DQSwExt",186,20.90391782,"MGD","DQSwExt",186,18.322917220000001,"MGD","DQSwExt",186,14.29875607,"MGD","DQSwExt",186,20.105455490000001,"MGD",1]
["DQSwExt",187,15.305960900000001,"MGD","DQSwExt",187,19.18115603,"MGD","DQSwExt",187,19.18115603,"MGD","DQSwExt",187,16.524097520000002,"MGD","DQSwExt",187,13.15482216,"MGD","DQSwExt",187,18.45363098,"MGD",1]
["DQSwExt",188,11.47348978,"MGD","DQSwExt",188,17.645002099999999,"MGD","DQSwExt",188,17.645002099999999,"MGD","DQSwExt",188,16.50384566,"MGD","DQSwExt",188,12.12296791,"MGD","DQSwExt",188,16.983380560000001,"MGD",1]
["DQSwExt",189,13.09596861,"MGD","DQSwExt",189,16.289750640000001,"MGD","DQSwExt",189,16.289750640000001,"MGD","DQSwExt",189,13.64113577,"MGD","DQSwExt",189,11.24897339,"MGD","DQSwExt",189,15.688320300000001,"MGD",1]
["DQSwExt",190,12.310711830000001,"MGD","DQSwExt",190,15.42361,"MGD","DQSwExt",190,15.42361,"MGD","DQSwExt",190,13.15779708,"MGD","DQSwExt",190,10.635834239999999,"MGD","DQSwExt",190,14.847924089999999,"MGD",1]
["DQSwExt",191,9.8521491169999997,"MGD","DQSwExt",191,14.22804305,"MGD","DQSwExt",191,14.22804305,"MGD","DQSwExt",191,10.373146480000001,"MGD","DQSwExt",191,9.9474405039999994,"MGD","DQSwExt",191,13.712996670000001,"MGD",1]
["DQSwExt",192,10.403163749999999,"MGD","DQSwExt",192,12.93978903,"MGD","DQSwExt",192,12.93978903,"MGD","DQSwExt",192,11.381838070000001,"MGD","DQSwExt",192,9.3099369599999999,"MGD","DQSwExt",192,12.49239137,"MGD",1]
["DQSwExt",193,9.6293762170000008,"MGD","DQSwExt",193,11.90033124,"MGD","DQSwExt",193,11.90033124,"MGD","DQSwExt",193,10.64809281,"MGD","DQSwExt",193,8.771015791,"MGD","DQSwExt",193,11.506342439999999,"MGD",1]
["DQSwExt",194,8.9701623589999997,"MGD","DQSwExt",194,11.04309761,"MGD","DQSwExt",194,11.04309761,"MGD","DQSwExt",194,9.7107320129999994,"MGD","DQSwExt",194,8.3353760930000007,"MGD","DQSwExt",194,10.6937733,"MGD",1]
["DQSwExt",195,8.4215516820000005,"MGD","DQSwExt",195,10.33337113,"MGD","DQSwExt",195,10.33337113,"MGD","DQSwExt",195,7.6852225389999997,"MGD","DQSwExt",195,8.0641709880000008,"MGD","DQSwExt",195,10.022092710000001,"MGD",1]
["DQSwExt",196,7.8514260220000001,"MGD","DQSwExt",196,9.7506388860000008,"MGD","DQSwExt",196,9.7506388860000008,"MGD","DQSwExt",196,8.6044422449999995,"MGD","DQSwExt",196,7.4686235610000002,"MGD","DQSwExt",196,9.4722599219999992,"MGD",1]
["DQSwExt",197,7.6385831849999999,"MGD","DQSwExt",197,9.2829807859999995,"MGD","DQSwExt",197,9.2829807859999995,"MGD","DQSwExt",197,8.5019033139999998,"MGD","DQSwExt",197,7.3666390059999998,"MGD","DQSwExt",197,9.0325359049999996,"MGD",1]
["DQSwExt",198,7.3748235580000001,"MGD","DQSwExt",198,8.9236800239999994,"MGD","DQSwExt",198,8.9236800239999994,"MGD","DQSwExt",198,8.2311989840000006,"MGD","DQSwExt",198,6.9573633480000003,"MGD","DQSwExt",198,8.6970812829999993,"MGD",1]
["DQSwExt",199,7.1827968149999997,"MGD","DQSwExt",199,8.6712932120000001,"MGD","DQSwExt",199,8.6712932120000001,"MGD","DQSwExt",199,7.9621108830000002,"MGD","DQSwExt",199,7.1067586919999997,"MGD","DQSwExt",199,8.4646077050000006,"MGD",1]
["DQSwExt",200,7.1453342199999996,"MGD","DQSwExt",200,8.688761628,"MGD","DQSwExt",200,8.688761628,"MGD","DQSwExt",200,7.692550658,"MGD","DQSwExt",200,6.998510885,"MGD","DQSwExt",200,8.4835220360000001,"MGD",1]
["DQSwExt",201,7.2930652489999996,"MGD","DQSwExt",201,8.9630576679999994,"MGD","DQSwExt",201,8.9630576679999994,"MGD","DQSwExt",201,7.3138013070000003,"MGD","DQSwExt",201,6.947059619,"MGD","DQSwExt",201,8.7536864960000003,"MGD",1]
["DQSwExt",202,7.1163344479999999,"MGD","DQSwExt",202,8.6109166560000006,"MGD","DQSwExt",202,8.6109166560000006,"MGD","DQSwExt",202,7.5655185219999996,"MGD","DQSwExt",202,6.9310158059999996,"MGD","DQSwExt",202,8.4373035450000007,"MGD",1]
["DQSwExt",203,7.0629627519999998,"MGD","DQSwExt",203,8.4773053090000001,"MGD","DQSwExt",203,8.4773053090000001,"MGD","DQSwExt",203,7.5496093990000004,"MGD","DQSwExt",203,7.090579784,"MGD","DQSwExt",203,8.3243967780000006,"MGD",1]
["DQSwExt",204,7.9913631079999998,"MGD","DQSwExt",204,10.62442057,"MGD","DQSwExt",204,10.62442057,"MGD","DQSwExt",204,8.7784003330000004,"MGD","DQSwExt",204,7.4586589090000004,"MGD","DQSwExt",204,10.3538736,"MGD",1]
["DQSwExt",205,7.9073320259999997,"MGD","DQSwExt",205,9.818346901,"MGD","DQSwExt",205,9.818346901,"MGD","DQSwExt",205,9.1664167019999994,"MGD","DQSwExt",205,7.4648874019999996,"MGD","DQSwExt",205,9.6004706829999993,"MGD",1]
["DQSwExt",206,7.2069978260000003,"MGD","DQSwExt",206,8.4632338439999995,"MGD","DQSwExt",206,8.4632338439999995,"MGD","DQSwExt",206,8.4242702099999995,"MGD","DQSwExt",206,7.0462727449999996,"MGD","DQSwExt",206,8.3293104180000004,"MGD",1]
["DQSwExt",207,6.7705955209999997,"MGD","DQSwExt",207,7.7165590789999996,"MGD","DQSwExt",207,7.7165590789999996,"MGD","DQSwExt",207,7.8843609109999999,"MGD","DQSwExt",207,6.7587954950000002,"MGD","DQSwExt",207,7.6168431700000001,"MGD",1]
["DQSwExt",208,6.5014262629999999,"MGD","DQSwExt",208,7.2778434599999997,"MGD","DQSwExt",208,7.2778434599999997,"MGD","DQSwExt",208,7.5530511200000001,"MGD","DQSwExt",208,6.5113564720000001,"MGD","DQSwExt",208,7.2021749689999996,"MGD",1]
["DQSwExt",209,6.396236966,"MGD","DQSwExt",209,7.0478069159999999,"MGD","DQSwExt",209,7.0478069159999999,"MGD","DQSwExt",209,7.3947852540000003,"MGD","DQSwExt",209,6.4016125979999998,"MGD","DQSwExt",209,6.9867326289999996,"MGD",1]
["DQSwExt",210,6.4167911359999996,"MGD","DQSwExt",210,7.0614211549999997,"MGD","DQSwExt",210,7.0614211549999997,"MGD","DQSwExt",210,7.4462005869999999,"MGD","DQSwExt",210,6.4092956719999998,"MGD","DQSwExt",210,7.0076192830000004,"MGD",1]
["DQSwExt",211,6.5448494249999998,"MGD","DQSwExt",211,7.0895475929999998,"MGD","DQSwExt",211,7.0895475929999998,"MGD","DQSwExt",211,7.5005438900000003,"MGD","DQSwExt",211,6.4585085920000003,"MGD","DQSwExt",211,7.0645579649999997,"MGD",1]
["DQSwExt",212,6.8108702230000002,"MGD","DQSwExt",212,7.3096583940000004,"MGD","DQSwExt",212,7.3096583940000004,"MGD","DQSwExt",212,7.5661981120000004,"MGD","DQSwExt",212,6.8154049179999996,"MGD","DQSwExt",212,7.3057493349999998,"MGD",1]
["DQSwExt",213,7.5767378430000001,"MGD","DQSwExt",213,7.8318955309999998,"MGD","DQSwExt",213,7.8318955309999998,"MGD","DQSwExt",213,7.8218435209999999,"MGD","DQSwExt",213,8.5767972609999994,"MGD","DQSwExt",213,7.8724718249999999,"MGD",1]
["DQSwExt",214,33.873230939999999,"MGD","DQSwExt",214,67.222260759999998,"MGD","DQSwExt",214,67.222260759999998,"MGD","DQSwExt",214,49.221140149999997,"MGD","DQSwExt",214,27.28621476,"MGD","DQSwExt",214,66.288912510000003,"MGD",1]
["DQSwExt",215,11.39363211,"MGD","DQSwExt",215,12.84979373,"MGD","DQSwExt",215,12.84979373,"MGD","DQSwExt",215,11.38804637,"MGD","DQSwExt",215,10.105198379999999,"MGD","DQSwExt",215,12.74881852,"MGD",1]
["DQSwExt",216,8.1900660829999996,"MGD","DQSwExt",216,8.7584447339999993,"MGD","DQSwExt",216,8.7584447339999993,"MGD","DQSwExt",216,7.899810295,"MGD","DQSwExt",216,8.0663285820000006,"MGD","DQSwExt",216,8.7068924110000001,"MGD",1]
["DQSwExt",217,6.8702877080000002,"MGD","DQSwExt",217,7.1847448600000003,"MGD","DQSwExt",217,7.1847448600000003,"MGD","DQSwExt",217,6.5652837990000004,"MGD","DQSwExt",217,7.2491555349999999,"MGD","DQSwExt",217,7.1435459659999996,"MGD",1]
["DQSwExt",218,6.132621619,"MGD","DQSwExt",218,6.3334117460000003,"MGD","DQSwExt",218,6.3334117460000003,"MGD","DQSwExt",218,5.8074847360000001,"MGD","DQSwExt",218,6.447456249,"MGD","DQSwExt",218,6.2984787730000003,"MGD",1]
["DQSwExt",219,5.6876595060000001,"MGD","DQSwExt",219,5.8040032760000004,"MGD","DQSwExt",219,5.8040032760000004,"MGD","DQSwExt",219,5.5171731490000004,"MGD","DQSwExt",219,6.1087546230000003,"MGD","DQSwExt",219,5.7711934610000002,"MGD",1]
["DQSwExt",220,5.3639668489999996,"MGD","DQSwExt",220,5.4529730430000001,"MGD","DQSwExt",220,5.4529730430000001,"MGD","DQSwExt",220,5.1477617359999996,"MGD","DQSwExt",220,5.4635894279999997,"MGD","DQSwExt",220,5.4205093729999998,"MGD",1]
["DQSwExt",221,5.1723246700000001,"MGD","DQSwExt",221,5.2152196460000004,"MGD","DQSwExt",221,5.2152196460000004,"MGD","DQSwExt",221,5.0858905050000001,"MGD","DQSwExt",221,5.086259954,"MGD","DQSwExt",221,5.1864566779999999,"MGD",1]
["DQSwExt",222,5.0531220169999997,"MGD","DQSwExt",222,5.0581534330000002,"MGD","DQSwExt",222,5.0581534330000002,"MGD","DQSwExt",222,5.066810942,"MGD","DQSwExt",222,5.5900042130000003,"MGD","DQSwExt",222,5.0253802350000001,"MGD",1]
["DQSwExt",223,4.9591455949999999,"MGD","DQSwExt",223,4.964011781,"MGD","DQSwExt",223,4.964011781,"MGD","DQSwExt",223,4.8523929719999996,"MGD","DQSwExt",223,4.808923762,"MGD","DQSwExt",223,4.937143582,"MGD",1]
["DQSwExt",224,4.9160428100000004,"MGD","DQSwExt",224,4.9238389949999997,"MGD","DQSwExt",224,4.9238389949999997,"MGD","DQSwExt",224,5.010273744,"MGD","DQSwExt",224,4.6299059290000004,"MGD","DQSwExt",224,4.8901338540000001,"MGD",1]
["DQSwExt",225,4.9933848340000004,"MGD","DQSwExt",225,4.9343189089999999,"MGD","DQSwExt",225,4.9343189089999999,"MGD","DQSwExt",225,4.8587506899999999,"MGD","DQSwExt",225,5.8648511120000002,"MGD","DQSwExt",225,4.9095285100000003,"MGD",1]
["DQSwExt",226,5.0703779649999996,"MGD","DQSwExt",226,4.9972583090000002,"MGD","DQSwExt",226,4.9972583090000002,"MGD","DQSwExt",226,5.108315106,"MGD","DQSwExt",226,5.1880187109999998,"MGD","DQSwExt",226,4.9683927710000004,"MGD",1]
["DQSwExt",227,5.0359466470000003,"MGD","DQSwExt",227,5.1206195159999996,"MGD","DQSwExt",227,5.1206195159999996,"MGD","DQSwExt",227,5.278182095,"MGD","DQSwExt",227,5.1078268659999999,"MGD","DQSwExt",227,5.0852746189999998,"MGD",1]
["DQSwExt",228,5.253961608,"MGD","DQSwExt",228,5.3196849750000004,"MGD","DQSwExt",228,5.3196849750000004,"MGD","DQSwExt",228,5.475125716,"MGD","DQSwExt",228,5.1647215519999996,"MGD","DQSwExt",228,5.2868628710000003,"MGD",1]
["DQSwExt",229,5.56343955,"MGD","DQSwExt",229,5.6242803649999997,"MGD","DQSwExt",229,5.6242803649999997,"MGD","DQSwExt",229,5.7279218649999999,"MGD","DQSwExt",229,5.406646694,"MGD","DQSwExt",229,5.570202407,"MGD",1]
["DQSwExt",230,6.1794094690000003,"MGD","DQSwExt",230,6.092731444,"MGD","DQSwExt",230,6.092731444,"MGD","DQSwExt",230,6.2451245909999997,"MGD","DQSwExt",230,4.8721301879999999,"MGD","DQSwExt",230,6.0836846339999999,"MGD",1]
["DQSwExt",231,6.791122841,"MGD","DQSwExt",231,6.877527604,"MGD","DQSwExt",231,6.877527604,"MGD","DQSwExt",231,5.6979787220000002,"MGD","DQSwExt",231,9.8607789740000005,"MGD","DQSwExt",231,6.8357533359999998,"MGD",1]
["DQSwExt",232,14.235901330000001,"MGD","DQSwExt",232,21.658834030000001,"MGD","DQSwExt",232,21.658834030000001,"MGD","DQSwExt",232,17.32191504,"MGD","DQSwExt",232,7.5903329079999997,"MGD","DQSwExt",232,21.409919970000001,"MGD",1]
["DQSwExt",233,11.351932440000001,"MGD","DQSwExt",233,13.130233499999999,"MGD","DQSwExt",233,13.130233499999999,"MGD","DQSwExt",233,11.262759129999999,"MGD","DQSwExt",233,11.716877780000001,"MGD","DQSwExt",233,13.14157801,"MGD",1]
["DQSwExt",234,10.172246899999999,"MGD","DQSwExt",234,11.025365450000001,"MGD","DQSwExt",234,11.025365450000001,"MGD","DQSwExt",234,10.497716029999999,"MGD","DQSwExt",234,9.1047000380000007,"MGD","DQSwExt",234,10.908484,"MGD",1]
["DQSwExt",235,10.39399703,"MGD","DQSwExt",235,12.010047459999999,"MGD","DQSwExt",235,12.010047459999999,"MGD","DQSwExt",235,10.982144720000001,"MGD","DQSwExt",235,11.38456746,"MGD","DQSwExt",235,11.99935219,"MGD",1]
["DQSwExt",236,9.3540593429999994,"MGD","DQSwExt",236,10.53921879,"MGD","DQSwExt",236,10.53921879,"MGD","DQSwExt",236,11.20155769,"MGD","DQSwExt",236,8.5588295040000002,"MGD","DQSwExt",236,10.4258065,"MGD",1]
["DQSwExt",237,9.3701876639999995,"MGD","DQSwExt",237,10.41402081,"MGD","DQSwExt",237,10.41402081,"MGD","DQSwExt",237,9.9790973180000009,"MGD","DQSwExt",237,10.026103920000001,"MGD","DQSwExt",237,10.37796737,"MGD",1]
["DQSwExt",238,9.3328012329999996,"MGD","DQSwExt",238,9.7416442980000006,"MGD","DQSwExt",238,9.7416442980000006,"MGD","DQSwExt",238,9.8093884649999996,"MGD","DQSwExt",238,8.5458244959999998,"MGD","DQSwExt",238,9.6937970230000001,"MGD",1]
["DQSwExt",239,9.3591269819999994,"MGD","DQSwExt",239,9.7311000369999991,"MGD","DQSwExt",239,9.7311000369999991,"MGD","DQSwExt",239,9.7776831190000006,"MGD","DQSwExt",239,8.7157696120000008,"MGD","DQSwExt",239,9.6486911880000008,"MGD",1]
["DQSwExt",240,9.9549932539999997,"MGD","DQSwExt",240,10.438828969999999,"MGD","DQSwExt",240,10.438828969999999,"MGD","DQSwExt",240,9.5990418050000006,"MGD","DQSwExt",240,10.515606529999999,"MGD","DQSwExt",240,10.230501589999999,"MGD",1]
["DQSwExt",241,23.208573999999999,"MGD","DQSwExt",241,31.777411650000001,"MGD","DQSwExt",241,31.777411650000001,"MGD","DQSwExt",241,25.78262166,"MGD","DQSwExt",241,19.99116304,"MGD","DQSwExt",241,31.82248907,"MGD",{"$f":"IF(ISNUMBER(C260),IF(AVERAGE(C260,G260,K260,O260,S260,W260)<>MAX(C260,G260,K260,O260,S260,W260),1,0),\"\")","v":1}]
["DQSwExt",242,15.5564084,"MGD","DQSwExt",242,17.628288560000001,"MGD","DQSwExt",242,17.628288560000001,"MGD","DQSwExt",242,17.607902500000002,"MGD","DQSwExt",242,15.685249580000001,"MGD","DQSwExt",242,17.4789274,"MGD",1]
["DQSwExt",243,13.803528289999999,"MGD","DQSwExt",243,14.41680931,"MGD","DQSwExt",243,14.41680931,"MGD","DQSwExt",243,14.683196580000001,"MGD","DQSwExt",243,12.921074109999999,"MGD","DQSwExt",243,14.24472722,"MGD",1]
["DQSwExt",244,14.167582700000001,"MGD","DQSwExt",244,14.24424782,"MGD","DQSwExt",244,14.24424782,"MGD","DQSwExt",244,14.122039969999999,"MGD","DQSwExt",244,14.539112380000001,"MGD","DQSwExt",244,13.65318544,"MGD",1]
["DQSwExt",245,67.060136150000005,"MGD","DQSwExt",245,88.073891630000006,"MGD","DQSwExt",245,88.073891630000006,"MGD","DQSwExt",245,75.730070310000002,"MGD","DQSwExt",245,62.0150018,"MGD","DQSwExt",245,88.358349079999996,"MGD",1]
["DQSwExt",246,25.159776990000001,"MGD","DQSwExt",246,29.805581220000001,"MGD","DQSwExt",246,29.805581220000001,"MGD","DQSwExt",246,28.875674920000002,"MGD","DQSwExt",246,26.311484660000001,"MGD","DQSwExt",246,29.794818190000001,"MGD",1]
["DQSwExt",247,19.23718466,"MGD","DQSwExt",247,21.784698540000001,"MGD","DQSwExt",247,21.784698540000001,"MGD","DQSwExt",247,20.42633747,"MGD","DQSwExt",247,18.084319799999999,"MGD","DQSwExt",247,22.156177530000001,"MGD",1]
["DQSwExt",248,11.696675969999999,"MGD","DQSwExt",248,11.23409326,"MGD","DQSwExt",248,11.23409326,"MGD","DQSwExt",248,11.59310808,"MGD","DQSwExt",248,10.806954770000001,"MGD","DQSwExt",248,11.44467654,"MGD",1]
["DQSwExt",249,9.3891952239999998,"MGD","DQSwExt",249,8.9162250509999996,"MGD","DQSwExt",249,8.9162250509999996,"MGD","DQSwExt",249,9.1521183760000007,"MGD","DQSwExt",249,9.2489878839999999,"MGD","DQSwExt",249,9.0176081850000003,"MGD",1]
["DQSwExt",250,8.2356148099999995,"MGD","DQSwExt",250,7.8054677039999998,"MGD","DQSwExt",250,7.8054677039999998,"MGD","DQSwExt",250,8.1812088589999998,"MGD","DQSwExt",250,8.3759891090000007,"MGD","DQSwExt",250,7.9383493539999996,"MGD",1]
["DQSwExt",251,7.6287216349999998,"MGD","DQSwExt",251,6.9419568610000004,"MGD","DQSwExt",251,6.9419568610000004,"MGD","DQSwExt",251,7.6123699980000001,"MGD","DQSwExt",251,7.8430113869999998,"MGD","DQSwExt",251,7.3823787169999999,"MGD",1]
["DQSwExt",252,7.3116156080000003,"MGD","DQSwExt",252,7.6166920579999999,"MGD","DQSwExt",252,7.6166920579999999,"MGD","DQSwExt",252,7.3906150180000001,"MGD","DQSwExt",252,7.5527707959999999,"MGD","DQSwExt",252,7.1194724369999998,"MGD",1]
["DQSwExt",253,7.1964830810000002,"MGD","DQSwExt",253,6.4058779860000001,"MGD","DQSwExt",253,6.4058779860000001,"MGD","DQSwExt",253,7.3416700769999998,"MGD","DQSwExt",253,7.3140276100000001,"MGD","DQSwExt",253,7.0730434969999996,"MGD",1]
["DQSwExt",254,7.3229445259999997,"MGD","DQSwExt",254,7.3764834170000002,"MGD","DQSwExt",254,7.3764834170000002,"MGD","DQSwExt",254,7.4489514110000004,"MGD","DQSwExt",254,7.4948595539999996,"MGD","DQSwExt",254,7.235191382,"MGD",1]
["DQSwExt",255,7.638037229,"MGD","DQSwExt",255,8.2367021190000003,"MGD","DQSwExt",255,8.2367021190000003,"MGD","DQSwExt",255,7.8585913610000002,"MGD","DQSwExt",255,7.6201014840000001,"MGD","DQSwExt",255,7.6653597590000002,"MGD",1]
["DQSwExt",256,8.3309431679999992,"MGD","DQSwExt",256,8.6635033299999993,"MGD","DQSwExt",256,8.6635033299999993,"MGD","DQSwExt",256,8.5437392590000005,"MGD","DQSwExt",256,8.2097743619999992,"MGD","DQSwExt",256,8.5496215699999993,"MGD",1]
["DQSwExt",257,10.0219652,"MGD","DQSwExt",257,10.52710418,"MGD","DQSwExt",257,10.52710418,"MGD","DQSwExt",257,9.7660328169999993,"MGD","DQSwExt",257,9.5644706740000007,"MGD","DQSwExt",257,10.539988299999999,"MGD",1]
["DQSwExt",258,31.032916109999999,"MGD","DQSwExt",258,50.848382520000001,"MGD","DQSwExt",258,50.848382520000001,"MGD","DQSwExt",258,38.555826430000003,"MGD","DQSwExt",258,27.541879990000002,"MGD","DQSwExt",258,49.136879960000002,"MGD",1]
["DQSwExt",259,232.34712450000001,"MGD","DQSwExt",259,334.59509450000002,"MGD","DQSwExt",259,334.59509450000002,"MGD","DQSwExt",259,280.13446649999997,"MGD","DQSwExt",259,221.61374799999999,"MGD","DQSwExt",259,334.10671309999998,"MGD",1]
["DQSwExt",260,46.659179029999997,"MGD","DQSwExt",260,88.175857730000004,"MGD","DQSwExt",260,88.175857730000004,"MGD","DQSwExt",260,56.915756510000001,"MGD","DQSwExt",260,29.279547999999998,"MGD","DQSwExt",260,81.083872029999995,"MGD",1]
["DQSwExt",261,38.433478729999997,"MGD","DQSwExt",261,97.124866490000002,"MGD","DQSwExt",261,97.124866490000002,"MGD","DQSwExt",261,58.359592730000003,"MGD","DQSwExt",261,22.980932360000001,"MGD","DQSwExt",261,88.827118229999996,"MGD",1]
["DQSwExt",262,35.072929709999997,"MGD","DQSwExt",262,91.189179390000007,"MGD","DQSwExt",262,91.189179390000007,"MGD","DQSwExt",262,55.345877590000001,"MGD","DQSwExt",262,20.88533486,"MGD","DQSwExt",262,83.46333181,"MGD",1]
["DQSwExt",263,33.507267220000003,"MGD","DQSwExt",263,84.143661280000003,"MGD","DQSwExt",263,84.143661280000003,"MGD","DQSwExt",263,51.902033580000001,"MGD","DQSwExt",263,20.30822495,"MGD","DQSwExt",263,77.169547449999996,"MGD",1]
["DQSwExt",264,33.961305770000003,"MGD","DQSwExt",264,79.819183550000005,"MGD","DQSwExt",264,79.819183550000005,"MGD","DQSwExt",264,50.706622330000002,"MGD","DQSwExt",264,21.334285779999998,"MGD","DQSwExt",264,73.467835469999997,"MGD",1]
["DQSwExt",265,41.74879456,"MGD","DQSwExt",265,87.848488439999997,"MGD","DQSwExt",265,87.848488439999997,"MGD","DQSwExt",265,59.707480179999997,"MGD","DQSwExt",265,27.89538473,"MGD","DQSwExt",265,81.803376749999998,"MGD",1]
["DQSwExt",266,114.7825213,"MGD","DQSwExt",266,191.35618600000001,"MGD","DQSwExt",266,191.35618600000001,"MGD","DQSwExt",266,147.71623990000001,"MGD","DQSwExt",266,92.583423859999996,"MGD","DQSwExt",266,185.21744050000001,"MGD",1]
["DQSwExt",267,64.092842230000002,"MGD","DQSwExt",267,118.8073737,"MGD","DQSwExt",267,118.8073737,"MGD","DQSwExt",267,84.809472009999993,"MGD","DQSwExt",267,42.21039047,"MGD","DQSwExt",267,108.5589726,"MGD",1]
["DQSwExt",268,66.607941260000004,"MGD","DQSwExt",268,119.24197940000001,"MGD","DQSwExt",268,119.24197940000001,"MGD","DQSwExt",268,86.364087330000004,"MGD","DQSwExt",268,43.098192099999999,"MGD","DQSwExt",268,109.04080860000001,"MGD",1]
["DQSwExt",269,73.561054119999994,"MGD","DQSwExt",269,123.84798069999999,"MGD","DQSwExt",269,123.84798069999999,"MGD","DQSwExt",269,92.937476349999997,"MGD","DQSwExt",269,50.048526350000003,"MGD","DQSwExt",269,114.276258,"MGD",1]
["DQSwExt",270,131.21630160000001,"MGD","DQSwExt",270,192.4321229,"MGD","DQSwExt",270,192.4321229,"MGD","DQSwExt",270,156.5847976,"MGD","DQSwExt",270,105.6210774,"MGD","DQSwExt",270,183.5266503,"MGD",1]
["DQSwExt",271,113.592938,"MGD","DQSwExt",271,171.20227439999999,"MGD","DQSwExt",271,171.20227439999999,"MGD","DQSwExt",271,136.45310620000001,"MGD","DQSwExt",271,90.825903089999997,"MGD","DQSwExt",271,161.6935775,"MGD",1]
["DQSwExt",272,114.7515322,"MGD","DQSwExt",272,167.89092489999999,"MGD","DQSwExt",272,167.89092489999999,"MGD","DQSwExt",272,135.3139841,"MGD","DQSwExt",272,93.020937579999995,"MGD","DQSwExt",272,158.74593160000001,"MGD",1]
["DQSwExt",273,107.21218690000001,"MGD","DQSwExt",273,154.69241210000001,"MGD","DQSwExt",273,154.69241210000001,"MGD","DQSwExt",273,125.2827372,"MGD","DQSwExt",273,86.531337800000003,"MGD","DQSwExt",273,146.00849909999999,"MGD",1]
["DQSwExt",274,97.797191119999994,"MGD","DQSwExt",274,140.85031359999999,"MGD","DQSwExt",274,140.85031359999999,"MGD","DQSwExt",274,113.9261443,"MGD","DQSwExt",274,79.308016679999994,"MGD","DQSwExt",274,132.97053249999999,"MGD",1]
["DQSwExt",275,89.098838000000001,"MGD","DQSwExt",275,128.28885249999999,"MGD","DQSwExt",275,128.28885249999999,"MGD","DQSwExt",275,104.19119310000001,"MGD","DQSwExt",275,72.255007079999999,"MGD","DQSwExt",275,121.1270844,"MGD",1]
["DQSwExt",276,81.776834570000005,"MGD","DQSwExt",276,117.097084,"MGD","DQSwExt",276,117.097084,"MGD","DQSwExt",276,94.433106989999999,"MGD","DQSwExt",276,66.183670509999999,"MGD","DQSwExt",276,110.5862212,"MGD",1]
["DQSwExt",277,74.939808439999993,"MGD","DQSwExt",277,108.18968889999999,"MGD","DQSwExt",277,108.18968889999999,"MGD","DQSwExt",277,89.221874119999995,"MGD","DQSwExt",277,61.481452429999997,"MGD","DQSwExt",277,102.22052100000001,"MGD",1]
["DQSwExt",278,72.05791653,"MGD","DQSwExt",278,101.0012066,"MGD","DQSwExt",278,101.0012066,"MGD","DQSwExt",278,78.71927221,"MGD","DQSwExt",278,57.749663689999998,"MGD","DQSwExt",278,95.552025619999995,"MGD",1]
["DQSwExt",279,62.36578987,"MGD","DQSwExt",279,89.541798619999994,"MGD","DQSwExt",279,89.541798619999994,"MGD","DQSwExt",279,74.04490663,"MGD","DQSwExt",279,51.119132870000001,"MGD","DQSwExt",279,84.627244910000002,"MGD",1]
["DQSwExt",280,57.35027805,"MGD","DQSwExt",280,81.525829860000002,"MGD","DQSwExt",280,81.525829860000002,"MGD","DQSwExt",280,66.266563950000005,"MGD","DQSwExt",280,46.64248182,"MGD","DQSwExt",280,77.047353560000005,"MGD",1]
["DQSwExt",281,52.246947630000001,"MGD","DQSwExt",281,74.676905500000004,"MGD","DQSwExt",281,74.676905500000004,"MGD","DQSwExt",281,60.656245040000002,"MGD","DQSwExt",281,43.069960559999998,"MGD","DQSwExt",281,70.6157149,"MGD",1]
["DQSwExt",282,49.176021310000003,"MGD","DQSwExt",282,69.178766199999998,"MGD","DQSwExt",282,69.178766199999998,"MGD","DQSwExt",282,56.477518140000001,"MGD","DQSwExt",282,40.71626732,"MGD","DQSwExt",282,65.521487449999995,"MGD",1]
["DQSwExt",283,48.358255010000001,"MGD","DQSwExt",283,67.232145970000005,"MGD","DQSwExt",283,67.232145970000005,"MGD","DQSwExt",283,55.331412299999997,"MGD","DQSwExt",283,40.533645999999997,"MGD","DQSwExt",283,63.865122749999998,"MGD",1]
["DQSwExt",284,55.545668139999997,"MGD","DQSwExt",284,75.718476749999994,"MGD","DQSwExt",284,75.718476749999994,"MGD","DQSwExt",284,63.310892719999998,"MGD","DQSwExt",284,47.395946899999998,"MGD","DQSwExt",284,72.469426709999993,"MGD",1]
["DQSwExt",285,67.22001324,"MGD","DQSwExt",285,91.348412260000003,"MGD","DQSwExt",285,91.348412260000003,"MGD","DQSwExt",285,77.17620617,"MGD","DQSwExt",285,58.875878960000001,"MGD","DQSwExt",285,88.142500620000007,"MGD",1]
["DQSwExt",286,51.678269870000001,"MGD","DQSwExt",286,68.902776149999994,"MGD","DQSwExt",286,68.902776149999994,"MGD","DQSwExt",286,58.581427750000003,"MGD","DQSwExt",286,45.431003070000003,"MGD","DQSwExt",286,66.312488939999994,"MGD",1]
["DQSwExt",287,42.440162800000003,"MGD","DQSwExt",287,55.844497259999997,"MGD","DQSwExt",287,55.844497259999997,"MGD","DQSwExt",287,47.771446859999998,"MGD","DQSwExt",287,37.421991269999999,"MGD","DQSwExt",287,53.634483799999998,"MGD",1]
["DQSwExt",288,39.071251269999998,"MGD","DQSwExt",288,50.254882709999997,"MGD","DQSwExt",288,50.254882709999997,"MGD","DQSwExt",288,43.811227809999998,"MGD","DQSwExt",288,34.652502239999997,"MGD","DQSwExt",288,48.304711240000003,"MGD",1]
["DQSwExt",289,176.08463259999999,"MGD","DQSwExt",289,249.36955169999999,"MGD","DQSwExt",289,249.36955169999999,"MGD","DQSwExt",289,211.46671760000001,"MGD","DQSwExt",289,163.6390006,"MGD","DQSwExt",289,246.0601791,"MGD",1]
["DQSwExt",290,124.8651224,"MGD","DQSwExt",290,174.20877139999999,"MGD","DQSwExt",290,174.20877139999999,"MGD","DQSwExt",290,142.44346669999999,"MGD","DQSwExt",290,106.1397434,"MGD","DQSwExt",290,164.98449310000001,"MGD",1]
["DQSwExt",291,138.8446592,"MGD","DQSwExt",291,184.62967190000001,"MGD","DQSwExt",291,184.62967190000001,"MGD","DQSwExt",291,154.49809400000001,"MGD","DQSwExt",291,119.5728524,"MGD","DQSwExt",291,175.36256729999999,"MGD",1]
["DQSwExt",292,134.2672604,"MGD","DQSwExt",292,174.74028150000001,"MGD","DQSwExt",292,174.74028150000001,"MGD","DQSwExt",292,147.36100730000001,"MGD","DQSwExt",292,115.9286384,"MGD","DQSwExt",292,165.8283165,"MGD",1]
["DQSwExt",293,126.0187691,"MGD","DQSwExt",293,162.18564119999999,"MGD","DQSwExt",293,162.18564119999999,"MGD","DQSwExt",293,137.20763439999999,"MGD","DQSwExt",293,108.7173976,"MGD","DQSwExt",293,153.71817809999999,"MGD",1]
["DQSwExt",294,115.8986993,"MGD","DQSwExt",294,148.461253,"MGD","DQSwExt",294,148.461253,"MGD","DQSwExt",294,125.6964912,"MGD","DQSwExt",294,99.944828020000003,"MGD","DQSwExt",294,140.64620830000001,"MGD",1]
["DQSwExt",295,108.4417172,"MGD","DQSwExt",295,138.6288356,"MGD","DQSwExt",295,138.6288356,"MGD","DQSwExt",295,117.6370402,"MGD","DQSwExt",295,93.937561729999999,"MGD","DQSwExt",295,131.51381910000001,"MGD",1]
["DQSwExt",296,112.65375469999999,"MGD","DQSwExt",296,143.13732999999999,"MGD","DQSwExt",296,143.13732999999999,"MGD","DQSwExt",296,122.2908006,"MGD","DQSwExt",296,98.250879479999995,"MGD","DQSwExt",296,136.42615699999999,"MGD",1]
["DQSwExt",297,92.688471629999995,"MGD","DQSwExt",297,116.74858399999999,"MGD","DQSwExt",297,116.74858399999999,"MGD","DQSwExt",297,99.202112260000007,"MGD","DQSwExt",297,79.559106749999998,"MGD","DQSwExt",297,110.00792939999999,"MGD",1]
["DQSwExt",298,90.927422109999995,"MGD","DQSwExt",298,112.7798986,"MGD","DQSwExt",298,112.7798986,"MGD","DQSwExt",298,96.293555720000001,"MGD","DQSwExt",298,77.670564589999998,"MGD","DQSwExt",298,105.9451931,"MGD",1]
["DQSwExt",299,200.8161078,"MGD","DQSwExt",299,255.45869640000001,"MGD","DQSwExt",299,255.45869640000001,"MGD","DQSwExt",299,221.78920189999999,"MGD","DQSwExt",299,182.8438706,"MGD","DQSwExt",299,247.87351649999999,"MGD",1]
["DQSwExt",300,153.48608369999999,"MGD","DQSwExt",300,200.48118500000001,"MGD","DQSwExt",300,200.48118500000001,"MGD","DQSwExt",300,170.8242936,"MGD","DQSwExt",300,136.28408590000001,"MGD","DQSwExt",300,192.528595,"MGD",1]
["DQSwExt",301,165.16518350000001,"MGD","DQSwExt",301,208.8074751,"MGD","DQSwExt",301,208.8074751,"MGD","DQSwExt",301,180.8675442,"MGD","DQSwExt",301,147.9944893,"MGD","DQSwExt",301,201.0158007,"MGD",1]
["DQSwExt",302,159.06559189999999,"MGD","DQSwExt",302,197.92922519999999,"MGD","DQSwExt",302,197.92922519999999,"MGD","DQSwExt",302,172.3982834,"MGD","DQSwExt",302,142.78847440000001,"MGD","DQSwExt",302,190.4626284,"MGD",1]
["DQSwExt",303,149.17854850000001,"MGD","DQSwExt",303,183.86465050000001,"MGD","DQSwExt",303,183.86465050000001,"MGD","DQSwExt",303,160.66400160000001,"MGD","DQSwExt",303,133.62581729999999,"MGD","DQSwExt",303,176.63439840000001,"MGD",1]
["DQSwExt",304,139.0110731,"MGD","DQSwExt",304,170.17909220000001,"MGD","DQSwExt",304,170.17909220000001,"MGD","DQSwExt",304,148.8855136,"MGD","DQSwExt",304,124.304153,"MGD","DQSwExt",304,163.2872189,"MGD",1]
["DQSwExt",305,127.9436797,"MGD","DQSwExt",305,155.8802388,"MGD","DQSwExt",305,155.8802388,"MGD","DQSwExt",305,136.36408700000001,"MGD","DQSwExt",305,113.9836523,"MGD","DQSwExt",305,149.3250242,"MGD",{"$f":"IF(ISNUMBER(C324),IF(AVERAGE(C324,G324,K324,O324,S324,W324)<>MAX(C324,G324,K324,O324,S324,W324),1,0),\"\")","v":1}]
["DQSwExt",306,117.7757415,"MGD","DQSwExt",306,142.7885704,"MGD","DQSwExt",306,142.7885704,"MGD","DQSwExt",306,124.9193805,"MGD","DQSwExt",306,104.5284618,"MGD","DQSwExt",306,136.6065974,"MGD",1]
["DQSwExt",307,108.6769779,"MGD","DQSwExt",307,131.10902820000001,"MGD","DQSwExt",307,131.10902820000001,"MGD","DQSwExt",307,114.7268629,"MGD","DQSwExt",307,96.179624869999998,"MGD","DQSwExt",307,125.2766931,"MGD",1]
["DQSwExt",308,102.1958784,"MGD","DQSwExt",308,122.53594510000001,"MGD","DQSwExt",308,122.53594510000001,"MGD","DQSwExt",308,107.296086,"MGD","DQSwExt",308,90.404198269999995,"MGD","DQSwExt",308,117.04790920000001,"MGD",1]
["DQSwExt",309,99.030378209999995,"MGD","DQSwExt",309,117.6838738,"MGD","DQSwExt",309,117.6838738,"MGD","DQSwExt",309,103.77696950000001,"MGD","DQSwExt",309,88.090895750000001,"MGD","DQSwExt",309,112.5692222,"MGD",1]
["DQSwExt",310,133.77497600000001,"MGD","DQSwExt",310,161.76314060000001,"MGD","DQSwExt",310,161.76314060000001,"MGD","DQSwExt",310,142.9770158,"MGD","DQSwExt",310,120.6386523,"MGD","DQSwExt",310,156.56425039999999,"MGD",1]
["DQSwExt",311,97.447431499999993,"MGD","DQSwExt",311,119.3864512,"MGD","DQSwExt",311,119.3864512,"MGD","DQSwExt",311,103.3787391,"MGD","DQSwExt",311,86.274351519999996,"MGD","DQSwExt",311,113.698549,"MGD",1]
["DQSwExt",312,99.898981509999999,"MGD","DQSwExt",312,122.6829152,"MGD","DQSwExt",312,122.6829152,"MGD","DQSwExt",312,106.3176217,"MGD","DQSwExt",312,88.025263019999997,"MGD","DQSwExt",312,116.8369732,"MGD",1]
["DQSwExt",313,100.3967887,"MGD","DQSwExt",313,121.8450837,"MGD","DQSwExt",313,121.8450837,"MGD","DQSwExt",313,106.18693589999999,"MGD","DQSwExt",313,88.768508780000005,"MGD","DQSwExt",313,116.19186310000001,"MGD",1]
["DQSwExt",314,110.1337767,"MGD","DQSwExt",314,133.37158489999999,"MGD","DQSwExt",314,133.37158489999999,"MGD","DQSwExt",314,117.2171965,"MGD","DQSwExt",314,98.379469610000001,"MGD","DQSwExt",314,127.8067308,"MGD",1]
["DQSwExt",315,104.7422861,"MGD","DQSwExt",315,125.0745008,"MGD","DQSwExt",315,125.0745008,"MGD","DQSwExt",315,110.4868006,"MGD","DQSwExt",315,93.847407099999998,"MGD","DQSwExt",315,119.92401839999999,"MGD",1]
["DQSwExt",316,141.55800189999999,"MGD","DQSwExt",316,172.63822680000001,"MGD","DQSwExt",316,172.63822680000001,"MGD","DQSwExt",316,153.17499939999999,"MGD","DQSwExt",316,130.1242421,"MGD","DQSwExt",316,167.42008899999999,"MGD",1]
["DQSwExt",317,199.71929660000001,"MGD","DQSwExt",317,244.7267593,"MGD","DQSwExt",317,244.7267593,"MGD","DQSwExt",317,218.38806919999999,"MGD","DQSwExt",317,186.77684429999999,"MGD","DQSwExt",317,239.70550679999999,"MGD",1]
["DQSwExt",318,210.1379053,"MGD","DQSwExt",318,260.46943850000002,"MGD","DQSwExt",318,260.46943850000002,"MGD","DQSwExt",318,232.07735600000001,"MGD","DQSwExt",318,197.79839559999999,"MGD","DQSwExt",318,255.8407746,"MGD",1]
["DQSwExt",319,218.42630370000001,"MGD","DQSwExt",319,265.56136729999997,"MGD","DQSwExt",319,265.56136729999997,"MGD","DQSwExt",319,238.93539380000001,"MGD","DQSwExt",319,206.65164279999999,"MGD","DQSwExt",319,261.11653109999997,"MGD",1]
["DQSwExt",320,232.26168809999999,"MGD","DQSwExt",320,279.8684576,"MGD","DQSwExt",320,279.8684576,"MGD","DQSwExt",320,253.18466409999999,"MGD","DQSwExt",320,220.65581779999999,"MGD","DQSwExt",320,275.50983409999998,"MGD",1]
["DQSwExt",321,361.26674559999998,"MGD","DQSwExt",321,435.30016640000002,"MGD","DQSwExt",321,435.30016640000002,"MGD","DQSwExt",321,396.09896259999999,"MGD","DQSwExt",321,347.4832624,"MGD","DQSwExt",321,431.04958470000003,"MGD",1]
["DQSwExt",322,378.97009709999998,"MGD","DQSwExt",322,460.54049680000003,"MGD","DQSwExt",322,460.54049680000003,"MGD","DQSwExt",322,418.02592909999998,"MGD","DQSwExt",322,365.16179360000001,"MGD","DQSwExt",322,456.46428850000001,"MGD",1]
["DQSwExt",323,364.79114170000003,"MGD","DQSwExt",323,440.4666029,"MGD","DQSwExt",323,440.4666029,"MGD","DQSwExt",323,400.99543349999999,"MGD","DQSwExt",323,352.02339929999999,"MGD","DQSwExt",323,436.69186489999998,"MGD",1]
["DQSwExt",324,345.61075090000003,"MGD","DQSwExt",324,414.4900844,"MGD","DQSwExt",324,414.4900844,"MGD","DQSwExt",324,378.35701740000002,"MGD","DQSwExt",324,333.66281450000002,"MGD","DQSwExt",324,410.88224709999997,"MGD",1]
["DQSwExt",325,324.72050150000001,"MGD","DQSwExt",325,387.12601310000002,"MGD","DQSwExt",325,387.12601310000002,"MGD","DQSwExt",325,353.85662259999998,"MGD","DQSwExt",325,313.52201819999999,"MGD","DQSwExt",325,383.57877109999998,"MGD",1]
["DQSwExt",326,387.25050499999998,"MGD","DQSwExt",326,472.76598749999999,"MGD","DQSwExt",326,472.76598749999999,"MGD","DQSwExt",326,428.40997149999998,"MGD","DQSwExt",326,374.771435,"MGD","DQSwExt",326,469.25713810000002,"MGD",1]
["DQSwExt",327,335.65388469999999,"MGD","DQSwExt",327,406.15283040000003,"MGD","DQSwExt",327,406.15283040000003,"MGD","DQSwExt",327,369.42844880000001,"MGD","DQSwExt",327,324.2217225,"MGD","DQSwExt",327,402.84914470000001,"MGD",1]
["DQSwExt",328,322.9495526,"MGD","DQSwExt",328,387.37463650000001,"MGD","DQSwExt",328,387.37463650000001,"MGD","DQSwExt",328,353.62887540000003,"MGD","DQSwExt",328,312.11166969999999,"MGD","DQSwExt",328,384.16519649999998,"MGD",1]
["DQSwExt",329,302.37130939999997,"MGD","DQSwExt",329,360.76105239999998,"MGD","DQSwExt",329,360.76105239999998,"MGD","DQSwExt",329,330.08308210000001,"MGD","DQSwExt",329,292.11880430000002,"MGD","DQSwExt",329,357.6207407,"MGD",1]
["DQSwExt",330,283.76138780000002,"MGD","DQSwExt",330,336.77514689999998,"MGD","DQSwExt",330,336.77514689999998,"MGD","DQSwExt",330,308.71333090000002,"MGD","DQSwExt",330,274.12431800000002,"MGD","DQSwExt",330,333.74226340000001,"MGD",1]
["DQSwExt",331,289.59931990000001,"MGD","DQSwExt",331,345.21735860000001,"MGD","DQSwExt",331,345.21735860000001,"MGD","DQSwExt",331,316.17035179999999,"MGD","DQSwExt",331,279.42406720000002,"MGD","DQSwExt",331,342.11122549999999,"MGD",1]
["DQSwExt",332,250.092333,"MGD","DQSwExt",332,297.1932731,"MGD","DQSwExt",332,297.1932731,"MGD","DQSwExt",332,271.97581680000002,"MGD","DQSwExt",332,241.11671079999999,"MGD","DQSwExt",332,294.25586190000001,"MGD",1]
["DQSwExt",333,246.1252307,"MGD","DQSwExt",333,292.70635700000003,"MGD","DQSwExt",333,292.70635700000003,"MGD","DQSwExt",333,267.45354839999999,"MGD","DQSwExt",333,236.80147830000001,"MGD","DQSwExt",333,289.64906480000002,"MGD",1]
["DQSwExt",334,224.42592519999999,"MGD","DQSwExt",334,265.71018670000001,"MGD","DQSwExt",334,265.71018670000001,"MGD","DQSwExt",334,243.1554782,"MGD","DQSwExt",334,215.79705809999999,"MGD","DQSwExt",334,262.72479809999999,"MGD",1]
["DQSwExt",335,211.23799529999999,"MGD","DQSwExt",335,249.87888390000001,"MGD","DQSwExt",335,249.87888390000001,"MGD","DQSwExt",335,228.6498215,"MGD","DQSwExt",335,202.85501020000001,"MGD","DQSwExt",335,246.91439650000001,"MGD",1]
["DQSwExt",336,199.74347169999999,"MGD","DQSwExt",336,235.4869454,"MGD","DQSwExt",336,235.4869454,"MGD","DQSwExt",336,215.8230274,"MGD","DQSwExt",336,191.6718094,"MGD","DQSwExt",336,232.56649200000001,"MGD",1]
["DQSwExt",337,194.43436170000001,"MGD","DQSwExt",337,229.61782360000001,"MGD","DQSwExt",337,229.61782360000001,"MGD","DQSwExt",337,209.8629961,"MGD","DQSwExt",337,186.41024340000001,"MGD","DQSwExt",337,226.7268704,"MGD",1]
["DQSwExt",338,177.22078289999999,"MGD","DQSwExt",338,208.2250459,"MGD","DQSwExt",338,208.2250459,"MGD","DQSwExt",338,191.28588740000001,"MGD","DQSwExt",338,169.689244,"MGD","DQSwExt",338,205.3941992,"MGD",1]
["DQSwExt",339,173.35087089999999,"MGD","DQSwExt",339,204.01029560000001,"MGD","DQSwExt",339,204.01029560000001,"MGD","DQSwExt",339,186.2383562,"MGD","DQSwExt",339,165.70365140000001,"MGD","DQSwExt",339,201.0645059,"MGD",1]
["DQSwExt",340,157.2333448,"MGD","DQSwExt",340,184.30727250000001,"MGD","DQSwExt",340,184.30727250000001,"MGD","DQSwExt",340,169.05689989999999,"MGD","DQSwExt",340,150.27918990000001,"MGD","DQSwExt",340,181.58475240000001,"MGD",1]
["DQSwExt",341,147.8844689,"MGD","DQSwExt",341,173.32302580000001,"MGD","DQSwExt",341,173.32302580000001,"MGD","DQSwExt",341,158.69107819999999,"MGD","DQSwExt",341,141.27985150000001,"MGD","DQSwExt",341,170.71155859999999,"MGD",1]
["DQSwExt",342,139.63786289999999,"MGD","DQSwExt",342,163.4646324,"MGD","DQSwExt",342,163.4646324,"MGD","DQSwExt",342,149.57944019999999,"MGD","DQSwExt",342,133.2491157,"MGD","DQSwExt",342,160.7727189,"MGD",1]
["DQSwExt",343,131.02223710000001,"MGD","DQSwExt",343,155.0459439,"MGD","DQSwExt",343,155.0459439,"MGD","DQSwExt",343,140.0345729,"MGD","DQSwExt",343,124.86942519999999,"MGD","DQSwExt",343,150.29220900000001,"MGD",1]
["DQSwExt",344,123.56943750000001,"MGD","DQSwExt",344,138.42400319999999,"MGD","DQSwExt",344,138.42400319999999,"MGD","DQSwExt",344,131.50357919999999,"MGD","DQSwExt",344,117.6933185,"MGD","DQSwExt",344,140.9666689,"MGD",1]
["DQSwExt",345,125.42218149999999,"MGD","DQSwExt",345,146.7481482,"MGD","DQSwExt",345,146.7481482,"MGD","DQSwExt",345,132.9875744,"MGD","DQSwExt",345,119.71965230000001,"MGD","DQSwExt",345,141.92210689999999,"MGD",1]
["DQSwExt",346,196.5801501,"MGD","DQSwExt",346,235.76867229999999,"MGD","DQSwExt",346,235.76867229999999,"MGD","DQSwExt",346,214.00365339999999,"MGD","DQSwExt",346,188.9127106,"MGD","DQSwExt",346,232.96035749999999,"MGD",1]
["DQSwExt",347,164.84197660000001,"MGD","DQSwExt",347,201.3107833,"MGD","DQSwExt",347,201.3107833,"MGD","DQSwExt",347,180.84042009999999,"MGD","DQSwExt",347,157.4299939,"MGD","DQSwExt",347,198.65093400000001,"MGD",1]
["DQSwExt",348,306.76530289999999,"MGD","DQSwExt",348,372.11036519999999,"MGD","DQSwExt",348,372.11036519999999,"MGD","DQSwExt",348,338.55702910000002,"MGD","DQSwExt",348,296.40236650000003,"MGD","DQSwExt",348,369.22379319999999,"MGD",1]
["DQSwExt",349,271.72457989999998,"MGD","DQSwExt",349,332.1438756,"MGD","DQSwExt",349,332.1438756,"MGD","DQSwExt",349,300.71994430000001,"MGD","DQSwExt",349,262.42487649999998,"MGD","DQSwExt",349,329.56199170000002,"MGD",1]
["DQSwExt",350,309.37393960000003,"MGD","DQSwExt",350,372.8383346,"MGD","DQSwExt",350,372.8383346,"MGD","DQSwExt",350,340.61238379999998,"MGD","DQSwExt",350,299.72113089999999,"MGD","DQSwExt",350,370.30241319999999,"MGD",1]
["DQSwExt",351,274.27972829999999,"MGD","DQSwExt",351,329.57871189999997,"MGD","DQSwExt",351,329.57871189999997,"MGD","DQSwExt",351,301.00438150000002,"MGD","DQSwExt",351,265.77807130000002,"MGD","DQSwExt",351,327.222553,"MGD",1]
["DQSwExt",352,268.74547469999999,"MGD","DQSwExt",352,321.24867160000002,"MGD","DQSwExt",352,321.24867160000002,"MGD","DQSwExt",352,294.02357569999998,"MGD","DQSwExt",352,260.55328909999997,"MGD","DQSwExt",352,318.96375189999998,"MGD",1]
["DQSwExt",353,258.26754890000001,"MGD","DQSwExt",353,306.1801074,"MGD","DQSwExt",353,306.1801074,"MGD","DQSwExt",353,281.16767449999998,"MGD","DQSwExt",353,250.55464839999999,"MGD","DQSwExt",353,303.92715199999998,"MGD",1]
["DQSwExt",354,394.10734150000002,"MGD","DQSwExt",354,486.23791460000001,"MGD","DQSwExt",354,486.23791460000001,"MGD","DQSwExt",354,439.67578329999998,"MGD","DQSwExt",354,382.82369890000001,"MGD","DQSwExt",354,483.72980460000002,"MGD",1]
["DQSwExt",355,310.78836639999997,"MGD","DQSwExt",355,378.8720343,"MGD","DQSwExt",355,378.8720343,"MGD","DQSwExt",355,344.47018869999999,"MGD","DQSwExt",355,301.21296410000002,"MGD","DQSwExt",355,376.55907380000002,"MGD",1]
["DQSwExt",356,325.9084373,"MGD","DQSwExt",356,388.42681770000002,"MGD","DQSwExt",356,388.42681770000002,"MGD","DQSwExt",356,356.83089690000003,"MGD","DQSwExt",356,316.79794900000002,"MGD","DQSwExt",356,386.18510099999997,"MGD",1]
["DQSwExt",357,308.43593729999998,"MGD","DQSwExt",357,364.9173399,"MGD","DQSwExt",357,364.9173399,"MGD","DQSwExt",357,336.1948003,"MGD","DQSwExt",357,299.9509056,"MGD","DQSwExt",357,362.72202499999997,"MGD",1]
["DQSwExt",358,291.60470909999998,"MGD","DQSwExt",358,342.70100489999999,"MGD","DQSwExt",358,342.70100489999999,"MGD","DQSwExt",358,316.3758737,"MGD","DQSwExt",358,283.74038539999998,"MGD","DQSwExt",358,340.59647799999999,"MGD",1]
["DQSwExt",359,343.21344959999999,"MGD","DQSwExt",359,415.91424180000001,"MGD","DQSwExt",359,415.91424180000001,"MGD","DQSwExt",359,378.2970995,"MGD","DQSwExt",359,334.06620759999998,"MGD","DQSwExt",359,413.62928110000001,"MGD",1]
["DQSwExt",360,272.74851030000002,"MGD","DQSwExt",360,327.74403280000001,"MGD","DQSwExt",360,327.74403280000001,"MGD","DQSwExt",360,299.45060610000002,"MGD","DQSwExt",360,264.70916620000003,"MGD","DQSwExt",360,325.59351459999999,"MGD",1]
["DQSwExt",361,283.6245462,"MGD","DQSwExt",361,337.72993150000002,"MGD","DQSwExt",361,337.72993150000002,"MGD","DQSwExt",361,310.34387079999999,"MGD","DQSwExt",361,275.46400870000002,"MGD","DQSwExt",361,335.60420060000001,"MGD",1]
["DQSwExt",362,270.3535526,"MGD","DQSwExt",362,319.49426540000002,"MGD","DQSwExt",362,319.49426540000002,"MGD","DQSwExt",362,294.42356699999999,"MGD","DQSwExt",362,262.6433242,"MGD","DQSwExt",362,317.39952529999999,"MGD",1]
["DQSwExt",363,253.53318970000001,"MGD","DQSwExt",363,297.91317170000002,"MGD","DQSwExt",363,297.91317170000002,"MGD","DQSwExt",363,275.17901330000001,"MGD","DQSwExt",363,246.22648129999999,"MGD","DQSwExt",363,296.0306698,"MGD",1]
["DQSwExt",364,237.301804,"MGD","DQSwExt",364,276.43947009999999,"MGD","DQSwExt",364,276.43947009999999,"MGD","DQSwExt",364,256.8003344,"MGD","DQSwExt",364,230.38075420000001,"MGD","DQSwExt",364,275.73836569999997,"MGD",1]
["DQSwExt",365,232.34179219999999,"MGD","DQSwExt",365,271.5617057,"MGD","DQSwExt",365,271.5617057,"MGD","DQSwExt",365,249.73669129999999,"MGD","DQSwExt",365,225.5656487,"MGD","DQSwExt",365,268.01142170000003,"MGD",1]
["DQGwExt",1,0,"MGD","DQGwExt",1,0,"MGD","DQGwExt",1,0,"MGD","DQGwExt",1,0,"MGD","DQGwExt",1,0,"MGD","DQGwExt",1,0,"MGD",0]
["DQGwExt",2,0,"MGD","DQGwExt",2,0,"MGD","DQGwExt",2,0,"MGD","DQGwExt",2,0,"MGD","DQGwExt",2,0,"MGD","DQGwExt",2,0,"MGD",0]
["DQGwExt",3,0,"MGD","DQGwExt",3,0,"MGD","DQGwExt",3,0,"MGD","DQGwExt",3,0,"MGD","DQGwExt",3,0,"MGD","DQGwExt",3,0,"MGD",0]
["DQGwExt",4,0,"MGD","DQGwExt",4,0,"MGD","DQGwExt",4,0,"MGD","DQGwExt",4,0,"MGD","DQGwExt",4,0,"MGD","DQGwExt",4,0,"MGD",{"$f":"IF(ISNUMBER(C388),IF(AVERAGE(C388,G388,K388,O388,S388,W388)<>MAX(C388,G388,K388,O388,S388,W388),1,0),\"\")","v":0}]
["DQGwExt",5,0,"MGD","DQGwExt",5,0,"MGD","DQGwExt",5,0,"MGD","DQGwExt",5,0,"MGD","DQGwExt",5,0,"MGD","DQGwExt",5,0,"MGD",0]
["DQGwExt",6,0,"MGD","DQGwExt",6,0,"MGD","DQGwExt",6,0,"MGD","DQGwExt",6,0,"MGD","DQGwExt",6,0,"MGD","DQGwExt",6,0,"MGD",0]
["DQGwExt",7,0,"MGD","DQGwExt",7,0,"MGD","DQGwExt",7,0,"MGD","DQGwExt",7,0,"MGD","DQGwExt",7,0,"MGD","DQGwExt",7,0,"MGD",0]
["DQGwExt",8,0,"MGD","DQGwExt",8,0,"MGD","DQGwExt",8,0,"MGD","DQGwExt",8,0,"MGD","DQGwExt",8,0,"MGD","DQGwExt",8,0,"MGD",0]
["DQGwExt",9,0,"MGD","DQGwExt",9,0,"MGD","DQGwExt",9,0,"MGD","DQGwExt",9,0,"MGD","DQGwExt",9,0,"MGD","DQGwExt",9,0,"MGD",0]
["DQGwExt",10,0,"MGD","DQGwExt",10,0,"MGD","DQGwExt",10,0,"MGD","DQGwExt",10,0,"MGD","DQGwExt",10,0,"MGD","DQGwExt",10,0,"MGD",0]
["DQGwExt",11,0,"MGD","DQGwExt",11,0,"MGD","DQGwExt",11,0,"MGD","DQGwExt",11,0,"MGD","DQGwExt",11,0,"MGD","DQGwExt",11,0,"MGD",0]
["DQGwExt",12,0,"MGD","DQGwExt",12,0,"MGD","DQGwExt",12,0,"MGD","DQGwExt",12,0,"MGD","DQGwExt",12,0,"MGD","DQGwExt",12,0,"MGD",0]
["DQGwExt",13,0,"MGD","DQGwExt",13,0,"MGD","DQGwExt",13,0,"MGD","DQGwExt",13,0,"MGD","DQGwExt",13,0,"MGD","DQGwExt",13,0,"MGD",0]
["DQGwExt",14,0,"MGD","DQGwExt",14,0,"MGD","DQGwExt",14,0,"MGD","DQGwExt",14,0,"MGD","DQGwExt",14,0,"MGD","DQGwExt",14,0,"MGD",0]
["DQGwExt",15,0,"MGD","DQGwExt",15,0,"MGD","DQGwExt",15,0,"MGD","DQGwExt",15,0,"MGD","DQGwExt",15,0,"MGD","DQGwExt",15,0,"MGD",0]
["DQGwExt",16,0,"MGD","DQGwExt",16,0,"MGD","DQGwExt",16,0,"MGD","DQGwExt",16,0,"MGD","DQGwExt",16,0,"MGD","DQGwExt",16,0,"MGD",0]
["DQGwExt",17,0,"MGD","DQGwExt",17,0,"MGD","DQGwExt",17,0,"MGD","DQGwExt",17,0,"MGD","DQGwExt",17,0,"MGD","DQGwExt",17,0,"MGD",0]
["DQGwExt",18,0,"MGD","DQGwExt",18,0,"MGD","DQGwExt",18,0,"MGD","DQGwExt",18,0,"MGD","DQGwExt",18,0,"MGD","DQGwExt",18,0,"MGD",0]
["DQGwExt",19,0,"MGD","DQGwExt",19,0,"MGD","DQGwExt",19,0,"MGD","DQGwExt",19,0,"MGD","DQGwExt",19,0,"MGD","DQGwExt",19,0,"MGD",0]
["DQGwExt",20,0,"MGD","DQGwExt",20,0,"MGD","DQGwExt",20,0,"MGD","DQGwExt",20,0,"MGD","DQGwExt",20,0,"MGD","DQGwExt",20,0,"MGD",0]
["DQGwExt",21,0,"MGD","DQGwExt",21,0,"MGD","DQGwExt",21,0,"MGD","DQGwExt",21,0,"MGD","DQGwExt",21,0,"MGD","DQGwExt",21,0,"MGD",0]
["DQGwExt",22,0,"MGD","DQGwExt",22,0,"MGD","DQGwExt",22,0,"MGD","DQGwExt",22,0,"MGD","DQGwExt",22,0,"MGD","DQGwExt",22,0,"MGD",0]
["DQGwExt",23,0,"MGD","DQGwExt",23,0,"MGD","DQGwExt",23,0,"MGD","DQGwExt",23,0,"MGD","DQGwExt",23,0,"MGD","DQGwExt",23,0,"MGD",0]
["DQGwExt",24,0,"MGD","DQGwExt",24,0,"MGD","DQGwExt",24,0,"MGD","DQGwExt",24,0,"MGD","DQGwExt",24,0,"MGD","DQGwExt",24,0,"MGD",0]
["DQGwExt",25,0,"MGD","DQGwExt",25,0,"MGD","DQGwExt",25,0,"MGD","DQGwExt",25,0,"MGD","DQGwExt",25,0,"MGD","DQGwExt",25,0,"MGD",0]
["DQGwExt",26,0,"MGD","DQGwExt",26,0,"MGD","DQGwExt",26,0,"MGD","DQGwExt",26,0,"MGD","DQGwExt",26,0,"MGD","DQGwExt",26,0,"MGD",0]
["DQGwExt",27,0,"MGD","DQGwExt",27,0,"MGD","DQGwExt",27,0,"MGD","DQGwExt",27,0,"MGD","DQGwExt",27,0,"MGD","DQGwExt",27,0,"MGD",0]
["DQGwExt",28,0,"MGD","DQGwExt",28,0,"MGD","DQGwExt",28,0,"MGD","DQGwExt",28,0,"MGD","DQGwExt",28,0,"MGD","DQGwExt",28,0,"MGD",0]
["DQGwExt",29,0,"MGD","DQGwExt",29,0,"MGD","DQGwExt",29,0,"MGD","DQGwExt",29,0,"MGD","DQGwExt",29,0,"MGD","DQGwExt",29,0,"MGD",0]
["DQGwExt",30,0,"MGD","DQGwExt",30,0,"MGD","DQGwExt",30,0,"MGD","DQGwExt",30,0,"MGD","DQGwExt",30,0,"MGD","DQGwExt",30,0,"MGD",0]
["DQGwExt",31,0,"MGD","DQGwExt",31,0,"MGD","DQGwExt",31,0,"MGD","DQGwExt",31,0,"MGD","DQGwExt",31,0,"MGD","DQGwExt",31,0,"MGD",0]
["DQGwExt",32,0,"MGD","DQGwExt",32,0,"MGD","DQGwExt",32,0,"MGD","DQGwExt",32,0,"MGD","DQGwExt",32,0,"MGD","DQGwExt",32,0,"MGD",0]
["DQGwExt",33,0,"MGD","DQGwExt",33,0,"MGD","DQGwExt",33,0,"MGD","DQGwExt",33,0,"MGD","DQGwExt",33,0,"MGD","DQGwExt",33,0,"MGD",0]
["DQGwExt",34,0,"MGD","DQGwExt",34,0,"MGD","DQGwExt",34,0,"MGD","DQGwExt",34,0,"MGD","DQGwExt",34,0,"MGD","DQGwExt",34,0,"MGD",0]
["DQGwExt",35,0,"MGD","DQGwExt",35,0,"MGD","DQGwExt",35,0,"MGD","DQGwExt",35,0,"MGD","DQGwExt",35,0,"MGD","DQGwExt",35,0,"MGD",0]
["DQGwExt",36,0,"MGD","DQGwExt",36,0,"MGD","DQGwExt",36,0,"MGD","DQGwExt",36,0,"MGD","DQGwExt",36,0,"MGD","DQGwExt",36,0,"MGD",0]
["DQGwExt",37,0,"MGD","DQGwExt",37,0,"MGD","DQGwExt",37,0,"MGD","DQGwExt",37,0,"MGD","DQGwExt",37,0,"MGD","DQGwExt",37,0,"MGD",0]
["DQGwExt",38,0,"MGD","DQGwExt",38,0,"MGD","DQGwExt",38,0,"MGD","DQGwExt",38,0,"MGD","DQGwExt",38,0,"MGD","DQGwExt",38,0,"MGD",0]
["DQGwExt",39,0,"MGD","DQGwExt",39,0,"MGD","DQGwExt",39,0,"MGD","DQGwExt",39,0,"MGD","DQGwExt",39,0,"MGD","DQGwExt",39,0,"MGD",0]
["DQGwExt",40,0,"MGD","DQGwExt",40,0,"MGD","DQGwExt",40,0,"MGD","DQGwExt",40,0,"MGD","DQGwExt",40,0,"MGD","DQGwExt",40,0,"MGD",0]
["DQGwExt",41,0,"MGD","DQGwExt",41,0,"MGD","DQGwExt",41,0,"MGD","DQGwExt",41,0,"MGD","DQGwExt",41,0,"MGD","DQGwExt",41,0,"MGD",0]
["DQGwExt",42,0,"MGD","DQGwExt",42,0,"MGD","DQGwExt",42,0,"MGD","DQGwExt",42,0,"MGD","DQGwExt",42,0,"MGD","DQGwExt",42,0,"MGD",0]
["DQGwExt",43,0,"MGD","DQGwExt",43,0,"MGD","DQGwExt",43,0,"MGD","DQGwExt",43,0,"MGD","DQGwExt",43,0,"MGD","DQGwExt",43,0,"MGD",0]
["DQGwExt",44,0,"MGD","DQGwExt",44,0,"MGD","DQGwExt",44,0,"MGD","DQGwExt",44,0,"MGD","DQGwExt",44,0,"MGD","DQGwExt",44,0,"MGD",0]
["DQGwExt",45,0,"MGD","DQGwExt",45,0,"MGD","DQGwExt",45,0,"MGD","DQGwExt",45,0,"MGD","DQGwExt",45,0,"MGD","DQGwExt",45,0,"MGD",0]
["DQGwExt",46,0,"MGD","DQGwExt",46,0,"MGD","DQGwExt",46,0,"MGD","DQGwExt",46,0,"MGD","DQGwExt",46,0,"MGD","DQGwExt",46,0,"MGD",0]
["DQGwExt",47,0,"MGD","DQGwExt",47,0,"MGD","DQGwExt",47,0,"MGD","DQGwExt",47,0,"MGD","DQGwExt",47,0,"MGD","DQGwExt",47,0,"MGD",0]
["DQGwExt",48,0,"MGD","DQGwExt",48,0,"MGD","DQGwExt",48,0,"MGD","DQGwExt",48,0,"MGD","DQGwExt",48,0,"MGD","DQGwExt",48,0,"MGD",0]
["DQGwExt",49,0,"MGD","DQGwExt",49,0,"MGD","DQGwExt",49,0,"MGD","DQGwExt",49,0,"MGD","DQGwExt",49,0,"MGD","DQGwExt",49,0,"MGD",0]
["DQGwExt",50,0,"MGD","DQGwExt",50,0,"MGD","DQGwExt",50,0,"MGD","DQGwExt",50,0,"MGD","DQGwExt",50,0,"MGD","DQGwExt",50,0,"MGD",0]
["DQGwExt",51,0,"MGD","DQGwExt",51,0,"MGD","DQGwExt",51,0,"MGD","DQGwExt",51,0,"MGD","DQGwExt",51,0,"MGD","DQGwExt",51,0,"MGD",0]
["DQGwExt",52,0,"MGD","DQGwExt",52,0,"MGD","DQGwExt",52,0,"MGD","DQGwExt",52,0,"MGD","DQGwExt",52,0,"MGD","DQGwExt",52,0,"MGD",0]
["DQGwExt",53,0,"MGD","DQGwExt",53,0,"MGD","DQGwExt",53,0,"MGD","DQGwExt",53,0,"MGD","DQGwExt",53,0,"MGD","DQGwExt",53,0,"MGD",0]
["DQGwExt",54,0,"MGD","DQGwExt",54,0,"MGD","DQGwExt",54,0,"MGD","DQGwExt",54,0,"MGD","DQGwExt",54,0,"MGD","DQGwExt",54,0,"MGD",0]
["DQGwExt",55,0,"MGD","DQGwExt",55,0,"MGD","DQGwExt",55,0,"MGD","DQGwExt",55,0,"MGD","DQGwExt",55,0,"MGD","DQGwExt",55,0,"MGD",0]
["DQGwExt",56,0,"MGD","DQGwExt",56,0,"MGD","DQGwExt",56,0,"MGD","DQGwExt",56,0,"MGD","DQGwExt",56,0,"MGD","DQGwExt",56,0,"MGD",0]
["DQGwExt",57,0,"MGD","DQGwExt",57,0,"MGD","DQGwExt",57,0,"MGD","DQGwExt",57,0,"MGD","DQGwExt",57,0,"MGD","DQGwExt",57,0,"MGD",0]
["DQGwExt",58,0,"MGD","DQGwExt",58,0,"MGD","DQGwExt",58,0,"MGD","DQGwExt",58,0,"MGD","DQGwExt",58,0,"MGD","DQGwExt",58,0,"MGD",0]
["DQGwExt",59,0,"MGD","DQGwExt",59,0,"MGD","DQGwExt",59,0,"MGD","DQGwExt",59,0,"MGD","DQGwExt",59,0,"MGD","DQGwExt",59,0,"MGD",0]
["DQGwExt",60,0,"MGD","DQGwExt",60,0,"MGD","DQGwExt",60,0,"MGD","DQGwExt",60,0,"MGD","DQGwExt",60,0,"MGD","DQGwExt",60,0,"MGD",0]
["DQGwExt",61,0,"MGD","DQGwExt",61,0,"MGD","DQGwExt",61,0,"MGD","DQGwExt",61,0,"MGD","DQGwExt",61,0,"MGD","DQGwExt",61,0,"MGD",0]
["DQGwExt",62,0,"MGD","DQGwExt",62,0,"MGD","DQGwExt",62,0,"MGD","DQGwExt",62,0,"MGD","DQGwExt",62,0,"MGD","DQGwExt",62,0,"MGD",0]
["DQGwExt",63,0,"MGD","DQGwExt",63,0,"MGD","DQGwExt",63,0,"MGD","DQGwExt",63,0,"MGD","DQGwExt",63,0,"MGD","DQGwExt",63,0,"MGD",0]
["DQGwExt",64,0,"MGD","DQGwExt",64,0,"MGD","DQGwExt",64,0,"MGD","DQGwExt",64,0,"MGD","DQGwExt",64,0,"MGD","DQGwExt",64,0,"MGD",0]
["DQGwExt",65,0,"MGD","DQGwExt",65,0,"MGD","DQGwExt",65,0,"MGD","DQGwExt",65,0,"MGD","DQGwExt",65,0,"MGD","DQGwExt",65,0,"MGD",0]
["DQGwExt",66,0,"MGD","DQGwExt",66,0,"MGD","DQGwExt",66,0,"MGD","DQGwExt",66,0,"MGD","DQGwExt",66,0,"MGD","DQGwExt",66,0,"MGD",0]
["DQGwExt",67,0,"MGD","DQGwExt",67,0,"MGD","DQGwExt",67,0,"MGD","DQGwExt",67,0,"MGD","DQGwExt",67,0,"MGD","DQGwExt",67,0,"MGD",0]
["DQGwExt",68,0,"MGD","DQGwExt",68,0,"MGD","DQGwExt",68,0,"MGD","DQGwExt",68,0,"MGD","DQGwExt",68,0,"MGD","DQGwExt",68,0,"MGD",{"$f":"IF(ISNUMBER(C452),IF(AVERAGE(C452,G452,K452,O452,S452,W452)<>MAX(C452,G452,K452,O452,S452,W452),1,0),\"\")","v":0}]
["DQGwExt",69,0,"MGD","DQGwExt",69,0,"MGD","DQGwExt",69,0,"MGD","DQGwExt",69,0,"MGD","DQGwExt",69,0,"MGD","DQGwExt",69,0,"MGD",0]
["DQGwExt",70,0,"MGD","DQGwExt",70,0,"MGD","DQGwExt",70,0,"MGD","DQGwExt",70,0,"MGD","DQGwExt",70,0,"MGD","DQGwExt",70,0,"MGD",0]
["DQGwExt",71,0,"MGD","DQGwExt",71,0,"MGD","DQGwExt",71,0,"MGD","DQGwExt",71,0,"MGD","DQGwExt",71,0,"MGD","DQGwExt",71,0,"MGD",0]
["DQGwExt",72,0,"MGD","DQGwExt",72,0,"MGD","DQGwExt",72,0,"MGD","DQGwExt",72,0,"MGD","DQGwExt",72,0,"MGD","DQGwExt",72,0,"MGD",0]
["DQGwExt",73,0,"MGD","DQGwExt",73,0,"MGD","DQGwExt",73,0,"MGD","DQGwExt",73,0,"MGD","DQGwExt",73,0,"MGD","DQGwExt",73,0,"MGD",0]
["DQGwExt",74,0,"MGD","DQGwExt",74,0,"MGD","DQGwExt",74,0,"MGD","DQGwExt",74,0,"MGD","DQGwExt",74,0,"MGD","DQGwExt",74,0,"MGD",0]
["DQGwExt",75,0,"MGD","DQGwExt",75,0,"MGD","DQGwExt",75,0,"MGD","DQGwExt",75,0,"MGD","DQGwExt",75,0,"MGD","DQGwExt",75,0,"MGD",0]
["DQGwExt",76,0,"MGD","DQGwExt",76,0,"MGD","DQGwExt",76,0,"MGD","DQGwExt",76,0,"MGD","DQGwExt",76,0,"MGD","DQGwExt",76,0,"MGD",0]
["DQGwExt",77,0,"MGD","DQGwExt",77,0,"MGD","DQGwExt",77,0,"MGD","DQGwExt",77,0,"MGD","DQGwExt",77,0,"MGD","DQGwExt",77,0,"MGD",0]
["DQGwExt",78,0,"MGD","DQGwExt",78,0,"MGD","DQGwExt",78,0,"MGD","DQGwExt",78,0,"MGD","DQGwExt",78,0,"MGD","DQGwExt",78,0,"MGD",0]
["DQGwExt",79,0,"MGD","DQGwExt",79,0,"MGD","DQGwExt",79,0,"MGD","DQGwExt",79,0,"MGD","DQGwExt",79,0,"MGD","DQGwExt",79,0,"MGD",0]
["DQGwExt",80,0,"MGD","DQGwExt",80,0,"MGD","DQGwExt",80,0,"MGD","DQGwExt",80,0,"MGD","DQGwExt",80,0,"MGD","DQGwExt",80,0,"MGD",0]
["DQGwExt",81,0,"MGD","DQGwExt",81,0,"MGD","DQGwExt",81,0,"MGD","DQGwExt",81,0,"MGD","DQGwExt",81,0,"MGD","DQGwExt",81,0,"MGD",0]
["DQGwExt",82,0,"MGD","DQGwExt",82,0,"MGD","DQGwExt",82,0,"MGD","DQGwExt",82,0,"MGD","DQGwExt",82,0,"MGD","DQGwExt",82,0,"MGD",0]
["DQGwExt",83,0,"MGD","DQGwExt",83,0,"MGD","DQGwExt",83,0,"MGD","DQGwExt",83,0,"MGD","DQGwExt",83,0,"MGD","DQGwExt",83,0,"MGD",0]
["DQGwExt",84,0,"MGD","DQGwExt",84,0,"MGD","DQGwExt",84,0,"MGD","DQGwExt",84,0,"MGD","DQGwExt",84,0,"MGD","DQGwExt",84,0,"MGD",0]
["DQGwExt",85,0,"MGD","DQGwExt",85,0,"MGD","DQGwExt",85,0,"MGD","DQGwExt",85,0,"MGD","DQGwExt",85,0,"MGD","DQGwExt",85,0,"MGD",0]
["DQGwExt",86,0,"MGD","DQGwExt",86,0,"MGD","DQGwExt",86,0,"MGD","DQGwExt",86,0,"MGD","DQGwExt",86,0,"MGD","DQGwExt",86,0,"MGD",0]
["DQGwExt",87,0,"MGD","DQGwExt",87,0,"MGD","DQGwExt",87,0,"MGD","DQGwExt",87,0,"MGD","DQGwExt",87,0,"MGD","DQGwExt",87,0,"MGD",0]
["DQGwExt",88,0,"MGD","DQGwExt",88,0,"MGD","DQGwExt",88,0,"MGD","DQGwExt",88,0,"MGD","DQGwExt",88,0,"MGD","DQGwExt",88,0,"MGD",0]
["DQGwExt",89,0,"MGD","DQGwExt",89,0,"MGD","DQGwExt",89,0,"MGD","DQGwExt",89,0,"MGD","DQGwExt",89,0,"MGD","DQGwExt",89,0,"MGD",0]
["DQGwExt",90,0,"MGD","DQGwExt",90,0,"MGD","DQGwExt",90,0,"MGD","DQGwExt",90,0,"MGD","DQGwExt",90,0,"MGD","DQGwExt",90,0,"MGD",0]
["DQGwExt",91,0,"MGD","DQGwExt",91,0,"MGD","DQGwExt",91,0,"MGD","DQGwExt",91,0,"MGD","DQGwExt",91,0,"MGD","DQGwExt",91,0,"MGD",0]
["DQGwExt",92,0,"MGD","DQGwExt",92,0,"MGD","DQGwExt",92,0,"MGD","DQGwExt",92,0,"MGD","DQGwExt",92,0,"MGD","DQGwExt",92,0,"MGD",0]
["DQGwExt",93,0,"MGD","DQGwExt",93,0,"MGD","DQGwExt",93,0,"MGD","DQGwExt",93,0,"MGD","DQGwExt",93,0,"MGD","DQGwExt",93,0,"MGD",0]
["DQGwExt",94,0,"MGD","DQGwExt",94,0,"MGD","DQGwExt",94,0,"MGD","DQGwExt",94,0,"MGD","DQGwExt",94,0,"MGD","DQGwExt",94,0,"MGD",0]
["DQGwExt",95,0,"MGD","DQGwExt",95,0,"MGD","DQGwExt",95,0,"MGD","DQGwExt",95,0,"MGD","DQGwExt",95,0,"MGD","DQGwExt",95,0,"MGD",0]
["DQGwExt",96,0,"MGD","DQGwExt",96,0,"MGD","DQGwExt",96,0,"MGD","DQGwExt",96,0,"MGD","DQGwExt",96,0,"MGD","DQGwExt",96,0,"MGD",0]
["DQGwExt",97,0,"MGD","DQGwExt",97,0,"MGD","DQGwExt",97,0,"MGD","DQGwExt",97,0,"MGD","DQGwExt",97,0,"MGD","DQGwExt",97,0,"MGD",0]
["DQGwExt",98,0,"MGD","DQGwExt",98,0,"MGD","DQGwExt",98,0,"MGD","DQGwExt",98,0,"MGD","DQGwExt",98,0,"MGD","DQGwExt",98,0,"MGD",0]
["DQGwExt",99,0,"MGD","DQGwExt",99,0,"MGD","DQGwExt",99,0,"MGD","DQGwExt",99,0,"MGD","DQGwExt",99,0,"MGD","DQGwExt",99,0,"MGD",0]
["DQGwExt",100,0,"MGD","DQGwExt",100,0,"MGD","DQGwExt",100,0,"MGD","DQGwExt",100,0,"MGD","DQGwExt",100,0,"MGD","DQGwExt",100,0,"MGD",0]
["DQGwExt",101,0,"MGD","DQGwExt",101,0,"MGD","DQGwExt",101,0,"MGD","DQGwExt",101,0,"MGD","DQGwExt",101,0,"MGD","DQGwExt",101,0,"MGD",0]
["DQGwExt",102,0,"MGD","DQGwExt",102,0,"MGD","DQGwExt",102,0,"MGD","DQGwExt",102,0,"MGD","DQGwExt",102,0,"MGD","DQGwExt",102,0,"MGD",0]
["DQGwExt",103,0,"MGD","DQGwExt",103,0,"MGD","DQGwExt",103,0,"MGD","DQGwExt",103,0,"MGD","DQGwExt",103,0,"MGD","DQGwExt",103,0,"MGD",0]
["DQGwExt",104,0,"MGD","DQGwExt",104,0,"MGD","DQGwExt",104,0,"MGD","DQGwExt",104,0,"MGD","DQGwExt",104,0,"MGD","DQGwExt",104,0,"MGD",0]
["DQGwExt",105,0,"MGD","DQGwExt",105,0,"MGD","DQGwExt",105,0,"MGD","DQGwExt",105,0,"MGD","DQGwExt",105,0,"MGD","DQGwExt",105,0,"MGD",0]
["DQGwExt",106,0,"MGD","DQGwExt",106,0,"MGD","DQGwExt",106,0,"MGD","DQGwExt",106,0,"MGD","DQGwExt",106,0,"MGD","DQGwExt",106,0,"MGD",0]
["DQGwExt",107,0,"MGD","DQGwExt",107,0,"MGD","DQGwExt",107,0,"MGD","DQGwExt",107,0,"MGD","DQGwExt",107,0,"MGD","DQGwExt",107,0,"MGD",0]
["DQGwExt",108,0,"MGD","DQGwExt",108,0,"MGD","DQGwExt",108,0,"MGD","DQGwExt",108,0,"MGD","DQGwExt",108,0,"MGD","DQGwExt",108,0,"MGD",0]
["DQGwExt",109,0,"MGD","DQGwExt",109,0,"MGD","DQGwExt",109,0,"MGD","DQGwExt",109,0,"MGD","DQGwExt",109,0,"MGD","DQGwExt",109,0,"MGD",0]
["DQGwExt",110,0,"MGD","DQGwExt",110,0,"MGD","DQGwExt",110,0,"MGD","DQGwExt",110,0,"MGD","DQGwExt",110,0,"MGD","DQGwExt",110,0,"MGD",0]
["DQGwExt",111,0,"MGD","DQGwExt",111,0,"MGD","DQGwExt",111,0,"MGD","DQGwExt",111,0,"MGD","DQGwExt",111,0,"MGD","DQGwExt",111,0,"MGD",0]
["DQGwExt",112,0,"MGD","DQGwExt",112,0,"MGD","DQGwExt",112,0,"MGD","DQGwExt",112,0,"MGD","DQGwExt",112,0,"MGD","DQGwExt",112,0,"MGD",0]
["DQGwExt",113,0,"MGD","DQGwExt",113,0,"MGD","DQGwExt",113,0,"MGD","DQGwExt",113,0,"MGD","DQGwExt",113,0,"MGD","DQGwExt",113,0,"MGD",0]
["DQGwExt",114,0,"MGD","DQGwExt",114,0,"MGD","DQGwExt",114,0,"MGD","DQGwExt",114,0,"MGD","DQGwExt",114,0,"MGD","DQGwExt",114,0,"MGD",0]
["DQGwExt",115,0,"MGD","DQGwExt",115,0,"MGD","DQGwExt",115,0,"MGD","DQGwExt",115,0,"MGD","DQGwExt",115,0,"MGD","DQGwExt",115,0,"MGD",0]
["DQGwExt",116,0,"MGD","DQGwExt",116,0,"MGD","DQGwExt",116,0,"MGD","DQGwExt",116,0,"MGD","DQGwExt",116,0,"MGD","DQGwExt",116,0,"MGD",0]
["DQGwExt",117,0,"MGD","DQGwExt",117,0,"MGD","DQGwExt",117,0,"MGD","DQGwExt",117,0,"MGD","DQGwExt",117,0,"MGD","DQGwExt",117,0,"MGD",0]
["DQGwExt",118,0,"MGD","DQGwExt",118,0,"MGD","DQGwExt",118,0,"MGD","DQGwExt",118,0,"MGD","DQGwExt",118,0,"MGD","DQGwExt",118,0,"MGD",0]
["DQGwExt",119,0,"MGD","DQGwExt",119,0,"MGD","DQGwExt",119,0,"MGD","DQGwExt",119,0,"MGD","DQGwExt",119,0,"MGD","DQGwExt",119,0,"MGD",0]
["DQGwExt",120,0,"MGD","DQGwExt",120,0,"MGD","DQGwExt",120,0,"MGD","DQGwExt",120,0,"MGD","DQGwExt",120,0,"MGD","DQGwExt",120,0,"MGD",0]
["DQGwExt",121,0,"MGD","DQGwExt",121,0,"MGD","DQGwExt",121,0,"MGD","DQGwExt",121,0,"MGD","DQGwExt",121,0,"MGD","DQGwExt",121,0,"MGD",0]
["DQGwExt",122,0,"MGD","DQGwExt",122,0,"MGD","DQGwExt",122,0,"MGD","DQGwExt",122,0,"MGD","DQGwExt",122,0,"MGD","DQGwExt",122,0,"MGD",0]
["DQGwExt",123,0,"MGD","DQGwExt",123,0,"MGD","DQGwExt",123,0,"MGD","DQGwExt",123,0,"MGD","DQGwExt",123,0,"MGD","DQGwExt",123,0,"MGD",0]
["DQGwExt",124,0,"MGD","DQGwExt",124,0,"MGD","DQGwExt",124,0,"MGD","DQGwExt",124,0,"MGD","DQGwExt",124,0,"MGD","DQGwExt",124,0,"MGD",0]
["DQGwExt",125,0,"MGD","DQGwExt",125,0,"MGD","DQGwExt",125,0,"MGD","DQGwExt",125,0,"MGD","DQGwExt",125,0,"MGD","DQGwExt",125,0,"MGD",0]
["DQGwExt",126,0,"MGD","DQGwExt",126,0,"MGD","DQGwExt",126,0,"MGD","DQGwExt",126,0,"MGD","DQGwExt",126,0,"MGD","DQGwExt",126,0,"MGD",0]
["DQGwExt",127,0,"MGD","DQGwExt",127,0,"MGD","DQGwExt",127,0,"MGD","DQGwExt",127,0,"MGD","DQGwExt",127,0,"MGD","DQGwExt",127,0,"MGD",0]
["DQGwExt",128,0,"MGD","DQGwExt",128,0,"MGD","DQGwExt",128,0,"MGD","DQGwExt",128,0,"MGD","DQGwExt",128,0,"MGD","DQGwExt",128,0,"MGD",0]
["DQGwExt",129,0,"MGD","DQGwExt",129,0,"MGD","DQGwExt",129,0,"MGD","DQGwExt",129,0,"MGD","DQGwExt",129,0,"MGD","DQGwExt",129,0,"MGD",0]
["DQGwExt",130,0,"MGD","DQGwExt",130,0,"MGD","DQGwExt",130,0,"MGD","DQGwExt",130,0,"MGD","DQGwExt",130,0,"MGD","DQGwExt",130,0,"MGD",0]
["DQGwExt",131,0,"MGD","DQGwExt",131,0,"MGD","DQGwExt",131,0,"MGD","DQGwExt",131,0,"MGD","DQGwExt",131,0,"MGD","DQGwExt",131,0,"MGD",0]
["DQGwExt",132,0,"MGD","DQGwExt",132,0,"MGD","DQGwExt",132,0,"MGD","DQGwExt",132,0,"MGD","DQGwExt",132,0,"MGD","DQGwExt",132,0,"MGD",{"$f":"IF(ISNUMBER(C516),IF(AVERAGE(C516,G516,K516,O516,S516,W516)<>MAX(C516,G516,K516,O516,S516,W516),1,0),\"\")","v":0}]
["DQGwExt",133,0,"MGD","DQGwExt",133,0,"MGD","DQGwExt",133,0,"MGD","DQGwExt",133,0,"MGD","DQGwExt",133,0,"MGD","DQGwExt",133,0,"MGD",0]
["DQGwExt",134,0,"MGD","DQGwExt",134,0,"MGD","DQGwExt",134,0,"MGD","DQGwExt",134,0,"MGD","DQGwExt",134,0,"MGD","DQGwExt",134,0,"MGD",0]
["DQGwExt",135,0,"MGD","DQGwExt",135,0,"MGD","DQGwExt",135,0,"MGD","DQGwExt",135,0,"MGD","DQGwExt",135,0,"MGD","DQGwExt",135,0,"MGD",0]
["DQGwExt",136,0,"MGD","DQGwExt",136,0,"MGD","DQGwExt",136,0,"MGD","DQGwExt",136,0,"MGD","DQGwExt",136,0,"MGD","DQGwExt",136,0,"MGD",0]
["DQGwExt",137,0,"MGD","DQGwExt",137,0,"MGD","DQGwExt",137,0,"MGD","DQGwExt",137,0,"MGD","DQGwExt",137,0,"MGD","DQGwExt",137,0,"MGD",0]
["DQGwExt",138,0,"MGD","DQGwExt",138,0,"MGD","DQGwExt",138,0,"MGD","DQGwExt",138,0,"MGD","DQGwExt",138,0,"MGD","DQGwExt",138,0,"MGD",0]
["DQGwExt",139,0,"MGD","DQGwExt",139,0,"MGD","DQGwExt",139,0,"MGD","DQGwExt",139,0,"MGD","DQGwExt",139,0,"MGD","DQGwExt",139,0,"MGD",0]
["DQGwExt",140,0,"MGD","DQGwExt",140,0,"MGD","DQGwExt",140,0,"MGD","DQGwExt",140,0,"MGD","DQGwExt",140,0,"MGD","DQGwExt",140,0,"MGD",0]
["DQGwExt",141,0,"MGD","DQGwExt",141,0,"MGD","DQGwExt",141,0,"MGD","DQGwExt",141,0,"MGD","DQGwExt",141,0,"MGD","DQGwExt",141,0,"MGD",0]
["DQGwExt",142,0,"MGD","DQGwExt",142,0,"MGD","DQGwExt",142,0,"MGD","DQGwExt",142,0,"MGD","DQGwExt",142,0,"MGD","DQGwExt",142,0,"MGD",0]
["DQGwExt",143,0,"MGD","DQGwExt",143,0,"MGD","DQGwExt",143,0,"MGD","DQGwExt",143,0,"MGD","DQGwExt",143,0,"MGD","DQGwExt",143,0,"MGD",0]
["DQGwExt",144,0,"MGD","DQGwExt",144,0,"MGD","DQGwExt",144,0,"MGD","DQGwExt",144,0,"MGD","DQGwExt",144,0,"MGD","DQGwExt",144,0,"MGD",0]
["DQGwExt",145,0,"MGD","DQGwExt",145,0,"MGD","DQGwExt",145,0,"MGD","DQGwExt",145,0,"MGD","DQGwExt",145,0,"MGD","DQGwExt",145,0,"MGD",0]
["DQGwExt",146,0,"MGD","DQGwExt",146,0,"MGD","DQGwExt",146,0,"MGD","DQGwExt",146,0,"MGD","DQGwExt",146,0,"MGD","DQGwExt",146,0,"MGD",0]
["DQGwExt",147,0,"MGD","DQGwExt",147,0,"MGD","DQGwExt",147,0,"MGD","DQGwExt",147,0,"MGD","DQGwExt",147,0,"MGD","DQGwExt",147,0,"MGD",0]
["DQGwExt",148,0,"MGD","DQGwExt",148,0,"MGD","DQGwExt",148,0,"MGD","DQGwExt",148,0,"MGD","DQGwExt",148,0,"MGD","DQGwExt",148,0,"MGD",0]
["DQGwExt",149,0,"MGD","DQGwExt",149,0,"MGD","DQGwExt",149,0,"MGD","DQGwExt",149,0,"MGD","DQGwExt",149,0,"MGD","DQGwExt",149,0,"MGD",0]
["DQGwExt",150,0,"MGD","DQGwExt",150,0,"MGD","DQGwExt",150,0,"MGD","DQGwExt",150,0,"MGD","DQGwExt",150,0,"MGD","DQGwExt",150,0,"MGD",0]
["DQGwExt",151,0,"MGD","DQGwExt",151,0,"MGD","DQGwExt",151,0,"MGD","DQGwExt",151,0,"MGD","DQGwExt",151,0,"MGD","DQGwExt",151,0,"MGD",0]
["DQGwExt",152,0,"MGD","DQGwExt",152,0,"MGD","DQGwExt",152,0,"MGD","DQGwExt",152,0,"MGD","DQGwExt",152,0,"MGD","DQGwExt",152,0,"MGD",0]
["DQGwExt",153,0,"MGD","DQGwExt",153,0,"MGD","DQGwExt",153,0,"MGD","DQGwExt",153,0,"MGD","DQGwExt",153,0,"MGD","DQGwExt",153,0,"MGD",0]
["DQGwExt",154,0,"MGD","DQGwExt",154,0,"MGD","DQGwExt",154,0,"MGD","DQGwExt",154,0,"MGD","DQGwExt",154,0,"MGD","DQGwExt",154,0,"MGD",0]
["DQGwExt",155,0,"MGD","DQGwExt",155,0,"MGD","DQGwExt",155,0,"MGD","DQGwExt",155,0,"MGD","DQGwExt",155,0,"MGD","DQGwExt",155,0,"MGD",0]
["DQGwExt",156,0,"MGD","DQGwExt",156,0,"MGD","DQGwExt",156,0,"MGD","DQGwExt",156,0,"MGD","DQGwExt",156,0,"MGD","DQGwExt",156,0,"MGD",0]
["DQGwExt",157,0,"MGD","DQGwExt",157,0,"MGD","DQGwExt",157,0,"MGD","DQGwExt",157,0,"MGD","DQGwExt",157,0,"MGD","DQGwExt",157,0,"MGD",0]
["DQGwExt",158,0,"MGD","DQGwExt",158,0,"MGD","DQGwExt",158,0,"MGD","DQGwExt",158,0,"MGD","DQGwExt",158,0,"MGD","DQGwExt",158,0,"MGD",0]
["DQGwExt",159,0,"MGD","DQGwExt",159,0,"MGD","DQGwExt",159,0,"MGD","DQGwExt",159,0,"MGD","DQGwExt",159,0,"MGD","DQGwExt",159,0,"MGD",0]
["DQGwExt",160,0,"MGD","DQGwExt",160,0,"MGD","DQGwExt",160,0,"MGD","DQGwExt",160,0,"MGD","DQGwExt",160,0,"MGD","DQGwExt",160,0,"MGD",0]
["DQGwExt",161,0,"MGD","DQGwExt",161,0,"MGD","DQGwExt",161,0,"MGD","DQGwExt",161,0,"MGD","DQGwExt",161,0,"MGD","DQGwExt",161,0,"MGD",0]
["DQGwExt",162,0,"MGD","DQGwExt",162,0,"MGD","DQGwExt",162,0,"MGD","DQGwExt",162,0,"MGD","DQGwExt",162,0,"MGD","DQGwExt",162,0,"MGD",0]
["DQGwExt",163,0,"MGD","DQGwExt",163,0,"MGD","DQGwExt",163,0,"MGD","DQGwExt",163,0,"MGD","DQGwExt",163,0,"MGD","DQGwExt",163,0,"MGD",0]
["DQGwExt",164,0,"MGD","DQGwExt",164,0,"MGD","DQGwExt",164,0,"MGD","DQGwExt",164,0,"MGD","DQGwExt",164,0,"MGD","DQGwExt",164,0,"MGD",0]
["DQGwExt",165,0,"MGD","DQGwExt",165,0,"MGD","DQGwExt",165,0,"MGD","DQGwExt",165,0,"MGD","DQGwExt",165,0,"MGD","DQGwExt",165,0,"MGD",0]
["DQGwExt",166,0,"MGD","DQGwExt",166,0,"MGD","DQGwExt",166,0,"MGD","DQGwExt",166,0,"MGD","DQGwExt",166,0,"MGD","DQGwExt",166,0,"MGD",0]
["DQGwExt",167,0,"MGD","DQGwExt",167,0,"MGD","DQGwExt",167,0,"MGD","DQGwExt",167,0,"MGD","DQGwExt",167,0,"MGD","DQGwExt",167,0,"MGD",0]
["DQGwExt",168,0,"MGD","DQGwExt",168,0,"MGD","DQGwExt",168,0,"MGD","DQGwExt",168,0,"MGD","DQGwExt",168,0,"MGD","DQGwExt",168,0,"MGD",0]
["DQGwExt",169,0,"MGD","DQGwExt",169,0,"MGD","DQGwExt",169,0,"MGD","DQGwExt",169,0,"MGD","DQGwExt",169,0,"MGD","DQGwExt",169,0,"MGD",0]
["DQGwExt",170,0,"MGD","DQGwExt",170,0,"MGD","DQGwExt",170,0,"MGD","DQGwExt",170,0,"MGD","DQGwExt",170,0,"MGD","DQGwExt",170,0,"MGD",0]
["DQGwExt",171,0,"MGD","DQGwExt",171,0,"MGD","DQGwExt",171,0,"MGD","DQGwExt",171,0,"MGD","DQGwExt",171,0,"MGD","DQGwExt",171,0,"MGD",0]
["DQGwExt",172,0,"MGD","DQGwExt",172,0,"MGD","DQGwExt",172,0,"MGD","DQGwExt",172,0,"MGD","DQGwExt",172,0,"MGD","DQGwExt",172,0,"MGD",0]
["DQGwExt",173,0,"MGD","DQGwExt",173,0,"MGD","DQGwExt",173,0,"MGD","DQGwExt",173,0,"MGD","DQGwExt",173,0,"MGD","DQGwExt",173,0,"MGD",0]
["DQGwExt",174,0,"MGD","DQGwExt",174,0,"MGD","DQGwExt",174,0,"MGD","DQGwExt",174,0,"MGD","DQGwExt",174,0,"MGD","DQGwExt",174,0,"MGD",0]
["DQGwExt",175,0,"MGD","DQGwExt",175,0,"MGD","DQGwExt",175,0,"MGD","DQGwExt",175,0,"MGD","DQGwExt",175,0,"MGD","DQGwExt",175,0,"MGD",0]
["DQGwExt",176,0,"MGD","DQGwExt",176,0,"MGD","DQGwExt",176,0,"MGD","DQGwExt",176,0,"MGD","DQGwExt",176,0,"MGD","DQGwExt",176,0,"MGD",0]
["DQGwExt",177,0,"MGD","DQGwExt",177,0,"MGD","DQGwExt",177,0,"MGD","DQGwExt",177,0,"MGD","DQGwExt",177,0,"MGD","DQGwExt",177,0,"MGD",0]
["DQGwExt",178,0,"MGD","DQGwExt",178,0,"MGD","DQGwExt",178,0,"MGD","DQGwExt",178,0,"MGD","DQGwExt",178,0,"MGD","DQGwExt",178,0,"MGD",0]
["DQGwExt",179,0,"MGD","DQGwExt",179,0,"MGD","DQGwExt",179,0,"MGD","DQGwExt",179,0,"MGD","DQGwExt",179,0,"MGD","DQGwExt",179,0,"MGD",0]
["DQGwExt",180,0,"MGD","DQGwExt",180,0,"MGD","DQGwExt",180,0,"MGD","DQGwExt",180,0,"MGD","DQGwExt",180,0,"MGD","DQGwExt",180,0,"MGD",0]
["DQGwExt",181,0,"MGD","DQGwExt",181,0,"MGD","DQGwExt",181,0,"MGD","DQGwExt",181,0,"MGD","DQGwExt",181,0,"MGD","DQGwExt",181,0,"MGD",0]
["DQGwExt",182,0,"MGD","DQGwExt",182,0,"MGD","DQGwExt",182,0,"MGD","DQGwExt",182,0,"MGD","DQGwExt",182,0,"MGD","DQGwExt",182,0,"MGD",0]
["DQGwExt",183,0,"MGD","DQGwExt",183,0,"MGD","DQGwExt",183,0,"MGD","DQGwExt",183,0,"MGD","DQGwExt",183,0,"MGD","DQGwExt",183,0,"MGD",0]
["DQGwExt",184,0,"MGD","DQGwExt",184,0,"MGD","DQGwExt",184,0,"MGD","DQGwExt",184,0,"MGD","DQGwExt",184,0,"MGD","DQGwExt",184,0,"MGD",0]
["DQGwExt",185,0,"MGD","DQGwExt",185,0,"MGD","DQGwExt",185,0,"MGD","DQGwExt",185,0,"MGD","DQGwExt",185,0,"MGD","DQGwExt",185,0,"MGD",0]
["DQGwExt",186,0,"MGD","DQGwExt",186,0,"MGD","DQGwExt",186,0,"MGD","DQGwExt",186,0,"MGD","DQGwExt",186,0,"MGD","DQGwExt",186,0,"MGD",0]
["DQGwExt",187,0,"MGD","DQGwExt",187,0,"MGD","DQGwExt",187,0,"MGD","DQGwExt",187,0,"MGD","DQGwExt",187,0,"MGD","DQGwExt",187,0,"MGD",0]
["DQGwExt",188,0,"MGD","DQGwExt",188,0,"MGD","DQGwExt",188,0,"MGD","DQGwExt",188,0,"MGD","DQGwExt",188,0,"MGD","DQGwExt",188,0,"MGD",0]
["DQGwExt",189,0,"MGD","DQGwExt",189,0,"MGD","DQGwExt",189,0,"MGD","DQGwExt",189,0,"MGD","DQGwExt",189,0,"MGD","DQGwExt",189,0,"MGD",0]
["DQGwExt",190,0,"MGD","DQGwExt",190,0,"MGD","DQGwExt",190,0,"MGD","DQGwExt",190,0,"MGD","DQGwExt",190,0,"MGD","DQGwExt",190,0,"MGD",0]
["DQGwExt",191,0,"MGD","DQGwExt",191,0,"MGD","DQGwExt",191,0,"MGD","DQGwExt",191,0,"MGD","DQGwExt",191,0,"MGD","DQGwExt",191,0,"MGD",0]
["DQGwExt",192,0,"MGD","DQGwExt",192,0,"MGD","DQGwExt",192,0,"MGD","DQGwExt",192,0,"MGD","DQGwExt",192,0,"MGD","DQGwExt",192,0,"MGD",0]
["DQGwExt",193,0,"MGD","DQGwExt",193,0,"MGD","DQGwExt",193,0,"MGD","DQGwExt",193,0,"MGD","DQGwExt",193,0,"MGD","DQGwExt",193,0,"MGD",0]
["DQGwExt",194,0,"MGD","DQGwExt",194,0,"MGD","DQGwExt",194,0,"MGD","DQGwExt",194,0,"MGD","DQGwExt",194,0,"MGD","DQGwExt",194,0,"MGD",0]
["DQGwExt",195,0,"MGD","DQGwExt",195,0,"MGD","DQGwExt",195,0,"MGD","DQGwExt",195,0,"MGD","DQGwExt",195,0,"MGD","DQGwExt",195,0,"MGD",0]
["DQGwExt",196,0,"MGD","DQGwExt",196,0,"MGD","DQGwExt",196,0,"MGD","DQGwExt",196,0,"MGD","DQGwExt",196,0,"MGD","DQGwExt",196,0,"MGD",{"$f":"IF(ISNUMBER(C580),IF(AVERAGE(C580,G580,K580,O580,S580,W580)<>MAX(C580,G580,K580,O580,S580,W580),1,0),\"\")","v":0}]
["DQGwExt",197,0,"MGD","DQGwExt",197,0,"MGD","DQGwExt",197,0,"MGD","DQGwExt",197,0,"MGD","DQGwExt",197,0,"MGD","DQGwExt",197,0,"MGD",0]
["DQGwExt",198,0,"MGD","DQGwExt",198,0,"MGD","DQGwExt",198,0,"MGD","DQGwExt",198,0,"MGD","DQGwExt",198,0,"MGD","DQGwExt",198,0,"MGD",0]
["DQGwExt",199,0,"MGD","DQGwExt",199,0,"MGD","DQGwExt",199,0,"MGD","DQGwExt",199,0,"MGD","DQGwExt",199,0,"MGD","DQGwExt",199,0,"MGD",0]
["DQGwExt",200,0,"MGD","DQGwExt",200,0,"MGD","DQGwExt",200,0,"MGD","DQGwExt",200,0,"MGD","DQGwExt",200,0,"MGD","DQGwExt",200,0,"MGD",0]
["DQGwExt",201,0,"MGD","DQGwExt",201,0,"MGD","DQGwExt",201,0,"MGD","DQGwExt",201,0,"MGD","DQGwExt",201,0,"MGD","DQGwExt",201,0,"MGD",0]
["DQGwExt",202,0,"MGD","DQGwExt",202,0,"MGD","DQGwExt",202,0,"MGD","DQGwExt",202,0,"MGD","DQGwExt",202,0,"MGD","DQGwExt",202,0,"MGD",0]
["DQGwExt",203,0,"MGD","DQGwExt",203,0,"MGD","DQGwExt",203,0,"MGD","DQGwExt",203,0,"MGD","DQGwExt",203,0,"MGD","DQGwExt",203,0,"MGD",0]
["DQGwExt",204,0,"MGD","DQGwExt",204,0,"MGD","DQGwExt",204,0,"MGD","DQGwExt",204,0,"MGD","DQGwExt",204,0,"MGD","DQGwExt",204,0,"MGD",0]
["DQGwExt",205,0,"MGD","DQGwExt",205,0,"MGD","DQGwExt",205,0,"MGD","DQGwExt",205,0,"MGD","DQGwExt",205,0,"MGD","DQGwExt",205,0,"MGD",0]
["DQGwExt",206,0,"MGD","DQGwExt",206,0,"MGD","DQGwExt",206,0,"MGD","DQGwExt",206,0,"MGD","DQGwExt",206,0,"MGD","DQGwExt",206,0,"MGD",0]
["DQGwExt",207,0,"MGD","DQGwExt",207,0,"MGD","DQGwExt",207,0,"MGD","DQGwExt",207,0,"MGD","DQGwExt",207,0,"MGD","DQGwExt",207,0,"MGD",0]
["DQGwExt",208,0,"MGD","DQGwExt",208,0,"MGD","DQGwExt",208,0,"MGD","DQGwExt",208,0,"MGD","DQGwExt",208,0,"MGD","DQGwExt",208,0,"MGD",0]
["DQGwExt",209,0,"MGD","DQGwExt",209,0,"MGD","DQGwExt",209,0,"MGD","DQGwExt",209,0,"MGD","DQGwExt",209,0,"MGD","DQGwExt",209,0,"MGD",0]
["DQGwExt",210,0,"MGD","DQGwExt",210,0,"MGD","DQGwExt",210,0,"MGD","DQGwExt",210,0,"MGD","DQGwExt",210,0,"MGD","DQGwExt",210,0,"MGD",0]
["DQGwExt",211,0,"MGD","DQGwExt",211,0,"MGD","DQGwExt",211,0,"MGD","DQGwExt",211,0,"MGD","DQGwExt",211,0,"MGD","DQGwExt",211,0,"MGD",0]
["DQGwExt",212,0,"MGD","DQGwExt",212,0,"MGD","DQGwExt",212,0,"MGD","DQGwExt",212,0,"MGD","DQGwExt",212,0,"MGD","DQGwExt",212,0,"MGD",0]
["DQGwExt",213,0,"MGD","DQGwExt",213,0,"MGD","DQGwExt",213,0,"MGD","DQGwExt",213,0,"MGD","DQGwExt",213,0,"MGD","DQGwExt",213,0,"MGD",0]
["DQGwExt",214,0,"MGD","DQGwExt",214,0,"MGD","DQGwExt",214,0,"MGD","DQGwExt",214,0,"MGD","DQGwExt",214,0,"MGD","DQGwExt",214,0,"MGD",0]
["DQGwExt",215,0,"MGD","DQGwExt",215,0,"MGD","DQGwExt",215,0,"MGD","DQGwExt",215,0,"MGD","DQGwExt",215,0,"MGD","DQGwExt",215,0,"MGD",0]
["DQGwExt",216,0,"MGD","DQGwExt",216,0,"MGD","DQGwExt",216,0,"MGD","DQGwExt",216,0,"MGD","DQGwExt",216,0,"MGD","DQGwExt",216,0,"MGD",0]
["DQGwExt",217,0,"MGD","DQGwExt",217,0,"MGD","DQGwExt",217,0,"MGD","DQGwExt",217,0,"MGD","DQGwExt",217,0,"MGD","DQGwExt",217,0,"MGD",0]
["DQGwExt",218,0,"MGD","DQGwExt",218,0,"MGD","DQGwExt",218,0,"MGD","DQGwExt",218,0,"MGD","DQGwExt",218,0,"MGD","DQGwExt",218,0,"MGD",0]
["DQGwExt",219,0,"MGD","DQGwExt",219,0,"MGD","DQGwExt",219,0,"MGD","DQGwExt",219,0,"MGD","DQGwExt",219,0,"MGD","DQGwExt",219,0,"MGD",0]
["DQGwExt",220,0,"MGD","DQGwExt",220,0,"MGD","DQGwExt",220,0,"MGD","DQGwExt",220,0,"MGD","DQGwExt",220,0,"MGD","DQGwExt",220,0,"MGD",0]
["DQGwExt",221,0,"MGD","DQGwExt",221,0,"MGD","DQGwExt",221,0,"MGD","DQGwExt",221,0,"MGD","DQGwExt",221,0,"MGD","DQGwExt",221,0,"MGD",0]
["DQGwExt",222,0,"MGD","DQGwExt",222,0,"MGD","DQGwExt",222,0,"MGD","DQGwExt",222,0,"MGD","DQGwExt",222,0,"MGD","DQGwExt",222,0,"MGD",0]
["DQGwExt",223,0,"MGD","DQGwExt",223,0,"MGD","DQGwExt",223,0,"MGD","DQGwExt",223,0,"MGD","DQGwExt",223,0,"MGD","DQGwExt",223,0,"MGD",0]
["DQGwExt",224,0,"MGD","DQGwExt",224,0,"MGD","DQGwExt",224,0,"MGD","DQGwExt",224,0,"MGD","DQGwExt",224,0,"MGD","DQGwExt",224,0,"MGD",0]
["DQGwExt",225,0,"MGD","DQGwExt",225,0,"MGD","DQGwExt",225,0,"MGD","DQGwExt",225,0,"MGD","DQGwExt",225,0,"MGD","DQGwExt",225,0,"MGD",0]
["DQGwExt",226,0,"MGD","DQGwExt",226,0,"MGD","DQGwExt",226,0,"MGD","DQGwExt",226,0,"MGD","DQGwExt",226,0,"MGD","DQGwExt",226,0,"MGD",0]
["DQGwExt",227,0,"MGD","DQGwExt",227,0,"MGD","DQGwExt",227,0,"MGD","DQGwExt",227,0,"MGD","DQGwExt",227,0,"MGD","DQGwExt",227,0,"MGD",0]
["DQGwExt",228,0,"MGD","DQGwExt",228,0,"MGD","DQGwExt",228,0,"MGD","DQGwExt",228,0,"MGD","DQGwExt",228,0,"MGD","DQGwExt",228,0,"MGD",0]
["DQGwExt",229,0,"MGD","DQGwExt",229,0,"MGD","DQGwExt",229,0,"MGD","DQGwExt",229,0,"MGD","DQGwExt",229,0,"MGD","DQGwExt",229,0,"MGD",0]
["DQGwExt",230,0,"MGD","DQGwExt",230,0,"MGD","DQGwExt",230,0,"MGD","DQGwExt",230,0,"MGD","DQGwExt",230,0,"MGD","DQGwExt",230,0,"MGD",0]
["DQGwExt",231,0,"MGD","DQGwExt",231,0,"MGD","DQGwExt",231,0,"MGD","DQGwExt",231,0,"MGD","DQGwExt",231,0,"MGD","DQGwExt",231,0,"MGD",0]
["DQGwExt",232,0,"MGD","DQGwExt",232,0,"MGD","DQGwExt",232,0,"MGD","DQGwExt",232,0,"MGD","DQGwExt",232,0,"MGD","DQGwExt",232,0,"MGD",0]
["DQGwExt",233,0,"MGD","DQGwExt",233,0,"MGD","DQGwExt",233,0,"MGD","DQGwExt",233,0,"MGD","DQGwExt",233,0,"MGD","DQGwExt",233,0,"MGD",0]
["DQGwExt",234,0,"MGD","DQGwExt",234,0,"MGD","DQGwExt",234,0,"MGD","DQGwExt",234,0,"MGD","DQGwExt",234,0,"MGD","DQGwExt",234,0,"MGD",0]
["DQGwExt",235,0,"MGD","DQGwExt",235,0,"MGD","DQGwExt",235,0,"MGD","DQGwExt",235,0,"MGD","DQGwExt",235,0,"MGD","DQGwExt",235,0,"MGD",0]
["DQGwExt",236,0,"MGD","DQGwExt",236,0,"MGD","DQGwExt",236,0,"MGD","DQGwExt",236,0,"MGD","DQGwExt",236,0,"MGD","DQGwExt",236,0,"MGD",0]
["DQGwExt",237,0,"MGD","DQGwExt",237,0,"MGD","DQGwExt",237,0,"MGD","DQGwExt",237,0,"MGD","DQGwExt",237,0,"MGD","DQGwExt",237,0,"MGD",0]
["DQGwExt",238,0,"MGD","DQGwExt",238,0,"MGD","DQGwExt",238,0,"MGD","DQGwExt",238,0,"MGD","DQGwExt",238,0,"MGD","DQGwExt",238,0,"MGD",0]
["DQGwExt",239,0,"MGD","DQGwExt",239,0,"MGD","DQGwExt",239,0,"MGD","DQGwExt",239,0,"MGD","DQGwExt",239,0,"MGD","DQGwExt",239,0,"MGD",0]
["DQGwExt",240,0,"MGD","DQGwExt",240,0,"MGD","DQGwExt",240,0,"MGD","DQGwExt",240,0,"MGD","DQGwExt",240,0,"MGD","DQGwExt",240,0,"MGD",0]
["DQGwExt",241,0,"MGD","DQGwExt",241,0,"MGD","DQGwExt",241,0,"MGD","DQGwExt",241,0,"MGD","DQGwExt",241,0,"MGD","DQGwExt",241,0,"MGD",0]
["DQGwExt",242,0,"MGD","DQGwExt",242,0,"MGD","DQGwExt",242,0,"MGD","DQGwExt",242,0,"MGD","DQGwExt",242,0,"MGD","DQGwExt",242,0,"MGD",0]
["DQGwExt",243,0,"MGD","DQGwExt",243,0,"MGD","DQGwExt",243,0,"MGD","DQGwExt",243,0,"MGD","DQGwExt",243,0,"MGD","DQGwExt",243,0,"MGD",0]
["DQGwExt",244,0,"MGD","DQGwExt",244,0,"MGD","DQGwExt",244,0,"MGD","DQGwExt",244,0,"MGD","DQGwExt",244,0,"MGD","DQGwExt",244,0,"MGD",0]
["DQGwExt",245,0,"MGD","DQGwExt",245,0,"MGD","DQGwExt",245,0,"MGD","DQGwExt",245,0,"MGD","DQGwExt",245,0,"MGD","DQGwExt",245,0,"MGD",0]
["DQGwExt",246,0,"MGD","DQGwExt",246,0,"MGD","DQGwExt",246,0,"MGD","DQGwExt",246,0,"MGD","DQGwExt",246,0,"MGD","DQGwExt",246,0,"MGD",0]
["DQGwExt",247,0,"MGD","DQGwExt",247,0,"MGD","DQGwExt",247,0,"MGD","DQGwExt",247,0,"MGD","DQGwExt",247,0,"MGD","DQGwExt",247,0,"MGD",0]
["DQGwExt",248,0,"MGD","DQGwExt",248,0,"MGD","DQGwExt",248,0,"MGD","DQGwExt",248,0,"MGD","DQGwExt",248,0,"MGD","DQGwExt",248,0,"MGD",0]
["DQGwExt",249,0,"MGD","DQGwExt",249,0,"MGD","DQGwExt",249,0,"MGD","DQGwExt",249,0,"MGD","DQGwExt",249,0,"MGD","DQGwExt",249,0,"MGD",0]
["DQGwExt",250,0,"MGD","DQGwExt",250,0,"MGD","DQGwExt",250,0,"MGD","DQGwExt",250,0,"MGD","DQGwExt",250,0,"MGD","DQGwExt",250,0,"MGD",0]
["DQGwExt",251,0,"MGD","DQGwExt",251,0,"MGD","DQGwExt",251,0,"MGD","DQGwExt",251,0,"MGD","DQGwExt",251,0,"MGD","DQGwExt",251,0,"MGD",0]
["DQGwExt",252,0,"MGD","DQGwExt",252,0,"MGD","DQGwExt",252,0,"MGD","DQGwExt",252,0,"MGD","DQGwExt",252,0,"MGD","DQGwExt",252,0,"MGD",0]
["DQGwExt",253,0,"MGD","DQGwExt",253,0,"MGD","DQGwExt",253,0,"MGD","DQGwExt",253,0,"MGD","DQGwExt",253,0,"MGD","DQGwExt",253,0,"MGD",0]
["DQGwExt",254,0,"MGD","DQGwExt",254,0,"MGD","DQGwExt",254,0,"MGD","DQGwExt",254,0,"MGD","DQGwExt",254,0,"MGD","DQGwExt",254,0,"MGD",0]
["DQGwExt",255,0,"MGD","DQGwExt",255,0,"MGD","DQGwExt",255,0,"MGD","DQGwExt",255,0,"MGD","DQGwExt",255,0,"MGD","DQGwExt",255,0,"MGD",0]
["DQGwExt",256,0,"MGD","DQGwExt",256,0,"MGD","DQGwExt",256,0,"MGD","DQGwExt",256,0,"MGD","DQGwExt",256,0,"MGD","DQGwExt",256,0,"MGD",0]
["DQGwExt",257,0,"MGD","DQGwExt",257,0,"MGD","DQGwExt",257,0,"MGD","DQGwExt",257,0,"MGD","DQGwExt",257,0,"MGD","DQGwExt",257,0,"MGD",0]
["DQGwExt",258,0,"MGD","DQGwExt",258,0,"MGD","DQGwExt",258,0,"MGD","DQGwExt",258,0,"MGD","DQGwExt",258,0,"MGD","DQGwExt",258,0,"MGD",0]
["DQGwExt",259,0,"MGD","DQGwExt",259,0,"MGD","DQGwExt",259,0,"MGD","DQGwExt",259,0,"MGD","DQGwExt",259,0,"MGD","DQGwExt",259,0,"MGD",0]
["DQGwExt",260,0,"MGD","DQGwExt",260,0,"MGD","DQGwExt",260,0,"MGD","DQGwExt",260,0,"MGD","DQGwExt",260,0,"MGD","DQGwExt",260,0,"MGD",{"$f":"IF(ISNUMBER(C644),IF(AVERAGE(C644,G644,K644,O644,S644,W644)<>MAX(C644,G644,K644,O644,S644,W644),1,0),\"\")","v":0}]
["DQGwExt",261,0,"MGD","DQGwExt",261,0,"MGD","DQGwExt",261,0,"MGD","DQGwExt",261,0,"MGD","DQGwExt",261,0,"MGD","DQGwExt",261,0,"MGD",0]
["DQGwExt",262,0,"MGD","DQGwExt",262,0,"MGD","DQGwExt",262,0,"MGD","DQGwExt",262,0,"MGD","DQGwExt",262,0,"MGD","DQGwExt",262,0,"MGD",0]
["DQGwExt",263,0,"MGD","DQGwExt",263,0,"MGD","DQGwExt",263,0,"MGD","DQGwExt",263,0,"MGD","DQGwExt",263,0,"MGD","DQGwExt",263,0,"MGD",0]
["DQGwExt",264,0,"MGD","DQGwExt",264,0,"MGD","DQGwExt",264,0,"MGD","DQGwExt",264,0,"MGD","DQGwExt",264,0,"MGD","DQGwExt",264,0,"MGD",0]
["DQGwExt",265,0,"MGD","DQGwExt",265,0,"MGD","DQGwExt",265,0,"MGD","DQGwExt",265,0,"MGD","DQGwExt",265,0,"MGD","DQGwExt",265,0,"MGD",0]
["DQGwExt",266,0,"MGD","DQGwExt",266,0,"MGD","DQGwExt",266,0,"MGD","DQGwExt",266,0,"MGD","DQGwExt",266,0,"MGD","DQGwExt",266,0,"MGD",0]
["DQGwExt",267,0,"MGD","DQGwExt",267,0,"MGD","DQGwExt",267,0,"MGD","DQGwExt",267,0,"MGD","DQGwExt",267,0,"MGD","DQGwExt",267,0,"MGD",0]
["DQGwExt",268,0,"MGD","DQGwExt",268,0,"MGD","DQGwExt",268,0,"MGD","DQGwExt",268,0,"MGD","DQGwExt",268,0,"MGD","DQGwExt",268,0,"MGD",0]
["DQGwExt",269,0,"MGD","DQGwExt",269,0,"MGD","DQGwExt",269,0,"MGD","DQGwExt",269,0,"MGD","DQGwExt",269,0,"MGD","DQGwExt",269,0,"MGD",0]
["DQGwExt",270,0,"MGD","DQGwExt",270,0,"MGD","DQGwExt",270,0,"MGD","DQGwExt",270,0,"MGD","DQGwExt",270,0,"MGD","DQGwExt",270,0,"MGD",0]
["DQGwExt",271,0,"MGD","DQGwExt",271,0,"MGD","DQGwExt",271,0,"MGD","DQGwExt",271,0,"MGD","DQGwExt",271,0,"MGD","DQGwExt",271,0,"MGD",0]
["DQGwExt",272,0,"MGD","DQGwExt",272,0,"MGD","DQGwExt",272,0,"MGD","DQGwExt",272,0,"MGD","DQGwExt",272,0,"MGD","DQGwExt",272,0,"MGD",0]
["DQGwExt",273,0,"MGD","DQGwExt",273,0,"MGD","DQGwExt",273,0,"MGD","DQGwExt",273,0,"MGD","DQGwExt",273,0,"MGD","DQGwExt",273,0,"MGD",0]
["DQGwExt",274,0,"MGD","DQGwExt",274,0,"MGD","DQGwExt",274,0,"MGD","DQGwExt",274,0,"MGD","DQGwExt",274,0,"MGD","DQGwExt",274,0,"MGD",0]
["DQGwExt",275,0,"MGD","DQGwExt",275,0,"MGD","DQGwExt",275,0,"MGD","DQGwExt",275,0,"MGD","DQGwExt",275,0,"MGD","DQGwExt",275,0,"MGD",0]
["DQGwExt",276,0,"MGD","DQGwExt",276,0,"MGD","DQGwExt",276,0,"MGD","DQGwExt",276,0,"MGD","DQGwExt",276,0,"MGD","DQGwExt",276,0,"MGD",0]
["DQGwExt",277,0,"MGD","DQGwExt",277,0,"MGD","DQGwExt",277,0,"MGD","DQGwExt",277,0,"MGD","DQGwExt",277,0,"MGD","DQGwExt",277,0,"MGD",0]
["DQGwExt",278,0,"MGD","DQGwExt",278,0,"MGD","DQGwExt",278,0,"MGD","DQGwExt",278,0,"MGD","DQGwExt",278,0,"MGD","DQGwExt",278,0,"MGD",0]
["DQGwExt",279,0,"MGD","DQGwExt",279,0,"MGD","DQGwExt",279,0,"MGD","DQGwExt",279,0,"MGD","DQGwExt",279,0,"MGD","DQGwExt",279,0,"MGD",0]
["DQGwExt",280,0,"MGD","DQGwExt",280,0,"MGD","DQGwExt",280,0,"MGD","DQGwExt",280,0,"MGD","DQGwExt",280,0,"MGD","DQGwExt",280,0,"MGD",0]
["DQGwExt",281,0,"MGD","DQGwExt",281,0,"MGD","DQGwExt",281,0,"MGD","DQGwExt",281,0,"MGD","DQGwExt",281,0,"MGD","DQGwExt",281,0,"MGD",0]
["DQGwExt",282,0,"MGD","DQGwExt",282,0,"MGD","DQGwExt",282,0,"MGD","DQGwExt",282,0,"MGD","DQGwExt",282,0,"MGD","DQGwExt",282,0,"MGD",0]
["DQGwExt",283,0,"MGD","DQGwExt",283,0,"MGD","DQGwExt",283,0,"MGD","DQGwExt",283,0,"MGD","DQGwExt",283,0,"MGD","DQGwExt",283,0,"MGD",0]
["DQGwExt",284,0,"MGD","DQGwExt",284,0,"MGD","DQGwExt",284,0,"MGD","DQGwExt",284,0,"MGD","DQGwExt",284,0,"MGD","DQGwExt",284,0,"MGD",0]
["DQGwExt",285,0,"MGD","DQGwExt",285,0,"MGD","DQGwExt",285,0,"MGD","DQGwExt",285,0,"MGD","DQGwExt",285,0,"MGD","DQGwExt",285,0,"MGD",0]
["DQGwExt",286,0,"MGD","DQGwExt",286,0,"MGD","DQGwExt",286,0,"MGD","DQGwExt",286,0,"MGD","DQGwExt",286,0,"MGD","DQGwExt",286,0,"MGD",0]
["DQGwExt",287,0,"MGD","DQGwExt",287,0,"MGD","DQGwExt",287,0,"MGD","DQGwExt",287,0,"MGD","DQGwExt",287,0,"MGD","DQGwExt",287,0,"MGD",0]
["DQGwExt",288,0,"MGD","DQGwExt",288,0,"MGD","DQGwExt",288,0,"MGD","DQGwExt",288,0,"MGD","DQGwExt",288,0,"MGD","DQGwExt",288,0,"MGD",0]
["DQGwExt",289,0,"MGD","DQGwExt",289,0,"MGD","DQGwExt",289,0,"MGD","DQGwExt",289,0,"MGD","DQGwExt",289,0,"MGD","DQGwExt",289,0,"MGD",0]
["DQGwExt",290,0,"MGD","DQGwExt",290,0,"MGD","DQGwExt",290,0,"MGD","DQGwExt",290,0,"MGD","DQGwExt",290,0,"MGD","DQGwExt",290,0,"MGD",0]
["DQGwExt",291,0,"MGD","DQGwExt",291,0,"MGD","DQGwExt",291,0,"MGD","DQGwExt",291,0,"MGD","DQGwExt",291,0,"MGD","DQGwExt",291,0,"MGD",0]
["DQGwExt",292,0,"MGD","DQGwExt",292,0,"MGD","DQGwExt",292,0,"MGD","DQGwExt",292,0,"MGD","DQGwExt",292,0,"MGD","DQGwExt",292,0,"MGD",0]
["DQGwExt",293,0,"MGD","DQGwExt",293,0,"MGD","DQGwExt",293,0,"MGD","DQGwExt",293,0,"MGD","DQGwExt",293,0,"MGD","DQGwExt",293,0,"MGD",0]
["DQGwExt",294,0,"MGD","DQGwExt",294,0,"MGD","DQGwExt",294,0,"MGD","DQGwExt",294,0,"MGD","DQGwExt",294,0,"MGD","DQGwExt",294,0,"MGD",0]
["DQGwExt",295,0,"MGD","DQGwExt",295,0,"MGD","DQGwExt",295,0,"MGD","DQGwExt",295,0,"MGD","DQGwExt",295,0,"MGD","DQGwExt",295,0,"MGD",0]
["DQGwExt",296,0,"MGD","DQGwExt",296,0,"MGD","DQGwExt",296,0,"MGD","DQGwExt",296,0,"MGD","DQGwExt",296,0,"MGD","DQGwExt",296,0,"MGD",0]
["DQGwExt",297,0,"MGD","DQGwExt",297,0,"MGD","DQGwExt",297,0,"MGD","DQGwExt",297,0,"MGD","DQGwExt",297,0,"MGD","DQGwExt",297,0,"MGD",0]
["DQGwExt",298,0,"MGD","DQGwExt",298,0,"MGD","DQGwExt",298,0,"MGD","DQGwExt",298,0,"MGD","DQGwExt",298,0,"MGD","DQGwExt",298,0,"MGD",0]
["DQGwExt",299,0,"MGD","DQGwExt",299,0,"MGD","DQGwExt",299,0,"MGD","DQGwExt",299,0,"MGD","DQGwExt",299,0,"MGD","DQGwExt",299,0,"MGD",0]
["DQGwExt",300,0,"MGD","DQGwExt",300,0,"MGD","DQGwExt",300,0,"MGD","DQGwExt",300,0,"MGD","DQGwExt",300,0,"MGD","DQGwExt",300,0,"MGD",0]
["DQGwExt",301,0,"MGD","DQGwExt",301,0,"MGD","DQGwExt",301,0,"MGD","DQGwExt",301,0,"MGD","DQGwExt",301,0,"MGD","DQGwExt",301,0,"MGD",0]
["DQGwExt",302,0,"MGD","DQGwExt",302,0,"MGD","DQGwExt",302,0,"MGD","DQGwExt",302,0,"MGD","DQGwExt",302,0,"MGD","DQGwExt",302,0,"MGD",0]
["DQGwExt",303,0,"MGD","DQGwExt",303,0,"MGD","DQGwExt",303,0,"MGD","DQGwExt",303,0,"MGD","DQGwExt",303,0,"MGD","DQGwExt",303,0,"MGD",0]
["DQGwExt",304,0,"MGD","DQGwExt",304,0,"MGD","DQGwExt",304,0,"MGD","DQGwExt",304,0,"MGD","DQGwExt",304,0,"MGD","DQGwExt",304,0,"MGD",0]
["DQGwExt",305,0,"MGD","DQGwExt",305,0,"MGD","DQGwExt",305,0,"MGD","DQGwExt",305,0,"MGD","DQGwExt",305,0,"MGD","DQGwExt",305,0,"MGD",0]
["DQGwExt",306,0,"MGD","DQGwExt",306,0,"MGD","DQGwExt",306,0,"MGD","DQGwExt",306,0,"MGD","DQGwExt",306,0,"MGD","DQGwExt",306,0,"MGD",0]
["DQGwExt",307,0,"MGD","DQGwExt",307,0,"MGD","DQGwExt",307,0,"MGD","DQGwExt",307,0,"MGD","DQGwExt",307,0,"MGD","DQGwExt",307,0,"MGD",0]
["DQGwExt",308,0,"MGD","DQGwExt",308,0,"MGD","DQGwExt",308,0,"MGD","DQGwExt",308,0,"MGD","DQGwExt",308,0,"MGD","DQGwExt",308,0,"MGD",0]
["DQGwExt",309,0,"MGD","DQGwExt",309,0,"MGD","DQGwExt",309,0,"MGD","DQGwExt",309,0,"MGD","DQGwExt",309,0,"MGD","DQGwExt",309,0,"MGD",0]
["DQGwExt",310,0,"MGD","DQGwExt",310,0,"MGD","DQGwExt",310,0,"MGD","DQGwExt",310,0,"MGD","DQGwExt",310,0,"MGD","DQGwExt",310,0,"MGD",0]
["DQGwExt",311,0,"MGD","DQGwExt",311,0,"MGD","DQGwExt",311,0,"MGD","DQGwExt",311,0,"MGD","DQGwExt",311,0,"MGD","DQGwExt",311,0,"MGD",0]
["DQGwExt",312,0,"MGD","DQGwExt",312,0,"MGD","DQGwExt",312,0,"MGD","DQGwExt",312,0,"MGD","DQGwExt",312,0,"MGD","DQGwExt",312,0,"MGD",0]
["DQGwExt",313,0,"MGD","DQGwExt",313,0,"MGD","DQGwExt",313,0,"MGD","DQGwExt",313,0,"MGD","DQGwExt",313,0,"MGD","DQGwExt",313,0,"MGD",0]
["DQGwExt",314,0,"MGD","DQGwExt",314,0,"MGD","DQGwExt",314,0,"MGD","DQGwExt",314,0,"MGD","DQGwExt",314,0,"MGD","DQGwExt",314,0,"MGD",0]
["DQGwExt",315,0,"MGD","DQGwExt",315,0,"MGD","DQGwExt",315,0,"MGD","DQGwExt",315,0,"MGD","DQGwExt",315,0,"MGD","DQGwExt",315,0,"MGD",0]
["DQGwExt",316,0,"MGD","DQGwExt",316,0,"MGD","DQGwExt",316,0,"MGD","DQGwExt",316,0,"MGD","DQGwExt",316,0,"MGD","DQGwExt",316,0,"MGD",0]
["DQGwExt",317,0,"MGD","DQGwExt",317,0,"MGD","DQGwExt",317,0,"MGD","DQGwExt",317,0,"MGD","DQGwExt",317,0,"MGD","DQGwExt",317,0,"MGD",0]
["DQGwExt",318,0,"MGD","DQGwExt",318,0,"MGD","DQGwExt",318,0,"MGD","DQGwExt",318,0,"MGD","DQGwExt",318,0,"MGD","DQGwExt",318,0,"MGD",0]
["DQGwExt",319,0,"MGD","DQGwExt",319,0,"MGD","DQGwExt",319,0,"MGD","DQGwExt",319,0,"MGD","DQGwExt",319,0,"MGD","DQGwExt",319,0,"MGD",0]
["DQGwExt",320,0,"MGD","DQGwExt",320,0,"MGD","DQGwExt",320,0,"MGD","DQGwExt",320,0,"MGD","DQGwExt",320,0,"MGD","DQGwExt",320,0,"MGD",0]
["DQGwExt",321,0,"MGD","DQGwExt",321,0,"MGD","DQGwExt",321,0,"MGD","DQGwExt",321,0,"MGD","DQGwExt",321,0,"MGD","DQGwExt",321,0,"MGD",0]
["DQGwExt",322,0,"MGD","DQGwExt",322,0,"MGD","DQGwExt",322,0,"MGD","DQGwExt",322,0,"MGD","DQGwExt",322,0,"MGD","DQGwExt",322,0,"MGD",0]
["DQGwExt",323,0,"MGD","DQGwExt",323,0,"MGD","DQGwExt",323,0,"MGD","DQGwExt",323,0,"MGD","DQGwExt",323,0,"MGD","DQGwExt",323,0,"MGD",0]
["DQGwExt",324,0,"MGD","DQGwExt",324,0,"MGD","DQGwExt",324,0,"MGD","DQGwExt",324,0,"MGD","DQGwExt",324,0,"MGD","DQGwExt",324,0,"MGD",{"$f":"IF(ISNUMBER(C708),IF(AVERAGE(C708,G708,K708,O708,S708,W708)<>MAX(C708,G708,K708,O708,S708,W708),1,0),\"\")","v":0}]
["DQGwExt",325,0,"MGD","DQGwExt",325,0,"MGD","DQGwExt",325,0,"MGD","DQGwExt",325,0,"MGD","DQGwExt",325,0,"MGD","DQGwExt",325,0,"MGD",0]
["DQGwExt",326,0,"MGD","DQGwExt",326,0,"MGD","DQGwExt",326,0,"MGD","DQGwExt",326,0,"MGD","DQGwExt",326,0,"MGD","DQGwExt",326,0,"MGD",0]
["DQGwExt",327,0,"MGD","DQGwExt",327,0,"MGD","DQGwExt",327,0,"MGD","DQGwExt",327,0,"MGD","DQGwExt",327,0,"MGD","DQGwExt",327,0,"MGD",0]
["DQGwExt",328,0,"MGD","DQGwExt",328,0,"MGD","DQGwExt",328,0,"MGD","DQGwExt",328,0,"MGD","DQGwExt",328,0,"MGD","DQGwExt",328,0,"MGD",0]
["DQGwExt",329,0,"MGD","DQGwExt",329,0,"MGD","DQGwExt",329,0,"MGD","DQGwExt",329,0,"MGD","DQGwExt",329,0,"MGD","DQGwExt",329,0,"MGD",0]
["DQGwExt",330,0,"MGD","DQGwExt",330,0,"MGD","DQGwExt",330,0,"MGD","DQGwExt",330,0,"MGD","DQGwExt",330,0,"MGD","DQGwExt",330,0,"MGD",0]
["DQGwExt",331,0,"MGD","DQGwExt",331,0,"MGD","DQGwExt",331,0,"MGD","DQGwExt",331,0,"MGD","DQGwExt",331,0,"MGD","DQGwExt",331,0,"MGD",0]
["DQGwExt",332,0,"MGD","DQGwExt",332,0,"MGD","DQGwExt",332,0,"MGD","DQGwExt",332,0,"MGD","DQGwExt",332,0,"MGD","DQGwExt",332,0,"MGD",0]
["DQGwExt",333,0,"MGD","DQGwExt",333,0,"MGD","DQGwExt",333,0,"MGD","DQGwExt",333,0,"MGD","DQGwExt",333,0,"MGD","DQGwExt",333,0,"MGD",0]
["DQGwExt",334,0,"MGD","DQGwExt",334,0,"MGD","DQGwExt",334,0,"MGD","DQGwExt",334,0,"MGD","DQGwExt",334,0,"MGD","DQGwExt",334,0,"MGD",0]
["DQGwExt",335,0,"MGD","DQGwExt",335,0,"MGD","DQGwExt",335,0,"MGD","DQGwExt",335,0,"MGD","DQGwExt",335,0,"MGD","DQGwExt",335,0,"MGD",0]
["DQGwExt",336,0,"MGD","DQGwExt",336,0,"MGD","DQGwExt",336,0,"MGD","DQGwExt",336,0,"MGD","DQGwExt",336,0,"MGD","DQGwExt",336,0,"MGD",0]
["DQGwExt",337,0,"MGD","DQGwExt",337,0,"MGD","DQGwExt",337,0,"MGD","DQGwExt",337,0,"MGD","DQGwExt",337,0,"MGD","DQGwExt",337,0,"MGD",0]
["DQGwExt",338,0,"MGD","DQGwExt",338,0,"MGD","DQGwExt",338,0,"MGD","DQGwExt",338,0,"MGD","DQGwExt",338,0,"MGD","DQGwExt",338,0,"MGD",0]
["DQGwExt",339,0,"MGD","DQGwExt",339,0,"MGD","DQGwExt",339,0,"MGD","DQGwExt",339,0,"MGD","DQGwExt",339,0,"MGD","DQGwExt",339,0,"MGD",0]
["DQGwExt",340,0,"MGD","DQGwExt",340,0,"MGD","DQGwExt",340,0,"MGD","DQGwExt",340,0,"MGD","DQGwExt",340,0,"MGD","DQGwExt",340,0,"MGD",0]
["DQGwExt",341,0,"MGD","DQGwExt",341,0,"MGD","DQGwExt",341,0,"MGD","DQGwExt",341,0,"MGD","DQGwExt",341,0,"MGD","DQGwExt",341,0,"MGD",0]
["DQGwExt",342,0,"MGD","DQGwExt",342,0,"MGD","DQGwExt",342,0,"MGD","DQGwExt",342,0,"MGD","DQGwExt",342,0,"MGD","DQGwExt",342,0,"MGD",0]
["DQGwExt",343,0,"MGD","DQGwExt",343,0,"MGD","DQGwExt",343,0,"MGD","DQGwExt",343,0,"MGD","DQGwExt",343,0,"MGD","DQGwExt",343,0,"MGD",0]
["DQGwExt",344,0,"MGD","DQGwExt",344,0,"MGD","DQGwExt",344,0,"MGD","DQGwExt",344,0,"MGD","DQGwExt",344,0,"MGD","DQGwExt",344,0,"MGD",0]
["DQGwExt",345,0,"MGD","DQGwExt",345,0,"MGD","DQGwExt",345,0,"MGD","DQGwExt",345,0,"MGD","DQGwExt",345,0,"MGD","DQGwExt",345,0,"MGD",0]
["DQGwExt",346,0,"MGD","DQGwExt",346,0,"MGD","DQGwExt",346,0,"MGD","DQGwExt",346,0,"MGD","DQGwExt",346,0,"MGD","DQGwExt",346,0,"MGD",0]
["DQGwExt",347,0,"MGD","DQGwExt",347,0,"MGD","DQGwExt",347,0,"MGD","DQGwExt",347,0,"MGD","DQGwExt",347,0,"MGD","DQGwExt",347,0,"MGD",0]
["DQGwExt",348,0,"MGD","DQGwExt",348,0,"MGD","DQGwExt",348,0,"MGD","DQGwExt",348,0,"MGD","DQGwExt",348,0,"MGD","DQGwExt",348,0,"MGD",0]
["DQGwExt",349,0,"MGD","DQGwExt",349,0,"MGD","DQGwExt",349,0,"MGD","DQGwExt",349,0,"MGD","DQGwExt",349,0,"MGD","DQGwExt",349,0,"MGD",0]
["DQGwExt",350,0,"MGD","DQGwExt",350,0,"MGD","DQGwExt",350,0,"MGD","DQGwExt",350,0,"MGD","DQGwExt",350,0,"MGD","DQGwExt",350,0,"MGD",0]
["DQGwExt",351,0,"MGD","DQGwExt",351,0,"MGD","DQGwExt",351,0,"MGD","DQGwExt",351,0,"MGD","DQGwExt",351,0,"MGD","DQGwExt",351,0,"MGD",0]
["DQGwExt",352,0,"MGD","DQGwExt",352,0,"MGD","DQGwExt",352,0,"MGD","DQGwExt",352,0,"MGD","DQGwExt",352,0,"MGD","DQGwExt",352,0,"MGD",0]
["DQGwExt",353,0,"MGD","DQGwExt",353,0,"MGD","DQGwExt",353,0,"MGD","DQGwExt",353,0,"MGD","DQGwExt",353,0,"MGD","DQGwExt",353,0,"MGD",0]
["DQGwExt",354,0,"MGD","DQGwExt",354,0,"MGD","DQGwExt",354,0,"MGD","DQGwExt",354,0,"MGD","DQGwExt",354,0,"MGD","DQGwExt",354,0,"MGD",0]
["DQGwExt",355,0,"MGD","DQGwExt",355,0,"MGD","DQGwExt",355,0,"MGD","DQGwExt",355,0,"MGD","DQGwExt",355,0,"MGD","DQGwExt",355,0,"MGD",0]
["DQGwExt",356,0,"MGD","DQGwExt",356,0,"MGD","DQGwExt",356,0,"MGD","DQGwExt",356,0,"MGD","DQGwExt",356,0,"MGD","DQGwExt",356,0,"MGD",0]
["DQGwExt",357,0,"MGD","DQGwExt",357,0,"MGD","DQGwExt",357,0,"MGD","DQGwExt",357,0,"MGD","DQGwExt",357,0,"MGD","DQGwExt",357,0,"MGD",0]
["DQGwExt",358,0,"MGD","DQGwExt",358,0,"MGD","DQGwExt",358,0,"MGD","DQGwExt",358,0,"MGD","DQGwExt",358,0,"MGD","DQGwExt",358,0,"MGD",0]
["DQGwExt",359,0,"MGD","DQGwExt",359,0,"MGD","DQGwExt",359,0,"MGD","DQGwExt",359,0,"MGD","DQGwExt",359,0,"MGD","DQGwExt",359,0,"MGD",0]
["DQGwExt",360,0,"MGD","DQGwExt",360,0,"MGD","DQGwExt",360,0,"MGD","DQGwExt",360,0,"MGD","DQGwExt",360,0,"MGD","DQGwExt",360,0,"MGD",0]
["DQGwExt",361,0,"MGD","DQGwExt",361,0,"MGD","DQGwExt",361,0,"MGD","DQGwExt",361,0,"MGD","DQGwExt",361,0,"MGD","DQGwExt",361,0,"MGD",0]
["DQGwExt",362,0,"MGD","DQGwExt",362,0,"MGD","DQGwExt",362,0,"MGD","DQGwExt",362,0,"MGD","DQGwExt",362,0,"MGD","DQGwExt",362,0,"MGD",0]
["DQGwExt",363,0,"MGD","DQGwExt",363,0,"MGD","DQGwExt",363,0,"MGD","DQGwExt",363,0,"MGD","DQGwExt",363,0,"MGD","DQGwExt",363,0,"MGD",0]
["DQGwExt",364,0,"MGD","DQGwExt",364,0,"MGD","DQGwExt",364,0,"MGD","DQGwExt",364,0,"MGD","DQGwExt",364,0,"MGD","DQGwExt",364,0,"MGD",0]
["DQGwExt",365,0,"MGD","DQGwExt",365,0,"MGD","DQGwExt",365,0,"MGD","DQGwExt",365,0,"MGD","DQGwExt",365,0,"MGD","DQGwExt",365,0,"MGD",0]
["DQGwWtp",1,9.9125399999999994E-7,"MGD","DQGwWtp",1,9.9099999999999991E-7,"MGD","DQGwWtp",1,9.9099999999999991E-7,"MGD","DQGwWtp",1,9.9099999999999991E-7,"MGD","DQGwWtp",1,9.9099999999999991E-7,"MGD","DQGwWtp",1,9.9099999999999991E-7,"MGD",1]
["DQGwWtp",2,9.9125399999999994E-7,"MGD","DQGwWtp",2,9.9099999999999991E-7,"MGD","DQGwWtp",2,9.9099999999999991E-7,"MGD","DQGwWtp",2,9.9099999999999991E-7,"MGD","DQGwWtp",2,9.9099999999999991E-7,"MGD","DQGwWtp",2,9.9099999999999991E-7,"MGD",1]
["DQGwWtp",3,9.9125399999999994E-7,"MGD","DQGwWtp",3,9.9099999999999991E-7,"MGD","DQGwWtp",3,9.9099999999999991E-7,"MGD","DQGwWtp",3,9.9099999999999991E-7,"MGD","DQGwWtp",3,9.9099999999999991E-7,"MGD","DQGwWtp",3,9.9099999999999991E-7,"MGD",1]
["DQGwWtp",4,9.9125399999999994E-7,"MGD","DQGwWtp",4,9.9099999999999991E-7,"MGD","DQGwWtp",4,9.9099999999999991E-7,"MGD","DQGwWtp",4,9.9099999999999991E-7,"MGD","DQGwWtp",4,9.9099999999999991E-7,"MGD","DQGwWtp",4,9.9099999999999991E-7,"MGD",1]
["DQGwWtp",5,9.9125399999999994E-7,"MGD","DQGwWtp",5,9.9099999999999991E-7,"MGD","DQGwWtp",5,9.9099999999999991E-7,"MGD","DQGwWtp",5,9.9099999999999991E-7,"MGD","DQGwWtp",5,9.9099999999999991E-7,"MGD","DQGwWtp",5,9.9099999999999991E-7,"MGD",1]
["DQGwWtp",6,9.9125399999999994E-7,"MGD","DQGwWtp",6,9.9099999999999991E-7,"MGD","DQGwWtp",6,9.9099999999999991E-7,"MGD","DQGwWtp",6,9.9099999999999991E-7,"MGD","DQGwWtp",6,9.9099999999999991E-7,"MGD","DQGwWtp",6,9.9099999999999991E-7,"MGD",1]
["DQGwWtp",7,9.9125399999999994E-7,"MGD","DQGwWtp",7,9.9099999999999991E-7,"MGD","DQGwWtp",7,9.9099999999999991E-7,"MGD","DQGwWtp",7,9.9099999999999991E-7,"MGD","DQGwWtp",7,9.9099999999999991E-7,"MGD","DQGwWtp",7,9.9099999999999991E-7,"MGD",1]
["DQGwWtp",8,9.9125399999999994E-7,"MGD","DQGwWtp",8,9.9099999999999991E-7,"MGD","DQGwWtp",8,9.9099999999999991E-7,"MGD","DQGwWtp",8,9.9099999999999991E-7,"MGD","DQGwWtp",8,9.9099999999999991E-7,"MGD","DQGwWtp",8,9.9099999999999991E-7,"MGD",1]
["DQGwWtp",9,9.9125399999999994E-7,"MGD","DQGwWtp",9,9.9099999999999991E-7,"MGD","DQGwWtp",9,9.9099999999999991E-7,"MGD","DQGwWtp",9,9.9099999999999991E-7,"MGD","DQGwWtp",9,9.9099999999999991E-7,"MGD","DQGwWtp",9,9.9099999999999991E-7,"MGD",1]
["DQGwWtp",10,9.9125399999999994E-7,"MGD","DQGwWtp",10,9.9099999999999991E-7,"MGD","DQGwWtp",10,9.9099999999999991E-7,"MGD","DQGwWtp",10,9.9099999999999991E-7,"MGD","DQGwWtp",10,9.9099999999999991E-7,"MGD","DQGwWtp",10,9.9099999999999991E-7,"MGD",1]
["DQGwWtp",11,9.9125399999999994E-7,"MGD","DQGwWtp",11,9.9099999999999991E-7,"MGD","DQGwWtp",11,9.9099999999999991E-7,"MGD","DQGwWtp",11,9.9099999999999991E-7,"MGD","DQGwWtp",11,9.9099999999999991E-7,"MGD","DQGwWtp",11,9.9099999999999991E-7,"MGD",1]
["DQGwWtp",12,9.9125399999999994E-7,"MGD","DQGwWtp",12,9.9099999999999991E-7,"MGD","DQGwWtp",12,9.9099999999999991E-7,"MGD","DQGwWtp",12,9.9099999999999991E-7,"MGD","DQGwWtp",12,9.9099999999999991E-7,"MGD","DQGwWtp",12,9.9099999999999991E-7,"MGD",1]
["DQGwWtp",13,9.9125399999999994E-7,"MGD","DQGwWtp",13,9.9099999999999991E-7,"MGD","DQGwWtp",13,9.9099999999999991E-7,"MGD","DQGwWtp",13,9.9099999999999991E-7,"MGD","DQGwWtp",13,9.9099999999999991E-7,"MGD","DQGwWtp",13,9.9099999999999991E-7,"MGD",1]
["DQGwWtp",14,9.9125399999999994E-7,"MGD","DQGwWtp",14,9.9099999999999991E-7,"MGD","DQGwWtp",14,9.9099999999999991E-7,"MGD","DQGwWtp",14,9.9099999999999991E-7,"MGD","DQGwWtp",14,9.9099999999999991E-7,"MGD","DQGwWtp",14,9.9099999999999991E-7,"MGD",1]
["DQGwWtp",15,9.9125399999999994E-7,"MGD","DQGwWtp",15,9.9099999999999991E-7,"MGD","DQGwWtp",15,9.9099999999999991E-7,"MGD","DQGwWtp",15,9.9099999999999991E-7,"MGD","DQGwWtp",15,9.9099999999999991E-7,"MGD","DQGwWtp",15,9.9099999999999991E-7,"MGD",1]
["DQGwWtp",16,9.9125399999999994E-7,"MGD","DQGwWtp",16,9.9099999999999991E-7,"MGD","DQGwWtp",16,9.9099999999999991E-7,"MGD","DQGwWtp",16,9.9099999999999991E-7,"MGD","DQGwWtp",16,9.9099999999999991E-7,"MGD","DQGwWtp",16,9.9099999999999991E-7,"MGD",1]
["DQGwWtp",17,9.9125399999999994E-7,"MGD","DQGwWtp",17,9.9099999999999991E-7,"MGD","DQGwWtp",17,9.9099999999999991E-7,"MGD","DQGwWtp",17,9.9099999999999991E-7,"MGD","DQGwWtp",17,9.9099999999999991E-7,"MGD","DQGwWtp",17,9.9099999999999991E-7,"MGD",1]
["DQGwWtp",18,9.9125399999999994E-7,"MGD","DQGwWtp",18,9.9099999999999991E-7,"MGD","DQGwWtp",18,9.9099999999999991E-7,"MGD","DQGwWtp",18,9.9099999999999991E-7,"MGD","DQGwWtp",18,9.9099999999999991E-7,"MGD","DQGwWtp",18,9.9099999999999991E-7,"MGD",1]
["DQGwWtp",19,9.9125399999999994E-7,"MGD","DQGwWtp",19,9.9099999999999991E-7,"MGD","DQGwWtp",19,9.9099999999999991E-7,"MGD","DQGwWtp",19,9.9099999999999991E-7,"MGD","DQGwWtp",19,9.9099999999999991E-7,"MGD","DQGwWtp",19,9.9099999999999991E-7,"MGD",1]
["DQGwWtp",20,9.9125399999999994E-7,"MGD","DQGwWtp",20,9.9099999999999991E-7,"MGD","DQGwWtp",20,9.9099999999999991E-7,"MGD","DQGwWtp",20,9.9099999999999991E-7,"MGD","DQGwWtp",20,9.9099999999999991E-7,"MGD","DQGwWtp",20,9.9099999999999991E-7,"MGD",1]
["DQGwWtp",21,9.9125399999999994E-7,"MGD","DQGwWtp",21,9.9099999999999991E-7,"MGD","DQGwWtp",21,9.9099999999999991E-7,"MGD","DQGwWtp",21,9.9099999999999991E-7,"MGD","DQGwWtp",21,9.9099999999999991E-7,"MGD","DQGwWtp",21,9.9099999999999991E-7,"MGD",1]
["DQGwWtp",22,9.9125399999999994E-7,"MGD","DQGwWtp",22,9.9099999999999991E-7,"MGD","DQGwWtp",22,9.9099999999999991E-7,"MGD","DQGwWtp",22,9.9099999999999991E-7,"MGD","DQGwWtp",22,9.9099999999999991E-7,"MGD","DQGwWtp",22,9.9099999999999991E-7,"MGD",1]
["DQGwWtp",23,9.9125399999999994E-7,"MGD","DQGwWtp",23,9.9099999999999991E-7,"MGD","DQGwWtp",23,9.9099999999999991E-7,"MGD","DQGwWtp",23,9.9099999999999991E-7,"MGD","DQGwWtp",23,9.9099999999999991E-7,"MGD","DQGwWtp",23,9.9099999999999991E-7,"MGD",{"$f":"IF(ISNUMBER(C772),IF(AVERAGE(C772,G772,K772,O772,S772,W772)<>MAX(C772,G772,K772,O772,S772,W772),1,0),\"\")","v":1}]
["DQGwWtp",24,9.9125399999999994E-7,"MGD","DQGwWtp",24,9.9099999999999991E-7,"MGD","DQGwWtp",24,9.9099999999999991E-7,"MGD","DQGwWtp",24,9.9099999999999991E-7,"MGD","DQGwWtp",24,9.9099999999999991E-7,"MGD","DQGwWtp",24,9.9099999999999991E-7,"MGD",1]
["DQGwWtp",25,9.9125399999999994E-7,"MGD","DQGwWtp",25,9.9099999999999991E-7,"MGD","DQGwWtp",25,9.9099999999999991E-7,"MGD","DQGwWtp",25,9.9099999999999991E-7,"MGD","DQGwWtp",25,9.9099999999999991E-7,"MGD","DQGwWtp",25,9.9099999999999991E-7,"MGD",1]
["DQGwWtp",26,9.9125399999999994E-7,"MGD","DQGwWtp",26,9.9099999999999991E-7,"MGD","DQGwWtp",26,9.9099999999999991E-7,"MGD","DQGwWtp",26,9.9099999999999991E-7,"MGD","DQGwWtp",26,9.9099999999999991E-7,"MGD","DQGwWtp",26,9.9099999999999991E-7,"MGD",1]
["DQGwWtp",27,9.9125399999999994E-7,"MGD","DQGwWtp",27,9.9099999999999991E-7,"MGD","DQGwWtp",27,9.9099999999999991E-7,"MGD","DQGwWtp",27,9.9099999999999991E-7,"MGD","DQGwWtp",27,9.9099999999999991E-7,"MGD","DQGwWtp",27,9.9099999999999991E-7,"MGD",1]
["DQGwWtp",28,9.9125399999999994E-7,"MGD","DQGwWtp",28,9.9099999999999991E-7,"MGD","DQGwWtp",28,9.9099999999999991E-7,"MGD","DQGwWtp",28,9.9099999999999991E-7,"MGD","DQGwWtp",28,9.9099999999999991E-7,"MGD","DQGwWtp",28,9.9099999999999991E-7,"MGD",1]
["DQGwWtp",29,9.9125399999999994E-7,"MGD","DQGwWtp",29,9.9099999999999991E-7,"MGD","DQGwWtp",29,9.9099999999999991E-7,"MGD","DQGwWtp",29,9.9099999999999991E-7,"MGD","DQGwWtp",29,9.9099999999999991E-7,"MGD","DQGwWtp",29,9.9099999999999991E-7,"MGD",1]
["DQGwWtp",30,9.9125399999999994E-7,"MGD","DQGwWtp",30,9.9099999999999991E-7,"MGD","DQGwWtp",30,9.9099999999999991E-7,"MGD","DQGwWtp",30,9.9099999999999991E-7,"MGD","DQGwWtp",30,9.9099999999999991E-7,"MGD","DQGwWtp",30,9.9099999999999991E-7,"MGD",1]
["DQGwWtp",31,9.9125399999999994E-7,"MGD","DQGwWtp",31,9.9099999999999991E-7,"MGD","DQGwWtp",31,9.9099999999999991E-7,"MGD","DQGwWtp",31,9.9099999999999991E-7,"MGD","DQGwWtp",31,9.9099999999999991E-7,"MGD","DQGwWtp",31,9.9099999999999991E-7,"MGD",1]
["DQGwWtp",32,9.9125399999999994E-7,"MGD","DQGwWtp",32,9.9099999999999991E-7,"MGD","DQGwWtp",32,9.9099999999999991E-7,"MGD","DQGwWtp",32,9.9099999999999991E-7,"MGD","DQGwWtp",32,9.9099999999999991E-7,"MGD","DQGwWtp",32,9.9099999999999991E-7,"MGD",1]
["DQGwWtp",33,9.9125399999999994E-7,"MGD","DQGwWtp",33,9.9099999999999991E-7,"MGD","DQGwWtp",33,9.9099999999999991E-7,"MGD","DQGwWtp",33,9.9099999999999991E-7,"MGD","DQGwWtp",33,9.9099999999999991E-7,"MGD","DQGwWtp",33,9.9099999999999991E-7,"MGD",1]
["DQGwWtp",34,9.9125399999999994E-7,"MGD","DQGwWtp",34,9.9099999999999991E-7,"MGD","DQGwWtp",34,9.9099999999999991E-7,"MGD","DQGwWtp",34,9.9099999999999991E-7,"MGD","DQGwWtp",34,9.9099999999999991E-7,"MGD","DQGwWtp",34,9.9099999999999991E-7,"MGD",1]
["DQGwWtp",35,9.9125399999999994E-7,"MGD","DQGwWtp",35,9.9099999999999991E-7,"MGD","DQGwWtp",35,9.9099999999999991E-7,"MGD","DQGwWtp",35,9.9099999999999991E-7,"MGD","DQGwWtp",35,9.9099999999999991E-7,"MGD","DQGwWtp",35,9.9099999999999991E-7,"MGD",1]
["DQGwWtp",36,9.9125399999999994E-7,"MGD","DQGwWtp",36,9.9099999999999991E-7,"MGD","DQGwWtp",36,9.9099999999999991E-7,"MGD","DQGwWtp",36,9.9099999999999991E-7,"MGD","DQGwWtp",36,9.9099999999999991E-7,"MGD","DQGwWtp",36,9.9099999999999991E-7,"MGD",1]
["DQGwWtp",37,9.9125399999999994E-7,"MGD","DQGwWtp",37,9.9099999999999991E-7,"MGD","DQGwWtp",37,9.9099999999999991E-7,"MGD","DQGwWtp",37,9.9099999999999991E-7,"MGD","DQGwWtp",37,9.9099999999999991E-7,"MGD","DQGwWtp",37,9.9099999999999991E-7,"MGD",1]
["DQGwWtp",38,9.9125399999999994E-7,"MGD","DQGwWtp",38,9.9099999999999991E-7,"MGD","DQGwWtp",38,9.9099999999999991E-7,"MGD","DQGwWtp",38,9.9099999999999991E-7,"MGD","DQGwWtp",38,9.9099999999999991E-7,"MGD","DQGwWtp",38,9.9099999999999991E-7,"MGD",1]
["DQGwWtp",39,9.9125399999999994E-7,"MGD","DQGwWtp",39,9.9099999999999991E-7,"MGD","DQGwWtp",39,9.9099999999999991E-7,"MGD","DQGwWtp",39,9.9099999999999991E-7,"MGD","DQGwWtp",39,9.9099999999999991E-7,"MGD","DQGwWtp",39,9.9099999999999991E-7,"MGD",1]
["DQGwWtp",40,9.9125399999999994E-7,"MGD","DQGwWtp",40,9.9099999999999991E-7,"MGD","DQGwWtp",40,9.9099999999999991E-7,"MGD","DQGwWtp",40,9.9099999999999991E-7,"MGD","DQGwWtp",40,9.9099999999999991E-7,"MGD","DQGwWtp",40,9.9099999999999991E-7,"MGD",1]
["DQGwWtp",41,9.9125399999999994E-7,"MGD","DQGwWtp",41,9.9099999999999991E-7,"MGD","DQGwWtp",41,9.9099999999999991E-7,"MGD","DQGwWtp",41,9.9099999999999991E-7,"MGD","DQGwWtp",41,9.9099999999999991E-7,"MGD","DQGwWtp",41,9.9099999999999991E-7,"MGD",1]
["DQGwWtp",42,9.9125399999999994E-7,"MGD","DQGwWtp",42,9.9099999999999991E-7,"MGD","DQGwWtp",42,9.9099999999999991E-7,"MGD","DQGwWtp",42,9.9099999999999991E-7,"MGD","DQGwWtp",42,9.9099999999999991E-7,"MGD","DQGwWtp",42,9.9099999999999991E-7,"MGD",1]
["DQGwWtp",43,9.9125399999999994E-7,"MGD","DQGwWtp",43,9.9099999999999991E-7,"MGD","DQGwWtp",43,9.9099999999999991E-7,"MGD","DQGwWtp",43,9.9099999999999991E-7,"MGD","DQGwWtp",43,9.9099999999999991E-7,"MGD","DQGwWtp",43,9.9099999999999991E-7,"MGD",1]
["DQGwWtp",44,9.9125399999999994E-7,"MGD","DQGwWtp",44,9.9099999999999991E-7,"MGD","DQGwWtp",44,9.9099999999999991E-7,"MGD","DQGwWtp",44,9.9099999999999991E-7,"MGD","DQGwWtp",44,9.9099999999999991E-7,"MGD","DQGwWtp",44,9.9099999999999991E-7,"MGD",1]
["DQGwWtp",45,9.9125399999999994E-7,"MGD","DQGwWtp",45,9.9099999999999991E-7,"MGD","DQGwWtp",45,9.9099999999999991E-7,"MGD","DQGwWtp",45,9.9099999999999991E-7,"MGD","DQGwWtp",45,9.9099999999999991E-7,"MGD","DQGwWtp",45,9.9099999999999991E-7,"MGD",1]
["DQGwWtp",46,9.9125399999999994E-7,"MGD","DQGwWtp",46,9.9099999999999991E-7,"MGD","DQGwWtp",46,9.9099999999999991E-7,"MGD","DQGwWtp",46,9.9099999999999991E-7,"MGD","DQGwWtp",46,9.9099999999999991E-7,"MGD","DQGwWtp",46,9.9099999999999991E-7,"MGD",1]
["DQGwWtp",47,9.9125399999999994E-7,"MGD","DQGwWtp",47,9.9099999999999991E-7,"MGD","DQGwWtp",47,9.9099999999999991E-7,"MGD","DQGwWtp",47,9.9099999999999991E-7,"MGD","DQGwWtp",47,9.9099999999999991E-7,"MGD","DQGwWtp",47,9.9099999999999991E-7,"MGD",1]
["DQGwWtp",48,9.9125399999999994E-7,"MGD","DQGwWtp",48,9.9099999999999991E-7,"MGD","DQGwWtp",48,9.9099999999999991E-7,"MGD","DQGwWtp",48,9.9099999999999991E-7,"MGD","DQGwWtp",48,9.9099999999999991E-7,"MGD","DQGwWtp",48,9.9099999999999991E-7,"MGD",1]
["DQGwWtp",49,9.9125399999999994E-7,"MGD","DQGwWtp",49,9.9099999999999991E-7,"MGD","DQGwWtp",49,9.9099999999999991E-7,"MGD","DQGwWtp",49,9.9099999999999991E-7,"MGD","DQGwWtp",49,9.9099999999999991E-7,"MGD","DQGwWtp",49,9.9099999999999991E-7,"MGD",1]
["DQGwWtp",50,9.9125399999999994E-7,"MGD","DQGwWtp",50,9.9099999999999991E-7,"MGD","DQGwWtp",50,9.9099999999999991E-7,"MGD","DQGwWtp",50,9.9099999999999991E-7,"MGD","DQGwWtp",50,9.9099999999999991E-7,"MGD","DQGwWtp",50,9.9099999999999991E-7,"MGD",1]
["DQGwWtp",51,9.9125399999999994E-7,"MGD","DQGwWtp",51,9.9099999999999991E-7,"MGD","DQGwWtp",51,9.9099999999999991E-7,"MGD","DQGwWtp",51,9.9099999999999991E-7,"MGD","DQGwWtp",51,9.9099999999999991E-7,"MGD","DQGwWtp",51,9.9099999999999991E-7,"MGD",1]
["DQGwWtp",52,9.9125399999999994E-7,"MGD","DQGwWtp",52,9.9099999999999991E-7,"MGD","DQGwWtp",52,9.9099999999999991E-7,"MGD","DQGwWtp",52,9.9099999999999991E-7,"MGD","DQGwWtp",52,9.9099999999999991E-7,"MGD","DQGwWtp",52,9.9099999999999991E-7,"MGD",1]
["DQGwWtp",53,9.9125399999999994E-7,"MGD","DQGwWtp",53,9.9099999999999991E-7,"MGD","DQGwWtp",53,9.9099999999999991E-7,"MGD","DQGwWtp",53,9.9099999999999991E-7,"MGD","DQGwWtp",53,9.9099999999999991E-7,"MGD","DQGwWtp",53,9.9099999999999991E-7,"MGD",1]
["DQGwWtp",54,9.9125399999999994E-7,"MGD","DQGwWtp",54,9.9099999999999991E-7,"MGD","DQGwWtp",54,9.9099999999999991E-7,"MGD","DQGwWtp",54,9.9099999999999991E-7,"MGD","DQGwWtp",54,9.9099999999999991E-7,"MGD","DQGwWtp",54,9.9099999999999991E-7,"MGD",1]
["DQGwWtp",55,9.9125399999999994E-7,"MGD","DQGwWtp",55,9.9099999999999991E-7,"MGD","DQGwWtp",55,9.9099999999999991E-7,"MGD","DQGwWtp",55,9.9099999999999991E-7,"MGD","DQGwWtp",55,9.9099999999999991E-7,"MGD","DQGwWtp",55,9.9099999999999991E-7,"MGD",1]
["DQGwWtp",56,9.9125399999999994E-7,"MGD","DQGwWtp",56,9.9099999999999991E-7,"MGD","DQGwWtp",56,9.9099999999999991E-7,"MGD","DQGwWtp",56,9.9099999999999991E-7,"MGD","DQGwWtp",56,9.9099999999999991E-7,"MGD","DQGwWtp",56,9.9099999999999991E-7,"MGD",1]
["DQGwWtp",57,9.9125399999999994E-7,"MGD","DQGwWtp",57,9.9099999999999991E-7,"MGD","DQGwWtp",57,9.9099999999999991E-7,"MGD","DQGwWtp",57,9.9099999999999991E-7,"MGD","DQGwWtp",57,9.9099999999999991E-7,"MGD","DQGwWtp",57,9.9099999999999991E-7,"MGD",1]
["DQGwWtp",58,9.9125399999999994E-7,"MGD","DQGwWtp",58,9.9099999999999991E-7,"MGD","DQGwWtp",58,9.9099999999999991E-7,"MGD","DQGwWtp",58,9.9099999999999991E-7,"MGD","DQGwWtp",58,9.9099999999999991E-7,"MGD","DQGwWtp",58,9.9099999999999991E-7,"MGD",1]
["DQGwWtp",59,9.9125399999999994E-7,"MGD","DQGwWtp",59,9.9099999999999991E-7,"MGD","DQGwWtp",59,9.9099999999999991E-7,"MGD","DQGwWtp",59,9.9099999999999991E-7,"MGD","DQGwWtp",59,9.9099999999999991E-7,"MGD","DQGwWtp",59,9.9099999999999991E-7,"MGD",1]
["DQGwWtp",60,9.9125399999999994E-7,"MGD","DQGwWtp",60,9.9099999999999991E-7,"MGD","DQGwWtp",60,9.9099999999999991E-7,"MGD","DQGwWtp",60,9.9099999999999991E-7,"MGD","DQGwWtp",60,9.9099999999999991E-7,"MGD","DQGwWtp",60,9.9099999999999991E-7,"MGD",1]
["DQGwWtp",61,9.9125399999999994E-7,"MGD","DQGwWtp",61,9.9099999999999991E-7,"MGD","DQGwWtp",61,9.9099999999999991E-7,"MGD","DQGwWtp",61,9.9099999999999991E-7,"MGD","DQGwWtp",61,9.9099999999999991E-7,"MGD","DQGwWtp",61,9.9099999999999991E-7,"MGD",1]
["DQGwWtp",62,9.9125399999999994E-7,"MGD","DQGwWtp",62,9.9099999999999991E-7,"MGD","DQGwWtp",62,9.9099999999999991E-7,"MGD","DQGwWtp",62,9.9099999999999991E-7,"MGD","DQGwWtp",62,9.9099999999999991E-7,"MGD","DQGwWtp",62,9.9099999999999991E-7,"MGD",1]
["DQGwWtp",63,9.9125399999999994E-7,"MGD","DQGwWtp",63,9.9099999999999991E-7,"MGD","DQGwWtp",63,9.9099999999999991E-7,"MGD","DQGwWtp",63,9.9099999999999991E-7,"MGD","DQGwWtp",63,9.9099999999999991E-7,"MGD","DQGwWtp",63,9.9099999999999991E-7,"MGD",1]
["DQGwWtp",64,9.9125399999999994E-7,"MGD","DQGwWtp",64,9.9099999999999991E-7,"MGD","DQGwWtp",64,9.9099999999999991E-7,"MGD","DQGwWtp",64,9.9099999999999991E-7,"MGD","DQGwWtp",64,9.9099999999999991E-7,"MGD","DQGwWtp",64,9.9099999999999991E-7,"MGD",1]
["DQGwWtp",65,9.9125399999999994E-7,"MGD","DQGwWtp",65,9.9099999999999991E-7,"MGD","DQGwWtp",65,9.9099999999999991E-7,"MGD","DQGwWtp",65,9.9099999999999991E-7,"MGD","DQGwWtp",65,9.9099999999999991E-7,"MGD","DQGwWtp",65,9.9099999999999991E-7,"MGD",1]
["DQGwWtp",66,9.9125399999999994E-7,"MGD","DQGwWtp",66,9.9099999999999991E-7,"MGD","DQGwWtp",66,9.9099999999999991E-7,"MGD","DQGwWtp",66,9.9099999999999991E-7,"MGD","DQGwWtp",66,9.9099999999999991E-7,"MGD","DQGwWtp",66,9.9099999999999991E-7,"MGD",1]
["DQGwWtp",67,9.9125399999999994E-7,"MGD","DQGwWtp",67,9.9099999999999991E-7,"MGD","DQGwWtp",67,9.9099999999999991E-7,"MGD","DQGwWtp",67,9.9099999999999991E-7,"MGD","DQGwWtp",67,9.9099999999999991E-7,"MGD","DQGwWtp",67,9.9099999999999991E-7,"MGD",1]
["DQGwWtp",68,9.9125399999999994E-7,"MGD","DQGwWtp",68,9.9099999999999991E-7,"MGD","DQGwWtp",68,9.9099999999999991E-7,"MGD","DQGwWtp",68,9.9099999999999991E-7,"MGD","DQGwWtp",68,9.9099999999999991E-7,"MGD","DQGwWtp",68,9.9099999999999991E-7,"MGD",1]
["DQGwWtp",69,9.9125399999999994E-7,"MGD","DQGwWtp",69,9.9099999999999991E-7,"MGD","DQGwWtp",69,9.9099999999999991E-7,"MGD","DQGwWtp",69,9.9099999999999991E-7,"MGD","DQGwWtp",69,9.9099999999999991E-7,"MGD","DQGwWtp",69,9.9099999999999991E-7,"MGD",1]
["DQGwWtp",70,9.9125399999999994E-7,"MGD","DQGwWtp",70,9.9099999999999991E-7,"MGD","DQGwWtp",70,9.9099999999999991E-7,"MGD","DQGwWtp",70,9.9099999999999991E-7,"MGD","DQGwWtp",70,9.9099999999999991E-7,"MGD","DQGwWtp",70,9.9099999999999991E-7,"MGD",1]
["DQGwWtp",71,9.9125399999999994E-7,"MGD","DQGwWtp",71,9.9099999999999991E-7,"MGD","DQGwWtp",71,9.9099999999999991E-7,"MGD","DQGwWtp",71,9.9099999999999991E-7,"MGD","DQGwWtp",71,9.9099999999999991E-7,"MGD","DQGwWtp",71,9.9099999999999991E-7,"MGD",1]
["DQGwWtp",72,9.9125399999999994E-7,"MGD","DQGwWtp",72,9.9099999999999991E-7,"MGD","DQGwWtp",72,9.9099999999999991E-7,"MGD","DQGwWtp",72,9.9099999999999991E-7,"MGD","DQGwWtp",72,9.9099999999999991E-7,"MGD","DQGwWtp",72,9.9099999999999991E-7,"MGD",1]
["DQGwWtp",73,9.9125399999999994E-7,"MGD","DQGwWtp",73,9.9099999999999991E-7,"MGD","DQGwWtp",73,9.9099999999999991E-7,"MGD","DQGwWtp",73,9.9099999999999991E-7,"MGD","DQGwWtp",73,9.9099999999999991E-7,"MGD","DQGwWtp",73,9.9099999999999991E-7,"MGD",1]
["DQGwWtp",74,9.9125399999999994E-7,"MGD","DQGwWtp",74,9.9099999999999991E-7,"MGD","DQGwWtp",74,9.9099999999999991E-7,"MGD","DQGwWtp",74,9.9099999999999991E-7,"MGD","DQGwWtp",74,9.9099999999999991E-7,"MGD","DQGwWtp",74,9.9099999999999991E-7,"MGD",1]
["DQGwWtp",75,9.9125399999999994E-7,"MGD","DQGwWtp",75,9.9099999999999991E-7,"MGD","DQGwWtp",75,9.9099999999999991E-7,"MGD","DQGwWtp",75,9.9099999999999991E-7,"MGD","DQGwWtp",75,9.9099999999999991E-7,"MGD","DQGwWtp",75,9.9099999999999991E-7,"MGD",1]
["DQGwWtp",76,9.9125399999999994E-7,"MGD","DQGwWtp",76,9.9099999999999991E-7,"MGD","DQGwWtp",76,9.9099999999999991E-7,"MGD","DQGwWtp",76,9.9099999999999991E-7,"MGD","DQGwWtp",76,9.9099999999999991E-7,"MGD","DQGwWtp",76,9.9099999999999991E-7,"MGD",1]
["DQGwWtp",77,9.9125399999999994E-7,"MGD","DQGwWtp",77,9.9099999999999991E-7,"MGD","DQGwWtp",77,9.9099999999999991E-7,"MGD","DQGwWtp",77,9.9099999999999991E-7,"MGD","DQGwWtp",77,9.9099999999999991E-7,"MGD","DQGwWtp",77,9.9099999999999991E-7,"MGD",1]
["DQGwWtp",78,9.9125399999999994E-7,"MGD","DQGwWtp",78,9.9099999999999991E-7,"MGD","DQGwWtp",78,9.9099999999999991E-7,"MGD","DQGwWtp",78,9.9099999999999991E-7,"MGD","DQGwWtp",78,9.9099999999999991E-7,"MGD","DQGwWtp",78,9.9099999999999991E-7,"MGD",1]
["DQGwWtp",79,9.9125399999999994E-7,"MGD","DQGwWtp",79,9.9099999999999991E-7,"MGD","DQGwWtp",79,9.9099999999999991E-7,"MGD","DQGwWtp",79,9.9099999999999991E-7,"MGD","DQGwWtp",79,9.9099999999999991E-7,"MGD","DQGwWtp",79,9.9099999999999991E-7,"MGD",1]
["DQGwWtp",80,9.9125399999999994E-7,"MGD","DQGwWtp",80,9.9099999999999991E-7,"MGD","DQGwWtp",80,9.9099999999999991E-7,"MGD","DQGwWtp",80,9.9099999999999991E-7,"MGD","DQGwWtp",80,9.9099999999999991E-7,"MGD","DQGwWtp",80,9.9099999999999991E-7,"MGD",1]
["DQGwWtp",81,9.9125399999999994E-7,"MGD","DQGwWtp",81,9.9099999999999991E-7,"MGD","DQGwWtp",81,9.9099999999999991E-7,"MGD","DQGwWtp",81,9.9099999999999991E-7,"MGD","DQGwWtp",81,9.9099999999999991E-7,"MGD","DQGwWtp",81,9.9099999999999991E-7,"MGD",1]
["DQGwWtp",82,9.9125399999999994E-7,"MGD","DQGwWtp",82,9.9099999999999991E-7,"MGD","DQGwWtp",82,9.9099999999999991E-7,"MGD","DQGwWtp",82,9.9099999999999991E-7,"MGD","DQGwWtp",82,9.9099999999999991E-7,"MGD","DQGwWtp",82,9.9099999999999991E-7,"MGD",1]
["DQGwWtp",83,9.9125399999999994E-7,"MGD","DQGwWtp",83,9.9099999999999991E-7,"MGD","DQGwWtp",83,9.9099999999999991E-7,"MGD","DQGwWtp",83,9.9099999999999991E-7,"MGD","DQGwWtp",83,9.9099999999999991E-7,"MGD","DQGwWtp",83,9.9099999999999991E-7,"MGD",1]
["DQGwWtp",84,9.9125399999999994E-7,"MGD","DQGwWtp",84,9.9099999999999991E-7,"MGD","DQGwWtp",84,9.9099999999999991E-7,"MGD","DQGwWtp",84,9.9099999999999991E-7,"MGD","DQGwWtp",84,9.9099999999999991E-7,"MGD","DQGwWtp",84,9.9099999999999991E-7,"MGD",1]
["DQGwWtp",85,9.9125399999999994E-7,"MGD","DQGwWtp",85,9.9099999999999991E-7,"MGD","DQGwWtp",85,9.9099999999999991E-7,"MGD","DQGwWtp",85,9.9099999999999991E-7,"MGD","DQGwWtp",85,9.9099999999999991E-7,"MGD","DQGwWtp",85,9.9099999999999991E-7,"MGD",1]
["DQGwWtp",86,9.9125399999999994E-7,"MGD","DQGwWtp",86,9.9099999999999991E-7,"MGD","DQGwWtp",86,9.9099999999999991E-7,"MGD","DQGwWtp",86,9.9099999999999991E-7,"MGD","DQGwWtp",86,9.9099999999999991E-7,"MGD","DQGwWtp",86,9.9099999999999991E-7,"MGD",1]
["DQGwWtp",87,9.9125399999999994E-7,"MGD","DQGwWtp",87,9.9099999999999991E-7,"MGD","DQGwWtp",87,9.9099999999999991E-7,"MGD","DQGwWtp",87,9.9099999999999991E-7,"MGD","DQGwWtp",87,9.9099999999999991E-7,"MGD","DQGwWtp",87,9.9099999999999991E-7,"MGD",{"$f":"IF(ISNUMBER(C836),IF(AVERAGE(C836,G836,K836,O836,S836,W836)<>MAX(C836,G836,K836,O836,S836,W836),1,0),\"\")","v":1}]
["DQGwWtp",88,9.9125399999999994E-7,"MGD","DQGwWtp",88,9.9099999999999991E-7,"MGD","DQGwWtp",88,9.9099999999999991E-7,"MGD","DQGwWtp",88,9.9099999999999991E-7,"MGD","DQGwWtp",88,9.9099999999999991E-7,"MGD","DQGwWtp",88,9.9099999999999991E-7,"MGD",1]
["DQGwWtp",89,9.9125399999999994E-7,"MGD","DQGwWtp",89,9.9099999999999991E-7,"MGD","DQGwWtp",89,9.9099999999999991E-7,"MGD","DQGwWtp",89,9.9099999999999991E-7,"MGD","DQGwWtp",89,9.9099999999999991E-7,"MGD","DQGwWtp",89,9.9099999999999991E-7,"MGD",1]
["DQGwWtp",90,9.9125399999999994E-7,"MGD","DQGwWtp",90,9.9099999999999991E-7,"MGD","DQGwWtp",90,9.9099999999999991E-7,"MGD","DQGwWtp",90,9.9099999999999991E-7,"MGD","DQGwWtp",90,9.9099999999999991E-7,"MGD","DQGwWtp",90,9.9099999999999991E-7,"MGD",1]
["DQGwWtp",91,9.9125499999999996E-7,"MGD","DQGwWtp",91,9.9099999999999991E-7,"MGD","DQGwWtp",91,9.9099999999999991E-7,"MGD","DQGwWtp",91,9.9099999999999991E-7,"MGD","DQGwWtp",91,9.9099999999999991E-7,"MGD","DQGwWtp",91,9.9099999999999991E-7,"MGD",1]
["DQGwWtp",92,9.9125499999999996E-7,"MGD","DQGwWtp",92,9.9099999999999991E-7,"MGD","DQGwWtp",92,9.9099999999999991E-7,"MGD","DQGwWtp",92,9.9099999999999991E-7,"MGD","DQGwWtp",92,9.9099999999999991E-7,"MGD","DQGwWtp",92,9.9099999999999991E-7,"MGD",1]
["DQGwWtp",93,9.9125499999999996E-7,"MGD","DQGwWtp",93,9.9099999999999991E-7,"MGD","DQGwWtp",93,9.9099999999999991E-7,"MGD","DQGwWtp",93,9.9099999999999991E-7,"MGD","DQGwWtp",93,9.9099999999999991E-7,"MGD","DQGwWtp",93,9.9099999999999991E-7,"MGD",1]
["DQGwWtp",94,9.9125499999999996E-7,"MGD","DQGwWtp",94,9.9099999999999991E-7,"MGD","DQGwWtp",94,9.9099999999999991E-7,"MGD","DQGwWtp",94,9.9099999999999991E-7,"MGD","DQGwWtp",94,9.9099999999999991E-7,"MGD","DQGwWtp",94,9.9099999999999991E-7,"MGD",1]
["DQGwWtp",95,9.9125499999999996E-7,"MGD","DQGwWtp",95,9.9099999999999991E-7,"MGD","DQGwWtp",95,9.9099999999999991E-7,"MGD","DQGwWtp",95,9.9099999999999991E-7,"MGD","DQGwWtp",95,9.9099999999999991E-7,"MGD","DQGwWtp",95,9.9099999999999991E-7,"MGD",1]
["DQGwWtp",96,9.9125499999999996E-7,"MGD","DQGwWtp",96,9.9099999999999991E-7,"MGD","DQGwWtp",96,9.9099999999999991E-7,"MGD","DQGwWtp",96,9.9099999999999991E-7,"MGD","DQGwWtp",96,9.9099999999999991E-7,"MGD","DQGwWtp",96,9.9099999999999991E-7,"MGD",1]
["DQGwWtp",97,9.9125499999999996E-7,"MGD","DQGwWtp",97,9.9099999999999991E-7,"MGD","DQGwWtp",97,9.9099999999999991E-7,"MGD","DQGwWtp",97,9.9099999999999991E-7,"MGD","DQGwWtp",97,9.9099999999999991E-7,"MGD","DQGwWtp",97,9.9099999999999991E-7,"MGD",1]
["DQGwWtp",98,9.9125499999999996E-7,"MGD","DQGwWtp",98,9.9099999999999991E-7,"MGD","DQGwWtp",98,9.9099999999999991E-7,"MGD","DQGwWtp",98,9.9099999999999991E-7,"MGD","DQGwWtp",98,9.9099999999999991E-7,"MGD","DQGwWtp",98,9.9099999999999991E-7,"MGD",1]
["DQGwWtp",99,9.9125499999999996E-7,"MGD","DQGwWtp",99,9.9099999999999991E-7,"MGD","DQGwWtp",99,9.9099999999999991E-7,"MGD","DQGwWtp",99,9.9099999999999991E-7,"MGD","DQGwWtp",99,9.9099999999999991E-7,"MGD","DQGwWtp",99,9.9099999999999991E-7,"MGD",1]
["DQGwWtp",100,9.9125499999999996E-7,"MGD","DQGwWtp",100,9.9099999999999991E-7,"MGD","DQGwWtp",100,9.9099999999999991E-7,"MGD","DQGwWtp",100,9.9099999999999991E-7,"MGD","DQGwWtp",100,9.9099999999999991E-7,"MGD","DQGwWtp",100,9.9099999999999991E-7,"MGD",1]
["DQGwWtp",101,9.9125499999999996E-7,"MGD","DQGwWtp",101,9.9099999999999991E-7,"MGD","DQGwWtp",101,9.9099999999999991E-7,"MGD","DQGwWtp",101,9.9099999999999991E-7,"MGD","DQGwWtp",101,9.9099999999999991E-7,"MGD","DQGwWtp",101,9.9099999999999991E-7,"MGD",1]
["DQGwWtp",102,9.9125499999999996E-7,"MGD","DQGwWtp",102,9.9099999999999991E-7,"MGD","DQGwWtp",102,9.9099999999999991E-7,"MGD","DQGwWtp",102,9.9099999999999991E-7,"MGD","DQGwWtp",102,9.9099999999999991E-7,"MGD","DQGwWtp",102,9.9099999999999991E-7,"MGD",1]
["DQGwWtp",103,9.9125499999999996E-7,"MGD","DQGwWtp",103,9.9099999999999991E-7,"MGD","DQGwWtp",103,9.9099999999999991E-7,"MGD","DQGwWtp",103,9.9099999999999991E-7,"MGD","DQGwWtp",103,9.9099999999999991E-7,"MGD","DQGwWtp",103,9.9099999999999991E-7,"MGD",1]
["DQGwWtp",104,9.9125499999999996E-7,"MGD","DQGwWtp",104,9.9099999999999991E-7,"MGD","DQGwWtp",104,9.9099999999999991E-7,"MGD","DQGwWtp",104,9.9099999999999991E-7,"MGD","DQGwWtp",104,9.9099999999999991E-7,"MGD","DQGwWtp",104,9.9099999999999991E-7,"MGD",1]
["DQGwWtp",105,9.9125499999999996E-7,"MGD","DQGwWtp",105,9.9099999999999991E-7,"MGD","DQGwWtp",105,9.9099999999999991E-7,"MGD","DQGwWtp",105,9.9099999999999991E-7,"MGD","DQGwWtp",105,9.9099999999999991E-7,"MGD","DQGwWtp",105,9.9099999999999991E-7,"MGD",1]
["DQGwWtp",106,9.9125499999999996E-7,"MGD","DQGwWtp",106,9.9099999999999991E-7,"MGD","DQGwWtp",106,9.9099999999999991E-7,"MGD","DQGwWtp",106,9.9099999999999991E-7,"MGD","DQGwWtp",106,9.9099999999999991E-7,"MGD","DQGwWtp",106,9.9099999999999991E-7,"MGD",1]
["DQGwWtp",107,9.9125499999999996E-7,"MGD","DQGwWtp",107,9.9099999999999991E-7,"MGD","DQGwWtp",107,9.9099999999999991E-7,"MGD","DQGwWtp",107,9.9099999999999991E-7,"MGD","DQGwWtp",107,9.9099999999999991E-7,"MGD","DQGwWtp",107,9.9099999999999991E-7,"MGD",1]
["DQGwWtp",108,9.9125499999999996E-7,"MGD","DQGwWtp",108,9.9099999999999991E-7,"MGD","DQGwWtp",108,9.9099999999999991E-7,"MGD","DQGwWtp",108,9.9099999999999991E-7,"MGD","DQGwWtp",108,9.9099999999999991E-7,"MGD","DQGwWtp",108,9.9099999999999991E-7,"MGD",1]
["DQGwWtp",109,9.9125499999999996E-7,"MGD","DQGwWtp",109,9.9099999999999991E-7,"MGD","DQGwWtp",109,9.9099999999999991E-7,"MGD","DQGwWtp",109,9.9099999999999991E-7,"MGD","DQGwWtp",109,9.9099999999999991E-7,"MGD","DQGwWtp",109,9.9099999999999991E-7,"MGD",1]
["DQGwWtp",110,9.9125499999999996E-7,"MGD","DQGwWtp",110,9.9099999999999991E-7,"MGD","DQGwWtp",110,9.9099999999999991E-7,"MGD","DQGwWtp",110,9.9099999999999991E-7,"MGD","DQGwWtp",110,9.9099999999999991E-7,"MGD","DQGwWtp",110,9.9099999999999991E-7,"MGD",1]
["DQGwWtp",111,9.9125499999999996E-7,"MGD","DQGwWtp",111,9.9099999999999991E-7,"MGD","DQGwWtp",111,9.9099999999999991E-7,"MGD","DQGwWtp",111,9.9099999999999991E-7,"MGD","DQGwWtp",111,9.9099999999999991E-7,"MGD","DQGwWtp",111,9.9099999999999991E-7,"MGD",1]
["DQGwWtp",112,9.9125499999999996E-7,"MGD","DQGwWtp",112,9.9099999999999991E-7,"MGD","DQGwWtp",112,9.9099999999999991E-7,"MGD","DQGwWtp",112,9.9099999999999991E-7,"MGD","DQGwWtp",112,9.9099999999999991E-7,"MGD","DQGwWtp",112,9.9099999999999991E-7,"MGD",1]
["DQGwWtp",113,9.9125499999999996E-7,"MGD","DQGwWtp",113,9.9099999999999991E-7,"MGD","DQGwWtp",113,9.9099999999999991E-7,"MGD","DQGwWtp",113,9.9099999999999991E-7,"MGD","DQGwWtp",113,9.9099999999999991E-7,"MGD","DQGwWtp",113,9.9099999999999991E-7,"MGD",1]
["DQGwWtp",114,9.9125499999999996E-7,"MGD","DQGwWtp",114,9.9099999999999991E-7,"MGD","DQGwWtp",114,9.9099999999999991E-7,"MGD","DQGwWtp",114,9.9099999999999991E-7,"MGD","DQGwWtp",114,9.9099999999999991E-7,"MGD","DQGwWtp",114,9.9099999999999991E-7,"MGD",1]
["DQGwWtp",115,9.9125399999999994E-7,"MGD","DQGwWtp",115,9.9099999999999991E-7,"MGD","DQGwWtp",115,9.9099999999999991E-7,"MGD","DQGwWtp",115,9.9099999999999991E-7,"MGD","DQGwWtp",115,9.9099999999999991E-7,"MGD","DQGwWtp",115,9.9099999999999991E-7,"MGD",1]
["DQGwWtp",116,9.9125399999999994E-7,"MGD","DQGwWtp",116,9.9099999999999991E-7,"MGD","DQGwWtp",116,9.9099999999999991E-7,"MGD","DQGwWtp",116,9.9099999999999991E-7,"MGD","DQGwWtp",116,9.9099999999999991E-7,"MGD","DQGwWtp",116,9.9099999999999991E-7,"MGD",1]
["DQGwWtp",117,9.9125399999999994E-7,"MGD","DQGwWtp",117,9.9099999999999991E-7,"MGD","DQGwWtp",117,9.9099999999999991E-7,"MGD","DQGwWtp",117,9.9099999999999991E-7,"MGD","DQGwWtp",117,9.9099999999999991E-7,"MGD","DQGwWtp",117,9.9099999999999991E-7,"MGD",1]
["DQGwWtp",118,9.9125499999999996E-7,"MGD","DQGwWtp",118,9.9099999999999991E-7,"MGD","DQGwWtp",118,9.9099999999999991E-7,"MGD","DQGwWtp",118,9.9099999999999991E-7,"MGD","DQGwWtp",118,9.9099999999999991E-7,"MGD","DQGwWtp",118,9.9099999999999991E-7,"MGD",1]
["DQGwWtp",119,9.9125499999999996E-7,"MGD","DQGwWtp",119,9.9099999999999991E-7,"MGD","DQGwWtp",119,9.9099999999999991E-7,"MGD","DQGwWtp",119,9.9099999999999991E-7,"MGD","DQGwWtp",119,9.9099999999999991E-7,"MGD","DQGwWtp",119,9.9099999999999991E-7,"MGD",1]
["DQGwWtp",120,9.9125499999999996E-7,"MGD","DQGwWtp",120,9.9099999999999991E-7,"MGD","DQGwWtp",120,9.9099999999999991E-7,"MGD","DQGwWtp",120,9.9099999999999991E-7,"MGD","DQGwWtp",120,9.9099999999999991E-7,"MGD","DQGwWtp",120,9.9099999999999991E-7,"MGD",1]
["DQGwWtp",121,9.9125499999999996E-7,"MGD","DQGwWtp",121,9.9099999999999991E-7,"MGD","DQGwWtp",121,9.9099999999999991E-7,"MGD","DQGwWtp",121,9.9099999999999991E-7,"MGD","DQGwWtp",121,9.9099999999999991E-7,"MGD","DQGwWtp",121,9.9099999999999991E-7,"MGD",1]
["DQGwWtp",122,9.9125499999999996E-7,"MGD","DQGwWtp",122,9.9099999999999991E-7,"MGD","DQGwWtp",122,9.9099999999999991E-7,"MGD","DQGwWtp",122,9.9099999999999991E-7,"MGD","DQGwWtp",122,9.9099999999999991E-7,"MGD","DQGwWtp",122,9.9099999999999991E-7,"MGD",1]
["DQGwWtp",123,9.9125499999999996E-7,"MGD","DQGwWtp",123,9.9099999999999991E-7,"MGD","DQGwWtp",123,9.9099999999999991E-7,"MGD","DQGwWtp",123,9.9099999999999991E-7,"MGD","DQGwWtp",123,9.9099999999999991E-7,"MGD","DQGwWtp",123,9.9099999999999991E-7,"MGD",1]
["DQGwWtp",124,9.9125499999999996E-7,"MGD","DQGwWtp",124,9.9099999999999991E-7,"MGD","DQGwWtp",124,9.9099999999999991E-7,"MGD","DQGwWtp",124,9.9099999999999991E-7,"MGD","DQGwWtp",124,9.9099999999999991E-7,"MGD","DQGwWtp",124,9.9099999999999991E-7,"MGD",1]
["DQGwWtp",125,9.9125499999999996E-7,"MGD","DQGwWtp",125,9.9099999999999991E-7,"MGD","DQGwWtp",125,9.9099999999999991E-7,"MGD","DQGwWtp",125,9.9099999999999991E-7,"MGD","DQGwWtp",125,9.9099999999999991E-7,"MGD","DQGwWtp",125,9.9099999999999991E-7,"MGD",1]
["DQGwWtp",126,9.9125499999999996E-7,"MGD","DQGwWtp",126,9.9099999999999991E-7,"MGD","DQGwWtp",126,9.9099999999999991E-7,"MGD","DQGwWtp",126,9.9099999999999991E-7,"MGD","DQGwWtp",126,9.9099999999999991E-7,"MGD","DQGwWtp",126,9.9099999999999991E-7,"MGD",1]
["DQGwWtp",127,9.9125499999999996E-7,"MGD","DQGwWtp",127,9.9099999999999991E-7,"MGD","DQGwWtp",127,9.9099999999999991E-7,"MGD","DQGwWtp",127,9.9099999999999991E-7,"MGD","DQGwWtp",127,9.9099999999999991E-7,"MGD","DQGwWtp",127,9.9099999999999991E-7,"MGD",1]
["DQGwWtp",128,9.9125499999999996E-7,"MGD","DQGwWtp",128,9.9099999999999991E-7,"MGD","DQGwWtp",128,9.9099999999999991E-7,"MGD","DQGwWtp",128,9.9099999999999991E-7,"MGD","DQGwWtp",128,9.9099999999999991E-7,"MGD","DQGwWtp",128,9.9099999999999991E-7,"MGD",1]
["DQGwWtp",129,9.9125499999999996E-7,"MGD","DQGwWtp",129,9.9099999999999991E-7,"MGD","DQGwWtp",129,9.9099999999999991E-7,"MGD","DQGwWtp",129,9.9099999999999991E-7,"MGD","DQGwWtp",129,9.9099999999999991E-7,"MGD","DQGwWtp",129,9.9099999999999991E-7,"MGD",1]
["DQGwWtp",130,9.9125499999999996E-7,"MGD","DQGwWtp",130,9.9099999999999991E-7,"MGD","DQGwWtp",130,9.9099999999999991E-7,"MGD","DQGwWtp",130,9.9099999999999991E-7,"MGD","DQGwWtp",130,9.9099999999999991E-7,"MGD","DQGwWtp",130,9.9099999999999991E-7,"MGD",1]
["DQGwWtp",131,9.9125499999999996E-7,"MGD","DQGwWtp",131,9.9099999999999991E-7,"MGD","DQGwWtp",131,9.9099999999999991E-7,"MGD","DQGwWtp",131,9.9099999999999991E-7,"MGD","DQGwWtp",131,9.9099999999999991E-7,"MGD","DQGwWtp",131,9.9099999999999991E-7,"MGD",1]
["DQGwWtp",132,9.9125499999999996E-7,"MGD","DQGwWtp",132,9.9099999999999991E-7,"MGD","DQGwWtp",132,9.9099999999999991E-7,"MGD","DQGwWtp",132,9.9099999999999991E-7,"MGD","DQGwWtp",132,9.9099999999999991E-7,"MGD","DQGwWtp",132,9.9099999999999991E-7,"MGD",1]
["DQGwWtp",133,9.9125499999999996E-7,"MGD","DQGwWtp",133,9.9099999999999991E-7,"MGD","DQGwWtp",133,9.9099999999999991E-7,"MGD","DQGwWtp",133,9.9099999999999991E-7,"MGD","DQGwWtp",133,9.9099999999999991E-7,"MGD","DQGwWtp",133,9.9099999999999991E-7,"MGD",1]
["DQGwWtp",134,9.9125499999999996E-7,"MGD","DQGwWtp",134,9.9099999999999991E-7,"MGD","DQGwWtp",134,9.9099999999999991E-7,"MGD","DQGwWtp",134,9.9099999999999991E-7,"MGD","DQGwWtp",134,9.9099999999999991E-7,"MGD","DQGwWtp",134,9.9099999999999991E-7,"MGD",1]
["DQGwWtp",135,9.9125499999999996E-7,"MGD","DQGwWtp",135,9.9099999999999991E-7,"MGD","DQGwWtp",135,9.9099999999999991E-7,"MGD","DQGwWtp",135,9.9099999999999991E-7,"MGD","DQGwWtp",135,9.9099999999999991E-7,"MGD","DQGwWtp",135,9.9099999999999991E-7,"MGD",1]
["DQGwWtp",136,9.9125499999999996E-7,"MGD","DQGwWtp",136,9.9099999999999991E-7,"MGD","DQGwWtp",136,9.9099999999999991E-7,"MGD","DQGwWtp",136,9.9099999999999991E-7,"MGD","DQGwWtp",136,9.9099999999999991E-7,"MGD","DQGwWtp",136,9.9099999999999991E-7,"MGD",1]
["DQGwWtp",137,9.9125499999999996E-7,"MGD","DQGwWtp",137,9.9099999999999991E-7,"MGD","DQGwWtp",137,9.9099999999999991E-7,"MGD","DQGwWtp",137,9.9099999999999991E-7,"MGD","DQGwWtp",137,9.9099999999999991E-7,"MGD","DQGwWtp",137,9.9099999999999991E-7,"MGD",1]
["DQGwWtp",138,9.9125499999999996E-7,"MGD","DQGwWtp",138,9.9099999999999991E-7,"MGD","DQGwWtp",138,9.9099999999999991E-7,"MGD","DQGwWtp",138,9.9099999999999991E-7,"MGD","DQGwWtp",138,9.9099999999999991E-7,"MGD","DQGwWtp",138,9.9099999999999991E-7,"MGD",1]
["DQGwWtp",139,9.9125499999999996E-7,"MGD","DQGwWtp",139,9.9099999999999991E-7,"MGD","DQGwWtp",139,9.9099999999999991E-7,"MGD","DQGwWtp",139,9.9099999999999991E-7,"MGD","DQGwWtp",139,9.9099999999999991E-7,"MGD","DQGwWtp",139,9.9099999999999991E-7,"MGD",1]
["DQGwWtp",140,9.9125499999999996E-7,"MGD","DQGwWtp",140,9.9099999999999991E-7,"MGD","DQGwWtp",140,9.9099999999999991E-7,"MGD","DQGwWtp",140,9.9099999999999991E-7,"MGD","DQGwWtp",140,9.9099999999999991E-7,"MGD","DQGwWtp",140,9.9099999999999991E-7,"MGD",1]
["DQGwWtp",141,9.9125499999999996E-7,"MGD","DQGwWtp",141,9.9099999999999991E-7,"MGD","DQGwWtp",141,9.9099999999999991E-7,"MGD","DQGwWtp",141,9.9099999999999991E-7,"MGD","DQGwWtp",141,9.9099999999999991E-7,"MGD","DQGwWtp",141,9.9099999999999991E-7,"MGD",1]
["DQGwWtp",142,9.9125499999999996E-7,"MGD","DQGwWtp",142,9.9099999999999991E-7,"MGD","DQGwWtp",142,9.9099999999999991E-7,"MGD","DQGwWtp",142,9.9099999999999991E-7,"MGD","DQGwWtp",142,9.9099999999999991E-7,"MGD","DQGwWtp",142,9.9099999999999991E-7,"MGD",1]
["DQGwWtp",143,9.9125499999999996E-7,"MGD","DQGwWtp",143,9.9099999999999991E-7,"MGD","DQGwWtp",143,9.9099999999999991E-7,"MGD","DQGwWtp",143,9.9099999999999991E-7,"MGD","DQGwWtp",143,9.9099999999999991E-7,"MGD","DQGwWtp",143,9.9099999999999991E-7,"MGD",1]
["DQGwWtp",144,9.9125499999999996E-7,"MGD","DQGwWtp",144,9.9099999999999991E-7,"MGD","DQGwWtp",144,9.9099999999999991E-7,"MGD","DQGwWtp",144,9.9099999999999991E-7,"MGD","DQGwWtp",144,9.9099999999999991E-7,"MGD","DQGwWtp",144,9.9099999999999991E-7,"MGD",1]
["DQGwWtp",145,9.9125499999999996E-7,"MGD","DQGwWtp",145,9.9099999999999991E-7,"MGD","DQGwWtp",145,9.9099999999999991E-7,"MGD","DQGwWtp",145,9.9099999999999991E-7,"MGD","DQGwWtp",145,9.9099999999999991E-7,"MGD","DQGwWtp",145,9.9099999999999991E-7,"MGD",1]
["DQGwWtp",146,9.9125499999999996E-7,"MGD","DQGwWtp",146,9.9099999999999991E-7,"MGD","DQGwWtp",146,9.9099999999999991E-7,"MGD","DQGwWtp",146,9.9099999999999991E-7,"MGD","DQGwWtp",146,9.9099999999999991E-7,"MGD","DQGwWtp",146,9.9099999999999991E-7,"MGD",1]
["DQGwWtp",147,9.9125499999999996E-7,"MGD","DQGwWtp",147,9.9099999999999991E-7,"MGD","DQGwWtp",147,9.9099999999999991E-7,"MGD","DQGwWtp",147,9.9099999999999991E-7,"MGD","DQGwWtp",147,9.9099999999999991E-7,"MGD","DQGwWtp",147,9.9099999999999991E-7,"MGD",1]
["DQGwWtp",148,9.9125499999999996E-7,"MGD","DQGwWtp",148,9.9099999999999991E-7,"MGD","DQGwWtp",148,9.9099999999999991E-7,"MGD","DQGwWtp",148,9.9099999999999991E-7,"MGD","DQGwWtp",148,9.9099999999999991E-7,"MGD","DQGwWtp",148,9.9099999999999991E-7,"MGD",1]
["DQGwWtp",149,9.9125499999999996E-7,"MGD","DQGwWtp",149,9.9099999999999991E-7,"MGD","DQGwWtp",149,9.9099999999999991E-7,"MGD","DQGwWtp",149,9.9099999999999991E-7,"MGD","DQGwWtp",149,9.9099999999999991E-7,"MGD","DQGwWtp",149,9.9099999999999991E-7,"MGD",1]
["DQGwWtp",150,9.9125499999999996E-7,"MGD","DQGwWtp",150,9.9099999999999991E-7,"MGD","DQGwWtp",150,9.9099999999999991E-7,"MGD","DQGwWtp",150,9.9099999999999991E-7,"MGD","DQGwWtp",150,9.9099999999999991E-7,"MGD","DQGwWtp",150,9.9099999999999991E-7,"MGD",1]
["DQGwWtp",151,9.9125499999999996E-7,"MGD","DQGwWtp",151,9.9099999999999991E-7,"MGD","DQGwWtp",151,9.9099999999999991E-7,"MGD","DQGwWtp",151,9.9099999999999991E-7,"MGD","DQGwWtp",151,9.9099999999999991E-7,"MGD","DQGwWtp",151,9.9099999999999991E-7,"MGD",{"$f":"IF(ISNUMBER(C900),IF(AVERAGE(C900,G900,K900,O900,S900,W900)<>MAX(C900,G900,K900,O900,S900,W900),1,0),\"\")","v":1}]
["DQGwWtp",152,9.9125499999999996E-7,"MGD","DQGwWtp",152,9.9099999999999991E-7,"MGD","DQGwWtp",152,9.9099999999999991E-7,"MGD","DQGwWtp",152,9.9099999999999991E-7,"MGD","DQGwWtp",152,9.9099999999999991E-7,"MGD","DQGwWtp",152,9.9099999999999991E-7,"MGD",1]
["DQGwWtp",153,9.9125499999999996E-7,"MGD","DQGwWtp",153,9.9099999999999991E-7,"MGD","DQGwWtp",153,9.9099999999999991E-7,"MGD","DQGwWtp",153,9.9099999999999991E-7,"MGD","DQGwWtp",153,9.9099999999999991E-7,"MGD","DQGwWtp",153,9.9099999999999991E-7,"MGD",1]
["DQGwWtp",154,9.9125499999999996E-7,"MGD","DQGwWtp",154,9.9099999999999991E-7,"MGD","DQGwWtp",154,9.9099999999999991E-7,"MGD","DQGwWtp",154,9.9099999999999991E-7,"MGD","DQGwWtp",154,9.9099999999999991E-7,"MGD","DQGwWtp",154,9.9099999999999991E-7,"MGD",1]
["DQGwWtp",155,9.9125499999999996E-7,"MGD","DQGwWtp",155,9.9099999999999991E-7,"MGD","DQGwWtp",155,9.9099999999999991E-7,"MGD","DQGwWtp",155,9.9099999999999991E-7,"MGD","DQGwWtp",155,9.9099999999999991E-7,"MGD","DQGwWtp",155,9.9099999999999991E-7,"MGD",1]
["DQGwWtp",156,9.9125499999999996E-7,"MGD","DQGwWtp",156,9.9099999999999991E-7,"MGD","DQGwWtp",156,9.9099999999999991E-7,"MGD","DQGwWtp",156,9.9099999999999991E-7,"MGD","DQGwWtp",156,9.9099999999999991E-7,"MGD","DQGwWtp",156,9.9099999999999991E-7,"MGD",1]
["DQGwWtp",157,9.9125499999999996E-7,"MGD","DQGwWtp",157,9.9099999999999991E-7,"MGD","DQGwWtp",157,9.9099999999999991E-7,"MGD","DQGwWtp",157,9.9099999999999991E-7,"MGD","DQGwWtp",157,9.9099999999999991E-7,"MGD","DQGwWtp",157,9.9099999999999991E-7,"MGD",1]
["DQGwWtp",158,9.9125499999999996E-7,"MGD","DQGwWtp",158,9.9099999999999991E-7,"MGD","DQGwWtp",158,9.9099999999999991E-7,"MGD","DQGwWtp",158,9.9099999999999991E-7,"MGD","DQGwWtp",158,9.9099999999999991E-7,"MGD","DQGwWtp",158,9.9099999999999991E-7,"MGD",1]
["DQGwWtp",159,9.9125499999999996E-7,"MGD","DQGwWtp",159,9.9099999999999991E-7,"MGD","DQGwWtp",159,9.9099999999999991E-7,"MGD","DQGwWtp",159,9.9099999999999991E-7,"MGD","DQGwWtp",159,9.9099999999999991E-7,"MGD","DQGwWtp",159,9.9099999999999991E-7,"MGD",1]
["DQGwWtp",160,9.9125499999999996E-7,"MGD","DQGwWtp",160,9.9099999999999991E-7,"MGD","DQGwWtp",160,9.9099999999999991E-7,"MGD","DQGwWtp",160,9.9099999999999991E-7,"MGD","DQGwWtp",160,9.9099999999999991E-7,"MGD","DQGwWtp",160,9.9099999999999991E-7,"MGD",1]
["DQGwWtp",161,9.9125499999999996E-7,"MGD","DQGwWtp",161,9.9099999999999991E-7,"MGD","DQGwWtp",161,9.9099999999999991E-7,"MGD","DQGwWtp",161,9.9099999999999991E-7,"MGD","DQGwWtp",161,9.9099999999999991E-7,"MGD","DQGwWtp",161,9.9099999999999991E-7,"MGD",1]
["DQGwWtp",162,9.9125499999999996E-7,"MGD","DQGwWtp",162,9.9099999999999991E-7,"MGD","DQGwWtp",162,9.9099999999999991E-7,"MGD","DQGwWtp",162,9.9099999999999991E-7,"MGD","DQGwWtp",162,9.9099999999999991E-7,"MGD","DQGwWtp",162,9.9099999999999991E-7,"MGD",1]
["DQGwWtp",163,9.9125499999999996E-7,"MGD","DQGwWtp",163,9.9099999999999991E-7,"MGD","DQGwWtp",163,9.9099999999999991E-7,"MGD","DQGwWtp",163,9.9099999999999991E-7,"MGD","DQGwWtp",163,9.9099999999999991E-7,"MGD","DQGwWtp",163,9.9099999999999991E-7,"MGD",1]
["DQGwWtp",164,9.9125499999999996E-7,"MGD","DQGwWtp",164,9.9099999999999991E-7,"MGD","DQGwWtp",164,9.9099999999999991E-7,"MGD","DQGwWtp",164,9.9099999999999991E-7,"MGD","DQGwWtp",164,9.9099999999999991E-7,"MGD","DQGwWtp",164,9.9099999999999991E-7,"MGD",1]
["DQGwWtp",165,9.9125499999999996E-7,"MGD","DQGwWtp",165,9.9099999999999991E-7,"MGD","DQGwWtp",165,9.9099999999999991E-7,"MGD","DQGwWtp",165,9.9099999999999991E-7,"MGD","DQGwWtp",165,9.9099999999999991E-7,"MGD","DQGwWtp",165,9.9099999999999991E-7,"MGD",1]
["DQGwWtp",166,9.9125499999999996E-7,"MGD","DQGwWtp",166,9.9099999999999991E-7,"MGD","DQGwWtp",166,9.9099999999999991E-7,"MGD","DQGwWtp",166,9.9099999999999991E-7,"MGD","DQGwWtp",166,9.9099999999999991E-7,"MGD","DQGwWtp",166,9.9099999999999991E-7,"MGD",1]
["DQGwWtp",167,9.9125499999999996E-7,"MGD","DQGwWtp",167,9.9099999999999991E-7,"MGD","DQGwWtp",167,9.9099999999999991E-7,"MGD","DQGwWtp",167,9.9099999999999991E-7,"MGD","DQGwWtp",167,9.9099999999999991E-7,"MGD","DQGwWtp",167,9.9099999999999991E-7,"MGD",1]
["DQGwWtp",168,9.9125499999999996E-7,"MGD","DQGwWtp",168,9.9099999999999991E-7,"MGD","DQGwWtp",168,9.9099999999999991E-7,"MGD","DQGwWtp",168,9.9099999999999991E-7,"MGD","DQGwWtp",168,9.9099999999999991E-7,"MGD","DQGwWtp",168,9.9099999999999991E-7,"MGD",1]
["DQGwWtp",169,9.9125499999999996E-7,"MGD","DQGwWtp",169,9.9099999999999991E-7,"MGD","DQGwWtp",169,9.9099999999999991E-7,"MGD","DQGwWtp",169,9.9099999999999991E-7,"MGD","DQGwWtp",169,9.9099999999999991E-7,"MGD","DQGwWtp",169,9.9099999999999991E-7,"MGD",1]
["DQGwWtp",170,9.9125499999999996E-7,"MGD","DQGwWtp",170,9.9099999999999991E-7,"MGD","DQGwWtp",170,9.9099999999999991E-7,"MGD","DQGwWtp",170,9.9099999999999991E-7,"MGD","DQGwWtp",170,9.9099999999999991E-7,"MGD","DQGwWtp",170,9.9099999999999991E-7,"MGD",1]
["DQGwWtp",171,9.9125499999999996E-7,"MGD","DQGwWtp",171,9.9099999999999991E-7,"MGD","DQGwWtp",171,9.9099999999999991E-7,"MGD","DQGwWtp",171,9.9099999999999991E-7,"MGD","DQGwWtp",171,9.9099999999999991E-7,"MGD","DQGwWtp",171,9.9099999999999991E-7,"MGD",1]
["DQGwWtp",172,9.9125499999999996E-7,"MGD","DQGwWtp",172,9.9099999999999991E-7,"MGD","DQGwWtp",172,9.9099999999999991E-7,"MGD","DQGwWtp",172,9.9099999999999991E-7,"MGD","DQGwWtp",172,9.9099999999999991E-7,"MGD","DQGwWtp",172,9.9099999999999991E-7,"MGD",1]
["DQGwWtp",173,9.9125499999999996E-7,"MGD","DQGwWtp",173,9.9099999999999991E-7,"MGD","DQGwWtp",173,9.9099999999999991E-7,"MGD","DQGwWtp",173,9.9099999999999991E-7,"MGD","DQGwWtp",173,9.9099999999999991E-7,"MGD","DQGwWtp",173,9.9099999999999991E-7,"MGD",1]
["DQGwWtp",174,9.9125499999999996E-7,"MGD","DQGwWtp",174,9.9099999999999991E-7,"MGD","DQGwWtp",174,9.9099999999999991E-7,"MGD","DQGwWtp",174,9.9099999999999991E-7,"MGD","DQGwWtp",174,9.9099999999999991E-7,"MGD","DQGwWtp",174,9.9099999999999991E-7,"MGD",1]
["DQGwWtp",175,9.9125499999999996E-7,"MGD","DQGwWtp",175,9.9099999999999991E-7,"MGD","DQGwWtp",175,9.9099999999999991E-7,"MGD","DQGwWtp",175,9.9099999999999991E-7,"MGD","DQGwWtp",175,9.9099999999999991E-7,"MGD","DQGwWtp",175,9.9099999999999991E-7,"MGD",1]
["DQGwWtp",176,9.9125499999999996E-7,"MGD","DQGwWtp",176,9.9099999999999991E-7,"MGD","DQGwWtp",176,9.9099999999999991E-7,"MGD","DQGwWtp",176,9.9099999999999991E-7,"MGD","DQGwWtp",176,9.9099999999999991E-7,"MGD","DQGwWtp",176,9.9099999999999991E-7,"MGD",1]
["DQGwWtp",177,9.9125499999999996E-7,"MGD","DQGwWtp",177,9.9099999999999991E-7,"MGD","DQGwWtp",177,9.9099999999999991E-7,"MGD","DQGwWtp",177,9.9099999999999991E-7,"MGD","DQGwWtp",177,9.9099999999999991E-7,"MGD","DQGwWtp",177,9.9099999999999991E-7,"MGD",1]
["DQGwWtp",178,9.9125499999999996E-7,"MGD","DQGwWtp",178,9.9099999999999991E-7,"MGD","DQGwWtp",178,9.9099999999999991E-7,"MGD","DQGwWtp",178,9.9099999999999991E-7,"MGD","DQGwWtp",178,9.9099999999999991E-7,"MGD","DQGwWtp",178,9.9099999999999991E-7,"MGD",1]
["DQGwWtp",179,9.9125499999999996E-7,"MGD","DQGwWtp",179,9.9099999999999991E-7,"MGD","DQGwWtp",179,9.9099999999999991E-7,"MGD","DQGwWtp",179,9.9099999999999991E-7,"MGD","DQGwWtp",179,9.9099999999999991E-7,"MGD","DQGwWtp",179,9.9099999999999991E-7,"MGD",1]
["DQGwWtp",180,9.9125499999999996E-7,"MGD","DQGwWtp",180,9.9099999999999991E-7,"MGD","DQGwWtp",180,9.9099999999999991E-7,"MGD","DQGwWtp",180,9.9099999999999991E-7,"MGD","DQGwWtp",180,9.9099999999999991E-7,"MGD","DQGwWtp",180,9.9099999999999991E-7,"MGD",1]
["DQGwWtp",181,9.9125499999999996E-7,"MGD","DQGwWtp",181,9.9099999999999991E-7,"MGD","DQGwWtp",181,9.9099999999999991E-7,"MGD","DQGwWtp",181,9.9099999999999991E-7,"MGD","DQGwWtp",181,9.9099999999999991E-7,"MGD","DQGwWtp",181,9.9099999999999991E-7,"MGD",1]
["DQGwWtp",182,0.42000039900000002,"MGD","DQGwWtp",182,0.42000039900000002,"MGD","DQGwWtp",182,0.42000039900000002,"MGD","DQGwWtp",182,0.42000039900000002,"MGD","DQGwWtp",182,0.42000039900000002,"MGD","DQGwWtp",182,0.42000039900000002,"MGD",0]
["DQGwWtp",183,0.42000039900000002,"MGD","DQGwWtp",183,0.42000039900000002,"MGD","DQGwWtp",183,0.42000039900000002,"MGD","DQGwWtp",183,0.42000039900000002,"MGD","DQGwWtp",183,0.42000039900000002,"MGD","DQGwWtp",183,0.42000039900000002,"MGD",0]
["DQGwWtp",184,0.42000039900000002,"MGD","DQGwWtp",184,0.42000039900000002,"MGD","DQGwWtp",184,0.42000039900000002,"MGD","DQGwWtp",184,0.42000039900000002,"MGD","DQGwWtp",184,0.42000039900000002,"MGD","DQGwWtp",184,0.42000039900000002,"MGD",0]
["DQGwWtp",185,0.42000039900000002,"MGD","DQGwWtp",185,0.42000039900000002,"MGD","DQGwWtp",185,0.42000039900000002,"MGD","DQGwWtp",185,0.42000039900000002,"MGD","DQGwWtp",185,0.42000039900000002,"MGD","DQGwWtp",185,0.42000039900000002,"MGD",0]
["DQGwWtp",186,0.42000039900000002,"MGD","DQGwWtp",186,0.42000039900000002,"MGD","DQGwWtp",186,0.42000039900000002,"MGD","DQGwWtp",186,0.42000039900000002,"MGD","DQGwWtp",186,0.42000039900000002,"MGD","DQGwWtp",186,0.42000039900000002,"MGD",0]
["DQGwWtp",187,0.42000039900000002,"MGD","DQGwWtp",187,0.42000039900000002,"MGD","DQGwWtp",187,0.42000039900000002,"MGD","DQGwWtp",187,0.42000039900000002,"MGD","DQGwWtp",187,0.42000039900000002,"MGD","DQGwWtp",187,0.42000039900000002,"MGD",0]
["DQGwWtp",188,0.42000039900000002,"MGD","DQGwWtp",188,0.42000039900000002,"MGD","DQGwWtp",188,0.42000039900000002,"MGD","DQGwWtp",188,0.42000039900000002,"MGD","DQGwWtp",188,0.42000039900000002,"MGD","DQGwWtp",188,0.42000039900000002,"MGD",0]
["DQGwWtp",189,0.42000039900000002,"MGD","DQGwWtp",189,0.42000039900000002,"MGD","DQGwWtp",189,0.42000039900000002,"MGD","DQGwWtp",189,0.42000039900000002,"MGD","DQGwWtp",189,0.42000039900000002,"MGD","DQGwWtp",189,0.42000039900000002,"MGD",0]
["DQGwWtp",190,0.42000039900000002,"MGD","DQGwWtp",190,0.42000039900000002,"MGD","DQGwWtp",190,0.42000039900000002,"MGD","DQGwWtp",190,0.42000039900000002,"MGD","DQGwWtp",190,0.42000039900000002,"MGD","DQGwWtp",190,0.42000039900000002,"MGD",0]
["DQGwWtp",191,0.42000039900000002,"MGD","DQGwWtp",191,0.42000039900000002,"MGD","DQGwWtp",191,0.42000039900000002,"MGD","DQGwWtp",191,0.42000039900000002,"MGD","DQGwWtp",191,0.42000039900000002,"MGD","DQGwWtp",191,0.42000039900000002,"MGD",0]
["DQGwWtp",192,0.42000039900000002,"MGD","DQGwWtp",192,0.42000039900000002,"MGD","DQGwWtp",192,0.42000039900000002,"MGD","DQGwWtp",192,0.42000039900000002,"MGD","DQGwWtp",192,0.42000039900000002,"MGD","DQGwWtp",192,0.42000039900000002,"MGD",0]
["DQGwWtp",193,0.42000039900000002,"MGD","DQGwWtp",193,0.42000039900000002,"MGD","DQGwWtp",193,0.42000039900000002,"MGD","DQGwWtp",193,0.42000039900000002,"MGD","DQGwWtp",193,0.42000039900000002,"MGD","DQGwWtp",193,0.42000039900000002,"MGD",0]
["DQGwWtp",194,0.42000039900000002,"MGD","DQGwWtp",194,0.42000039900000002,"MGD","DQGwWtp",194,0.42000039900000002,"MGD","DQGwWtp",194,0.42000039900000002,"MGD","DQGwWtp",194,0.42000039900000002,"MGD","DQGwWtp",194,0.42000039900000002,"MGD",0]
["DQGwWtp",195,0.42000039900000002,"MGD","DQGwWtp",195,0.42000039900000002,"MGD","DQGwWtp",195,0.42000039900000002,"MGD","DQGwWtp",195,0.42000039900000002,"MGD","DQGwWtp",195,0.42000039900000002,"MGD","DQGwWtp",195,0.42000039900000002,"MGD",0]
["DQGwWtp",196,0.42000039900000002,"MGD","DQGwWtp",196,0.42000039900000002,"MGD","DQGwWtp",196,0.42000039900000002,"MGD","DQGwWtp",196,0.42000039900000002,"MGD","DQGwWtp",196,0.42000039900000002,"MGD","DQGwWtp",196,0.42000039900000002,"MGD",0]
["DQGwWtp",197,0.42000039900000002,"MGD","DQGwWtp",197,0.42000039900000002,"MGD","DQGwWtp",197,0.42000039900000002,"MGD","DQGwWtp",197,0.42000039900000002,"MGD","DQGwWtp",197,0.42000039900000002,"MGD","DQGwWtp",197,0.42000039900000002,"MGD",0]
["DQGwWtp",198,0.42000039900000002,"MGD","DQGwWtp",198,0.42000039900000002,"MGD","DQGwWtp",198,0.42000039900000002,"MGD","DQGwWtp",198,0.42000039900000002,"MGD","DQGwWtp",198,0.42000039900000002,"MGD","DQGwWtp",198,0.42000039900000002,"MGD",0]
["DQGwWtp",199,0.42000039900000002,"MGD","DQGwWtp",199,0.42000039900000002,"MGD","DQGwWtp",199,0.42000039900000002,"MGD","DQGwWtp",199,0.42000039900000002,"MGD","DQGwWtp",199,0.42000039900000002,"MGD","DQGwWtp",199,0.42000039900000002,"MGD",0]
["DQGwWtp",200,0.42000039900000002,"MGD","DQGwWtp",200,0.42000039900000002,"MGD","DQGwWtp",200,0.42000039900000002,"MGD","DQGwWtp",200,0.42000039900000002,"MGD","DQGwWtp",200,0.42000039900000002,"MGD","DQGwWtp",200,0.42000039900000002,"MGD",0]
["DQGwWtp",201,0.42000039900000002,"MGD","DQGwWtp",201,0.42000039900000002,"MGD","DQGwWtp",201,0.42000039900000002,"MGD","DQGwWtp",201,0.42000039900000002,"MGD","DQGwWtp",201,0.42000039900000002,"MGD","DQGwWtp",201,0.42000039900000002,"MGD",0]
["DQGwWtp",202,0.42000039900000002,"MGD","DQGwWtp",202,0.42000039900000002,"MGD","DQGwWtp",202,0.42000039900000002,"MGD","DQGwWtp",202,0.42000039900000002,"MGD","DQGwWtp",202,0.42000039900000002,"MGD","DQGwWtp",202,0.42000039900000002,"MGD",0]
["DQGwWtp",203,0.42000039900000002,"MGD","DQGwWtp",203,0.42000039900000002,"MGD","DQGwWtp",203,0.42000039900000002,"MGD","DQGwWtp",203,0.42000039900000002,"MGD","DQGwWtp",203,0.42000039900000002,"MGD","DQGwWtp",203,0.42000039900000002,"MGD",0]
["DQGwWtp",204,0.42000039900000002,"MGD","DQGwWtp",204,0.42000039900000002,"MGD","DQGwWtp",204,0.42000039900000002,"MGD","DQGwWtp",204,0.42000039900000002,"MGD","DQGwWtp",204,0.42000039900000002,"MGD","DQGwWtp",204,0.42000039900000002,"MGD",0]
["DQGwWtp",205,0.42000039900000002,"MGD","DQGwWtp",205,0.42000039900000002,"MGD","DQGwWtp",205,0.42000039900000002,"MGD","DQGwWtp",205,0.42000039900000002,"MGD","DQGwWtp",205,0.42000039900000002,"MGD","DQGwWtp",205,0.42000039900000002,"MGD",0]
["DQGwWtp",206,0.42000039900000002,"MGD","DQGwWtp",206,0.42000039900000002,"MGD","DQGwWtp",206,0.42000039900000002,"MGD","DQGwWtp",206,0.42000039900000002,"MGD","DQGwWtp",206,0.42000039900000002,"MGD","DQGwWtp",206,0.42000039900000002,"MGD",0]
["DQGwWtp",207,0.42000039900000002,"MGD","DQGwWtp",207,0.42000039900000002,"MGD","DQGwWtp",207,0.42000039900000002,"MGD","DQGwWtp",207,0.42000039900000002,"MGD","DQGwWtp",207,0.42000039900000002,"MGD","DQGwWtp",207,0.42000039900000002,"MGD",0]
["DQGwWtp",208,0.42000039900000002,"MGD","DQGwWtp",208,0.42000039900000002,"MGD","DQGwWtp",208,0.42000039900000002,"MGD","DQGwWtp",208,0.42000039900000002,"MGD","DQGwWtp",208,0.42000039900000002,"MGD","DQGwWtp",208,0.42000039900000002,"MGD",0]
["DQGwWtp",209,0.42000039900000002,"MGD","DQGwWtp",209,0.42000039900000002,"MGD","DQGwWtp",209,0.42000039900000002,"MGD","DQGwWtp",209,0.42000039900000002,"MGD","DQGwWtp",209,0.42000039900000002,"MGD","DQGwWtp",209,0.42000039900000002,"MGD",0]
["DQGwWtp",210,0.42000039900000002,"MGD","DQGwWtp",210,0.42000039900000002,"MGD","DQGwWtp",210,0.42000039900000002,"MGD","DQGwWtp",210,0.42000039900000002,"MGD","DQGwWtp",210,0.42000039900000002,"MGD","DQGwWtp",210,0.42000039900000002,"MGD",0]
["DQGwWtp",211,0.42000039900000002,"MGD","DQGwWtp",211,0.42000039900000002,"MGD","DQGwWtp",211,0.42000039900000002,"MGD","DQGwWtp",211,0.42000039900000002,"MGD","DQGwWtp",211,0.42000039900000002,"MGD","DQGwWtp",211,0.42000039900000002,"MGD",0]
["DQGwWtp",212,0.42000039900000002,"MGD","DQGwWtp",212,0.42000039900000002,"MGD","DQGwWtp",212,0.42000039900000002,"MGD","DQGwWtp",212,0.42000039900000002,"MGD","DQGwWtp",212,0.42000039900000002,"MGD","DQGwWtp",212,0.42000039900000002,"MGD",0]
["DQGwWtp",213,2.0000405999999998E-2,"MGD","DQGwWtp",213,2.0000405999999998E-2,"MGD","DQGwWtp",213,2.0000405999999998E-2,"MGD","DQGwWtp",213,2.0000405999999998E-2,"MGD","DQGwWtp",213,2.0000405999999998E-2,"MGD","DQGwWtp",213,2.0000405999999998E-2,"MGD",0]
["DQGwWtp",214,2.0000405999999998E-2,"MGD","DQGwWtp",214,2.0000405999999998E-2,"MGD","DQGwWtp",214,2.0000405999999998E-2,"MGD","DQGwWtp",214,2.0000405999999998E-2,"MGD","DQGwWtp",214,2.0000405999999998E-2,"MGD","DQGwWtp",214,2.0000405999999998E-2,"MGD",0]
["DQGwWtp",215,2.0000405999999998E-2,"MGD","DQGwWtp",215,2.0000405999999998E-2,"MGD","DQGwWtp",215,2.0000405999999998E-2,"MGD","DQGwWtp",215,2.0000405999999998E-2,"MGD","DQGwWtp",215,2.0000405999999998E-2,"MGD","DQGwWtp",215,2.0000405999999998E-2,"MGD",{"$f":"IF(ISNUMBER(C964),IF(AVERAGE(C964,G964,K964,O964,S964,W964)<>MAX(C964,G964,K964,O964,S964,W964),1,0),\"\")","v":0}]
["DQGwWtp",216,2.0000405999999998E-2,"MGD","DQGwWtp",216,2.0000405999999998E-2,"MGD","DQGwWtp",216,2.0000405999999998E-2,"MGD","DQGwWtp",216,2.0000405999999998E-2,"MGD","DQGwWtp",216,2.0000405999999998E-2,"MGD","DQGwWtp",216,2.0000405999999998E-2,"MGD",0]
["DQGwWtp",217,2.0000405999999998E-2,"MGD","DQGwWtp",217,2.0000405999999998E-2,"MGD","DQGwWtp",217,2.0000405999999998E-2,"MGD","DQGwWtp",217,2.0000405999999998E-2,"MGD","DQGwWtp",217,2.0000405999999998E-2,"MGD","DQGwWtp",217,2.0000405999999998E-2,"MGD",0]
["DQGwWtp",218,2.0000405999999998E-2,"MGD","DQGwWtp",218,2.0000405999999998E-2,"MGD","DQGwWtp",218,2.0000405999999998E-2,"MGD","DQGwWtp",218,2.0000405999999998E-2,"MGD","DQGwWtp",218,2.0000405999999998E-2,"MGD","DQGwWtp",218,2.0000405999999998E-2,"MGD",0]
["DQGwWtp",219,2.0000405999999998E-2,"MGD","DQGwWtp",219,2.0000405999999998E-2,"MGD","DQGwWtp",219,2.0000405999999998E-2,"MGD","DQGwWtp",219,2.0000405999999998E-2,"MGD","DQGwWtp",219,2.0000405999999998E-2,"MGD","DQGwWtp",219,2.0000405999999998E-2,"MGD",0]
["DQGwWtp",220,2.0000405999999998E-2,"MGD","DQGwWtp",220,2.0000405999999998E-2,"MGD","DQGwWtp",220,2.0000405999999998E-2,"MGD","DQGwWtp",220,2.0000405999999998E-2,"MGD","DQGwWtp",220,2.0000405999999998E-2,"MGD","DQGwWtp",220,2.0000405999999998E-2,"MGD",0]
["DQGwWtp",221,2.0000405999999998E-2,"MGD","DQGwWtp",221,2.0000405999999998E-2,"MGD","DQGwWtp",221,2.0000405999999998E-2,"MGD","DQGwWtp",221,2.0000405999999998E-2,"MGD","DQGwWtp",221,2.0000405999999998E-2,"MGD","DQGwWtp",221,2.0000405999999998E-2,"MGD",0]
["DQGwWtp",222,2.0000405999999998E-2,"MGD","DQGwWtp",222,2.0000405999999998E-2,"MGD","DQGwWtp",222,2.0000405999999998E-2,"MGD","DQGwWtp",222,2.0000405999999998E-2,"MGD","DQGwWtp",222,2.0000405999999998E-2,"MGD","DQGwWtp",222,2.0000405999999998E-2,"MGD",0]
["DQGwWtp",223,2.0000405999999998E-2,"MGD","DQGwWtp",223,2.0000405999999998E-2,"MGD","DQGwWtp",223,2.0000405999999998E-2,"MGD","DQGwWtp",223,2.0000405999999998E-2,"MGD","DQGwWtp",223,2.0000405999999998E-2,"MGD","DQGwWtp",223,2.0000405999999998E-2,"MGD",0]
["DQGwWtp",224,2.0000405999999998E-2,"MGD","DQGwWtp",224,2.0000405999999998E-2,"MGD","DQGwWtp",224,2.0000405999999998E-2,"MGD","DQGwWtp",224,2.0000405999999998E-2,"MGD","DQGwWtp",224,2.0000405999999998E-2,"MGD","DQGwWtp",224,2.0000405999999998E-2,"MGD",0]
["DQGwWtp",225,2.0000405999999998E-2,"MGD","DQGwWtp",225,2.0000405999999998E-2,"MGD","DQGwWtp",225,2.0000405999999998E-2,"MGD","DQGwWtp",225,2.0000405999999998E-2,"MGD","DQGwWtp",225,2.0000405999999998E-2,"MGD","DQGwWtp",225,2.0000405999999998E-2,"MGD",0]
["DQGwWtp",226,2.0000405999999998E-2,"MGD","DQGwWtp",226,2.0000405999999998E-2,"MGD","DQGwWtp",226,2.0000405999999998E-2,"MGD","DQGwWtp",226,2.0000405999999998E-2,"MGD","DQGwWtp",226,2.0000405999999998E-2,"MGD","DQGwWtp",226,2.0000405999999998E-2,"MGD",0]
["DQGwWtp",227,2.0000405999999998E-2,"MGD","DQGwWtp",227,2.0000405999999998E-2,"MGD","DQGwWtp",227,2.0000405999999998E-2,"MGD","DQGwWtp",227,2.0000405999999998E-2,"MGD","DQGwWtp",227,2.0000405999999998E-2,"MGD","DQGwWtp",227,2.0000405999999998E-2,"MGD",0]
["DQGwWtp",228,2.0000405999999998E-2,"MGD","DQGwWtp",228,2.0000405999999998E-2,"MGD","DQGwWtp",228,2.0000405999999998E-2,"MGD","DQGwWtp",228,2.0000405999999998E-2,"MGD","DQGwWtp",228,2.0000405999999998E-2,"MGD","DQGwWtp",228,2.0000405999999998E-2,"MGD",0]
["DQGwWtp",229,2.0000405999999998E-2,"MGD","DQGwWtp",229,2.0000405999999998E-2,"MGD","DQGwWtp",229,2.0000405999999998E-2,"MGD","DQGwWtp",229,2.0000405999999998E-2,"MGD","DQGwWtp",229,2.0000405999999998E-2,"MGD","DQGwWtp",229,2.0000405999999998E-2,"MGD",0]
["DQGwWtp",230,2.0000405999999998E-2,"MGD","DQGwWtp",230,2.0000405999999998E-2,"MGD","DQGwWtp",230,2.0000405999999998E-2,"MGD","DQGwWtp",230,2.0000405999999998E-2,"MGD","DQGwWtp",230,2.0000405999999998E-2,"MGD","DQGwWtp",230,2.0000405999999998E-2,"MGD",0]
["DQGwWtp",231,2.0000405999999998E-2,"MGD","DQGwWtp",231,2.0000405999999998E-2,"MGD","DQGwWtp",231,2.0000405999999998E-2,"MGD","DQGwWtp",231,2.0000405999999998E-2,"MGD","DQGwWtp",231,2.0000405999999998E-2,"MGD","DQGwWtp",231,2.0000405999999998E-2,"MGD",0]
["DQGwWtp",232,2.0000405999999998E-2,"MGD","DQGwWtp",232,2.0000405999999998E-2,"MGD","DQGwWtp",232,2.0000405999999998E-2,"MGD","DQGwWtp",232,2.0000405999999998E-2,"MGD","DQGwWtp",232,2.0000405999999998E-2,"MGD","DQGwWtp",232,2.0000405999999998E-2,"MGD",0]
["DQGwWtp",233,2.0000405999999998E-2,"MGD","DQGwWtp",233,2.0000405999999998E-2,"MGD","DQGwWtp",233,2.0000405999999998E-2,"MGD","DQGwWtp",233,2.0000405999999998E-2,"MGD","DQGwWtp",233,2.0000405999999998E-2,"MGD","DQGwWtp",233,2.0000405999999998E-2,"MGD",0]
["DQGwWtp",234,2.0000405999999998E-2,"MGD","DQGwWtp",234,2.0000405999999998E-2,"MGD","DQGwWtp",234,2.0000405999999998E-2,"MGD","DQGwWtp",234,2.0000405999999998E-2,"MGD","DQGwWtp",234,2.0000405999999998E-2,"MGD","DQGwWtp",234,2.0000405999999998E-2,"MGD",0]
["DQGwWtp",235,2.0000405999999998E-2,"MGD","DQGwWtp",235,2.0000405999999998E-2,"MGD","DQGwWtp",235,2.0000405999999998E-2,"MGD","DQGwWtp",235,2.0000405999999998E-2,"MGD","DQGwWtp",235,2.0000405999999998E-2,"MGD","DQGwWtp",235,2.0000405999999998E-2,"MGD",0]
["DQGwWtp",236,2.0000405999999998E-2,"MGD","DQGwWtp",236,2.0000405999999998E-2,"MGD","DQGwWtp",236,2.0000405999999998E-2,"MGD","DQGwWtp",236,2.0000405999999998E-2,"MGD","DQGwWtp",236,2.0000405999999998E-2,"MGD","DQGwWtp",236,2.0000405999999998E-2,"MGD",0]
["DQGwWtp",237,2.0000405999999998E-2,"MGD","DQGwWtp",237,2.0000405999999998E-2,"MGD","DQGwWtp",237,2.0000405999999998E-2,"MGD","DQGwWtp",237,2.0000405999999998E-2,"MGD","DQGwWtp",237,2.0000405999999998E-2,"MGD","DQGwWtp",237,2.0000405999999998E-2,"MGD",0]
["DQGwWtp",238,2.0000405999999998E-2,"MGD","DQGwWtp",238,2.0000405999999998E-2,"MGD","DQGwWtp",238,2.0000405999999998E-2,"MGD","DQGwWtp",238,2.0000405999999998E-2,"MGD","DQGwWtp",238,2.0000405999999998E-2,"MGD","DQGwWtp",238,2.0000405999999998E-2,"MGD",0]
["DQGwWtp",239,2.0000405999999998E-2,"MGD","DQGwWtp",239,2.0000405999999998E-2,"MGD","DQGwWtp",239,2.0000405999999998E-2,"MGD","DQGwWtp",239,2.0000405999999998E-2,"MGD","DQGwWtp",239,2.0000405999999998E-2,"MGD","DQGwWtp",239,2.0000405999999998E-2,"MGD",0]
["DQGwWtp",240,2.0000405999999998E-2,"MGD","DQGwWtp",240,2.0000405999999998E-2,"MGD","DQGwWtp",240,2.0000405999999998E-2,"MGD","DQGwWtp",240,2.0000405999999998E-2,"MGD","DQGwWtp",240,2.0000405999999998E-2,"MGD","DQGwWtp",240,2.0000405999999998E-2,"MGD",0]
["DQGwWtp",241,2.0000405999999998E-2,"MGD","DQGwWtp",241,2.0000405999999998E-2,"MGD","DQGwWtp",241,2.0000405999999998E-2,"MGD","DQGwWtp",241,2.0000405999999998E-2,"MGD","DQGwWtp",241,2.0000405999999998E-2,"MGD","DQGwWtp",241,2.0000405999999998E-2,"MGD",0]
["DQGwWtp",242,2.0000405999999998E-2,"MGD","DQGwWtp",242,2.0000405999999998E-2,"MGD","DQGwWtp",242,2.0000405999999998E-2,"MGD","DQGwWtp",242,2.0000405999999998E-2,"MGD","DQGwWtp",242,2.0000405999999998E-2,"MGD","DQGwWtp",242,2.0000405999999998E-2,"MGD",0]
["DQGwWtp",243,2.0000405999999998E-2,"MGD","DQGwWtp",243,2.0000405999999998E-2,"MGD","DQGwWtp",243,2.0000405999999998E-2,"MGD","DQGwWtp",243,2.0000405999999998E-2,"MGD","DQGwWtp",243,2.0000405999999998E-2,"MGD","DQGwWtp",243,2.0000405999999998E-2,"MGD",0]
["DQGwWtp",244,9.9125399999999994E-7,"MGD","DQGwWtp",244,9.9099999999999991E-7,"MGD","DQGwWtp",244,9.9099999999999991E-7,"MGD","DQGwWtp",244,9.9099999999999991E-7,"MGD","DQGwWtp",244,9.9099999999999991E-7,"MGD","DQGwWtp",244,9.9099999999999991E-7,"MGD",1]
["DQGwWtp",245,9.9125399999999994E-7,"MGD","DQGwWtp",245,9.9099999999999991E-7,"MGD","DQGwWtp",245,9.9099999999999991E-7,"MGD","DQGwWtp",245,9.9099999999999991E-7,"MGD","DQGwWtp",245,9.9099999999999991E-7,"MGD","DQGwWtp",245,9.9099999999999991E-7,"MGD",1]
["DQGwWtp",246,9.9125399999999994E-7,"MGD","DQGwWtp",246,9.9099999999999991E-7,"MGD","DQGwWtp",246,9.9099999999999991E-7,"MGD","DQGwWtp",246,9.9099999999999991E-7,"MGD","DQGwWtp",246,9.9099999999999991E-7,"MGD","DQGwWtp",246,9.9099999999999991E-7,"MGD",1]
["DQGwWtp",247,9.9125399999999994E-7,"MGD","DQGwWtp",247,9.9099999999999991E-7,"MGD","DQGwWtp",247,9.9099999999999991E-7,"MGD","DQGwWtp",247,9.9099999999999991E-7,"MGD","DQGwWtp",247,9.9099999999999991E-7,"MGD","DQGwWtp",247,9.9099999999999991E-7,"MGD",1]
["DQGwWtp",248,9.9125399999999994E-7,"MGD","DQGwWtp",248,9.9099999999999991E-7,"MGD","DQGwWtp",248,9.9099999999999991E-7,"MGD","DQGwWtp",248,9.9099999999999991E-7,"MGD","DQGwWtp",248,9.9099999999999991E-7,"MGD","DQGwWtp",248,9.9099999999999991E-7,"MGD",1]
["DQGwWtp",249,9.9125399999999994E-7,"MGD","DQGwWtp",249,9.9099999999999991E-7,"MGD","DQGwWtp",249,9.9099999999999991E-7,"MGD","DQGwWtp",249,9.9099999999999991E-7,"MGD","DQGwWtp",249,9.9099999999999991E-7,"MGD","DQGwWtp",249,9.9099999999999991E-7,"MGD",1]
["DQGwWtp",250,9.9125399999999994E-7,"MGD","DQGwWtp",250,9.9099999999999991E-7,"MGD","DQGwWtp",250,9.9099999999999991E-7,"MGD","DQGwWtp",250,9.9099999999999991E-7,"MGD","DQGwWtp",250,9.9099999999999991E-7,"MGD","DQGwWtp",250,9.9099999999999991E-7,"MGD",1]
["DQGwWtp",251,9.9125399999999994E-7,"MGD","DQGwWtp",251,9.9099999999999991E-7,"MGD","DQGwWtp",251,9.9099999999999991E-7,"MGD","DQGwWtp",251,9.9099999999999991E-7,"MGD","DQGwWtp",251,9.9099999999999991E-7,"MGD","DQGwWtp",251,9.9099999999999991E-7,"MGD",1]
["DQGwWtp",285,9.9125399999999994E-7,"MGD","DQGwWtp",285,9.9099999999999991E-7,"MGD","DQGwWtp",285,9.9099999999999991E-7,"MGD","DQGwWtp",285,9.9099999999999991E-7,"MGD","DQGwWtp",285,9.9099999999999991E-7,"MGD","DQGwWtp",285,9.9099999999999991E-7,"MGD",1]
["DQGwWtp",310,9.9125399999999994E-7,"MGD","DQGwWtp",310,9.9099999999999991E-7,"MGD","DQGwWtp",310,9.9099999999999991E-7,"MGD","DQGwWtp",310,9.9099999999999991E-7,"MGD","DQGwWtp",310,9.9099999999999991E-7,"MGD","DQGwWtp",310,9.9099999999999991E-7,"MGD",1]
["DQGwWtp",329,9.9125399999999994E-7,"MGD","DQGwWtp",329,9.9099999999999991E-7,"MGD","DQGwWtp",329,9.9099999999999991E-7,"MGD","DQGwWtp",329,9.9099999999999991E-7,"MGD","DQGwWtp",329,9.9099999999999991E-7,"MGD","DQGwWtp",329,9.9099999999999991E-7,"MGD",1]
["DQIbtWUseNp",27,0.80673957600000001,"MGD","DQIbtWUseNp",27,0.806740613,"MGD","DQIbtWUseNp",27,0.806740613,"MGD","DQIbtWUseNp",27,0.80674173000000005,"MGD","DQIbtWUseNp",27,0.80672712700000004,"MGD","DQIbtWUseNp",27,0.80674173100000002,"MGD",1]
["DQIbtWUseNp",41,0.75987173699999999,"MGD","DQIbtWUseNp",41,0.75985321800000005,"MGD","DQIbtWUseNp",41,0.75985321800000005,"MGD","DQIbtWUseNp",41,0.759872875,"MGD","DQIbtWUseNp",41,0.75985786499999997,"MGD","DQIbtWUseNp",41,0.759854425,"MGD",1]
["DQIbtWUseNp",104,0.88768938399999997,"MGD","DQIbtWUseNp",104,0.887687224,"MGD","DQIbtWUseNp",104,0.887687224,"MGD","DQIbtWUseNp",104,0.88769137600000003,"MGD","DQIbtWUseNp",104,0.88768943300000003,"MGD","DQIbtWUseNp",104,0.88768956600000004,"MGD",1]
["DQIbtWUseNp",129,1.020796569,"MGD","DQIbtWUseNp",129,1.020794317,"MGD","DQIbtWUseNp",129,1.020794317,"MGD","DQIbtWUseNp",129,1.0208182189999999,"MGD","DQIbtWUseNp",129,1.0207930700000001,"MGD","DQIbtWUseNp",129,1.020811138,"MGD",1]
["DQIbtWUseNp",186,1.473016954,"MGD","DQIbtWUseNp",186,1.4730203500000001,"MGD","DQIbtWUseNp",186,1.4730203500000001,"MGD","DQIbtWUseNp",186,1.473041,"MGD","DQIbtWUseNp",186,1.473003689,"MGD","DQIbtWUseNp",186,1.4730239839999999,"MGD",1]
["DQIbtWUseNp",214,1.471556823,"MGD","DQIbtWUseNp",214,1.4715545219999999,"MGD","DQIbtWUseNp",214,1.4715545219999999,"MGD","DQIbtWUseNp",214,1.471594528,"MGD","DQIbtWUseNp",214,1.4715741120000001,"MGD","DQIbtWUseNp",214,1.471589874,"MGD",1]
["DQIbtWUseNp",231,1.4715734250000001,"MGD","DQIbtWUseNp",231,1.4715686290000001,"MGD","DQIbtWUseNp",231,1.4715686290000001,"MGD","DQIbtWUseNp",231,1.471569374,"MGD","DQIbtWUseNp",231,1.4715872809999999,"MGD","DQIbtWUseNp",231,1.4715842729999999,"MGD",1]
["DQIbtWUseNp",288,0.88362682000000004,"MGD","DQIbtWUseNp",288,0.88362427300000002,"MGD","DQIbtWUseNp",288,0.88362427300000002,"MGD","DQIbtWUseNp",288,0.88362414600000005,"MGD","DQIbtWUseNp",288,0.88364765899999997,"MGD","DQIbtWUseNp",288,0.88364285399999998,"MGD",1]
["DQIbtWUseNp",313,0.725901456,"MGD","DQIbtWUseNp",313,0.72590141200000002,"MGD","DQIbtWUseNp",313,0.72590141200000002,"MGD","DQIbtWUseNp",313,0.72587977599999998,"MGD","DQIbtWUseNp",313,0.72589274100000001,"MGD","DQIbtWUseNp",313,0.72588589999999997,"MGD",1]
["DQIbtWUseNp",365,0.74270881600000005,"MGD","DQIbtWUseNp",365,0.74273174099999995,"MGD","DQIbtWUseNp",365,0.74273174099999995,"MGD","DQIbtWUseNp",365,0.74270881399999999,"MGD","DQIbtWUseNp",365,0.74273179600000006,"MGD","DQIbtWUseNp",365,0.74270886400000002,"MGD",1]
["DQIbtWUseP",25,1.003257217,"MGD","DQIbtWUseP",25,1.003257217,"MGD","DQIbtWUseP",25,1.003257217,"MGD","DQIbtWUseP",25,1.003257217,"MGD","DQIbtWUseP",25,1.0032589839999999,"MGD","DQIbtWUseP",25,1.003257217,"MGD",1]
["DQIbtWUseP",88,0.89435437299999998,"MGD","DQIbtWUseP",88,0.89437625499999995,"MGD","DQIbtWUseP",88,0.89437625499999995,"MGD","DQIbtWUseP",88,0.89435490500000003,"MGD","DQIbtWUseP",88,0.89437630499999998,"MGD","DQIbtWUseP",88,0.89437289900000005,"MGD",1]
["DQIbtWUseP",107,1.1123076750000001,"MGD","DQIbtWUseP",107,1.1123115589999999,"MGD","DQIbtWUseP",107,1.1123115589999999,"MGD","DQIbtWUseP",107,1.112308818,"MGD","DQIbtWUseP",107,1.1123095119999999,"MGD","DQIbtWUseP",107,1.1123248590000001,"MGD",1]
["DQIbtWUseP",170,1.5209904919999999,"MGD","DQIbtWUseP",170,1.5209710030000001,"MGD","DQIbtWUseP",170,1.5209710030000001,"MGD","DQIbtWUseP",170,1.5210080859999999,"MGD","DQIbtWUseP",170,1.5209897210000001,"MGD","DQIbtWUseP",170,1.520984296,"MGD",1]
["DQIbtWUseP",205,1.866988224,"MGD","DQIbtWUseP",205,1.867005445,"MGD","DQIbtWUseP",205,1.867005445,"MGD","DQIbtWUseP",205,1.866940995,"MGD","DQIbtWUseP",205,1.8669718500000001,"MGD","DQIbtWUseP",205,1.8669619209999999,"MGD",1]
["DQIbtWUseP",247,1.2661779040000001,"MGD","DQIbtWUseP",247,1.266155607,"MGD","DQIbtWUseP",247,1.266155607,"MGD","DQIbtWUseP",247,1.266176618,"MGD","DQIbtWUseP",247,1.2661778809999999,"MGD","DQIbtWUseP",247,1.2661777940000001,"MGD",1]
["DQIbtWUseP",272,1.266195027,"MGD","DQIbtWUseP",272,1.2661778889999999,"MGD","DQIbtWUseP",272,1.2661778889999999,"MGD","DQIbtWUseP",272,1.2661765620000001,"MGD","DQIbtWUseP",272,1.266177916,"MGD","DQIbtWUseP",272,1.266177605,"MGD",1]
["DQIbtWUseP",291,1.1063713310000001,"MGD","DQIbtWUseP",291,1.106371792,"MGD","DQIbtWUseP",291,1.106371792,"MGD","DQIbtWUseP",291,1.1063748470000001,"MGD","DQIbtWUseP",291,1.106357848,"MGD","DQIbtWUseP",291,1.1063694639999999,"MGD",1]
["DQIbtWUseP",339,0.91726693100000001,"MGD","DQIbtWUseP",339,0.91726721,"MGD","DQIbtWUseP",339,0.91726721,"MGD","DQIbtWUseP",339,0.91729013699999995,"MGD","DQIbtWUseP",339,0.91729013699999995,"MGD","DQIbtWUseP",339,0.91726723399999999,"MGD",1]
["DQResAsr",9,0,"MGD","DQResAsr",9,0,"MGD","DQResAsr",9,0,"MGD","DQResAsr",9,0,"MGD","DQResAsr",9,0,"MGD","DQResAsr",9,0,"MGD",0]
["DQResAsr",66,0,"MGD","DQResAsr",66,0,"MGD","DQResAsr",66,0,"MGD","DQResAsr",66,0,"MGD","DQResAsr",66,0,"MGD","DQResAsr",66,0,"MGD",0]
["DQResAsr",91,0,"MGD","DQResAsr",91,0,"MGD","DQResAsr",91,0,"MGD","DQResAsr",91,0,"MGD","DQResAsr",91,0,"MGD","DQResAsr",91,0,"MGD",0]
["DQResAsr",125,0,"MGD","DQResAsr",125,0,"MGD","DQResAsr",125,0,"MGD","DQResAsr",125,0,"MGD","DQResAsr",125,0,"MGD","DQResAsr",125,0,"MGD",0]
["DQResAsr",168,0,"MGD","DQResAsr",168,0,"MGD","DQResAsr",168,0,"MGD","DQResAsr",168,0,"MGD","DQResAsr",168,0,"MGD","DQResAsr",168,0,"MGD",0]
["DQResAsr",193,0,"MGD","DQResAsr",193,0,"MGD","DQResAsr",193,0,"MGD","DQResAsr",193,0,"MGD","DQResAsr",193,0,"MGD","DQResAsr",193,0,"MGD",0]
["DQResAsr",250,0,"MGD","DQResAsr",250,0,"MGD","DQResAsr",250,0,"MGD","DQResAsr",250,0,"MGD","DQResAsr",250,0,"MGD","DQResAsr",250,0,"MGD",0]
["DQResAsr",275,0,"MGD","DQResAsr",275,0,"MGD","DQResAsr",275,0,"MGD","DQResAsr",275,0,"MGD","DQResAsr",275,0,"MGD","DQResAsr",275,0,"MGD",0]
["DQResAsr",330,0,"MGD","DQResAsr",330,0,"MGD","DQResAsr",330,0,"MGD","DQResAsr",330,0,"MGD","DQResAsr",330,0,"MGD","DQResAsr",330,0,"MGD",0]
["DQResAsr",352,0,"MGD","DQResAsr",352,0,"MGD","DQResAsr",352,0,"MGD","DQResAsr",352,0,"MGD","DQResAsr",352,0,"MGD","DQResAsr",352,0,"MGD",0]
["DQResWtp",50,0.86965157999999998,"MGD","DQResWtp",50,0.86895414699999995,"MGD","DQResWtp",50,0.86895414699999995,"MGD","DQResWtp",50,0.86944945600000001,"MGD","DQResWtp",50,0.87021190500000001,"MGD","DQResWtp",50,0.869137194,"MGD",1]
["DQResWtp",69,0.86906646300000001,"MGD","DQResWtp",69,0.86815234600000002,"MGD","DQResWtp",69,0.86815234600000002,"MGD","DQResWtp",69,0.86860906500000001,"MGD","DQResWtp",69,0.869341209,"MGD","DQResWtp",69,0.86821779300000002,"MGD",1]
["DQResWtp",116,0.87247779599999997,"MGD","DQResWtp",116,0.86923906699999998,"MGD","DQResWtp",116,0.86923906699999998,"MGD","DQResWtp",116,0.87118640000000003,"MGD","DQResWtp",116,0.87291907599999996,"MGD","DQResWtp",116,0.86939435099999995,"MGD",1]
["DQResWtp",152,0.87002099200000005,"MGD","DQResWtp",152,0.86879693099999999,"MGD","DQResWtp",152,0.86879693099999999,"MGD","DQResWtp",152,0.86945822299999997,"MGD","DQResWtp",152,0.87063642600000002,"MGD","DQResWtp",152,0.86890891800000003,"MGD",1]
["DQResWtp",171,0.87265378299999996,"MGD","DQResWtp",171,0.87033165300000004,"MGD","DQResWtp",171,0.87033165300000004,"MGD","DQResWtp",171,0.87163690800000004,"MGD","DQResWtp",171,0.87415101799999995,"MGD","DQResWtp",171,0.87059704599999999,"MGD",1]
["DQResWtp",234,1.001327326,"MGD","DQResWtp",234,1.0132619700000001,"MGD","DQResWtp",234,1.0132619700000001,"MGD","DQResWtp",234,1.0171152480000001,"MGD","DQResWtp",234,1.0046602529999999,"MGD","DQResWtp",234,1.0156291719999999,"MGD",1]
["DQResWtp",250,0.95097767799999999,"MGD","DQResWtp",250,0.97629258600000002,"MGD","DQResWtp",250,0.97629258600000002,"MGD","DQResWtp",250,1.0208287709999999,"MGD","DQResWtp",250,1.004197083,"MGD","DQResWtp",250,1.0201049360000001,"MGD",1]
["DQResWtp",311,0.86689466199999998,"MGD","DQResWtp",311,0.86619506700000004,"MGD","DQResWtp",311,0.86619506700000004,"MGD","DQResWtp",311,0.86659388299999995,"MGD","DQResWtp",311,0.867436973,"MGD","DQResWtp",311,0.86633154999999995,"MGD",1]
["DQResWtp",336,0.86691805499999997,"MGD","DQResWtp",336,0.86661723499999999,"MGD","DQResWtp",336,0.86661723499999999,"MGD","DQResWtp",336,0.86676892500000002,"MGD","DQResWtp",336,0.86700465100000002,"MGD","DQResWtp",336,0.86663811099999999,"MGD",1]
["DQSwAsr",28,0,"MGD","DQSwAsr",28,0,"MGD","DQSwAsr",28,0,"MGD","DQSwAsr",28,0,"MGD","DQSwAsr",28,0,"MGD","DQSwAsr",28,0,"MGD",0]
["DQSwAsr",53,0,"MGD","DQSwAsr",53,0,"MGD","DQSwAsr",53,0,"MGD","DQSwAsr",53,0,"MGD","DQSwAsr",53,0,"MGD","DQSwAsr",53,0,"MGD",0]
["DQSwAsr",90,0,"MGD","DQSwAsr",90,0,"MGD","DQSwAsr",90,0,"MGD","DQSwAsr",90,0,"MGD","DQSwAsr",90,0,"MGD","DQSwAsr",90,0,"MGD",0]
["DQSwAsr",130,0,"MGD","DQSwAsr",130,0,"MGD","DQSwAsr",130,0,"MGD","DQSwAsr",130,0,"MGD","DQSwAsr",130,0,"MGD","DQSwAsr",130,0,"MGD",0]
["DQSwAsr",155,0,"MGD","DQSwAsr",155,0,"MGD","DQSwAsr",155,0,"MGD","DQSwAsr",155,0,"MGD","DQSwAsr",155,0,"MGD","DQSwAsr",155,0,"MGD",0]
["DQSwAsr",212,0,"MGD","DQSwAsr",212,0,"MGD","DQSwAsr",212,0,"MGD","DQSwAsr",212,0,"MGD","DQSwAsr",212,0,"MGD","DQSwAsr",212,0,"MGD",0]
["DQSwAsr",241,0,"MGD","DQSwAsr",241,0,"MGD","DQSwAsr",241,0,"MGD","DQSwAsr",241,0,"MGD","DQSwAsr",241,0,"MGD","DQSwAsr",241,0,"MGD",0]
["DQSwAsr",295,0,"MGD","DQSwAsr",295,0,"MGD","DQSwAsr",295,0,"MGD","DQSwAsr",295,0,"MGD","DQSwAsr",295,0,"MGD","DQSwAsr",295,0,"MGD",0]
["DQSwAsr",314,0,"MGD","DQSwAsr",314,0,"MGD","DQSwAsr",314,0,"MGD","DQSwAsr",314,0,"MGD","DQSwAsr",314,0,"MGD","DQSwAsr",314,0,"MGD",0]
["DQSwAsr",339,0,"MGD","DQSwAsr",339,0,"MGD","DQSwAsr",339,0,"MGD","DQSwAsr",339,0,"MGD","DQSwAsr",339,0,"MGD","DQSwAsr",339,0,"MGD",0]
["DQSwWtp",49,0.85908069499999995,"MGD","DQSwWtp",49,0.85981172500000003,"MGD","DQSwWtp",49,0.85981172500000003,"MGD","DQSwWtp",49,0.85923797199999996,"MGD","DQSwWtp",49,0.85854195899999997,"MGD","DQSwWtp",49,0.85962554899999999,"MGD",1]
["DQSwWtp",51,0.85984320700000005,"MGD","DQSwWtp",51,0.86057419599999996,"MGD","DQSwWtp",51,0.86057419599999996,"MGD","DQSwWtp",51,0.86000889800000002,"MGD","DQSwWtp",51,0.85921086800000002,"MGD","DQSwWtp",51,0.86034623200000004,"MGD",1]
["DQSwWtp",114,0.85419238799999997,"MGD","DQSwWtp",114,0.85634357800000005,"MGD","DQSwWtp",114,0.85634357800000005,"MGD","DQSwWtp",114,0.85500218500000003,"MGD","DQSwWtp",114,0.85324805800000003,"MGD","DQSwWtp",114,0.85608620999999996,"MGD",1]
["DQSwWtp",133,0.86414864199999997,"MGD","DQSwWtp",133,0.86440905700000004,"MGD","DQSwWtp",133,0.86440905700000004,"MGD","DQSwWtp",133,0.86435510500000001,"MGD","DQSwWtp",133,0.86420609599999998,"MGD","DQSwWtp",133,0.86442612699999999,"MGD",1]
["DQSwWtp",196,0.78030855799999999,"MGD","DQSwWtp",196,0.78657754899999999,"MGD","DQSwWtp",196,0.78657754899999999,"MGD","DQSwWtp",196,0.76805267099999996,"MGD","DQSwWtp",196,0.77573156399999998,"MGD","DQSwWtp",196,0.78415118299999997,"MGD",1]
["DQSwWtp",215,0.75622952799999998,"MGD","DQSwWtp",215,0.70607986599999994,"MGD","DQSwWtp",215,0.70607986599999994,"MGD","DQSwWtp",215,0.69979930400000001,"MGD","DQSwWtp",215,0.72606039,"MGD","DQSwWtp",215,0.70590739499999999,"MGD",1]
["DQSwWtp",273,0.86325559100000004,"MGD","DQSwWtp",273,0.86316832099999996,"MGD","DQSwWtp",273,0.86316832099999996,"MGD","DQSwWtp",273,0.86310758399999998,"MGD","DQSwWtp",273,0.86364780500000005,"MGD","DQSwWtp",273,0.86310839800000005,"MGD",1]
["DQSwWtp",298,0.86084721099999995,"MGD","DQSwWtp",298,0.86175547699999999,"MGD","DQSwWtp",298,0.86175547699999999,"MGD","DQSwWtp",298,0.86104614599999996,"MGD","DQSwWtp",298,0.85987121600000005,"MGD","DQSwWtp",298,0.86147137100000004,"MGD",1]
["DQSwWtp",317,0.86438684799999999,"MGD","DQSwWtp",317,0.86454403700000004,"MGD","DQSwWtp",317,0.86454403700000004,"MGD","DQSwWtp",317,0.86454285600000003,"MGD","DQSwWtp",317,0.86442945100000002,"MGD","DQSwWtp",317,0.86457548500000003,"MGD",1]
["DQUseNpIbtWw",1,0.269157388,"MGD","DQUseNpIbtWw",1,0.269157388,"MGD","DQUseNpIbtWw",1,0.269157388,"MGD","DQUseNpIbtWw",1,0.269157388,"MGD","DQUseNpIbtWw",1,0.269157388,"MGD","DQUseNpIbtWw",1,0.269157388,"MGD",0]
["DQUseNpIbtWw",35,0.26850995700000002,"MGD","DQUseNpIbtWw",35,0.26850995700000002,"MGD","DQUseNpIbtWw",35,0.26850995700000002,"MGD","DQUseNpIbtWw",35,0.26850995700000002,"MGD","DQUseNpIbtWw",35,0.26850995700000002,"MGD","DQUseNpIbtWw",35,0.26850995700000002,"MGD",0]
["DQUseNpIbtWw",92,0.26991184499999998,"MGD","DQUseNpIbtWw",92,0.26991184499999998,"MGD","DQUseNpIbtWw",92,0.26991184499999998,"MGD","DQUseNpIbtWw",92,0.26991184499999998,"MGD","DQUseNpIbtWw",92,0.26991184499999998,"MGD","DQUseNpIbtWw",92,0.26991184499999998,"MGD",{"$f":"IF(ISNUMBER(C3396),IF(AVERAGE(C3396,G3396,K3396,O3396,S3396,W3396)<>MAX(C3396,G3396,K3396,O3396,S3396,W3396),1,0),\"\")","v":0}]
["DQUseNpIbtWw",117,0.26991184499999998,"MGD","DQUseNpIbtWw",117,0.26991184499999998,"MGD","DQUseNpIbtWw",117,0.26991184499999998,"MGD","DQUseNpIbtWw",117,0.26991184499999998,"MGD","DQUseNpIbtWw",117,0.26991184499999998,"MGD","DQUseNpIbtWw",117,0.26991184499999998,"MGD",0]
["DQUseNpIbtWw",174,0.278264709,"MGD","DQUseNpIbtWw",174,0.278264709,"MGD","DQUseNpIbtWw",174,0.278264709,"MGD","DQUseNpIbtWw",174,0.278264709,"MGD","DQUseNpIbtWw",174,0.278264709,"MGD","DQUseNpIbtWw",174,0.278264709,"MGD",0]
["DQUseNpIbtWw",194,0.28086123400000002,"MGD","DQUseNpIbtWw",194,0.28086123400000002,"MGD","DQUseNpIbtWw",194,0.28086123400000002,"MGD","DQUseNpIbtWw",194,0.28086123400000002,"MGD","DQUseNpIbtWw",194,0.28086123400000002,"MGD","DQUseNpIbtWw",194,0.28086123400000002,"MGD",0]
["DQUseNpIbtWw",257,0.28002284500000002,"MGD","DQUseNpIbtWw",257,0.28002284500000002,"MGD","DQUseNpIbtWw",257,0.28002284500000002,"MGD","DQUseNpIbtWw",257,0.28002284500000002,"MGD","DQUseNpIbtWw",257,0.28002284500000002,"MGD","DQUseNpIbtWw",257,0.28002284500000002,"MGD",0]
["DQUseNpIbtWw",276,0.27019073500000002,"MGD","DQUseNpIbtWw",276,0.27019073500000002,"MGD","DQUseNpIbtWw",276,0.27019073500000002,"MGD","DQUseNpIbtWw",276,0.27019073500000002,"MGD","DQUseNpIbtWw",276,0.27019073500000002,"MGD","DQUseNpIbtWw",276,0.27019073500000002,"MGD",0]
["DQUseNpIbtWw",325,0.26806134300000001,"MGD","DQUseNpIbtWw",325,0.26806134300000001,"MGD","DQUseNpIbtWw",325,0.26806134300000001,"MGD","DQUseNpIbtWw",325,0.26806134300000001,"MGD","DQUseNpIbtWw",325,0.26806134300000001,"MGD","DQUseNpIbtWw",325,0.26806134300000001,"MGD",0]
["DQUseNpIbtWw",359,0.268252873,"MGD","DQUseNpIbtWw",359,0.268252873,"MGD","DQUseNpIbtWw",359,0.268252873,"MGD","DQUseNpIbtWw",359,0.268252873,"MGD","DQUseNpIbtWw",359,0.268252873,"MGD","DQUseNpIbtWw",359,0.268252873,"MGD",0]
["DQUsePIbtWw",13,0.31084261299999999,"MGD","DQUsePIbtWw",13,0.31084261299999999,"MGD","DQUsePIbtWw",13,0.31084261299999999,"MGD","DQUsePIbtWw",13,0.31084261299999999,"MGD","DQUsePIbtWw",13,0.31084261299999999,"MGD","DQUsePIbtWw",13,0.31084261299999999,"MGD",0]
["DQUsePIbtWw",76,0.31200220099999998,"MGD","DQUsePIbtWw",76,0.31200220099999998,"MGD","DQUsePIbtWw",76,0.31200220099999998,"MGD","DQUsePIbtWw",76,0.31200220099999998,"MGD","DQUsePIbtWw",76,0.31200220099999998,"MGD","DQUsePIbtWw",76,0.31200220099999998,"MGD",0]
["DQUsePIbtWw",95,0.310088156,"MGD","DQUsePIbtWw",95,0.310088156,"MGD","DQUsePIbtWw",95,0.310088156,"MGD","DQUsePIbtWw",95,0.310088156,"MGD","DQUsePIbtWw",95,0.310088156,"MGD","DQUsePIbtWw",95,0.310088156,"MGD",0]
["DQUsePIbtWw",126,0.31018408400000003,"MGD","DQUsePIbtWw",126,0.31018408400000003,"MGD","DQUsePIbtWw",126,0.31018408400000003,"MGD","DQUsePIbtWw",126,0.31018408400000003,"MGD","DQUsePIbtWw",126,0.31018408400000003,"MGD","DQUsePIbtWw",126,0.31018408400000003,"MGD",0]
["DQUsePIbtWw",178,0.30173529199999999,"MGD","DQUsePIbtWw",178,0.30173529199999999,"MGD","DQUsePIbtWw",178,0.30173529199999999,"MGD","DQUsePIbtWw",178,0.30173529199999999,"MGD","DQUsePIbtWw",178,0.30173529199999999,"MGD","DQUsePIbtWw",178,0.30173529199999999,"MGD",0]
["DQUsePIbtWw",235,0.30024001299999997,"MGD","DQUsePIbtWw",235,0.30024001299999997,"MGD","DQUsePIbtWw",235,0.30024001299999997,"MGD","DQUsePIbtWw",235,0.300240012,"MGD","DQUsePIbtWw",235,0.30024001299999997,"MGD","DQUsePIbtWw",235,0.30024001299999997,"MGD",1]
["DQUsePIbtWw",260,0.29997715699999999,"MGD","DQUsePIbtWw",260,0.29997715699999999,"MGD","DQUsePIbtWw",260,0.29997715699999999,"MGD","DQUsePIbtWw",260,0.29997715699999999,"MGD","DQUsePIbtWw",260,0.29997715699999999,"MGD","DQUsePIbtWw",260,0.29997715699999999,"MGD",0]
["DQUsePIbtWw",299,0.30980926600000003,"MGD","DQUsePIbtWw",299,0.30980926600000003,"MGD","DQUsePIbtWw",299,0.30980926600000003,"MGD","DQUsePIbtWw",299,0.30980926600000003,"MGD","DQUsePIbtWw",299,0.30980926600000003,"MGD","DQUsePIbtWw",299,0.30980926600000003,"MGD",0]
["DQUsePIbtWw",337,0.31174712799999998,"MGD","DQUsePIbtWw",337,0.31174712799999998,"MGD","DQUsePIbtWw",337,0.31174712799999998,"MGD","DQUsePIbtWw",337,0.31174712799999998,"MGD","DQUsePIbtWw",337,0.31174712799999998,"MGD","DQUsePIbtWw",337,0.31174712799999998,"MGD",0]
["DQUsePIbtWw",362,0.31174712799999998,"MGD","DQUsePIbtWw",362,0.31174712799999998,"MGD","DQUsePIbtWw",362,0.31174712799999998,"MGD","DQUsePIbtWw",362,0.31174712799999998,"MGD","DQUsePIbtWw",362,0.31174712799999998,"MGD","DQUsePIbtWw",362,0.31174712799999998,"MGD",0]
["DQWMake",54,0,"MGD","DQWMake",54,0,"MGD","DQWMake",54,0,"MGD","DQWMake",54,0,"MGD","DQWMake",54,0,"MGD","DQWMake",54,0,"MGD",0]
["DQWMake",85,0,"MGD","DQWMake",85,0,"MGD","DQWMake",85,0,"MGD","DQWMake",85,0,"MGD","DQWMake",85,0,"MGD","DQWMake",85,0,"MGD",0]
["DQWMake",137,0,"MGD","DQWMake",137,0,"MGD","DQWMake",137,0,"MGD","DQWMake",137,0,"MGD","DQWMake",137,0,"MGD","DQWMake",137,0,"MGD",0]
["DQWMake",156,0,"MGD","DQWMake",156,0,"MGD","DQWMake",156,0,"MGD","DQWMake",156,0,"MGD","DQWMake",156,0,"MGD","DQWMake",156,0,"MGD",0]
["DQWMake",181,0,"MGD","DQWMake",181,0,"MGD","DQWMake",181,0,"MGD","DQWMake",181,0,"MGD","DQWMake",181,0,"MGD","DQWMake",181,0,"MGD",0]
["DQWMake",238,0,"MGD","DQWMake",238,0,"MGD","DQWMake",238,0,"MGD","DQWMake",238,0,"MGD","DQWMake",238,0,"MGD","DQWMake",238,0,"MGD",0]
["DQWMake",290,0,"MGD","DQWMake",290,0,"MGD","DQWMake",290,0,"MGD","DQWMake",290,0,"MGD","DQWMake",290,0,"MGD","DQWMake",290,0,"MGD",0]
["DQWMake",321,0,"MGD","DQWMake",321,0,"MGD","DQWMake",321,0,"MGD","DQWMake",321,0,"MGD","DQWMake",321,0,"MGD","DQWMake",321,0,"MGD",0]
["DQWMake",340,0,"MGD","DQWMake",340,0,"MGD","DQWMake",340,0,"MGD","DQWMake",340,0,"MGD","DQWMake",340,0,"MGD","DQWMake",340,0,"MGD",0]
["DQGwMake",32,0,"MGD","DQGwMake",32,0,"MGD","DQGwMake",32,0,"MGD","DQGwMake",32,0,"MGD","DQGwMake",32,0,"MGD","DQGwMake",32,0,"MGD",0]
["DQGwMake",59,0,"MGD","DQGwMake",59,0,"MGD","DQGwMake",59,0,"MGD","DQGwMake",59,0,"MGD","DQGwMake",59,0,"MGD","DQGwMake",59,0,"MGD",0]
["DQGwMake",115,0,"MGD","DQGwMake",115,0,"MGD","DQGwMake",115,0,"MGD","DQGwMake",115,0,"MGD","DQGwMake",115,0,"MGD","DQGwMake",115,0,"MGD",0]
["DQGwMake",140,0,"MGD","DQGwMake",140,0,"MGD","DQGwMake",140,0,"MGD","DQGwMake",140,0,"MGD","DQGwMake",140,0,"MGD","DQGwMake",140,0,"MGD",0]
["DQGwMake",159,0,"MGD","DQGwMake",159,0,"MGD","DQGwMake",159,0,"MGD","DQGwMake",159,0,"MGD","DQGwMake",159,0,"MGD","DQGwMake",159,0,"MGD",0]
["DQGwMake",210,0,"MGD","DQGwMake",210,0,"MGD","DQGwMake",210,0,"MGD","DQGwMake",210,0,"MGD","DQGwMake",210,0,"MGD","DQGwMake",210,0,"MGD",0]
["DQGwMake",242,0,"MGD","DQGwMake",242,0,"MGD","DQGwMake",242,0,"MGD","DQGwMake",242,0,"MGD","DQGwMake",242,0,"MGD","DQGwMake",242,0,"MGD",0]
["DQGwMake",299,0,"MGD","DQGwMake",299,0,"MGD","DQGwMake",299,0,"MGD","DQGwMake",299,0,"MGD","DQGwMake",299,0,"MGD","DQGwMake",299,0,"MGD",0]
["DQGwMake",324,0,"MGD","DQGwMake",324,0,"MGD","DQGwMake",324,0,"MGD","DQGwMake",324,0,"MGD","DQGwMake",324,0,"MGD","DQGwMake",324,0,"MGD",0]
["DQWrfUseNp",16,0,"MGD","DQWrfUseNp",16,0,"MGD","DQWrfUseNp",16,0,"MGD","DQWrfUseNp",16,0,"MGD","DQWrfUseNp",16,0,"MGD","DQWrfUseNp",16,0,"MGD",0]
["DQWrfUseNp",50,0,"MGD","DQWrfUseNp",50,0,"MGD","DQWrfUseNp",50,0,"MGD","DQWrfUseNp",50,0,"MGD","DQWrfUseNp",50,0,"MGD","DQWrfUseNp",50,0,"MGD",0]
["DQWrfUseNp",61,0,"MGD","DQWrfUseNp",61,0,"MGD","DQWrfUseNp",61,0,"MGD","DQWrfUseNp",61,0,"MGD","DQWrfUseNp",61,0,"MGD","DQWrfUseNp",61,0,"MGD",0]
["DQWrfUseNp",118,0,"MGD","DQWrfUseNp",118,0,"MGD","DQWrfUseNp",118,0,"MGD","DQWrfUseNp",118,0,"MGD","DQWrfUseNp",118,0,"MGD","DQWrfUseNp",118,0,"MGD",0]
["DQWrfUseNp",137,0,"MGD","DQWrfUseNp",137,0,"MGD","DQWrfUseNp",137,0,"MGD","DQWrfUseNp",137,0,"MGD","DQWrfUseNp",137,0,"MGD","DQWrfUseNp",137,0,"MGD",0]
["DQWrfUseNp",184,0,"MGD","DQWrfUseNp",184,0,"MGD","DQWrfUseNp",184,0,"MGD","DQWrfUseNp",184,0,"MGD","DQWrfUseNp",184,0,"MGD","DQWrfUseNp",184,0,"MGD",0]
["DQWrfUseNp",220,0,"MGD","DQWrfUseNp",220,0,"MGD","DQWrfUseNp",220,0,"MGD","DQWrfUseNp",220,0,"MGD","DQWrfUseNp",220,0,"MGD","DQWrfUseNp",220,0,"MGD",0]
["DQWrfUseNp",283,0,"MGD","DQWrfUseNp",283,0,"MGD","DQWrfUseNp",283,0,"MGD","DQWrfUseNp",283,0,"MGD","DQWrfUseNp",283,0,"MGD","DQWrfUseNp",283,0,"MGD",0]
["DQWrfUseNp",302,0,"MGD","DQWrfUseNp",302,0,"MGD","DQWrfUseNp",302,0,"MGD","DQWrfUseNp",302,0,"MGD","DQWrfUseNp",302,0,"MGD","DQWrfUseNp",302,0,"MGD",0]
["DQWrfUseNp",335,0,"MGD","DQWrfUseNp",335,0,"MGD","DQWrfUseNp",335,0,"MGD","DQWrfUseNp",335,0,"MGD","DQWrfUseNp",335,0,"MGD","DQWrfUseNp",335,0,"MGD",0]
["DQWtpUseNp",20,0.62425855900000005,"MGD","DQWtpUseNp",20,0.62427866399999998,"MGD","DQWtpUseNp",20,0.62427866399999998,"MGD","DQWtpUseNp",20,0.62425824399999996,"MGD","DQWtpUseNp",20,0.62425824399999996,"MGD","DQWtpUseNp",20,0.62425824399999996,"MGD",1]
["DQWtpUseNp",39,0.62614735099999996,"MGD","DQWtpUseNp",39,0.62614825699999999,"MGD","DQWtpUseNp",39,0.62614825699999999,"MGD","DQWtpUseNp",39,0.62614834100000005,"MGD","DQWtpUseNp",39,0.62614035099999998,"MGD","DQWtpUseNp",39,0.62613351699999997,"MGD",1]
["DQWtpUseNp",102,0.61530880799999998,"MGD","DQWtpUseNp",102,0.615308678,"MGD","DQWtpUseNp",102,0.615308678,"MGD","DQWtpUseNp",102,0.61530864399999996,"MGD","DQWtpUseNp",102,0.61531883600000004,"MGD","DQWtpUseNp",102,0.61529795499999995,"MGD",1]
["DQWtpUseNp",121,0.60818307900000002,"MGD","DQWtpUseNp",121,0.60818482699999998,"MGD","DQWtpUseNp",121,0.60818482699999998,"MGD","DQWtpUseNp",121,0.60820569999999996,"MGD","DQWtpUseNp",121,0.60819818299999995,"MGD","DQWtpUseNp",121,0.60818437000000003,"MGD",1]
["DQWtpUseNp",175,0.59649351399999995,"MGD","DQWtpUseNp",175,0.59648329099999997,"MGD","DQWtpUseNp",175,0.59648329099999997,"MGD","DQWtpUseNp",175,0.596494733,"MGD","DQWtpUseNp",175,0.596486395,"MGD","DQWtpUseNp",175,0.59650910099999999,"MGD",1]
["DQWtpUseNp",204,0.74096097900000002,"MGD","DQWtpUseNp",204,0.74096158499999998,"MGD","DQWtpUseNp",204,0.74096158499999998,"MGD","DQWtpUseNp",204,0.74095606999999997,"MGD","DQWtpUseNp",204,0.74100813700000001,"MGD","DQWtpUseNp",204,0.74097893999999997,"MGD",1]
["DQWtpUseNp",261,0.61169633599999995,"MGD","DQWtpUseNp",261,0.61168174399999997,"MGD","DQWtpUseNp",261,0.61168174399999997,"MGD","DQWtpUseNp",261,0.61165360800000002,"MGD","DQWtpUseNp",261,0.61166985100000004,"MGD","DQWtpUseNp",261,0.61170237299999997,"MGD",1]
["DQWtpUseNp",280,0.61937235899999998,"MGD","DQWtpUseNp",280,0.61937282100000002,"MGD","DQWtpUseNp",280,0.61937282100000002,"MGD","DQWtpUseNp",280,0.61937582800000002,"MGD","DQWtpUseNp",280,0.61936069299999996,"MGD","DQWtpUseNp",280,0.619358403,"MGD",1]
["DQWtpUseNp",309,0.62860202799999998,"MGD","DQWtpUseNp",309,0.62862120399999999,"MGD","DQWtpUseNp",309,0.62862120399999999,"MGD","DQWtpUseNp",309,0.62859851099999997,"MGD","DQWtpUseNp",309,0.62859852400000005,"MGD","DQWtpUseNp",309,0.62860079400000002,"MGD",1]
["DQWtpUseNp",363,0.62529087500000002,"MGD","DQWtpUseNp",363,0.625268304,"MGD","DQWtpUseNp",363,0.625268304,"MGD","DQWtpUseNp",363,0.62529116200000001,"MGD","DQWtpUseNp",363,0.62529116200000001,"MGD","DQWtpUseNp",363,0.62529116200000001,"MGD",1]
["DQWrfAsr",23,0,"MGD","DQWrfAsr",23,0,"MGD","DQWrfAsr",23,0,"MGD","DQWrfAsr",23,0,"MGD","DQWrfAsr",23,0,"MGD","DQWrfAsr",23,0,"MGD",0]
["DQWrfAsr",80,0,"MGD","DQWrfAsr",80,0,"MGD","DQWrfAsr",80,0,"MGD","DQWrfAsr",80,0,"MGD","DQWrfAsr",80,0,"MGD","DQWrfAsr",80,0,"MGD",0]
["DQWrfAsr",95,0,"MGD","DQWrfAsr",95,0,"MGD","DQWrfAsr",95,0,"MGD","DQWrfAsr",95,0,"MGD","DQWrfAsr",95,0,"MGD","DQWrfAsr",95,0,"MGD",0]
["DQWrfAsr",163,0,"MGD","DQWrfAsr",163,0,"MGD","DQWrfAsr",163,0,"MGD","DQWrfAsr",163,0,"MGD","DQWrfAsr",163,0,"MGD","DQWrfAsr",163,0,"MGD",0]
["DQWrfAsr",182,0,"MGD","DQWrfAsr",182,0,"MGD","DQWrfAsr",182,0,"MGD","DQWrfAsr",182,0,"MGD","DQWrfAsr",182,0,"MGD","DQWrfAsr",182,0,"MGD",0]
["DQWrfAsr",239,0,"MGD","DQWrfAsr",239,0,"MGD","DQWrfAsr",239,0,"MGD","DQWrfAsr",239,0,"MGD","DQWrfAsr",239,0,"MGD","DQWrfAsr",239,0,"MGD",0]
["DQWrfAsr",268,0,"MGD","DQWrfAsr",268,0,"MGD","DQWrfAsr",268,0,"MGD","DQWrfAsr",268,0,"MGD","DQWrfAsr",268,0,"MGD","DQWrfAsr",268,0,"MGD",0]
["DQWrfAsr",322,0,"MGD","DQWrfAsr",322,0,"MGD","DQWrfAsr",322,0,"MGD","DQWrfAsr",322,0,"MGD","DQWrfAsr",322,0,"MGD","DQWrfAsr",322,0,"MGD",0]
["DQWrfAsr",347,0,"MGD","DQWrfAsr",347,0,"MGD","DQWrfAsr",347,0,"MGD","DQWrfAsr",347,0,"MGD","DQWrfAsr",347,0,"MGD","DQWrfAsr",347,0,"MGD",0]
["DQWwtpWrf",1,0,"MGD","DQWwtpWrf",1,0,"MGD","DQWwtpWrf",1,0,"MGD","DQWwtpWrf",1,0,"MGD","DQWwtpWrf",1,0,"MGD","DQWwtpWrf",1,0,"MGD",0]
["DQWwtpWrf",58,0,"MGD","DQWwtpWrf",58,0,"MGD","DQWwtpWrf",58,0,"MGD","DQWwtpWrf",58,0,"MGD","DQWwtpWrf",58,0,"MGD","DQWwtpWrf",58,0,"MGD",0]
["DQWwtpWrf",108,0,"MGD","DQWwtpWrf",108,0,"MGD","DQWwtpWrf",108,0,"MGD","DQWwtpWrf",108,0,"MGD","DQWwtpWrf",108,0,"MGD","DQWwtpWrf",108,0,"MGD",0]
["DQWwtpWrf",141,0,"MGD","DQWwtpWrf",141,0,"MGD","DQWwtpWrf",141,0,"MGD","DQWwtpWrf",141,0,"MGD","DQWwtpWrf",141,0,"MGD","DQWwtpWrf",141,0,"MGD",0]
["DQWwtpWrf",166,0,"MGD","DQWwtpWrf",166,0,"MGD","DQWwtpWrf",166,0,"MGD","DQWwtpWrf",166,0,"MGD","DQWwtpWrf",166,0,"MGD","DQWwtpWrf",166,0,"MGD",0]
["DQWwtpWrf",223,0,"MGD","DQWwtpWrf",223,0,"MGD","DQWwtpWrf",223,0,"MGD","DQWwtpWrf",223,0,"MGD","DQWwtpWrf",223,0,"MGD","DQWwtpWrf",223,0,"MGD",0]
["DQWwtpWrf",259,0,"MGD","DQWwtpWrf",259,0,"MGD","DQWwtpWrf",259,0,"MGD","DQWwtpWrf",259,0,"MGD","DQWwtpWrf",259,0,"MGD","DQWwtpWrf",259,0,"MGD",0]
["DQWwtpWrf",268,0,"MGD","DQWwtpWrf",268,0,"MGD","DQWwtpWrf",268,0,"MGD","DQWwtpWrf",268,0,"MGD","DQWwtpWrf",268,0,"MGD","DQWwtpWrf",268,0,"MGD",0]
["DQWwtpWrf",325,0,"MGD","DQWwtpWrf",325,0,"MGD","DQWwtpWrf",325,0,"MGD","DQWwtpWrf",325,0,"MGD","DQWwtpWrf",325,0,"MGD","DQWwtpWrf",325,0,"MGD",0]
["DQWwtpWrf",344,0,"MGD","DQWwtpWrf",344,0,"MGD","DQWwtpWrf",344,0,"MGD","DQWwtpWrf",344,0,"MGD","DQWwtpWrf",344,0,"MGD","DQWwtpWrf",344,0,"MGD",0]
["QRu",28,0,"MGD","QRu",28,0,"MGD","QRu",28,0,"MGD","QRu",28,0,"MGD","QRu",28,0,"MGD","QRu",28,0,"MGD",0]
["QRu",62,163.57534899999999,"MGD","QRu",62,224.3489252,"MGD","QRu",62,224.3489252,"MGD","QRu",62,190.48385709999999,"MGD","QRu",62,160.56075050000001,"MGD","QRu",62,223.94989899999999,"MGD",1]
["QRu",125,0,"MGD","QRu",125,0,"MGD","QRu",125,0,"MGD","QRu",125,0,"MGD","QRu",125,0,"MGD","QRu",125,0,"MGD",0]
["QRu",144,1.083843173,"MGD","QRu",144,1.3006118069999999,"MGD","QRu",144,1.3006118069999999,"MGD","QRu",144,1.1922274900000001,"MGD","QRu",144,1.0477150669999999,"MGD","QRu",144,1.3006118069999999,"MGD",1]
["QRu",201,5.066500038,"MGD","QRu",201,6.4987568810000003,"MGD","QRu",201,6.4987568810000003,"MGD","QRu",201,5.7141715069999997,"MGD","QRu",201,4.7462816190000003,"MGD","QRu",201,6.3994943449999999,"MGD",1]
["QRu",233,0,"MGD","QRu",233,0,"MGD","QRu",233,0,"MGD","QRu",233,0,"MGD","QRu",233,0,"MGD","QRu",233,0,"MGD",0]
["QRu",246,16.67253242,"MGD","QRu",246,19.958427060000002,"MGD","QRu",246,19.958427060000002,"MGD","QRu",246,18.318895739999999,"MGD","QRu",246,16.275101939999999,"MGD","QRu",246,19.89339214,"MGD",1]
["QRu",309,1.553970522,"MGD","QRu",309,1.954447705,"MGD","QRu",309,1.954447705,"MGD","QRu",309,1.742227239,"MGD","QRu",309,1.4752437119999999,"MGD","QRu",309,1.933909171,"MGD",1]
["QRu",328,0,"MGD","QRu",328,0,"MGD","QRu",328,0,"MGD","QRu",328,0,"MGD","QRu",328,0,"MGD","QRu",328,0,"MGD",0]
["QRe",19,50.993791190000003,"MGD","QRe",19,51.71234656,"MGD","QRe",19,51.71234656,"MGD","QRe",19,49.886183269999997,"MGD","QRe",19,47.930335390000003,"MGD","QRe",19,50.099125200000003,"MGD",1]
["QRe",46,37.427321149999997,"MGD","QRe",46,35.296099929999997,"MGD","QRe",46,35.296099929999997,"MGD","QRe",46,33.37513903,"MGD","QRe",46,31.505448879999999,"MGD","QRe",46,32.034166620000001,"MGD",1]
["QRe",103,0,"MGD","QRe",103,0,"MGD","QRe",103,0,"MGD","QRe",103,0,"MGD","QRe",103,0,"MGD","QRe",103,0,"MGD",0]
["QRe",122,140.8106635,"MGD","QRe",122,179.854927,"MGD","QRe",122,179.854927,"MGD","QRe",122,153.18687800000001,"MGD","QRe",122,123.7555018,"MGD","QRe",122,171.6355514,"MGD",1]
["QRe",153,0,"MGD","QRe",153,0,"MGD","QRe",153,0,"MGD","QRe",153,0,"MGD","QRe",153,0,"MGD","QRe",153,0,"MGD",0]
["QRe",205,0,"MGD","QRe",205,0,"MGD","QRe",205,0,"MGD","QRe",205,0,"MGD","QRe",205,0,"MGD","QRe",205,0,"MGD",0]
["QRe",230,0,"MGD","QRe",230,0,"MGD","QRe",230,0,"MGD","QRe",230,0,"MGD","QRe",230,0,"MGD","QRe",230,0,"MGD",0]
["QRe",287,0,"MGD","QRe",287,0,"MGD","QRe",287,0,"MGD","QRe",287,0,"MGD","QRe",287,0,"MGD","QRe",287,0,"MGD",0]
["QRe",306,12.2934453,"MGD","QRe",306,7.3464932449999996,"MGD","QRe",306,7.3464932449999996,"MGD","QRe",306,6.3527605229999997,"MGD","QRe",306,5.891366111,"MGD","QRe",306,4.9686142980000003,"MGD",1]
["QRe",358,50.782976419999997,"MGD","QRe",358,48.813066190000001,"MGD","QRe",358,48.813066190000001,"MGD","QRe",358,48.09047236,"MGD","QRe",358,47.804698510000001,"MGD","QRe",358,46.925878390000001,"MGD",1]
["QSepGw",24,1.8927359859999999,"MGD","QSepGw",24,1.8927359859999999,"MGD","QSepGw",24,1.8927359859999999,"MGD","QSepGw",24,1.8927359859999999,"MGD","QSepGw",24,1.8927359859999999,"MGD","QSepGw",24,1.8927359859999999,"MGD",0]
["QSepGw",81,1.7855999870000001,"MGD","QSepGw",81,1.7855999870000001,"MGD","QSepGw",81,1.7855999870000001,"MGD","QSepGw",81,1.7855999870000001,"MGD","QSepGw",81,1.7855999870000001,"MGD","QSepGw",81,1.7855999870000001,"MGD",0]
["QSepGw",106,1.9465519849999999,"MGD","QSepGw",106,1.9465519849999999,"MGD","QSepGw",106,1.9465519849999999,"MGD","QSepGw",106,1.9465519849999999,"MGD","QSepGw",106,1.9465519849999999,"MGD","QSepGw",106,1.9465519849999999,"MGD",0]
["QSepGw",144,1.795519987,"MGD","QSepGw",144,1.795519987,"MGD","QSepGw",144,1.795519987,"MGD","QSepGw",144,1.795519987,"MGD","QSepGw",144,1.795519987,"MGD","QSepGw",144,1.795519987,"MGD",0]
["QSepGw",189,2.1657839839999999,"MGD","QSepGw",189,2.1657839839999999,"MGD","QSepGw",189,2.1657839839999999,"MGD","QSepGw",189,2.1657839839999999,"MGD","QSepGw",189,2.1657839839999999,"MGD","QSepGw",189,2.1657839839999999,"MGD",0]
["QSepGw",208,2.1657839839999999,"MGD","QSepGw",208,2.1657839839999999,"MGD","QSepGw",208,2.1657839839999999,"MGD","QSepGw",208,2.1657839839999999,"MGD","QSepGw",208,2.1657839839999999,"MGD","QSepGw",208,2.1657839839999999,"MGD",0]
["QSepGw",265,1.780639986,"MGD","QSepGw",265,1.780639986,"MGD","QSepGw",265,1.780639986,"MGD","QSepGw",265,1.780639986,"MGD","QSepGw",265,1.780639986,"MGD","QSepGw",265,1.780639986,"MGD",0]
["QSepGw",278,1.987967985,"MGD","QSepGw",278,1.987967985,"MGD","QSepGw",278,1.987967985,"MGD","QSepGw",278,1.987967985,"MGD","QSepGw",278,1.987967985,"MGD","QSepGw",278,1.987967985,"MGD",0]
["QSepGw",348,1.8094079860000001,"MGD","QSepGw",348,1.8094079860000001,"MGD","QSepGw",348,1.8094079860000001,"MGD","QSepGw",348,1.8094079860000001,"MGD","QSepGw",348,1.8094079860000001,"MGD","QSepGw",348,1.8094079860000001,"MGD",0]
["QWtpUseP",8,0.74574275199999995,"MGD","QWtpUseP",8,0.74574275199999995,"MGD","QWtpUseP",8,0.74574275199999995,"MGD","QWtpUseP",8,0.74571953300000005,"MGD","QWtpUseP",8,0.74574275199999995,"MGD","QWtpUseP",8,0.74574268899999996,"MGD",1]
["QWtpUseP",65,0.75564408699999996,"MGD","QWtpUseP",65,0.75562593300000003,"MGD","QWtpUseP",65,0.75562593300000003,"MGD","QWtpUseP",65,0.75562454599999995,"MGD","QWtpUseP",65,0.75563747100000001,"MGD","QWtpUseP",65,0.75562754799999998,"MGD",1]
["QWtpUseP",84,0.75564131400000001,"MGD","QWtpUseP",84,0.75562372200000005,"MGD","QWtpUseP",84,0.75562372200000005,"MGD","QWtpUseP",84,0.75564606400000001,"MGD","QWtpUseP",84,0.75563903200000004,"MGD","QWtpUseP",84,0.75562756399999997,"MGD",1]
["QWtpUseP",118,0.72469235799999998,"MGD","QWtpUseP",118,0.72469238899999999,"MGD","QWtpUseP",118,0.72469238899999999,"MGD","QWtpUseP",118,0.72469239799999996,"MGD","QWtpUseP",118,0.72469046299999995,"MGD","QWtpUseP",118,0.72469058799999997,"MGD",1]
["QWtpUseP",167,0.67349217699999997,"MGD","QWtpUseP",167,0.67350719199999998,"MGD","QWtpUseP",167,0.67350719199999998,"MGD","QWtpUseP",167,0.67350561399999997,"MGD","QWtpUseP",167,0.67351573600000003,"MGD","QWtpUseP",167,0.67349189499999995,"MGD",1]
["QWtpUseP",186,0.83901739900000005,"MGD","QWtpUseP",186,0.83902079500000004,"MGD","QWtpUseP",186,0.83902079500000004,"MGD","QWtpUseP",186,0.839041445,"MGD","QWtpUseP",186,0.83900413299999999,"MGD","QWtpUseP",186,0.83902442799999999,"MGD",1]
["QWtpUseP",249,0.70830237900000004,"MGD","QWtpUseP",249,0.70829999099999996,"MGD","QWtpUseP",249,0.70829999099999996,"MGD","QWtpUseP",249,0.70829677599999996,"MGD","QWtpUseP",249,0.70833077700000002,"MGD","QWtpUseP",249,0.70832395599999998,"MGD",1]
["QWtpUseP",269,0.70832196800000002,"MGD","QWtpUseP",269,0.70832347900000003,"MGD","QWtpUseP",269,0.70832347900000003,"MGD","QWtpUseP",269,0.70832208500000005,"MGD","QWtpUseP",269,0.70832208600000002,"MGD","QWtpUseP",269,0.70832346400000001,"MGD",1]
["QWtpUseP",332,0.76139946999999997,"MGD","QWtpUseP",332,0.76137979200000006,"MGD","QWtpUseP",332,0.76137979200000006,"MGD","QWtpUseP",332,0.76140248499999996,"MGD","QWtpUseP",332,0.76140087199999995,"MGD","QWtpUseP",332,0.761402193,"MGD",1]
["QWtpUseP",351,0.75471012100000001,"MGD","QWtpUseP",351,0.75470983400000002,"MGD","QWtpUseP",351,0.75470983400000002,"MGD","QWtpUseP",351,0.75470987099999998,"MGD","QWtpUseP",351,0.75470983400000002,"MGD","QWtpUseP",351,0.75470985099999999,"MGD",1]
["QWwtpSw",43,0.68458521500000002,"MGD","QWwtpSw",43,0.68458521500000002,"MGD","QWwtpSw",43,0.68458521500000002,"MGD","QWwtpSw",43,0.68458521500000002,"MGD","QWwtpSw",43,0.68458521500000002,"MGD","QWwtpSw",43,0.68458521500000002,"MGD",0]
["QWwtpSw",77,0.65173884599999998,"MGD","QWwtpSw",77,0.65173884599999998,"MGD","QWwtpSw",77,0.65173884599999998,"MGD","QWwtpSw",77,0.65173884599999998,"MGD","QWwtpSw",77,0.65173884599999998,"MGD","QWwtpSw",77,0.65173884599999998,"MGD",0]
["QWwtpSw",88,0.65173884599999998,"MGD","QWwtpSw",88,0.65173884599999998,"MGD","QWwtpSw",88,0.65173884599999998,"MGD","QWwtpSw",88,0.65173884599999998,"MGD","QWwtpSw",88,0.65173884599999998,"MGD","QWwtpSw",88,0.65173884599999998,"MGD",0]
["QWwtpSw",145,0.65858183999999997,"MGD","QWwtpSw",145,0.65858183999999997,"MGD","QWwtpSw",145,0.65858183999999997,"MGD","QWwtpSw",145,0.65858183999999997,"MGD","QWwtpSw",145,0.65858183999999997,"MGD","QWwtpSw",145,0.65858183999999997,"MGD",0]
["QWwtpSw",170,0.68278892999999996,"MGD","QWwtpSw",170,0.68278892999999996,"MGD","QWwtpSw",170,0.68278892999999996,"MGD","QWwtpSw",170,0.68278892999999996,"MGD","QWwtpSw",170,0.68278892999999996,"MGD","QWwtpSw",170,0.68278892999999996,"MGD",0]
["QWwtpSw",227,0.88268988000000004,"MGD","QWwtpSw",227,0.88268988000000004,"MGD","QWwtpSw",227,0.88268988000000004,"MGD","QWwtpSw",227,0.88268988000000004,"MGD","QWwtpSw",227,0.88268988000000004,"MGD","QWwtpSw",227,0.88268988000000004,"MGD",0]
["QWwtpSw",243,0.88268988000000004,"MGD","QWwtpSw",243,0.88268988000000004,"MGD","QWwtpSw",243,0.88268988000000004,"MGD","QWwtpSw",243,0.88268988000000004,"MGD","QWwtpSw",243,0.88268988000000004,"MGD","QWwtpSw",243,0.88268988000000004,"MGD",0]
["QWwtpSw",310,0.65584464200000003,"MGD","QWwtpSw",310,0.65584464200000003,"MGD","QWwtpSw",310,0.65584464200000003,"MGD","QWwtpSw",310,0.65584464200000003,"MGD","QWwtpSw",310,0.65584464200000003,"MGD","QWwtpSw",310,0.65584464200000003,"MGD",0]
["QWwtpSw",329,0.65584464200000003,"MGD","QWwtpSw",329,0.65584464200000003,"MGD","QWwtpSw",329,0.65584464200000003,"MGD","QWwtpSw",329,0.65584464200000003,"MGD","QWwtpSw",329,0.65584464200000003,"MGD","QWwtpSw",329,0.65584464200000003,"MGD",0]
["QWwtpSw",354,0.66816203100000005,"MGD","QWwtpSw",354,0.66816203100000005,"MGD","QWwtpSw",354,0.66816203100000005,"MGD","QWwtpSw",354,0.66816203100000005,"MGD","QWwtpSw",354,0.66816203100000005,"MGD","QWwtpSw",354,0.66816203100000005,"MGD",0]
["QWrfSw",29,0,"MGD","QWrfSw",29,0,"MGD","QWrfSw",29,0,"MGD","QWrfSw",29,0,"MGD","QWrfSw",29,0,"MGD","QWrfSw",29,0,"MGD",0]
["QWrfSw",72,0,"MGD","QWrfSw",72,0,"MGD","QWrfSw",72,0,"MGD","QWrfSw",72,0,"MGD","QWrfSw",72,0,"MGD","QWrfSw",72,0,"MGD",0]
["QWrfSw",129,0,"MGD","QWrfSw",129,0,"MGD","QWrfSw",129,0,"MGD","QWrfSw",129,0,"MGD","QWrfSw",129,0,"MGD","QWrfSw",129,0,"MGD",0]
["QWrfSw",148,0,"MGD","QWrfSw",148,0,"MGD","QWrfSw",148,0,"MGD","QWrfSw",148,0,"MGD","QWrfSw",148,0,"MGD","QWrfSw",148,0,"MGD",0]
["QWrfSw",202,0,"MGD","QWrfSw",202,0,"MGD","QWrfSw",202,0,"MGD","QWrfSw",202,0,"MGD","QWrfSw",202,0,"MGD","QWrfSw",202,0,"MGD",0]
["QWrfSw",231,0,"MGD","QWrfSw",231,0,"MGD","QWrfSw",231,0,"MGD","QWrfSw",231,0,"MGD","QWrfSw",231,0,"MGD","QWrfSw",231,0,"MGD",0]
["QWrfSw",288,0,"MGD","QWrfSw",288,0,"MGD","QWrfSw",288,0,"MGD","QWrfSw",288,0,"MGD","QWrfSw",288,0,"MGD","QWrfSw",288,0,"MGD",0]
["QWrfSw",313,0,"MGD","QWrfSw",313,0,"MGD","QWrfSw",313,0,"MGD","QWrfSw",313,0,"MGD","QWrfSw",313,0,"MGD","QWrfSw",313,0,"MGD",0]
["QWrfSw",353,0,"MGD","QWrfSw",353,0,"MGD","QWrfSw",353,0,"MGD","QWrfSw",353,0,"MGD","QWrfSw",353,0,"MGD","QWrfSw",353,0,"MGD",0]
["QAsrGw",31,0,"MGD","QAsrGw",31,0,"MGD","QAsrGw",31,0,"MGD","QAsrGw",31,0,"MGD","QAsrGw",31,0,"MGD","QAsrGw",31,0,"MGD",0]
["QAsrGw",50,0,"MGD","QAsrGw",50,0,"MGD","QAsrGw",50,0,"MGD","QAsrGw",50,0,"MGD","QAsrGw",50,0,"MGD","QAsrGw",50,0,"MGD",0]
["QAsrGw",107,0,"MGD","QAsrGw",107,0,"MGD","QAsrGw",107,0,"MGD","QAsrGw",107,0,"MGD","QAsrGw",107,0,"MGD","QAsrGw",107,0,"MGD",0]
["QAsrGw",132,0,"MGD","QAsrGw",132,0,"MGD","QAsrGw",132,0,"MGD","QAsrGw",132,0,"MGD","QAsrGw",132,0,"MGD","QAsrGw",132,0,"MGD",0]
["QAsrGw",193,0,"MGD","QAsrGw",193,0,"MGD","QAsrGw",193,0,"MGD","QAsrGw",193,0,"MGD","QAsrGw",193,0,"MGD","QAsrGw",193,0,"MGD",0]
["QAsrGw",215,0,"MGD","QAsrGw",215,0,"MGD","QAsrGw",215,0,"MGD","QAsrGw",215,0,"MGD","QAsrGw",215,0,"MGD","QAsrGw",215,0,"MGD",0]
["QAsrGw",234,0,"MGD","QAsrGw",234,0,"MGD","QAsrGw",234,0,"MGD","QAsrGw",234,0,"MGD","QAsrGw",234,0,"MGD","QAsrGw",234,0,"MGD",0]
["QAsrGw",291,0,"MGD","QAsrGw",291,0,"MGD","QAsrGw",291,0,"MGD","QAsrGw",291,0,"MGD","QAsrGw",291,0,"MGD","QAsrGw",291,0,"MGD",0]
["QAsrGw",327,0,"MGD","QAsrGw",327,0,"MGD","QAsrGw",327,0,"MGD","QAsrGw",327,0,"MGD","QAsrGw",327,0,"MGD","QAsrGw",327,0,"MGD",0]
["VGw",9,1070.680171,"MG","VGw",9,1172.5991979999999,"MG","VGw",9,1172.5991979999999,"MG","VGw",9,1111.357579,"MG","VGw",9,1039.6014070000001,"MG","VGw",9,1159.547147,"MG",1]
["VGw",28,1186.0884160000001,"MG","VGw",28,1360.5185409999999,"MG","VGw",28,1360.5185409999999,"MG","VGw",28,1260.083793,"MG","VGw",28,1137.67454,"MG","VGw",28,1341.580191,"MG",1]
["VGw",91,2861.2662719999998,"MG","VGw",91,3487.4425230000002,"MG","VGw",91,3487.4425230000002,"MG","VGw",91,3135.384849,"MG","VGw",91,2706.3324339999999,"MG","VGw",91,3428.76739,"MG",1]
["VGw",113,439.78193370000002,"MG","VGw",113,513.18410059999997,"MG","VGw",113,513.18410059999997,"MG","VGw",113,466.91274110000001,"MG","VGw",113,411.69818400000003,"MG","VGw",113,501.3641523,"MG",1]
["VGw",136,2181.3641680000001,"MG","VGw",136,2701.9466790000001,"MG","VGw",136,2701.9466790000001,"MG","VGw",136,2378.1891850000002,"MG","VGw",136,1975.3386479999999,"MG","VGw",136,2641.4965440000001,"MG",1]
["VGw",193,104.72729339999999,"MG","VGw",193,130.03924269999999,"MG","VGw",193,130.03924269999999,"MG","VGw",193,113.3407524,"MG","VGw",193,95.284699200000006,"MG","VGw",193,126.0607182,"MG",1]
["VGw",212,41.307697109999999,"MG","VGw",212,45.525750250000002,"MG","VGw",212,45.525750250000002,"MG","VGw",212,42.743067699999997,"MG","VGw",212,39.734157140000001,"MG","VGw",212,44.86275792,"MG",1]
["VGw",275,902.57844680000005,"MG","VGw",275,1301.71417,"MG","VGw",275,1301.71417,"MG","VGw",275,1052.578847,"MG","VGw",275,730.95617440000001,"MG","VGw",275,1228.809759,"MG",1]
["VGw",318,2397.1805340000001,"MG","VGw",318,2918.0283920000002,"MG","VGw",318,2918.0283920000002,"MG","VGw",318,2624.1555189999999,"MG","VGw",318,2266.6357039999998,"MG","VGw",318,2868.523659,"MG",1]
["VGw",352,2823.915802,"MG","VGw",352,3359.3120730000001,"MG","VGw",352,3359.3120730000001,"MG","VGw",352,3081.3144600000001,"MG","VGw",352,2737.3255300000001,"MG","VGw",352,3334.1379449999999,"MG",1]
["QSwRes",12,92.81047289,"MGD","QSwRes",12,103.05782739999999,"MGD","QSwRes",12,103.05782739999999,"MGD","QSwRes",12,96.963328869999998,"MGD","QSwRes",12,89.820605619999995,"MGD","QSwRes",12,101.83931,"MGD",{"$f":"IF(ISNUMBER(C9156),IF(AVERAGE(C9156,G9156,K9156,O9156,S9156,W9156)<>MAX(C9156,G9156,K9156,O9156,S9156,W9156),1,0),\"\")","v":1}]
["QSwRes",69,199.82919720000001,"MGD","QSwRes",69,243.57357479999999,"MGD","QSwRes",69,243.57357479999999,"MGD","QSwRes",69,218.70651670000001,"MGD","QSwRes",69,188.62738640000001,"MGD","QSwRes",69,239.400654,"MGD",1]
["QSwRes",87,198.09910980000001,"MGD","QSwRes",87,242.25048720000001,"MGD","QSwRes",87,242.25048720000001,"MGD","QSwRes",87,216.68627760000001,"MGD","QSwRes",87,185.63580640000001,"MGD","QSwRes",87,237.274315,"MGD",1]
["QSwRes",152,98.621884769999994,"MGD","QSwRes",152,119.7221691,"MGD","QSwRes",152,119.7221691,"MGD","QSwRes",152,106.8580122,"MGD","QSwRes",152,90.41570016,"MGD","QSwRes",152,117.1134663,"MGD",1]
["QSwRes",171,61.909503610000002,"MGD","QSwRes",171,81.622410419999994,"MGD","QSwRes",171,81.622410419999994,"MGD","QSwRes",171,68.429265389999998,"MGD","QSwRes",171,54.171351039999998,"MGD","QSwRes",171,78.470690140000002,"MGD",1]
["QSwRes",196,7.8032723070000003,"MGD","QSwRes",196,9.6834775880000006,"MGD","QSwRes",196,9.6834775880000006,"MGD","QSwRes",196,8.4574806890000005,"MGD","QSwRes",196,7.1041022050000002,"MGD","QSwRes",196,9.3893885029999993,"MGD",1]
["QSwRes",238,3.0190351639999999,"MGD","QSwRes",238,3.0634455799999998,"MGD","QSwRes",238,3.0634455799999998,"MGD","QSwRes",238,3.0413674300000002,"MGD","QSwRes",238,3.008442375,"MGD","QSwRes",238,3.0607354149999999,"MGD",1]
["QSwRes",279,62.175623139999999,"MGD","QSwRes",279,89.242993119999994,"MGD","QSwRes",279,89.242993119999994,"MGD","QSwRes",279,72.347704469999996,"MGD","QSwRes",279,50.53765284,"MGD","QSwRes",279,84.298854570000003,"MGD",1]
["QSwRes",336,197.71808519999999,"MGD","QSwRes",336,233.26941339999999,"MGD","QSwRes",336,233.26941339999999,"MGD","QSwRes",336,213.62873630000001,"MGD","QSwRes",336,189.6652072,"MGD","QSwRes",336,230.35092739999999,"MGD",1]
["QSwRes",355,307.4268793,"MGD","QSwRes",355,375.4350336,"MGD","QSwRes",355,375.4350336,"MGD","QSwRes",355,341.16953910000001,"MGD","QSwRes",355,297.80048019999998,"MGD","QSwRes",355,373.11885150000001,"MGD",1]
["VRes",53,94.886214100000004,"MG","VRes",53,94.997469050000007,"MG","VRes",53,94.997469050000007,"MG","VRes",53,95.789695690000002,"MG","VRes",53,94.730048870000005,"MG","VRes",53,94.92245312,"MG",1]
["VRes",78,88.829944530000006,"MG","VRes",78,88.758829919999997,"MG","VRes",78,88.758829919999997,"MG","VRes",78,89.220422970000001,"MG","VRes",78,87.993216070000003,"MG","VRes",78,88.616387630000006,"MG",1]
["VRes",130,89.464778809999999,"MG","VRes",130,90.024787029999999,"MG","VRes",130,90.024787029999999,"MG","VRes",130,90.218476069999994,"MG","VRes",130,88.774910570000003,"MG","VRes",130,89.882435409999999,"MG",1]
["VRes",155,85.708873780000005,"MG","VRes",155,85.725621050000001,"MG","VRes",155,85.725621050000001,"MG","VRes",155,85.881448579999997,"MG","VRes",155,85.259102530000007,"MG","VRes",155,85.658280320000003,"MG",1]
["VRes",174,97.101974470000002,"MG","VRes",174,96.015915100000001,"MG","VRes",174,96.015915100000001,"MG","VRes",174,95.513163689999999,"MG","VRes",174,97.621768040000006,"MG","VRes",174,95.959439810000006,"MG",1]
["VRes",212,70.217516590000002,"MG","VRes",212,71.551117509999997,"MG","VRes",212,71.551117509999997,"MG","VRes",212,68.664275250000003,"MG","VRes",212,64.246564289999995,"MG","VRes",212,71.27922461,"MG",1]
["VRes",257,48.156065169999998,"MG","VRes",257,49.962438749999997,"MG","VRes",257,49.962438749999997,"MG","VRes",257,48.047902200000003,"MG","VRes",257,44.90297983,"MG","VRes",257,49.56211502,"MG",1]
["VRes",314,92.371330159999999,"MG","VRes",314,92.575430749999995,"MG","VRes",314,92.575430749999995,"MG","VRes",314,93.317689990000005,"MG","VRes",314,91.947220369999997,"MG","VRes",314,92.513699979999998,"MG",1]
["VRes",339,95.666474989999998,"MG","VRes",339,95.629202030000002,"MG","VRes",339,95.629202030000002,"MG","VRes",339,95.58076878,"MG","VRes",339,95.511057109999996,"MG","VRes",339,95.61219844,"MG",1]
["VRes",363,92.293582369999996,"MG","VRes",363,92.344761770000005,"MG","VRes",363,92.344761770000005,"MG","VRes",363,91.355502610000002,"MG","VRes",363,92.224525130000004,"MG","VRes",363,92.154620260000002,"MG",1]
["QGwSw",51,69.994441699999996,"MGD","QGwSw",51,80.310194539999998,"MGD","QGwSw",51,80.310194539999998,"MGD","QGwSw",51,72.676691500000004,"MGD","QGwSw",51,63.802276689999999,"MGD","QGwSw",51,77.377373509999998,"MGD",1]
["QGwSw",76,106.42125179999999,"MGD","QGwSw",76,123.68797619999999,"MGD","QGwSw",76,123.68797619999999,"MGD","QGwSw",76,111.84156040000001,"MGD","QGwSw",76,97.579803429999998,"MGD","QGwSw",76,119.56655550000001,"MGD",1]
["QGwSw",133,48.232694189999997,"MGD","QGwSw",133,63.041401649999997,"MGD","QGwSw",133,63.041401649999997,"MGD","QGwSw",133,53.364698830000002,"MGD","QGwSw",133,41.474210030000002,"MGD","QGwSw",133,60.247190099999997,"MGD",1]
["QGwSw",158,51.676783110000002,"MGD","QGwSw",158,62.508778040000003,"MGD","QGwSw",158,62.508778040000003,"MGD","QGwSw",158,55.773835439999999,"MGD","QGwSw",158,47.142736239999998,"MGD","QGwSw",158,61.050637139999999,"MGD",1]
["QGwSw",203,5.5072789999999996,"MGD","QGwSw",203,6.4821353659999996,"MGD","QGwSw",203,6.4821353659999996,"MGD","QGwSw",203,5.8390150250000001,"MGD","QGwSw",203,5.1436099310000003,"MGD","QGwSw",203,6.3289077389999999,"MGD",1]
["QGwSw",235,2.910382223,"MGD","QGwSw",235,2.9580544230000001,"MGD","QGwSw",235,2.9580544230000001,"MGD","QGwSw",235,2.926604701,"MGD","QGwSw",235,2.8925981630000002,"MGD","QGwSw",235,2.9505613199999998,"MGD",1]
["QGwSw",298,84.071140189999994,"MGD","QGwSw",298,105.9735781,"MGD","QGwSw",298,105.9735781,"MGD","QGwSw",298,89.058014060000005,"MGD","QGwSw",298,70.310096529999996,"MGD","QGwSw",298,99.002627939999996,"MGD",1]
["QGwSw",317,97.376594949999998,"MGD","QGwSw",317,121.2753172,"MGD","QGwSw",317,121.2753172,"MGD","QGwSw",317,105.1804286,"MGD","QGwSw",317,87.029446320000005,"MGD","QGwSw",317,116.4683017,"MGD",1]
["QStSSw",11,36.732301550000003,"MGD","QStSSw",11,43.909254920000002,"MGD","QStSSw",11,43.909254920000002,"MGD","QStSSw",11,40.378810829999999,"MGD","QStSSw",11,36.003023329999998,"MGD","QStSSw",11,43.82838967,"MGD",1]
["QStSSw",35,0,"MGD","QStSSw",35,0,"MGD","QStSSw",35,0,"MGD","QStSSw",35,0,"MGD","QStSSw",35,0,"MGD","QStSSw",35,0,"MGD",0]
["QStSSw",54,0,"MGD","QStSSw",54,0,"MGD","QStSSw",54,0,"MGD","QStSSw",54,0,"MGD","QStSSw",54,0,"MGD","QStSSw",54,0,"MGD",0]
["QStSSw",117,0,"MGD","QStSSw",117,0,"MGD","QStSSw",117,0,"MGD","QStSSw",117,0,"MGD","QStSSw",117,0,"MGD","QStSSw",117,0,"MGD",0]
["QStSSw",162,0,"MGD","QStSSw",162,0,"MGD","QStSSw",162,0,"MGD","QStSSw",162,0,"MGD","QStSSw",162,0,"MGD","QStSSw",162,0,"MGD",0]
["QStSSw",194,0,"MGD","QStSSw",194,0,"MGD","QStSSw",194,0,"MGD","QStSSw",194,0,"MGD","QStSSw",194,0,"MGD","QStSSw",194,0,"MGD",0]
["QStSSw",219,0,"MGD","QStSSw",219,0,"MGD","QStSSw",219,0,"MGD","QStSSw",219,0,"MGD","QStSSw",219,0,"MGD","QStSSw",219,0,"MGD",0]
["QStSSw",276,0,"MGD","QStSSw",276,0,"MGD","QStSSw",276,0,"MGD","QStSSw",276,0,"MGD","QStSSw",276,0,"MGD","QStSSw",276,0,"MGD",0]
["QStSSw",296,24.059199710000001,"MGD","QStSSw",296,28.663716189999999,"MGD","QStSSw",296,28.663716189999999,"MGD","QStSSw",296,26.269510579999999,"MGD","QStSSw",296,23.278896159999999,"MGD","QStSSw",296,28.542301760000001,"MGD",1]
["QStSSw",321,173.199198,"MGD","QStSSw",321,207.52720260000001,"MGD","QStSSw",321,207.52720260000001,"MGD","QStSSw",321,190.5128899,"MGD","QStSSw",321,169.9484716,"MGD","QStSSw",321,207.32370850000001,"MGD",1]
["DQUsePSanS",13,0.31087916599999998,"MGD","DQUsePSanS",13,0.31087916599999998,"MGD","DQUsePSanS",13,0.31087916599999998,"MGD","DQUsePSanS",13,0.31087916599999998,"MGD","DQUsePSanS",13,0.31087916599999998,"MGD","DQUsePSanS",13,0.31087916599999998,"MGD",0]
["DQUsePSanS",38,0.290680736,"MGD","DQUsePSanS",38,0.290680736,"MGD","DQUsePSanS",38,0.290680736,"MGD","DQUsePSanS",38,0.290680736,"MGD","DQUsePSanS",38,0.290680736,"MGD","DQUsePSanS",38,0.290680736,"MGD",0]
["DQUsePSanS",95,0.32895402200000001,"MGD","DQUsePSanS",95,0.32895402200000001,"MGD","DQUsePSanS",95,0.32895402200000001,"MGD","DQUsePSanS",95,0.32895402200000001,"MGD","DQUsePSanS",95,0.32895402200000001,"MGD","DQUsePSanS",95,0.32895402200000001,"MGD",0]
["DQUsePSanS",136,0.27650929699999999,"MGD","DQUsePSanS",136,0.27650929699999999,"MGD","DQUsePSanS",136,0.27650929699999999,"MGD","DQUsePSanS",136,0.27650929699999999,"MGD","DQUsePSanS",136,0.27650929699999999,"MGD","DQUsePSanS",136,0.27650929699999999,"MGD",0]
["DQUsePSanS",178,0.28124358799999999,"MGD","DQUsePSanS",178,0.28124358799999999,"MGD","DQUsePSanS",178,0.28124358799999999,"MGD","DQUsePSanS",178,0.28124358799999999,"MGD","DQUsePSanS",178,0.28124358799999999,"MGD","DQUsePSanS",178,0.28124358799999999,"MGD",0]
["DQUsePSanS",197,0.38887400900000002,"MGD","DQUsePSanS",197,0.38887400900000002,"MGD","DQUsePSanS",197,0.38887400900000002,"MGD","DQUsePSanS",197,0.38887400999999999,"MGD","DQUsePSanS",197,0.38887400900000002,"MGD","DQUsePSanS",197,0.38887400900000002,"MGD",1]
["DQUsePSanS",222,0.37555196499999999,"MGD","DQUsePSanS",222,0.37555196499999999,"MGD","DQUsePSanS",222,0.37555196499999999,"MGD","DQUsePSanS",222,0.37555196499999999,"MGD","DQUsePSanS",222,0.37555196499999999,"MGD","DQUsePSanS",222,0.37555196499999999,"MGD",0]
["DQUsePSanS",287,0.343194112,"MGD","DQUsePSanS",287,0.343194112,"MGD","DQUsePSanS",287,0.343194112,"MGD","DQUsePSanS",287,0.343194112,"MGD","DQUsePSanS",287,0.343194112,"MGD","DQUsePSanS",287,0.343194112,"MGD",0]
["DQUsePSanS",299,0.343194112,"MGD","DQUsePSanS",299,0.343194112,"MGD","DQUsePSanS",299,0.343194112,"MGD","DQUsePSanS",299,0.343194112,"MGD","DQUsePSanS",299,0.343194112,"MGD","DQUsePSanS",299,0.343194112,"MGD",0]
["DQUsePSanS",362,0.28260325200000003,"MGD","DQUsePSanS",362,0.28260325200000003,"MGD","DQUsePSanS",362,0.28260325200000003,"MGD","DQUsePSanS",362,0.28260325200000003,"MGD","DQUsePSanS",362,0.28260325200000003,"MGD","DQUsePSanS",362,0.28260325200000003,"MGD",0]
["DQUseNpSanS",16,0.26918479400000001,"MGD","DQUseNpSanS",16,0.26918479400000001,"MGD","DQUseNpSanS",16,0.26918479400000001,"MGD","DQUseNpSanS",16,0.26918479400000001,"MGD","DQUseNpSanS",16,0.26918479400000001,"MGD","DQUseNpSanS",16,0.26918479400000001,"MGD",0]
["DQUseNpSanS",56,0.25290322500000001,"MGD","DQUseNpSanS",56,0.25290322500000001,"MGD","DQUseNpSanS",56,0.25290322500000001,"MGD","DQUseNpSanS",56,0.25290322500000001,"MGD","DQUseNpSanS",56,0.25290322500000001,"MGD","DQUseNpSanS",56,0.25290322500000001,"MGD",0]
["DQUseNpSanS",99,0.28409393599999999,"MGD","DQUseNpSanS",99,0.28409393599999999,"MGD","DQUseNpSanS",99,0.28409393599999999,"MGD","DQUseNpSanS",99,0.28409393599999999,"MGD","DQUseNpSanS",99,0.28409393599999999,"MGD","DQUseNpSanS",99,0.28409393599999999,"MGD",0]
["DQUseNpSanS",156,0.26074437299999997,"MGD","DQUseNpSanS",156,0.26074437299999997,"MGD","DQUseNpSanS",156,0.26074437299999997,"MGD","DQUseNpSanS",156,0.26074437299999997,"MGD","DQUseNpSanS",156,0.26074437299999997,"MGD","DQUseNpSanS",156,0.26074437299999997,"MGD",0]
["DQUseNpSanS",181,0.26074437299999997,"MGD","DQUseNpSanS",181,0.26074437299999997,"MGD","DQUseNpSanS",181,0.26074437299999997,"MGD","DQUseNpSanS",181,0.26074437299999997,"MGD","DQUseNpSanS",181,0.26074437299999997,"MGD","DQUseNpSanS",181,0.26074437299999997,"MGD",0]
["DQUseNpSanS",238,0.34404799000000003,"MGD","DQUseNpSanS",238,0.34404799000000003,"MGD","DQUseNpSanS",238,0.34404799000000003,"MGD","DQUseNpSanS",238,0.344047991,"MGD","DQUseNpSanS",238,0.34404799000000003,"MGD","DQUseNpSanS",238,0.34404799000000003,"MGD",1]
["DQUseNpSanS",239,0.34404799000000003,"MGD","DQUseNpSanS",239,0.34404799000000003,"MGD","DQUseNpSanS",239,0.34404799000000003,"MGD","DQUseNpSanS",239,0.34404799000000003,"MGD","DQUseNpSanS",239,0.34404799000000003,"MGD","DQUseNpSanS",239,0.34404799000000003,"MGD",0]
["DQUseNpSanS",283,0.295237845,"MGD","DQUseNpSanS",283,0.295237845,"MGD","DQUseNpSanS",283,0.295237845,"MGD","DQUseNpSanS",283,0.295237845,"MGD","DQUseNpSanS",283,0.295237845,"MGD","DQUseNpSanS",283,0.295237845,"MGD",0]
["DQUseNpSanS",340,0.24638870900000001,"MGD","DQUseNpSanS",340,0.24638870900000001,"MGD","DQUseNpSanS",340,0.24638870900000001,"MGD","DQUseNpSanS",340,0.24638870900000001,"MGD","DQUseNpSanS",340,0.24638870900000001,"MGD","DQUseNpSanS",340,0.24638870900000001,"MGD",0]
["DQUseNpSanS",365,0.24638870900000001,"MGD","DQUseNpSanS",365,0.24638870900000001,"MGD","DQUseNpSanS",365,0.24638870900000001,"MGD","DQUseNpSanS",365,0.24638870900000001,"MGD","DQUseNpSanS",365,0.24638870900000001,"MGD","DQUseNpSanS",365,0.24638870900000001,"MGD",0]
["QUseNpSewer",47,0,"MGD","QUseNpSewer",47,0,"MGD","QUseNpSewer",47,0,"MGD","QUseNpSewer",47,0,"MGD","QUseNpSewer",47,0,"MGD","QUseNpSewer",47,0,"MGD",0]
["QUseNpSewer",77,0,"MGD","QUseNpSewer",77,0,"MGD","QUseNpSewer",77,0,"MGD","QUseNpSewer",77,0,"MGD","QUseNpSewer",77,0,"MGD","QUseNpSewer",77,0,"MGD",0]
["QUseNpSewer",140,0,"MGD","QUseNpSewer",140,0,"MGD","QUseNpSewer",140,0,"MGD","QUseNpSewer",140,0,"MGD","QUseNpSewer",140,0,"MGD","QUseNpSewer",140,0,"MGD",0]
["QUseNpSewer",159,0,"MGD","QUseNpSewer",159,0,"MGD","QUseNpSewer",159,0,"MGD","QUseNpSewer",159,0,"MGD","QUseNpSewer",159,0,"MGD","QUseNpSewer",159,0,"MGD",0]
["QUseNpSewer",181,0,"MGD","QUseNpSewer",181,0,"MGD","QUseNpSewer",181,0,"MGD","QUseNpSewer",181,0,"MGD","QUseNpSewer",181,0,"MGD","QUseNpSewer",181,0,"MGD",0]
["QUseNpSewer",242,0,"MGD","QUseNpSewer",242,0,"MGD","QUseNpSewer",242,0,"MGD","QUseNpSewer",242,0,"MGD","QUseNpSewer",242,0,"MGD","QUseNpSewer",242,0,"MGD",0]
["QUseNpSewer",261,0,"MGD","QUseNpSewer",261,0,"MGD","QUseNpSewer",261,0,"MGD","QUseNpSewer",261,0,"MGD","QUseNpSewer",261,0,"MGD","QUseNpSewer",261,0,"MGD",0]
["QUseNpSewer",324,0,"MGD","QUseNpSewer",324,0,"MGD","QUseNpSewer",324,0,"MGD","QUseNpSewer",324,0,"MGD","QUseNpSewer",324,0,"MGD","QUseNpSewer",324,0,"MGD",0]
["QUseNpSewer",343,0,"MGD","QUseNpSewer",343,0,"MGD","QUseNpSewer",343,0,"MGD","QUseNpSewer",343,0,"MGD","QUseNpSewer",343,0,"MGD","QUseNpSewer",343,0,"MGD",0]
["LRu1",38,21.750353919999998,"lbs/day","LRu1",38,28.382617629999999,"lbs/day","LRu1",38,28.382617629999999,"lbs/day","LRu1",38,25.003230810000002,"lbs/day","LRu1",38,20.391329549999998,"lbs/day","LRu1",38,27.99703628,"lbs/day",1]
["LRu1",61,0,"lbs/day","LRu1",61,0,"lbs/day","LRu1",61,0,"lbs/day","LRu1",61,0,"lbs/day","LRu1",61,0,"lbs/day","LRu1",61,0,"lbs/day",0]
["LRu1",118,615.77427490000002,"lbs/day","LRu1",118,640.94023930000003,"lbs/day","LRu1",118,640.94023930000003,"lbs/day","LRu1",118,629.70627000000002,"lbs/day","LRu1",118,614.61526400000002,"lbs/day","LRu1",118,640.96527270000001,"lbs/day",1]
["LRu1",143,0,"lbs/day","LRu1",143,0,"lbs/day","LRu1",143,0,"lbs/day","LRu1",143,0,"lbs/day","LRu1",143,0,"lbs/day","LRu1",143,0,"lbs/day",0]
["LRu1",172,0,"lbs/day","LRu1",172,0,"lbs/day","LRu1",172,0,"lbs/day","LRu1",172,0,"lbs/day","LRu1",172,0,"lbs/day","LRu1",172,0,"lbs/day",0]
["LRu1",220,0,"lbs/day","LRu1",220,0,"lbs/day","LRu1",220,0,"lbs/day","LRu1",220,0,"lbs/day","LRu1",220,0,"lbs/day","LRu1",220,0,"lbs/day",0]
["LRu1",245,874.13287720000005,"lbs/day","LRu1",245,895.23866880000003,"lbs/day","LRu1",245,895.23866880000003,"lbs/day","LRu1",245,887.88228719999995,"lbs/day","LRu1",245,874.45475220000003,"lbs/day","LRu1",245,896.75715809999997,"lbs/day",1]
["LRu1",302,0,"lbs/day","LRu1",302,0,"lbs/day","LRu1",302,0,"lbs/day","LRu1",302,0,"lbs/day","LRu1",302,0,"lbs/day","LRu1",302,0,"lbs/day",0]
["LRu1",345,0,"lbs/day","LRu1",345,0,"lbs/day","LRu1",345,0,"lbs/day","LRu1",345,0,"lbs/day","LRu1",345,0,"lbs/day","LRu1",345,0,"lbs/day",0]
["LRe1",20,0,"lbs/day","LRe1",20,0,"lbs/day","LRe1",20,0,"lbs/day","LRe1",20,0,"lbs/day","LRe1",20,0,"lbs/day","LRe1",20,0,"lbs/day",0]
["LRe1",39,0,"lbs/day","LRe1",39,0,"lbs/day","LRe1",39,0,"lbs/day","LRe1",39,0,"lbs/day","LRe1",39,0,"lbs/day","LRe1",39,0,"lbs/day",0]
["LRe1",64,0,"lbs/day","LRe1",64,0,"lbs/day","LRe1",64,0,"lbs/day","LRe1",64,0,"lbs/day","LRe1",64,0,"lbs/day","LRe1",64,0,"lbs/day",0]
["LRe1",121,0,"lbs/day","LRe1",121,0,"lbs/day","LRe1",121,0,"lbs/day","LRe1",121,0,"lbs/day","LRe1",121,0,"lbs/day","LRe1",121,0,"lbs/day",0]
["LRe1",163,0,"lbs/day","LRe1",163,0,"lbs/day","LRe1",163,0,"lbs/day","LRe1",163,0,"lbs/day","LRe1",163,0,"lbs/day","LRe1",163,0,"lbs/day",0]
["LRe1",204,0,"lbs/day","LRe1",204,0,"lbs/day","LRe1",204,0,"lbs/day","LRe1",204,0,"lbs/day","LRe1",204,0,"lbs/day","LRe1",204,0,"lbs/day",0]
["LRe1",223,0,"lbs/day","LRe1",223,0,"lbs/day","LRe1",223,0,"lbs/day","LRe1",223,0,"lbs/day","LRe1",223,0,"lbs/day","LRe1",223,0,"lbs/day",0]
["LRe1",286,0,"lbs/day","LRe1",286,0,"lbs/day","LRe1",286,0,"lbs/day","LRe1",286,0,"lbs/day","LRe1",286,0,"lbs/day","LRe1",286,0,"lbs/day",0]
["LRe1",297,0,"lbs/day","LRe1",297,0,"lbs/day","LRe1",297,0,"lbs/day","LRe1",297,0,"lbs/day","LRe1",297,0,"lbs/day","LRe1",297,0,"lbs/day",0]
["LRe1",363,0,"lbs/day","LRe1",363,0,"lbs/day","LRe1",363,0,"lbs/day","LRe1",363,0,"lbs/day","LRe1",363,0,"lbs/day","LRe1",363,0,"lbs/day",0]
["LGw1",23,3860.6135380000001,"lbs/day","LGw1",23,3880.4085789999999,"lbs/day","LGw1",23,3880.4085789999999,"lbs/day","LGw1",23,3870.049806,"lbs/day","LGw1",23,3855.6549289999998,"lbs/day","LGw1",23,3878.988069,"lbs/day",1]
["LGw1",42,3770.9151830000001,"lbs/day","LGw1",42,3802.4166610000002,"lbs/day","LGw1",42,3802.4166610000002,"lbs/day","LGw1",42,3782.062813,"lbs/day","LGw1",42,3755.418913,"lbs/day","LGw1",42,3796.9822640000002,"lbs/day",1]
["LGw1",83,3805.4685380000001,"lbs/day","LGw1",83,3850.3299339999999,"lbs/day","LGw1",83,3850.3299339999999,"lbs/day","LGw1",83,3832.822087,"lbs/day","LGw1",83,3792.5518390000002,"lbs/day","LGw1",83,3845.1465309999999,"lbs/day",1]
["LGw1",125,3794.4208429999999,"lbs/day","LGw1",125,3846.9578240000001,"lbs/day","LGw1",125,3846.9578240000001,"lbs/day","LGw1",125,3810.0293769999998,"lbs/day","LGw1",125,3762.5124919999998,"lbs/day","LGw1",125,3832.1608379999998,"lbs/day",1]
["LGw1",182,3352.6254760000002,"lbs/day","LGw1",182,3433.6942060000001,"lbs/day","LGw1",182,3433.6942060000001,"lbs/day","LGw1",182,3383.2058419999998,"lbs/day","LGw1",182,3316.3830800000001,"lbs/day","LGw1",182,3423.5818920000002,"lbs/day",1]
["LGw1",207,2264.497468,"lbs/day","LGw1",207,2422.3025670000002,"lbs/day","LGw1",207,2422.3025670000002,"lbs/day","LGw1",207,2321.9726019999998,"lbs/day","LGw1",207,2196.4057309999998,"lbs/day","LGw1",207,2399.656532,"lbs/day",1]
["LGw1",264,2601.0566640000002,"lbs/day","LGw1",264,3142.869733,"lbs/day","LGw1",264,3142.869733,"lbs/day","LGw1",264,3051.9432740000002,"lbs/day","LGw1",264,2519.0073659999998,"lbs/day","LGw1",264,3138.7449390000002,"lbs/day",1]
["LGw1",288,3420.9624549999999,"lbs/day","LGw1",288,3527.9135799999999,"lbs/day","LGw1",288,3527.9135799999999,"lbs/day","LGw1",288,3489.9033119999999,"lbs/day","LGw1",288,3375.5264229999998,"lbs/day","LGw1",288,3517.0958999999998,"lbs/day",1]
["LGw1",309,3731.587802,"lbs/day","LGw1",309,3760.348011,"lbs/day","LGw1",309,3760.348011,"lbs/day","LGw1",309,3734.2792220000001,"lbs/day","LGw1",309,3702.6970860000001,"lbs/day","LGw1",309,3750.0834399999999,"lbs/day",1]
["XGwF1",1,0.3,"mg/L","XGwF1",1,0.3,"mg/L","XGwF1",1,0.3,"mg/L","XGwF1",1,0.3,"mg/L","XGwF1",1,0.3,"mg/L","XGwF1",1,0.3,"mg/L",0]
["XGwF1",26,0.32971449899999999,"mg/L","XGwF1",26,0.28655349699999999,"mg/L","XGwF1",26,0.28655349699999999,"mg/L","XGwF1",26,0.30882219900000002,"mg/L","XGwF1",26,0.34146643500000001,"mg/L","XGwF1",26,0.28965774500000002,"mg/L",1]
["XGwF1",96,0.225236874,"mg/L","XGwF1",96,0.19156005600000001,"mg/L","XGwF1",96,0.19156005600000001,"mg/L","XGwF1",96,0.211164149,"mg/L","XGwF1",96,0.24067037799999999,"mg/L","XGwF1",96,0.19609933500000001,"mg/L",1]
["XGwF1",103,0.41210622400000002,"mg/L","XGwF1",103,0.35188459799999999,"mg/L","XGwF1",103,0.35188459799999999,"mg/L","XGwF1",103,0.38751774100000003,"mg/L","XGwF1",103,0.440870969,"mg/L","XGwF1",103,0.36027690299999998,"mg/L",1]
["XGwF1",166,0.438741567,"mg/L","XGwF1",166,0.33994518200000001,"mg/L","XGwF1",166,0.33994518200000001,"mg/L","XGwF1",166,0.398365144,"mg/L","XGwF1",166,0.49696901700000001,"mg/L","XGwF1",166,0.35251010799999999,"mg/L",1]
["XGwF1",185,2.0466404900000001,"mg/L","XGwF1",185,1.642343506,"mg/L","XGwF1",185,1.642343506,"mg/L","XGwF1",185,1.888001587,"mg/L","XGwF1",185,2.256106071,"mg/L","XGwF1",185,1.6951404560000001,"mg/L",1]
["XGwF1",247,6.2537255070000004,"mg/L","XGwF1",247,6.2533775079999998,"mg/L","XGwF1",247,6.2533775079999998,"mg/L","XGwF1",247,6.253624834,"mg/L","XGwF1",247,6.2538154380000002,"mg/L","XGwF1",247,6.2534428340000003,"mg/L",1]
["XGwF1",268,0.53396887100000001,"mg/L","XGwF1",268,0.33645999999999998,"mg/L","XGwF1",268,0.33645999999999998,"mg/L","XGwF1",268,0.456118254,"mg/L","XGwF1",268,0.82180878300000004,"mg/L","XGwF1",268,0.36777317199999998,"mg/L",1]
["XGwF1",325,0.14203297300000001,"mg/L","XGwF1",325,0.12172440800000001,"mg/L","XGwF1",325,0.12172440800000001,"mg/L","XGwF1",325,0.130501178,"mg/L","XGwF1",325,0.14714596399999999,"mg/L","XGwF1",325,0.122877077,"mg/L",1]
["XGwF1",350,0.15418958499999999,"mg/L","XGwF1",350,0.12998776100000001,"mg/L","XGwF1",350,0.12998776100000001,"mg/L","XGwF1",350,0.140627064,"mg/L","XGwF1",350,0.159117482,"mg/L","XGwF1",350,0.130925397,"mg/L",1]
["XUseP1",16,39.654465399999999,"mg/L","XUseP1",16,39.654465399999999,"mg/L","XUseP1",16,39.654465399999999,"mg/L","XUseP1",16,39.654465420000001,"mg/L","XUseP1",16,39.654465399999999,"mg/L","XUseP1",16,39.654465399999999,"mg/L",1]
["XUseP1",62,41.967961359999997,"mg/L","XUseP1",62,41.967963189999999,"mg/L","XUseP1",62,41.967963189999999,"mg/L","XUseP1",62,41.96796269,"mg/L","XUseP1",62,41.967950299999998,"mg/L","XUseP1",62,41.967961840000001,"mg/L",1]
["XUseP1",87,41.967961359999997,"mg/L","XUseP1",87,41.96795024,"mg/L","XUseP1",87,41.96795024,"mg/L","XUseP1",87,41.96796269,"mg/L","XUseP1",87,41.967954310000003,"mg/L","XUseP1",87,41.967962489999998,"mg/L",1]
["XUseP1",144,34.863632559999999,"mg/L","XUseP1",144,34.863623009999998,"mg/L","XUseP1",144,34.863623009999998,"mg/L","XUseP1",144,34.863633100000001,"mg/L","XUseP1",144,34.863627409999999,"mg/L","XUseP1",144,34.863625810000002,"mg/L",1]
["XUseP1",163,31.659999419999998,"mg/L","XUseP1",163,31.660004579999999,"mg/L","XUseP1",163,31.660004579999999,"mg/L","XUseP1",163,31.659999689999999,"mg/L","XUseP1",163,31.659998640000001,"mg/L","XUseP1",163,31.659996849999999,"mg/L",1]
["XUseP1",221,27.813749359999999,"mg/L","XUseP1",221,27.813751499999999,"mg/L","XUseP1",221,27.813751499999999,"mg/L","XUseP1",221,27.81373945,"mg/L","XUseP1",221,27.813748950000001,"mg/L","XUseP1",221,27.813740930000002,"mg/L",{"$f":"IF(ISNUMBER(C13380),IF(AVERAGE(C13380,G13380,K13380,O13380,S13380,W13380)<>MAX(C13380,G13380,K13380,O13380,S13380,W13380),1,0),\"\")","v":1}]
["XUseP1",246,35.128142599999997,"mg/L","XUseP1",246,35.128142109999999,"mg/L","XUseP1",246,35.128142109999999,"mg/L","XUseP1",246,35.128142109999999,"mg/L","XUseP1",246,35.128142109999999,"mg/L","XUseP1",246,35.12814908,"mg/L",1]
["XUseP1",271,35.128140879999997,"mg/L","XUseP1",271,35.128142619999998,"mg/L","XUseP1",271,35.128142619999998,"mg/L","XUseP1",271,35.128142130000001,"mg/L","XUseP1",271,35.128152409999998,"mg/L","XUseP1",271,35.128143610000002,"mg/L",1]
["XUseP1",328,41.828529459999999,"mg/L","XUseP1",328,41.828529979999999,"mg/L","XUseP1",328,41.828529979999999,"mg/L","XUseP1",328,41.828529439999997,"mg/L","XUseP1",328,41.82853446,"mg/L","XUseP1",328,41.82853841,"mg/L",1]
["XUseNp1",7,22.10198759,"mg/L","XUseNp1",7,22.101987860000001,"mg/L","XUseNp1",7,22.101987860000001,"mg/L","XUseNp1",7,22.101987860000001,"mg/L","XUseNp1",7,22.101987860000001,"mg/L","XUseNp1",7,22.101987860000001,"mg/L",1]
["XUseNp1",46,22.783815669999999,"mg/L","XUseNp1",46,22.783814899999999,"mg/L","XUseNp1",46,22.783814899999999,"mg/L","XUseNp1",46,22.783830470000002,"mg/L","XUseNp1",46,22.783820760000001,"mg/L","XUseNp1",46,22.783825740000001,"mg/L",1]
["XUseNp1",65,23.364475330000001,"mg/L","XUseNp1",65,23.36446175,"mg/L","XUseNp1",65,23.36446175,"mg/L","XUseNp1",65,23.364460709999999,"mg/L","XUseNp1",65,23.36447038,"mg/L","XUseNp1",65,23.364462960000001,"mg/L",1]
["XUseNp1",128,19.44400637,"mg/L","XUseNp1",128,19.444007320000001,"mg/L","XUseNp1",128,19.444007320000001,"mg/L","XUseNp1",128,19.444008920000002,"mg/L","XUseNp1",128,19.444000379999999,"mg/L","XUseNp1",128,19.444005229999998,"mg/L",1]
["XUseNp1",141,19.443997150000001,"mg/L","XUseNp1",141,19.444008010000001,"mg/L","XUseNp1",141,19.444008010000001,"mg/L","XUseNp1",141,19.444008920000002,"mg/L","XUseNp1",141,19.44400954,"mg/L","XUseNp1",141,19.444005220000001,"mg/L",1]
["XUseNp1",205,14.43923788,"mg/L","XUseNp1",205,14.439231850000001,"mg/L","XUseNp1",205,14.439231850000001,"mg/L","XUseNp1",205,14.439254419999999,"mg/L","XUseNp1",205,14.439243619999999,"mg/L","XUseNp1",205,14.43924709,"mg/L",1]
["XUseNp1",230,15.60690007,"mg/L","XUseNp1",230,15.606883379999999,"mg/L","XUseNp1",230,15.606883379999999,"mg/L","XUseNp1",230,15.606891770000001,"mg/L","XUseNp1",230,15.60689445,"mg/L","XUseNp1",230,15.60690449,"mg/L",1]
["XUseNp1",249,19.617742719999999,"mg/L","XUseNp1",249,19.617741429999999,"mg/L","XUseNp1",249,19.617741429999999,"mg/L","XUseNp1",249,19.61773968,"mg/L","XUseNp1",249,19.617758139999999,"mg/L","XUseNp1",249,19.617754439999999,"mg/L",1]
["XUseNp1",306,23.28719624,"mg/L","XUseNp1",306,23.287209570000002,"mg/L","XUseNp1",306,23.287209570000002,"mg/L","XUseNp1",306,23.287209579999999,"mg/L","XUseNp1",306,23.287208369999998,"mg/L","XUseNp1",306,23.28720787,"mg/L",1]
["XUseNp1",346,23.070311279999999,"mg/L","XUseNp1",346,23.070296549999998,"mg/L","XUseNp1",346,23.070296549999998,"mg/L","XUseNp1",346,23.070296580000001,"mg/L","XUseNp1",346,23.070296549999998,"mg/L","XUseNp1",346,23.070296590000002,"mg/L",1]
["LStSSw1",24,59.742982189999999,"lbs/day","LStSSw1",24,69.004021949999995,"lbs/day","LStSSw1",24,69.004021949999995,"lbs/day","LStSSw1",24,64.759055880000005,"lbs/day","LStSSw1",24,58.818730330000001,"lbs/day","LStSSw1",24,69.027732819999997,"lbs/day",1]
["LStSSw1",49,144.79033179999999,"lbs/day","LStSSw1",49,161.93726190000001,"lbs/day","LStSSw1",49,161.93726190000001,"lbs/day","LStSSw1",49,153.10773209999999,"lbs/day","LStSSw1",49,141.23494819999999,"lbs/day","LStSSw1",49,161.08638590000001,"lbs/day",1]
["LStSSw1",106,0,"lbs/day","LStSSw1",106,0,"lbs/day","LStSSw1",106,0,"lbs/day","LStSSw1",106,0,"lbs/day","LStSSw1",106,0,"lbs/day","LStSSw1",106,0,"lbs/day",0]
["LStSSw1",132,610.45756349999999,"lbs/day","LStSSw1",132,678.35313029999998,"lbs/day","LStSSw1",132,678.35313029999998,"lbs/day","LStSSw1",132,646.85524599999997,"lbs/day","LStSSw1",132,601.64422239999999,"lbs/day","LStSSw1",132,677.75965559999997,"lbs/day",1]
["LStSSw1",151,573.55172730000004,"lbs/day","LStSSw1",151,646.76869829999998,"lbs/day","LStSSw1",151,646.76869829999998,"lbs/day","LStSSw1",151,612.10576379999998,"lbs/day","LStSSw1",151,566.06348500000001,"lbs/day","LStSSw1",151,646.00901959999999,"lbs/day",1]
["LStSSw1",208,0,"lbs/day","LStSSw1",208,0,"lbs/day","LStSSw1",208,0,"lbs/day","LStSSw1",208,0,"lbs/day","LStSSw1",208,0,"lbs/day","LStSSw1",208,0,"lbs/day",0]
["LStSSw1",233,0,"lbs/day","LStSSw1",233,0,"lbs/day","LStSSw1",233,0,"lbs/day","LStSSw1",233,0,"lbs/day","LStSSw1",233,0,"lbs/day","LStSSw1",233,0,"lbs/day",0]
["LStSSw1",266,815.05587739999999,"lbs/day","LStSSw1",266,850.4354836,"lbs/day","LStSSw1",266,850.4354836,"lbs/day","LStSSw1",266,833.50996039999995,"lbs/day","LStSSw1",266,814.4981315,"lbs/day","LStSSw1",266,851.69642109999995,"lbs/day",1]
["LStSSw1",310,914.31827150000004,"lbs/day","LStSSw1",310,995.38479259999997,"lbs/day","LStSSw1",310,995.38479259999997,"lbs/day","LStSSw1",310,959.15131220000001,"lbs/day","LStSSw1",310,906.78751309999996,"lbs/day","LStSSw1",310,995.46404670000004,"lbs/day",1]
["XSwF1",8,0.42600694500000003,"mg/L","XSwF1",8,0.39174609700000002,"mg/L","XSwF1",8,0.39174609700000002,"mg/L","XSwF1",8,0.41150542299999998,"mg/L","XSwF1",8,0.43686581899999999,"mg/L","XSwF1",8,0.39552986800000001,"mg/L",1]
["XSwF1",27,0.36456844599999999,"mg/L","XSwF1",27,0.31808036099999998,"mg/L","XSwF1",27,0.31808036099999998,"mg/L","XSwF1",27,0.34256756999999999,"mg/L","XSwF1",27,0.378282322,"mg/L","XSwF1",27,0.32186624400000002,"mg/L",1]
["XSwF1",84,0.34606166599999999,"mg/L","XSwF1",84,0.29884028000000001,"mg/L","XSwF1",84,0.29884028000000001,"mg/L","XSwF1",84,0.33034372499999998,"mg/L","XSwF1",84,0.37662167699999999,"mg/L","XSwF1",84,0.30861438099999999,"mg/L",1]
["XSwF1",106,0.55018224800000004,"mg/L","XSwF1",106,0.47141699999999997,"mg/L","XSwF1",106,0.47141699999999997,"mg/L","XSwF1",106,0.51811389500000005,"mg/L","XSwF1",106,0.58764253300000002,"mg/L","XSwF1",106,0.48245660299999998,"mg/L",1]
["XSwF1",129,0.63866284600000001,"mg/L","XSwF1",129,0.49413436900000002,"mg/L","XSwF1",129,0.49413436900000002,"mg/L","XSwF1",129,0.57929385700000002,"mg/L","XSwF1",129,0.737547697,"mg/L","XSwF1",129,0.51555697199999995,"mg/L",1]
["XSwF1",192,3.0938603950000001,"mg/L","XSwF1",192,2.6318980789999999,"mg/L","XSwF1",192,2.6318980789999999,"mg/L","XSwF1",192,2.9203616889999999,"mg/L","XSwF1",192,3.3080147129999999,"mg/L","XSwF1",192,2.6958012569999998,"mg/L",1]
["XSwF1",211,4.9698251520000003,"mg/L","XSwF1",211,4.8610757869999999,"mg/L","XSwF1",211,4.8610757869999999,"mg/L","XSwF1",211,4.9362494940000001,"mg/L","XSwF1",211,5.0014231379999998,"mg/L","XSwF1",211,4.8800422579999996,"mg/L",1]
["XSwF1",257,5.3358335170000002,"mg/L","XSwF1",257,5.3372601980000001,"mg/L","XSwF1",257,5.3372601980000001,"mg/L","XSwF1",257,5.3363219070000003,"mg/L","XSwF1",257,5.3352947750000004,"mg/L","XSwF1",257,5.3370376889999998,"mg/L",1]
["XSwF1",294,0.39613744699999998,"mg/L","XSwF1",294,0.31712948400000002,"mg/L","XSwF1",294,0.31712948400000002,"mg/L","XSwF1",294,0.36814987999999998,"mg/L","XSwF1",294,0.45427295400000001,"mg/L","XSwF1",294,0.33336683900000003,"mg/L",1]
["XSwF1",351,0.16163752200000001,"mg/L","XSwF1",351,0.13683525499999999,"mg/L","XSwF1",351,0.13683525499999999,"mg/L","XSwF1",351,0.14784418699999999,"mg/L","XSwF1",351,0.16668578100000001,"mg/L","XSwF1",351,0.13781063499999999,"mg/L",1]
["LRes1",5,719.4866518,"lbs/day","LRes1",5,718.76907730000005,"lbs/day","LRes1",5,718.76907730000005,"lbs/day","LRes1",5,723.66048320000004,"lbs/day","LRes1",5,721.68865410000001,"lbs/day","LRes1",5,721.37976300000003,"lbs/day",1]
["LRes1",65,619.62765039999999,"lbs/day","LRes1",65,506.95980300000002,"lbs/day","LRes1",65,506.95980300000002,"lbs/day","LRes1",65,572.28382039999997,"lbs/day","LRes1",65,671.32851589999996,"lbs/day","LRes1",65,520.00789120000002,"lbs/day",1]
["LRes1",88,578.14243020000004,"lbs/day","LRes1",88,470.41580959999999,"lbs/day","LRes1",88,470.41580959999999,"lbs/day","LRes1",88,533.34524920000001,"lbs/day","LRes1",88,622.30675399999996,"lbs/day","LRes1",88,482.80430480000001,"lbs/day",1]
["LRes1",113,1645.497437,"lbs/day","LRes1",113,1514.7495610000001,"lbs/day","LRes1",113,1514.7495610000001,"lbs/day","LRes1",113,1612.3550680000001,"lbs/day","LRes1",113,1710.155264,"lbs/day","LRes1",113,1536.8092799999999,"lbs/day",1]
["LRes1",170,1136.6887139999999,"lbs/day","LRes1",170,917.92615679999994,"lbs/day","LRes1",170,917.92615679999994,"lbs/day","LRes1",170,1051.001242,"lbs/day","LRes1",170,1262.3684370000001,"lbs/day","LRes1",170,947.00610449999999,"lbs/day",1]
["LRes1",189,2983.5453969999999,"lbs/day","LRes1",189,2606.9833640000002,"lbs/day","LRes1",189,2606.9833640000002,"lbs/day","LRes1",189,2873.9523589999999,"lbs/day","LRes1",189,3168.5317700000001,"lbs/day","LRes1",189,2660.6403380000002,"lbs/day",1]
["LRes1",231,4423.6474920000001,"lbs/day","LRes1",231,4229.1186749999997,"lbs/day","LRes1",231,4229.1186749999997,"lbs/day","LRes1",231,4369.6460120000002,"lbs/day","LRes1",231,4123.8994460000004,"lbs/day","LRes1",231,4239.5573649999997,"lbs/day",1]
["LRes1",272,1057.0958680000001,"lbs/day","LRes1",272,658.79211050000004,"lbs/day","LRes1",272,658.79211050000004,"lbs/day","LRes1",272,879.87387100000001,"lbs/day","LRes1",272,1433.7786189999999,"lbs/day","LRes1",272,707.36654309999994,"lbs/day",1]
["LRes1",335,415.83957170000002,"lbs/day","LRes1",335,355.22311180000003,"lbs/day","LRes1",335,355.22311180000003,"lbs/day","LRes1",335,383.23113369999999,"lbs/day","LRes1",335,431.17630400000002,"lbs/day","LRes1",335,359.43153460000002,"lbs/day",1]
["LRes1",354,626.12663029999999,"lbs/day","LRes1",354,560.45105739999997,"lbs/day","LRes1",354,560.45105739999997,"lbs/day","LRes1",354,589.2842799,"lbs/day","LRes1",354,638.22499989999994,"lbs/day","LRes1",354,562.68816070000003,"lbs/day",1]
["XResF1",17,0.31987606400000002,"mg/L","XResF1",17,0.27225803599999998,"mg/L","XResF1",17,0.27225803599999998,"mg/L","XResF1",17,0.29606165000000001,"mg/L","XResF1",17,0.32999895200000001,"mg/L","XResF1",17,0.27446857200000002,"mg/L",1]
["XResF1",72,0.38215842500000002,"mg/L","XResF1",72,0.339726782,"mg/L","XResF1",72,0.339726782,"mg/L","XResF1",72,0.36828373599999997,"mg/L","XResF1",72,0.408008549,"mg/L","XResF1",72,0.34822421100000001,"mg/L",1]
["XResF1",91,0.36392332999999999,"mg/L","XResF1",91,0.31669577399999999,"mg/L","XResF1",91,0.31669577399999999,"mg/L","XResF1",91,0.343326627,"mg/L","XResF1",91,0.38220656400000003,"mg/L","XResF1",91,0.32166011900000002,"mg/L",1]
["XResF1",148,0.318227229,"mg/L","XResF1",148,0.28574413999999998,"mg/L","XResF1",148,0.28574413999999998,"mg/L","XResF1",148,0.299640446,"mg/L","XResF1",148,0.34355981699999999,"mg/L","XResF1",148,0.29162619699999998,"mg/L",1]
["XResF1",190,1.6175249979999999,"mg/L","XResF1",190,1.4286490119999999,"mg/L","XResF1",190,1.4286490119999999,"mg/L","XResF1",190,1.5415837349999999,"mg/L","XResF1",190,1.704706662,"mg/L","XResF1",190,1.453832845,"mg/L",1]
["XResF1",231,3.8286603010000002,"mg/L","XResF1",231,3.6069572820000002,"mg/L","XResF1",231,3.6069572820000002,"mg/L","XResF1",231,3.6692708070000002,"mg/L","XResF1",231,4.0929002690000003,"mg/L","XResF1",231,3.6041479399999998,"mg/L",1]
["XResF1",256,3.1501381789999998,"mg/L","XResF1",256,2.8650243999999998,"mg/L","XResF1",256,2.8650243999999998,"mg/L","XResF1",256,3.0795106040000002,"mg/L","XResF1",256,3.2641340219999999,"mg/L","XResF1",256,2.8935861580000002,"mg/L",1]
["XResF1",313,0.523667942,"mg/L","XResF1",313,0.44049831,"mg/L","XResF1",313,0.44049831,"mg/L","XResF1",313,0.49887148399999998,"mg/L","XResF1",313,0.58741648400000002,"mg/L","XResF1",313,0.46138384599999999,"mg/L",1]
["XResF1",341,0.30974919099999998,"mg/L","XResF1",341,0.27085346999999999,"mg/L","XResF1",341,0.27085346999999999,"mg/L","XResF1",341,0.29130413399999999,"mg/L","XResF1",341,0.32238407499999999,"mg/L","XResF1",341,0.27459014399999998,"mg/L",1]
["XResF1",358,0.16399381199999999,"mg/L","XResF1",358,0.141861185,"mg/L","XResF1",358,0.141861185,"mg/L","XResF1",358,0.152509272,"mg/L","XResF1",358,0.16887762000000001,"mg/L","XResF1",358,0.14279666999999999,"mg/L",1]
["COmGwPump",33,6.6415999999999999E-7,"$/yr","COmGwPump",33,6.6400000000000002E-7,"$/yr","COmGwPump",33,6.6400000000000002E-7,"$/yr","COmGwPump",33,6.6400000000000002E-7,"$/yr","COmGwPump",33,6.6400000000000002E-7,"$/yr","COmGwPump",33,6.6400000000000002E-7,"$/yr",1]
["COmGwPump",58,6.6415999999999999E-7,"$/yr","COmGwPump",58,6.6400000000000002E-7,"$/yr","COmGwPump",58,6.6400000000000002E-7,"$/yr","COmGwPump",58,6.6400000000000002E-7,"$/yr","COmGwPump",58,6.6400000000000002E-7,"$/yr","COmGwPump",58,6.6400000000000002E-7,"$/yr",1]
["COmGwPump",115,6.6415999999999999E-7,"$/yr","COmGwPump",115,6.6400000000000002E-7,"$/yr","COmGwPump",115,6.6400000000000002E-7,"$/yr","COmGwPump",115,6.6400000000000002E-7,"$/yr","COmGwPump",115,6.6400000000000002E-7,"$/yr","COmGwPump",115,6.6400000000000002E-7,"$/yr",1]
["COmGwPump",125,6.6416100000000001E-7,"$/yr","COmGwPump",125,6.6400000000000002E-7,"$/yr","COmGwPump",125,6.6400000000000002E-7,"$/yr","COmGwPump",125,6.6400000000000002E-7,"$/yr","COmGwPump",125,6.6400000000000002E-7,"$/yr","COmGwPump",125,6.6400000000000002E-7,"$/yr",1]
["COmGwPump",198,0.28140867000000003,"$/yr","COmGwPump",198,0.28140867000000003,"$/yr","COmGwPump",198,0.28140867000000003,"$/yr","COmGwPump",198,0.28140867000000003,"$/yr","COmGwPump",198,0.28140867000000003,"$/yr","COmGwPump",198,0.28140867000000003,"$/yr",0]
["COmGwPump",217,1.3400672000000001E-2,"$/yr","COmGwPump",217,1.3400672000000001E-2,"$/yr","COmGwPump",217,1.3400672000000001E-2,"$/yr","COmGwPump",217,1.3400672000000001E-2,"$/yr","COmGwPump",217,1.3400672000000001E-2,"$/yr","COmGwPump",217,1.3400672000000001E-2,"$/yr",0]
["COmGwPump",274,6.6415999999999999E-7,"$/yr","COmGwPump",274,6.6400000000000002E-7,"$/yr","COmGwPump",274,6.6400000000000002E-7,"$/yr","COmGwPump",274,6.6400000000000002E-7,"$/yr","COmGwPump",274,6.6400000000000002E-7,"$/yr","COmGwPump",274,6.6400000000000002E-7,"$/yr",1]
["COmGwPump",298,6.6415999999999999E-7,"$/yr","COmGwPump",298,6.6400000000000002E-7,"$/yr","COmGwPump",298,6.6400000000000002E-7,"$/yr","COmGwPump",298,6.6400000000000002E-7,"$/yr","COmGwPump",298,6.6400000000000002E-7,"$/yr","COmGwPump",298,6.6400000000000002E-7,"$/yr",1]
["COmGwPump",319,6.6415999999999999E-7,"$/yr","COmGwPump",319,6.6400000000000002E-7,"$/yr","COmGwPump",319,6.6400000000000002E-7,"$/yr","COmGwPump",319,6.6400000000000002E-7,"$/yr","COmGwPump",319,6.6400000000000002E-7,"$/yr","COmGwPump",319,6.6400000000000002E-7,"$/yr",1]
["COmSwPump",15,0.31996350299999998,"$/yr","COmSwPump",15,0.31996350299999998,"$/yr","COmSwPump",15,0.31996350299999998,"$/yr","COmSwPump",15,0.31996350299999998,"$/yr","COmSwPump",15,0.31996350299999998,"$/yr","COmSwPump",15,0.31996350299999998,"$/yr",{"$f":"IF(ISNUMBER(C15748),IF(AVERAGE(C15748,G15748,K15748,O15748,S15748,W15748)<>MAX(C15748,G15748,K15748,O15748,S15748,W15748),1,0),\"\")","v":0}]
["COmSwPump",34,0.31996350299999998,"$/yr","COmSwPump",34,0.31996350299999998,"$/yr","COmSwPump",34,0.31996350299999998,"$/yr","COmSwPump",34,0.31996350299999998,"$/yr","COmSwPump",34,0.31996350299999998,"$/yr","COmSwPump",34,0.31996350299999998,"$/yr",0]
["COmSwPump",82,0.31996350299999998,"$/yr","COmSwPump",82,0.31996350299999998,"$/yr","COmSwPump",82,0.31996350299999998,"$/yr","COmSwPump",82,0.31996350299999998,"$/yr","COmSwPump",82,0.31996350299999998,"$/yr","COmSwPump",82,0.31996350299999998,"$/yr",0]
["COmSwPump",117,0.31996350299999998,"$/yr","COmSwPump",117,0.31996350299999998,"$/yr","COmSwPump",117,0.31996350299999998,"$/yr","COmSwPump",117,0.31996350299999998,"$/yr","COmSwPump",117,0.31996350299999998,"$/yr","COmSwPump",117,0.31996350299999998,"$/yr",0]
["COmSwPump",174,0.31996350299999998,"$/yr","COmSwPump",174,0.31996350299999998,"$/yr","COmSwPump",174,0.31996350299999998,"$/yr","COmSwPump",174,0.31996350299999998,"$/yr","COmSwPump",174,0.31996350299999998,"$/yr","COmSwPump",174,0.31996350299999998,"$/yr",0]
["COmSwPump",193,0.31996350299999998,"$/yr","COmSwPump",193,0.31996350299999998,"$/yr","COmSwPump",193,0.31996350299999998,"$/yr","COmSwPump",193,0.31996350299999998,"$/yr","COmSwPump",193,0.31996350299999998,"$/yr","COmSwPump",193,0.31996350299999998,"$/yr",0]
["COmSwPump",218,0.31996350299999998,"$/yr","COmSwPump",218,0.31996350299999998,"$/yr","COmSwPump",218,0.31996350299999998,"$/yr","COmSwPump",218,0.31996350299999998,"$/yr","COmSwPump",218,0.31996350299999998,"$/yr","COmSwPump",218,0.31996350299999998,"$/yr",0]
["COmSwPump",287,0.31996350299999998,"$/yr","COmSwPump",287,0.31996350299999998,"$/yr","COmSwPump",287,0.31996350299999998,"$/yr","COmSwPump",287,0.31996350299999998,"$/yr","COmSwPump",287,0.31996350299999998,"$/yr","COmSwPump",287,0.31996350299999998,"$/yr",0]
["COmSwPump",301,0.31996350299999998,"$/yr","COmSwPump",301,0.31996350299999998,"$/yr","COmSwPump",301,0.31996350299999998,"$/yr","COmSwPump",301,0.31996350299999998,"$/yr","COmSwPump",301,0.31996350299999998,"$/yr","COmSwPump",301,0.31996350299999998,"$/yr",0]
["COmSwPump",358,0.31996350299999998,"$/yr","COmSwPump",358,0.31996350299999998,"$/yr","COmSwPump",358,0.31996350299999998,"$/yr","COmSwPump",358,0.31996350299999998,"$/yr","COmSwPump",358,0.31996350299999998,"$/yr","COmSwPump",358,0.31996350299999998,"$/yr",0]
["COmWtp",10,0,"$/yr","COmWtp",10,0,"$/yr","COmWtp",10,0,"$/yr","COmWtp",10,0,"$/yr","COmWtp",10,0,"$/yr","COmWtp",10,0,"$/yr",0]
["COmWtp",54,0,"$/yr","COmWtp",54,0,"$/yr","COmWtp",54,0,"$/yr","COmWtp",54,0,"$/yr","COmWtp",54,0,"$/yr","COmWtp",54,0,"$/yr",0]
["COmWtp",93,0,"$/yr","COmWtp",93,0,"$/yr","COmWtp",93,0,"$/yr","COmWtp",93,0,"$/yr","COmWtp",93,0,"$/yr","COmWtp",93,0,"$/yr",0]
["COmWtp",118,0,"$/yr","COmWtp",118,0,"$/yr","COmWtp",118,0,"$/yr","COmWtp",118,0,"$/yr","COmWtp",118,0,"$/yr","COmWtp",118,0,"$/yr",0]
["COmWtp",175,0,"$/yr","COmWtp",175,0,"$/yr","COmWtp",175,0,"$/yr","COmWtp",175,0,"$/yr","COmWtp",175,0,"$/yr","COmWtp",175,0,"$/yr",0]
["COmWtp",205,0,"$/yr","COmWtp",205,0,"$/yr","COmWtp",205,0,"$/yr","COmWtp",205,0,"$/yr","COmWtp",205,0,"$/yr","COmWtp",205,0,"$/yr",0]
["COmWtp",258,0,"$/yr","COmWtp",258,0,"$/yr","COmWtp",258,0,"$/yr","COmWtp",258,0,"$/yr","COmWtp",258,0,"$/yr","COmWtp",258,0,"$/yr",0]
["COmWtp",277,0,"$/yr","COmWtp",277,0,"$/yr","COmWtp",277,0,"$/yr","COmWtp",277,0,"$/yr","COmWtp",277,0,"$/yr","COmWtp",277,0,"$/yr",0]
["COmWtp",334,0,"$/yr","COmWtp",334,0,"$/yr","COmWtp",334,0,"$/yr","COmWtp",334,0,"$/yr","COmWtp",334,0,"$/yr","COmWtp",334,0,"$/yr",0]
["COmWtp",359,0,"$/yr","COmWtp",359,0,"$/yr","COmWtp",359,0,"$/yr","COmWtp",359,0,"$/yr","COmWtp",359,0,"$/yr","COmWtp",359,0,"$/yr",0]
["COmWwtp",42,6.4787988419999998,"$/yr","COmWwtp",42,6.4787988419999998,"$/yr","COmWwtp",42,6.4787988419999998,"$/yr","COmWwtp",42,6.4787988419999998,"$/yr","COmWwtp",42,6.4787988419999998,"$/yr","COmWwtp",42,6.4787988419999998,"$/yr",0]
["COmWwtp",74,6.1679463520000004,"$/yr","COmWwtp",74,6.1679463520000004,"$/yr","COmWwtp",74,6.1679463520000004,"$/yr","COmWwtp",74,6.1679463520000004,"$/yr","COmWwtp",74,6.1679463520000004,"$/yr","COmWwtp",74,6.1679463520000004,"$/yr",0]
["COmWwtp",93,7.2186925310000003,"$/yr","COmWwtp",93,7.2186925310000003,"$/yr","COmWwtp",93,7.2186925310000003,"$/yr","COmWwtp",93,7.2186925310000003,"$/yr","COmWwtp",93,7.2186925310000003,"$/yr","COmWwtp",93,7.2186925310000003,"$/yr",0]
["COmWwtp",150,6.2327072870000002,"$/yr","COmWwtp",150,6.2327072870000002,"$/yr","COmWwtp",150,6.2327072870000002,"$/yr","COmWwtp",150,6.2327072870000002,"$/yr","COmWwtp",150,6.2327072870000002,"$/yr","COmWwtp",150,6.2327072870000002,"$/yr",0]
["COmWwtp",176,6.4617990970000001,"$/yr","COmWwtp",176,6.4617990970000001,"$/yr","COmWwtp",176,6.4617990970000001,"$/yr","COmWwtp",176,6.4617990970000001,"$/yr","COmWwtp",176,6.4617990970000001,"$/yr","COmWwtp",176,6.4617990970000001,"$/yr",{"$f":"IF(ISNUMBER(C16644),IF(AVERAGE(C16644,G16644,K16644,O16644,S16644,W16644)<>MAX(C16644,G16644,K16644,O16644,S16644,W16644),1,0),\"\")","v":0}]
["COmWwtp",233,8.3536279259999997,"$/yr","COmWwtp",233,8.3536279259999997,"$/yr","COmWwtp",233,8.3536279259999997,"$/yr","COmWwtp",233,8.3536279259999997,"$/yr","COmWwtp",233,8.3536279259999997,"$/yr","COmWwtp",233,8.3536279259999997,"$/yr",0]
["COmWwtp",252,6.135565884,"$/yr","COmWwtp",252,6.135565884,"$/yr","COmWwtp",252,6.135565884,"$/yr","COmWwtp",252,6.135565884,"$/yr","COmWwtp",252,6.135565884,"$/yr","COmWwtp",252,6.135565884,"$/yr",0]
["COmWwtp",315,6.2068029129999998,"$/yr","COmWwtp",315,6.2068029129999998,"$/yr","COmWwtp",315,6.2068029129999998,"$/yr","COmWwtp",315,6.2068029129999998,"$/yr","COmWwtp",315,6.2068029129999998,"$/yr","COmWwtp",315,6.2068029129999998,"$/yr",0]
["COmWwtp",327,6.2068029129999998,"$/yr","COmWwtp",327,6.2068029129999998,"$/yr","COmWwtp",327,6.2068029129999998,"$/yr","COmWwtp",327,6.2068029129999998,"$/yr","COmWwtp",327,6.2068029129999998,"$/yr","COmWwtp",327,6.2068029129999998,"$/yr",0]
["COmWrf",28,0,"$/yr","COmWrf",28,0,"$/yr","COmWrf",28,0,"$/yr","COmWrf",28,0,"$/yr","COmWrf",28,0,"$/yr","COmWrf",28,0,"$/yr",0]
["COmWrf",47,0,"$/yr","COmWrf",47,0,"$/yr","COmWrf",47,0,"$/yr","COmWrf",47,0,"$/yr","COmWrf",47,0,"$/yr","COmWrf",47,0,"$/yr",0]
["COmWrf",104,0,"$/yr","COmWrf",104,0,"$/yr","COmWrf",104,0,"$/yr","COmWrf",104,0,"$/yr","COmWrf",104,0,"$/yr","COmWrf",104,0,"$/yr",0]
["COmWrf",129,0,"$/yr","COmWrf",129,0,"$/yr","COmWrf",129,0,"$/yr","COmWrf",129,0,"$/yr","COmWrf",129,0,"$/yr","COmWrf",129,0,"$/yr",0]
["COmWrf",162,0,"$/yr","COmWrf",162,0,"$/yr","COmWrf",162,0,"$/yr","COmWrf",162,0,"$/yr","COmWrf",162,0,"$/yr","COmWrf",162,0,"$/yr",0]
["COmWrf",212,0,"$/yr","COmWrf",212,0,"$/yr","COmWrf",212,0,"$/yr","COmWrf",212,0,"$/yr","COmWrf",212,0,"$/yr","COmWrf",212,0,"$/yr",0]
["COmWrf",231,0,"$/yr","COmWrf",231,0,"$/yr","COmWrf",231,0,"$/yr","COmWrf",231,0,"$/yr","COmWrf",231,0,"$/yr","COmWrf",231,0,"$/yr",0]
["COmWrf",288,0,"$/yr","COmWrf",288,0,"$/yr","COmWrf",288,0,"$/yr","COmWrf",288,0,"$/yr","COmWrf",288,0,"$/yr","COmWrf",288,0,"$/yr",0]
["COmWrf",296,0,"$/yr","COmWrf",296,0,"$/yr","COmWrf",296,0,"$/yr","COmWrf",296,0,"$/yr","COmWrf",296,0,"$/yr","COmWrf",296,0,"$/yr",0]
["COmNpdist",4,0,"$/yr","COmNpdist",4,0,"$/yr","COmNpdist",4,0,"$/yr","COmNpdist",4,0,"$/yr","COmNpdist",4,0,"$/yr","COmNpdist",4,0,"$/yr",0]
["COmNpdist",23,0,"$/yr","COmNpdist",23,0,"$/yr","COmNpdist",23,0,"$/yr","COmNpdist",23,0,"$/yr","COmNpdist",23,0,"$/yr","COmNpdist",23,0,"$/yr",0]
["COmNpdist",48,0,"$/yr","COmNpdist",48,0,"$/yr","COmNpdist",48,0,"$/yr","COmNpdist",48,0,"$/yr","COmNpdist",48,0,"$/yr","COmNpdist",48,0,"$/yr",0]
["COmNpdist",119,0,"$/yr","COmNpdist",119,0,"$/yr","COmNpdist",119,0,"$/yr","COmNpdist",119,0,"$/yr","COmNpdist",119,0,"$/yr","COmNpdist",119,0,"$/yr",0]
["COmNpdist",131,0,"$/yr","COmNpdist",131,0,"$/yr","COmNpdist",131,0,"$/yr","COmNpdist",131,0,"$/yr","COmNpdist",131,0,"$/yr","COmNpdist",131,0,"$/yr",0]
["COmNpdist",188,0,"$/yr","COmNpdist",188,0,"$/yr","COmNpdist",188,0,"$/yr","COmNpdist",188,0,"$/yr","COmNpdist",188,0,"$/yr","COmNpdist",188,0,"$/yr",0]
["COmNpdist",207,0,"$/yr","COmNpdist",207,0,"$/yr","COmNpdist",207,0,"$/yr","COmNpdist",207,0,"$/yr","COmNpdist",207,0,"$/yr","COmNpdist",207,0,"$/yr",{"$f":"IF(ISNUMBER(C17412),IF(AVERAGE(C17412,G17412,K17412,O17412,S17412,W17412)<>MAX(C17412,G17412,K17412,O17412,S17412,W17412),1,0),\"\")","v":0}]
["COmNpdist",270,0,"$/yr","COmNpdist",270,0,"$/yr","COmNpdist",270,0,"$/yr","COmNpdist",270,0,"$/yr","COmNpdist",270,0,"$/yr","COmNpdist",270,0,"$/yr",0]
["COmNpdist",285,0,"$/yr","COmNpdist",285,0,"$/yr","COmNpdist",285,0,"$/yr","COmNpdist",285,0,"$/yr","COmNpdist",285,0,"$/yr","COmNpdist",285,0,"$/yr",0]
["COmNpdist",315,0,"$/yr","COmNpdist",315,0,"$/yr","COmNpdist",315,0,"$/yr","COmNpdist",315,0,"$/yr","COmNpdist",315,0,"$/yr","COmNpdist",315,0,"$/yr",0]
["COmAsr",5,0,"$/yr","COmAsr",5,0,"$/yr","COmAsr",5,0,"$/yr","COmAsr",5,0,"$/yr","COmAsr",5,0,"$/yr","COmAsr",5,0,"$/yr",0]
["COmAsr",24,0,"$/yr","COmAsr",24,0,"$/yr","COmAsr",24,0,"$/yr","COmAsr",24,0,"$/yr","COmAsr",24,0,"$/yr","COmAsr",24,0,"$/yr",0]
["COmAsr",91,0,"$/yr","COmAsr",91,0,"$/yr","COmAsr",91,0,"$/yr","COmAsr",91,0,"$/yr","COmAsr",91,0,"$/yr","COmAsr",91,0,"$/yr",0]
["COmAsr",107,0,"$/yr","COmAsr",107,0,"$/yr","COmAsr",107,0,"$/yr","COmAsr",107,0,"$/yr","COmAsr",107,0,"$/yr","COmAsr",107,0,"$/yr",0]
["COmAsr",164,0,"$/yr","COmAsr",164,0,"$/yr","COmAsr",164,0,"$/yr","COmAsr",164,0,"$/yr","COmAsr",164,0,"$/yr","COmAsr",164,0,"$/yr",0]
["COmAsr",189,0,"$/yr","COmAsr",189,0,"$/yr","COmAsr",189,0,"$/yr","COmAsr",189,0,"$/yr","COmAsr",189,0,"$/yr","COmAsr",189,0,"$/yr",0]
["COmAsr",242,0,"$/yr","COmAsr",242,0,"$/yr","COmAsr",242,0,"$/yr","COmAsr",242,0,"$/yr","COmAsr",242,0,"$/yr","COmAsr",242,0,"$/yr",0]
["COmAsr",272,0,"$/yr","COmAsr",272,0,"$/yr","COmAsr",272,0,"$/yr","COmAsr",272,0,"$/yr","COmAsr",272,0,"$/yr","COmAsr",272,0,"$/yr",0]
["COmAsr",291,0,"$/yr","COmAsr",291,0,"$/yr","COmAsr",291,0,"$/yr","COmAsr",291,0,"$/yr","COmAsr",291,0,"$/yr","COmAsr",291,0,"$/yr",0]
["COmAsr",348,0,"$/yr","COmAsr",348,0,"$/yr","COmAsr",348,0,"$/yr","COmAsr",348,0,"$/yr","COmAsr",348,0,"$/yr","COmAsr",348,0,"$/yr",0]
["COmRes",9,0,"$/yr","COmRes",9,0,"$/yr","COmRes",9,0,"$/yr","COmRes",9,0,"$/yr","COmRes",9,0,"$/yr","COmRes",9,0,"$/yr",0]
["COmRes",64,0,"$/yr","COmRes",64,0,"$/yr","COmRes",64,0,"$/yr","COmRes",64,0,"$/yr","COmRes",64,0,"$/yr","COmRes",64,0,"$/yr",0]
["COmRes",83,0,"$/yr","COmRes",83,0,"$/yr","COmRes",83,0,"$/yr","COmRes",83,0,"$/yr","COmRes",83,0,"$/yr","COmRes",83,0,"$/yr",0]
["COmRes",146,0,"$/yr","COmRes",146,0,"$/yr","COmRes",146,0,"$/yr","COmRes",146,0,"$/yr","COmRes",146,0,"$/yr","COmRes",146,0,"$/yr",0]
["COmRes",165,0,"$/yr","COmRes",165,0,"$/yr","COmRes",165,0,"$/yr","COmRes",165,0,"$/yr","COmRes",165,0,"$/yr","COmRes",165,0,"$/yr",0]
["COmRes",214,0,"$/yr","COmRes",214,0,"$/yr","COmRes",214,0,"$/yr","COmRes",214,0,"$/yr","COmRes",214,0,"$/yr","COmRes",214,0,"$/yr",0]
["COmRes",248,0,"$/yr","COmRes",248,0,"$/yr","COmRes",248,0,"$/yr","COmRes",248,0,"$/yr","COmRes",248,0,"$/yr","COmRes",248,0,"$/yr",0]
["COmRes",267,0,"$/yr","COmRes",267,0,"$/yr","COmRes",267,0,"$/yr","COmRes",267,0,"$/yr","COmRes",267,0,"$/yr","COmRes",267,0,"$/yr",0]
["COmRes",330,0,"$/yr","COmRes",330,0,"$/yr","COmRes",330,0,"$/yr","COmRes",330,0,"$/yr","COmRes",330,0,"$/yr","COmRes",330,0,"$/yr",0]
["COmRes",365,0,"$/yr","COmRes",365,0,"$/yr","COmRes",365,0,"$/yr","COmRes",365,0,"$/yr","COmRes",365,0,"$/yr","COmRes",365,0,"$/yr",0]
["COmIbtW",46,1.138999307,"$/yr","COmIbtW",46,1.138999307,"$/yr","COmIbtW",46,1.138999307,"$/yr","COmIbtW",46,1.138999307,"$/yr","COmIbtW",46,1.138999307,"$/yr","COmIbtW",46,1.138999307,"$/yr",0]
["COmIbtW",65,1.0853993070000001,"$/yr","COmIbtW",65,1.0853993070000001,"$/yr","COmIbtW",65,1.0853993070000001,"$/yr","COmIbtW",65,1.0853993070000001,"$/yr","COmIbtW",65,1.0853993070000001,"$/yr","COmIbtW",65,1.0853993070000001,"$/yr",0]
["COmIbtW",122,1.547699304,"$/yr","COmIbtW",122,1.547699304,"$/yr","COmIbtW",122,1.547699304,"$/yr","COmIbtW",122,1.547699304,"$/yr","COmIbtW",122,1.547699304,"$/yr","COmIbtW",122,1.547699304,"$/yr",0]
["COmIbtW",132,1.547699304,"$/yr","COmIbtW",132,1.547699304,"$/yr","COmIbtW",132,1.547699304,"$/yr","COmIbtW",132,1.547699304,"$/yr","COmIbtW",132,1.547699304,"$/yr","COmIbtW",132,1.547699304,"$/yr",0]
["COmIbtW",167,1.822399302,"$/yr","COmIbtW",167,1.822399302,"$/yr","COmIbtW",167,1.822399302,"$/yr","COmIbtW",167,1.822399302,"$/yr","COmIbtW",167,1.822399302,"$/yr","COmIbtW",167,1.822399302,"$/yr",0]
["COmIbtW",224,2.2377996900000001,"$/yr","COmIbtW",224,2.2377996900000001,"$/yr","COmIbtW",224,2.2377996900000001,"$/yr","COmIbtW",224,2.2377996900000001,"$/yr","COmIbtW",224,2.2377996900000001,"$/yr","COmIbtW",224,2.2377996900000001,"$/yr",0]
["COmIbtW",249,1.5208993040000001,"$/yr","COmIbtW",249,1.5208993040000001,"$/yr","COmIbtW",249,1.5208993040000001,"$/yr","COmIbtW",249,1.5208993040000001,"$/yr","COmIbtW",249,1.5208993040000001,"$/yr","COmIbtW",249,1.5208993040000001,"$/yr",0]
["COmIbtW",306,1.0853993070000001,"$/yr","COmIbtW",306,1.0853993070000001,"$/yr","COmIbtW",306,1.0853993070000001,"$/yr","COmIbtW",306,1.0853993070000001,"$/yr","COmIbtW",306,1.0853993070000001,"$/yr","COmIbtW",306,1.0853993070000001,"$/yr",0]
["COmIbtW",337,1.112199307,"$/yr","COmIbtW",337,1.112199307,"$/yr","COmIbtW",337,1.112199307,"$/yr","COmIbtW",337,1.112199307,"$/yr","COmIbtW",337,1.112199307,"$/yr","COmIbtW",337,1.112199307,"$/yr",0]
["COmIbtWw",22,0.548680006,"$/yr","COmIbtWw",22,0.548680006,"$/yr","COmIbtWw",22,0.548680006,"$/yr","COmIbtWw",22,0.548680006,"$/yr","COmIbtWw",22,0.548680006,"$/yr","COmIbtWw",22,0.548680006,"$/yr",0]
["COmIbtWw",41,0.548680006,"$/yr","COmIbtWw",41,0.548680006,"$/yr","COmIbtWw",41,0.548680006,"$/yr","COmIbtWw",41,0.548680006,"$/yr","COmIbtWw",41,0.548680006,"$/yr","COmIbtWw",41,0.548680006,"$/yr",0]
["COmIbtWw",104,0.548680006,"$/yr","COmIbtWw",104,0.548680006,"$/yr","COmIbtWw",104,0.548680006,"$/yr","COmIbtWw",104,0.548680006,"$/yr","COmIbtWw",104,0.548680006,"$/yr","COmIbtWw",104,0.548680006,"$/yr",0]
["COmIbtWw",121,0.548680006,"$/yr","COmIbtWw",121,0.548680006,"$/yr","COmIbtWw",121,0.548680006,"$/yr","COmIbtWw",121,0.548680006,"$/yr","COmIbtWw",121,0.548680006,"$/yr","COmIbtWw",121,0.548680006,"$/yr",0]
["COmIbtWw",181,0.548680006,"$/yr","COmIbtWw",181,0.548680006,"$/yr","COmIbtWw",181,0.548680006,"$/yr","COmIbtWw",181,0.548680006,"$/yr","COmIbtWw",181,0.548680006,"$/yr","COmIbtWw",181,0.548680006,"$/yr",0]
["COmIbtWw",206,0.548680006,"$/yr","COmIbtWw",206,0.548680006,"$/yr","COmIbtWw",206,0.548680006,"$/yr","COmIbtWw",206,0.548680006,"$/yr","COmIbtWw",206,0.548680006,"$/yr","COmIbtWw",206,0.548680006,"$/yr",0]
["COmIbtWw",225,0.548680006,"$/yr","COmIbtWw",225,0.548680006,"$/yr","COmIbtWw",225,0.548680006,"$/yr","COmIbtWw",225,0.548680006,"$/yr","COmIbtWw",225,0.548680006,"$/yr","COmIbtWw",225,0.548680006,"$/yr",0]
["COmIbtWw",294,0.548680006,"$/yr","COmIbtWw",294,0.548680006,"$/yr","COmIbtWw",294,0.548680006,"$/yr","COmIbtWw",294,0.548680006,"$/yr","COmIbtWw",294,0.548680006,"$/yr","COmIbtWw",294,0.548680006,"$/yr",0]
["COmIbtWw",308,0.548680006,"$/yr","COmIbtWw",308,0.548680006,"$/yr","COmIbtWw",308,0.548680006,"$/yr","COmIbtWw",308,0.548680006,"$/yr","COmIbtWw",308,0.548680006,"$/yr","COmIbtWw",308,0.548680006,"$/yr",0]
["COmIbtWw",365,0.548680006,"$/yr","COmIbtWw",365,0.548680006,"$/yr","COmIbtWw",365,0.548680006,"$/yr","COmIbtWw",365,0.548680006,"$/yr","COmIbtWw",365,0.548680006,"$/yr","COmIbtWw",365,0.548680006,"$/yr",0]
["CFlood",22,0,"$/yr","CFlood",22,0,"$/yr","CFlood",22,0,"$/yr","CFlood",22,0,"$/yr","CFlood",22,0,"$/yr","CFlood",22,0,"$/yr",0]
["CFlood",79,0,"$/yr","CFlood",79,0,"$/yr","CFlood",79,0,"$/yr","CFlood",79,0,"$/yr","CFlood",79,0,"$/yr","CFlood",79,0,"$/yr",0]
["CFlood",92,0,"$/yr","CFlood",92,0,"$/yr","CFlood",92,0,"$/yr","CFlood",92,0,"$/yr","CFlood",92,0,"$/yr","CFlood",92,0,"$/yr",0]
["CFlood",124,0,"$/yr","CFlood",124,0,"$/yr","CFlood",124,0,"$/yr","CFlood",124,0,"$/yr","CFlood",124,0,"$/yr","CFlood",124,0,"$/yr",0]
["CFlood",181,0,"$/yr","CFlood",181,0,"$/yr","CFlood",181,0,"$/yr","CFlood",181,0,"$/yr","CFlood",181,0,"$/yr","CFlood",181,0,"$/yr",0]
["CFlood",206,0,"$/yr","CFlood",206,0,"$/yr","CFlood",206,0,"$/yr","CFlood",206,0,"$/yr","CFlood",206,0,"$/yr","CFlood",206,0,"$/yr",0]
["CFlood",243,0,"$/yr","CFlood",243,0,"$/yr","CFlood",243,0,"$/yr","CFlood",243,0,"$/yr","CFlood",243,0,"$/yr","CFlood",243,0,"$/yr",0]
["CFlood",283,0,"$/yr","CFlood",283,0,"$/yr","CFlood",283,0,"$/yr","CFlood",283,0,"$/yr","CFlood",283,0,"$/yr","CFlood",283,0,"$/yr",0]
["CFlood",346,0,"$/yr","CFlood",346,0,"$/yr","CFlood",346,0,"$/yr","CFlood",346,0,"$/yr","CFlood",346,0,"$/yr","CFlood",346,0,"$/yr",0]
["CFlood",365,0,"$/yr","CFlood",365,0,"$/yr","CFlood",365,0,"$/yr","CFlood",365,0,"$/yr","CFlood",365,0,"$/yr","CFlood",365,0,"$/yr",0]
["QWtpGw",51,0.34999999700000001,"MGD","QWtpGw",51,0.34999999700000001,"MGD","QWtpGw",51,0.34999999700000001,"MGD","QWtpGw",51,0.34999999700000001,"MGD","QWtpGw",51,0.34999999700000001,"MGD","QWtpGw",51,0.34999999700000001,"MGD",0]
["QWtpGw",83,0.34999999700000001,"MGD","QWtpGw",83,0.34999999700000001,"MGD","QWtpGw",83,0.34999999700000001,"MGD","QWtpGw",83,0.34999999700000001,"MGD","QWtpGw",83,0.34999999700000001,"MGD","QWtpGw",83,0.34999999700000001,"MGD",0]
["QWtpGw",102,0.38999999699999999,"MGD","QWtpGw",102,0.38999999699999999,"MGD","QWtpGw",102,0.38999999699999999,"MGD","QWtpGw",102,0.38999999699999999,"MGD","QWtpGw",102,0.38999999699999999,"MGD","QWtpGw",102,0.38999999699999999,"MGD",0]
["QWtpGw",165,0.45999999699999999,"MGD","QWtpGw",165,0.45999999699999999,"MGD","QWtpGw",165,0.45999999699999999,"MGD","QWtpGw",165,0.45999999699999999,"MGD","QWtpGw",165,0.45999999699999999,"MGD","QWtpGw",165,0.45999999699999999,"MGD",0]
["QWtpGw",184,0.56999999599999995,"MGD","QWtpGw",184,0.56999999599999995,"MGD","QWtpGw",184,0.56999999599999995,"MGD","QWtpGw",184,0.56999999599999995,"MGD","QWtpGw",184,0.56999999599999995,"MGD","QWtpGw",184,0.56999999599999995,"MGD",0]
["QWtpGw",217,0.52999999600000003,"MGD","QWtpGw",217,0.52999999600000003,"MGD","QWtpGw",217,0.52999999600000003,"MGD","QWtpGw",217,0.52999999600000003,"MGD","QWtpGw",217,0.52999999600000003,"MGD","QWtpGw",217,0.52999999600000003,"MGD",0]
["QWtpGw",267,0.409999997,"MGD","QWtpGw",267,0.409999997,"MGD","QWtpGw",267,0.409999997,"MGD","QWtpGw",267,0.409999997,"MGD","QWtpGw",267,0.409999997,"MGD","QWtpGw",267,0.409999997,"MGD",0]
["QWtpGw",324,0.339999997,"MGD","QWtpGw",324,0.339999997,"MGD","QWtpGw",324,0.339999997,"MGD","QWtpGw",324,0.339999997,"MGD","QWtpGw",324,0.339999997,"MGD","QWtpGw",324,0.339999997,"MGD",0]
["QWtpGw",349,0.34999999700000001,"MGD","QWtpGw",349,0.34999999700000001,"MGD","QWtpGw",349,0.34999999700000001,"MGD","QWtpGw",349,0.34999999700000001,"MGD","QWtpGw",349,0.34999999700000001,"MGD","QWtpGw",349,0.34999999700000001,"MGD",0]
["QUseP2",3,1.35299999,"MGD","QUseP2",3,1.35299999,"MGD","QUseP2",3,1.35299999,"MGD","QUseP2",3,1.35299999,"MGD","QUseP2",3,1.35299999,"MGD","QUseP2",3,1.35299999,"MGD",0]
["QUseP2",61,1.28699999,"MGD","QUseP2",61,1.28699999,"MGD","QUseP2",61,1.28699999,"MGD","QUseP2",61,1.28699999,"MGD","QUseP2",61,1.28699999,"MGD","QUseP2",61,1.28699999,"MGD",0]
["QUseP2",86,1.28699999,"MGD","QUseP2",86,1.28699999,"MGD","QUseP2",86,1.28699999,"MGD","QUseP2",86,1.28699999,"MGD","QUseP2",86,1.28699999,"MGD","QUseP2",86,1.28699999,"MGD",0]
["QUseP2",143,1.5509999880000001,"MGD","QUseP2",143,1.5509999880000001,"MGD","QUseP2",143,1.5509999880000001,"MGD","QUseP2",143,1.5509999880000001,"MGD","QUseP2",143,1.5509999880000001,"MGD","QUseP2",143,1.5509999880000001,"MGD",0]
["QUseP2",176,1.7104999869999999,"MGD","QUseP2",176,1.7104999869999999,"MGD","QUseP2",176,1.7104999869999999,"MGD","QUseP2",176,1.7104999869999999,"MGD","QUseP2",176,1.7104999869999999,"MGD","QUseP2",176,1.7104999869999999,"MGD",0]
["QUseP2",226,1.9469999849999999,"MGD","QUseP2",226,1.9469999849999999,"MGD","QUseP2",226,1.9469999849999999,"MGD","QUseP2",226,1.9469999849999999,"MGD","QUseP2",226,1.9469999849999999,"MGD","QUseP2",226,1.9469999849999999,"MGD",0]
["QUseP2",245,1.5344999880000001,"MGD","QUseP2",245,1.5344999880000001,"MGD","QUseP2",245,1.5344999880000001,"MGD","QUseP2",245,1.5344999880000001,"MGD","QUseP2",245,1.5344999880000001,"MGD","QUseP2",245,1.5344999880000001,"MGD",0]
["QUseP2",270,1.5344999880000001,"MGD","QUseP2",270,1.5344999880000001,"MGD","QUseP2",270,1.5344999880000001,"MGD","QUseP2",270,1.5344999880000001,"MGD","QUseP2",270,1.5344999880000001,"MGD","QUseP2",270,1.5344999880000001,"MGD",0]
["QUseP2",327,1.28699999,"MGD","QUseP2",327,1.28699999,"MGD","QUseP2",327,1.28699999,"MGD","QUseP2",327,1.28699999,"MGD","QUseP2",327,1.28699999,"MGD","QUseP2",327,1.28699999,"MGD",0]
["QUseP2",347,1.2979999900000001,"MGD","QUseP2",347,1.2979999900000001,"MGD","QUseP2",347,1.2979999900000001,"MGD","QUseP2",347,1.2979999900000001,"MGD","QUseP2",347,1.2979999900000001,"MGD","QUseP2",347,1.2979999900000001,"MGD",0]
["QUseP3",45,1.0999999999999999E-2,"MGD","QUseP3",45,1.0999999999999999E-2,"MGD","QUseP3",45,1.0999999999999999E-2,"MGD","QUseP3",45,1.0999999999999999E-2,"MGD","QUseP3",45,1.0999999999999999E-2,"MGD","QUseP3",45,1.0999999999999999E-2,"MGD",0]
["QUseP3",64,1.0999999999999999E-2,"MGD","QUseP3",64,1.0999999999999999E-2,"MGD","QUseP3",64,1.0999999999999999E-2,"MGD","QUseP3",64,1.0999999999999999E-2,"MGD","QUseP3",64,1.0999999999999999E-2,"MGD","QUseP3",64,1.0999999999999999E-2,"MGD",0]
["QUseP3",127,1.6500000000000001E-2,"MGD","QUseP3",127,1.6500000000000001E-2,"MGD","QUseP3",127,1.6500000000000001E-2,"MGD","QUseP3",127,1.6500000000000001E-2,"MGD","QUseP3",127,1.6500000000000001E-2,"MGD","QUseP3",127,1.6500000000000001E-2,"MGD",0]
["QUseP3",167,1.6500000000000001E-2,"MGD","QUseP3",167,1.6500000000000001E-2,"MGD","QUseP3",167,1.6500000000000001E-2,"MGD","QUseP3",167,1.6500000000000001E-2,"MGD","QUseP3",167,1.6500000000000001E-2,"MGD","QUseP3",167,1.6500000000000001E-2,"MGD",0]
["QUseP3",204,2.1999999999999999E-2,"MGD","QUseP3",204,2.1999999999999999E-2,"MGD","QUseP3",204,2.1999999999999999E-2,"MGD","QUseP3",204,2.1999999999999999E-2,"MGD","QUseP3",204,2.1999999999999999E-2,"MGD","QUseP3",204,2.1999999999999999E-2,"MGD",0]
["QUseP3",229,2.1999999999999999E-2,"MGD","QUseP3",229,2.1999999999999999E-2,"MGD","QUseP3",229,2.1999999999999999E-2,"MGD","QUseP3",229,2.1999999999999999E-2,"MGD","QUseP3",229,2.1999999999999999E-2,"MGD","QUseP3",229,2.1999999999999999E-2,"MGD",0]
["QUseP3",248,1.6500000000000001E-2,"MGD","QUseP3",248,1.6500000000000001E-2,"MGD","QUseP3",248,1.6500000000000001E-2,"MGD","QUseP3",248,1.6500000000000001E-2,"MGD","QUseP3",248,1.6500000000000001E-2,"MGD","QUseP3",248,1.6500000000000001E-2,"MGD",0]
["QUseP3",301,1.6500000000000001E-2,"MGD","QUseP3",301,1.6500000000000001E-2,"MGD","QUseP3",301,1.6500000000000001E-2,"MGD","QUseP3",301,1.6500000000000001E-2,"MGD","QUseP3",301,1.6500000000000001E-2,"MGD","QUseP3",301,1.6500000000000001E-2,"MGD",0]
["QUseP3",331,1.0999999999999999E-2,"MGD","QUseP3",331,1.0999999999999999E-2,"MGD","QUseP3",331,1.0999999999999999E-2,"MGD","QUseP3",331,1.0999999999999999E-2,"MGD","QUseP3",331,1.0999999999999999E-2,"MGD","QUseP3",331,1.0999999999999999E-2,"MGD",0]
["QUseP4",23,0.19799999800000001,"MGD","QUseP4",23,0.19799999800000001,"MGD","QUseP4",23,0.19799999800000001,"MGD","QUseP4",23,0.19799999800000001,"MGD","QUseP4",23,0.19799999800000001,"MGD","QUseP4",23,0.19799999800000001,"MGD",0]
["QUseP4",48,0.19799999800000001,"MGD","QUseP4",48,0.19799999800000001,"MGD","QUseP4",48,0.19799999800000001,"MGD","QUseP4",48,0.19799999800000001,"MGD","QUseP4",48,0.19799999800000001,"MGD","QUseP4",48,0.19799999800000001,"MGD",0]
["QUseP4",87,0.186999999,"MGD","QUseP4",87,0.186999999,"MGD","QUseP4",87,0.186999999,"MGD","QUseP4",87,0.186999999,"MGD","QUseP4",87,0.186999999,"MGD","QUseP4",87,0.186999999,"MGD",0]
["QUseP4",125,0.22549999800000001,"MGD","QUseP4",125,0.22549999800000001,"MGD","QUseP4",125,0.22549999800000001,"MGD","QUseP4",125,0.22549999800000001,"MGD","QUseP4",125,0.22549999800000001,"MGD","QUseP4",125,0.22549999800000001,"MGD",0]
["QUseP4",188,0.307999998,"MGD","QUseP4",188,0.307999998,"MGD","QUseP4",188,0.307999998,"MGD","QUseP4",188,0.307999998,"MGD","QUseP4",188,0.307999998,"MGD","QUseP4",188,0.307999998,"MGD",0]
["QUseP4",207,0.307999998,"MGD","QUseP4",207,0.307999998,"MGD","QUseP4",207,0.307999998,"MGD","QUseP4",207,0.307999998,"MGD","QUseP4",207,0.307999998,"MGD","QUseP4",207,0.307999998,"MGD",0]
["QUseP4",232,0.28599999799999998,"MGD","QUseP4",232,0.28599999799999998,"MGD","QUseP4",232,0.28599999799999998,"MGD","QUseP4",232,0.28599999799999998,"MGD","QUseP4",232,0.28599999799999998,"MGD","QUseP4",232,0.28599999799999998,"MGD",0]
["QUseP4",292,0.20899999799999999,"MGD","QUseP4",292,0.20899999799999999,"MGD","QUseP4",292,0.20899999799999999,"MGD","QUseP4",292,0.20899999799999999,"MGD","QUseP4",292,0.20899999799999999,"MGD","QUseP4",292,0.20899999799999999,"MGD",0]
["QUseP4",309,0.186999999,"MGD","QUseP4",309,0.186999999,"MGD","QUseP4",309,0.186999999,"MGD","QUseP4",309,0.186999999,"MGD","QUseP4",309,0.186999999,"MGD","QUseP4",309,0.186999999,"MGD",0]
["QUseP5",7,0,"MGD","QUseP5",7,0,"MGD","QUseP5",7,0,"MGD","QUseP5",7,0,"MGD","QUseP5",7,0,"MGD","QUseP5",7,0,"MGD",0]
["QUseP5",26,0,"MGD","QUseP5",26,0,"MGD","QUseP5",26,0,"MGD","QUseP5",26,0,"MGD","QUseP5",26,0,"MGD","QUseP5",26,0,"MGD",0]
["QUseP5",61,0,"MGD","QUseP5",61,0,"MGD","QUseP5",61,0,"MGD","QUseP5",61,0,"MGD","QUseP5",61,0,"MGD","QUseP5",61,0,"MGD",0]
["QUseP5",109,0,"MGD","QUseP5",109,0,"MGD","QUseP5",109,0,"MGD","QUseP5",109,0,"MGD","QUseP5",109,0,"MGD","QUseP5",109,0,"MGD",0]
["QUseP5",166,5.4999999999999997E-3,"MGD","QUseP5",166,5.4999999999999997E-3,"MGD","QUseP5",166,5.4999999999999997E-3,"MGD","QUseP5",166,5.4999999999999997E-3,"MGD","QUseP5",166,5.4999999999999997E-3,"MGD","QUseP5",166,5.4999999999999997E-3,"MGD",0]
["QUseP5",191,5.4999999999999997E-3,"MGD","QUseP5",191,5.4999999999999997E-3,"MGD","QUseP5",191,5.4999999999999997E-3,"MGD","QUseP5",191,5.4999999999999997E-3,"MGD","QUseP5",191,5.4999999999999997E-3,"MGD","QUseP5",191,5.4999999999999997E-3,"MGD",0]
["QUseP5",212,5.4999999999999997E-3,"MGD","QUseP5",212,5.4999999999999997E-3,"MGD","QUseP5",212,5.4999999999999997E-3,"MGD","QUseP5",212,5.4999999999999997E-3,"MGD","QUseP5",212,5.4999999999999997E-3,"MGD","QUseP5",212,5.4999999999999997E-3,"MGD",0]
["QUseP5",268,5.4999999999999997E-3,"MGD","QUseP5",268,5.4999999999999997E-3,"MGD","QUseP5",268,5.4999999999999997E-3,"MGD","QUseP5",268,5.4999999999999997E-3,"MGD","QUseP5",268,5.4999999999999997E-3,"MGD","QUseP5",268,5.4999999999999997E-3,"MGD",0]
["QUseP5",293,0,"MGD","QUseP5",293,0,"MGD","QUseP5",293,0,"MGD","QUseP5",293,0,"MGD","QUseP5",293,0,"MGD","QUseP5",293,0,"MGD",0]
["QUseP5",350,0,"MGD","QUseP5",350,0,"MGD","QUseP5",350,0,"MGD","QUseP5",350,0,"MGD","QUseP5",350,0,"MGD","QUseP5",350,0,"MGD",0]
["QUseP6",10,9.3499999E-2,"MGD","QUseP6",10,9.3499999E-2,"MGD","QUseP6",10,9.3499999E-2,"MGD","QUseP6",10,9.3499999E-2,"MGD","QUseP6",10,9.3499999E-2,"MGD","QUseP6",10,9.3499999E-2,"MGD",0]
["QUseP6",52,8.7999998999999995E-2,"MGD","QUseP6",52,8.7999998999999995E-2,"MGD","QUseP6",52,8.7999998999999995E-2,"MGD","QUseP6",52,8.7999998999999995E-2,"MGD","QUseP6",52,8.7999998999999995E-2,"MGD","QUseP6",52,8.7999998999999995E-2,"MGD",0]
["QUseP6",87,8.7999998999999995E-2,"MGD","QUseP6",87,8.7999998999999995E-2,"MGD","QUseP6",87,8.7999998999999995E-2,"MGD","QUseP6",87,8.7999998999999995E-2,"MGD","QUseP6",87,8.7999998999999995E-2,"MGD","QUseP6",87,8.7999998999999995E-2,"MGD",0]
["QUseP6",112,9.8999999000000005E-2,"MGD","QUseP6",112,9.8999999000000005E-2,"MGD","QUseP6",112,9.8999999000000005E-2,"MGD","QUseP6",112,9.8999999000000005E-2,"MGD","QUseP6",112,9.8999999000000005E-2,"MGD","QUseP6",112,9.8999999000000005E-2,"MGD",0]
["QUseP6",169,0.109999999,"MGD","QUseP6",169,0.109999999,"MGD","QUseP6",169,0.109999999,"MGD","QUseP6",169,0.109999999,"MGD","QUseP6",169,0.109999999,"MGD","QUseP6",169,0.109999999,"MGD",0]
["QUseP6",203,0.13199999900000001,"MGD","QUseP6",203,0.13199999900000001,"MGD","QUseP6",203,0.13199999900000001,"MGD","QUseP6",203,0.13199999900000001,"MGD","QUseP6",203,0.13199999900000001,"MGD","QUseP6",203,0.13199999900000001,"MGD",0]
["QUseP6",252,9.8999999000000005E-2,"MGD","QUseP6",252,9.8999999000000005E-2,"MGD","QUseP6",252,9.8999999000000005E-2,"MGD","QUseP6",252,9.8999999000000005E-2,"MGD","QUseP6",252,9.8999999000000005E-2,"MGD","QUseP6",252,9.8999999000000005E-2,"MGD",0]
["QUseP6",271,9.8999999000000005E-2,"MGD","QUseP6",271,9.8999999000000005E-2,"MGD","QUseP6",271,9.8999999000000005E-2,"MGD","QUseP6",271,9.8999999000000005E-2,"MGD","QUseP6",271,9.8999999000000005E-2,"MGD","QUseP6",271,9.8999999000000005E-2,"MGD",0]
["QUseP6",334,8.7999998999999995E-2,"MGD","QUseP6",334,8.7999998999999995E-2,"MGD","QUseP6",334,8.7999998999999995E-2,"MGD","QUseP6",334,8.7999998999999995E-2,"MGD","QUseP6",334,8.7999998999999995E-2,"MGD","QUseP6",334,8.7999998999999995E-2,"MGD",0]
["QUseP7",11,7.6999999E-2,"MGD","QUseP7",11,7.6999999E-2,"MGD","QUseP7",11,7.6999999E-2,"MGD","QUseP7",11,7.6999999E-2,"MGD","QUseP7",11,7.6999999E-2,"MGD","QUseP7",11,7.6999999E-2,"MGD",0]
["QUseP7",46,7.1499998999999995E-2,"MGD","QUseP7",46,7.1499998999999995E-2,"MGD","QUseP7",46,7.1499998999999995E-2,"MGD","QUseP7",46,7.1499998999999995E-2,"MGD","QUseP7",46,7.1499998999999995E-2,"MGD","QUseP7",46,7.1499998999999995E-2,"MGD",0]
["QUseP7",71,7.1499998999999995E-2,"MGD","QUseP7",71,7.1499998999999995E-2,"MGD","QUseP7",71,7.1499998999999995E-2,"MGD","QUseP7",71,7.1499998999999995E-2,"MGD","QUseP7",71,7.1499998999999995E-2,"MGD","QUseP7",71,7.1499998999999995E-2,"MGD",0]
["QUseP7",90,7.1499998999999995E-2,"MGD","QUseP7",90,7.1499998999999995E-2,"MGD","QUseP7",90,7.1499998999999995E-2,"MGD","QUseP7",90,7.1499998999999995E-2,"MGD","QUseP7",90,7.1499998999999995E-2,"MGD","QUseP7",90,7.1499998999999995E-2,"MGD",0]
["QUseP7",153,9.3499999E-2,"MGD","QUseP7",153,9.3499999E-2,"MGD","QUseP7",153,9.3499999E-2,"MGD","QUseP7",153,9.3499999E-2,"MGD","QUseP7",153,9.3499999E-2,"MGD","QUseP7",153,9.3499999E-2,"MGD",0]
["QUseP7",177,9.3499999E-2,"MGD","QUseP7",177,9.3499999E-2,"MGD","QUseP7",177,9.3499999E-2,"MGD","QUseP7",177,9.3499999E-2,"MGD","QUseP7",177,9.3499999E-2,"MGD","QUseP7",177,9.3499999E-2,"MGD",0]
["QUseP7",230,0.109999999,"MGD","QUseP7",230,0.109999999,"MGD","QUseP7",230,0.109999999,"MGD","QUseP7",230,0.109999999,"MGD","QUseP7",230,0.109999999,"MGD","QUseP7",230,0.109999999,"MGD",0]
["QUseP7",255,8.2499999000000004E-2,"MGD","QUseP7",255,8.2499999000000004E-2,"MGD","QUseP7",255,8.2499999000000004E-2,"MGD","QUseP7",255,8.2499999000000004E-2,"MGD","QUseP7",255,8.2499999000000004E-2,"MGD","QUseP7",255,8.2499999000000004E-2,"MGD",0]
["QUseP7",312,7.1499998999999995E-2,"MGD","QUseP7",312,7.1499998999999995E-2,"MGD","QUseP7",312,7.1499998999999995E-2,"MGD","QUseP7",312,7.1499998999999995E-2,"MGD","QUseP7",312,7.1499998999999995E-2,"MGD","QUseP7",312,7.1499998999999995E-2,"MGD",0]
["QUseP7",328,7.1499998999999995E-2,"MGD","QUseP7",328,7.1499998999999995E-2,"MGD","QUseP7",328,7.1499998999999995E-2,"MGD","QUseP7",328,7.1499998999999995E-2,"MGD","QUseP7",328,7.1499998999999995E-2,"MGD","QUseP7",328,7.1499998999999995E-2,"MGD",0]
["QUseP7",357,7.1499998999999995E-2,"MGD","QUseP7",357,7.1499998999999995E-2,"MGD","QUseP7",357,7.1499998999999995E-2,"MGD","QUseP7",357,7.1499998999999995E-2,"MGD","QUseP7",357,7.1499998999999995E-2,"MGD","QUseP7",357,7.1499998999999995E-2,"MGD",0]
["QUseP8",49,5.4999999999999997E-3,"MGD","QUseP8",49,5.4999999999999997E-3,"MGD","QUseP8",49,5.4999999999999997E-3,"MGD","QUseP8",49,5.4999999999999997E-3,"MGD","QUseP8",49,5.4999999999999997E-3,"MGD","QUseP8",49,5.4999999999999997E-3,"MGD",0]
["QUseP8",74,5.4999999999999997E-3,"MGD","QUseP8",74,5.4999999999999997E-3,"MGD","QUseP8",74,5.4999999999999997E-3,"MGD","QUseP8",74,5.4999999999999997E-3,"MGD","QUseP8",74,5.4999999999999997E-3,"MGD","QUseP8",74,5.4999999999999997E-3,"MGD",0]
["QUseP8",136,1.0999999999999999E-2,"MGD","QUseP8",136,1.0999999999999999E-2,"MGD","QUseP8",136,1.0999999999999999E-2,"MGD","QUseP8",136,1.0999999999999999E-2,"MGD","QUseP8",136,1.0999999999999999E-2,"MGD","QUseP8",136,1.0999999999999999E-2,"MGD",0]
["QUseP8",151,1.0999999999999999E-2,"MGD","QUseP8",151,1.0999999999999999E-2,"MGD","QUseP8",151,1.0999999999999999E-2,"MGD","QUseP8",151,1.0999999999999999E-2,"MGD","QUseP8",151,1.0999999999999999E-2,"MGD","QUseP8",151,1.0999999999999999E-2,"MGD",0]
["QUseP8",214,1.0999999999999999E-2,"MGD","QUseP8",214,1.0999999999999999E-2,"MGD","QUseP8",214,1.0999999999999999E-2,"MGD","QUseP8",214,1.0999999999999999E-2,"MGD","QUseP8",214,1.0999999999999999E-2,"MGD","QUseP8",214,1.0999999999999999E-2,"MGD",0]
["QUseP8",233,1.0999999999999999E-2,"MGD","QUseP8",233,1.0999999999999999E-2,"MGD","QUseP8",233,1.0999999999999999E-2,"MGD","QUseP8",233,1.0999999999999999E-2,"MGD","QUseP8",233,1.0999999999999999E-2,"MGD","QUseP8",233,1.0999999999999999E-2,"MGD",0]
["QUseP8",290,1.0999999999999999E-2,"MGD","QUseP8",290,1.0999999999999999E-2,"MGD","QUseP8",290,1.0999999999999999E-2,"MGD","QUseP8",290,1.0999999999999999E-2,"MGD","QUseP8",290,1.0999999999999999E-2,"MGD","QUseP8",290,1.0999999999999999E-2,"MGD",0]
["QUseP8",302,1.0999999999999999E-2,"MGD","QUseP8",302,1.0999999999999999E-2,"MGD","QUseP8",302,1.0999999999999999E-2,"MGD","QUseP8",302,1.0999999999999999E-2,"MGD","QUseP8",302,1.0999999999999999E-2,"MGD","QUseP8",302,1.0999999999999999E-2,"MGD",0]
["QUseP8",335,1.0999999999999999E-2,"MGD","QUseP8",335,1.0999999999999999E-2,"MGD","QUseP8",335,1.0999999999999999E-2,"MGD","QUseP8",335,1.0999999999999999E-2,"MGD","QUseP8",335,1.0999999999999999E-2,"MGD","QUseP8",335,1.0999999999999999E-2,"MGD",0]
["QUseNp2",33,1.0799999920000001,"MGD","QUseNp2",33,1.0799999920000001,"MGD","QUseNp2",33,1.0799999920000001,"MGD","QUseNp2",33,1.0799999920000001,"MGD","QUseNp2",33,1.0799999920000001,"MGD","QUseNp2",33,1.0799999920000001,"MGD",0]
["QUseNp2",52,1.0799999920000001,"MGD","QUseNp2",52,1.0799999920000001,"MGD","QUseNp2",52,1.0799999920000001,"MGD","QUseNp2",52,1.0799999920000001,"MGD","QUseNp2",52,1.0799999920000001,"MGD","QUseNp2",52,1.0799999920000001,"MGD",0]
["QUseNp2",88,1.0529999919999999,"MGD","QUseNp2",88,1.0529999919999999,"MGD","QUseNp2",88,1.0529999919999999,"MGD","QUseNp2",88,1.0529999919999999,"MGD","QUseNp2",88,1.0529999919999999,"MGD","QUseNp2",88,1.0529999919999999,"MGD",0]
["QUseNp2",135,1.26899999,"MGD","QUseNp2",135,1.26899999,"MGD","QUseNp2",135,1.26899999,"MGD","QUseNp2",135,1.26899999,"MGD","QUseNp2",135,1.26899999,"MGD","QUseNp2",135,1.26899999,"MGD",0]
["QUseNp2",192,1.7234999870000001,"MGD","QUseNp2",192,1.7234999870000001,"MGD","QUseNp2",192,1.7234999870000001,"MGD","QUseNp2",192,1.7234999870000001,"MGD","QUseNp2",192,1.7234999870000001,"MGD","QUseNp2",192,1.7234999870000001,"MGD",0]
["QUseNp2",217,1.5929999880000001,"MGD","QUseNp2",217,1.5929999880000001,"MGD","QUseNp2",217,1.5929999880000001,"MGD","QUseNp2",217,1.5929999880000001,"MGD","QUseNp2",217,1.5929999880000001,"MGD","QUseNp2",217,1.5929999880000001,"MGD",0]
["QUseNp2",261,1.2554999899999999,"MGD","QUseNp2",261,1.2554999899999999,"MGD","QUseNp2",261,1.2554999899999999,"MGD","QUseNp2",261,1.2554999899999999,"MGD","QUseNp2",261,1.2554999899999999,"MGD","QUseNp2",261,1.2554999899999999,"MGD",0]
["QUseNp2",294,1.1699999910000001,"MGD","QUseNp2",294,1.1699999910000001,"MGD","QUseNp2",294,1.1699999910000001,"MGD","QUseNp2",294,1.1699999910000001,"MGD","QUseNp2",294,1.1699999910000001,"MGD","QUseNp2",294,1.1699999910000001,"MGD",0]
["QUseNp2",319,1.0529999919999999,"MGD","QUseNp2",319,1.0529999919999999,"MGD","QUseNp2",319,1.0529999919999999,"MGD","QUseNp2",319,1.0529999919999999,"MGD","QUseNp2",319,1.0529999919999999,"MGD","QUseNp2",319,1.0529999919999999,"MGD",0]
["QUseNp3",11,1.35E-2,"MGD","QUseNp3",11,1.35E-2,"MGD","QUseNp3",11,1.35E-2,"MGD","QUseNp3",11,1.35E-2,"MGD","QUseNp3",11,1.35E-2,"MGD","QUseNp3",11,1.35E-2,"MGD",0]
["QUseNp3",47,8.9999999999999993E-3,"MGD","QUseNp3",47,8.9999999999999993E-3,"MGD","QUseNp3",47,8.9999999999999993E-3,"MGD","QUseNp3",47,8.9999999999999993E-3,"MGD","QUseNp3",47,8.9999999999999993E-3,"MGD","QUseNp3",47,8.9999999999999993E-3,"MGD",0]
["QUseNp3",94,1.35E-2,"MGD","QUseNp3",94,1.35E-2,"MGD","QUseNp3",94,1.35E-2,"MGD","QUseNp3",94,1.35E-2,"MGD","QUseNp3",94,1.35E-2,"MGD","QUseNp3",94,1.35E-2,"MGD",0]
["QUseNp3",113,1.35E-2,"MGD","QUseNp3",113,1.35E-2,"MGD","QUseNp3",113,1.35E-2,"MGD","QUseNp3",113,1.35E-2,"MGD","QUseNp3",113,1.35E-2,"MGD","QUseNp3",113,1.35E-2,"MGD",0]
["QUseNp3",176,1.35E-2,"MGD","QUseNp3",176,1.35E-2,"MGD","QUseNp3",176,1.35E-2,"MGD","QUseNp3",176,1.35E-2,"MGD","QUseNp3",176,1.35E-2,"MGD","QUseNp3",176,1.35E-2,"MGD",0]
["QUseNp3",195,1.7999999999999999E-2,"MGD","QUseNp3",195,1.7999999999999999E-2,"MGD","QUseNp3",195,1.7999999999999999E-2,"MGD","QUseNp3",195,1.7999999999999999E-2,"MGD","QUseNp3",195,1.7999999999999999E-2,"MGD","QUseNp3",195,1.7999999999999999E-2,"MGD",0]
["QUseNp3",252,1.35E-2,"MGD","QUseNp3",252,1.35E-2,"MGD","QUseNp3",252,1.35E-2,"MGD","QUseNp3",252,1.35E-2,"MGD","QUseNp3",252,1.35E-2,"MGD","QUseNp3",252,1.35E-2,"MGD",0]
["QUseNp3",278,1.35E-2,"MGD","QUseNp3",278,1.35E-2,"MGD","QUseNp3",278,1.35E-2,"MGD","QUseNp3",278,1.35E-2,"MGD","QUseNp3",278,1.35E-2,"MGD","QUseNp3",278,1.35E-2,"MGD",0]
["QUseNp3",297,1.35E-2,"MGD","QUseNp3",297,1.35E-2,"MGD","QUseNp3",297,1.35E-2,"MGD","QUseNp3",297,1.35E-2,"MGD","QUseNp3",297,1.35E-2,"MGD","QUseNp3",297,1.35E-2,"MGD",0]
["QUseNp3",360,8.9999999999999993E-3,"MGD","QUseNp3",360,8.9999999999999993E-3,"MGD","QUseNp3",360,8.9999999999999993E-3,"MGD","QUseNp3",360,8.9999999999999993E-3,"MGD","QUseNp3",360,8.9999999999999993E-3,"MGD","QUseNp3",360,8.9999999999999993E-3,"MGD",0]
["QUseNp4",21,0.16199999900000001,"MGD","QUseNp4",21,0.16199999900000001,"MGD","QUseNp4",21,0.16199999900000001,"MGD","QUseNp4",21,0.16199999900000001,"MGD","QUseNp4",21,0.16199999900000001,"MGD","QUseNp4",21,0.16199999900000001,"MGD",0]
["QUseNp4",72,0.152999999,"MGD","QUseNp4",72,0.152999999,"MGD","QUseNp4",72,0.152999999,"MGD","QUseNp4",72,0.152999999,"MGD","QUseNp4",72,0.152999999,"MGD","QUseNp4",72,0.152999999,"MGD",0]
["QUseNp4",97,0.17099999900000001,"MGD","QUseNp4",97,0.17099999900000001,"MGD","QUseNp4",97,0.17099999900000001,"MGD","QUseNp4",97,0.17099999900000001,"MGD","QUseNp4",97,0.17099999900000001,"MGD","QUseNp4",97,0.17099999900000001,"MGD",0]
["QUseNp4",154,0.20249999799999999,"MGD","QUseNp4",154,0.20249999799999999,"MGD","QUseNp4",154,0.20249999799999999,"MGD","QUseNp4",154,0.20249999799999999,"MGD","QUseNp4",154,0.20249999799999999,"MGD","QUseNp4",154,0.20249999799999999,"MGD",0]
["QUseNp4",172,0.20249999799999999,"MGD","QUseNp4",172,0.20249999799999999,"MGD","QUseNp4",172,0.20249999799999999,"MGD","QUseNp4",172,0.20249999799999999,"MGD","QUseNp4",172,0.20249999799999999,"MGD","QUseNp4",172,0.20249999799999999,"MGD",0]
["QUseNp4",199,0.251999998,"MGD","QUseNp4",199,0.251999998,"MGD","QUseNp4",199,0.251999998,"MGD","QUseNp4",199,0.251999998,"MGD","QUseNp4",199,0.251999998,"MGD","QUseNp4",199,0.251999998,"MGD",0]
["QUseNp4",256,0.184499999,"MGD","QUseNp4",256,0.184499999,"MGD","QUseNp4",256,0.184499999,"MGD","QUseNp4",256,0.184499999,"MGD","QUseNp4",256,0.184499999,"MGD","QUseNp4",256,0.184499999,"MGD",0]
["QUseNp4",281,0.17099999900000001,"MGD","QUseNp4",281,0.17099999900000001,"MGD","QUseNp4",281,0.17099999900000001,"MGD","QUseNp4",281,0.17099999900000001,"MGD","QUseNp4",281,0.17099999900000001,"MGD","QUseNp4",281,0.17099999900000001,"MGD",0]
["QUseNp4",338,0.157499999,"MGD","QUseNp4",338,0.157499999,"MGD","QUseNp4",338,0.157499999,"MGD","QUseNp4",338,0.157499999,"MGD","QUseNp4",338,0.157499999,"MGD","QUseNp4",338,0.157499999,"MGD",0]
["QUseNp5",12,0,"MGD","QUseNp5",12,0,"MGD","QUseNp5",12,0,"MGD","QUseNp5",12,0,"MGD","QUseNp5",12,0,"MGD","QUseNp5",12,0,"MGD",0]
["QUseNp5",56,0,"MGD","QUseNp5",56,0,"MGD","QUseNp5",56,0,"MGD","QUseNp5",56,0,"MGD","QUseNp5",56,0,"MGD","QUseNp5",56,0,"MGD",0]
["QUseNp5",75,0,"MGD","QUseNp5",75,0,"MGD","QUseNp5",75,0,"MGD","QUseNp5",75,0,"MGD","QUseNp5",75,0,"MGD","QUseNp5",75,0,"MGD",0]
["QUseNp5",132,4.4999999999999997E-3,"MGD","QUseNp5",132,4.4999999999999997E-3,"MGD","QUseNp5",132,4.4999999999999997E-3,"MGD","QUseNp5",132,4.4999999999999997E-3,"MGD","QUseNp5",132,4.4999999999999997E-3,"MGD","QUseNp5",132,4.4999999999999997E-3,"MGD",0]
["QUseNp5",146,4.4999999999999997E-3,"MGD","QUseNp5",146,4.4999999999999997E-3,"MGD","QUseNp5",146,4.4999999999999997E-3,"MGD","QUseNp5",146,4.4999999999999997E-3,"MGD","QUseNp5",146,4.4999999999999997E-3,"MGD","QUseNp5",146,4.4999999999999997E-3,"MGD",0]
["QUseNp5",177,4.4999999999999997E-3,"MGD","QUseNp5",177,4.4999999999999997E-3,"MGD","QUseNp5",177,4.4999999999999997E-3,"MGD","QUseNp5",177,4.4999999999999997E-3,"MGD","QUseNp5",177,4.4999999999999997E-3,"MGD","QUseNp5",177,4.4999999999999997E-3,"MGD",0]
["QUseNp5",240,4.4999999999999997E-3,"MGD","QUseNp5",240,4.4999999999999997E-3,"MGD","QUseNp5",240,4.4999999999999997E-3,"MGD","QUseNp5",240,4.4999999999999997E-3,"MGD","QUseNp5",240,4.4999999999999997E-3,"MGD","QUseNp5",240,4.4999999999999997E-3,"MGD",0]
["QUseNp5",259,4.4999999999999997E-3,"MGD","QUseNp5",259,4.4999999999999997E-3,"MGD","QUseNp5",259,4.4999999999999997E-3,"MGD","QUseNp5",259,4.4999999999999997E-3,"MGD","QUseNp5",259,4.4999999999999997E-3,"MGD","QUseNp5",259,4.4999999999999997E-3,"MGD",0]
["QUseNp5",297,0,"MGD","QUseNp5",297,0,"MGD","QUseNp5",297,0,"MGD","QUseNp5",297,0,"MGD","QUseNp5",297,0,"MGD","QUseNp5",297,0,"MGD",0]
["QUseNp5",342,0,"MGD","QUseNp5",342,0,"MGD","QUseNp5",342,0,"MGD","QUseNp5",342,0,"MGD","QUseNp5",342,0,"MGD","QUseNp5",342,0,"MGD",0]
["QUseNp6",34,7.1999998999999995E-2,"MGD","QUseNp6",34,7.1999998999999995E-2,"MGD","QUseNp6",34,7.1999998999999995E-2,"MGD","QUseNp6",34,7.1999998999999995E-2,"MGD","QUseNp6",34,7.1999998999999995E-2,"MGD","QUseNp6",34,7.1999998999999995E-2,"MGD",0]
["QUseNp6",59,7.1999998999999995E-2,"MGD","QUseNp6",59,7.1999998999999995E-2,"MGD","QUseNp6",59,7.1999998999999995E-2,"MGD","QUseNp6",59,7.1999998999999995E-2,"MGD","QUseNp6",59,7.1999998999999995E-2,"MGD","QUseNp6",59,7.1999998999999995E-2,"MGD",0]
["QUseNp6",78,7.1999998999999995E-2,"MGD","QUseNp6",78,7.1999998999999995E-2,"MGD","QUseNp6",78,7.1999998999999995E-2,"MGD","QUseNp6",78,7.1999998999999995E-2,"MGD","QUseNp6",78,7.1999998999999995E-2,"MGD","QUseNp6",78,7.1999998999999995E-2,"MGD",0]
["QUseNp6",137,8.0999999000000003E-2,"MGD","QUseNp6",137,8.0999999000000003E-2,"MGD","QUseNp6",137,8.0999999000000003E-2,"MGD","QUseNp6",137,8.0999999000000003E-2,"MGD","QUseNp6",137,8.0999999000000003E-2,"MGD","QUseNp6",137,8.0999999000000003E-2,"MGD",0]
["QUseNp6",161,8.9999998999999997E-2,"MGD","QUseNp6",161,8.9999998999999997E-2,"MGD","QUseNp6",161,8.9999998999999997E-2,"MGD","QUseNp6",161,8.9999998999999997E-2,"MGD","QUseNp6",161,8.9999998999999997E-2,"MGD","QUseNp6",161,8.9999998999999997E-2,"MGD",0]
["QUseNp6",218,0.103499999,"MGD","QUseNp6",218,0.103499999,"MGD","QUseNp6",218,0.103499999,"MGD","QUseNp6",218,0.103499999,"MGD","QUseNp6",218,0.103499999,"MGD","QUseNp6",218,0.103499999,"MGD",{"$f":"IF(ISNUMBER(C24004),IF(AVERAGE(C24004,G24004,K24004,O24004,S24004,W24004)<>MAX(C24004,G24004,K24004,O24004,S24004,W24004),1,0),\"\")","v":0}]
["QUseNp6",237,0.103499999,"MGD","QUseNp6",237,0.103499999,"MGD","QUseNp6",237,0.103499999,"MGD","QUseNp6",237,0.103499999,"MGD","QUseNp6",237,0.103499999,"MGD","QUseNp6",237,0.103499999,"MGD",0]
["QUseNp6",271,8.0999999000000003E-2,"MGD","QUseNp6",271,8.0999999000000003E-2,"MGD","QUseNp6",271,8.0999999000000003E-2,"MGD","QUseNp6",271,8.0999999000000003E-2,"MGD","QUseNp6",271,8.0999999000000003E-2,"MGD","QUseNp6",271,8.0999999000000003E-2,"MGD",0]
["QUseNp6",320,7.1999998999999995E-2,"MGD","QUseNp6",320,7.1999998999999995E-2,"MGD","QUseNp6",320,7.1999998999999995E-2,"MGD","QUseNp6",320,7.1999998999999995E-2,"MGD","QUseNp6",320,7.1999998999999995E-2,"MGD","QUseNp6",320,7.1999998999999995E-2,"MGD",0]
["QUseNp6",345,7.1999998999999995E-2,"MGD","QUseNp6",345,7.1999998999999995E-2,"MGD","QUseNp6",345,7.1999998999999995E-2,"MGD","QUseNp6",345,7.1999998999999995E-2,"MGD","QUseNp6",345,7.1999998999999995E-2,"MGD","QUseNp6",345,7.1999998999999995E-2,"MGD",0]
["QUseNp7",37,5.8500000000000003E-2,"MGD","QUseNp7",37,5.8500000000000003E-2,"MGD","QUseNp7",37,5.8500000000000003E-2,"MGD","QUseNp7",37,5.8500000000000003E-2,"MGD","QUseNp7",37,5.8500000000000003E-2,"MGD","QUseNp7",37,5.8500000000000003E-2,"MGD",0]
["QUseNp7",57,5.8500000000000003E-2,"MGD","QUseNp7",57,5.8500000000000003E-2,"MGD","QUseNp7",57,5.8500000000000003E-2,"MGD","QUseNp7",57,5.8500000000000003E-2,"MGD","QUseNp7",57,5.8500000000000003E-2,"MGD","QUseNp7",57,5.8500000000000003E-2,"MGD",0]
["QUseNp7",120,6.3E-2,"MGD","QUseNp7",120,6.3E-2,"MGD","QUseNp7",120,6.3E-2,"MGD","QUseNp7",120,6.3E-2,"MGD","QUseNp7",120,6.3E-2,"MGD","QUseNp7",120,6.3E-2,"MGD",0]
["QUseNp7",139,6.7499999000000005E-2,"MGD","QUseNp7",139,6.7499999000000005E-2,"MGD","QUseNp7",139,6.7499999000000005E-2,"MGD","QUseNp7",139,6.7499999000000005E-2,"MGD","QUseNp7",139,6.7499999000000005E-2,"MGD","QUseNp7",139,6.7499999000000005E-2,"MGD",0]
["QUseNp7",196,9.4499999000000001E-2,"MGD","QUseNp7",196,9.4499999000000001E-2,"MGD","QUseNp7",196,9.4499999000000001E-2,"MGD","QUseNp7",196,9.4499999000000001E-2,"MGD","QUseNp7",196,9.4499999000000001E-2,"MGD","QUseNp7",196,9.4499999000000001E-2,"MGD",0]
["QUseNp7",221,8.9999998999999997E-2,"MGD","QUseNp7",221,8.9999998999999997E-2,"MGD","QUseNp7",221,8.9999998999999997E-2,"MGD","QUseNp7",221,8.9999998999999997E-2,"MGD","QUseNp7",221,8.9999998999999997E-2,"MGD","QUseNp7",221,8.9999998999999997E-2,"MGD",0]
["QUseNp7",262,6.7499999000000005E-2,"MGD","QUseNp7",262,6.7499999000000005E-2,"MGD","QUseNp7",262,6.7499999000000005E-2,"MGD","QUseNp7",262,6.7499999000000005E-2,"MGD","QUseNp7",262,6.7499999000000005E-2,"MGD","QUseNp7",262,6.7499999000000005E-2,"MGD",0]
["QUseNp7",304,6.3E-2,"MGD","QUseNp7",304,6.3E-2,"MGD","QUseNp7",304,6.3E-2,"MGD","QUseNp7",304,6.3E-2,"MGD","QUseNp7",304,6.3E-2,"MGD","QUseNp7",304,6.3E-2,"MGD",0]
["QUseNp7",361,5.8500000000000003E-2,"MGD","QUseNp7",361,5.8500000000000003E-2,"MGD","QUseNp7",361,5.8500000000000003E-2,"MGD","QUseNp7",361,5.8500000000000003E-2,"MGD","QUseNp7",361,5.8500000000000003E-2,"MGD","QUseNp7",361,5.8500000000000003E-2,"MGD",0]
["QUseNp8",15,8.9999999999999993E-3,"MGD","QUseNp8",15,8.9999999999999993E-3,"MGD","QUseNp8",15,8.9999999999999993E-3,"MGD","QUseNp8",15,8.9999999999999993E-3,"MGD","QUseNp8",15,8.9999999999999993E-3,"MGD","QUseNp8",15,8.9999999999999993E-3,"MGD",0]
["QUseNp8",70,4.4999999999999997E-3,"MGD","QUseNp8",70,4.4999999999999997E-3,"MGD","QUseNp8",70,4.4999999999999997E-3,"MGD","QUseNp8",70,4.4999999999999997E-3,"MGD","QUseNp8",70,4.4999999999999997E-3,"MGD","QUseNp8",70,4.4999999999999997E-3,"MGD",0]
["QUseNp8",98,8.9999999999999993E-3,"MGD","QUseNp8",98,8.9999999999999993E-3,"MGD","QUseNp8",98,8.9999999999999993E-3,"MGD","QUseNp8",98,8.9999999999999993E-3,"MGD","QUseNp8",98,8.9999999999999993E-3,"MGD","QUseNp8",98,8.9999999999999993E-3,"MGD",0]
["QUseNp8",123,8.9999999999999993E-3,"MGD","QUseNp8",123,8.9999999999999993E-3,"MGD","QUseNp8",123,8.9999999999999993E-3,"MGD","QUseNp8",123,8.9999999999999993E-3,"MGD","QUseNp8",123,8.9999999999999993E-3,"MGD","QUseNp8",123,8.9999999999999993E-3,"MGD",0]
["QUseNp8",180,8.9999999999999993E-3,"MGD","QUseNp8",180,8.9999999999999993E-3,"MGD","QUseNp8",180,8.9999999999999993E-3,"MGD","QUseNp8",180,8.9999999999999993E-3,"MGD","QUseNp8",180,8.9999999999999993E-3,"MGD","QUseNp8",180,8.9999999999999993E-3,"MGD",0]
["QUseNp8",221,8.9999999999999993E-3,"MGD","QUseNp8",221,8.9999999999999993E-3,"MGD","QUseNp8",221,8.9999999999999993E-3,"MGD","QUseNp8",221,8.9999999999999993E-3,"MGD","QUseNp8",221,8.9999999999999993E-3,"MGD","QUseNp8",221,8.9999999999999993E-3,"MGD",0]
["QUseNp8",263,8.9999999999999993E-3,"MGD","QUseNp8",263,8.9999999999999993E-3,"MGD","QUseNp8",263,8.9999999999999993E-3,"MGD","QUseNp8",263,8.9999999999999993E-3,"MGD","QUseNp8",263,8.9999999999999993E-3,"MGD","QUseNp8",263,8.9999999999999993E-3,"MGD",0]
["QUseNp8",282,8.9999999999999993E-3,"MGD","QUseNp8",282,8.9999999999999993E-3,"MGD","QUseNp8",282,8.9999999999999993E-3,"MGD","QUseNp8",282,8.9999999999999993E-3,"MGD","QUseNp8",282,8.9999999999999993E-3,"MGD","QUseNp8",282,8.9999999999999993E-3,"MGD",0]
["QUseNp8",339,8.9999999999999993E-3,"MGD","QUseNp8",339,8.9999999999999993E-3,"MGD","QUseNp8",339,8.9999999999999993E-3,"MGD","QUseNp8",339,8.9999999999999993E-3,"MGD","QUseNp8",339,8.9999999999999993E-3,"MGD","QUseNp8",339,8.9999999999999993E-3,"MGD",0]
["QUseNp8",355,8.9999999999999993E-3,"MGD","QUseNp8",355,8.9999999999999993E-3,"MGD","QUseNp8",355,8.9999999999999993E-3,"MGD","QUseNp8",355,8.9999999999999993E-3,"MGD","QUseNp8",355,8.9999999999999993E-3,"MGD","QUseNp8",355,8.9999999999999993E-3,"MGD",0]
["QGwWwtp",19,0.14557921800000001,"MGD","QGwWwtp",19,0.14557921800000001,"MGD","QGwWwtp",19,0.14557921800000001,"MGD","QGwWwtp",19,0.14557921800000001,"MGD","QGwWwtp",19,0.14557921800000001,"MGD","QGwWwtp",19,0.14557921800000001,"MGD",{"$f":"IF(ISNUMBER(C24900),IF(AVERAGE(C24900,G24900,K24900,O24900,S24900,W24900)<>MAX(C24900,G24900,K24900,O24900,S24900,W24900),1,0),\"\")","v":0}]
["QGwWwtp",82,0.13733888499999999,"MGD","QGwWwtp",82,0.13733888499999999,"MGD","QGwWwtp",82,0.13733888499999999,"MGD","QGwWwtp",82,0.13733888499999999,"MGD","QGwWwtp",82,0.13733888499999999,"MGD","QGwWwtp",82,0.13733888499999999,"MGD",0]
["QGwWwtp",101,0.149718459,"MGD","QGwWwtp",101,0.149718459,"MGD","QGwWwtp",101,0.149718459,"MGD","QGwWwtp",101,0.149718459,"MGD","QGwWwtp",101,0.149718459,"MGD","QGwWwtp",101,0.149718459,"MGD",0]
["QGwWwtp",158,0.140800969,"MGD","QGwWwtp",158,0.140800969,"MGD","QGwWwtp",158,0.140800969,"MGD","QGwWwtp",158,0.140800969,"MGD","QGwWwtp",158,0.140800969,"MGD","QGwWwtp",158,0.140800969,"MGD",0]
["QGwWwtp",195,0.16658062200000001,"MGD","QGwWwtp",195,0.16658062200000001,"MGD","QGwWwtp",195,0.16658062200000001,"MGD","QGwWwtp",195,0.16658062200000001,"MGD","QGwWwtp",195,0.16658062200000001,"MGD","QGwWwtp",195,0.16658062200000001,"MGD",0]
["QGwWwtp",241,0.163089926,"MGD","QGwWwtp",241,0.163089926,"MGD","QGwWwtp",241,0.163089926,"MGD","QGwWwtp",241,0.163089926,"MGD","QGwWwtp",241,0.163089926,"MGD","QGwWwtp",241,0.163089926,"MGD",0]
["QGwWwtp",266,0.13695738800000001,"MGD","QGwWwtp",266,0.13695738800000001,"MGD","QGwWwtp",266,0.13695738800000001,"MGD","QGwWwtp",266,0.13695738800000001,"MGD","QGwWwtp",266,0.13695738800000001,"MGD","QGwWwtp",266,0.13695738800000001,"MGD",0]
["QGwWwtp",285,0.15290395800000001,"MGD","QGwWwtp",285,0.15290395800000001,"MGD","QGwWwtp",285,0.15290395800000001,"MGD","QGwWwtp",285,0.15290395800000001,"MGD","QGwWwtp",285,0.15290395800000001,"MGD","QGwWwtp",285,0.15290395800000001,"MGD",0]
["QGwWwtp",346,0.13917007000000001,"MGD","QGwWwtp",346,0.13917007000000001,"MGD","QGwWwtp",346,0.13917007000000001,"MGD","QGwWwtp",346,0.13917007000000001,"MGD","QGwWwtp",346,0.13917007000000001,"MGD","QGwWwtp",346,0.13917007000000001,"MGD",0]
["QUsePSep",3,1.014388192,"MGD","QUsePSep",3,1.014388192,"MGD","QUsePSep",3,1.014388192,"MGD","QUsePSep",3,1.014388192,"MGD","QUsePSep",3,1.014388192,"MGD","QUsePSep",3,1.014388192,"MGD",0]
["QUsePSep",60,0.95696999299999996,"MGD","QUsePSep",60,0.95696999299999996,"MGD","QUsePSep",60,0.95696999299999996,"MGD","QUsePSep",60,0.95696999299999996,"MGD","QUsePSep",60,0.95696999299999996,"MGD","QUsePSep",60,0.95696999299999996,"MGD",0]
["QUsePSep",79,0.95696999299999996,"MGD","QUsePSep",79,0.95696999299999996,"MGD","QUsePSep",79,0.95696999299999996,"MGD","QUsePSep",79,0.95696999299999996,"MGD","QUsePSep",79,0.95696999299999996,"MGD","QUsePSep",79,0.95696999299999996,"MGD",0]
["QUsePSep",115,1.0426477919999999,"MGD","QUsePSep",115,1.0426477919999999,"MGD","QUsePSep",115,1.0426477919999999,"MGD","QUsePSep",115,1.0426477919999999,"MGD","QUsePSep",115,1.0426477919999999,"MGD","QUsePSep",115,1.0426477919999999,"MGD",0]
["QUsePSep",162,0.95117609299999994,"MGD","QUsePSep",162,0.95117609299999994,"MGD","QUsePSep",162,0.95117609299999994,"MGD","QUsePSep",162,0.95117609299999994,"MGD","QUsePSep",162,0.95117609299999994,"MGD","QUsePSep",162,0.95117609299999994,"MGD",0]
["QUsePSep",187,1.1225471920000001,"MGD","QUsePSep",187,1.1225471920000001,"MGD","QUsePSep",187,1.1225471920000001,"MGD","QUsePSep",187,1.1225471920000001,"MGD","QUsePSep",187,1.1225471920000001,"MGD","QUsePSep",187,1.1225471920000001,"MGD",0]
["QUsePSep",244,0.91925539300000003,"MGD","QUsePSep",244,0.91925539300000003,"MGD","QUsePSep",244,0.91925539300000003,"MGD","QUsePSep",244,0.91925539300000003,"MGD","QUsePSep",244,0.91925539300000003,"MGD","QUsePSep",244,0.91925539300000003,"MGD",0]
["QUsePSep",263,0.91925539300000003,"MGD","QUsePSep",263,0.91925539300000003,"MGD","QUsePSep",263,0.91925539300000003,"MGD","QUsePSep",263,0.91925539300000003,"MGD","QUsePSep",263,0.91925539300000003,"MGD","QUsePSep",263,0.91925539300000003,"MGD",0]
["QUsePSep",320,0.96015989300000004,"MGD","QUsePSep",320,0.96015989300000004,"MGD","QUsePSep",320,0.96015989300000004,"MGD","QUsePSep",320,0.96015989300000004,"MGD","QUsePSep",320,0.96015989300000004,"MGD","QUsePSep",320,0.96015989300000004,"MGD",0]
["QUsePSep",346,0.96972959299999995,"MGD","QUsePSep",346,0.96972959299999995,"MGD","QUsePSep",346,0.96972959299999995,"MGD","QUsePSep",346,0.96972959299999995,"MGD","QUsePSep",346,0.96972959299999995,"MGD","QUsePSep",346,0.96972959299999995,"MGD",0]
["QUsePSepExt",38,0,"MGD","QUsePSepExt",38,0,"MGD","QUsePSepExt",38,0,"MGD","QUsePSepExt",38,0,"MGD","QUsePSepExt",38,0,"MGD","QUsePSepExt",38,0,"MGD",0]
["QUsePSepExt",63,0,"MGD","QUsePSepExt",63,0,"MGD","QUsePSepExt",63,0,"MGD","QUsePSepExt",63,0,"MGD","QUsePSepExt",63,0,"MGD","QUsePSepExt",63,0,"MGD",0]
["QUsePSepExt",106,0,"MGD","QUsePSepExt",106,0,"MGD","QUsePSepExt",106,0,"MGD","QUsePSepExt",106,0,"MGD","QUsePSepExt",106,0,"MGD","QUsePSepExt",106,0,"MGD",0]
["QUsePSepExt",146,0,"MGD","QUsePSepExt",146,0,"MGD","QUsePSepExt",146,0,"MGD","QUsePSepExt",146,0,"MGD","QUsePSepExt",146,0,"MGD","QUsePSepExt",146,0,"MGD",0]
["QUsePSepExt",165,0,"MGD","QUsePSepExt",165,0,"MGD","QUsePSepExt",165,0,"MGD","QUsePSepExt",165,0,"MGD","QUsePSepExt",165,0,"MGD","QUsePSepExt",165,0,"MGD",0]
["QUsePSepExt",222,0,"MGD","QUsePSepExt",222,0,"MGD","QUsePSepExt",222,0,"MGD","QUsePSepExt",222,0,"MGD","QUsePSepExt",222,0,"MGD","QUsePSepExt",222,0,"MGD",0]
["QUsePSepExt",240,0,"MGD","QUsePSepExt",240,0,"MGD","QUsePSepExt",240,0,"MGD","QUsePSepExt",240,0,"MGD","QUsePSepExt",240,0,"MGD","QUsePSepExt",240,0,"MGD",0]
["QUsePSepExt",305,0,"MGD","QUsePSepExt",305,0,"MGD","QUsePSepExt",305,0,"MGD","QUsePSepExt",305,0,"MGD","QUsePSepExt",305,0,"MGD","QUsePSepExt",305,0,"MGD",0]
["QUsePSepExt",330,0,"MGD","QUsePSepExt",330,0,"MGD","QUsePSepExt",330,0,"MGD","QUsePSepExt",330,0,"MGD","QUsePSepExt",330,0,"MGD","QUsePSepExt",330,0,"MGD",0]
["QUseNpSep",22,0.87834779299999999,"MGD","QUseNpSep",22,0.87834779299999999,"MGD","QUseNpSep",22,0.87834779299999999,"MGD","QUseNpSep",22,0.87834779299999999,"MGD","QUseNpSep",22,0.87834779299999999,"MGD","QUseNpSep",22,0.87834779299999999,"MGD",0]
["QUseNpSep",41,0.85072679399999995,"MGD","QUseNpSep",41,0.85072679399999995,"MGD","QUseNpSep",41,0.85072679399999995,"MGD","QUseNpSep",41,0.85072679399999995,"MGD","QUseNpSep",41,0.85072679399999995,"MGD","QUseNpSep",41,0.85072679399999995,"MGD",0]
["QUseNpSep",80,0.82862999400000004,"MGD","QUseNpSep",80,0.82862999400000004,"MGD","QUseNpSep",80,0.82862999400000004,"MGD","QUseNpSep",80,0.82862999400000004,"MGD","QUseNpSep",80,0.82862999400000004,"MGD","QUseNpSep",80,0.82862999400000004,"MGD",0]
["QUseNpSep",124,0.83828339399999996,"MGD","QUseNpSep",124,0.83828339399999996,"MGD","QUseNpSep",124,0.83828339399999996,"MGD","QUseNpSep",124,0.83828339399999996,"MGD","QUseNpSep",124,0.83828339399999996,"MGD","QUseNpSep",124,0.83828339399999996,"MGD",0]
["QUseNpSep",143,0.83828339399999996,"MGD","QUseNpSep",143,0.83828339399999996,"MGD","QUseNpSep",143,0.83828339399999996,"MGD","QUseNpSep",143,0.83828339399999996,"MGD","QUseNpSep",143,0.83828339399999996,"MGD","QUseNpSep",143,0.83828339399999996,"MGD",0]
["QUseNpSep",206,1.0432367920000001,"MGD","QUseNpSep",206,1.0432367920000001,"MGD","QUseNpSep",206,1.0432367920000001,"MGD","QUseNpSep",206,1.0432367920000001,"MGD","QUseNpSep",206,1.0432367920000001,"MGD","QUseNpSep",206,1.0432367920000001,"MGD",0]
["QUseNpSep",231,1.017791992,"MGD","QUseNpSep",231,1.017791992,"MGD","QUseNpSep",231,1.017791992,"MGD","QUseNpSep",231,1.017791992,"MGD","QUseNpSep",231,1.017791992,"MGD","QUseNpSep",231,1.017791992,"MGD",0]
["QUseNpSep",289,0.92254139300000004,"MGD","QUseNpSep",289,0.92254139300000004,"MGD","QUseNpSep",289,0.92254139300000004,"MGD","QUseNpSep",289,0.92254139300000004,"MGD","QUseNpSep",289,0.92254139300000004,"MGD","QUseNpSep",289,0.92254139300000004,"MGD",0]
["QUseNpSep",308,0.83139209400000003,"MGD","QUseNpSep",308,0.83139209400000003,"MGD","QUseNpSep",308,0.83139209400000003,"MGD","QUseNpSep",308,0.83139209400000003,"MGD","QUseNpSep",308,0.83139209400000003,"MGD","QUseNpSep",308,0.83139209400000003,"MGD",0]
["QUseNpSep",365,0.83967839399999999,"MGD","QUseNpSep",365,0.83967839399999999,"MGD","QUseNpSep",365,0.83967839399999999,"MGD","QUseNpSep",365,0.83967839399999999,"MGD","QUseNpSep",365,0.83967839399999999,"MGD","QUseNpSep",365,0.83967839399999999,"MGD",0]
["QUseNpSepExt",39,0,"MGD","QUseNpSepExt",39,0,"MGD","QUseNpSepExt",39,0,"MGD","QUseNpSepExt",39,0,"MGD","QUseNpSepExt",39,0,"MGD","QUseNpSepExt",39,0,"MGD",0]
["QUseNpSepExt",83,0,"MGD","QUseNpSepExt",83,0,"MGD","QUseNpSepExt",83,0,"MGD","QUseNpSepExt",83,0,"MGD","QUseNpSepExt",83,0,"MGD","QUseNpSepExt",83,0,"MGD",0]
["QUseNpSepExt",108,0,"MGD","QUseNpSepExt",108,0,"MGD","QUseNpSepExt",108,0,"MGD","QUseNpSepExt",108,0,"MGD","QUseNpSepExt",108,0,"MGD","QUseNpSepExt",108,0,"MGD",0]
["QUseNpSepExt",127,0,"MGD","QUseNpSepExt",127,0,"MGD","QUseNpSepExt",127,0,"MGD","QUseNpSepExt",127,0,"MGD","QUseNpSepExt",127,0,"MGD","QUseNpSepExt",127,0,"MGD",0]
["QUseNpSepExt",184,0,"MGD","QUseNpSepExt",184,0,"MGD","QUseNpSepExt",184,0,"MGD","QUseNpSepExt",184,0,"MGD","QUseNpSepExt",184,0,"MGD","QUseNpSepExt",184,0,"MGD",0]
["QUseNpSepExt",205,0,"MGD","QUseNpSepExt",205,0,"MGD","QUseNpSepExt",205,0,"MGD","QUseNpSepExt",205,0,"MGD","QUseNpSepExt",205,0,"MGD","QUseNpSepExt",205,0,"MGD",0]
["QUseNpSepExt",267,0,"MGD","QUseNpSepExt",267,0,"MGD","QUseNpSepExt",267,0,"MGD","QUseNpSepExt",267,0,"MGD","QUseNpSepExt",267,0,"MGD","QUseNpSepExt",267,0,"MGD",0]
["QUseNpSepExt",286,0,"MGD","QUseNpSepExt",286,0,"MGD","QUseNpSepExt",286,0,"MGD","QUseNpSepExt",286,0,"MGD","QUseNpSepExt",286,0,"MGD","QUseNpSepExt",286,0,"MGD",0]
["QUseNpSepExt",349,0,"MGD","QUseNpSepExt",349,0,"MGD","QUseNpSepExt",349,0,"MGD","QUseNpSepExt",349,0,"MGD","QUseNpSepExt",349,0,"MGD","QUseNpSepExt",349,0,"MGD",0]
["QUseNpSepExt",356,0,"MGD","QUseNpSepExt",356,0,"MGD","QUseNpSepExt",356,0,"MGD","QUseNpSepExt",356,0,"MGD","QUseNpSepExt",356,0,"MGD","QUseNpSepExt",356,0,"MGD",0]
["LWtpUseP1",29,0.31117498999999998,"lbs/day","LWtpUseP1",29,0.31117587699999999,"lbs/day","LWtpUseP1",29,0.31117587699999999,"lbs/day","LWtpUseP1",29,0.31117587699999999,"lbs/day","LWtpUseP1",29,0.31117587699999999,"lbs/day","LWtpUseP1",29,0.31117586699999999,"lbs/day",1]
["LWtpUseP1",86,0.31530740400000001,"lbs/day","LWtpUseP1",86,0.31529890700000002,"lbs/day","LWtpUseP1",86,0.31529890700000002,"lbs/day","LWtpUseP1",86,0.31529924999999998,"lbs/day","LWtpUseP1",86,0.31530529499999999,"lbs/day","LWtpUseP1",86,0.31530049599999999,"lbs/day",1]
["LWtpUseP1",105,0.30239136999999999,"lbs/day","LWtpUseP1",105,0.30239219499999997,"lbs/day","LWtpUseP1",105,0.30239219499999997,"lbs/day","LWtpUseP1",105,0.30239220100000003,"lbs/day","LWtpUseP1",105,0.30239133299999998,"lbs/day","LWtpUseP1",105,0.30239206200000002,"lbs/day",1]
["LWtpUseP1",164,0.28103446900000001,"lbs/day","LWtpUseP1",164,0.28103478900000001,"lbs/day","LWtpUseP1",164,0.28103478900000001,"lbs/day","LWtpUseP1",164,0.28103350599999999,"lbs/day","LWtpUseP1",164,0.28102778099999998,"lbs/day","LWtpUseP1",164,0.2810377,"lbs/day",1]
["LWtpUseP1",188,0.35009992000000001,"lbs/day","LWtpUseP1",188,0.35010570800000002,"lbs/day","LWtpUseP1",188,0.35010570800000002,"lbs/day","LWtpUseP1",188,0.35009906299999999,"lbs/day","LWtpUseP1",188,0.350092299,"lbs/day","LWtpUseP1",188,0.350079162,"lbs/day",1]
["LWtpUseP1",245,0.295561568,"lbs/day","LWtpUseP1",245,0.29556258600000002,"lbs/day","LWtpUseP1",245,0.29556258600000002,"lbs/day","LWtpUseP1",245,0.29556136500000002,"lbs/day","LWtpUseP1",245,0.295561356,"lbs/day","LWtpUseP1",245,0.29556133000000001,"lbs/day",1]
["LWtpUseP1",270,0.29556102000000001,"lbs/day","LWtpUseP1",270,0.29557176200000002,"lbs/day","LWtpUseP1",270,0.29557176200000002,"lbs/day","LWtpUseP1",270,0.29556136599999999,"lbs/day","LWtpUseP1",270,0.29556136199999999,"lbs/day","LWtpUseP1",270,0.29555975400000001,"lbs/day",1]
["LWtpUseP1",327,0.31770890099999999,"lbs/day","LWtpUseP1",327,0.31770875799999998,"lbs/day","LWtpUseP1",327,0.31770875799999998,"lbs/day","LWtpUseP1",327,0.31771020900000002,"lbs/day","LWtpUseP1",327,0.31770656899999999,"lbs/day","LWtpUseP1",327,0.31770073799999998,"lbs/day",1]
["LWtpUseP1",330,0.31771020900000002,"lbs/day","LWtpUseP1",330,0.31770875799999998,"lbs/day","LWtpUseP1",330,0.31770875799999998,"lbs/day","LWtpUseP1",330,0.31771020900000002,"lbs/day","LWtpUseP1",330,0.31770953600000001,"lbs/day","LWtpUseP1",330,0.317709254,"lbs/day",1]
["LWtpUseNp1",7,0.26048422799999998,"lbs/day","LWtpUseNp1",7,0.26048406899999998,"lbs/day","LWtpUseNp1",7,0.26048406899999998,"lbs/day","LWtpUseNp1",7,0.26048406899999998,"lbs/day","LWtpUseNp1",7,0.26048406899999998,"lbs/day","LWtpUseNp1",7,0.26048406899999998,"lbs/day",1]
["LWtpUseNp1",64,0.260531658,"lbs/day","LWtpUseNp1",64,0.260524435,"lbs/day","LWtpUseNp1",64,0.260524435,"lbs/day","LWtpUseNp1",64,0.26052442799999997,"lbs/day","LWtpUseNp1",64,0.26053376,"lbs/day","LWtpUseNp1",64,0.26053176099999997,"lbs/day",1]
["LWtpUseNp1",89,0.26053249899999997,"lbs/day","LWtpUseNp1",89,0.26053373600000002,"lbs/day","LWtpUseNp1",89,0.26053373600000002,"lbs/day","LWtpUseNp1",89,0.260533393,"lbs/day","LWtpUseNp1",89,0.26053376,"lbs/day","LWtpUseNp1",89,0.26053325199999999,"lbs/day",1]
["LWtpUseNp1",155,0.24890519,"lbs/day","LWtpUseNp1",155,0.248905192,"lbs/day","LWtpUseNp1",155,0.248905192,"lbs/day","LWtpUseNp1",155,0.248904875,"lbs/day","LWtpUseNp1",155,0.24890225399999999,"lbs/day","LWtpUseNp1",155,0.248905192,"lbs/day",1]
["LWtpUseNp1",172,0.248894593,"lbs/day","LWtpUseNp1",172,0.24890413,"lbs/day","LWtpUseNp1",172,0.24890413,"lbs/day","LWtpUseNp1",172,0.248894374,"lbs/day","LWtpUseNp1",172,0.24890463299999999,"lbs/day","LWtpUseNp1",172,0.248905192,"lbs/day",1]
["LWtpUseNp1",229,0.24219547599999999,"lbs/day","LWtpUseNp1",229,0.242201731,"lbs/day","LWtpUseNp1",229,0.242201731,"lbs/day","LWtpUseNp1",229,0.24219612500000001,"lbs/day","LWtpUseNp1",229,0.24219095800000001,"lbs/day","LWtpUseNp1",229,0.242186913,"lbs/day",1]
["LWtpUseNp1",248,0.25523487299999997,"lbs/day","LWtpUseNp1",248,0.25523517000000001,"lbs/day","LWtpUseNp1",248,0.25523517000000001,"lbs/day","LWtpUseNp1",248,0.255235094,"lbs/day","LWtpUseNp1",248,0.25523600600000002,"lbs/day","LWtpUseNp1",248,0.25522922599999998,"lbs/day",1]
["LWtpUseNp1",289,0.258444112,"lbs/day","LWtpUseNp1",289,0.25844560900000002,"lbs/day","LWtpUseNp1",289,0.25844560900000002,"lbs/day","LWtpUseNp1",289,0.25844678399999998,"lbs/day","LWtpUseNp1",289,0.25843971100000002,"lbs/day","LWtpUseNp1",289,0.25844455399999999,"lbs/day",1]
["LWtpUseNp1",331,0.26229513999999998,"lbs/day","LWtpUseNp1",331,0.2623046,"lbs/day","LWtpUseNp1",331,0.2623046,"lbs/day","LWtpUseNp1",331,0.26229513100000001,"lbs/day","LWtpUseNp1",331,0.262298105,"lbs/day","LWtpUseNp1",331,0.26230457499999998,"lbs/day",1]
["LWtpUseNp1",350,0.260915073,"lbs/day","LWtpUseNp1",350,0.26090548600000002,"lbs/day","LWtpUseNp1",350,0.26090548600000002,"lbs/day","LWtpUseNp1",350,0.26091507400000002,"lbs/day","LWtpUseNp1",350,0.26091507400000002,"lbs/day","LWtpUseNp1",350,0.26091507400000002,"lbs/day",1]
["LWtpGw1",48,0.14604440399999999,"lbs/day","LWtpGw1",48,0.14604440399999999,"lbs/day","LWtpGw1",48,0.14604440399999999,"lbs/day","LWtpGw1",48,0.14604440399999999,"lbs/day","LWtpGw1",48,0.14604440399999999,"lbs/day","LWtpGw1",48,0.14604440399999999,"lbs/day",0]
["LWtpGw1",75,0.14604440399999999,"lbs/day","LWtpGw1",75,0.14604440399999999,"lbs/day","LWtpGw1",75,0.14604440399999999,"lbs/day","LWtpGw1",75,0.14604440399999999,"lbs/day","LWtpGw1",75,0.14604440399999999,"lbs/day","LWtpGw1",75,0.14604440399999999,"lbs/day",0]
["LWtpGw1",131,0.17525328500000001,"lbs/day","LWtpGw1",131,0.17525328500000001,"lbs/day","LWtpGw1",131,0.17525328500000001,"lbs/day","LWtpGw1",131,0.17525328500000001,"lbs/day","LWtpGw1",131,0.17525328500000001,"lbs/day","LWtpGw1",131,0.17525328500000001,"lbs/day",0]
["LWtpGw1",150,0.17525328500000001,"lbs/day","LWtpGw1",150,0.17525328500000001,"lbs/day","LWtpGw1",150,0.17525328500000001,"lbs/day","LWtpGw1",150,0.17525328500000001,"lbs/day","LWtpGw1",150,0.17525328500000001,"lbs/day","LWtpGw1",150,0.17525328500000001,"lbs/day",0]
["LWtpGw1",207,0.237843744,"lbs/day","LWtpGw1",207,0.237843744,"lbs/day","LWtpGw1",207,0.237843744,"lbs/day","LWtpGw1",207,0.237843744,"lbs/day","LWtpGw1",207,0.237843744,"lbs/day","LWtpGw1",207,0.237843744,"lbs/day",0]
["LWtpGw1",232,0.22115295500000001,"lbs/day","LWtpGw1",232,0.22115295500000001,"lbs/day","LWtpGw1",232,0.22115295500000001,"lbs/day","LWtpGw1",232,0.22115295500000001,"lbs/day","LWtpGw1",232,0.22115295500000001,"lbs/day","LWtpGw1",232,0.22115295500000001,"lbs/day",0]
["LWtpGw1",280,0.158562496,"lbs/day","LWtpGw1",280,0.158562496,"lbs/day","LWtpGw1",280,0.158562496,"lbs/day","LWtpGw1",280,0.158562496,"lbs/day","LWtpGw1",280,0.158562496,"lbs/day","LWtpGw1",280,0.158562496,"lbs/day",{"$f":"IF(ISNUMBER(C27716),IF(AVERAGE(C27716,G27716,K27716,O27716,S27716,W27716)<>MAX(C27716,G27716,K27716,O27716,S27716,W27716),1,0),\"\")","v":0}]
["LWtpGw1",309,0.14187170700000001,"lbs/day","LWtpGw1",309,0.14187170700000001,"lbs/day","LWtpGw1",309,0.14187170700000001,"lbs/day","LWtpGw1",309,0.14187170700000001,"lbs/day","LWtpGw1",309,0.14187170700000001,"lbs/day","LWtpGw1",309,0.14187170700000001,"lbs/day",0]
["LWtpGw1",334,0.14187170700000001,"lbs/day","LWtpGw1",334,0.14187170700000001,"lbs/day","LWtpGw1",334,0.14187170700000001,"lbs/day","LWtpGw1",334,0.14187170700000001,"lbs/day","LWtpGw1",334,0.14187170700000001,"lbs/day","LWtpGw1",334,0.14187170700000001,"lbs/day",0]
["LWwtpSw1",26,12.11155731,"lbs/day","LWwtpSw1",26,12.11155731,"lbs/day","LWwtpSw1",26,12.11155731,"lbs/day","LWwtpSw1",26,12.11155731,"lbs/day","LWwtpSw1",26,12.11155731,"lbs/day","LWwtpSw1",26,12.11155731,"lbs/day",0]
["LWwtpSw1",49,11.42626752,"lbs/day","LWwtpSw1",49,11.42626752,"lbs/day","LWwtpSw1",49,11.42626752,"lbs/day","LWwtpSw1",49,11.42626752,"lbs/day","LWwtpSw1",49,11.42626752,"lbs/day","LWwtpSw1",49,11.42626752,"lbs/day",0]
["LWwtpSw1",109,12.731173480000001,"lbs/day","LWwtpSw1",109,12.731173480000001,"lbs/day","LWwtpSw1",109,12.731173480000001,"lbs/day","LWwtpSw1",109,12.731173480000001,"lbs/day","LWwtpSw1",109,12.731173480000001,"lbs/day","LWwtpSw1",109,12.731173480000001,"lbs/day",0]
["LWwtpSw1",128,10.99225066,"lbs/day","LWwtpSw1",128,10.99225066,"lbs/day","LWwtpSw1",128,10.99225066,"lbs/day","LWwtpSw1",128,10.99225066,"lbs/day","LWwtpSw1",128,10.99225066,"lbs/day","LWwtpSw1",128,10.99225066,"lbs/day",0]
["LWwtpSw1",153,11.396286099999999,"lbs/day","LWwtpSw1",153,11.396286099999999,"lbs/day","LWwtpSw1",153,11.396286099999999,"lbs/day","LWwtpSw1",153,11.396286099999999,"lbs/day","LWwtpSw1",153,11.396286099999999,"lbs/day","LWwtpSw1",153,11.396286099999999,"lbs/day",0]
["LWwtpSw1",200,15.255324180000001,"lbs/day","LWwtpSw1",200,15.255324180000001,"lbs/day","LWwtpSw1",200,15.255324180000001,"lbs/day","LWwtpSw1",200,15.255324180000001,"lbs/day","LWwtpSw1",200,15.255324180000001,"lbs/day","LWwtpSw1",200,15.255324180000001,"lbs/day",0]
["LWwtpSw1",236,14.732790720000001,"lbs/day","LWwtpSw1",236,14.732790720000001,"lbs/day","LWwtpSw1",236,14.732790720000001,"lbs/day","LWwtpSw1",236,14.732790720000001,"lbs/day","LWwtpSw1",236,14.732790720000001,"lbs/day","LWwtpSw1",236,14.732790720000001,"lbs/day",0]
["LWwtpSw1",293,13.208020960000001,"lbs/day","LWwtpSw1",293,13.208020960000001,"lbs/day","LWwtpSw1",293,13.208020960000001,"lbs/day","LWwtpSw1",293,13.208020960000001,"lbs/day","LWwtpSw1",293,13.208020960000001,"lbs/day","LWwtpSw1",293,13.208020960000001,"lbs/day",0]
["LWwtpSw1",312,10.94656468,"lbs/day","LWwtpSw1",312,10.94656468,"lbs/day","LWwtpSw1",312,10.94656468,"lbs/day","LWwtpSw1",312,10.94656468,"lbs/day","LWwtpSw1",312,10.94656468,"lbs/day","LWwtpSw1",312,10.94656468,"lbs/day",0]
["LWwtpWrf1",10,0,"lbs/day","LWwtpWrf1",10,0,"lbs/day","LWwtpWrf1",10,0,"lbs/day","LWwtpWrf1",10,0,"lbs/day","LWwtpWrf1",10,0,"lbs/day","LWwtpWrf1",10,0,"lbs/day",0]
["LWwtpWrf1",40,0,"lbs/day","LWwtpWrf1",40,0,"lbs/day","LWwtpWrf1",40,0,"lbs/day","LWwtpWrf1",40,0,"lbs/day","LWwtpWrf1",40,0,"lbs/day","LWwtpWrf1",40,0,"lbs/day",0]
["LWwtpWrf1",87,0,"lbs/day","LWwtpWrf1",87,0,"lbs/day","LWwtpWrf1",87,0,"lbs/day","LWwtpWrf1",87,0,"lbs/day","LWwtpWrf1",87,0,"lbs/day","LWwtpWrf1",87,0,"lbs/day",0]
["LWwtpWrf1",112,0,"lbs/day","LWwtpWrf1",112,0,"lbs/day","LWwtpWrf1",112,0,"lbs/day","LWwtpWrf1",112,0,"lbs/day","LWwtpWrf1",112,0,"lbs/day","LWwtpWrf1",112,0,"lbs/day",0]
["LWwtpWrf1",169,0,"lbs/day","LWwtpWrf1",169,0,"lbs/day","LWwtpWrf1",169,0,"lbs/day","LWwtpWrf1",169,0,"lbs/day","LWwtpWrf1",169,0,"lbs/day","LWwtpWrf1",169,0,"lbs/day",0]
["LWwtpWrf1",174,0,"lbs/day","LWwtpWrf1",174,0,"lbs/day","LWwtpWrf1",174,0,"lbs/day","LWwtpWrf1",174,0,"lbs/day","LWwtpWrf1",174,0,"lbs/day","LWwtpWrf1",174,0,"lbs/day",0]
["LWwtpWrf1",214,0,"lbs/day","LWwtpWrf1",214,0,"lbs/day","LWwtpWrf1",214,0,"lbs/day","LWwtpWrf1",214,0,"lbs/day","LWwtpWrf1",214,0,"lbs/day","LWwtpWrf1",214,0,"lbs/day",0]
["LWwtpWrf1",271,0,"lbs/day","LWwtpWrf1",271,0,"lbs/day","LWwtpWrf1",271,0,"lbs/day","LWwtpWrf1",271,0,"lbs/day","LWwtpWrf1",271,0,"lbs/day","LWwtpWrf1",271,0,"lbs/day",0]
["LWwtpWrf1",296,0,"lbs/day","LWwtpWrf1",296,0,"lbs/day","LWwtpWrf1",296,0,"lbs/day","LWwtpWrf1",296,0,"lbs/day","LWwtpWrf1",296,0,"lbs/day","LWwtpWrf1",296,0,"lbs/day",0]
["LWwtpWrf1",325,0,"lbs/day","LWwtpWrf1",325,0,"lbs/day","LWwtpWrf1",325,0,"lbs/day","LWwtpWrf1",325,0,"lbs/day","LWwtpWrf1",325,0,"lbs/day","LWwtpWrf1",325,0,"lbs/day",0]
["LWrfUseNp1",14,0,"lbs/day","LWrfUseNp1",14,0,"lbs/day","LWrfUseNp1",14,0,"lbs/day","LWrfUseNp1",14,0,"lbs/day","LWrfUseNp1",14,0,"lbs/day","LWrfUseNp1",14,0,"lbs/day",0]
["LWrfUseNp1",71,0,"lbs/day","LWrfUseNp1",71,0,"lbs/day","LWrfUseNp1",71,0,"lbs/day","LWrfUseNp1",71,0,"lbs/day","LWrfUseNp1",71,0,"lbs/day","LWrfUseNp1",71,0,"lbs/day",0]
["LWrfUseNp1",90,0,"lbs/day","LWrfUseNp1",90,0,"lbs/day","LWrfUseNp1",90,0,"lbs/day","LWrfUseNp1",90,0,"lbs/day","LWrfUseNp1",90,0,"lbs/day","LWrfUseNp1",90,0,"lbs/day",0]
["LWrfUseNp1",115,0,"lbs/day","LWrfUseNp1",115,0,"lbs/day","LWrfUseNp1",115,0,"lbs/day","LWrfUseNp1",115,0,"lbs/day","LWrfUseNp1",115,0,"lbs/day","LWrfUseNp1",115,0,"lbs/day",0]
["LWrfUseNp1",165,0,"lbs/day","LWrfUseNp1",165,0,"lbs/day","LWrfUseNp1",165,0,"lbs/day","LWrfUseNp1",165,0,"lbs/day","LWrfUseNp1",165,0,"lbs/day","LWrfUseNp1",165,0,"lbs/day",0]
["LWrfUseNp1",192,0,"lbs/day","LWrfUseNp1",192,0,"lbs/day","LWrfUseNp1",192,0,"lbs/day","LWrfUseNp1",192,0,"lbs/day","LWrfUseNp1",192,0,"lbs/day","LWrfUseNp1",192,0,"lbs/day",0]
["LWrfUseNp1",255,0,"lbs/day","LWrfUseNp1",255,0,"lbs/day","LWrfUseNp1",255,0,"lbs/day","LWrfUseNp1",255,0,"lbs/day","LWrfUseNp1",255,0,"lbs/day","LWrfUseNp1",255,0,"lbs/day",0]
["LWrfUseNp1",274,0,"lbs/day","LWrfUseNp1",274,0,"lbs/day","LWrfUseNp1",274,0,"lbs/day","LWrfUseNp1",274,0,"lbs/day","LWrfUseNp1",274,0,"lbs/day","LWrfUseNp1",274,0,"lbs/day",0]
["LWrfUseNp1",338,0,"lbs/day","LWrfUseNp1",338,0,"lbs/day","LWrfUseNp1",338,0,"lbs/day","LWrfUseNp1",338,0,"lbs/day","LWrfUseNp1",338,0,"lbs/day","LWrfUseNp1",338,0,"lbs/day",0]
["LWrfUseNp1",357,0,"lbs/day","LWrfUseNp1",357,0,"lbs/day","LWrfUseNp1",357,0,"lbs/day","LWrfUseNp1",357,0,"lbs/day","LWrfUseNp1",357,0,"lbs/day","LWrfUseNp1",357,0,"lbs/day",0]
["LWrfAsr1",49,0,"lbs/day","LWrfAsr1",49,0,"lbs/day","LWrfAsr1",49,0,"lbs/day","LWrfAsr1",49,0,"lbs/day","LWrfAsr1",49,0,"lbs/day","LWrfAsr1",49,0,"lbs/day",0]
["LWrfAsr1",74,0,"lbs/day","LWrfAsr1",74,0,"lbs/day","LWrfAsr1",74,0,"lbs/day","LWrfAsr1",74,0,"lbs/day","LWrfAsr1",74,0,"lbs/day","LWrfAsr1",74,0,"lbs/day",0]
["LWrfAsr1",124,0,"lbs/day","LWrfAsr1",124,0,"lbs/day","LWrfAsr1",124,0,"lbs/day","LWrfAsr1",124,0,"lbs/day","LWrfAsr1",124,0,"lbs/day","LWrfAsr1",124,0,"lbs/day",0]
["LWrfAsr1",151,0,"lbs/day","LWrfAsr1",151,0,"lbs/day","LWrfAsr1",151,0,"lbs/day","LWrfAsr1",151,0,"lbs/day","LWrfAsr1",151,0,"lbs/day","LWrfAsr1",151,0,"lbs/day",0]
["LWrfAsr1",176,0,"lbs/day","LWrfAsr1",176,0,"lbs/day","LWrfAsr1",176,0,"lbs/day","LWrfAsr1",176,0,"lbs/day","LWrfAsr1",176,0,"lbs/day","LWrfAsr1",176,0,"lbs/day",0]
["LWrfAsr1",233,0,"lbs/day","LWrfAsr1",233,0,"lbs/day","LWrfAsr1",233,0,"lbs/day","LWrfAsr1",233,0,"lbs/day","LWrfAsr1",233,0,"lbs/day","LWrfAsr1",233,0,"lbs/day",0]
["LWrfAsr1",258,0,"lbs/day","LWrfAsr1",258,0,"lbs/day","LWrfAsr1",258,0,"lbs/day","LWrfAsr1",258,0,"lbs/day","LWrfAsr1",258,0,"lbs/day","LWrfAsr1",258,0,"lbs/day",0]
["LWrfAsr1",290,0,"lbs/day","LWrfAsr1",290,0,"lbs/day","LWrfAsr1",290,0,"lbs/day","LWrfAsr1",290,0,"lbs/day","LWrfAsr1",290,0,"lbs/day","LWrfAsr1",290,0,"lbs/day",0]
["LWrfAsr1",335,0,"lbs/day","LWrfAsr1",335,0,"lbs/day","LWrfAsr1",335,0,"lbs/day","LWrfAsr1",335,0,"lbs/day","LWrfAsr1",335,0,"lbs/day","LWrfAsr1",335,0,"lbs/day",0]
["LWrfAsr1",360,0,"lbs/day","LWrfAsr1",360,0,"lbs/day","LWrfAsr1",360,0,"lbs/day","LWrfAsr1",360,0,"lbs/day","LWrfAsr1",360,0,"lbs/day","LWrfAsr1",360,0,"lbs/day",0]
["LWrfSw1",52,0,"lbs/day","LWrfSw1",52,0,"lbs/day","LWrfSw1",52,0,"lbs/day","LWrfSw1",52,0,"lbs/day","LWrfSw1",52,0,"lbs/day","LWrfSw1",52,0,"lbs/day",0]
["LWrfSw1",98,0,"lbs/day","LWrfSw1",98,0,"lbs/day","LWrfSw1",98,0,"lbs/day","LWrfSw1",98,0,"lbs/day","LWrfSw1",98,0,"lbs/day","LWrfSw1",98,0,"lbs/day",0]
["LWrfSw1",135,0,"lbs/day","LWrfSw1",135,0,"lbs/day","LWrfSw1",135,0,"lbs/day","LWrfSw1",135,0,"lbs/day","LWrfSw1",135,0,"lbs/day","LWrfSw1",135,0,"lbs/day",0]
["LWrfSw1",154,0,"lbs/day","LWrfSw1",154,0,"lbs/day","LWrfSw1",154,0,"lbs/day","LWrfSw1",154,0,"lbs/day","LWrfSw1",154,0,"lbs/day","LWrfSw1",154,0,"lbs/day",0]
["LWrfSw1",217,0,"lbs/day","LWrfSw1",217,0,"lbs/day","LWrfSw1",217,0,"lbs/day","LWrfSw1",217,0,"lbs/day","LWrfSw1",217,0,"lbs/day","LWrfSw1",217,0,"lbs/day",0]
["LWrfSw1",249,0,"lbs/day","LWrfSw1",249,0,"lbs/day","LWrfSw1",249,0,"lbs/day","LWrfSw1",249,0,"lbs/day","LWrfSw1",249,0,"lbs/day","LWrfSw1",249,0,"lbs/day",0]
["LWrfSw1",294,0,"lbs/day","LWrfSw1",294,0,"lbs/day","LWrfSw1",294,0,"lbs/day","LWrfSw1",294,0,"lbs/day","LWrfSw1",294,0,"lbs/day","LWrfSw1",294,0,"lbs/day",0]
["LWrfSw1",319,0,"lbs/day","LWrfSw1",319,0,"lbs/day","LWrfSw1",319,0,"lbs/day","LWrfSw1",319,0,"lbs/day","LWrfSw1",319,0,"lbs/day","LWrfSw1",319,0,"lbs/day",0]
["LWrfSw1",338,0,"lbs/day","LWrfSw1",338,0,"lbs/day","LWrfSw1",338,0,"lbs/day","LWrfSw1",338,0,"lbs/day","LWrfSw1",338,0,"lbs/day","LWrfSw1",338,0,"lbs/day",0]
["LAsrGw1",18,0,"lbs/day","LAsrGw1",18,0,"lbs/day","LAsrGw1",18,0,"lbs/day","LAsrGw1",18,0,"lbs/day","LAsrGw1",18,0,"lbs/day","LAsrGw1",18,0,"lbs/day",0]
["LAsrGw1",56,0,"lbs/day","LAsrGw1",56,0,"lbs/day","LAsrGw1",56,0,"lbs/day","LAsrGw1",56,0,"lbs/day","LAsrGw1",56,0,"lbs/day","LAsrGw1",56,0,"lbs/day",0]
["LAsrGw1",113,0,"lbs/day","LAsrGw1",113,0,"lbs/day","LAsrGw1",113,0,"lbs/day","LAsrGw1",113,0,"lbs/day","LAsrGw1",113,0,"lbs/day","LAsrGw1",113,0,"lbs/day",0]
["LAsrGw1",138,0,"lbs/day","LAsrGw1",138,0,"lbs/day","LAsrGw1",138,0,"lbs/day","LAsrGw1",138,0,"lbs/day","LAsrGw1",138,0,"lbs/day","LAsrGw1",138,0,"lbs/day",{"$f":"IF(ISNUMBER(C29764),IF(AVERAGE(C29764,G29764,K29764,O29764,S29764,W29764)<>MAX(C29764,G29764,K29764,O29764,S29764,W29764),1,0),\"\")","v":0}]
["LAsrGw1",195,0,"lbs/day","LAsrGw1",195,0,"lbs/day","LAsrGw1",195,0,"lbs/day","LAsrGw1",195,0,"lbs/day","LAsrGw1",195,0,"lbs/day","LAsrGw1",195,0,"lbs/day",0]
["LAsrGw1",223,0,"lbs/day","LAsrGw1",223,0,"lbs/day","LAsrGw1",223,0,"lbs/day","LAsrGw1",223,0,"lbs/day","LAsrGw1",223,0,"lbs/day","LAsrGw1",223,0,"lbs/day",0]
["LAsrGw1",240,0,"lbs/day","LAsrGw1",240,0,"lbs/day","LAsrGw1",240,0,"lbs/day","LAsrGw1",240,0,"lbs/day","LAsrGw1",240,0,"lbs/day","LAsrGw1",240,0,"lbs/day",0]
["LAsrGw1",297,0,"lbs/day","LAsrGw1",297,0,"lbs/day","LAsrGw1",297,0,"lbs/day","LAsrGw1",297,0,"lbs/day","LAsrGw1",297,0,"lbs/day","LAsrGw1",297,0,"lbs/day",0]
["LAsrGw1",322,0,"lbs/day","LAsrGw1",322,0,"lbs/day","LAsrGw1",322,0,"lbs/day","LAsrGw1",322,0,"lbs/day","LAsrGw1",322,0,"lbs/day","LAsrGw1",322,0,"lbs/day",0]
["LSepGw1",9,110.5694007,"lbs/day","LSepGw1",9,110.5694007,"lbs/day","LSepGw1",9,110.5694007,"lbs/day","LSepGw1",9,110.5694007,"lbs/day","LSepGw1",9,110.5694007,"lbs/day","LSepGw1",9,110.5694007,"lbs/day",0]
["LSepGw1",34,107.0923756,"lbs/day","LSepGw1",34,107.0923756,"lbs/day","LSepGw1",34,107.0923756,"lbs/day","LSepGw1",34,107.0923756,"lbs/day","LSepGw1",34,107.0923756,"lbs/day","LSepGw1",34,107.0923756,"lbs/day",0]
["LSepGw1",97,113.713211,"lbs/day","LSepGw1",97,113.713211,"lbs/day","LSepGw1",97,113.713211,"lbs/day","LSepGw1",97,113.713211,"lbs/day","LSepGw1",97,113.713211,"lbs/day","LSepGw1",97,113.713211,"lbs/day",0]
["LSepGw1",116,113.713211,"lbs/day","LSepGw1",116,113.713211,"lbs/day","LSepGw1",116,113.713211,"lbs/day","LSepGw1",116,113.713211,"lbs/day","LSepGw1",116,113.713211,"lbs/day","LSepGw1",116,113.713211,"lbs/day",0]
["LSepGw1",143,104.89025959999999,"lbs/day","LSepGw1",143,104.89025959999999,"lbs/day","LSepGw1",143,104.89025959999999,"lbs/day","LSepGw1",143,104.89025959999999,"lbs/day","LSepGw1",143,104.89025959999999,"lbs/day","LSepGw1",143,104.89025959999999,"lbs/day",0]
["LSepGw1",199,126.5202537,"lbs/day","LSepGw1",199,126.5202537,"lbs/day","LSepGw1",199,126.5202537,"lbs/day","LSepGw1",199,126.5202537,"lbs/day","LSepGw1",199,126.5202537,"lbs/day","LSepGw1",199,126.5202537,"lbs/day",0]
["LSepGw1",256,104.0210033,"lbs/day","LSepGw1",256,104.0210033,"lbs/day","LSepGw1",256,104.0210033,"lbs/day","LSepGw1",256,104.0210033,"lbs/day","LSepGw1",256,104.0210033,"lbs/day","LSepGw1",256,104.0210033,"lbs/day",0]
["LSepGw1",281,116.13264100000001,"lbs/day","LSepGw1",281,116.13264100000001,"lbs/day","LSepGw1",281,116.13264100000001,"lbs/day","LSepGw1",281,116.13264100000001,"lbs/day","LSepGw1",281,116.13264100000001,"lbs/day","LSepGw1",281,116.13264100000001,"lbs/day",0]
["LSepGw1",300,116.13264100000001,"lbs/day","LSepGw1",300,116.13264100000001,"lbs/day","LSepGw1",300,116.13264100000001,"lbs/day","LSepGw1",300,116.13264100000001,"lbs/day","LSepGw1",300,116.13264100000001,"lbs/day","LSepGw1",300,116.13264100000001,"lbs/day",0]
["LSepGw1",365,105.7015655,"lbs/day","LSepGw1",365,105.7015655,"lbs/day","LSepGw1",365,105.7015655,"lbs/day","LSepGw1",365,105.7015655,"lbs/day","LSepGw1",365,105.7015655,"lbs/day","LSepGw1",365,105.7015655,"lbs/day",0]
["LGwSw1",18,362.50262579999998,"lbs/day","LGwSw1",18,366.04513179999998,"lbs/day","LGwSw1",18,366.04513179999998,"lbs/day","LGwSw1",18,364.49664660000002,"lbs/day","LGwSw1",18,362.24960679999998,"lbs/day","LGwSw1",18,366.07815590000001,"lbs/day",1]
["LGwSw1",75,353.65410079999998,"lbs/day","LGwSw1",75,361.6574018,"lbs/day","LGwSw1",75,361.6574018,"lbs/day","LGwSw1",75,359.0506421,"lbs/day","LGwSw1",75,352.31043649999998,"lbs/day","LGwSw1",75,361.1347854,"lbs/day",1]
["LGwSw1",100,368.65551119999998,"lbs/day","LGwSw1",100,370.31053859999997,"lbs/day","LGwSw1",100,370.31053859999997,"lbs/day","LGwSw1",100,369.24051789999999,"lbs/day","LGwSw1",100,367.74132909999997,"lbs/day","LGwSw1",100,369.95934419999998,"lbs/day",1]
["LGwSw1",134,139.2881758,"lbs/day","LGwSw1",134,201.141154,"lbs/day","LGwSw1",134,201.141154,"lbs/day","LGwSw1",134,155.60970699999999,"lbs/day","LGwSw1",134,117.9053499,"lbs/day","LGwSw1",134,196.21557580000001,"lbs/day",1]
["LGwSw1",177,335.54906840000001,"lbs/day","LGwSw1",177,343.18211780000001,"lbs/day","LGwSw1",177,343.18211780000001,"lbs/day","LGwSw1",177,338.32578619999998,"lbs/day","LGwSw1",177,332.589923,"lbs/day","LGwSw1",177,342.24919499999999,"lbs/day",1]
["LGwSw1",202,236.8830433,"lbs/day","LGwSw1",202,254.31081259999999,"lbs/day","LGwSw1",202,254.31081259999999,"lbs/day","LGwSw1",202,243.35168849999999,"lbs/day","LGwSw1",202,229.0360723,"lbs/day","LGwSw1",202,251.87678450000001,"lbs/day",1]
["LGwSw1",259,17.611718849999999,"lbs/day","LGwSw1",259,10.43606366,"lbs/day","LGwSw1",259,10.43606366,"lbs/day","LGwSw1",259,18.171847029999999,"lbs/day","LGwSw1",259,43.98156066,"lbs/day","LGwSw1",259,11.62156794,"lbs/day",1]
["LGwSw1",307,366.22348599999998,"lbs/day","LGwSw1",307,371.37553980000001,"lbs/day","LGwSw1",307,371.37553980000001,"lbs/day","LGwSw1",307,368.52650979999999,"lbs/day","LGwSw1",307,364.85034280000002,"lbs/day","LGwSw1",307,370.85455389999998,"lbs/day",1]
["LGwSw1",342,354.02883589999999,"lbs/day","LGwSw1",342,356.99613449999998,"lbs/day","LGwSw1",342,356.99613449999998,"lbs/day","LGwSw1",342,354.99682519999999,"lbs/day","LGwSw1",342,354.08254840000001,"lbs/day","LGwSw1",342,357.09740040000003,"lbs/day",1]
["LGwSw1",361,366.0832858,"lbs/day","LGwSw1",361,377.55290930000001,"lbs/day","LGwSw1",361,377.55290930000001,"lbs/day","LGwSw1",361,373.34127180000002,"lbs/day","LGwSw1",361,365.87435699999997,"lbs/day","LGwSw1",361,377.62452180000002,"lbs/day",1]
["LGwWtp1",59,4.5005499999999996E-6,"lbs/day","LGwWtp1",59,3.8099999999999999E-6,"lbs/day","LGwWtp1",59,3.8099999999999999E-6,"lbs/day","LGwWtp1",59,4.2799999999999997E-6,"lbs/day","LGwWtp1",59,5.0000000000000004E-6,"lbs/day","LGwWtp1",59,3.9700000000000001E-6,"lbs/day",1]
["LGwWtp1",78,3.2198200000000002E-6,"lbs/day","LGwWtp1",78,2.7700000000000002E-6,"lbs/day","LGwWtp1",78,2.7700000000000002E-6,"lbs/day","LGwWtp1",78,3.0699999999999998E-6,"lbs/day","LGwWtp1",78,3.4999999999999999E-6,"lbs/day","LGwWtp1",78,2.8600000000000001E-6,"lbs/day",1]
["LGwWtp1",125,3.7082700000000002E-6,"lbs/day","LGwWtp1",125,2.8499999999999998E-6,"lbs/day","LGwWtp1",125,2.8499999999999998E-6,"lbs/day","LGwWtp1",125,3.3500000000000001E-6,"lbs/day","LGwWtp1",125,4.3000000000000003E-6,"lbs/day","LGwWtp1",125,2.9799999999999998E-6,"lbs/day",1]
["LGwWtp1",161,2.3588199999999999E-6,"lbs/day","LGwWtp1",161,1.84E-6,"lbs/day","LGwWtp1",161,1.84E-6,"lbs/day","LGwWtp1",161,2.1500000000000002E-6,"lbs/day","LGwWtp1",161,2.6699999999999998E-6,"lbs/day","LGwWtp1",161,1.9099999999999999E-6,"lbs/day",1]
["LGwWtp1",180,1.15767E-5,"lbs/day","LGwWtp1",180,9.0999999999999993E-6,"lbs/day","LGwWtp1",180,9.0999999999999993E-6,"lbs/day","LGwWtp1",180,1.06E-5,"lbs/day","LGwWtp1",180,1.29E-5,"lbs/day","LGwWtp1",180,9.4199999999999996E-6,"lbs/day",1]
["LGwWtp1",243,1.0377619339999999,"lbs/day","LGwWtp1",243,1.037657855,"lbs/day","LGwWtp1",243,1.037657855,"lbs/day","LGwWtp1",243,1.0377326689999999,"lbs/day","LGwWtp1",243,1.037786895,"lbs/day","LGwWtp1",243,1.037677891,"lbs/day",1]
["LGwWtp1",259,5.6333699999999997E-6,"lbs/day","LGwWtp1",259,3.3299999999999999E-6,"lbs/day","LGwWtp1",259,3.3299999999999999E-6,"lbs/day","LGwWtp1",259,5.8100000000000003E-6,"lbs/day","LGwWtp1",259,1.4100000000000001E-5,"lbs/day","LGwWtp1",259,3.7100000000000001E-6,"lbs/day",{"$f":"IF(ISNUMBER(C30980),IF(AVERAGE(C30980,G30980,K30980,O30980,S30980,W30980)<>MAX(C30980,G30980,K30980,O30980,S30980,W30980),1,0),\"\")","v":1}]
["LGwWtp1",320,1.7710300000000001E-6,"lbs/day","LGwWtp1",320,1.48E-6,"lbs/day","LGwWtp1",320,1.48E-6,"lbs/day","LGwWtp1",320,1.6300000000000001E-6,"lbs/day","LGwWtp1",320,1.8700000000000001E-6,"lbs/day","LGwWtp1",320,1.5099999999999999E-6,"lbs/day",1]
["LGwWtp1",345,3.0449599999999998E-6,"lbs/day","LGwWtp1",345,2.65E-6,"lbs/day","LGwWtp1",345,2.65E-6,"lbs/day","LGwWtp1",345,2.8700000000000001E-6,"lbs/day","LGwWtp1",345,3.2100000000000002E-6,"lbs/day","LGwWtp1",345,2.7E-6,"lbs/day",1]
["LGwWwtp1",37,0.59317634200000002,"lbs/day","LGwWwtp1",37,0.51747525500000002,"lbs/day","LGwWwtp1",37,0.51747525500000002,"lbs/day","LGwWwtp1",37,0.56361776699999999,"lbs/day","LGwWwtp1",37,0.63023381999999994,"lbs/day","LGwWwtp1",37,0.529472516,"lbs/day",1]
["LGwWwtp1",45,0.53468592199999998,"lbs/day","LGwWwtp1",45,0.456026669,"lbs/day","LGwWwtp1",45,0.456026669,"lbs/day","LGwWwtp1",45,0.50310261199999995,"lbs/day","LGwWwtp1",45,0.57363678299999998,"lbs/day","LGwWwtp1",45,0.467764611,"lbs/day",1]
["LGwWwtp1",82,0.33608683499999997,"lbs/day","LGwWwtp1",82,0.28709908000000001,"lbs/day","LGwWwtp1",82,0.28709908000000001,"lbs/day","LGwWwtp1",82,0.317344507,"lbs/day","LGwWwtp1",82,0.36207162500000001,"lbs/day","LGwWwtp1",82,0.29494937999999998,"lbs/day",1]
["LGwWwtp1",139,0.19203236900000001,"lbs/day","LGwWwtp1",139,0.17827728300000001,"lbs/day","LGwWwtp1",139,0.17827728300000001,"lbs/day","LGwWwtp1",139,0.17954187499999999,"lbs/day","LGwWwtp1",139,0.206975881,"lbs/day","LGwWwtp1",139,0.18173402999999999,"lbs/day",1]
["LGwWwtp1",164,0.43389930799999998,"lbs/day","LGwWwtp1",164,0.33699270399999998,"lbs/day","LGwWwtp1",164,0.33699270399999998,"lbs/day","LGwWwtp1",164,0.39417534900000001,"lbs/day","LGwWwtp1",164,0.49180432899999998,"lbs/day","LGwWwtp1",164,0.349364169,"lbs/day",1]
["LGwWwtp1",221,8.3601132190000005,"lbs/day","LGwWwtp1",221,8.2858354409999997,"lbs/day","LGwWwtp1",221,8.2858354409999997,"lbs/day","LGwWwtp1",221,8.3367335520000001,"lbs/day","LGwWwtp1",221,8.3832628020000008,"lbs/day","LGwWwtp1",221,8.2985987780000006,"lbs/day",1]
["LGwWwtp1",250,7.1638617699999996,"lbs/day","LGwWwtp1",250,7.1636404970000003,"lbs/day","LGwWwtp1",250,7.1636404970000003,"lbs/day","LGwWwtp1",250,7.1637983609999996,"lbs/day","LGwWwtp1",250,7.1639176310000003,"lbs/day","LGwWwtp1",250,7.1636824020000001,"lbs/day",1]
["LGwWwtp1",304,0.41174872400000001,"lbs/day","LGwWwtp1",304,0.34175080200000002,"lbs/day","LGwWwtp1",304,0.34175080200000002,"lbs/day","LGwWwtp1",304,0.387122678,"lbs/day","LGwWwtp1",304,0.45893039899999999,"lbs/day","LGwWwtp1",304,0.35578052900000001,"lbs/day",1]
["LGwWwtp1",323,0.14343321000000001,"lbs/day","LGwWwtp1",323,0.12253960799999999,"lbs/day","LGwWwtp1",323,0.12253960799999999,"lbs/day","LGwWwtp1",323,0.13124232799999999,"lbs/day","LGwWwtp1",323,0.148521128,"lbs/day","LGwWwtp1",323,0.123633916,"lbs/day",1]
["LGwWwtp1",348,0.18419928099999999,"lbs/day","LGwWwtp1",348,0.153038854,"lbs/day","LGwWwtp1",348,0.153038854,"lbs/day","LGwWwtp1",348,0.16650243300000001,"lbs/day","LGwWwtp1",348,0.19075716500000001,"lbs/day","LGwWwtp1",348,0.15424339100000001,"lbs/day",1]
["LGwExt1",58,0,"lbs/day","LGwExt1",58,0,"lbs/day","LGwExt1",58,0,"lbs/day","LGwExt1",58,0,"lbs/day","LGwExt1",58,0,"lbs/day","LGwExt1",58,0,"lbs/day",0]
["LGwExt1",60,0,"lbs/day","LGwExt1",60,0,"lbs/day","LGwExt1",60,0,"lbs/day","LGwExt1",60,0,"lbs/day","LGwExt1",60,0,"lbs/day","LGwExt1",60,0,"lbs/day",0]
["LGwExt1",123,0,"lbs/day","LGwExt1",123,0,"lbs/day","LGwExt1",123,0,"lbs/day","LGwExt1",123,0,"lbs/day","LGwExt1",123,0,"lbs/day","LGwExt1",123,0,"lbs/day",0]
["LGwExt1",142,0,"lbs/day","LGwExt1",142,0,"lbs/day","LGwExt1",142,0,"lbs/day","LGwExt1",142,0,"lbs/day","LGwExt1",142,0,"lbs/day","LGwExt1",142,0,"lbs/day",0]
["LGwExt1",209,0,"lbs/day","LGwExt1",209,0,"lbs/day","LGwExt1",209,0,"lbs/day","LGwExt1",209,0,"lbs/day","LGwExt1",209,0,"lbs/day","LGwExt1",209,0,"lbs/day",0]
["LGwExt1",225,0,"lbs/day","LGwExt1",225,0,"lbs/day","LGwExt1",225,0,"lbs/day","LGwExt1",225,0,"lbs/day","LGwExt1",225,0,"lbs/day","LGwExt1",225,0,"lbs/day",0]
["LGwExt1",282,0,"lbs/day","LGwExt1",282,0,"lbs/day","LGwExt1",282,0,"lbs/day","LGwExt1",282,0,"lbs/day","LGwExt1",282,0,"lbs/day","LGwExt1",282,0,"lbs/day",0]
["LGwExt1",307,0,"lbs/day","LGwExt1",307,0,"lbs/day","LGwExt1",307,0,"lbs/day","LGwExt1",307,0,"lbs/day","LGwExt1",307,0,"lbs/day","LGwExt1",307,0,"lbs/day",0]
["LGwExt1",326,0,"lbs/day","LGwExt1",326,0,"lbs/day","LGwExt1",326,0,"lbs/day","LGwExt1",326,0,"lbs/day","LGwExt1",326,0,"lbs/day","LGwExt1",326,0,"lbs/day",0]
["LGwPt1",10,10.64130778,"lbs/day","LGwPt1",10,9.7949753459999993,"lbs/day","LGwPt1",10,9.7949753459999993,"lbs/day","LGwPt1",10,10.294697279999999,"lbs/day","LGwPt1",10,10.958050930000001,"lbs/day","LGwPt1",10,9.9068013359999991,"lbs/day",1]
["LGwPt1",44,11.093810619999999,"lbs/day","LGwPt1",44,9.3630931910000008,"lbs/day","LGwPt1",44,9.3630931910000008,"lbs/day","LGwPt1",44,10.363737029999999,"lbs/day","LGwPt1",44,11.87973219,"lbs/day","LGwPt1",44,9.5896187049999995,"lbs/day",1]
["LGwPt1",101,9.5138693859999997,"lbs/day","LGwPt1",101,8.1160190459999999,"lbs/day","LGwPt1",101,8.1160190459999999,"lbs/day","LGwPt1",101,8.9424860099999997,"lbs/day","LGwPt1",101,10.182007909999999,"lbs/day","LGwPt1",101,8.3102668220000009,"lbs/day",1]
["LGwPt1",126,13.648836640000001,"lbs/day","LGwPt1",126,10.51095286,"lbs/day","LGwPt1",126,10.51095286,"lbs/day","LGwPt1",126,12.351872739999999,"lbs/day","LGwPt1",126,15.8177004,"lbs/day","LGwPt1",126,10.96970419,"lbs/day",1]
["LGwPt1",183,59.209078009999999,"lbs/day","LGwPt1",183,47.075934580000002,"lbs/day","LGwPt1",183,47.075934580000002,"lbs/day","LGwPt1",183,54.41572729,"lbs/day","LGwPt1",183,65.611423700000003,"lbs/day","LGwPt1",183,48.647246770000002,"lbs/day",1]
["LGwPt1",203,168.84998809999999,"lbs/day","LGwPt1",203,154.20141709999999,"lbs/day","LGwPt1",203,154.20141709999999,"lbs/day","LGwPt1",203,163.66560140000001,"lbs/day","LGwPt1",203,174.74995050000001,"lbs/day","LGwPt1",203,156.38807370000001,"lbs/day",1]
["LGwPt1",266,15.28410195,"lbs/day","LGwPt1",266,8.7561143450000003,"lbs/day","LGwPt1",266,8.7561143450000003,"lbs/day","LGwPt1",266,12.46558594,"lbs/day","LGwPt1",266,27.579718969999998,"lbs/day","LGwPt1",266,9.665293213,"lbs/day",1]
["LGwPt1",285,28.50048833,"lbs/day","LGwPt1",285,20.794602340000001,"lbs/day","LGwPt1",285,20.794602340000001,"lbs/day","LGwPt1",285,25.23114258,"lbs/day","LGwPt1",285,34.273975470000003,"lbs/day","LGwPt1",285,21.934034180000001,"lbs/day",1]
["LGwPt1",334,4.9305356290000004,"lbs/day","LGwPt1",334,4.2165759649999996,"lbs/day","LGwPt1",334,4.2165759649999996,"lbs/day","LGwPt1",334,4.562135831,"lbs/day","LGwPt1",334,5.1293075080000001,"lbs/day","LGwPt1",334,4.2659541780000003,"lbs/day",1]
["LUseP1",3,578.80048639999995,"lbs/day","LUseP1",3,578.80034020000005,"lbs/day","LUseP1",3,578.80034020000005,"lbs/day","LUseP1",3,578.80052520000004,"lbs/day","LUseP1",3,578.80045659999996,"lbs/day","LUseP1",3,578.80034020000005,"lbs/day",1]
["LUseP1",22,578.80034020000005,"lbs/day","LUseP1",22,578.80034020000005,"lbs/day","LUseP1",22,578.80034020000005,"lbs/day","LUseP1",22,578.80034039999998,"lbs/day","LUseP1",22,578.80045659999996,"lbs/day","LUseP1",22,578.80034020000005,"lbs/day",1]
["LUseP1",85,577.89451740000004,"lbs/day","LUseP1",85,577.89468539999996,"lbs/day","LUseP1",85,577.89468539999996,"lbs/day","LUseP1",85,577.89451369999995,"lbs/day","LUseP1",85,577.89469199999996,"lbs/day","LUseP1",85,577.89465389999998,"lbs/day",1]
["LUseP1",103,579.49836570000002,"lbs/day","LUseP1",103,579.49834739999994,"lbs/day","LUseP1",103,579.49834739999994,"lbs/day","LUseP1",103,579.49834780000003,"lbs/day","LUseP1",103,579.49842720000004,"lbs/day","LUseP1",103,579.49836149999999,"lbs/day",1]
["LUseP1",162,579.82017229999997,"lbs/day","LUseP1",162,579.82016590000001,"lbs/day","LUseP1",162,579.82016590000001,"lbs/day","LUseP1",162,579.82022959999995,"lbs/day","LUseP1",162,579.82031470000004,"lbs/day","LUseP1",162,579.82031489999997,"lbs/day",1]
["LUseP1",187,581.51776010000003,"lbs/day","LUseP1",187,581.51771250000002,"lbs/day","LUseP1",187,581.51771250000002,"lbs/day","LUseP1",187,581.51771289999999,"lbs/day","LUseP1",187,581.51777970000001,"lbs/day","LUseP1",187,581.51772400000004,"lbs/day",1]
["LUseP1",244,578.84099800000001,"lbs/day","LUseP1",244,578.84088159999999,"lbs/day","LUseP1",244,578.84088159999999,"lbs/day","LUseP1",244,578.84087020000004,"lbs/day","LUseP1",244,578.84082850000004,"lbs/day","LUseP1",244,578.84087060000002,"lbs/day",1]
["LUseP1",263,578.84087060000002,"lbs/day","LUseP1",263,578.84088929999996,"lbs/day","LUseP1",263,578.84088929999996,"lbs/day","LUseP1",263,578.84087060000002,"lbs/day","LUseP1",263,578.84077179999997,"lbs/day","LUseP1",263,578.84086879999995,"lbs/day",1]
["LUseP1",308,577.89479889999996,"lbs/day","LUseP1",308,577.89461879999999,"lbs/day","LUseP1",308,577.89461879999999,"lbs/day","LUseP1",308,577.89461879999999,"lbs/day","LUseP1",308,577.89479960000006,"lbs/day","LUseP1",308,577.89479960000006,"lbs/day",1]
["LUseP1",346,578.08558059999996,"lbs/day","LUseP1",346,578.0857393,"lbs/day","LUseP1",346,578.0857393,"lbs/day","LUseP1",346,578.08573909999996,"lbs/day","LUseP1",346,578.0857393,"lbs/day","LUseP1",346,578.08573909999996,"lbs/day",1]
["LUsePSanS1",6,102.87991479999999,"lbs/day","LUsePSanS1",6,102.8799142,"lbs/day","LUsePSanS1",6,102.8799142,"lbs/day","LUsePSanS1",6,102.8799143,"lbs/day","LUsePSanS1",6,102.8799142,"lbs/day","LUsePSanS1",6,102.8799142,"lbs/day",1]
["LUsePSanS1",63,96.150370260000003,"lbs/day","LUsePSanS1",63,96.150392510000003,"lbs/day","LUsePSanS1",63,96.150392510000003,"lbs/day","LUsePSanS1",63,96.150392460000006,"lbs/day","LUsePSanS1",63,96.150365899999997,"lbs/day","LUsePSanS1",63,96.150390569999999,"lbs/day",1]
["LUsePSanS1",94,103.77154090000001,"lbs/day","LUsePSanS1",94,103.7715439,"lbs/day","LUsePSanS1",94,103.7715439,"lbs/day","LUsePSanS1",94,103.7715381,"lbs/day","LUsePSanS1",94,103.7715381,"lbs/day","LUsePSanS1",94,103.7715233,"lbs/day",1]
["LUsePSanS1",146,80.450592920000005,"lbs/day","LUsePSanS1",146,80.450592479999997,"lbs/day","LUsePSanS1",146,80.450592479999997,"lbs/day","LUsePSanS1",146,80.450572179999995,"lbs/day","LUsePSanS1",146,80.450595280000002,"lbs/day","LUsePSanS1",146,80.450573809999995,"lbs/day",1]
["LUsePSanS1",165,74.30883953,"lbs/day","LUsePSanS1",165,74.308811289999994,"lbs/day","LUsePSanS1",165,74.308811289999994,"lbs/day","LUsePSanS1",165,74.308819229999997,"lbs/day","LUsePSanS1",165,74.308839579999997,"lbs/day","LUsePSanS1",165,74.308839579999997,"lbs/day",1]
["LUsePSanS1",190,83.568764569999999,"lbs/day","LUsePSanS1",190,83.568777729999994,"lbs/day","LUsePSanS1",190,83.568777729999994,"lbs/day","LUsePSanS1",190,83.568748350000007,"lbs/day","LUsePSanS1",190,83.568766999999994,"lbs/day","LUsePSanS1",190,83.568766859999997,"lbs/day",1]
["LUsePSanS1",228,87.171872919999998,"lbs/day","LUsePSanS1",228,87.171904850000004,"lbs/day","LUsePSanS1",228,87.171904850000004,"lbs/day","LUsePSanS1",228,87.17189424,"lbs/day","LUsePSanS1",228,87.17188582,"lbs/day","LUsePSanS1",228,87.171901829999996,"lbs/day",1]
["LUsePSanS1",267,77.228842630000003,"lbs/day","LUsePSanS1",267,77.228863149999995,"lbs/day","LUsePSanS1",267,77.228863149999995,"lbs/day","LUsePSanS1",267,77.228843019999999,"lbs/day","LUsePSanS1",267,77.228843019999999,"lbs/day","LUsePSanS1",267,77.228842779999994,"lbs/day",1]
["LUsePSanS1",330,96.535603620000003,"lbs/day","LUsePSanS1",330,96.535608249999996,"lbs/day","LUsePSanS1",330,96.535608249999996,"lbs/day","LUsePSanS1",330,96.535603620000003,"lbs/day","LUsePSanS1",330,96.535605759999996,"lbs/day","LUsePSanS1",330,96.535606659999999,"lbs/day",1]
["LUsePSanS1",349,97.708649359999995,"lbs/day","LUsePSanS1",349,97.708679849999996,"lbs/day","LUsePSanS1",349,97.708679849999996,"lbs/day","LUsePSanS1",349,97.708679849999996,"lbs/day","LUsePSanS1",349,97.708650989999995,"lbs/day","LUsePSanS1",349,97.708679849999996,"lbs/day",1]
["LUsePSep1",41,335.38967109999999,"lbs/day","LUsePSep1",41,335.3897566,"lbs/day","LUsePSep1",41,335.3897566,"lbs/day","LUsePSep1",41,335.38966579999999,"lbs/day","LUsePSep1",41,335.38973499999997,"lbs/day","LUsePSep1",41,335.38975110000001,"lbs/day",1]
["LUsePSep1",68,335.1683233,"lbs/day","LUsePSep1",68,335.16832479999999,"lbs/day","LUsePSep1",68,335.16832479999999,"lbs/day","LUsePSep1",68,335.16841340000002,"lbs/day","LUsePSep1",68,335.1684176,"lbs/day","LUsePSep1",68,335.16838430000001,"lbs/day",1]
["LUsePSep1",124,278.50864969999998,"lbs/day","LUsePSep1",124,278.5087284,"lbs/day","LUsePSep1",124,278.5087284,"lbs/day","LUsePSep1",124,278.50872900000002,"lbs/day","LUsePSep1",124,278.50868359999998,"lbs/day","LUsePSep1",124,278.50867540000002,"lbs/day",1]
["LUsePSep1",149,278.5086483,"lbs/day","LUsePSep1",149,278.50866239999999,"lbs/day","LUsePSep1",149,278.50866239999999,"lbs/day","LUsePSep1",149,278.5086483,"lbs/day","LUsePSep1",149,278.50868359999998,"lbs/day","LUsePSep1",149,278.50867540000002,"lbs/day",1]
["LUsePSep1",168,251.31521129999999,"lbs/day","LUsePSep1",168,251.31521129999999,"lbs/day","LUsePSep1",168,251.31521129999999,"lbs/day","LUsePSep1",168,251.3151445,"lbs/day","LUsePSep1",168,251.31516389999999,"lbs/day","LUsePSep1",168,251.3151503,"lbs/day",1]
["LUsePSep1",219,255.93371210000001,"lbs/day","LUsePSep1",219,255.93369179999999,"lbs/day","LUsePSep1",219,255.93369179999999,"lbs/day","LUsePSep1",219,255.9336936,"lbs/day","LUsePSep1",219,255.93378050000001,"lbs/day","LUsePSep1",219,255.9337558,"lbs/day",1]
["LUsePSep1",251,269.48732480000001,"lbs/day","LUsePSep1",251,269.4872633,"lbs/day","LUsePSep1",251,269.4872633,"lbs/day","LUsePSep1",251,269.48719180000001,"lbs/day","LUsePSep1",251,269.4872633,"lbs/day","LUsePSep1",251,269.48725530000002,"lbs/day",1]
["LUsePSep1",308,335.16847960000001,"lbs/day","LUsePSep1",308,335.16837509999999,"lbs/day","LUsePSep1",308,335.16837509999999,"lbs/day","LUsePSep1",308,335.16837509999999,"lbs/day","LUsePSep1",308,335.1684798,"lbs/day","LUsePSep1",308,335.1684798,"lbs/day",1]
["LUsePSep1",327,335.16838960000001,"lbs/day","LUsePSep1",327,335.16839119999997,"lbs/day","LUsePSep1",327,335.16839119999997,"lbs/day","LUsePSep1",327,335.16837509999999,"lbs/day","LUsePSep1",327,335.16841540000001,"lbs/day","LUsePSep1",327,335.1684798,"lbs/day",1]
["LUsePSepExt1",27,0,"lbs/day","LUsePSepExt1",27,0,"lbs/day","LUsePSepExt1",27,0,"lbs/day","LUsePSepExt1",27,0,"lbs/day","LUsePSepExt1",27,0,"lbs/day","LUsePSepExt1",27,0,"lbs/day",0]
["LUsePSepExt1",45,0,"lbs/day","LUsePSepExt1",45,0,"lbs/day","LUsePSepExt1",45,0,"lbs/day","LUsePSepExt1",45,0,"lbs/day","LUsePSepExt1",45,0,"lbs/day","LUsePSepExt1",45,0,"lbs/day",0]
["LUsePSepExt1",70,0,"lbs/day","LUsePSepExt1",70,0,"lbs/day","LUsePSepExt1",70,0,"lbs/day","LUsePSepExt1",70,0,"lbs/day","LUsePSepExt1",70,0,"lbs/day","LUsePSepExt1",70,0,"lbs/day",0]
["LUsePSepExt1",127,0,"lbs/day","LUsePSepExt1",127,0,"lbs/day","LUsePSepExt1",127,0,"lbs/day","LUsePSepExt1",127,0,"lbs/day","LUsePSepExt1",127,0,"lbs/day","LUsePSepExt1",127,0,"lbs/day",0]
["LUsePSepExt1",146,0,"lbs/day","LUsePSepExt1",146,0,"lbs/day","LUsePSepExt1",146,0,"lbs/day","LUsePSepExt1",146,0,"lbs/day","LUsePSepExt1",146,0,"lbs/day","LUsePSepExt1",146,0,"lbs/day",0]
["LUsePSepExt1",193,0,"lbs/day","LUsePSepExt1",193,0,"lbs/day","LUsePSepExt1",193,0,"lbs/day","LUsePSepExt1",193,0,"lbs/day","LUsePSepExt1",193,0,"lbs/day","LUsePSepExt1",193,0,"lbs/day",0]
["LUsePSepExt1",229,0,"lbs/day","LUsePSepExt1",229,0,"lbs/day","LUsePSepExt1",229,0,"lbs/day","LUsePSepExt1",229,0,"lbs/day","LUsePSepExt1",229,0,"lbs/day","LUsePSepExt1",229,0,"lbs/day",0]
["LUsePSepExt1",292,0,"lbs/day","LUsePSepExt1",292,0,"lbs/day","LUsePSepExt1",292,0,"lbs/day","LUsePSepExt1",292,0,"lbs/day","LUsePSepExt1",292,0,"lbs/day","LUsePSepExt1",292,0,"lbs/day",0]
["LUsePSepExt1",311,0,"lbs/day","LUsePSepExt1",311,0,"lbs/day","LUsePSepExt1",311,0,"lbs/day","LUsePSepExt1",311,0,"lbs/day","LUsePSepExt1",311,0,"lbs/day","LUsePSepExt1",311,0,"lbs/day",0]
["LUsePSepExt1",344,0,"lbs/day","LUsePSepExt1",344,0,"lbs/day","LUsePSepExt1",344,0,"lbs/day","LUsePSepExt1",344,0,"lbs/day","LUsePSepExt1",344,0,"lbs/day","LUsePSepExt1",344,0,"lbs/day",0]
["LUsePIbtWw1",29,102.8678209,"lbs/day","LUsePIbtWw1",29,102.86781790000001,"lbs/day","LUsePIbtWw1",29,102.86781790000001,"lbs/day","LUsePIbtWw1",29,102.86781790000001,"lbs/day","LUsePIbtWw1",29,102.86781790000001,"lbs/day","LUsePIbtWw1",29,102.86781790000001,"lbs/day",1]
["LUsePIbtWw1",48,106.3325167,"lbs/day","LUsePIbtWw1",48,106.33254239999999,"lbs/day","LUsePIbtWw1",48,106.33254239999999,"lbs/day","LUsePIbtWw1",48,106.33254100000001,"lbs/day","LUsePIbtWw1",48,106.3325318,"lbs/day","LUsePIbtWw1",48,106.33253329999999,"lbs/day",1]
["LUsePIbtWw1",105,97.820131790000005,"lbs/day","LUsePIbtWw1",105,97.820129190000003,"lbs/day","LUsePIbtWw1",105,97.820129190000003,"lbs/day","LUsePIbtWw1",105,97.820129170000001,"lbs/day","LUsePIbtWw1",105,97.820131900000007,"lbs/day","LUsePIbtWw1",105,97.820129609999995,"lbs/day",1]
["LUsePIbtWw1",152,79.723039549999996,"lbs/day","LUsePIbtWw1",152,79.723046389999993,"lbs/day","LUsePIbtWw1",152,79.723046389999993,"lbs/day","LUsePIbtWw1",152,79.723038869999996,"lbs/day","LUsePIbtWw1",152,79.723045020000001,"lbs/day","LUsePIbtWw1",152,79.723033090000001,"lbs/day",1]
["LUsePIbtWw1",188,64.28473271,"lbs/day","LUsePIbtWw1",188,64.284723970000002,"lbs/day","LUsePIbtWw1",188,64.284723970000002,"lbs/day","LUsePIbtWw1",188,64.284733979999999,"lbs/day","LUsePIbtWw1",188,64.284744189999998,"lbs/day","LUsePIbtWw1",188,64.284764010000004,"lbs/day",1]
["LUsePIbtWw1",213,69.690733829999999,"lbs/day","LUsePIbtWw1",213,69.690711390000004,"lbs/day","LUsePIbtWw1",213,69.690711390000004,"lbs/day","LUsePIbtWw1",213,69.69070352,"lbs/day","LUsePIbtWw1",213,69.690722019999995,"lbs/day","LUsePIbtWw1",213,69.690716440000003,"lbs/day",1]
["LUsePIbtWw1",270,87.940766420000003,"lbs/day","LUsePIbtWw1",270,87.940741419999995,"lbs/day","LUsePIbtWw1",270,87.940741419999995,"lbs/day","LUsePIbtWw1",270,87.94076561,"lbs/day","LUsePIbtWw1",270,87.940765630000001,"lbs/day","LUsePIbtWw1",270,87.940769380000006,"lbs/day",1]
["LUsePIbtWw1",289,97.758696749999999,"lbs/day","LUsePIbtWw1",289,97.758701569999999,"lbs/day","LUsePIbtWw1",289,97.758701569999999,"lbs/day","LUsePIbtWw1",289,97.758705340000006,"lbs/day","LUsePIbtWw1",289,97.758682590000006,"lbs/day","LUsePIbtWw1",289,97.758698179999996,"lbs/day",1]
["LUsePIbtWw1",318,108.8901693,"lbs/day","LUsePIbtWw1",318,108.8901709,"lbs/day","LUsePIbtWw1",318,108.8901709,"lbs/day","LUsePIbtWw1",318,108.8901692,"lbs/day","LUsePIbtWw1",318,108.8901692,"lbs/day","LUsePIbtWw1",318,108.89019260000001,"lbs/day",1]
["LUseNp1",7,263.94767050000002,"lbs/day","LUseNp1",7,263.94767359999997,"lbs/day","LUseNp1",7,263.94767359999997,"lbs/day","LUseNp1",7,263.94767359999997,"lbs/day","LUseNp1",7,263.94767359999997,"lbs/day","LUseNp1",7,263.94767359999997,"lbs/day",1]
["LUseNp1",32,263.5339414,"lbs/day","LUseNp1",32,263.53393390000002,"lbs/day","LUseNp1",32,263.53393390000002,"lbs/day","LUseNp1",32,263.53393299999999,"lbs/day","LUseNp1",32,263.53400049999999,"lbs/day","LUseNp1",32,263.5339773,"lbs/day",1]
["LUseNp1",89,263.23063330000002,"lbs/day","LUseNp1",89,263.23060809999998,"lbs/day","LUseNp1",89,263.23060809999998,"lbs/day","LUseNp1",89,263.23061519999999,"lbs/day","LUseNp1",89,263.23060770000001,"lbs/day","LUseNp1",89,263.23061810000002,"lbs/day",1]
["LUseNp1",104,264.4959083,"lbs/day","LUseNp1",104,264.49589049999997,"lbs/day","LUseNp1",104,264.49589049999997,"lbs/day","LUseNp1",104,264.49592489999998,"lbs/day","LUseNp1",104,264.4959088,"lbs/day","LUseNp1",104,264.49590990000002,"lbs/day",1]
["LUseNp1",172,265.212896,"lbs/day","LUseNp1",172,265.2127423,"lbs/day","LUseNp1",172,265.2127423,"lbs/day","LUseNp1",172,265.21289969999998,"lbs/day","LUseNp1",172,265.21273439999999,"lbs/day","LUseNp1",172,265.21272529999999,"lbs/day",1]
["LUseNp1",191,266.78952859999998,"lbs/day","LUseNp1",191,266.78964680000001,"lbs/day","LUseNp1",191,266.78964680000001,"lbs/day","LUseNp1",191,266.78958039999998,"lbs/day","LUseNp1",191,266.78938950000003,"lbs/day","LUseNp1",191,266.78949890000001,"lbs/day",1]
["LUseNp1",248,264.48625629999998,"lbs/day","LUseNp1",248,264.48625099999998,"lbs/day","LUseNp1",248,264.48625099999998,"lbs/day","LUseNp1",248,264.48625229999999,"lbs/day","LUseNp1",248,264.48623650000002,"lbs/day","LUseNp1",248,264.48635530000001,"lbs/day",1]
["LUseNp1",277,264.62533939999997,"lbs/day","LUseNp1",277,264.62549860000001,"lbs/day","LUseNp1",277,264.62549860000001,"lbs/day","LUseNp1",277,264.62531819999998,"lbs/day","LUseNp1",277,264.62544609999998,"lbs/day","LUseNp1",277,264.6253524,"lbs/day",1]
["LUseNp1",331,263.23481609999999,"lbs/day","LUseNp1",331,263.23462519999998,"lbs/day","LUseNp1",331,263.23462519999998,"lbs/day","LUseNp1",331,263.23481629999998,"lbs/day","LUseNp1",331,263.23475639999998,"lbs/day","LUseNp1",331,263.23462560000002,"lbs/day",1]
["LUseNp1",356,263.38207899999998,"lbs/day","LUseNp1",356,263.3820316,"lbs/day","LUseNp1",356,263.3820316,"lbs/day","LUseNp1",356,263.3820316,"lbs/day","LUseNp1",356,263.3820316,"lbs/day","LUseNp1",356,263.3820316,"lbs/day",1]
["LUseNpSanS1",10,49.651084089999998,"lbs/day","LUseNpSanS1",10,49.651084089999998,"lbs/day","LUseNpSanS1",10,49.651084089999998,"lbs/day","LUseNpSanS1",10,49.651084089999998,"lbs/day","LUseNpSanS1",10,49.651084089999998,"lbs/day","LUseNpSanS1",10,49.651080149999999,"lbs/day",1]
["LUseNpSanS1",63,46.771656999999998,"lbs/day","LUseNpSanS1",63,46.77163187,"lbs/day","LUseNpSanS1",63,46.77163187,"lbs/day","LUseNpSanS1",63,46.771631919999997,"lbs/day","LUseNpSanS1",63,46.771661940000001,"lbs/day","LUseNpSanS1",63,46.771634050000003,"lbs/day",1]
["LUseNpSanS1",93,49.994462009999999,"lbs/day","LUseNpSanS1",93,49.994466549999999,"lbs/day","LUseNpSanS1",93,49.994466549999999,"lbs/day","LUseNpSanS1",93,49.994470849999999,"lbs/day","LUseNpSanS1",93,49.994467829999998,"lbs/day","LUseNpSanS1",93,49.99446871,"lbs/day",1]
["LUseNpSanS1",150,39.588591739999998,"lbs/day","LUseNpSanS1",150,39.588588829999999,"lbs/day","LUseNpSanS1",150,39.588588829999999,"lbs/day","LUseNpSanS1",150,39.588615490000002,"lbs/day","LUseNpSanS1",150,39.588612980000001,"lbs/day","LUseNpSanS1",150,39.588606540000001,"lbs/day",1]
["LUseNpSanS1",169,38.514482600000001,"lbs/day","LUseNpSanS1",169,38.514467809999999,"lbs/day","LUseNpSanS1",169,38.514467809999999,"lbs/day","LUseNpSanS1",169,38.514493119999997,"lbs/day","LUseNpSanS1",169,38.514475769999997,"lbs/day","LUseNpSanS1",169,38.514499979999997,"lbs/day",1]
["LUseNpSanS1",232,44.810774209999998,"lbs/day","LUseNpSanS1",232,44.810765619999998,"lbs/day","LUseNpSanS1",232,44.810765619999998,"lbs/day","LUseNpSanS1",232,44.81079201,"lbs/day","LUseNpSanS1",232,44.810770050000002,"lbs/day","LUseNpSanS1",232,44.810774459999998,"lbs/day",1]
["LUseNpSanS1",268,40.589355599999998,"lbs/day","LUseNpSanS1",268,40.589355619999999,"lbs/day","LUseNpSanS1",268,40.589355619999999,"lbs/day","LUseNpSanS1",268,40.589355599999998,"lbs/day","LUseNpSanS1",268,40.589355599999998,"lbs/day","LUseNpSanS1",268,40.589355599999998,"lbs/day",1]
["LUseNpSanS1",277,51.980982310000002,"lbs/day","LUseNpSanS1",277,51.981013609999998,"lbs/day","LUseNpSanS1",277,51.981013609999998,"lbs/day","LUseNpSanS1",277,51.980978159999999,"lbs/day","LUseNpSanS1",277,51.981003270000002,"lbs/day","LUseNpSanS1",277,51.980984890000002,"lbs/day",1]
["LUseNpSanS1",334,46.933634849999997,"lbs/day","LUseNpSanS1",334,46.933639390000003,"lbs/day","LUseNpSanS1",334,46.933639390000003,"lbs/day","LUseNpSanS1",334,46.933639390000003,"lbs/day","LUseNpSanS1",334,46.933636960000001,"lbs/day","LUseNpSanS1",334,46.933610899999998,"lbs/day",1]
["LUseNpSanS1",353,47.43739806,"lbs/day","LUseNpSanS1",353,47.437397609999998,"lbs/day","LUseNpSanS1",353,47.437397609999998,"lbs/day","LUseNpSanS1",353,47.437397609999998,"lbs/day","LUseNpSanS1",353,47.437397609999998,"lbs/day","LUseNpSanS1",353,47.437397679999997,"lbs/day",1]
["LUseNpSep1",37,161.75715049999999,"lbs/day","LUseNpSep1",37,161.75723970000001,"lbs/day","LUseNpSep1",37,161.75723970000001,"lbs/day","LUseNpSep1",37,161.75712970000001,"lbs/day","LUseNpSep1",37,161.75717109999999,"lbs/day","LUseNpSep1",37,161.7571442,"lbs/day",1]
["LUseNpSep1",71,161.57106210000001,"lbs/day","LUseNpSep1",71,161.57096039999999,"lbs/day","LUseNpSep1",71,161.57096039999999,"lbs/day","LUseNpSep1",71,161.57106450000001,"lbs/day","LUseNpSep1",71,161.57102750000001,"lbs/day","LUseNpSep1",71,161.57096060000001,"lbs/day",1]
["LUseNpSep1",134,136.02643080000001,"lbs/day","LUseNpSep1",134,136.02642169999999,"lbs/day","LUseNpSep1",134,136.02642169999999,"lbs/day","LUseNpSep1",134,136.02642130000001,"lbs/day","LUseNpSep1",134,136.0264488,"lbs/day","LUseNpSep1",134,136.02648790000001,"lbs/day",1]
["LUseNpSep1",153,129.9012769,"lbs/day","LUseNpSep1",153,129.90124449999999,"lbs/day","LUseNpSep1",153,129.90124449999999,"lbs/day","LUseNpSep1",153,129.9011941,"lbs/day","LUseNpSep1",153,129.9012697,"lbs/day","LUseNpSep1",153,129.9013027,"lbs/day",1]
["LUseNpSep1",188,125.7112624,"lbs/day","LUseNpSep1",188,125.71130460000001,"lbs/day","LUseNpSep1",188,125.71130460000001,"lbs/day","LUseNpSep1",188,125.7112561,"lbs/day","LUseNpSep1",188,125.71120670000001,"lbs/day","LUseNpSep1",188,125.71111070000001,"lbs/day",1]
["LUseNpSep1",236,132.5631143,"lbs/day","LUseNpSep1",236,132.56303299999999,"lbs/day","LUseNpSep1",236,132.56303299999999,"lbs/day","LUseNpSep1",236,132.56308989999999,"lbs/day","LUseNpSep1",236,132.5630199,"lbs/day","LUseNpSep1",236,132.56313220000001,"lbs/day",1]
["LUseNpSep1",255,141.02399349999999,"lbs/day","LUseNpSep1",255,141.02408339999999,"lbs/day","LUseNpSep1",255,141.02408339999999,"lbs/day","LUseNpSep1",255,141.02417,"lbs/day","LUseNpSep1",255,141.02401069999999,"lbs/day","LUseNpSep1",255,141.02404849999999,"lbs/day",1]
["LUseNpSep1",312,161.57353180000001,"lbs/day","LUseNpSep1",312,161.57353119999999,"lbs/day","LUseNpSep1",312,161.57353119999999,"lbs/day","LUseNpSep1",312,161.57353190000001,"lbs/day","LUseNpSep1",312,161.57348669999999,"lbs/day","LUseNpSep1",312,161.57341450000001,"lbs/day",1]
["LUseNpSep1",337,161.66389269999999,"lbs/day","LUseNpSep1",337,161.66389269999999,"lbs/day","LUseNpSep1",337,161.66389269999999,"lbs/day","LUseNpSep1",337,161.66389269999999,"lbs/day","LUseNpSep1",337,161.66389269999999,"lbs/day","LUseNpSep1",337,161.66389269999999,"lbs/day",0]
["LUseNpSepExt1",28,0,"lbs/day","LUseNpSepExt1",28,0,"lbs/day","LUseNpSepExt1",28,0,"lbs/day","LUseNpSepExt1",28,0,"lbs/day","LUseNpSepExt1",28,0,"lbs/day","LUseNpSepExt1",28,0,"lbs/day",0]
["LUseNpSepExt1",55,0,"lbs/day","LUseNpSepExt1",55,0,"lbs/day","LUseNpSepExt1",55,0,"lbs/day","LUseNpSepExt1",55,0,"lbs/day","LUseNpSepExt1",55,0,"lbs/day","LUseNpSepExt1",55,0,"lbs/day",0]
["LUseNpSepExt1",112,0,"lbs/day","LUseNpSepExt1",112,0,"lbs/day","LUseNpSepExt1",112,0,"lbs/day","LUseNpSepExt1",112,0,"lbs/day","LUseNpSepExt1",112,0,"lbs/day","LUseNpSepExt1",112,0,"lbs/day",0]
["LUseNpSepExt1",131,0,"lbs/day","LUseNpSepExt1",131,0,"lbs/day","LUseNpSepExt1",131,0,"lbs/day","LUseNpSepExt1",131,0,"lbs/day","LUseNpSepExt1",131,0,"lbs/day","LUseNpSepExt1",131,0,"lbs/day",0]
["LUseNpSepExt1",162,0,"lbs/day","LUseNpSepExt1",162,0,"lbs/day","LUseNpSepExt1",162,0,"lbs/day","LUseNpSepExt1",162,0,"lbs/day","LUseNpSepExt1",162,0,"lbs/day","LUseNpSepExt1",162,0,"lbs/day",0]
["LUseNpSepExt1",214,0,"lbs/day","LUseNpSepExt1",214,0,"lbs/day","LUseNpSepExt1",214,0,"lbs/day","LUseNpSepExt1",214,0,"lbs/day","LUseNpSepExt1",214,0,"lbs/day","LUseNpSepExt1",214,0,"lbs/day",0]
["LUseNpSepExt1",239,0,"lbs/day","LUseNpSepExt1",239,0,"lbs/day","LUseNpSepExt1",239,0,"lbs/day","LUseNpSepExt1",239,0,"lbs/day","LUseNpSepExt1",239,0,"lbs/day","LUseNpSepExt1",239,0,"lbs/day",0]
["LUseNpSepExt1",296,0,"lbs/day","LUseNpSepExt1",296,0,"lbs/day","LUseNpSepExt1",296,0,"lbs/day","LUseNpSepExt1",296,0,"lbs/day","LUseNpSepExt1",296,0,"lbs/day","LUseNpSepExt1",296,0,"lbs/day",0]
["LUseNpSepExt1",313,0,"lbs/day","LUseNpSepExt1",313,0,"lbs/day","LUseNpSepExt1",313,0,"lbs/day","LUseNpSepExt1",313,0,"lbs/day","LUseNpSepExt1",313,0,"lbs/day","LUseNpSepExt1",313,0,"lbs/day",0]
["LUseNpIbtWw1",14,49.646029140000003,"lbs/day","LUseNpIbtWw1",14,49.646029140000003,"lbs/day","LUseNpIbtWw1",14,49.646029140000003,"lbs/day","LUseNpIbtWw1",14,49.646029120000001,"lbs/day","LUseNpIbtWw1",14,49.646029140000003,"lbs/day","LUseNpIbtWw1",14,49.646029140000003,"lbs/day",1]
["LUseNpIbtWw1",33,51.054453909999999,"lbs/day","LUseNpIbtWw1",33,51.054463640000002,"lbs/day","LUseNpIbtWw1",33,51.054463640000002,"lbs/day","LUseNpIbtWw1",33,51.054498289999998,"lbs/day","LUseNpIbtWw1",33,51.054487639999998,"lbs/day","LUseNpIbtWw1",33,51.05449179,"lbs/day",1]
["LUseNpIbtWw1",90,52.255751949999997,"lbs/day","LUseNpIbtWw1",90,52.255722429999999,"lbs/day","LUseNpIbtWw1",90,52.255722429999999,"lbs/day","LUseNpIbtWw1",90,52.255723879999998,"lbs/day","LUseNpIbtWw1",90,52.25573662,"lbs/day","LUseNpIbtWw1",90,52.255726350000003,"lbs/day",1]
["LUseNpIbtWw1",115,47.498724920000001,"lbs/day","LUseNpIbtWw1",115,47.498719520000002,"lbs/day","LUseNpIbtWw1",115,47.498719520000002,"lbs/day","LUseNpIbtWw1",115,47.498725450000002,"lbs/day","LUseNpIbtWw1",115,47.498722559999997,"lbs/day","LUseNpIbtWw1",115,47.498719190000003,"lbs/day",1]
["LUseNpIbtWw1",153,41.10241722,"lbs/day","LUseNpIbtWw1",153,41.102406960000003,"lbs/day","LUseNpIbtWw1",153,41.102406960000003,"lbs/day","LUseNpIbtWw1",153,41.10239103,"lbs/day","LUseNpIbtWw1",153,41.102414920000001,"lbs/day","LUseNpIbtWw1",153,41.102425349999997,"lbs/day",1]
["LUseNpIbtWw1",198,33.844079659999998,"lbs/day","LUseNpIbtWw1",198,33.844118389999998,"lbs/day","LUseNpIbtWw1",198,33.844118389999998,"lbs/day","LUseNpIbtWw1",198,33.84410896,"lbs/day","LUseNpIbtWw1",198,33.844102190000001,"lbs/day","LUseNpIbtWw1",198,33.84410733,"lbs/day",1]
["LUseNpIbtWw1",217,36.437520929999998,"lbs/day","LUseNpIbtWw1",217,36.437528579999999,"lbs/day","LUseNpIbtWw1",217,36.437528579999999,"lbs/day","LUseNpIbtWw1",217,36.437514640000003,"lbs/day","LUseNpIbtWw1",217,36.437542200000003,"lbs/day","LUseNpIbtWw1",217,36.437548040000003,"lbs/day",1]
["LUseNpIbtWw1",274,47.571094739999999,"lbs/day","LUseNpIbtWw1",274,47.571069549999997,"lbs/day","LUseNpIbtWw1",274,47.571069549999997,"lbs/day","LUseNpIbtWw1",274,47.571066829999999,"lbs/day","LUseNpIbtWw1",274,47.57108771,"lbs/day","LUseNpIbtWw1",274,47.571097649999999,"lbs/day",1]
["LUseNpIbtWw1",287,47.571068709999999,"lbs/day","LUseNpIbtWw1",287,47.571069260000002,"lbs/day","LUseNpIbtWw1",287,47.571069260000002,"lbs/day","LUseNpIbtWw1",287,47.571064919999998,"lbs/day","LUseNpIbtWw1",287,47.571087910000003,"lbs/day","LUseNpIbtWw1",287,47.571091389999999,"lbs/day",1]
["LUseNpIbtWw1",357,51.64695407,"lbs/day","LUseNpIbtWw1",357,51.646921089999999,"lbs/day","LUseNpIbtWw1",357,51.646921089999999,"lbs/day","LUseNpIbtWw1",357,51.646921089999999,"lbs/day","LUseNpIbtWw1",357,51.646921089999999,"lbs/day","LUseNpIbtWw1",357,51.646921089999999,"lbs/day",1]
["LUseNpSewer1",11,0,"lbs/day","LUseNpSewer1",11,0,"lbs/day","LUseNpSewer1",11,0,"lbs/day","LUseNpSewer1",11,0,"lbs/day","LUseNpSewer1",11,0,"lbs/day","LUseNpSewer1",11,0,"lbs/day",0]
["LUseNpSewer1",74,0,"lbs/day","LUseNpSewer1",74,0,"lbs/day","LUseNpSewer1",74,0,"lbs/day","LUseNpSewer1",74,0,"lbs/day","LUseNpSewer1",74,0,"lbs/day","LUseNpSewer1",74,0,"lbs/day",0]
["LUseNpSewer1",112,0,"lbs/day","LUseNpSewer1",112,0,"lbs/day","LUseNpSewer1",112,0,"lbs/day","LUseNpSewer1",112,0,"lbs/day","LUseNpSewer1",112,0,"lbs/day","LUseNpSewer1",112,0,"lbs/day",0]
["LUseNpSewer1",119,0,"lbs/day","LUseNpSewer1",119,0,"lbs/day","LUseNpSewer1",119,0,"lbs/day","LUseNpSewer1",119,0,"lbs/day","LUseNpSewer1",119,0,"lbs/day","LUseNpSewer1",119,0,"lbs/day",0]
["LUseNpSewer1",176,0,"lbs/day","LUseNpSewer1",176,0,"lbs/day","LUseNpSewer1",176,0,"lbs/day","LUseNpSewer1",176,0,"lbs/day","LUseNpSewer1",176,0,"lbs/day","LUseNpSewer1",176,0,"lbs/day",0]
["LUseNpSewer1",195,0,"lbs/day","LUseNpSewer1",195,0,"lbs/day","LUseNpSewer1",195,0,"lbs/day","LUseNpSewer1",195,0,"lbs/day","LUseNpSewer1",195,0,"lbs/day","LUseNpSewer1",195,0,"lbs/day",0]
["LUseNpSewer1",258,0,"lbs/day","LUseNpSewer1",258,0,"lbs/day","LUseNpSewer1",258,0,"lbs/day","LUseNpSewer1",258,0,"lbs/day","LUseNpSewer1",258,0,"lbs/day","LUseNpSewer1",258,0,"lbs/day",0]
["LUseNpSewer1",278,0,"lbs/day","LUseNpSewer1",278,0,"lbs/day","LUseNpSewer1",278,0,"lbs/day","LUseNpSewer1",278,0,"lbs/day","LUseNpSewer1",278,0,"lbs/day","LUseNpSewer1",278,0,"lbs/day",0]
["LUseNpSewer1",341,0,"lbs/day","LUseNpSewer1",341,0,"lbs/day","LUseNpSewer1",341,0,"lbs/day","LUseNpSewer1",341,0,"lbs/day","LUseNpSewer1",341,0,"lbs/day","LUseNpSewer1",341,0,"lbs/day",0]
["LUseNpSewer1",360,0,"lbs/day","LUseNpSewer1",360,0,"lbs/day","LUseNpSewer1",360,0,"lbs/day","LUseNpSewer1",360,0,"lbs/day","LUseNpSewer1",360,0,"lbs/day","LUseNpSewer1",360,0,"lbs/day",0]
["LSw1",52,954.96038269999997,"lbs/day","LSw1",52,991.37815839999996,"lbs/day","LSw1",52,991.37815839999996,"lbs/day","LSw1",52,973.73048610000001,"lbs/day","LSw1",52,948.40941350000003,"lbs/day","LSw1",52,989.99011640000003,"lbs/day",1]
["LSw1",86,856.89358189999996,"lbs/day","LSw1",86,842.06986389999997,"lbs/day","LSw1",86,842.06986389999997,"lbs/day","LSw1",86,846.54007790000003,"lbs/day","LSw1",86,852.7556879,"lbs/day","LSw1",86,839.4965684,"lbs/day",1]
["LSw1",97,389.4107904,"lbs/day","LSw1",97,391.921154,"lbs/day","LSw1",97,391.921154,"lbs/day","LSw1",97,390.81045139999998,"lbs/day","LSw1",97,389.22517360000001,"lbs/day","LSw1",97,391.61402770000001,"lbs/day",1]
["LSw1",154,367.39308999999997,"lbs/day","LSw1",154,382.55287060000001,"lbs/day","LSw1",154,382.55287060000001,"lbs/day","LSw1",154,369.93635260000002,"lbs/day","LSw1",154,364.93210420000003,"lbs/day","LSw1",154,382.01129379999998,"lbs/day",1]
["LSw1",179,528.0442898,"lbs/day","LSw1",179,580.02722819999997,"lbs/day","LSw1",179,580.02722819999997,"lbs/day","LSw1",179,551.55874789999996,"lbs/day","LSw1",179,514.57348639999998,"lbs/day","LSw1",179,575.63102189999995,"lbs/day",1]
["LSw1",237,253.00187840000001,"lbs/day","LSw1",237,271.2337392,"lbs/day","LSw1",237,271.2337392,"lbs/day","LSw1",237,260.97115109999999,"lbs/day","LSw1",237,247.61107279999999,"lbs/day","LSw1",237,269.37484899999998,"lbs/day",1]
["LSw1",262,251.4589762,"lbs/day","LSw1",262,313.65207820000001,"lbs/day","LSw1",262,313.65207820000001,"lbs/day","LSw1",262,303.76681869999999,"lbs/day","LSw1",262,244.2855792,"lbs/day","LSw1",262,313.29710349999999,"lbs/day",1]
["LSw1",319,381.68026880000002,"lbs/day","LSw1",319,386.87895700000001,"lbs/day","LSw1",319,386.87895700000001,"lbs/day","LSw1",319,384.5110009,"lbs/day","LSw1",319,380.97873759999999,"lbs/day","LSw1",319,386.89684679999999,"lbs/day",1]
["LSw1",338,368.63679180000003,"lbs/day","LSw1",338,372.20536980000003,"lbs/day","LSw1",338,372.20536980000003,"lbs/day","LSw1",338,369.5955184,"lbs/day","LSw1",338,368.59670670000003,"lbs/day","LSw1",338,372.31472889999998,"lbs/day",1]
["LSw1",363,383.74765910000002,"lbs/day","LSw1",363,392.53828240000001,"lbs/day","LSw1",363,392.53828240000001,"lbs/day","LSw1",363,389.443602,"lbs/day","LSw1",363,383.79034150000001,"lbs/day","LSw1",363,392.66205330000003,"lbs/day",1]
["LSwRes1",38,378.7401653,"lbs/day","LSwRes1",38,389.11212840000002,"lbs/day","LSwRes1",38,389.11212840000002,"lbs/day","LSwRes1",38,383.80963780000002,"lbs/day","LSwRes1",38,376.40805080000001,"lbs/day","LSwRes1",38,388.52740340000003,"lbs/day",1]
["LSwRes1",75,495.12533089999999,"lbs/day","LSwRes1",75,524.79045980000001,"lbs/day","LSwRes1",75,524.79045980000001,"lbs/day","LSwRes1",75,511.65629790000003,"lbs/day","LSwRes1",75,490.98478469999998,"lbs/day","LSwRes1",75,523.88644959999999,"lbs/day",1]
["LSwRes1",138,1222.584764,"lbs/day","LSwRes1",138,1369.035689,"lbs/day","LSwRes1",138,1369.035689,"lbs/day","LSwRes1",138,1277.9904879999999,"lbs/day","LSwRes1",138,1208.689648,"lbs/day","LSwRes1",138,1367.4222669999999,"lbs/day",1]
["LSwRes1",157,947.66132549999998,"lbs/day","LSwRes1",157,999.75315660000001,"lbs/day","LSwRes1",157,999.75315660000001,"lbs/day","LSwRes1",157,970.54001189999997,"lbs/day","LSwRes1",157,937.44510779999996,"lbs/day","LSwRes1",157,997.98656349999999,"lbs/day",1]
["LSwRes1",211,147.39267620000001,"lbs/day","LSwRes1",211,163.09457449999999,"lbs/day","LSwRes1",211,163.09457449999999,"lbs/day","LSwRes1",211,153.21581040000001,"lbs/day","LSwRes1",211,141.436654,"lbs/day","LSwRes1",211,160.83176940000001,"lbs/day",1]
["LSwRes1",240,117.16204639999999,"lbs/day","LSwRes1",240,118.7645825,"lbs/day","LSwRes1",240,118.7645825,"lbs/day","LSwRes1",240,117.9414656,"lbs/day","LSwRes1",240,116.6426937,"lbs/day","LSwRes1",240,118.6541139,"lbs/day",1]
["LSwRes1",297,365.75626190000003,"lbs/day","LSwRes1",297,376.65741250000002,"lbs/day","LSwRes1",297,376.65741250000002,"lbs/day","LSwRes1",297,371.88482970000001,"lbs/day","LSwRes1",297,364.46036930000002,"lbs/day","LSwRes1",297,376.61017679999998,"lbs/day",1]
["LSwRes1",322,460.44834379999998,"lbs/day","LSwRes1",322,485.32164820000003,"lbs/day","LSwRes1",322,485.32164820000003,"lbs/day","LSwRes1",322,468.73286000000002,"lbs/day","LSwRes1",322,458.26592319999997,"lbs/day","LSwRes1",322,484.68496290000002,"lbs/day",1]
["LSwRes1",362,381.18091909999998,"lbs/day","LSwRes1",362,391.38172400000002,"lbs/day","LSwRes1",362,391.38172400000002,"lbs/day","LSwRes1",362,387.70286340000001,"lbs/day","LSwRes1",362,381.08258569999998,"lbs/day","LSwRes1",362,391.45910420000001,"lbs/day",1]
["LSwAsr1",40,0,"lbs/day","LSwAsr1",40,0,"lbs/day","LSwAsr1",40,0,"lbs/day","LSwAsr1",40,0,"lbs/day","LSwAsr1",40,0,"lbs/day","LSwAsr1",40,0,"lbs/day",0]
["LSwAsr1",59,0,"lbs/day","LSwAsr1",59,0,"lbs/day","LSwAsr1",59,0,"lbs/day","LSwAsr1",59,0,"lbs/day","LSwAsr1",59,0,"lbs/day","LSwAsr1",59,0,"lbs/day",0]
["LSwAsr1",116,0,"lbs/day","LSwAsr1",116,0,"lbs/day","LSwAsr1",116,0,"lbs/day","LSwAsr1",116,0,"lbs/day","LSwAsr1",116,0,"lbs/day","LSwAsr1",116,0,"lbs/day",0]
["LSwAsr1",131,0,"lbs/day","LSwAsr1",131,0,"lbs/day","LSwAsr1",131,0,"lbs/day","LSwAsr1",131,0,"lbs/day","LSwAsr1",131,0,"lbs/day","LSwAsr1",131,0,"lbs/day",0]
["LSwAsr1",199,0,"lbs/day","LSwAsr1",199,0,"lbs/day","LSwAsr1",199,0,"lbs/day","LSwAsr1",199,0,"lbs/day","LSwAsr1",199,0,"lbs/day","LSwAsr1",199,0,"lbs/day",0]
["LSwAsr1",218,0,"lbs/day","LSwAsr1",218,0,"lbs/day","LSwAsr1",218,0,"lbs/day","LSwAsr1",218,0,"lbs/day","LSwAsr1",218,0,"lbs/day","LSwAsr1",218,0,"lbs/day",0]
["LSwAsr1",243,0,"lbs/day","LSwAsr1",243,0,"lbs/day","LSwAsr1",243,0,"lbs/day","LSwAsr1",243,0,"lbs/day","LSwAsr1",243,0,"lbs/day","LSwAsr1",243,0,"lbs/day",0]
["LSwAsr1",300,0,"lbs/day","LSwAsr1",300,0,"lbs/day","LSwAsr1",300,0,"lbs/day","LSwAsr1",300,0,"lbs/day","LSwAsr1",300,0,"lbs/day","LSwAsr1",300,0,"lbs/day",0]
["LSwAsr1",336,0,"lbs/day","LSwAsr1",336,0,"lbs/day","LSwAsr1",336,0,"lbs/day","LSwAsr1",336,0,"lbs/day","LSwAsr1",336,0,"lbs/day","LSwAsr1",336,0,"lbs/day",0]
["LSwWtp1",18,2.0057689239999998,"lbs/day","LSwWtp1",18,1.745684518,"lbs/day","LSwWtp1",18,1.745684518,"lbs/day","LSwWtp1",18,1.8740830770000001,"lbs/day","LSwWtp1",18,2.06206121,"lbs/day","LSwWtp1",18,1.758691188,"lbs/day",1]
["LSwWtp1",37,3.7250905639999998,"lbs/day","LSwWtp1",37,3.2554239169999999,"lbs/day","LSwWtp1",37,3.2554239169999999,"lbs/day","LSwWtp1",37,3.5416300710000002,"lbs/day","LSwWtp1",37,3.9534964029999999,"lbs/day","LSwWtp1",37,3.329675774,"lbs/day",1]
["LSwWtp1",100,4.1080695929999997,"lbs/day","LSwWtp1",100,3.7759297959999998,"lbs/day","LSwWtp1",100,3.7759297959999998,"lbs/day","LSwWtp1",100,4.0008133819999996,"lbs/day","LSwWtp1",100,4.318046485,"lbs/day","LSwWtp1",100,3.844122198,"lbs/day",1]
["LSwWtp1",122,4.8291910749999998,"lbs/day","LSwWtp1",122,3.9558575469999999,"lbs/day","LSwWtp1",122,3.9558575469999999,"lbs/day","LSwWtp1",122,4.4793961759999998,"lbs/day","LSwWtp1",122,5.416778796,"lbs/day","LSwWtp1",122,4.0845002570000002,"lbs/day",1]
["LSwWtp1",145,2.1338791000000001,"lbs/day","LSwWtp1",145,1.9451168139999999,"lbs/day","LSwWtp1",145,1.9451168139999999,"lbs/day","LSwWtp1",145,2.0211840859999999,"lbs/day","LSwWtp1",145,2.3048310070000002,"lbs/day","LSwWtp1",145,1.983561468,"lbs/day",1]
["LSwWtp1",202,28.0996956,"lbs/day","LSwWtp1",202,25.998576159999999,"lbs/day","LSwWtp1",202,25.998576159999999,"lbs/day","LSwWtp1",202,26.797632279999998,"lbs/day","LSwWtp1",202,28.778569879999999,"lbs/day","LSwWtp1",202,26.256557990000001,"lbs/day",1]
["LSwWtp1",221,29.685396069999999,"lbs/day","LSwWtp1",221,28.316044590000001,"lbs/day","LSwWtp1",221,28.316044590000001,"lbs/day","LSwWtp1",221,28.077115330000002,"lbs/day","LSwWtp1",221,28.943072489999999,"lbs/day","LSwWtp1",221,28.280094559999998,"lbs/day",1]
["LSwWtp1",295,3.1034403880000001,"lbs/day","LSwWtp1",295,2.484200129,"lbs/day","LSwWtp1",295,2.484200129,"lbs/day","LSwWtp1",295,2.8840053050000001,"lbs/day","LSwWtp1",295,3.5573517689999998,"lbs/day","LSwWtp1",295,2.6111818200000001,"lbs/day",1]
["LSwWtp1",304,2.4000920039999998,"lbs/day","LSwWtp1",304,1.994092779,"lbs/day","LSwWtp1",304,1.994092779,"lbs/day","LSwWtp1",304,2.257149648,"lbs/day","LSwWtp1",304,2.672597637,"lbs/day","LSwWtp1",304,2.0753523710000001,"lbs/day",1]
["LSwWtp1",361,1.1505497099999999,"lbs/day","LSwWtp1",361,0.99662409200000002,"lbs/day","LSwWtp1",361,0.99662409200000002,"lbs/day","LSwWtp1",361,1.072682251,"lbs/day","LSwWtp1",361,1.183626404,"lbs/day","LSwWtp1",361,1.0030790919999999,"lbs/day",1]
["LSwPt1",21,3.4127403140000001,"lbs/day","LSwPt1",21,3.0479632759999999,"lbs/day","LSwPt1",21,3.0479632759999999,"lbs/day","LSwPt1",21,3.2446729620000001,"lbs/day","LSwPt1",21,3.5156975030000002,"lbs/day","LSwPt1",21,3.0760510779999999,"lbs/day",1]
["LSwPt1",78,2.9161847359999999,"lbs/day","LSwPt1",78,2.5280886790000001,"lbs/day","LSwPt1",78,2.5280886790000001,"lbs/day","LSwPt1",78,2.7860529340000002,"lbs/day","LSwPt1",78,3.1538767760000002,"lbs/day","LSwPt1",78,2.604964807,"lbs/day",1]
["LSwPt1",96,1.474017718,"lbs/day","LSwPt1",96,1.2541335149999999,"lbs/day","LSwPt1",96,1.2541335149999999,"lbs/day","LSwPt1",96,1.3820555409999999,"lbs/day","LSwPt1",96,1.574449094,"lbs/day","LSwPt1",96,1.2837090760000001,"lbs/day",1]
["LSwPt1",161,1.7365687860000001,"lbs/day","LSwPt1",161,1.357488821,"lbs/day","LSwPt1",161,1.357488821,"lbs/day","LSwPt1",161,1.580659322,"lbs/day","LSwPt1",161,1.9672885529999999,"lbs/day","LSwPt1",161,1.4063206530000001,"lbs/day",1]
["LSwPt1",180,8.2533404449999992,"lbs/day","LSwPt1",180,6.5491305950000003,"lbs/day","LSwPt1",180,6.5491305950000003,"lbs/day","LSwPt1",180,7.5783695020000001,"lbs/day","LSwPt1",180,9.1601388969999995,"lbs/day","LSwPt1",180,6.7695976350000002,"lbs/day",1]
["LSwPt1",205,22.540872390000001,"lbs/day","LSwPt1",205,20.90255423,"lbs/day","LSwPt1",205,20.90255423,"lbs/day","LSwPt1",205,21.82019777,"lbs/day","LSwPt1",205,22.854695570000001,"lbs/day","LSwPt1",205,21.037990990000001,"lbs/day",1]
["LSwPt1",247,0,"lbs/day","LSwPt1",247,0,"lbs/day","LSwPt1",247,0,"lbs/day","LSwPt1",247,0,"lbs/day","LSwPt1",247,0,"lbs/day","LSwPt1",247,0,"lbs/day",0]
["LSwPt1",282,0,"lbs/day","LSwPt1",282,0,"lbs/day","LSwPt1",282,0,"lbs/day","LSwPt1",282,0,"lbs/day","LSwPt1",282,0,"lbs/day","LSwPt1",282,0,"lbs/day",0]
["LSwPt1",345,1.731669307,"lbs/day","LSwPt1",345,1.5057966229999999,"lbs/day","LSwPt1",345,1.5057966229999999,"lbs/day","LSwPt1",345,1.6313977019999999,"lbs/day","LSwPt1",345,1.8204505,"lbs/day","LSwPt1",345,1.533214385,"lbs/day",1]
["LSwPt1",364,0.91699953400000001,"lbs/day","LSwPt1",364,0.79923992799999999,"lbs/day","LSwPt1",364,0.79923992799999999,"lbs/day","LSwPt1",364,0.85853744300000001,"lbs/day","LSwPt1",364,0.94489872500000005,"lbs/day","LSwPt1",364,0.80547148999999996,"lbs/day",{"$f":"IF(ISNUMBER(C38020),IF(AVERAGE(C38020,G38020,K38020,O38020,S38020,W38020)<>MAX(C38020,G38020,K38020,O38020,S38020,W38020),1,0),\"\")","v":1}]
["LResPt1",55,0,"lbs/day","LResPt1",55,0,"lbs/day","LResPt1",55,0,"lbs/day","LResPt1",55,0,"lbs/day","LResPt1",55,0,"lbs/day","LResPt1",55,0,"lbs/day",0]
["LResPt1",82,0,"lbs/day","LResPt1",82,0,"lbs/day","LResPt1",82,0,"lbs/day","LResPt1",82,0,"lbs/day","LResPt1",82,0,"lbs/day","LResPt1",82,0,"lbs/day",0]
["LResPt1",139,0,"lbs/day","LResPt1",139,0,"lbs/day","LResPt1",139,0,"lbs/day","LResPt1",139,0,"lbs/day","LResPt1",139,0,"lbs/day","LResPt1",139,0,"lbs/day",0]
["LResPt1",164,0,"lbs/day","LResPt1",164,0,"lbs/day","LResPt1",164,0,"lbs/day","LResPt1",164,0,"lbs/day","LResPt1",164,0,"lbs/day","LResPt1",164,0,"lbs/day",0]
["LResPt1",183,0,"lbs/day","LResPt1",183,0,"lbs/day","LResPt1",183,0,"lbs/day","LResPt1",183,0,"lbs/day","LResPt1",183,0,"lbs/day","LResPt1",183,0,"lbs/day",0]
["LResPt1",221,0,"lbs/day","LResPt1",221,0,"lbs/day","LResPt1",221,0,"lbs/day","LResPt1",221,0,"lbs/day","LResPt1",221,0,"lbs/day","LResPt1",221,0,"lbs/day",0]
["LResPt1",266,0,"lbs/day","LResPt1",266,0,"lbs/day","LResPt1",266,0,"lbs/day","LResPt1",266,0,"lbs/day","LResPt1",266,0,"lbs/day","LResPt1",266,0,"lbs/day",0]
["LResPt1",323,0,"lbs/day","LResPt1",323,0,"lbs/day","LResPt1",323,0,"lbs/day","LResPt1",323,0,"lbs/day","LResPt1",323,0,"lbs/day","LResPt1",323,0,"lbs/day",0]
["LResPt1",348,0,"lbs/day","LResPt1",348,0,"lbs/day","LResPt1",348,0,"lbs/day","LResPt1",348,0,"lbs/day","LResPt1",348,0,"lbs/day","LResPt1",348,0,"lbs/day",0]
["LResWtp1",7,4.6527254420000004,"lbs/day","LResWtp1",7,4.6063046810000001,"lbs/day","LResWtp1",7,4.6063046810000001,"lbs/day","LResWtp1",7,4.6440296730000004,"lbs/day","LResWtp1",7,4.6771419060000001,"lbs/day","LResWtp1",7,4.6230754970000003,"lbs/day",1]
["LResWtp1",60,5.0771152199999996,"lbs/day","LResWtp1",60,4.4237407979999999,"lbs/day","LResWtp1",60,4.4237407979999999,"lbs/day","LResWtp1",60,4.8953984879999997,"lbs/day","LResWtp1",60,5.5713887529999999,"lbs/day","LResWtp1",60,4.593614015,"lbs/day",1]
["LResWtp1",85,3.5212148399999998,"lbs/day","LResWtp1",85,3.2039939199999998,"lbs/day","LResWtp1",85,3.2039939199999998,"lbs/day","LResWtp1",85,3.4190241769999998,"lbs/day","LResWtp1",85,3.7486401479999998,"lbs/day","LResWtp1",85,3.2780466760000002,"lbs/day",1]
["LResWtp1",142,1.542429429,"lbs/day","LResWtp1",142,1.3901623279999999,"lbs/day","LResWtp1",142,1.3901623279999999,"lbs/day","LResWtp1",142,1.4386679120000001,"lbs/day","LResWtp1",142,1.681582675,"lbs/day","LResWtp1",142,1.420942873,"lbs/day",1]
["LResWtp1",180,7.6763935029999999,"lbs/day","LResWtp1",180,6.5502221970000001,"lbs/day","LResWtp1",180,6.5502221970000001,"lbs/day","LResWtp1",180,7.2637724280000002,"lbs/day","LResWtp1",180,8.3075391980000006,"lbs/day","LResWtp1",180,6.7109487840000002,"lbs/day",1]
["LResWtp1",225,25.146051790000001,"lbs/day","LResWtp1",225,24.058254890000001,"lbs/day","LResWtp1",225,24.058254890000001,"lbs/day","LResWtp1",225,24.769924899999999,"lbs/day","LResWtp1",225,26.059513989999999,"lbs/day","LResWtp1",225,24.10754944,"lbs/day",1]
["LResWtp1",244,25.437991289999999,"lbs/day","LResWtp1",244,23.84727341,"lbs/day","LResWtp1",244,23.84727341,"lbs/day","LResWtp1",244,25.088217310000001,"lbs/day","LResWtp1",244,25.938280370000001,"lbs/day","LResWtp1",244,23.945528190000001,"lbs/day",1]
["LResWtp1",307,2.749656908,"lbs/day","LResWtp1",307,2.3069280679999999,"lbs/day","LResWtp1",307,2.3069280679999999,"lbs/day","LResWtp1",307,2.6002558470000001,"lbs/day","LResWtp1",307,3.0773695330000002,"lbs/day","LResWtp1",307,2.402466016,"lbs/day",1]
["LResWtp1",326,1.8575635399999999,"lbs/day","LResWtp1",326,1.6727833439999999,"lbs/day","LResWtp1",326,1.6727833439999999,"lbs/day","LResWtp1",326,1.760535875,"lbs/day","LResWtp1",326,1.902778064,"lbs/day","LResWtp1",326,1.682689702,"lbs/day",1]
["LResAsr1",20,0,"lbs/day","LResAsr1",20,0,"lbs/day","LResAsr1",20,0,"lbs/day","LResAsr1",20,0,"lbs/day","LResAsr1",20,0,"lbs/day","LResAsr1",20,0,"lbs/day",0]
["LResAsr1",44,0,"lbs/day","LResAsr1",44,0,"lbs/day","LResAsr1",44,0,"lbs/day","LResAsr1",44,0,"lbs/day","LResAsr1",44,0,"lbs/day","LResAsr1",44,0,"lbs/day",0]
["LResAsr1",63,0,"lbs/day","LResAsr1",63,0,"lbs/day","LResAsr1",63,0,"lbs/day","LResAsr1",63,0,"lbs/day","LResAsr1",63,0,"lbs/day","LResAsr1",63,0,"lbs/day",0]
["LResAsr1",126,0,"lbs/day","LResAsr1",126,0,"lbs/day","LResAsr1",126,0,"lbs/day","LResAsr1",126,0,"lbs/day","LResAsr1",126,0,"lbs/day","LResAsr1",126,0,"lbs/day",0]
["LResAsr1",171,0,"lbs/day","LResAsr1",171,0,"lbs/day","LResAsr1",171,0,"lbs/day","LResAsr1",171,0,"lbs/day","LResAsr1",171,0,"lbs/day","LResAsr1",171,0,"lbs/day",0]
["LResAsr1",203,0,"lbs/day","LResAsr1",203,0,"lbs/day","LResAsr1",203,0,"lbs/day","LResAsr1",203,0,"lbs/day","LResAsr1",203,0,"lbs/day","LResAsr1",203,0,"lbs/day",0]
["LResAsr1",228,0,"lbs/day","LResAsr1",228,0,"lbs/day","LResAsr1",228,0,"lbs/day","LResAsr1",228,0,"lbs/day","LResAsr1",228,0,"lbs/day","LResAsr1",228,0,"lbs/day",0]
["LResAsr1",285,0,"lbs/day","LResAsr1",285,0,"lbs/day","LResAsr1",285,0,"lbs/day","LResAsr1",285,0,"lbs/day","LResAsr1",285,0,"lbs/day","LResAsr1",285,0,"lbs/day",0]
["LResAsr1",305,0,"lbs/day","LResAsr1",305,0,"lbs/day","LResAsr1",305,0,"lbs/day","LResAsr1",305,0,"lbs/day","LResAsr1",305,0,"lbs/day","LResAsr1",305,0,"lbs/day",0]
["LResAsr1",330,0,"lbs/day","LResAsr1",330,0,"lbs/day","LResAsr1",330,0,"lbs/day","LResAsr1",330,0,"lbs/day","LResAsr1",330,0,"lbs/day","LResAsr1",330,0,"lbs/day",0]
["LSwExt1",22,464.46082250000001,"lbs/day","LSwExt1",22,479.07651770000001,"lbs/day","LSwExt1",22,479.07651770000001,"lbs/day","LSwExt1",22,474.77825849999999,"lbs/day","LSwExt1",22,464.09429269999998,"lbs/day","LSwExt1",22,479.02608409999999,"lbs/day",1]
["LSwExt1",47,392.57179020000001,"lbs/day","LSwExt1",47,395.17168320000002,"lbs/day","LSwExt1",47,395.17168320000002,"lbs/day","LSwExt1",47,394.95170359999997,"lbs/day","LSwExt1",47,393.982934,"lbs/day","LSwExt1",47,394.7465502,"lbs/day",1]
["LSwExt1",91,869.79369959999997,"lbs/day","LSwExt1",91,906.83639570000003,"lbs/day","LSwExt1",91,906.83639570000003,"lbs/day","LSwExt1",91,892.6492733,"lbs/day","LSwExt1",91,866.95793300000003,"lbs/day","LSwExt1",91,906.65079160000005,"lbs/day",1]
["LSwExt1",117,411.76967980000001,"lbs/day","LSwExt1",117,431.17053620000002,"lbs/day","LSwExt1",117,431.17053620000002,"lbs/day","LSwExt1",117,411.06831240000002,"lbs/day","LSwExt1",117,411.01007299999998,"lbs/day","LSwExt1",117,428.93925580000001,"lbs/day",1]
["LSwExt1",118,718.36458249999998,"lbs/day","LSwExt1",118,797.14193869999997,"lbs/day","LSwExt1",118,797.14193869999997,"lbs/day","LSwExt1",118,754.83223720000001,"lbs/day","LSwExt1",118,713.81279970000003,"lbs/day","LSwExt1",118,785.37946999999997,"lbs/day",1]
["LSwExt1",119,565.91346859999999,"lbs/day","LSwExt1",119,649.20078039999999,"lbs/day","LSwExt1",119,649.20078039999999,"lbs/day","LSwExt1",119,606.84291499999995,"lbs/day","LSwExt1",119,520.59347379999997,"lbs/day","LSwExt1",119,641.8824376,"lbs/day",1]
["LSwExt1",120,583.66656160000002,"lbs/day","LSwExt1",120,618.52961089999997,"lbs/day","LSwExt1",120,618.52961089999997,"lbs/day","LSwExt1",120,609.48358619999999,"lbs/day","LSwExt1",120,548.76033399999994,"lbs/day","LSwExt1",120,618.64326149999999,"lbs/day",{"$f":"IF(ISNUMBER(C39236),IF(AVERAGE(C39236,G39236,K39236,O39236,S39236,W39236)<>MAX(C39236,G39236,K39236,O39236,S39236,W39236),1,0),\"\")","v":1}]
["LSwExt1",121,559.38084709999998,"lbs/day","LSwExt1",121,555.64072220000003,"lbs/day","LSwExt1",121,555.64072220000003,"lbs/day","LSwExt1",121,565.18294500000002,"lbs/day","LSwExt1",121,543.2435428,"lbs/day","LSwExt1",121,558.28852270000004,"lbs/day",1]
["LSwExt1",122,678.96858699999996,"lbs/day","LSwExt1",122,680.95803650000005,"lbs/day","LSwExt1",122,680.95803650000005,"lbs/day","LSwExt1",122,688.61584649999998,"lbs/day","LSwExt1",122,665.79983689999995,"lbs/day","LSwExt1",122,682.66251650000004,"lbs/day",1]
["LSwExt1",123,571.54190730000005,"lbs/day","LSwExt1",123,565.67431799999997,"lbs/day","LSwExt1",123,565.67431799999997,"lbs/day","LSwExt1",123,572.01916040000003,"lbs/day","LSwExt1",123,566.43022889999997,"lbs/day","LSwExt1",123,566.09136160000003,"lbs/day",1]
["LSwExt1",124,498.57784409999999,"lbs/day","LSwExt1",124,488.05330570000001,"lbs/day","LSwExt1",124,488.05330570000001,"lbs/day","LSwExt1",124,497.18204480000003,"lbs/day","LSwExt1",124,495.97475600000001,"lbs/day","LSwExt1",124,488.5646658,"lbs/day",1]
["LSwExt1",125,441.87962210000001,"lbs/day","LSwExt1",125,430.22430559999998,"lbs/day","LSwExt1",125,430.22430559999998,"lbs/day","LSwExt1",125,436.00838679999998,"lbs/day","LSwExt1",125,439.24753859999998,"lbs/day","LSwExt1",125,429.84591369999998,"lbs/day",1]
["LSwExt1",126,398.02858830000002,"lbs/day","LSwExt1",126,390.23808200000002,"lbs/day","LSwExt1",126,390.23808200000002,"lbs/day","LSwExt1",126,394.30316479999999,"lbs/day","LSwExt1",126,396.21998730000001,"lbs/day","LSwExt1",126,389.67103989999998,"lbs/day",1]
["LSwExt1",127,367.55653369999999,"lbs/day","LSwExt1",127,364.31036769999997,"lbs/day","LSwExt1",127,364.31036769999997,"lbs/day","LSwExt1",127,365.33419670000001,"lbs/day","LSwExt1",127,365.67376789999997,"lbs/day","LSwExt1",127,363.38156629999997,"lbs/day",1]
["LSwExt1",128,347.1438996,"lbs/day","LSwExt1",128,347.69265639999998,"lbs/day","LSwExt1",128,347.69265639999998,"lbs/day","LSwExt1",128,345.81622909999999,"lbs/day","LSwExt1",128,344.8673761,"lbs/day","LSwExt1",128,346.4316455,"lbs/day",1]
["LSwExt1",129,339.2562082,"lbs/day","LSwExt1",129,343.03528019999999,"lbs/day","LSwExt1",129,343.03528019999999,"lbs/day","LSwExt1",129,339.16652069999998,"lbs/day","LSwExt1",129,336.9570382,"lbs/day","LSwExt1",129,341.54867209999998,"lbs/day",1]
["LSwExt1",130,369.83854359999998,"lbs/day","LSwExt1",130,388.50325179999999,"lbs/day","LSwExt1",130,388.50325179999999,"lbs/day","LSwExt1",130,375.36886190000001,"lbs/day","LSwExt1",130,365.1232842,"lbs/day","LSwExt1",130,385.1375448,"lbs/day",1]
["LSwExt1",131,372.93817949999999,"lbs/day","LSwExt1",131,382.10238759999999,"lbs/day","LSwExt1",131,382.10238759999999,"lbs/day","LSwExt1",131,374.65234830000003,"lbs/day","LSwExt1",131,372.90918090000002,"lbs/day","LSwExt1",131,380.52345020000001,"lbs/day",1]
["LSwExt1",132,596.61612749999995,"lbs/day","LSwExt1",132,652.52311369999995,"lbs/day","LSwExt1",132,652.52311369999995,"lbs/day","LSwExt1",132,618.49758240000006,"lbs/day","LSwExt1",132,588.11945939999998,"lbs/day","LSwExt1",132,649.29806080000003,"lbs/day",1]
["LSwExt1",133,1263.6106689999999,"lbs/day","LSwExt1",133,1360.0717500000001,"lbs/day","LSwExt1",133,1360.0717500000001,"lbs/day","LSwExt1",133,1330.5455449999999,"lbs/day","LSwExt1",133,1290.6004809999999,"lbs/day","LSwExt1",133,1370.5991100000001,"lbs/day",1]
["LSwExt1",134,862.23898469999995,"lbs/day","LSwExt1",134,951.89617499999997,"lbs/day","LSwExt1",134,951.89617499999997,"lbs/day","LSwExt1",134,900.83522300000004,"lbs/day","LSwExt1",134,857.32286639999995,"lbs/day","LSwExt1",134,952.93324680000001,"lbs/day",1]
["LSwExt1",135,662.50366759999997,"lbs/day","LSwExt1",135,661.18990610000003,"lbs/day","LSwExt1",135,661.18990610000003,"lbs/day","LSwExt1",135,649.31407390000004,"lbs/day","LSwExt1",135,674.54777190000004,"lbs/day","LSwExt1",135,663.72149479999996,"lbs/day",1]
["LSwExt1",136,528.58895189999998,"lbs/day","LSwExt1",136,539.84940819999997,"lbs/day","LSwExt1",136,539.84940819999997,"lbs/day","LSwExt1",136,518.39132510000002,"lbs/day","LSwExt1",136,537.92679669999995,"lbs/day","LSwExt1",136,540.96013340000002,"lbs/day",1]
["LSwExt1",137,463.28124229999997,"lbs/day","LSwExt1",137,486.60290939999999,"lbs/day","LSwExt1",137,486.60290939999999,"lbs/day","LSwExt1",137,457.6321939,"lbs/day","LSwExt1",137,469.63451270000002,"lbs/day","LSwExt1",137,487.18620970000001,"lbs/day",1]
["LSwExt1",138,993.89875289999998,"lbs/day","LSwExt1",138,1148.069303,"lbs/day","LSwExt1",138,1148.069303,"lbs/day","LSwExt1",138,1054.819432,"lbs/day","LSwExt1",138,989.09567849999996,"lbs/day","LSwExt1",138,1147.721413,"lbs/day",1]
["LSwExt1",139,597.50182170000005,"lbs/day","LSwExt1",139,648.32861049999997,"lbs/day","LSwExt1",139,648.32861049999997,"lbs/day","LSwExt1",139,606.15107020000005,"lbs/day","LSwExt1",139,594.12791649999997,"lbs/day","LSwExt1",139,647.80382520000001,"lbs/day",1]
["LSwExt1",140,487.38500850000003,"lbs/day","LSwExt1",140,525.98464839999997,"lbs/day","LSwExt1",140,525.98464839999997,"lbs/day","LSwExt1",140,489.60558309999999,"lbs/day","LSwExt1",140,487.04025810000002,"lbs/day","LSwExt1",140,525.79369240000005,"lbs/day",1]
["LSwExt1",141,426.93163470000002,"lbs/day","LSwExt1",141,465.59903079999998,"lbs/day","LSwExt1",141,465.59903079999998,"lbs/day","LSwExt1",141,429.4244228,"lbs/day","LSwExt1",141,424.48435610000001,"lbs/day","LSwExt1",141,464.67420770000001,"lbs/day",1]
["LSwExt1",142,394.6849661,"lbs/day","LSwExt1",142,434.23533529999997,"lbs/day","LSwExt1",142,434.23533529999997,"lbs/day","LSwExt1",142,398.97939659999997,"lbs/day","LSwExt1",142,390.60188529999999,"lbs/day","LSwExt1",142,433.03266170000001,"lbs/day",1]
["LSwExt1",143,376.05977569999999,"lbs/day","LSwExt1",143,415.5672591,"lbs/day","LSwExt1",143,415.5672591,"lbs/day","LSwExt1",143,381.53589679999999,"lbs/day","LSwExt1",143,371.07232540000001,"lbs/day","LSwExt1",143,414.23368090000002,"lbs/day",1]
["LSwExt1",144,365.80728699999997,"lbs/day","LSwExt1",144,404.53333609999999,"lbs/day","LSwExt1",144,404.53333609999999,"lbs/day","LSwExt1",144,372.64378099999999,"lbs/day","LSwExt1",144,360.25531310000002,"lbs/day","LSwExt1",144,403.13604309999999,"lbs/day",1]
["LSwExt1",145,366.6209637,"lbs/day","LSwExt1",145,411.08321519999998,"lbs/day","LSwExt1",145,411.08321519999998,"lbs/day","LSwExt1",145,374.9578161,"lbs/day","LSwExt1",145,358.51101549999998,"lbs/day","LSwExt1",145,408.76658620000001,"lbs/day",1]
["LSwExt1",146,353.38806840000001,"lbs/day","LSwExt1",146,391.685742,"lbs/day","LSwExt1",146,391.685742,"lbs/day","LSwExt1",146,362.33933789999998,"lbs/day","LSwExt1",146,346.3025361,"lbs/day","LSwExt1",146,389.8726777,"lbs/day",1]
["LSwExt1",147,344.28578879999998,"lbs/day","LSwExt1",147,378.69440220000001,"lbs/day","LSwExt1",147,378.69440220000001,"lbs/day","LSwExt1",147,349.8130385,"lbs/day","LSwExt1",147,337.44458680000002,"lbs/day","LSwExt1",147,377.09222019999999,"lbs/day",1]
["LSwExt1",148,336.96655179999999,"lbs/day","LSwExt1",148,368.8760772,"lbs/day","LSwExt1",148,368.8760772,"lbs/day","LSwExt1",148,343.80249679999997,"lbs/day","LSwExt1",148,330.53468450000003,"lbs/day","LSwExt1",148,367.37203829999999,"lbs/day",1]
["LSwExt1",149,333.32758280000002,"lbs/day","LSwExt1",149,362.4629195,"lbs/day","LSwExt1",149,362.4629195,"lbs/day","LSwExt1",149,339.68776029999998,"lbs/day","LSwExt1",149,326.94637349999999,"lbs/day","LSwExt1",149,361.04012870000003,"lbs/day",1]
["LSwExt1",150,346.702269,"lbs/day","LSwExt1",150,375.53502279999998,"lbs/day","LSwExt1",150,375.53502279999998,"lbs/day","LSwExt1",150,359.9368637,"lbs/day","LSwExt1",150,343.70838800000001,"lbs/day","LSwExt1",150,374.4867825,"lbs/day",1]
["LSwExt1",151,561.06645979999996,"lbs/day","LSwExt1",151,657.06662319999998,"lbs/day","LSwExt1",151,657.06662319999998,"lbs/day","LSwExt1",151,580.91745839999999,"lbs/day","LSwExt1",151,539.3578268,"lbs/day","LSwExt1",151,653.75396139999998,"lbs/day",1]
["LSwExt1",152,462.0137474,"lbs/day","LSwExt1",152,513.17917690000002,"lbs/day","LSwExt1",152,513.17917690000002,"lbs/day","LSwExt1",152,488.66772070000002,"lbs/day","LSwExt1",152,450.15187969999999,"lbs/day","LSwExt1",152,510.09777109999999,"lbs/day",1]
["LSwExt1",153,389.92427240000001,"lbs/day","LSwExt1",153,421.32679000000002,"lbs/day","LSwExt1",153,421.32679000000002,"lbs/day","LSwExt1",153,400.58319699999998,"lbs/day","LSwExt1",153,379.79415970000002,"lbs/day","LSwExt1",153,419.07798320000001,"lbs/day",1]
["LSwExt1",154,361.08290959999999,"lbs/day","LSwExt1",154,386.43695400000001,"lbs/day","LSwExt1",154,386.43695400000001,"lbs/day","LSwExt1",154,367.59811530000002,"lbs/day","LSwExt1",154,354.00609329999997,"lbs/day","LSwExt1",154,384.81224539999999,"lbs/day",1]
["LSwExt1",155,359.92162510000003,"lbs/day","LSwExt1",155,380.87506330000002,"lbs/day","LSwExt1",155,380.87506330000002,"lbs/day","LSwExt1",155,364.70276910000001,"lbs/day","LSwExt1",155,355.27344950000003,"lbs/day","LSwExt1",155,379.89776189999998,"lbs/day",1]
["LSwExt1",156,460.0119803,"lbs/day","LSwExt1",156,500.43007130000001,"lbs/day","LSwExt1",156,500.43007130000001,"lbs/day","LSwExt1",156,476.94244989999999,"lbs/day","LSwExt1",156,452.22469009999998,"lbs/day","LSwExt1",156,499.00317840000002,"lbs/day",1]
["LSwExt1",157,693.68145879999997,"lbs/day","LSwExt1",157,795.58626749999996,"lbs/day","LSwExt1",157,795.58626749999996,"lbs/day","LSwExt1",157,749.20841849999999,"lbs/day","LSwExt1",157,680.30441429999996,"lbs/day","LSwExt1",157,794.11651419999998,"lbs/day",1]
["LSwExt1",158,1246.0424619999999,"lbs/day","LSwExt1",158,1385.6567789999999,"lbs/day","LSwExt1",158,1385.6567789999999,"lbs/day","LSwExt1",158,1324.9005500000001,"lbs/day","LSwExt1",158,1253.970849,"lbs/day","LSwExt1",158,1393.2625860000001,"lbs/day",1]
["LSwExt1",159,650.3077475,"lbs/day","LSwExt1",159,670.63445830000001,"lbs/day","LSwExt1",159,670.63445830000001,"lbs/day","LSwExt1",159,650.37992169999995,"lbs/day","LSwExt1",159,633.85164339999994,"lbs/day","LSwExt1",159,664.02803619999997,"lbs/day",1]
["LSwExt1",160,520.92305499999998,"lbs/day","LSwExt1",160,517.76332990000003,"lbs/day","LSwExt1",160,517.76332990000003,"lbs/day","LSwExt1",160,512.98273689999996,"lbs/day","LSwExt1",160,513.9771475,"lbs/day","LSwExt1",160,515.12731840000004,"lbs/day",1]
["LSwExt1",161,440.44276430000002,"lbs/day","LSwExt1",161,438.0803927,"lbs/day","LSwExt1",161,438.0803927,"lbs/day","LSwExt1",161,434.4561544,"lbs/day","LSwExt1",161,438.7465608,"lbs/day","LSwExt1",161,436.51326590000002,"lbs/day",1]
["LSwExt1",162,404.8804882,"lbs/day","LSwExt1",162,407.46577200000002,"lbs/day","LSwExt1",162,407.46577200000002,"lbs/day","LSwExt1",162,400.19428900000003,"lbs/day","LSwExt1",162,407.01841200000001,"lbs/day","LSwExt1",162,406.5156326,"lbs/day",1]
["LSwExt1",163,527.88302250000004,"lbs/day","LSwExt1",163,579.28286430000003,"lbs/day","LSwExt1",163,579.28286430000003,"lbs/day","LSwExt1",163,546.38290800000004,"lbs/day","LSwExt1",163,513.74220639999999,"lbs/day","LSwExt1",163,574.62688009999999,"lbs/day",1]
["LSwExt1",164,412.67404870000001,"lbs/day","LSwExt1",164,442.69216449999999,"lbs/day","LSwExt1",164,442.69216449999999,"lbs/day","LSwExt1",164,427.34720659999999,"lbs/day","LSwExt1",164,406.46719180000002,"lbs/day","LSwExt1",164,439.75275809999999,"lbs/day",1]
["LSwExt1",165,406.53069799999997,"lbs/day","LSwExt1",165,435.14818880000001,"lbs/day","LSwExt1",165,435.14818880000001,"lbs/day","LSwExt1",165,416.94534979999997,"lbs/day","LSwExt1",165,400.98787110000001,"lbs/day","LSwExt1",165,432.19136809999998,"lbs/day",1]
["LSwExt1",166,518.54922329999999,"lbs/day","LSwExt1",166,574.66045120000001,"lbs/day","LSwExt1",166,574.66045120000001,"lbs/day","LSwExt1",166,547.16202550000003,"lbs/day","LSwExt1",166,501.68967520000001,"lbs/day","LSwExt1",166,569.97907750000002,"lbs/day",1]
["LSwExt1",167,472.79399419999999,"lbs/day","LSwExt1",167,517.49062409999999,"lbs/day","LSwExt1",167,517.49062409999999,"lbs/day","LSwExt1",167,486.99225689999997,"lbs/day","LSwExt1",167,454.32676199999997,"lbs/day","LSwExt1",167,513.13558009999997,"lbs/day",1]
["LSwExt1",168,376.74413010000001,"lbs/day","LSwExt1",168,409.6985229,"lbs/day","LSwExt1",168,409.6985229,"lbs/day","LSwExt1",168,394.22911770000002,"lbs/day","LSwExt1",168,367.255583,"lbs/day","LSwExt1",168,406.43944929999998,"lbs/day",1]
["LSwExt1",169,344.71777170000001,"lbs/day","LSwExt1",169,371.31443109999998,"lbs/day","LSwExt1",169,371.31443109999998,"lbs/day","LSwExt1",169,363.39008230000002,"lbs/day","LSwExt1",169,336.75926900000002,"lbs/day","LSwExt1",169,368.66544010000001,"lbs/day",1]
["LSwExt1",170,336.30330129999999,"lbs/day","LSwExt1",170,358.4783999,"lbs/day","LSwExt1",170,358.4783999,"lbs/day","LSwExt1",170,324.84938879999999,"lbs/day","LSwExt1",170,323.13182979999999,"lbs/day","LSwExt1",170,355.71298660000002,"lbs/day",1]
["LSwExt1",171,315.46711160000001,"lbs/day","LSwExt1",171,336.78759810000003,"lbs/day","LSwExt1",171,336.78759810000003,"lbs/day","LSwExt1",171,336.6067271,"lbs/day","LSwExt1",171,307.63070479999999,"lbs/day","LSwExt1",171,334.46613830000001,"lbs/day",1]
["LSwExt1",172,318.27050200000002,"lbs/day","LSwExt1",172,338.60197219999998,"lbs/day","LSwExt1",172,338.60197219999998,"lbs/day","LSwExt1",172,348.3733125,"lbs/day","LSwExt1",172,313.7640136,"lbs/day","LSwExt1",172,336.51376379999999,"lbs/day",1]
["LSwExt1",173,360.69360189999998,"lbs/day","LSwExt1",173,414.07804529999999,"lbs/day","LSwExt1",173,414.07804529999999,"lbs/day","LSwExt1",173,333.52772240000002,"lbs/day","LSwExt1",173,347.00267120000001,"lbs/day","LSwExt1",173,410.4065794,"lbs/day",1]
["LSwExt1",174,312.92398880000002,"lbs/day","LSwExt1",174,340.8284175,"lbs/day","LSwExt1",174,340.8284175,"lbs/day","LSwExt1",174,349.33156229999997,"lbs/day","LSwExt1",174,298.31220480000002,"lbs/day","LSwExt1",174,337.49289879999998,"lbs/day",1]
["LSwExt1",175,290.19474789999998,"lbs/day","LSwExt1",175,315.42056769999999,"lbs/day","LSwExt1",175,315.42056769999999,"lbs/day","LSwExt1",175,276.4213972,"lbs/day","LSwExt1",175,281.2749063,"lbs/day","LSwExt1",175,312.26702879999999,"lbs/day",1]
["LSwExt1",176,276.53769249999999,"lbs/day","LSwExt1",176,303.06835319999999,"lbs/day","LSwExt1",176,303.06835319999999,"lbs/day","LSwExt1",176,312.70032479999998,"lbs/day","LSwExt1",176,265.80381990000001,"lbs/day","LSwExt1",176,300.03642910000002,"lbs/day",1]
["LSwExt1",177,279.83506240000003,"lbs/day","LSwExt1",177,306.73220420000001,"lbs/day","LSwExt1",177,306.73220420000001,"lbs/day","LSwExt1",177,253.1505798,"lbs/day","LSwExt1",177,270.20652080000002,"lbs/day","LSwExt1",177,303.35581830000001,"lbs/day",1]
["LSwExt1",178,270.86685999999997,"lbs/day","LSwExt1",178,296.68218769999999,"lbs/day","LSwExt1",178,296.68218769999999,"lbs/day","LSwExt1",178,312.40012610000002,"lbs/day","LSwExt1",178,258.44458270000001,"lbs/day","LSwExt1",178,293.51844690000001,"lbs/day",1]
["LSwExt1",179,267.61321429999998,"lbs/day","LSwExt1",179,322.00350200000003,"lbs/day","LSwExt1",179,322.00350200000003,"lbs/day","LSwExt1",179,247.28360929999999,"lbs/day","LSwExt1",179,263.29634090000002,"lbs/day","LSwExt1",179,317.71139849999997,"lbs/day",1]
["LSwExt1",180,254.42162479999999,"lbs/day","LSwExt1",180,279.43468860000002,"lbs/day","LSwExt1",180,279.43468860000002,"lbs/day","LSwExt1",180,293.901318,"lbs/day","LSwExt1",180,237.618191,"lbs/day","LSwExt1",180,275.7571494,"lbs/day",1]
["LSwExt1",181,236.15016900000001,"lbs/day","LSwExt1",181,259.95274540000003,"lbs/day","LSwExt1",181,259.95274540000003,"lbs/day","LSwExt1",181,192.87164200000001,"lbs/day","LSwExt1",181,221.85703939999999,"lbs/day","LSwExt1",181,256.27791569999999,"lbs/day",1]
["LSwExt1",182,224.28586670000001,"lbs/day","LSwExt1",182,245.9556547,"lbs/day","LSwExt1",182,245.9556547,"lbs/day","LSwExt1",182,254.91405019999999,"lbs/day","LSwExt1",182,208.09512419999999,"lbs/day","LSwExt1",182,242.2655245,"lbs/day",1]
["LSwExt1",183,214.61484129999999,"lbs/day","LSwExt1",183,234.95924249999999,"lbs/day","LSwExt1",183,234.95924249999999,"lbs/day","LSwExt1",183,239.27033610000001,"lbs/day","LSwExt1",183,198.93251939999999,"lbs/day","LSwExt1",183,231.23409169999999,"lbs/day",1]
["LSwExt1",184,187.1582046,"lbs/day","LSwExt1",184,225.31809329999999,"lbs/day","LSwExt1",184,225.31809329999999,"lbs/day","LSwExt1",184,163.0433352,"lbs/day","LSwExt1",184,186.4897746,"lbs/day","LSwExt1",184,221.56624410000001,"lbs/day",{"$f":"IF(ISNUMBER(C39300),IF(AVERAGE(C39300,G39300,K39300,O39300,S39300,W39300)<>MAX(C39300,G39300,K39300,O39300,S39300,W39300),1,0),\"\")","v":1}]
["LSwExt1",185,197.94638209999999,"lbs/day","LSwExt1",185,216.4663583,"lbs/day","LSwExt1",185,216.4663583,"lbs/day","LSwExt1",185,209.2127308,"lbs/day","LSwExt1",185,180.54421239999999,"lbs/day","LSwExt1",185,212.70513779999999,"lbs/day",1]
["LSwExt1",186,191.0842116,"lbs/day","LSwExt1",186,208.21224839999999,"lbs/day","LSwExt1",186,208.21224839999999,"lbs/day","LSwExt1",186,197.37188230000001,"lbs/day","LSwExt1",186,174.37867,"lbs/day","LSwExt1",186,204.464527,"lbs/day",1]
["LSwExt1",187,184.90276420000001,"lbs/day","LSwExt1",187,200.5342163,"lbs/day","LSwExt1",187,200.5342163,"lbs/day","LSwExt1",187,186.61705649999999,"lbs/day","LSwExt1",187,167.34889989999999,"lbs/day","LSwExt1",187,196.8273006,"lbs/day",1]
["LSwExt1",188,142.86414360000001,"lbs/day","LSwExt1",188,193.5114944,"lbs/day","LSwExt1",188,193.5114944,"lbs/day","LSwExt1",188,196.68467680000001,"lbs/day","LSwExt1",188,160.6880232,"lbs/day","LSwExt1",188,189.86989149999999,"lbs/day",1]
["LSwExt1",189,170.6751051,"lbs/day","LSwExt1",189,187.29595259999999,"lbs/day","LSwExt1",189,187.29595259999999,"lbs/day","LSwExt1",189,169.65229969999999,"lbs/day","LSwExt1",189,155.22184369999999,"lbs/day","LSwExt1",189,183.73469009999999,"lbs/day",1]
["LSwExt1",190,166.1808757,"lbs/day","LSwExt1",190,183.89014570000001,"lbs/day","LSwExt1",190,183.89014570000001,"lbs/day","LSwExt1",190,169.2766986,"lbs/day","LSwExt1",190,151.31016170000001,"lbs/day","LSwExt1",190,180.14702370000001,"lbs/day",1]
["LSwExt1",191,137.25520520000001,"lbs/day","LSwExt1",191,177.52383270000001,"lbs/day","LSwExt1",191,177.52383270000001,"lbs/day","LSwExt1",191,137.57016100000001,"lbs/day","LSwExt1",191,146.7348782,"lbs/day","LSwExt1",191,173.9042762,"lbs/day",1]
["LSwExt1",192,151.0774394,"lbs/day","LSwExt1",192,168.83213860000001,"lbs/day","LSwExt1",192,168.83213860000001,"lbs/day","LSwExt1",192,157.6163727,"lbs/day","LSwExt1",192,142.75956260000001,"lbs/day","LSwExt1",192,165.54963169999999,"lbs/day",1]
["LSwExt1",193,145.5260347,"lbs/day","LSwExt1",193,162.08528920000001,"lbs/day","LSwExt1",193,162.08528920000001,"lbs/day","LSwExt1",193,153.82810420000001,"lbs/day","LSwExt1",193,139.7079512,"lbs/day","LSwExt1",193,159.07386600000001,"lbs/day",1]
["LSwExt1",194,140.88269199999999,"lbs/day","LSwExt1",194,156.82405660000001,"lbs/day","LSwExt1",194,156.82405660000001,"lbs/day","LSwExt1",194,145.97233410000001,"lbs/day","LSwExt1",194,137.85496309999999,"lbs/day","LSwExt1",194,154.05433729999999,"lbs/day",1]
["LSwExt1",195,137.31471260000001,"lbs/day","LSwExt1",195,152.88298409999999,"lbs/day","LSwExt1",195,152.88298409999999,"lbs/day","LSwExt1",195,119.0556879,"lbs/day","LSwExt1",195,138.52482549999999,"lbs/day","LSwExt1",195,150.3334591,"lbs/day",1]
["LSwExt1",196,132.70856459999999,"lbs/day","LSwExt1",196,150.22956780000001,"lbs/day","LSwExt1",196,150.22956780000001,"lbs/day","LSwExt1",196,138.47307810000001,"lbs/day","LSwExt1",196,132.99002519999999,"lbs/day","LSwExt1",196,147.8855461,"lbs/day",1]
["LSwExt1",197,133.9116156,"lbs/day","LSwExt1",197,148.9272172,"lbs/day","LSwExt1",197,148.9272172,"lbs/day","LSwExt1",197,142.34654620000001,"lbs/day","LSwExt1",197,136.11034119999999,"lbs/day","LSwExt1",197,146.76486589999999,"lbs/day",1]
["LSwExt1",198,134.0947037,"lbs/day","LSwExt1",198,149.11312820000001,"lbs/day","LSwExt1",198,149.11312820000001,"lbs/day","LSwExt1",198,143.4119719,"lbs/day","LSwExt1",198,133.22728409999999,"lbs/day","LSwExt1",198,147.11286010000001,"lbs/day",1]
["LSwExt1",199,135.50007769999999,"lbs/day","LSwExt1",199,151.02688549999999,"lbs/day","LSwExt1",199,151.02688549999999,"lbs/day","LSwExt1",199,144.36953310000001,"lbs/day","LSwExt1",199,141.38824080000001,"lbs/day","LSwExt1",199,149.16324750000001,"lbs/day",1]
["LSwExt1",200,138.5021653,"lbs/day","LSwExt1",200,156.0096915,"lbs/day","LSwExt1",200,156.0096915,"lbs/day","LSwExt1",200,143.44940130000001,"lbs/day","LSwExt1",200,143.14098300000001,"lbs/day","LSwExt1",200,154.02969100000001,"lbs/day",1]
["LSwExt1",201,143.3365752,"lbs/day","LSwExt1",201,163.6058079,"lbs/day","LSwExt1",201,163.6058079,"lbs/day","LSwExt1",201,137.8972234,"lbs/day","LSwExt1",201,143.8503651,"lbs/day","LSwExt1",201,161.44659129999999,"lbs/day",1]
["LSwExt1",202,145.524058,"lbs/day","LSwExt1",202,164.58203950000001,"lbs/day","LSwExt1",202,164.58203950000001,"lbs/day","LSwExt1",202,148.59573570000001,"lbs/day","LSwExt1",202,149.40346740000001,"lbs/day","LSwExt1",202,162.8492038,"lbs/day",1]
["LSwExt1",203,150.42471660000001,"lbs/day","LSwExt1",203,169.84659049999999,"lbs/day","LSwExt1",203,169.84659049999999,"lbs/day","LSwExt1",203,154.6767667,"lbs/day","LSwExt1",203,159.51970249999999,"lbs/day","LSwExt1",203,168.3366145,"lbs/day",1]
["LSwExt1",204,158.11421609999999,"lbs/day","LSwExt1",204,196.1725088,"lbs/day","LSwExt1",204,196.1725088,"lbs/day","LSwExt1",204,166.74917769999999,"lbs/day","LSwExt1",204,154.90632529999999,"lbs/day","LSwExt1",204,192.764602,"lbs/day",1]
["LSwExt1",205,158.56715059999999,"lbs/day","LSwExt1",205,183.94232450000001,"lbs/day","LSwExt1",205,183.94232450000001,"lbs/day","LSwExt1",205,177.10325560000001,"lbs/day","LSwExt1",205,156.9054855,"lbs/day","LSwExt1",205,181.30269480000001,"lbs/day",1]
["LSwExt1",206,150.5804775,"lbs/day","LSwExt1",206,166.14139660000001,"lbs/day","LSwExt1",206,166.14139660000001,"lbs/day","LSwExt1",206,170.577754,"lbs/day","LSwExt1",206,154.42496779999999,"lbs/day","LSwExt1",206,164.73852189999999,"lbs/day",1]
["LSwExt1",207,147.1489311,"lbs/day","LSwExt1",207,158.23793800000001,"lbs/day","LSwExt1",207,158.23793800000001,"lbs/day","LSwExt1",207,167.01949719999999,"lbs/day","LSwExt1",207,154.3404286,"lbs/day","LSwExt1",207,157.30893409999999,"lbs/day",1]
["LSwExt1",208,146.87641869999999,"lbs/day","LSwExt1",208,155.66645460000001,"lbs/day","LSwExt1",208,155.66645460000001,"lbs/day","LSwExt1",208,167.29146879999999,"lbs/day","LSwExt1",208,154.85927649999999,"lbs/day","LSwExt1",208,155.1124906,"lbs/day",1]
["LSwExt1",209,150.2619937,"lbs/day","LSwExt1",209,157.20213649999999,"lbs/day","LSwExt1",209,157.20213649999999,"lbs/day","LSwExt1",209,171.3381608,"lbs/day","LSwExt1",209,158.6502538,"lbs/day","LSwExt1",209,156.89208579999999,"lbs/day",1]
["LSwExt1",210,155.81163290000001,"lbs/day","LSwExt1",210,162.93247779999999,"lbs/day","LSwExt1",210,162.93247779999999,"lbs/day","LSwExt1",210,179.391977,"lbs/day","LSwExt1",210,164.4526018,"lbs/day","LSwExt1",210,162.79656420000001,"lbs/day",1]
["LSwExt1",211,165.85390949999999,"lbs/day","LSwExt1",211,171.12160470000001,"lbs/day","LSwExt1",211,171.12160470000001,"lbs/day","LSwExt1",211,189.87040830000001,"lbs/day","LSwExt1",211,173.28032569999999,"lbs/day","LSwExt1",211,171.70066310000001,"lbs/day",1]
["LSwExt1",212,180.8149708,"lbs/day","LSwExt1",212,185.22908129999999,"lbs/day","LSwExt1",212,185.22908129999999,"lbs/day","LSwExt1",212,201.8548748,"lbs/day","LSwExt1",212,192.18336529999999,"lbs/day","LSwExt1",212,186.4666589,"lbs/day",1]
["LSwExt1",213,211.50433860000001,"lbs/day","LSwExt1",213,208.72554059999999,"lbs/day","LSwExt1",213,208.72554059999999,"lbs/day","LSwExt1",213,219.91010689999999,"lbs/day","LSwExt1",213,257.68097310000002,"lbs/day","LSwExt1",213,211.46926110000001,"lbs/day",1]
["LSwExt1",214,583.70353409999996,"lbs/day","LSwExt1",214,1044.0060739999999,"lbs/day","LSwExt1",214,1044.0060739999999,"lbs/day","LSwExt1",214,812.40668900000003,"lbs/day","LSwExt1",214,476.78052719999999,"lbs/day","LSwExt1",214,1033.5560909999999,"lbs/day",1]
["LSwExt1",215,208.3747123,"lbs/day","LSwExt1",215,213.92921920000001,"lbs/day","LSwExt1",215,213.92921920000001,"lbs/day","LSwExt1",215,199.87017750000001,"lbs/day","LSwExt1",215,186.4646213,"lbs/day","LSwExt1",215,212.9588243,"lbs/day",1]
["LSwExt1",216,156.67748520000001,"lbs/day","LSwExt1",216,153.42145189999999,"lbs/day","LSwExt1",216,153.42145189999999,"lbs/day","LSwExt1",216,145.0460458,"lbs/day","LSwExt1",216,155.75461369999999,"lbs/day","LSwExt1",216,152.97643239999999,"lbs/day",1]
["LSwExt1",217,136.60871409999999,"lbs/day","LSwExt1",217,131.39346950000001,"lbs/day","LSwExt1",217,131.39346950000001,"lbs/day","LSwExt1",217,125.2618463,"lbs/day","LSwExt1",217,145.95671110000001,"lbs/day","LSwExt1",217,130.99519380000001,"lbs/day",1]
["LSwExt1",218,126.278559,"lbs/day","LSwExt1",218,120.3800081,"lbs/day","LSwExt1",218,120.3800081,"lbs/day","LSwExt1",218,114.67475349999999,"lbs/day","LSwExt1",218,134.8270019,"lbs/day","LSwExt1",218,120.0124086,"lbs/day",1]
["LSwExt1",219,121.0065669,"lbs/day","LSwExt1",219,114.31992289999999,"lbs/day","LSwExt1",219,114.31992289999999,"lbs/day","LSwExt1",219,112.5733427,"lbs/day","LSwExt1",219,132.47815890000001,"lbs/day","LSwExt1",219,113.9294397,"lbs/day",1]
["LSwExt1",220,117.71042420000001,"lbs/day","LSwExt1",220,111.07696780000001,"lbs/day","LSwExt1",220,111.07696780000001,"lbs/day","LSwExt1",220,108.30470459999999,"lbs/day","LSwExt1",220,122.42683,"lbs/day","LSwExt1",220,110.6397511,"lbs/day",1]
["LSwExt1",221,116.9632103,"lbs/day","LSwExt1",221,109.710302,"lbs/day","LSwExt1",221,109.710302,"lbs/day","LSwExt1",221,110.3015783,"lbs/day","LSwExt1",221,117.5025219,"lbs/day","LSwExt1",221,109.30531089999999,"lbs/day",1]
["LSwExt1",222,117.6863755,"lbs/day","LSwExt1",222,109.7859323,"lbs/day","LSwExt1",222,109.7859323,"lbs/day","LSwExt1",222,113.2777286,"lbs/day","LSwExt1",222,133.65486430000001,"lbs/day","LSwExt1",222,109.25042019999999,"lbs/day",1]
["LSwExt1",223,118.9081128,"lbs/day","LSwExt1",223,111.1069512,"lbs/day","LSwExt1",223,111.1069512,"lbs/day","LSwExt1",223,111.6880017,"lbs/day","LSwExt1",223,118.3848867,"lbs/day","LSwExt1",223,110.6634323,"lbs/day",1]
["LSwExt1",224,121.35226710000001,"lbs/day","LSwExt1",224,113.63418009999999,"lbs/day","LSwExt1",224,113.63418009999999,"lbs/day","LSwExt1",224,118.8806926,"lbs/day","LSwExt1",224,117.22646589999999,"lbs/day","LSwExt1",224,112.9910831,"lbs/day",1]
["LSwExt1",225,127.0108068,"lbs/day","LSwExt1",225,117.4487366,"lbs/day","LSwExt1",225,117.4487366,"lbs/day","LSwExt1",225,118.7446581,"lbs/day","LSwExt1",225,154.2589346,"lbs/day","LSwExt1",225,116.97774769999999,"lbs/day",1]
["LSwExt1",226,133.02389729999999,"lbs/day","LSwExt1",226,122.76942029999999,"lbs/day","LSwExt1",226,122.76942029999999,"lbs/day","LSwExt1",226,128.86800149999999,"lbs/day","LSwExt1",226,141.10299670000001,"lbs/day","LSwExt1",226,122.1588859,"lbs/day",1]
["LSwExt1",227,136.30386329999999,"lbs/day","LSwExt1",227,130.01520110000001,"lbs/day","LSwExt1",227,130.01520110000001,"lbs/day","LSwExt1",227,137.69043740000001,"lbs/day","LSwExt1",227,143.64878490000001,"lbs/day","LSwExt1",227,129.18701039999999,"lbs/day",1]
["LSwExt1",228,147.05306759999999,"lbs/day","LSwExt1",228,139.89211700000001,"lbs/day","LSwExt1",228,139.89211700000001,"lbs/day","LSwExt1",228,148.0248599,"lbs/day","LSwExt1",228,150.37390310000001,"lbs/day","LSwExt1",228,139.06633729999999,"lbs/day",1]
["LSwExt1",229,161.58028920000001,"lbs/day","LSwExt1",229,153.69201670000001,"lbs/day","LSwExt1",229,153.69201670000001,"lbs/day","LSwExt1",229,160.97885110000001,"lbs/day","LSwExt1",229,163.48418520000001,"lbs/day","LSwExt1",229,152.18314079999999,"lbs/day",1]
["LSwExt1",230,187.49646010000001,"lbs/day","LSwExt1",230,173.93044620000001,"lbs/day","LSwExt1",230,173.93044620000001,"lbs/day","LSwExt1",230,183.52783779999999,"lbs/day","LSwExt1",230,152.35670110000001,"lbs/day","LSwExt1",230,173.6170583,"lbs/day",1]
["LSwExt1",231,216.98779070000001,"lbs/day","LSwExt1",231,207.0237722,"lbs/day","LSwExt1",231,207.0237722,"lbs/day","LSwExt1",231,174.48072819999999,"lbs/day","LSwExt1",231,336.81332379999998,"lbs/day","LSwExt1",231,205.6060401,"lbs/day",1]
["LSwExt1",232,288.95803169999999,"lbs/day","LSwExt1",232,406.37138540000001,"lbs/day","LSwExt1",232,406.37138540000001,"lbs/day","LSwExt1",232,338.90773000000002,"lbs/day","LSwExt1",232,154.52446520000001,"lbs/day","LSwExt1",232,402.2099321,"lbs/day",1]
["LSwExt1",233,245.80749560000001,"lbs/day","LSwExt1",233,265.40616990000001,"lbs/day","LSwExt1",233,265.40616990000001,"lbs/day","LSwExt1",233,234.77427639999999,"lbs/day","LSwExt1",233,255.6698954,"lbs/day","LSwExt1",233,265.95898829999999,"lbs/day",1]
["LSwExt1",234,234.307298,"lbs/day","LSwExt1",234,238.4480384,"lbs/day","LSwExt1",234,238.4480384,"lbs/day","LSwExt1",234,233.0517998,"lbs/day","LSwExt1",234,210.39513450000001,"lbs/day","LSwExt1",234,236.00875360000001,"lbs/day",1]
["LSwExt1",235,229.1639065,"lbs/day","LSwExt1",235,246.13552540000001,"lbs/day","LSwExt1",235,246.13552540000001,"lbs/day","LSwExt1",235,232.18080420000001,"lbs/day","LSwExt1",235,253.68052410000001,"lbs/day","LSwExt1",235,246.1112435,"lbs/day",1]
["LSwExt1",236,215.53798230000001,"lbs/day","LSwExt1",236,227.1161918,"lbs/day","LSwExt1",236,227.1161918,"lbs/day","LSwExt1",236,250.31218620000001,"lbs/day","LSwExt1",236,199.17848409999999,"lbs/day","LSwExt1",236,224.7265179,"lbs/day",1]
["LSwExt1",237,218.2336684,"lbs/day","LSwExt1",237,226.11492430000001,"lbs/day","LSwExt1",237,226.11492430000001,"lbs/day","LSwExt1",237,225.1823368,"lbs/day","LSwExt1",237,237.4402326,"lbs/day","LSwExt1",237,225.45689049999999,"lbs/day",1]
["LSwExt1",238,231.0069536,"lbs/day","LSwExt1",238,225.4601127,"lbs/day","LSwExt1",238,225.4601127,"lbs/day","LSwExt1",238,235.93405759999999,"lbs/day","LSwExt1",238,214.53233130000001,"lbs/day","LSwExt1",238,224.3703836,"lbs/day",1]
["LSwExt1",239,247.29879869999999,"lbs/day","LSwExt1",239,241.12962949999999,"lbs/day","LSwExt1",239,241.12962949999999,"lbs/day","LSwExt1",239,251.78105500000001,"lbs/day","LSwExt1",239,233.12087249999999,"lbs/day","LSwExt1",239,238.90990300000001,"lbs/day",1]
["LSwExt1",240,283.74595770000002,"lbs/day","LSwExt1",240,280.1754656,"lbs/day","LSwExt1",240,280.1754656,"lbs/day","LSwExt1",240,265.73885990000002,"lbs/day","LSwExt1",240,306.15752739999999,"lbs/day","LSwExt1",240,273.80336579999999,"lbs/day",1]
["LSwExt1",241,451.45962479999997,"lbs/day","LSwExt1",241,568.46080380000001,"lbs/day","LSwExt1",241,568.46080380000001,"lbs/day","LSwExt1",241,480.52904410000002,"lbs/day","LSwExt1",241,389.57990130000002,"lbs/day","LSwExt1",241,570.43133950000004,"lbs/day",1]
["LSwExt1",242,325.33349470000002,"lbs/day","LSwExt1",242,341.47446680000002,"lbs/day","LSwExt1",242,341.47446680000002,"lbs/day","LSwExt1",242,356.05944299999999,"lbs/day","LSwExt1",242,330.58596130000001,"lbs/day","LSwExt1",242,339.15910609999997,"lbs/day",1]
["LSwExt1",243,315.52624530000003,"lbs/day","LSwExt1",243,306.36688190000001,"lbs/day","LSwExt1",243,306.36688190000001,"lbs/day","LSwExt1",243,326.12348919999999,"lbs/day","LSwExt1",243,296.90244380000001,"lbs/day","LSwExt1",243,302.79629560000001,"lbs/day",1]
["LSwExt1",244,360.06518999999997,"lbs/day","LSwExt1",244,336.64768629999998,"lbs/day","LSwExt1",244,336.64768629999998,"lbs/day","LSwExt1",244,348.41509339999999,"lbs/day","LSwExt1",244,374.09239860000002,"lbs/day","LSwExt1",244,321.13410870000001,"lbs/day",1]
["LSwExt1",245,1038.9796690000001,"lbs/day","LSwExt1",245,1231.544609,"lbs/day","LSwExt1",245,1231.544609,"lbs/day","LSwExt1",245,1116.3389890000001,"lbs/day","LSwExt1",245,956.39192560000004,"lbs/day","LSwExt1",245,1240.784081,"lbs/day",1]
["LSwExt1",246,396.33002909999999,"lbs/day","LSwExt1",246,423.85920570000002,"lbs/day","LSwExt1",246,423.85920570000002,"lbs/day","LSwExt1",246,435.69038749999999,"lbs/day","LSwExt1",246,416.72543630000001,"lbs/day","LSwExt1",246,425.60979300000002,"lbs/day",1]
["LSwExt1",247,286.23790159999999,"lbs/day","LSwExt1",247,291.74848489999999,"lbs/day","LSwExt1",247,291.74848489999999,"lbs/day","LSwExt1",247,292.1977827,"lbs/day","LSwExt1",247,273.2224458,"lbs/day","LSwExt1",247,298.87695609999997,"lbs/day",1]
["LSwExt1",248,187.2312393,"lbs/day","LSwExt1",248,161.97757440000001,"lbs/day","LSwExt1",248,161.97757440000001,"lbs/day","LSwExt1",248,178.6391529,"lbs/day","LSwExt1",248,175.21430950000001,"lbs/day","LSwExt1",248,166.440146,"lbs/day",{"$f":"IF(ISNUMBER(C39364),IF(AVERAGE(C39364,G39364,K39364,O39364,S39364,W39364)<>MAX(C39364,G39364,K39364,O39364,S39364,W39364),1,0),\"\")","v":1}]
["LSwExt1",249,160.17846040000001,"lbs/day","LSwExt1",249,137.0457232,"lbs/day","LSwExt1",249,137.0457232,"lbs/day","LSwExt1",249,150.34947779999999,"lbs/day","LSwExt1",249,159.9888766,"lbs/day","LSwExt1",249,139.9248048,"lbs/day",1]
["LSwExt1",250,149.05085030000001,"lbs/day","LSwExt1",250,127.2822156,"lbs/day","LSwExt1",250,127.2822156,"lbs/day","LSwExt1",250,142.7496476,"lbs/day","LSwExt1",250,154.12096940000001,"lbs/day","LSwExt1",250,130.8260803,"lbs/day",1]
["LSwExt1",251,146.17359310000001,"lbs/day","LSwExt1",251,119.5945442,"lbs/day","LSwExt1",251,119.5945442,"lbs/day","LSwExt1",251,140.80199529999999,"lbs/day","LSwExt1",251,153.28916599999999,"lbs/day","LSwExt1",251,128.9448865,"lbs/day",1]
["LSwExt1",252,148.25500059999999,"lbs/day","LSwExt1",252,139.4361069,"lbs/day","LSwExt1",252,139.4361069,"lbs/day","LSwExt1",252,144.92268859999999,"lbs/day","LSwExt1",252,156.7883463,"lbs/day","LSwExt1",252,131.7308285,"lbs/day",1]
["LSwExt1",253,154.5564004,"lbs/day","LSwExt1",253,123.7161251,"lbs/day","LSwExt1",253,123.7161251,"lbs/day","LSwExt1",253,152.83081530000001,"lbs/day","LSwExt1",253,161.3030191,"lbs/day","LSwExt1",253,138.77811320000001,"lbs/day",1]
["LSwExt1",254,167.0821182,"lbs/day","LSwExt1",254,151.59851169999999,"lbs/day","LSwExt1",254,151.59851169999999,"lbs/day","LSwExt1",254,165.09065699999999,"lbs/day","LSwExt1",254,176.27773020000001,"lbs/day","LSwExt1",254,150.96895140000001,"lbs/day",1]
["LSwExt1",255,186.11855489999999,"lbs/day","LSwExt1",255,181.86416389999999,"lbs/day","LSwExt1",255,181.86416389999999,"lbs/day","LSwExt1",255,186.5794812,"lbs/day","LSwExt1",255,191.9244118,"lbs/day","LSwExt1",255,171.0813144,"lbs/day",1]
["LSwExt1",256,219.01338250000001,"lbs/day","LSwExt1",256,207.1422781,"lbs/day","LSwExt1",256,207.1422781,"lbs/day","LSwExt1",256,219.57180210000001,"lbs/day","LSwExt1",256,223.6382472,"lbs/day","LSwExt1",256,206.45727310000001,"lbs/day",1]
["LSwExt1",257,291.2298232,"lbs/day","LSwExt1",257,279.62774189999999,"lbs/day","LSwExt1",257,279.62774189999999,"lbs/day","LSwExt1",257,277.05443559999998,"lbs/day","LSwExt1",257,288.07461860000001,"lbs/day","LSwExt1",257,282.89634369999999,"lbs/day",1]
["LSwExt1",258,583.79430630000002,"lbs/day","LSwExt1",258,814.42030160000002,"lbs/day","LSwExt1",258,814.42030160000002,"lbs/day","LSwExt1",258,671.32022889999996,"lbs/day","LSwExt1",258,519.45362790000001,"lbs/day","LSwExt1",258,785.63832739999998,"lbs/day",1]
["LSwExt1",259,2213.5529369999999,"lbs/day","LSwExt1",259,2587.9033530000002,"lbs/day","LSwExt1",259,2587.9033530000002,"lbs/day","LSwExt1",259,2408.139326,"lbs/day","LSwExt1",259,2120.9023240000001,"lbs/day","LSwExt1",259,2598.4103,"lbs/day",1]
["LSwExt1",260,456.43456900000001,"lbs/day","LSwExt1",260,621.19244619999995,"lbs/day","LSwExt1",260,621.19244619999995,"lbs/day","LSwExt1",260,495.37235770000001,"lbs/day","LSwExt1",260,308.52138619999999,"lbs/day","LSwExt1",260,589.46133359999999,"lbs/day",1]
["LSwExt1",261,366.7202345,"lbs/day","LSwExt1",261,574.31545570000003,"lbs/day","LSwExt1",261,574.31545570000003,"lbs/day","LSwExt1",261,463.673226,"lbs/day","LSwExt1",261,251.6475197,"lbs/day","LSwExt1",261,552.60027679999996,"lbs/day",1]
["LSwExt1",262,329.20514780000002,"lbs/day","LSwExt1",262,482.00590360000001,"lbs/day","LSwExt1",262,482.00590360000001,"lbs/day","LSwExt1",262,416.20988510000001,"lbs/day","LSwExt1",262,238.27038930000001,"lbs/day","LSwExt1",262,470.80962299999999,"lbs/day",1]
["LSwExt1",263,315.05312989999999,"lbs/day","LSwExt1",263,417.17222290000001,"lbs/day","LSwExt1",263,417.17222290000001,"lbs/day","LSwExt1",263,380.6278762,"lbs/day","LSwExt1",263,243.52412770000001,"lbs/day","LSwExt1",263,412.19250390000002,"lbs/day",1]
["LSwExt1",264,329.83883059999999,"lbs/day","LSwExt1",264,390.64564639999998,"lbs/day","LSwExt1",264,390.64564639999998,"lbs/day","LSwExt1",264,376.17617749999999,"lbs/day","LSwExt1",264,274.44586609999999,"lbs/day","LSwExt1",264,389.50156939999999,"lbs/day",1]
["LSwExt1",265,424.31013710000002,"lbs/day","LSwExt1",265,484.65681410000002,"lbs/day","LSwExt1",265,484.65681410000002,"lbs/day","LSwExt1",265,473.65646820000001,"lbs/day","LSwExt1",265,370.61821450000002,"lbs/day","LSwExt1",265,482.96887090000001,"lbs/day",1]
["LSwExt1",266,917.41585320000002,"lbs/day","LSwExt1",266,949.57773840000004,"lbs/day","LSwExt1",266,949.57773840000004,"lbs/day","LSwExt1",266,972.39363360000004,"lbs/day","LSwExt1",266,891.81115569999997,"lbs/day","LSwExt1",266,966.18403439999997,"lbs/day",1]
["LSwExt1",267,490.47568310000003,"lbs/day","LSwExt1",267,519.03797569999995,"lbs/day","LSwExt1",267,519.03797569999995,"lbs/day","LSwExt1",267,518.45534399999997,"lbs/day","LSwExt1",267,421.78816430000001,"lbs/day","LSwExt1",267,509.82883809999998,"lbs/day",1]
["LSwExt1",268,470.43241940000001,"lbs/day","LSwExt1",268,467.78793839999997,"lbs/day","LSwExt1",268,467.78793839999997,"lbs/day","LSwExt1",268,483.09194289999999,"lbs/day","LSwExt1",268,417.83132069999999,"lbs/day","LSwExt1",268,465.04968509999998,"lbs/day",1]
["LSwExt1",269,501.16750500000001,"lbs/day","LSwExt1",269,487.7142341,"lbs/day","LSwExt1",269,487.7142341,"lbs/day","LSwExt1",269,509.18103079999997,"lbs/day","LSwExt1",269,473.2316884,"lbs/day","LSwExt1",269,488.00318920000001,"lbs/day",1]
["LSwExt1",270,799.89081759999999,"lbs/day","LSwExt1",270,773.34515420000002,"lbs/day","LSwExt1",270,773.34515420000002,"lbs/day","LSwExt1",270,803.73992009999995,"lbs/day","LSwExt1",270,834.06325770000001,"lbs/day","LSwExt1",270,780.88686010000004,"lbs/day",1]
["LSwExt1",271,580.72349880000002,"lbs/day","LSwExt1",271,553.98335970000005,"lbs/day","LSwExt1",271,553.98335970000005,"lbs/day","LSwExt1",271,580.28858349999996,"lbs/day","LSwExt1",271,616.23625300000003,"lbs/day","LSwExt1",271,558.55573010000001,"lbs/day",1]
["LSwExt1",272,505.73742579999998,"lbs/day","LSwExt1",272,468.97676960000001,"lbs/day","LSwExt1",272,468.97676960000001,"lbs/day","LSwExt1",272,498.06724800000001,"lbs/day","LSwExt1",272,548.71983799999998,"lbs/day","LSwExt1",272,474.82198490000002,"lbs/day",1]
["LSwExt1",273,433.93176219999998,"lbs/day","LSwExt1",273,405.7183306,"lbs/day","LSwExt1",273,405.7183306,"lbs/day","LSwExt1",273,428.70086049999998,"lbs/day","LSwExt1",273,466.74522990000003,"lbs/day","LSwExt1",273,409.63599349999998,"lbs/day",1]
["LSwExt1",274,382.0700405,"lbs/day","LSwExt1",274,367.95068620000001,"lbs/day","LSwExt1",274,367.95068620000001,"lbs/day","LSwExt1",274,381.54871650000001,"lbs/day","LSwExt1",274,408.23402470000002,"lbs/day","LSwExt1",274,370.39776130000001,"lbs/day",1]
["LSwExt1",275,348.0020237,"lbs/day","LSwExt1",275,345.51124069999997,"lbs/day","LSwExt1",275,345.51124069999997,"lbs/day","LSwExt1",275,354.20341560000003,"lbs/day","LSwExt1",275,366.02276569999998,"lbs/day","LSwExt1",275,346.64297570000002,"lbs/day",1]
["LSwExt1",276,328.0854645,"lbs/day","LSwExt1",276,331.96401500000002,"lbs/day","LSwExt1",276,331.96401500000002,"lbs/day","LSwExt1",276,332.27202119999998,"lbs/day","LSwExt1",276,338.2741474,"lbs/day","LSwExt1",276,332.10599120000001,"lbs/day",1]
["LSwExt1",277,314.22489200000001,"lbs/day","LSwExt1",277,328.46514109999998,"lbs/day","LSwExt1",277,328.46514109999998,"lbs/day","LSwExt1",277,334.44895050000002,"lbs/day","LSwExt1",277,324.20728400000002,"lbs/day","LSwExt1",277,327.88762989999998,"lbs/day",1]
["LSwExt1",278,336.34854999999999,"lbs/day","LSwExt1",278,360.71338730000002,"lbs/day","LSwExt1",278,360.71338730000002,"lbs/day","LSwExt1",278,329.98936420000001,"lbs/day","LSwExt1",278,328.78610600000002,"lbs/day","LSwExt1",278,357.81896410000002,"lbs/day",1]
["LSwExt1",279,304.38713840000003,"lbs/day","LSwExt1",279,333.29943489999999,"lbs/day","LSwExt1",279,333.29943489999999,"lbs/day","LSwExt1",279,327.3298279,"lbs/day","LSwExt1",279,302.77016909999998,"lbs/day","LSwExt1",279,330.6712455,"lbs/day",1]
["LSwExt1",280,295.46368940000002,"lbs/day","LSwExt1",280,319.65077489999999,"lbs/day","LSwExt1",280,319.65077489999999,"lbs/day","LSwExt1",280,308.7621638,"lbs/day","LSwExt1",280,289.23298949999997,"lbs/day","LSwExt1",280,317.14322049999998,"lbs/day",1]
["LSwExt1",281,285.1205544,"lbs/day","LSwExt1",281,311.02429289999998,"lbs/day","LSwExt1",281,311.02429289999998,"lbs/day","LSwExt1",281,299.6286412,"lbs/day","LSwExt1",281,281.57257779999998,"lbs/day","LSwExt1",281,308.65358270000002,"lbs/day",1]
["LSwExt1",282,287.24405849999999,"lbs/day","LSwExt1",282,308.78161069999999,"lbs/day","LSwExt1",282,308.78161069999999,"lbs/day","LSwExt1",282,298.2886886,"lbs/day","LSwExt1",282,283.45194850000001,"lbs/day","LSwExt1",282,306.8021129,"lbs/day",1]
["LSwExt1",283,308.32601210000001,"lbs/day","LSwExt1",283,328.90415940000003,"lbs/day","LSwExt1",283,328.90415940000003,"lbs/day","LSwExt1",283,319.06359579999997,"lbs/day","LSwExt1",283,306.5047174,"lbs/day","LSwExt1",283,327.60699319999998,"lbs/day",1]
["LSwExt1",284,417.98399899999998,"lbs/day","LSwExt1",284,469.29261170000001,"lbs/day","LSwExt1",284,469.29261170000001,"lbs/day","LSwExt1",284,442.8803767,"lbs/day","LSwExt1",284,409.79260149999999,"lbs/day","LSwExt1",284,465.84210200000001,"lbs/day",1]
["LSwExt1",285,552.95492579999996,"lbs/day","LSwExt1",285,636.05820549999999,"lbs/day","LSwExt1",285,636.05820549999999,"lbs/day","LSwExt1",285,595.81685909999999,"lbs/day","LSwExt1",285,540.47887209999999,"lbs/day","LSwExt1",285,631.8183037,"lbs/day",1]
["LSwExt1",286,446.41844850000001,"lbs/day","LSwExt1",286,497.15373699999998,"lbs/day","LSwExt1",286,497.15373699999998,"lbs/day","LSwExt1",286,472.64029779999998,"lbs/day","LSwExt1",286,438.44146599999999,"lbs/day","LSwExt1",286,493.36693200000002,"lbs/day",1]
["LSwExt1",287,390.10320180000002,"lbs/day","LSwExt1",287,421.61082490000001,"lbs/day","LSwExt1",287,421.61082490000001,"lbs/day","LSwExt1",287,407.54715929999998,"lbs/day","LSwExt1",287,386.19730850000002,"lbs/day","LSwExt1",287,418.66144559999998,"lbs/day",1]
["LSwExt1",288,397.20245920000002,"lbs/day","LSwExt1",288,412.79969510000001,"lbs/day","LSwExt1",288,412.79969510000001,"lbs/day","LSwExt1",288,412.15299340000001,"lbs/day","LSwExt1",288,398.57778819999999,"lbs/day","LSwExt1",288,412.28737489999997,"lbs/day",1]
["LSwExt1",289,1222.1383510000001,"lbs/day","LSwExt1",289,1358.8206680000001,"lbs/day","LSwExt1",289,1358.8206680000001,"lbs/day","LSwExt1",289,1323.386033,"lbs/day","LSwExt1",289,1245.765474,"lbs/day","LSwExt1",289,1375.271381,"lbs/day",1]
["LSwExt1",290,705.08480850000001,"lbs/day","LSwExt1",290,721.78836309999997,"lbs/day","LSwExt1",290,721.78836309999997,"lbs/day","LSwExt1",290,710.10890819999997,"lbs/day","LSwExt1",290,685.72054660000003,"lbs/day","LSwExt1",290,713.4763696,"lbs/day",1]
["LSwExt1",291,633.034401,"lbs/day","LSwExt1",291,603.97074469999995,"lbs/day","LSwExt1",291,603.97074469999995,"lbs/day","LSwExt1",291,618.28582119999999,"lbs/day","LSwExt1",291,636.06887359999996,"lbs/day","LSwExt1",291,603.94995400000005,"lbs/day",1]
["LSwExt1",292,531.45536779999998,"lbs/day","LSwExt1",292,498.54538819999999,"lbs/day","LSwExt1",292,498.54538819999999,"lbs/day","LSwExt1",292,514.15118500000005,"lbs/day","LSwExt1",292,540.64537940000002,"lbs/day","LSwExt1",292,500.05281029999998,"lbs/day",1]
["LSwExt1",293,461.49400559999998,"lbs/day","LSwExt1",293,436.97202160000001,"lbs/day","LSwExt1",293,436.97202160000001,"lbs/day","LSwExt1",293,447.47156089999999,"lbs/day","LSwExt1",293,469.76510630000001,"lbs/day","LSwExt1",293,437.85754309999999,"lbs/day",1]
["LSwExt1",294,413.8938665,"lbs/day","LSwExt1",294,399.58983139999998,"lbs/day","LSwExt1",294,399.58983139999998,"lbs/day","LSwExt1",294,404.27144579999998,"lbs/day","LSwExt1",294,419.69635729999999,"lbs/day","LSwExt1",294,399.60834999999997,"lbs/day",1]
["LSwExt1",295,395.80773349999998,"lbs/day","LSwExt1",295,390.30074860000002,"lbs/day","LSwExt1",295,390.30074860000002,"lbs/day","LSwExt1",295,390.93888750000002,"lbs/day","LSwExt1",295,400.95320409999999,"lbs/day","LSwExt1",295,390.16023510000002,"lbs/day",1]
["LSwExt1",296,503.71053879999999,"lbs/day","LSwExt1",296,542.91830219999997,"lbs/day","LSwExt1",296,542.91830219999997,"lbs/day","LSwExt1",296,518.13576379999995,"lbs/day","LSwExt1",296,495.5859413,"lbs/day","LSwExt1",296,538.61028539999995,"lbs/day",1]
["LSwExt1",297,412.06734719999997,"lbs/day","LSwExt1",297,431.662148,"lbs/day","LSwExt1",297,431.662148,"lbs/day","LSwExt1",297,417.69945749999999,"lbs/day","LSwExt1",297,405.63588470000002,"lbs/day","LSwExt1",297,427.29956019999997,"lbs/day",1]
["LSwExt1",298,417.99046470000002,"lbs/day","LSwExt1",298,426.73477910000003,"lbs/day","LSwExt1",298,426.73477910000003,"lbs/day","LSwExt1",298,420.73088760000002,"lbs/day","LSwExt1",298,414.99787120000002,"lbs/day","LSwExt1",298,424.17764979999998,"lbs/day",1]
["LSwExt1",299,1004.8104509999999,"lbs/day","LSwExt1",299,1085.2832539999999,"lbs/day","LSwExt1",299,1085.2832539999999,"lbs/day","LSwExt1",299,1048.673839,"lbs/day","LSwExt1",299,1002.083452,"lbs/day","LSwExt1",299,1086.5349000000001,"lbs/day",1]
["LSwExt1",300,617.78603940000005,"lbs/day","LSwExt1",300,643.1433859,"lbs/day","LSwExt1",300,643.1433859,"lbs/day","LSwExt1",300,633.47253130000001,"lbs/day","LSwExt1",300,615.85644420000006,"lbs/day","LSwExt1",300,643.35241029999997,"lbs/day",1]
["LSwExt1",301,549.29928959999995,"lbs/day","LSwExt1",301,541.69371030000002,"lbs/day","LSwExt1",301,541.69371030000002,"lbs/day","LSwExt1",301,548.83882470000003,"lbs/day","LSwExt1",301,557.27133719999995,"lbs/day","LSwExt1",301,544.88798740000004,"lbs/day",1]
["LSwExt1",302,473.72666020000003,"lbs/day","LSwExt1",302,461.20286199999998,"lbs/day","LSwExt1",302,461.20286199999998,"lbs/day","LSwExt1",302,468.65785990000001,"lbs/day","LSwExt1",302,482.08578690000002,"lbs/day","LSwExt1",302,463.76776380000001,"lbs/day",1]
["LSwExt1",303,422.94930920000002,"lbs/day","LSwExt1",303,413.90531909999999,"lbs/day","LSwExt1",303,413.90531909999999,"lbs/day","LSwExt1",303,418.56737759999999,"lbs/day","LSwExt1",303,428.25680399999999,"lbs/day","LSwExt1",303,415.01346489999997,"lbs/day",1]
["LSwExt1",304,392.41308229999999,"lbs/day","LSwExt1",304,388.14970749999998,"lbs/day","LSwExt1",304,388.14970749999998,"lbs/day","LSwExt1",304,389.36450200000002,"lbs/day","LSwExt1",304,394.99898869999998,"lbs/day","LSwExt1",304,388.21243179999999,"lbs/day",1]
["LSwExt1",305,369.44822549999998,"lbs/day","LSwExt1",305,369.20054069999998,"lbs/day","LSwExt1",305,369.20054069999998,"lbs/day","LSwExt1",305,367.565135,"lbs/day","LSwExt1",305,369.2594115,"lbs/day","LSwExt1",305,368.37046040000001,"lbs/day",1]
["LSwExt1",306,354.06072289999997,"lbs/day","LSwExt1",306,356.55026090000001,"lbs/day","LSwExt1",306,356.55026090000001,"lbs/day","LSwExt1",306,352.93886070000002,"lbs/day","LSwExt1",306,351.70491529999998,"lbs/day","LSwExt1",306,355.15635070000002,"lbs/day",1]
["LSwExt1",307,343.87726409999999,"lbs/day","LSwExt1",307,348.33093380000003,"lbs/day","LSwExt1",307,348.33093380000003,"lbs/day","LSwExt1",307,343.36156770000002,"lbs/day","LSwExt1",307,340.38262429999997,"lbs/day","LSwExt1",307,346.54830120000003,"lbs/day",1]
["LSwExt1",308,342.94052390000002,"lbs/day","LSwExt1",308,348.16943900000001,"lbs/day","LSwExt1",308,348.16943900000001,"lbs/day","LSwExt1",308,342.2066853,"lbs/day","LSwExt1",308,339.36275060000003,"lbs/day","LSwExt1",308,346.38157919999998,"lbs/day",1]
["LSwExt1",309,376.32258359999997,"lbs/day","LSwExt1",309,387.07142599999997,"lbs/day","LSwExt1",309,387.07142599999997,"lbs/day","LSwExt1",309,379.15584769999998,"lbs/day","LSwExt1",309,373.73231449999997,"lbs/day","LSwExt1",309,385.22245270000002,"lbs/day",1]
["LSwExt1",310,708.43096860000003,"lbs/day","LSwExt1",310,781.64463869999997,"lbs/day","LSwExt1",310,781.64463869999997,"lbs/day","LSwExt1",310,738.5835376,"lbs/day","LSwExt1",310,684.24237140000002,"lbs/day","LSwExt1",310,775.98246219999999,"lbs/day",1]
["LSwExt1",311,478.07010539999999,"lbs/day","LSwExt1",311,512.97347720000005,"lbs/day","LSwExt1",311,512.97347720000005,"lbs/day","LSwExt1",311,489.03087099999999,"lbs/day","LSwExt1",311,464.06775820000001,"lbs/day","LSwExt1",311,506.57870270000001,"lbs/day",1]
["LSwExt1",312,452.28351329999998,"lbs/day","LSwExt1",312,473.35028579999999,"lbs/day","LSwExt1",312,473.35028579999999,"lbs/day","LSwExt1",312,460.34446889999998,"lbs/day","LSwExt1",312,443.11751049999998,"lbs/day","LSwExt1",312,470.37000879999999,"lbs/day",{"$f":"IF(ISNUMBER(C39428),IF(AVERAGE(C39428,G39428,K39428,O39428,S39428,W39428)<>MAX(C39428,G39428,K39428,O39428,S39428,W39428),1,0),\"\")","v":1}]
["LSwExt1",313,438.75561429999999,"lbs/day","LSwExt1",313,447.91863710000001,"lbs/day","LSwExt1",313,447.91863710000001,"lbs/day","LSwExt1",313,442.0858819,"lbs/day","LSwExt1",313,435.1629681,"lbs/day","LSwExt1",313,447.38866589999998,"lbs/day",1]
["LSwExt1",314,540.75170930000002,"lbs/day","LSwExt1",314,571.7068726,"lbs/day","LSwExt1",314,571.7068726,"lbs/day","LSwExt1",314,555.00242849999995,"lbs/day","LSwExt1",314,533.18600330000004,"lbs/day","LSwExt1",314,569.41713800000002,"lbs/day",1]
["LSwExt1",315,531.65419559999998,"lbs/day","LSwExt1",315,550.29932940000003,"lbs/day","LSwExt1",315,550.29932940000003,"lbs/day","LSwExt1",315,539.03574639999999,"lbs/day","LSwExt1",315,525.93888909999998,"lbs/day","LSwExt1",315,548.6908277,"lbs/day",1]
["LSwExt1",316,734.43862609999996,"lbs/day","LSwExt1",316,772.77898130000005,"lbs/day","LSwExt1",316,772.77898130000005,"lbs/day","LSwExt1",316,758.10581500000001,"lbs/day","LSwExt1",316,735.8928287,"lbs/day","LSwExt1",316,773.80838349999999,"lbs/day",1]
["LSwExt1",317,826.38795470000002,"lbs/day","LSwExt1",317,830.57470669999998,"lbs/day","LSwExt1",317,830.57470669999998,"lbs/day","LSwExt1",317,837.6293829,"lbs/day","LSwExt1",317,838.11681420000002,"lbs/day","LSwExt1",317,837.17678579999995,"lbs/day",1]
["LSwExt1",318,637.87522330000002,"lbs/day","LSwExt1",318,620.84235339999998,"lbs/day","LSwExt1",318,620.84235339999998,"lbs/day","LSwExt1",318,637.77359409999997,"lbs/day","LSwExt1",318,654.51995290000002,"lbs/day","LSwExt1",318,627.68394209999997,"lbs/day",1]
["LSwExt1",319,536.25212020000004,"lbs/day","LSwExt1",319,510.2667065,"lbs/day","LSwExt1",319,510.2667065,"lbs/day","LSwExt1",319,528.20229970000003,"lbs/day","LSwExt1",319,551.26025609999999,"lbs/day","LSwExt1",319,515.14314809999996,"lbs/day",1]
["LSwExt1",320,596.58446100000003,"lbs/day","LSwExt1",320,605.14478199999996,"lbs/day","LSwExt1",320,605.14478199999996,"lbs/day","LSwExt1",320,603.07408009999995,"lbs/day","LSwExt1",320,603.60787719999996,"lbs/day","LSwExt1",320,607.11587299999997,"lbs/day",1]
["LSwExt1",321,887.07314610000003,"lbs/day","LSwExt1",321,913.64627240000004,"lbs/day","LSwExt1",321,913.64627240000004,"lbs/day","LSwExt1",321,901.96454679999999,"lbs/day","LSwExt1",321,891.97291380000001,"lbs/day","LSwExt1",321,915.51393940000003,"lbs/day",1]
["LSwExt1",322,645.81290360000003,"lbs/day","LSwExt1",322,652.16068299999995,"lbs/day","LSwExt1",322,652.16068299999995,"lbs/day","LSwExt1",322,648.09051550000004,"lbs/day","LSwExt1",322,651.42896099999996,"lbs/day","LSwExt1",322,653.76454179999996,"lbs/day",1]
["LSwExt1",323,484.71769540000003,"lbs/day","LSwExt1",323,482.51487700000001,"lbs/day","LSwExt1",323,482.51487700000001,"lbs/day","LSwExt1",323,480.82770779999998,"lbs/day","LSwExt1",323,489.07292990000002,"lbs/day","LSwExt1",323,483.65063880000002,"lbs/day",1]
["LSwExt1",324,422.20085060000002,"lbs/day","LSwExt1",324,423.79645319999997,"lbs/day","LSwExt1",324,423.79645319999997,"lbs/day","LSwExt1",324,419.5541417,"lbs/day","LSwExt1",324,424.61129729999999,"lbs/day","LSwExt1",324,424.4336199,"lbs/day",1]
["LSwExt1",325,401.48802310000002,"lbs/day","LSwExt1",325,405.77756260000001,"lbs/day","LSwExt1",325,405.77756260000001,"lbs/day","LSwExt1",325,399.4404194,"lbs/day","LSwExt1",325,402.75832759999997,"lbs/day","LSwExt1",325,405.98985850000003,"lbs/day",1]
["LSwExt1",326,830.08584810000002,"lbs/day","LSwExt1",326,912.95762360000003,"lbs/day","LSwExt1",326,912.95762360000003,"lbs/day","LSwExt1",326,870.52917009999999,"lbs/day","LSwExt1",326,822.83066169999995,"lbs/day","LSwExt1",326,911.53227270000002,"lbs/day",1]
["LSwExt1",327,526.63671859999999,"lbs/day","LSwExt1",327,542.01514499999996,"lbs/day","LSwExt1",327,542.01514499999996,"lbs/day","LSwExt1",327,532.322677,"lbs/day","LSwExt1",327,526.10779190000005,"lbs/day","LSwExt1",327,542.16754449999996,"lbs/day",1]
["LSwExt1",328,438.75822390000002,"lbs/day","LSwExt1",328,442.7946503,"lbs/day","LSwExt1",328,442.7946503,"lbs/day","LSwExt1",328,438.24353439999999,"lbs/day","LSwExt1",328,439.66339140000002,"lbs/day","LSwExt1",328,443.16939669999999,"lbs/day",1]
["LSwExt1",329,398.43374010000002,"lbs/day","LSwExt1",329,402.53872380000001,"lbs/day","LSwExt1",329,402.53872380000001,"lbs/day","LSwExt1",329,398.19303619999999,"lbs/day","LSwExt1",329,399.00566220000002,"lbs/day","LSwExt1",329,402.7392863,"lbs/day",1]
["LSwExt1",330,387.50532629999998,"lbs/day","LSwExt1",330,392.32625289999999,"lbs/day","LSwExt1",330,392.32625289999999,"lbs/day","LSwExt1",330,387.7384184,"lbs/day","LSwExt1",330,387.9405089,"lbs/day","LSwExt1",330,392.49164530000002,"lbs/day",1]
["LSwExt1",331,648.90215709999995,"lbs/day","LSwExt1",331,713.35044740000001,"lbs/day","LSwExt1",331,713.35044740000001,"lbs/day","LSwExt1",331,681.18078979999996,"lbs/day","LSwExt1",331,640.76877630000001,"lbs/day","LSwExt1",331,711.64390839999999,"lbs/day",1]
["LSwExt1",332,470.30076120000001,"lbs/day","LSwExt1",332,489.30648359999998,"lbs/day","LSwExt1",332,489.30648359999998,"lbs/day","LSwExt1",332,478.73680869999998,"lbs/day","LSwExt1",332,468.35463929999997,"lbs/day","LSwExt1",332,489.12515619999999,"lbs/day",1]
["LSwExt1",333,493.59892880000001,"lbs/day","LSwExt1",333,517.84753860000001,"lbs/day","LSwExt1",333,517.84753860000001,"lbs/day","LSwExt1",333,502.85750960000001,"lbs/day","LSwExt1",333,487.5850696,"lbs/day","LSwExt1",333,517.17396640000004,"lbs/day",1]
["LSwExt1",334,413.85121900000001,"lbs/day","LSwExt1",334,422.45602109999999,"lbs/day","LSwExt1",334,422.45602109999999,"lbs/day","LSwExt1",334,416.02673629999998,"lbs/day","LSwExt1",334,411.60841149999999,"lbs/day","LSwExt1",334,422.32201700000002,"lbs/day",1]
["LSwExt1",335,382.59343009999998,"lbs/day","LSwExt1",335,388.14074570000002,"lbs/day","LSwExt1",335,388.14074570000002,"lbs/day","LSwExt1",335,383.63566550000002,"lbs/day","LSwExt1",335,381.36009289999998,"lbs/day","LSwExt1",335,388.07443030000002,"lbs/day",1]
["LSwExt1",336,371.98525919999997,"lbs/day","LSwExt1",336,376.8598758,"lbs/day","LSwExt1",336,376.8598758,"lbs/day","LSwExt1",336,373.21550200000001,"lbs/day","LSwExt1",336,371.07296589999999,"lbs/day","LSwExt1",336,376.73803659999999,"lbs/day",1]
["LSwExt1",337,473.39833720000001,"lbs/day","LSwExt1",337,507.55154920000001,"lbs/day","LSwExt1",337,507.55154920000001,"lbs/day","LSwExt1",337,487.77912370000001,"lbs/day","LSwExt1",337,467.75685399999998,"lbs/day","LSwExt1",337,505.7574947,"lbs/day",1]
["LSwExt1",338,410.86511080000002,"lbs/day","LSwExt1",338,425.9164131,"lbs/day","LSwExt1",338,425.9164131,"lbs/day","LSwExt1",338,418.76107439999998,"lbs/day","LSwExt1",338,408.14557910000002,"lbs/day","LSwExt1",338,425.14660320000002,"lbs/day",1]
["LSwExt1",339,474.66955510000003,"lbs/day","LSwExt1",339,505.99315560000002,"lbs/day","LSwExt1",339,505.99315560000002,"lbs/day","LSwExt1",339,487.03456729999999,"lbs/day","LSwExt1",339,468.10542529999998,"lbs/day","LSwExt1",339,503.81665090000001,"lbs/day",1]
["LSwExt1",340,417.53751190000003,"lbs/day","LSwExt1",340,434.55690529999998,"lbs/day","LSwExt1",340,434.55690529999998,"lbs/day","LSwExt1",340,425.26601579999999,"lbs/day","LSwExt1",340,413.57237620000001,"lbs/day","LSwExt1",340,433.3489912,"lbs/day",1]
["LSwExt1",341,382.2782795,"lbs/day","LSwExt1",341,391.77574249999998,"lbs/day","LSwExt1",341,391.77574249999998,"lbs/day","LSwExt1",341,385.78561960000002,"lbs/day","LSwExt1",341,380.10246590000003,"lbs/day","LSwExt1",341,391.1963093,"lbs/day",1]
["LSwExt1",342,363.0977274,"lbs/day","LSwExt1",342,369.88819560000002,"lbs/day","LSwExt1",342,369.88819560000002,"lbs/day","LSwExt1",342,364.9295894,"lbs/day","LSwExt1",342,361.50261920000003,"lbs/day","LSwExt1",342,368.99258079999998,"lbs/day",1]
["LSwExt1",343,350.25869160000002,"lbs/day","LSwExt1",343,363.69952849999999,"lbs/day","LSwExt1",343,363.69952849999999,"lbs/day","LSwExt1",343,351.37722680000002,"lbs/day","LSwExt1",343,348.81468719999998,"lbs/day","LSwExt1",343,354.80659780000002,"lbs/day",1]
["LSwExt1",344,345.37062959999997,"lbs/day","LSwExt1",344,332.35411019999998,"lbs/day","LSwExt1",344,332.35411019999998,"lbs/day","LSwExt1",344,345.35782469999998,"lbs/day","LSwExt1",344,344.22895060000002,"lbs/day","LSwExt1",344,348.8155529,"lbs/day",1]
["LSwExt1",345,373.94927890000002,"lbs/day","LSwExt1",345,381.27832999999998,"lbs/day","LSwExt1",345,381.27832999999998,"lbs/day","LSwExt1",345,372.78882290000001,"lbs/day","LSwExt1",345,374.2662517,"lbs/day","LSwExt1",345,374.86758429999998,"lbs/day",1]
["LSwExt1",346,913.521615,"lbs/day","LSwExt1",346,991.82176689999994,"lbs/day","LSwExt1",346,991.82176689999994,"lbs/day","LSwExt1",346,951.76257940000005,"lbs/day","LSwExt1",346,904.64695229999995,"lbs/day","LSwExt1",346,989.82071359999998,"lbs/day",1]
["LSwExt1",347,620.14482009999995,"lbs/day","LSwExt1",347,645.83027819999995,"lbs/day","LSwExt1",347,645.83027819999995,"lbs/day","LSwExt1",347,631.42634120000002,"lbs/day","LSwExt1",347,617.71942960000001,"lbs/day","LSwExt1",347,645.94659899999999,"lbs/day",1]
["LSwExt1",348,996.72385210000004,"lbs/day","LSwExt1",348,1021.822093,"lbs/day","LSwExt1",348,1021.822093,"lbs/day","LSwExt1",348,1013.791458,"lbs/day","LSwExt1",348,998.36444129999995,"lbs/day","LSwExt1",348,1023.663227,"lbs/day",1]
["LSwExt1",349,622.1688279,"lbs/day","LSwExt1",349,613.35962119999999,"lbs/day","LSwExt1",349,613.35962119999999,"lbs/day","LSwExt1",349,617.66416070000002,"lbs/day","LSwExt1",349,626.94045410000001,"lbs/day","LSwExt1",349,615.09755089999999,"lbs/day",1]
["LSwExt1",350,644.63392220000003,"lbs/day","LSwExt1",350,653.67461230000004,"lbs/day","LSwExt1",350,653.67461230000004,"lbs/day","LSwExt1",350,649.28532559999996,"lbs/day","LSwExt1",350,646.91048560000002,"lbs/day","LSwExt1",350,654.4889561,"lbs/day",1]
["LSwExt1",351,467.65892739999998,"lbs/day","LSwExt1",351,464.16165840000002,"lbs/day","LSwExt1",351,464.16165840000002,"lbs/day","LSwExt1",351,464.4644121,"lbs/day","LSwExt1",351,470.17531129999998,"lbs/day","LSwExt1",351,464.75203160000001,"lbs/day",1]
["LSwExt1",352,418.4812953,"lbs/day","LSwExt1",352,415.7769323,"lbs/day","LSwExt1",352,415.7769323,"lbs/day","LSwExt1",352,415.21135120000002,"lbs/day","LSwExt1",352,420.36353819999999,"lbs/day","LSwExt1",352,416.21838830000002,"lbs/day",1]
["LSwExt1",353,401.9296526,"lbs/day","LSwExt1",353,400.2486457,"lbs/day","LSwExt1",353,400.2486457,"lbs/day","LSwExt1",353,398.91672699999998,"lbs/day","LSwExt1",353,403.45686360000002,"lbs/day","LSwExt1",353,400.53510540000002,"lbs/day",1]
["LSwExt1",354,1003.605851,"lbs/day","LSwExt1",354,1111.6179810000001,"lbs/day","LSwExt1",354,1111.6179810000001,"lbs/day","LSwExt1",354,1060.017705,"lbs/day","LSwExt1",354,994.81146839999997,"lbs/day","LSwExt1",354,1110.269106,"lbs/day",1]
["LSwExt1",355,554.37355669999999,"lbs/day","LSwExt1",355,574.22439789999999,"lbs/day","LSwExt1",355,574.22439789999999,"lbs/day","LSwExt1",355,565.41338870000004,"lbs/day","LSwExt1",355,553.26916270000004,"lbs/day","LSwExt1",355,574.15463880000004,"lbs/day",1]
["LSwExt1",356,470.22084489999997,"lbs/day","LSwExt1",356,473.93282950000003,"lbs/day","LSwExt1",356,473.93282950000003,"lbs/day","LSwExt1",356,472.85943170000002,"lbs/day","LSwExt1",356,471.49598580000003,"lbs/day","LSwExt1",356,474.28252259999999,"lbs/day",1]
["LSwExt1",357,414.92121539999999,"lbs/day","LSwExt1",357,420.22672410000001,"lbs/day","LSwExt1",357,420.22672410000001,"lbs/day","LSwExt1",357,418.28438069999999,"lbs/day","LSwExt1",357,415.86947450000002,"lbs/day","LSwExt1",357,420.4176506,"lbs/day",1]
["LSwExt1",358,399.08818380000002,"lbs/day","LSwExt1",358,405.71945940000001,"lbs/day","LSwExt1",358,405.71945940000001,"lbs/day","LSwExt1",358,402.66741039999999,"lbs/day","LSwExt1",358,399.88961890000002,"lbs/day","LSwExt1",358,405.88696859999999,"lbs/day",1]
["LSwExt1",359,850.41187190000005,"lbs/day","LSwExt1",359,943.80607869999994,"lbs/day","LSwExt1",359,943.80607869999994,"lbs/day","LSwExt1",359,899.72149520000005,"lbs/day","LSwExt1",359,842.54842120000001,"lbs/day","LSwExt1",359,942.56008020000002,"lbs/day",1]
["LSwExt1",360,514.90234380000004,"lbs/day","LSwExt1",360,536.39026590000003,"lbs/day","LSwExt1",360,536.39026590000003,"lbs/day","LSwExt1",360,527.00150269999995,"lbs/day","LSwExt1",360,513.05580880000002,"lbs/day","LSwExt1",360,536.12200819999998,"lbs/day",1]
["LSwExt1",361,450.44120629999998,"lbs/day","LSwExt1",361,457.6973658,"lbs/day","LSwExt1",361,457.6973658,"lbs/day","LSwExt1",361,455.71091539999998,"lbs/day","LSwExt1",361,450.6303193,"lbs/day","LSwExt1",361,457.92231620000001,"lbs/day",1]
["LSwExt1",362,404.88178449999998,"lbs/day","LSwExt1",362,410.01312510000002,"lbs/day","LSwExt1",362,410.01312510000002,"lbs/day","LSwExt1",362,408.62454009999999,"lbs/day","LSwExt1",362,405.31542000000002,"lbs/day","LSwExt1",362,410.1812304,"lbs/day",1]
["LSwExt1",363,382.34843030000002,"lbs/day","LSwExt1",363,387.97860930000002,"lbs/day","LSwExt1",363,387.97860930000002,"lbs/day","LSwExt1",363,386.39019300000001,"lbs/day","LSwExt1",363,382.49047610000002,"lbs/day","LSwExt1",363,388.48089670000002,"lbs/day",1]
["LSwExt1",364,374.03865380000002,"lbs/day","LSwExt1",364,377.44082200000003,"lbs/day","LSwExt1",364,377.44082200000003,"lbs/day","LSwExt1",364,378.4033834,"lbs/day","LSwExt1",364,373.9966569,"lbs/day","LSwExt1",364,380.87491669999997,"lbs/day",1]
["LSwExt1",365,464.41181030000001,"lbs/day","LSwExt1",365,491.2475589,"lbs/day","LSwExt1",365,491.2475589,"lbs/day","LSwExt1",365,475.26371139999998,"lbs/day","LSwExt1",365,462.02095960000003,"lbs/day","LSwExt1",365,487.49438959999998,"lbs/day",1]
[null,null,null,null,null,null,null,null,null,null,null,null,null,null,null,null,null,null,null,null,null,null,null,null,""]

{"sheet":"Model Input Data","index":5,"n_rows":9211,"n_cols":25,"rows_kept":2250,"cut":true,"hidden":false,"merged":[],"bounds":{"rows_first":1000,"rows_last":250,"rows_between":1000,"halvings":1}}
["Wading3mile_baselineTN2002","Wading3mile_baselineTN2002","Wading3mile_baselineTN2002","Wading3mile_baselineTN2002","Wading3M","Wading3M","Wading3M","Wading3M","Wading3M_2","Wading3M_2","Wading3M_2","Wading3M_2","Wading3M_3","Wading3M_3","Wading3M_3","Wading3M_3","Wading3M_4","Wading3M_4","Wading3M_4","Wading3M_4","Wading3M_5","Wading3M_5","Wading3M_5","Wading3M_5","Data Difference"]
["Variable","Identifier","Value","Units","Variable","Identifier","Value","Units","Variable","Identifier","Value","Units","Variable","Identifier","Value","Units","Variable","Identifier","Value","Units","Variable","Identifier","Value","Units"]
["AvgAnnualPrecip","None",42.05,"total inches per year","AvgAnnualPrecip","None",50.32,"total inches per year","AvgAnnualPrecip","None",41.182000000000002,"total inches per year","AvgAnnualPrecip","None",46.258000000000003,"total inches per year","AvgAnnualPrecip","None",41.347999999999999,"total inches per year","AvgAnnualPrecip","None",50.286999999999999,"total inches per year",{"$f":"IF(ISNUMBER(C3),IF(AVERAGE(C3,G3,K3,O3,S3,W3)<>MAX(C3,G3,K3,O3,S3,W3),1,0),\"\")","v":1}]
["AvgTemp","None",52.697000000000003,"deg F","AvgTemp","None",55.997,"deg F","AvgTemp","None",56.396999999999998,"deg F","AvgTemp","None",57.097000000000001,"deg F","AvgTemp","None",57.697000000000003,"deg F","AvgTemp","None",58.896999999999998,"deg F",{"$f":"IF(ISNUMBER(C4),IF(AVERAGE(C4,G4,K4,O4,S4,W4)<>MAX(C4,G4,K4,O4,S4,W4),1,0),\"\")","v":1}]
["NDateHydro","None",365,"time steps in model","NDateHydro","None",365,"time steps in model","NDateHydro","None",365,"time steps in model","NDateHydro","None",365,"time steps in model","NDateHydro","None",365,"time steps in model","NDateHydro","None",365,"time steps in model",0]
["Dt","None",1,"days in time step","Dt","None",1,"days in time step","Dt","None",1,"days in time step","Dt","None",1,"days in time step","Dt","None",1,"days in time step","Dt","None",1,"days in time step",0]
["NLu","None",16,"# HRUs","NLu","None",16,"# HRUs","NLu","None",16,"# HRUs","NLu","None",16,"# HRUs","NLu","None",16,"# HRUs","NLu","None",16,"# HRUs",0]
["NLuName",1,"forest sand","-","NLuName",1,"forest sand","-","NLuName",1,"forest sand","-","NLuName",1,"forest sand","-","NLuName",1,"forest sand","-","NLuName",1,"forest sand","-",""]
["NLuName",2,"open nonres sand","-","NLuName",2,"open nonres sand","-","NLuName",2,"open nonres sand","-","NLuName",2,"open nonres sand","-","NLuName",2,"open nonres sand","-","NLuName",2,"open nonres sand","-",""]
["NLuName",3,"MLD res sand","-","NLuName",3,"MLD res sand","-","NLuName",3,"MLD res sand","-","NLuName",3,"MLD res sand","-","NLuName",3,"MLD res sand","-","NLuName",3,"MLD res sand","-",""]
["NLuName",4,"MHHD resid sand","-","NLuName",4,"MHHD resid sand","-","NLuName",4,"MHHD resid sand","-","NLuName",4,"MHHD resid sand","-","NLuName",4,"MHHD resid sand","-","NLuName",4,"MHHD resid sand","-",""]
["NLuName",5,"comindtr sand","-","NLuName",5,"comindtr sand","-","NLuName",5,"comindtr sand","-","NLuName",5,"comindtr sand","-","NLuName",5,"comindtr sand","-","NLuName",5,"comindtr sand","-",""]
["NLuName",6,"ag sand","-","NLuName",6,"ag sand","-","NLuName",6,"ag sand","-","NLuName",6,"ag sand","-","NLuName",6,"ag sand","-","NLuName",6,"ag sand","-",""]
["NLuName",7,"forest till","-","NLuName",7,"forest till","-","NLuName",7,"forest till","-","NLuName",7,"forest till","-","NLuName",7,"forest till","-","NLuName",7,"forest till","-",""]
["NLuName",8,"open nonres till","-","NLuName",8,"open nonres till","-","NLuName",8,"open nonres till","-","NLuName",8,"open nonres till","-","NLuName",8,"open nonres till","-","NLuName",8,"open nonres till","-",""]
["NLuName",9,"MLD res till","-","NLuName",9,"MLD res till","-","NLuName",9,"MLD res till","-","NLuName",9,"MLD res till","-","NLuName",9,"MLD res till","-","NLuName",9,"MLD res till","-",""]
["NLuName",10,"MHHD resid till","-","NLuName",10,"MHHD resid till","-","NLuName",10,"MHHD resid till","-","NLuName",10,"MHHD resid till","-","NLuName",10,"MHHD resid till","-","NLuName",10,"MHHD resid till","-",""]
["NLuName",11,"comindtr till","-","NLuName",11,"comindtr till","-","NLuName",11,"comindtr till","-","NLuName",11,"comindtr till","-","NLuName",11,"comindtr till","-","NLuName",11,"comindtr till","-",""]
["NLuName",12,"ag till","-","NLuName",12,"ag till","-","NLuName",12,"ag till","-","NLuName",12,"ag till","-","NLuName",12,"ag till","-","NLuName",12,"ag till","-",""]
["NLuName",13,"cranberry bog","-","NLuName",13,"cranberry bog","-","NLuName",13,"cranberry bog","-","NLuName",13,"cranberry bog","-","NLuName",13,"cranberry bog","-","NLuName",13,"cranberry bog","-",""]
["NLuName",14,"forested wetland","-","NLuName",14,"forested wetland","-","NLuName",14,"forested wetland","-","NLuName",14,"forested wetland","-","NLuName",14,"forested wetland","-","NLuName",14,"forested wetland","-",""]
["NLuName",15,"nonforested wetlnd","-","NLuName",15,"nonforested wetlnd","-","NLuName",15,"nonforested wetlnd","-","NLuName",15,"nonforested wetlnd","-","NLuName",15,"nonforested wetlnd","-","NLuName",15,"nonforested wetlnd","-",""]
["NLuName",16,"water","-","NLuName",16,"water","-","NLuName",16,"water","-","NLuName",16,"water","-","NLuName",16,"water","-","NLuName",16,"water","-",""]
["ALuBase",1,13646.96783,"acre","ALuBase",1,13646.96783,"acre","ALuBase",1,13646.96783,"acre","ALuBase",1,13646.96783,"acre","ALuBase",1,13646.96783,"acre","ALuBase",1,13646.96783,"acre",0]
["ALuBase",2,2296.364779,"acre","ALuBase",2,2296.364779,"acre","ALuBase",2,2296.364779,"acre","ALuBase",2,2296.364779,"acre","ALuBase",2,2296.364779,"acre","ALuBase",2,2296.364779,"acre",0]
["ALuBase",3,5948.6782860000003,"acre","ALuBase",3,5948.6782860000003,"acre","ALuBase",3,5948.6782860000003,"acre","ALuBase",3,5948.6782860000003,"acre","ALuBase",3,5948.6782860000003,"acre","ALuBase",3,5948.6782860000003,"acre",0]
["ALuBase",4,973.22126370000001,"acre","ALuBase",4,973.22126370000001,"acre","ALuBase",4,973.22126370000001,"acre","ALuBase",4,973.22126370000001,"acre","ALuBase",4,973.22126370000001,"acre","ALuBase",4,973.22126370000001,"acre",0]
["ALuBase",5,2536.9363279999998,"acre","ALuBase",5,2536.9363279999998,"acre","ALuBase",5,2536.9363279999998,"acre","ALuBase",5,2536.9363279999998,"acre","ALuBase",5,2536.9363279999998,"acre","ALuBase",5,2536.9363279999998,"acre",0]
["ALuBase",6,634.23408189999998,"acre","ALuBase",6,634.23408189999998,"acre","ALuBase",6,634.23408189999998,"acre","ALuBase",6,634.23408189999998,"acre","ALuBase",6,634.23408189999998,"acre","ALuBase",6,634.23408189999998,"acre",0]
["ALuBase",7,12553.460789999999,"acre","ALuBase",7,12553.460789999999,"acre","ALuBase",7,12553.460789999999,"acre","ALuBase",7,12553.460789999999,"acre","ALuBase",7,12553.460789999999,"acre","ALuBase",7,12553.460789999999,"acre",0]
["ALuBase",8,1082.571968,"acre","ALuBase",8,1082.571968,"acre","ALuBase",8,1082.571968,"acre","ALuBase",8,1082.571968,"acre","ALuBase",8,1082.571968,"acre","ALuBase",8,1082.571968,"acre",0]
["ALuBase",9,2821.248157,"acre","ALuBase",9,2821.248157,"acre","ALuBase",9,2821.248157,"acre","ALuBase",9,2821.248157,"acre","ALuBase",9,2821.248157,"acre","ALuBase",9,2821.248157,"acre",0]
["ALuBase",10,448.33788550000003,"acre","ALuBase",10,448.33788550000003,"acre","ALuBase",10,448.33788550000003,"acre","ALuBase",10,448.33788550000003,"acre","ALuBase",10,448.33788550000003,"acre","ALuBase",10,448.33788550000003,"acre",0]
["ALuBase",11,1104.442108,"acre","ALuBase",11,1104.442108,"acre","ALuBase",11,1104.442108,"acre","ALuBase",11,1104.442108,"acre","ALuBase",11,1104.442108,"acre","ALuBase",11,1104.442108,"acre",0]
["ALuBase",12,240.57154829999999,"acre","ALuBase",12,240.57154829999999,"acre","ALuBase",12,240.57154829999999,"acre","ALuBase",12,240.57154829999999,"acre","ALuBase",12,240.57154829999999,"acre","ALuBase",12,240.57154829999999,"acre",0]
["ALuBase",13,98.415633400000004,"acre","ALuBase",13,98.415633400000004,"acre","ALuBase",13,98.415633400000004,"acre","ALuBase",13,98.415633400000004,"acre","ALuBase",13,98.415633400000004,"acre","ALuBase",13,98.415633400000004,"acre",0]
["ALuBase",14,6473.5616639999998,"acre","ALuBase",14,6473.5616639999998,"acre","ALuBase",14,6473.5616639999998,"acre","ALuBase",14,6473.5616639999998,"acre","ALuBase",14,6473.5616639999998,"acre","ALuBase",14,6473.5616639999998,"acre",0]
["ALuBase",15,2132.3387240000002,"acre","ALuBase",15,2132.3387240000002,"acre","ALuBase",15,2132.3387240000002,"acre","ALuBase",15,2132.3387240000002,"acre","ALuBase",15,2132.3387240000002,"acre","ALuBase",15,2132.3387240000002,"acre",0]
["ALuBase",16,1330.475287,"acre","ALuBase",16,1330.475287,"acre","ALuBase",16,1330.475287,"acre","ALuBase",16,1330.475287,"acre","ALuBase",16,1330.475287,"acre","ALuBase",16,1330.475287,"acre",0]
["EIALu",1,0,"fraction","EIALu",1,0,"fraction","EIALu",1,0,"fraction","EIALu",1,0,"fraction","EIALu",1,0,"fraction","EIALu",1,0,"fraction",0]
["EIALu",2,4.2625000000000003E-2,"fraction","EIALu",2,4.2625000000000003E-2,"fraction","EIALu",2,4.2625000000000003E-2,"fraction","EIALu",2,4.2625000000000003E-2,"fraction","EIALu",2,4.2625000000000003E-2,"fraction","EIALu",2,4.2625000000000003E-2,"fraction",0]
["EIALu",3,4.4001999999999999E-2,"fraction","EIALu",3,4.4001999999999999E-2,"fraction","EIALu",3,4.4001999999999999E-2,"fraction","EIALu",3,4.4001999999999999E-2,"fraction","EIALu",3,4.4001999999999999E-2,"fraction","EIALu",3,4.4001999999999999E-2,"fraction",0]
["EIALu",4,0.153117,"fraction","EIALu",4,0.153117,"fraction","EIALu",4,0.153117,"fraction","EIALu",4,0.153117,"fraction","EIALu",4,0.153117,"fraction","EIALu",4,0.153117,"fraction",0]
["EIALu",5,0.65720199999999995,"fraction","EIALu",5,0.65720199999999995,"fraction","EIALu",5,0.65720199999999995,"fraction","EIALu",5,0.65720199999999995,"fraction","EIALu",5,0.65720199999999995,"fraction","EIALu",5,0.65720199999999995,"fraction",0]
["EIALu",6,0,"fraction","EIALu",6,0,"fraction","EIALu",6,0,"fraction","EIALu",6,0,"fraction","EIALu",6,0,"fraction","EIALu",6,0,"fraction",0]
["EIALu",7,0,"fraction","EIALu",7,0,"fraction","EIALu",7,0,"fraction","EIALu",7,0,"fraction","EIALu",7,0,"fraction","EIALu",7,0,"fraction",0]
["EIALu",8,4.3409999999999997E-2,"fraction","EIALu",8,4.3409999999999997E-2,"fraction","EIALu",8,4.3409999999999997E-2,"fraction","EIALu",8,4.3409999999999997E-2,"fraction","EIALu",8,4.3409999999999997E-2,"fraction","EIALu",8,4.3409999999999997E-2,"fraction",0]
["EIALu",9,4.4025000000000002E-2,"fraction","EIALu",9,4.4025000000000002E-2,"fraction","EIALu",9,4.4025000000000002E-2,"fraction","EIALu",9,4.4025000000000002E-2,"fraction","EIALu",9,4.4025000000000002E-2,"fraction","EIALu",9,4.4025000000000002E-2,"fraction",0]
["EIALu",10,0.14929799999999999,"fraction","EIALu",10,0.14929799999999999,"fraction","EIALu",10,0.14929799999999999,"fraction","EIALu",10,0.14929799999999999,"fraction","EIALu",10,0.14929799999999999,"fraction","EIALu",10,0.14929799999999999,"fraction",0]
["EIALu",11,0.657918,"fraction","EIALu",11,0.657918,"fraction","EIALu",11,0.657918,"fraction","EIALu",11,0.657918,"fraction","EIALu",11,0.657918,"fraction","EIALu",11,0.657918,"fraction",0]
["EIALu",12,0,"fraction","EIALu",12,0,"fraction","EIALu",12,0,"fraction","EIALu",12,0,"fraction","EIALu",12,0,"fraction","EIALu",12,0,"fraction",0]
["EIALu",13,0,"fraction","EIALu",13,0,"fraction","EIALu",13,0,"fraction","EIALu",13,0,"fraction","EIALu",13,0,"fraction","EIALu",13,0,"fraction",0]
["EIALu",14,0,"fraction","EIALu",14,0,"fraction","EIALu",14,0,"fraction","EIALu",14,0,"fraction","EIALu",14,0,"fraction","EIALu",14,0,"fraction",0]
["EIALu",15,0,"fraction","EIALu",15,0,"fraction","EIALu",15,0,"fraction","EIALu",15,0,"fraction","EIALu",15,0,"fraction","EIALu",15,0,"fraction",0]
["EIALu",16,0,"fraction","EIALu",16,0,"fraction","EIALu",16,0,"fraction","EIALu",16,0,"fraction","EIALu",16,0,"fraction","EIALu",16,0,"fraction",0]
["InfiltLu",1,9.5,"in/hr","InfiltLu",1,9.5,"in/hr","InfiltLu",1,9.5,"in/hr","InfiltLu",1,9.5,"in/hr","InfiltLu",1,9.5,"in/hr","InfiltLu",1,9.5,"in/hr",0]
["InfiltLu",2,8.4550000000000001,"in/hr","InfiltLu",2,8.4550000000000001,"in/hr","InfiltLu",2,8.4550000000000001,"in/hr","InfiltLu",2,8.4550000000000001,"in/hr","InfiltLu",2,8.4550000000000001,"in/hr","InfiltLu",2,8.4550000000000001,"in/hr",0]
["InfiltLu",3,8.0749999999999993,"in/hr","InfiltLu",3,8.0749999999999993,"in/hr","InfiltLu",3,8.0749999999999993,"in/hr","InfiltLu",3,8.0749999999999993,"in/hr","InfiltLu",3,8.0749999999999993,"in/hr","InfiltLu",3,8.0749999999999993,"in/hr",0]
["InfiltLu",4,5.95,"in/hr","InfiltLu",4,5.95,"in/hr","InfiltLu",4,5.95,"in/hr","InfiltLu",4,5.95,"in/hr","InfiltLu",4,5.95,"in/hr","InfiltLu",4,5.95,"in/hr",0]
["InfiltLu",5,3.08,"in/hr","InfiltLu",5,3.08,"in/hr","InfiltLu",5,3.08,"in/hr","InfiltLu",5,3.08,"in/hr","InfiltLu",5,3.08,"in/hr","InfiltLu",5,3.08,"in/hr",0]
["InfiltLu",6,8.01,"in/hr","InfiltLu",6,8.01,"in/hr","InfiltLu",6,8.01,"in/hr","InfiltLu",6,8.01,"in/hr","InfiltLu",6,8.01,"in/hr","InfiltLu",6,8.01,"in/hr",0]
["InfiltLu",7,0.93799999999999994,"in/hr","InfiltLu",7,0.93799999999999994,"in/hr","InfiltLu",7,0.93799999999999994,"in/hr","InfiltLu",7,0.93799999999999994,"in/hr","InfiltLu",7,0.93799999999999994,"in/hr","InfiltLu",7,0.93799999999999994,"in/hr",0]
["InfiltLu",8,0.83199999999999996,"in/hr","InfiltLu",8,0.83199999999999996,"in/hr","InfiltLu",8,0.83199999999999996,"in/hr","InfiltLu",8,0.83199999999999996,"in/hr","InfiltLu",8,0.83199999999999996,"in/hr","InfiltLu",8,0.83199999999999996,"in/hr",0]
["InfiltLu",9,0.80600000000000005,"in/hr","InfiltLu",9,0.80600000000000005,"in/hr","InfiltLu",9,0.80600000000000005,"in/hr","InfiltLu",9,0.80600000000000005,"in/hr","InfiltLu",9,0.80600000000000005,"in/hr","InfiltLu",9,0.80600000000000005,"in/hr",0]
["InfiltLu",10,0.60499999999999998,"in/hr","InfiltLu",10,0.60499999999999998,"in/hr","InfiltLu",10,0.60499999999999998,"in/hr","InfiltLu",10,0.60499999999999998,"in/hr","InfiltLu",10,0.60499999999999998,"in/hr","InfiltLu",10,0.60499999999999998,"in/hr",0]
["InfiltLu",11,0.33600000000000002,"in/hr","InfiltLu",11,0.33600000000000002,"in/hr","InfiltLu",11,0.33600000000000002,"in/hr","InfiltLu",11,0.33600000000000002,"in/hr","InfiltLu",11,0.33600000000000002,"in/hr","InfiltLu",11,0.33600000000000002,"in/hr",0]
["InfiltLu",12,0.76800000000000002,"in/hr","InfiltLu",12,0.76800000000000002,"in/hr","InfiltLu",12,0.76800000000000002,"in/hr","InfiltLu",12,0.76800000000000002,"in/hr","InfiltLu",12,0.76800000000000002,"in/hr","InfiltLu",12,0.76800000000000002,"in/hr",0]
["InfiltLu",13,0.2,"in/hr","InfiltLu",13,0.2,"in/hr","InfiltLu",13,0.2,"in/hr","InfiltLu",13,0.2,"in/hr","InfiltLu",13,0.2,"in/hr","InfiltLu",13,0.2,"in/hr",{"$f":"IF(ISNUMBER(C68),IF(AVERAGE(C68,G68,K68,O68,S68,W68)<>MAX(C68,G68,K68,O68,S68,W68),1,0),\"\")","v":0}]
["InfiltLu",14,0.2,"in/hr","InfiltLu",14,0.2,"in/hr","InfiltLu",14,0.2,"in/hr","InfiltLu",14,0.2,"in/hr","InfiltLu",14,0.2,"in/hr","InfiltLu",14,0.2,"in/hr",0]
["InfiltLu",15,0.2,"in/hr","InfiltLu",15,0.2,"in/hr","InfiltLu",15,0.2,"in/hr","InfiltLu",15,0.2,"in/hr","InfiltLu",15,0.2,"in/hr","InfiltLu",15,0.2,"in/hr",0]
["InfiltLu",16,9.5,"in/hr","InfiltLu",16,9.5,"in/hr","InfiltLu",16,9.5,"in/hr","InfiltLu",16,9.5,"in/hr","InfiltLu",16,9.5,"in/hr","InfiltLu",16,9.5,"in/hr",0]
["Database_HRUID",1,1,"-","Database_HRUID",1,1,"-","Database_HRUID",1,1,"-","Database_HRUID",1,1,"-","Database_HRUID",1,1,"-","Database_HRUID",1,1,"-",0]
["Database_HRUID",2,2,"-","Database_HRUID",2,2,"-","Database_HRUID",2,2,"-","Database_HRUID",2,2,"-","Database_HRUID",2,2,"-","Database_HRUID",2,2,"-",0]
["Database_HRUID",3,3,"-","Database_HRUID",3,3,"-","Database_HRUID",3,3,"-","Database_HRUID",3,3,"-","Database_HRUID",3,3,"-","Database_HRUID",3,3,"-",0]
["Database_HRUID",4,6,"-","Database_HRUID",4,6,"-","Database_HRUID",4,6,"-","Database_HRUID",4,6,"-","Database_HRUID",4,6,"-","Database_HRUID",4,6,"-",0]
["Database_HRUID",5,7,"-","Database_HRUID",5,7,"-","Database_HRUID",5,7,"-","Database_HRUID",5,7,"-","Database_HRUID",5,7,"-","Database_HRUID",5,7,"-",0]
["Database_HRUID",6,8,"-","Database_HRUID",6,8,"-","Database_HRUID",6,8,"-","Database_HRUID",6,8,"-","Database_HRUID",6,8,"-","Database_HRUID",6,8,"-",0]
["Database_HRUID",7,9,"-","Database_HRUID",7,9,"-","Database_HRUID",7,9,"-","Database_HRUID",7,9,"-","Database_HRUID",7,9,"-","Database_HRUID",7,9,"-",0]
["Database_HRUID",8,10,"-","Database_HRUID",8,10,"-","Database_HRUID",8,10,"-","Database_HRUID",8,10,"-","Database_HRUID",8,10,"-","Database_HRUID",8,10,"-",0]
["Database_HRUID",9,11,"-","Database_HRUID",9,11,"-","Database_HRUID",9,11,"-","Database_HRUID",9,11,"-","Database_HRUID",9,11,"-","Database_HRUID",9,11,"-",0]
["Database_HRUID",10,14,"-","Database_HRUID",10,14,"-","Database_HRUID",10,14,"-","Database_HRUID",10,14,"-","Database_HRUID",10,14,"-","Database_HRUID",10,14,"-",0]
["Database_HRUID",11,15,"-","Database_HRUID",11,15,"-","Database_HRUID",11,15,"-","Database_HRUID",11,15,"-","Database_HRUID",11,15,"-","Database_HRUID",11,15,"-",0]
["Database_HRUID",12,16,"-","Database_HRUID",12,16,"-","Database_HRUID",12,16,"-","Database_HRUID",12,16,"-","Database_HRUID",12,16,"-","Database_HRUID",12,16,"-",0]
["Database_HRUID",13,17,"-","Database_HRUID",13,17,"-","Database_HRUID",13,17,"-","Database_HRUID",13,17,"-","Database_HRUID",13,17,"-","Database_HRUID",13,17,"-",0]
["Database_HRUID",14,18,"-","Database_HRUID",14,18,"-","Database_HRUID",14,18,"-","Database_HRUID",14,18,"-","Database_HRUID",14,18,"-","Database_HRUID",14,18,"-",0]
["Database_HRUID",15,19,"-","Database_HRUID",15,19,"-","Database_HRUID",15,19,"-","Database_HRUID",15,19,"-","Database_HRUID",15,19,"-","Database_HRUID",15,19,"-",0]
["Database_HRUID",16,100,"-","Database_HRUID",16,100,"-","Database_HRUID",16,100,"-","Database_HRUID",16,100,"-","Database_HRUID",16,100,"-","Database_HRUID",16,100,"-",0]
["BMPName",1,"Infiltration Basin","-","BMPName",1,"Infiltration Basin","-","BMPName",1,"Infiltration Basin","-","BMPName",1,"Infiltration Basin","-","BMPName",1,"Infiltration Basin","-","BMPName",1,"Infiltration Basin","-",""]
["BMPDesignDepth",1,0.6,"in","BMPDesignDepth",1,0.6,"in","BMPDesignDepth",1,0.6,"in","BMPDesignDepth",1,0.6,"in","BMPDesignDepth",1,0.6,"in","BMPDesignDepth",1,0.6,"in",0]
["DecayRate1",1,0.42,"1/hr","DecayRate1",1,0.42,"1/hr","DecayRate1",1,0.42,"1/hr","DecayRate1",1,0.42,"1/hr","DecayRate1",1,0.42,"1/hr","DecayRate1",1,0.42,"1/hr",0]
["BMPManagedA",1,1,"acre","BMPManagedA",1,1,"acre","BMPManagedA",1,1,"acre","BMPManagedA",1,1,"acre","BMPManagedA",1,1,"acre","BMPManagedA",1,1,"acre",0]
["BMPSettlingV",1,null,"1/s","BMPSettlingV",1,null,"1/s","BMPSettlingV",1,null,"1/s","BMPSettlingV",1,null,"1/s","BMPSettlingV",1,null,"1/s","BMPSettlingV",1,null,"1/s",""]
["AgCN",1,null,"unitless","AgCN",1,null,"unitless","AgCN",1,null,"unitless","AgCN",1,null,"unitless","AgCN",1,null,"unitless","AgCN",1,null,"unitless",""]
["AgCN",2,null,"unitless","AgCN",2,null,"unitless","AgCN",2,null,"unitless","AgCN",2,null,"unitless","AgCN",2,null,"unitless","AgCN",2,null,"unitless",""]
["AgCN",3,null,"unitless","AgCN",3,null,"unitless","AgCN",3,null,"unitless","AgCN",3,null,"unitless","AgCN",3,null,"unitless","AgCN",3,null,"unitless",""]
["AgCN",4,null,"unitless","AgCN",4,null,"unitless","AgCN",4,null,"unitless","AgCN",4,null,"unitless","AgCN",4,null,"unitless","AgCN",4,null,"unitless",""]
["AgCN",5,null,"unitless","AgCN",5,null,"unitless","AgCN",5,null,"unitless","AgCN",5,null,"unitless","AgCN",5,null,"unitless","AgCN",5,null,"unitless",""]
["AgCN",6,null,"unitless","AgCN",6,null,"unitless","AgCN",6,null,"unitless","AgCN",6,null,"unitless","AgCN",6,null,"unitless","AgCN",6,null,"unitless",""]
["AgCN",7,null,"unitless","AgCN",7,null,"unitless","AgCN",7,null,"unitless","AgCN",7,null,"unitless","AgCN",7,null,"unitless","AgCN",7,null,"unitless",""]
["AgCN",8,null,"unitless","AgCN",8,null,"unitless","AgCN",8,null,"unitless","AgCN",8,null,"unitless","AgCN",8,null,"unitless","AgCN",8,null,"unitless",""]
["AgCN",9,null,"unitless","AgCN",9,null,"unitless","AgCN",9,null,"unitless","AgCN",9,null,"unitless","AgCN",9,null,"unitless","AgCN",9,null,"unitless",""]
["AgCN",10,null,"unitless","AgCN",10,null,"unitless","AgCN",10,null,"unitless","AgCN",10,null,"unitless","AgCN",10,null,"unitless","AgCN",10,null,"unitless",""]
["AgCN",11,null,"unitless","AgCN",11,null,"unitless","AgCN",11,null,"unitless","AgCN",11,null,"unitless","AgCN",11,null,"unitless","AgCN",11,null,"unitless",""]
["AgCN",12,null,"unitless","AgCN",12,null,"unitless","AgCN",12,null,"unitless","AgCN",12,null,"unitless","AgCN",12,null,"unitless","AgCN",12,null,"unitless",""]
["AgCN",13,null,"unitless","AgCN",13,null,"unitless","AgCN",13,null,"unitless","AgCN",13,null,"unitless","AgCN",13,null,"unitless","AgCN",13,null,"unitless",""]
["AgCN",14,null,"unitless","AgCN",14,null,"unitless","AgCN",14,null,"unitless","AgCN",14,null,"unitless","AgCN",14,null,"unitless","AgCN",14,null,"unitless",""]
["AgCN",15,null,"unitless","AgCN",15,null,"unitless","AgCN",15,null,"unitless","AgCN",15,null,"unitless","AgCN",15,null,"unitless","AgCN",15,null,"unitless",""]
["AgCN",16,null,"unitless","AgCN",16,null,"unitless","AgCN",16,null,"unitless","AgCN",16,null,"unitless","AgCN",16,null,"unitless","AgCN",16,null,"unitless",""]
["AgFLength",1,null,"feet","AgFLength",1,null,"feet","AgFLength",1,null,"feet","AgFLength",1,null,"feet","AgFLength",1,null,"feet","AgFLength",1,null,"feet",""]
["AgFLength",2,null,"feet","AgFLength",2,null,"feet","AgFLength",2,null,"feet","AgFLength",2,null,"feet","AgFLength",2,null,"feet","AgFLength",2,null,"feet",""]
["AgFLength",3,null,"feet","AgFLength",3,null,"feet","AgFLength",3,null,"feet","AgFLength",3,null,"feet","AgFLength",3,null,"feet","AgFLength",3,null,"feet",""]
["AgFLength",4,null,"feet","AgFLength",4,null,"feet","AgFLength",4,null,"feet","AgFLength",4,null,"feet","AgFLength",4,null,"feet","AgFLength",4,null,"feet",""]
["AgFLength",5,null,"feet","AgFLength",5,null,"feet","AgFLength",5,null,"feet","AgFLength",5,null,"feet","AgFLength",5,null,"feet","AgFLength",5,null,"feet",""]
["AgFLength",6,null,"feet","AgFLength",6,null,"feet","AgFLength",6,null,"feet","AgFLength",6,null,"feet","AgFLength",6,null,"feet","AgFLength",6,null,"feet",""]
["AgFLength",7,null,"feet","AgFLength",7,null,"feet","AgFLength",7,null,"feet","AgFLength",7,null,"feet","AgFLength",7,null,"feet","AgFLength",7,null,"feet",""]
["AgFLength",8,null,"feet","AgFLength",8,null,"feet","AgFLength",8,null,"feet","AgFLength",8,null,"feet","AgFLength",8,null,"feet","AgFLength",8,null,"feet",""]
["AgFLength",9,null,"feet","AgFLength",9,null,"feet","AgFLength",9,null,"feet","AgFLength",9,null,"feet","AgFLength",9,null,"feet","AgFLength",9,null,"feet",""]
["AgFLength",10,null,"feet","AgFLength",10,null,"feet","AgFLength",10,null,"feet","AgFLength",10,null,"feet","AgFLength",10,null,"feet","AgFLength",10,null,"feet",""]
["AgFLength",11,null,"feet","AgFLength",11,null,"feet","AgFLength",11,null,"feet","AgFLength",11,null,"feet","AgFLength",11,null,"feet","AgFLength",11,null,"feet",""]
["AgFLength",12,null,"feet","AgFLength",12,null,"feet","AgFLength",12,null,"feet","AgFLength",12,null,"feet","AgFLength",12,null,"feet","AgFLength",12,null,"feet",""]
["AgFLength",13,null,"feet","AgFLength",13,null,"feet","AgFLength",13,null,"feet","AgFLength",13,null,"feet","AgFLength",13,null,"feet","AgFLength",13,null,"feet",""]
["AgFLength",14,null,"feet","AgFLength",14,null,"feet","AgFLength",14,null,"feet","AgFLength",14,null,"feet","AgFLength",14,null,"feet","AgFLength",14,null,"feet",""]
["AgFLength",15,null,"feet","AgFLength",15,null,"feet","AgFLength",15,null,"feet","AgFLength",15,null,"feet","AgFLength",15,null,"feet","AgFLength",15,null,"feet",""]
["AgFLength",16,null,"feet","AgFLength",16,null,"feet","AgFLength",16,null,"feet","AgFLength",16,null,"feet","AgFLength",16,null,"feet","AgFLength",16,null,"feet",""]
["AgSurfStorage",1,null,"in","AgSurfStorage",1,null,"in","AgSurfStorage",1,null,"in","AgSurfStorage",1,null,"in","AgSurfStorage",1,null,"in","AgSurfStorage",1,null,"in",""]
["AgSurfStorage",2,null,"in","AgSurfStorage",2,null,"in","AgSurfStorage",2,null,"in","AgSurfStorage",2,null,"in","AgSurfStorage",2,null,"in","AgSurfStorage",2,null,"in",""]
["AgSurfStorage",3,null,"in","AgSurfStorage",3,null,"in","AgSurfStorage",3,null,"in","AgSurfStorage",3,null,"in","AgSurfStorage",3,null,"in","AgSurfStorage",3,null,"in",""]
["AgSurfStorage",4,null,"in","AgSurfStorage",4,null,"in","AgSurfStorage",4,null,"in","AgSurfStorage",4,null,"in","AgSurfStorage",4,null,"in","AgSurfStorage",4,null,"in",""]
["AgSurfStorage",5,null,"in","AgSurfStorage",5,null,"in","AgSurfStorage",5,null,"in","AgSurfStorage",5,null,"in","AgSurfStorage",5,null,"in","AgSurfStorage",5,null,"in",""]
["AgSurfStorage",6,null,"in","AgSurfStorage",6,null,"in","AgSurfStorage",6,null,"in","AgSurfStorage",6,null,"in","AgSurfStorage",6,null,"in","AgSurfStorage",6,null,"in",""]
["AgSurfStorage",7,null,"in","AgSurfStorage",7,null,"in","AgSurfStorage",7,null,"in","AgSurfStorage",7,null,"in","AgSurfStorage",7,null,"in","AgSurfStorage",7,null,"in",""]
["AgSurfStorage",8,null,"in","AgSurfStorage",8,null,"in","AgSurfStorage",8,null,"in","AgSurfStorage",8,null,"in","AgSurfStorage",8,null,"in","AgSurfStorage",8,null,"in",{"$f":"IF(ISNUMBER(C132),IF(AVERAGE(C132,G132,K132,O132,S132,W132)<>MAX(C132,G132,K132,O132,S132,W132),1,0),\"\")","v":""}]
["AgSurfStorage",9,null,"in","AgSurfStorage",9,null,"in","AgSurfStorage",9,null,"in","AgSurfStorage",9,null,"in","AgSurfStorage",9,null,"in","AgSurfStorage",9,null,"in",""]
["AgSurfStorage",10,null,"in","AgSurfStorage",10,null,"in","AgSurfStorage",10,null,"in","AgSurfStorage",10,null,"in","AgSurfStorage",10,null,"in","AgSurfStorage",10,null,"in",""]
["AgSurfStorage",11,null,"in","AgSurfStorage",11,null,"in","AgSurfStorage",11,null,"in","AgSurfStorage",11,null,"in","AgSurfStorage",11,null,"in","AgSurfStorage",11,null,"in",""]
["AgSurfStorage",12,null,"in","AgSurfStorage",12,null,"in","AgSurfStorage",12,null,"in","AgSurfStorage",12,null,"in","AgSurfStorage",12,null,"in","AgSurfStorage",12,null,"in",""]
["AgSurfStorage",13,null,"in","AgSurfStorage",13,null,"in","AgSurfStorage",13,null,"in","AgSurfStorage",13,null,"in","AgSurfStorage",13,null,"in","AgSurfStorage",13,null,"in",""]
["AgSurfStorage",14,null,"in","AgSurfStorage",14,null,"in","AgSurfStorage",14,null,"in","AgSurfStorage",14,null,"in","AgSurfStorage",14,null,"in","AgSurfStorage",14,null,"in",""]
["AgSurfStorage",15,null,"in","AgSurfStorage",15,null,"in","AgSurfStorage",15,null,"in","AgSurfStorage",15,null,"in","AgSurfStorage",15,null,"in","AgSurfStorage",15,null,"in",""]
["AgSurfStorage",16,null,"in","AgSurfStorage",16,null,"in","AgSurfStorage",16,null,"in","AgSurfStorage",16,null,"in","AgSurfStorage",16,null,"in","AgSurfStorage",16,null,"in",""]
["AgManningsN",1,null,"unitless","AgManningsN",1,null,"unitless","AgManningsN",1,null,"unitless","AgManningsN",1,null,"unitless","AgManningsN",1,null,"unitless","AgManningsN",1,null,"unitless",""]
["AgManningsN",2,null,"unitless","AgManningsN",2,null,"unitless","AgManningsN",2,null,"unitless","AgManningsN",2,null,"unitless","AgManningsN",2,null,"unitless","AgManningsN",2,null,"unitless",""]
["AgManningsN",3,null,"unitless","AgManningsN",3,null,"unitless","AgManningsN",3,null,"unitless","AgManningsN",3,null,"unitless","AgManningsN",3,null,"unitless","AgManningsN",3,null,"unitless",""]
["AgManningsN",4,null,"unitless","AgManningsN",4,null,"unitless","AgManningsN",4,null,"unitless","AgManningsN",4,null,"unitless","AgManningsN",4,null,"unitless","AgManningsN",4,null,"unitless",""]
["AgManningsN",5,null,"unitless","AgManningsN",5,null,"unitless","AgManningsN",5,null,"unitless","AgManningsN",5,null,"unitless","AgManningsN",5,null,"unitless","AgManningsN",5,null,"unitless",""]
["AgManningsN",6,null,"unitless","AgManningsN",6,null,"unitless","AgManningsN",6,null,"unitless","AgManningsN",6,null,"unitless","AgManningsN",6,null,"unitless","AgManningsN",6,null,"unitless",""]
["AgManningsN",7,null,"unitless","AgManningsN",7,null,"unitless","AgManningsN",7,null,"unitless","AgManningsN",7,null,"unitless","AgManningsN",7,null,"unitless","AgManningsN",7,null,"unitless",""]
["AgManningsN",8,null,"unitless","AgManningsN",8,null,"unitless","AgManningsN",8,null,"unitless","AgManningsN",8,null,"unitless","AgManningsN",8,null,"unitless","AgManningsN",8,null,"unitless",""]
["AgManningsN",9,null,"unitless","AgManningsN",9,null,"unitless","AgManningsN",9,null,"unitless","AgManningsN",9,null,"unitless","AgManningsN",9,null,"unitless","AgManningsN",9,null,"unitless",""]
["AgManningsN",10,null,"unitless","AgManningsN",10,null,"unitless","AgManningsN",10,null,"unitless","AgManningsN",10,null,"unitless","AgManningsN",10,null,"unitless","AgManningsN",10,null,"unitless",""]
["AgManningsN",11,null,"unitless","AgManningsN",11,null,"unitless","AgManningsN",11,null,"unitless","AgManningsN",11,null,"unitless","AgManningsN",11,null,"unitless","AgManningsN",11,null,"unitless",""]
["AgManningsN",12,null,"unitless","AgManningsN",12,null,"unitless","AgManningsN",12,null,"unitless","AgManningsN",12,null,"unitless","AgManningsN",12,null,"unitless","AgManningsN",12,null,"unitless",""]
["AgManningsN",13,null,"unitless","AgManningsN",13,null,"unitless","AgManningsN",13,null,"unitless","AgManningsN",13,null,"unitless","AgManningsN",13,null,"unitless","AgManningsN",13,null,"unitless",""]
["AgManningsN",14,null,"unitless","AgManningsN",14,null,"unitless","AgManningsN",14,null,"unitless","AgManningsN",14,null,"unitless","AgManningsN",14,null,"unitless","AgManningsN",14,null,"unitless",""]
["AgManningsN",15,null,"unitless","AgManningsN",15,null,"unitless","AgManningsN",15,null,"unitless","AgManningsN",15,null,"unitless","AgManningsN",15,null,"unitless","AgManningsN",15,null,"unitless",""]
["AgManningsN",16,null,"unitless","AgManningsN",16,null,"unitless","AgManningsN",16,null,"unitless","AgManningsN",16,null,"unitless","AgManningsN",16,null,"unitless","AgManningsN",16,null,"unitless",""]
["AgOverlandSlope",1,null,"ft/ft","AgOverlandSlope",1,null,"ft/ft","AgOverlandSlope",1,null,"ft/ft","AgOverlandSlope",1,null,"ft/ft","AgOverlandSlope",1,null,"ft/ft","AgOverlandSlope",1,null,"ft/ft",""]
["AgOverlandSlope",2,null,"ft/ft","AgOverlandSlope",2,null,"ft/ft","AgOverlandSlope",2,null,"ft/ft","AgOverlandSlope",2,null,"ft/ft","AgOverlandSlope",2,null,"ft/ft","AgOverlandSlope",2,null,"ft/ft",""]
["AgOverlandSlope",3,null,"ft/ft","AgOverlandSlope",3,null,"ft/ft","AgOverlandSlope",3,null,"ft/ft","AgOverlandSlope",3,null,"ft/ft","AgOverlandSlope",3,null,"ft/ft","AgOverlandSlope",3,null,"ft/ft",""]
["AgOverlandSlope",4,null,"ft/ft","AgOverlandSlope",4,null,"ft/ft","AgOverlandSlope",4,null,"ft/ft","AgOverlandSlope",4,null,"ft/ft","AgOverlandSlope",4,null,"ft/ft","AgOverlandSlope",4,null,"ft/ft",""]
["AgOverlandSlope",5,null,"ft/ft","AgOverlandSlope",5,null,"ft/ft","AgOverlandSlope",5,null,"ft/ft","AgOverlandSlope",5,null,"ft/ft","AgOverlandSlope",5,null,"ft/ft","AgOverlandSlope",5,null,"ft/ft",""]
["AgOverlandSlope",6,null,"ft/ft","AgOverlandSlope",6,null,"ft/ft","AgOverlandSlope",6,null,"ft/ft","AgOverlandSlope",6,null,"ft/ft","AgOverlandSlope",6,null,"ft/ft","AgOverlandSlope",6,null,"ft/ft",""]
["AgOverlandSlope",7,null,"ft/ft","AgOverlandSlope",7,null,"ft/ft","AgOverlandSlope",7,null,"ft/ft","AgOverlandSlope",7,null,"ft/ft","AgOverlandSlope",7,null,"ft/ft","AgOverlandSlope",7,null,"ft/ft",""]
["AgOverlandSlope",8,null,"ft/ft","AgOverlandSlope",8,null,"ft/ft","AgOverlandSlope",8,null,"ft/ft","AgOverlandSlope",8,null,"ft/ft","AgOverlandSlope",8,null,"ft/ft","AgOverlandSlope",8,null,"ft/ft",""]
["AgOverlandSlope",9,null,"ft/ft","AgOverlandSlope",9,null,"ft/ft","AgOverlandSlope",9,null,"ft/ft","AgOverlandSlope",9,null,"ft/ft","AgOverlandSlope",9,null,"ft/ft","AgOverlandSlope",9,null,"ft/ft",""]
["AgOverlandSlope",10,null,"ft/ft","AgOverlandSlope",10,null,"ft/ft","AgOverlandSlope",10,null,"ft/ft","AgOverlandSlope",10,null,"ft/ft","AgOverlandSlope",10,null,"ft/ft","AgOverlandSlope",10,null,"ft/ft",""]
["AgOverlandSlope",11,null,"ft/ft","AgOverlandSlope",11,null,"ft/ft","AgOverlandSlope",11,null,"ft/ft","AgOverlandSlope",11,null,"ft/ft","AgOverlandSlope",11,null,"ft/ft","AgOverlandSlope",11,null,"ft/ft",""]
["AgOverlandSlope",12,null,"ft/ft","AgOverlandSlope",12,null,"ft/ft","AgOverlandSlope",12,null,"ft/ft","AgOverlandSlope",12,null,"ft/ft","AgOverlandSlope",12,null,"ft/ft","AgOverlandSlope",12,null,"ft/ft",""]
["AgOverlandSlope",13,null,"ft/ft","AgOverlandSlope",13,null,"ft/ft","AgOverlandSlope",13,null,"ft/ft","AgOverlandSlope",13,null,"ft/ft","AgOverlandSlope",13,null,"ft/ft","AgOverlandSlope",13,null,"ft/ft",""]
["AgOverlandSlope",14,null,"ft/ft","AgOverlandSlope",14,null,"ft/ft","AgOverlandSlope",14,null,"ft/ft","AgOverlandSlope",14,null,"ft/ft","AgOverlandSlope",14,null,"ft/ft","AgOverlandSlope",14,null,"ft/ft",""]
["AgOverlandSlope",15,null,"ft/ft","AgOverlandSlope",15,null,"ft/ft","AgOverlandSlope",15,null,"ft/ft","AgOverlandSlope",15,null,"ft/ft","AgOverlandSlope",15,null,"ft/ft","AgOverlandSlope",15,null,"ft/ft",""]
["AgOverlandSlope",16,null,"ft/ft","AgOverlandSlope",16,null,"ft/ft","AgOverlandSlope",16,null,"ft/ft","AgOverlandSlope",16,null,"ft/ft","AgOverlandSlope",16,null,"ft/ft","AgOverlandSlope",16,null,"ft/ft",""]
["NLuSet","None",1,"# of HRU Sets","NLuSet","None",1,"# of HRU Sets","NLuSet","None",1,"# of HRU Sets","NLuSet","None",1,"# of HRU Sets","NLuSet","None",1,"# of HRU Sets","NLuSet","None",1,"# of HRU Sets",0]
["NLuSetName",1,"Land Area w/ Conservation","-","NLuSetName",1,"Land Area w/ Conservation","-","NLuSetName",1,"Land Area w/ Conservation","-","NLuSetName",1,"Land Area w/ Conservation","-","NLuSetName",1,"Land Area w/ Conservation","-","NLuSetName",1,"Land Area w/ Conservation","-",""]
["ALuMin","1;1",13646.96783,"acre","ALuMin","1;1",13646.96783,"acre","ALuMin","1;1",13646.96783,"acre","ALuMin","1;1",13646.96783,"acre","ALuMin","1;1",13646.96783,"acre","ALuMin","1;1",13646.96783,"acre",0]
["ALuMin","2;1",2296.364779,"acre","ALuMin","2;1",2296.364779,"acre","ALuMin","2;1",2296.364779,"acre","ALuMin","2;1",2296.364779,"acre","ALuMin","2;1",2296.364779,"acre","ALuMin","2;1",2296.364779,"acre",0]
["ALuMin","3;1",5948.6782860000003,"acre","ALuMin","3;1",5948.6782860000003,"acre","ALuMin","3;1",5948.6782860000003,"acre","ALuMin","3;1",5948.6782860000003,"acre","ALuMin","3;1",5948.6782860000003,"acre","ALuMin","3;1",5948.6782860000003,"acre",0]
["ALuMin","4;1",973.22126370000001,"acre","ALuMin","4;1",973.22126370000001,"acre","ALuMin","4;1",973.22126370000001,"acre","ALuMin","4;1",973.22126370000001,"acre","ALuMin","4;1",973.22126370000001,"acre","ALuMin","4;1",973.22126370000001,"acre",0]
["ALuMin","5;1",2536.9363279999998,"acre","ALuMin","5;1",2536.9363279999998,"acre","ALuMin","5;1",2536.9363279999998,"acre","ALuMin","5;1",2536.9363279999998,"acre","ALuMin","5;1",2536.9363279999998,"acre","ALuMin","5;1",2536.9363279999998,"acre",0]
["ALuMin","6;1",634.23408189999998,"acre","ALuMin","6;1",634.23408189999998,"acre","ALuMin","6;1",634.23408189999998,"acre","ALuMin","6;1",634.23408189999998,"acre","ALuMin","6;1",634.23408189999998,"acre","ALuMin","6;1",634.23408189999998,"acre",0]
["ALuMin","7;1",12553.460789999999,"acre","ALuMin","7;1",12553.460789999999,"acre","ALuMin","7;1",12553.460789999999,"acre","ALuMin","7;1",12553.460789999999,"acre","ALuMin","7;1",12553.460789999999,"acre","ALuMin","7;1",12553.460789999999,"acre",0]
["ALuMin","8;1",1082.571968,"acre","ALuMin","8;1",1082.571968,"acre","ALuMin","8;1",1082.571968,"acre","ALuMin","8;1",1082.571968,"acre","ALuMin","8;1",1082.571968,"acre","ALuMin","8;1",1082.571968,"acre",0]
["ALuMin","9;1",2821.248157,"acre","ALuMin","9;1",2821.248157,"acre","ALuMin","9;1",2821.248157,"acre","ALuMin","9;1",2821.248157,"acre","ALuMin","9;1",2821.248157,"acre","ALuMin","9;1",2821.248157,"acre",0]
["ALuMin","10;1",448.33788550000003,"acre","ALuMin","10;1",448.33788550000003,"acre","ALuMin","10;1",448.33788550000003,"acre","ALuMin","10;1",448.33788550000003,"acre","ALuMin","10;1",448.33788550000003,"acre","ALuMin","10;1",448.33788550000003,"acre",0]
["ALuMin","11;1",1104.442108,"acre","ALuMin","11;1",1104.442108,"acre","ALuMin","11;1",1104.442108,"acre","ALuMin","11;1",1104.442108,"acre","ALuMin","11;1",1104.442108,"acre","ALuMin","11;1",1104.442108,"acre",0]
["ALuMin","12;1",240.57154829999999,"acre","ALuMin","12;1",240.57154829999999,"acre","ALuMin","12;1",240.57154829999999,"acre","ALuMin","12;1",240.57154829999999,"acre","ALuMin","12;1",240.57154829999999,"acre","ALuMin","12;1",240.57154829999999,"acre",0]
["ALuMin","13;1",98.415633400000004,"acre","ALuMin","13;1",98.415633400000004,"acre","ALuMin","13;1",98.415633400000004,"acre","ALuMin","13;1",98.415633400000004,"acre","ALuMin","13;1",98.415633400000004,"acre","ALuMin","13;1",98.415633400000004,"acre",0]
["ALuMin","14;1",6473.5616639999998,"acre","ALuMin","14;1",6473.5616639999998,"acre","ALuMin","14;1",6473.5616639999998,"acre","ALuMin","14;1",6473.5616639999998,"acre","ALuMin","14;1",6473.5616639999998,"acre","ALuMin","14;1",6473.5616639999998,"acre",0]
["ALuMin","15;1",2132.3387240000002,"acre","ALuMin","15;1",2132.3387240000002,"acre","ALuMin","15;1",2132.3387240000002,"acre","ALuMin","15;1",2132.3387240000002,"acre","ALuMin","15;1",2132.3387240000002,"acre","ALuMin","15;1",2132.3387240000002,"acre",0]
["ALuMin","16;1",1330.475287,"acre","ALuMin","16;1",1330.475287,"acre","ALuMin","16;1",1330.475287,"acre","ALuMin","16;1",1330.475287,"acre","ALuMin","16;1",1330.475287,"acre","ALuMin","16;1",1330.475287,"acre",0]
["ALuMax","1;1",13646.96783,"acre","ALuMax","1;1",13646.96783,"acre","ALuMax","1;1",13646.96783,"acre","ALuMax","1;1",13646.96783,"acre","ALuMax","1;1",13646.96783,"acre","ALuMax","1;1",13646.96783,"acre",0]
["ALuMax","2;1",2296.364779,"acre","ALuMax","2;1",2296.364779,"acre","ALuMax","2;1",2296.364779,"acre","ALuMax","2;1",2296.364779,"acre","ALuMax","2;1",2296.364779,"acre","ALuMax","2;1",2296.364779,"acre",0]
["ALuMax","3;1",5948.6782860000003,"acre","ALuMax","3;1",5948.6782860000003,"acre","ALuMax","3;1",5948.6782860000003,"acre","ALuMax","3;1",5948.6782860000003,"acre","ALuMax","3;1",5948.6782860000003,"acre","ALuMax","3;1",5948.6782860000003,"acre",0]
["ALuMax","4;1",973.22126370000001,"acre","ALuMax","4;1",973.22126370000001,"acre","ALuMax","4;1",973.22126370000001,"acre","ALuMax","4;1",973.22126370000001,"acre","ALuMax","4;1",973.22126370000001,"acre","ALuMax","4;1",973.22126370000001,"acre",0]
["ALuMax","5;1",2536.9363279999998,"acre","ALuMax","5;1",2536.9363279999998,"acre","ALuMax","5;1",2536.9363279999998,"acre","ALuMax","5;1",2536.9363279999998,"acre","ALuMax","5;1",2536.9363279999998,"acre","ALuMax","5;1",2536.9363279999998,"acre",0]
["ALuMax","6;1",634.23408189999998,"acre","ALuMax","6;1",634.23408189999998,"acre","ALuMax","6;1",634.23408189999998,"acre","ALuMax","6;1",634.23408189999998,"acre","ALuMax","6;1",634.23408189999998,"acre","ALuMax","6;1",634.23408189999998,"acre",{"$f":"IF(ISNUMBER(C196),IF(AVERAGE(C196,G196,K196,O196,S196,W196)<>MAX(C196,G196,K196,O196,S196,W196),1,0),\"\")","v":0}]
["ALuMax","7;1",12553.460789999999,"acre","ALuMax","7;1",12553.460789999999,"acre","ALuMax","7;1",12553.460789999999,"acre","ALuMax","7;1",12553.460789999999,"acre","ALuMax","7;1",12553.460789999999,"acre","ALuMax","7;1",12553.460789999999,"acre",0]
["ALuMax","8;1",1082.571968,"acre","ALuMax","8;1",1082.571968,"acre","ALuMax","8;1",1082.571968,"acre","ALuMax","8;1",1082.571968,"acre","ALuMax","8;1",1082.571968,"acre","ALuMax","8;1",1082.571968,"acre",0]
["ALuMax","9;1",2821.248157,"acre","ALuMax","9;1",2821.248157,"acre","ALuMax","9;1",2821.248157,"acre","ALuMax","9;1",2821.248157,"acre","ALuMax","9;1",2821.248157,"acre","ALuMax","9;1",2821.248157,"acre",0]
["ALuMax","10;1",448.33788550000003,"acre","ALuMax","10;1",448.33788550000003,"acre","ALuMax","10;1",448.33788550000003,"acre","ALuMax","10;1",448.33788550000003,"acre","ALuMax","10;1",448.33788550000003,"acre","ALuMax","10;1",448.33788550000003,"acre",0]
["ALuMax","11;1",1104.442108,"acre","ALuMax","11;1",1104.442108,"acre","ALuMax","11;1",1104.442108,"acre","ALuMax","11;1",1104.442108,"acre","ALuMax","11;1",1104.442108,"acre","ALuMax","11;1",1104.442108,"acre",0]
["ALuMax","12;1",240.57154829999999,"acre","ALuMax","12;1",240.57154829999999,"acre","ALuMax","12;1",240.57154829999999,"acre","ALuMax","12;1",240.57154829999999,"acre","ALuMax","12;1",240.57154829999999,"acre","ALuMax","12;1",240.57154829999999,"acre",0]
["ALuMax","13;1",98.415633400000004,"acre","ALuMax","13;1",98.415633400000004,"acre","ALuMax","13;1",98.415633400000004,"acre","ALuMax","13;1",98.415633400000004,"acre","ALuMax","13;1",98.415633400000004,"acre","ALuMax","13;1",98.415633400000004,"acre",0]
["ALuMax","14;1",6473.5616639999998,"acre","ALuMax","14;1",6473.5616639999998,"acre","ALuMax","14;1",6473.5616639999998,"acre","ALuMax","14;1",6473.5616639999998,"acre","ALuMax","14;1",6473.5616639999998,"acre","ALuMax","14;1",6473.5616639999998,"acre",0]
["ALuMax","15;1",2132.3387240000002,"acre","ALuMax","15;1",2132.3387240000002,"acre","ALuMax","15;1",2132.3387240000002,"acre","ALuMax","15;1",2132.3387240000002,"acre","ALuMax","15;1",2132.3387240000002,"acre","ALuMax","15;1",2132.3387240000002,"acre",0]
["ALuMax","16;1",1330.475287,"acre","ALuMax","16;1",1330.475287,"acre","ALuMax","16;1",1330.475287,"acre","ALuMax","16;1",1330.475287,"acre","ALuMax","16;1",1330.475287,"acre","ALuMax","16;1",1330.475287,"acre",0]
["CCLu","1;1",-9,"$/acre","CCLu","1;1",-9,"$/acre","CCLu","1;1",-9,"$/acre","CCLu","1;1",-9,"$/acre","CCLu","1;1",-9,"$/acre","CCLu","1;1",-9,"$/acre",0]
["CCLu","2;1",-9,"$/acre","CCLu","2;1",-9,"$/acre","CCLu","2;1",-9,"$/acre","CCLu","2;1",-9,"$/acre","CCLu","2;1",-9,"$/acre","CCLu","2;1",-9,"$/acre",0]
["CCLu","3;1",-9,"$/acre","CCLu","3;1",-9,"$/acre","CCLu","3;1",-9,"$/acre","CCLu","3;1",-9,"$/acre","CCLu","3;1",-9,"$/acre","CCLu","3;1",-9,"$/acre",0]
["CCLu","4;1",-9,"$/acre","CCLu","4;1",-9,"$/acre","CCLu","4;1",-9,"$/acre","CCLu","4;1",-9,"$/acre","CCLu","4;1",-9,"$/acre","CCLu","4;1",-9,"$/acre",0]
["CCLu","5;1",-9,"$/acre","CCLu","5;1",-9,"$/acre","CCLu","5;1",-9,"$/acre","CCLu","5;1",-9,"$/acre","CCLu","5;1",-9,"$/acre","CCLu","5;1",-9,"$/acre",0]
["CCLu","6;1",-9,"$/acre","CCLu","6;1",-9,"$/acre","CCLu","6;1",-9,"$/acre","CCLu","6;1",-9,"$/acre","CCLu","6;1",-9,"$/acre","CCLu","6;1",-9,"$/acre",0]
["CCLu","7;1",-9,"$/acre","CCLu","7;1",-9,"$/acre","CCLu","7;1",-9,"$/acre","CCLu","7;1",-9,"$/acre","CCLu","7;1",-9,"$/acre","CCLu","7;1",-9,"$/acre",0]
["CCLu","8;1",-9,"$/acre","CCLu","8;1",-9,"$/acre","CCLu","8;1",-9,"$/acre","CCLu","8;1",-9,"$/acre","CCLu","8;1",-9,"$/acre","CCLu","8;1",-9,"$/acre",0]
["CCLu","9;1",-9,"$/acre","CCLu","9;1",-9,"$/acre","CCLu","9;1",-9,"$/acre","CCLu","9;1",-9,"$/acre","CCLu","9;1",-9,"$/acre","CCLu","9;1",-9,"$/acre",0]
["CCLu","10;1",-9,"$/acre","CCLu","10;1",-9,"$/acre","CCLu","10;1",-9,"$/acre","CCLu","10;1",-9,"$/acre","CCLu","10;1",-9,"$/acre","CCLu","10;1",-9,"$/acre",0]
["CCLu","11;1",-9,"$/acre","CCLu","11;1",-9,"$/acre","CCLu","11;1",-9,"$/acre","CCLu","11;1",-9,"$/acre","CCLu","11;1",-9,"$/acre","CCLu","11;1",-9,"$/acre",0]
["CCLu","12;1",-9,"$/acre","CCLu","12;1",-9,"$/acre","CCLu","12;1",-9,"$/acre","CCLu","12;1",-9,"$/acre","CCLu","12;1",-9,"$/acre","CCLu","12;1",-9,"$/acre",0]
["CCLu","13;1",-9,"$/acre","CCLu","13;1",-9,"$/acre","CCLu","13;1",-9,"$/acre","CCLu","13;1",-9,"$/acre","CCLu","13;1",-9,"$/acre","CCLu","13;1",-9,"$/acre",0]
["CCLu","14;1",-9,"$/acre","CCLu","14;1",-9,"$/acre","CCLu","14;1",-9,"$/acre","CCLu","14;1",-9,"$/acre","CCLu","14;1",-9,"$/acre","CCLu","14;1",-9,"$/acre",0]
["CCLu","15;1",-9,"$/acre","CCLu","15;1",-9,"$/acre","CCLu","15;1",-9,"$/acre","CCLu","15;1",-9,"$/acre","CCLu","15;1",-9,"$/acre","CCLu","15;1",-9,"$/acre",0]
["CCLu","16;1",-9,"$/acre","CCLu","16;1",-9,"$/acre","CCLu","16;1",-9,"$/acre","CCLu","16;1",-9,"$/acre","CCLu","16;1",-9,"$/acre","CCLu","16;1",-9,"$/acre",0]
["COmLu","1;1",-9,"$/acre/yr","COmLu","1;1",-9,"$/acre/yr","COmLu","1;1",-9,"$/acre/yr","COmLu","1;1",-9,"$/acre/yr","COmLu","1;1",-9,"$/acre/yr","COmLu","1;1",-9,"$/acre/yr",0]
["COmLu","2;1",-9,"$/acre/yr","COmLu","2;1",-9,"$/acre/yr","COmLu","2;1",-9,"$/acre/yr","COmLu","2;1",-9,"$/acre/yr","COmLu","2;1",-9,"$/acre/yr","COmLu","2;1",-9,"$/acre/yr",0]
["COmLu","3;1",-9,"$/acre/yr","COmLu","3;1",-9,"$/acre/yr","COmLu","3;1",-9,"$/acre/yr","COmLu","3;1",-9,"$/acre/yr","COmLu","3;1",-9,"$/acre/yr","COmLu","3;1",-9,"$/acre/yr",0]
["COmLu","4;1",-9,"$/acre/yr","COmLu","4;1",-9,"$/acre/yr","COmLu","4;1",-9,"$/acre/yr","COmLu","4;1",-9,"$/acre/yr","COmLu","4;1",-9,"$/acre/yr","COmLu","4;1",-9,"$/acre/yr",0]
["COmLu","5;1",-9,"$/acre/yr","COmLu","5;1",-9,"$/acre/yr","COmLu","5;1",-9,"$/acre/yr","COmLu","5;1",-9,"$/acre/yr","COmLu","5;1",-9,"$/acre/yr","COmLu","5;1",-9,"$/acre/yr",0]
["COmLu","6;1",-9,"$/acre/yr","COmLu","6;1",-9,"$/acre/yr","COmLu","6;1",-9,"$/acre/yr","COmLu","6;1",-9,"$/acre/yr","COmLu","6;1",-9,"$/acre/yr","COmLu","6;1",-9,"$/acre/yr",0]
["COmLu","7;1",-9,"$/acre/yr","COmLu","7;1",-9,"$/acre/yr","COmLu","7;1",-9,"$/acre/yr","COmLu","7;1",-9,"$/acre/yr","COmLu","7;1",-9,"$/acre/yr","COmLu","7;1",-9,"$/acre/yr",0]
["COmLu","8;1",-9,"$/acre/yr","COmLu","8;1",-9,"$/acre/yr","COmLu","8;1",-9,"$/acre/yr","COmLu","8;1",-9,"$/acre/yr","COmLu","8;1",-9,"$/acre/yr","COmLu","8;1",-9,"$/acre/yr",0]
["COmLu","9;1",-9,"$/acre/yr","COmLu","9;1",-9,"$/acre/yr","COmLu","9;1",-9,"$/acre/yr","COmLu","9;1",-9,"$/acre/yr","COmLu","9;1",-9,"$/acre/yr","COmLu","9;1",-9,"$/acre/yr",0]
["COmLu","10;1",-9,"$/acre/yr","COmLu","10;1",-9,"$/acre/yr","COmLu","10;1",-9,"$/acre/yr","COmLu","10;1",-9,"$/acre/yr","COmLu","10;1",-9,"$/acre/yr","COmLu","10;1",-9,"$/acre/yr",0]
["COmLu","11;1",-9,"$/acre/yr","COmLu","11;1",-9,"$/acre/yr","COmLu","11;1",-9,"$/acre/yr","COmLu","11;1",-9,"$/acre/yr","COmLu","11;1",-9,"$/acre/yr","COmLu","11;1",-9,"$/acre/yr",0]
["COmLu","12;1",-9,"$/acre/yr","COmLu","12;1",-9,"$/acre/yr","COmLu","12;1",-9,"$/acre/yr","COmLu","12;1",-9,"$/acre/yr","COmLu","12;1",-9,"$/acre/yr","COmLu","12;1",-9,"$/acre/yr",0]
["COmLu","13;1",-9,"$/acre/yr","COmLu","13;1",-9,"$/acre/yr","COmLu","13;1",-9,"$/acre/yr","COmLu","13;1",-9,"$/acre/yr","COmLu","13;1",-9,"$/acre/yr","COmLu","13;1",-9,"$/acre/yr",0]
["COmLu","14;1",-9,"$/acre/yr","COmLu","14;1",-9,"$/acre/yr","COmLu","14;1",-9,"$/acre/yr","COmLu","14;1",-9,"$/acre/yr","COmLu","14;1",-9,"$/acre/yr","COmLu","14;1",-9,"$/acre/yr",0]
["COmLu","15;1",-9,"$/acre/yr","COmLu","15;1",-9,"$/acre/yr","COmLu","15;1",-9,"$/acre/yr","COmLu","15;1",-9,"$/acre/yr","COmLu","15;1",-9,"$/acre/yr","COmLu","15;1",-9,"$/acre/yr",0]
["COmLu","16;1",-9,"$/acre/yr","COmLu","16;1",-9,"$/acre/yr","COmLu","16;1",-9,"$/acre/yr","COmLu","16;1",-9,"$/acre/yr","COmLu","16;1",-9,"$/acre/yr","COmLu","16;1",-9,"$/acre/yr",0]
["NWUser","None",8,"# of Water Users","NWUser","None",8,"# of Water Users","NWUser","None",8,"# of Water Users","NWUser","None",8,"# of Water Users","NWUser","None",8,"# of Water Users","NWUser","None",8,"# of Water Users",0]
["NamesWUse",1,"Unaccounted","-","NamesWUse",1,"Unaccounted","-","NamesWUse",1,"Unaccounted","-","NamesWUse",1,"Unaccounted","-","NamesWUse",1,"Unaccounted","-","NamesWUse",1,"Unaccounted","-",""]
["NamesWUse",2,"Residential","-","NamesWUse",2,"Residential","-","NamesWUse",2,"Residential","-","NamesWUse",2,"Residential","-","NamesWUse",2,"Residential","-","NamesWUse",2,"Residential","-",""]
["NamesWUse",3,"Residential.Institutions","-","NamesWUse",3,"Residential.Institutions","-","NamesWUse",3,"Residential.Institutions","-","NamesWUse",3,"Residential.Institutions","-","NamesWUse",3,"Residential.Institutions","-","NamesWUse",3,"Residential.Institutions","-",""]
["NamesWUse",4,"Commercial.Business","-","NamesWUse",4,"Commercial.Business","-","NamesWUse",4,"Commercial.Business","-","NamesWUse",4,"Commercial.Business","-","NamesWUse",4,"Commercial.Business","-","NamesWUse",4,"Commercial.Business","-",""]
["NamesWUse",5,"Agricultural","-","NamesWUse",5,"Agricultural","-","NamesWUse",5,"Agricultural","-","NamesWUse",5,"Agricultural","-","NamesWUse",5,"Agricultural","-","NamesWUse",5,"Agricultural","-",""]
["NamesWUse",6,"Industrial","-","NamesWUse",6,"Industrial","-","NamesWUse",6,"Industrial","-","NamesWUse",6,"Industrial","-","NamesWUse",6,"Industrial","-","NamesWUse",6,"Industrial","-",""]
["NamesWUse",7,"Municipal.Institutional.Non.profits","-","NamesWUse",7,"Municipal.Institutional.Non.profits","-","NamesWUse",7,"Municipal.Institutional.Non.profits","-","NamesWUse",7,"Municipal.Institutional.Non.profits","-","NamesWUse",7,"Municipal.Institutional.Non.profits","-","NamesWUse",7,"Municipal.Institutional.Non.profits","-",""]
["NamesWUse",8,"Other","-","NamesWUse",8,"Other","-","NamesWUse",8,"Other","-","NamesWUse",8,"Other","-","NamesWUse",8,"Other","-","NamesWUse",8,"Other","-",""]
["PConsUsePI","1;2",4,"%","PConsUsePI","1;2",4,"%","PConsUsePI","1;2",4,"%","PConsUsePI","1;2",4,"%","PConsUsePI","1;2",4,"%","PConsUsePI","1;2",4,"%",0]
["PConsUsePI","2;2",4,"%","PConsUsePI","2;2",4,"%","PConsUsePI","2;2",4,"%","PConsUsePI","2;2",4,"%","PConsUsePI","2;2",4,"%","PConsUsePI","2;2",4,"%",0]
["PConsUsePI","3;2",4,"%","PConsUsePI","3;2",4,"%","PConsUsePI","3;2",4,"%","PConsUsePI","3;2",4,"%","PConsUsePI","3;2",4,"%","PConsUsePI","3;2",4,"%",0]
["PConsUsePI","4;2",6,"%","PConsUsePI","4;2",6,"%","PConsUsePI","4;2",6,"%","PConsUsePI","4;2",6,"%","PConsUsePI","4;2",6,"%","PConsUsePI","4;2",6,"%",0]
["PConsUsePI","5;2",20,"%","PConsUsePI","5;2",20,"%","PConsUsePI","5;2",20,"%","PConsUsePI","5;2",20,"%","PConsUsePI","5;2",20,"%","PConsUsePI","5;2",20,"%",0]
["PConsUsePI","6;2",26,"%","PConsUsePI","6;2",26,"%","PConsUsePI","6;2",26,"%","PConsUsePI","6;2",26,"%","PConsUsePI","6;2",26,"%","PConsUsePI","6;2",26,"%",0]
["PConsUsePI","7;2",29,"%","PConsUsePI","7;2",29,"%","PConsUsePI","7;2",29,"%","PConsUsePI","7;2",29,"%","PConsUsePI","7;2",29,"%","PConsUsePI","7;2",29,"%",0]
["PConsUsePI","8;2",25,"%","PConsUsePI","8;2",25,"%","PConsUsePI","8;2",25,"%","PConsUsePI","8;2",25,"%","PConsUsePI","8;2",25,"%","PConsUsePI","8;2",25,"%",0]
["PConsUsePI","9;2",20,"%","PConsUsePI","9;2",20,"%","PConsUsePI","9;2",20,"%","PConsUsePI","9;2",20,"%","PConsUsePI","9;2",20,"%","PConsUsePI","9;2",20,"%",0]
["PConsUsePI","10;2",4,"%","PConsUsePI","10;2",4,"%","PConsUsePI","10;2",4,"%","PConsUsePI","10;2",4,"%","PConsUsePI","10;2",4,"%","PConsUsePI","10;2",4,"%",0]
["PConsUsePI","11;2",4,"%","PConsUsePI","11;2",4,"%","PConsUsePI","11;2",4,"%","PConsUsePI","11;2",4,"%","PConsUsePI","11;2",4,"%","PConsUsePI","11;2",4,"%",0]
["PConsUsePI","12;2",4,"%","PConsUsePI","12;2",4,"%","PConsUsePI","12;2",4,"%","PConsUsePI","12;2",4,"%","PConsUsePI","12;2",4,"%","PConsUsePI","12;2",4,"%",0]
["PConsUsePI","1;3",4,"%","PConsUsePI","1;3",4,"%","PConsUsePI","1;3",4,"%","PConsUsePI","1;3",4,"%","PConsUsePI","1;3",4,"%","PConsUsePI","1;3",4,"%",{"$f":"IF(ISNUMBER(C260),IF(AVERAGE(C260,G260,K260,O260,S260,W260)<>MAX(C260,G260,K260,O260,S260,W260),1,0),\"\")","v":0}]
["PConsUsePI","2;3",4,"%","PConsUsePI","2;3",4,"%","PConsUsePI","2;3",4,"%","PConsUsePI","2;3",4,"%","PConsUsePI","2;3",4,"%","PConsUsePI","2;3",4,"%",0]
["PConsUsePI","3;3",4,"%","PConsUsePI","3;3",4,"%","PConsUsePI","3;3",4,"%","PConsUsePI","3;3",4,"%","PConsUsePI","3;3",4,"%","PConsUsePI","3;3",4,"%",0]
["PConsUsePI","4;3",6,"%","PConsUsePI","4;3",6,"%","PConsUsePI","4;3",6,"%","PConsUsePI","4;3",6,"%","PConsUsePI","4;3",6,"%","PConsUsePI","4;3",6,"%",0]
["PConsUsePI","5;3",20,"%","PConsUsePI","5;3",20,"%","PConsUsePI","5;3",20,"%","PConsUsePI","5;3",20,"%","PConsUsePI","5;3",20,"%","PConsUsePI","5;3",20,"%",0]
["PConsUsePI","6;3",26,"%","PConsUsePI","6;3",26,"%","PConsUsePI","6;3",26,"%","PConsUsePI","6;3",26,"%","PConsUsePI","6;3",26,"%","PConsUsePI","6;3",26,"%",0]
["PConsUsePI","7;3",29,"%","PConsUsePI","7;3",29,"%","PConsUsePI","7;3",29,"%","PConsUsePI","7;3",29,"%","PConsUsePI","7;3",29,"%","PConsUsePI","7;3",29,"%",0]
["PConsUsePI","8;3",25,"%","PConsUsePI","8;3",25,"%","PConsUsePI","8;3",25,"%","PConsUsePI","8;3",25,"%","PConsUsePI","8;3",25,"%","PConsUsePI","8;3",25,"%",0]
["PConsUsePI","9;3",20,"%","PConsUsePI","9;3",20,"%","PConsUsePI","9;3",20,"%","PConsUsePI","9;3",20,"%","PConsUsePI","9;3",20,"%","PConsUsePI","9;3",20,"%",0]
["PConsUsePI","10;3",4,"%","PConsUsePI","10;3",4,"%","PConsUsePI","10;3",4,"%","PConsUsePI","10;3",4,"%","PConsUsePI","10;3",4,"%","PConsUsePI","10;3",4,"%",0]
["PConsUsePI","11;3",4,"%","PConsUsePI","11;3",4,"%","PConsUsePI","11;3",4,"%","PConsUsePI","11;3",4,"%","PConsUsePI","11;3",4,"%","PConsUsePI","11;3",4,"%",0]
["PConsUsePI","12;3",4,"%","PConsUsePI","12;3",4,"%","PConsUsePI","12;3",4,"%","PConsUsePI","12;3",4,"%","PConsUsePI","12;3",4,"%","PConsUsePI","12;3",4,"%",0]
["PConsUsePI","1;4",4,"%","PConsUsePI","1;4",4,"%","PConsUsePI","1;4",4,"%","PConsUsePI","1;4",4,"%","PConsUsePI","1;4",4,"%","PConsUsePI","1;4",4,"%",0]
["PConsUsePI","2;4",4,"%","PConsUsePI","2;4",4,"%","PConsUsePI","2;4",4,"%","PConsUsePI","2;4",4,"%","PConsUsePI","2;4",4,"%","PConsUsePI","2;4",4,"%",0]
["PConsUsePI","3;4",4,"%","PConsUsePI","3;4",4,"%","PConsUsePI","3;4",4,"%","PConsUsePI","3;4",4,"%","PConsUsePI","3;4",4,"%","PConsUsePI","3;4",4,"%",0]
["PConsUsePI","4;4",6,"%","PConsUsePI","4;4",6,"%","PConsUsePI","4;4",6,"%","PConsUsePI","4;4",6,"%","PConsUsePI","4;4",6,"%","PConsUsePI","4;4",6,"%",0]
["PConsUsePI","5;4",20,"%","PConsUsePI","5;4",20,"%","PConsUsePI","5;4",20,"%","PConsUsePI","5;4",20,"%","PConsUsePI","5;4",20,"%","PConsUsePI","5;4",20,"%",0]
["PConsUsePI","6;4",26,"%","PConsUsePI","6;4",26,"%","PConsUsePI","6;4",26,"%","PConsUsePI","6;4",26,"%","PConsUsePI","6;4",26,"%","PConsUsePI","6;4",26,"%",0]
["PConsUsePI","7;4",29,"%","PConsUsePI","7;4",29,"%","PConsUsePI","7;4",29,"%","PConsUsePI","7;4",29,"%","PConsUsePI","7;4",29,"%","PConsUsePI","7;4",29,"%",0]
["PConsUsePI","8;4",25,"%","PConsUsePI","8;4",25,"%","PConsUsePI","8;4",25,"%","PConsUsePI","8;4",25,"%","PConsUsePI","8;4",25,"%","PConsUsePI","8;4",25,"%",0]
["PConsUsePI","9;4",20,"%","PConsUsePI","9;4",20,"%","PConsUsePI","9;4",20,"%","PConsUsePI","9;4",20,"%","PConsUsePI","9;4",20,"%","PConsUsePI","9;4",20,"%",0]
["PConsUsePI","10;4",4,"%","PConsUsePI","10;4",4,"%","PConsUsePI","10;4",4,"%","PConsUsePI","10;4",4,"%","PConsUsePI","10;4",4,"%","PConsUsePI","10;4",4,"%",0]
["PConsUsePI","11;4",4,"%","PConsUsePI","11;4",4,"%","PConsUsePI","11;4",4,"%","PConsUsePI","11;4",4,"%","PConsUsePI","11;4",4,"%","PConsUsePI","11;4",4,"%",0]
["PConsUsePI","12;4",4,"%","PConsUsePI","12;4",4,"%","PConsUsePI","12;4",4,"%","PConsUsePI","12;4",4,"%","PConsUsePI","12;4",4,"%","PConsUsePI","12;4",4,"%",0]
["PConsUsePI","1;5",4,"%","PConsUsePI","1;5",4,"%","PConsUsePI","1;5",4,"%","PConsUsePI","1;5",4,"%","PConsUsePI","1;5",4,"%","PConsUsePI","1;5",4,"%",0]
["PConsUsePI","2;5",4,"%","PConsUsePI","2;5",4,"%","PConsUsePI","2;5",4,"%","PConsUsePI","2;5",4,"%","PConsUsePI","2;5",4,"%","PConsUsePI","2;5",4,"%",0]
["PConsUsePI","3;5",4,"%","PConsUsePI","3;5",4,"%","PConsUsePI","3;5",4,"%","PConsUsePI","3;5",4,"%","PConsUsePI","3;5",4,"%","PConsUsePI","3;5",4,"%",0]
["PConsUsePI","4;5",6,"%","PConsUsePI","4;5",6,"%","PConsUsePI","4;5",6,"%","PConsUsePI","4;5",6,"%","PConsUsePI","4;5",6,"%","PConsUsePI","4;5",6,"%",0]
["PConsUsePI","5;5",20,"%","PConsUsePI","5;5",20,"%","PConsUsePI","5;5",20,"%","PConsUsePI","5;5",20,"%","PConsUsePI","5;5",20,"%","PConsUsePI","5;5",20,"%",0]
["PConsUsePI","6;5",26,"%","PConsUsePI","6;5",26,"%","PConsUsePI","6;5",26,"%","PConsUsePI","6;5",26,"%","PConsUsePI","6;5",26,"%","PConsUsePI","6;5",26,"%",0]
["PConsUsePI","7;5",29,"%","PConsUsePI","7;5",29,"%","PConsUsePI","7;5",29,"%","PConsUsePI","7;5",29,"%","PConsUsePI","7;5",29,"%","PConsUsePI","7;5",29,"%",0]
["PConsUsePI","8;5",25,"%","PConsUsePI","8;5",25,"%","PConsUsePI","8;5",25,"%","PConsUsePI","8;5",25,"%","PConsUsePI","8;5",25,"%","PConsUsePI","8;5",25,"%",0]
["PConsUsePI","9;5",20,"%","PConsUsePI","9;5",20,"%","PConsUsePI","9;5",20,"%","PConsUsePI","9;5",20,"%","PConsUsePI","9;5",20,"%","PConsUsePI","9;5",20,"%",0]
["PConsUsePI","10;5",4,"%","PConsUsePI","10;5",4,"%","PConsUsePI","10;5",4,"%","PConsUsePI","10;5",4,"%","PConsUsePI","10;5",4,"%","PConsUsePI","10;5",4,"%",0]
["PConsUsePI","11;5",4,"%","PConsUsePI","11;5",4,"%","PConsUsePI","11;5",4,"%","PConsUsePI","11;5",4,"%","PConsUsePI","11;5",4,"%","PConsUsePI","11;5",4,"%",0]
["PConsUsePI","12;5",4,"%","PConsUsePI","12;5",4,"%","PConsUsePI","12;5",4,"%","PConsUsePI","12;5",4,"%","PConsUsePI","12;5",4,"%","PConsUsePI","12;5",4,"%",0]
["PConsUsePI","1;6",4,"%","PConsUsePI","1;6",4,"%","PConsUsePI","1;6",4,"%","PConsUsePI","1;6",4,"%","PConsUsePI","1;6",4,"%","PConsUsePI","1;6",4,"%",0]
["PConsUsePI","2;6",4,"%","PConsUsePI","2;6",4,"%","PConsUsePI","2;6",4,"%","PConsUsePI","2;6",4,"%","PConsUsePI","2;6",4,"%","PConsUsePI","2;6",4,"%",0]
["PConsUsePI","3;6",4,"%","PConsUsePI","3;6",4,"%","PConsUsePI","3;6",4,"%","PConsUsePI","3;6",4,"%","PConsUsePI","3;6",4,"%","PConsUsePI","3;6",4,"%",0]
["PConsUsePI","4;6",6,"%","PConsUsePI","4;6",6,"%","PConsUsePI","4;6",6,"%","PConsUsePI","4;6",6,"%","PConsUsePI","4;6",6,"%","PConsUsePI","4;6",6,"%",0]
["PConsUsePI","5;6",20,"%","PConsUsePI","5;6",20,"%","PConsUsePI","5;6",20,"%","PConsUsePI","5;6",20,"%","PConsUsePI","5;6",20,"%","PConsUsePI","5;6",20,"%",0]
["PConsUsePI","6;6",26,"%","PConsUsePI","6;6",26,"%","PConsUsePI","6;6",26,"%","PConsUsePI","6;6",26,"%","PConsUsePI","6;6",26,"%","PConsUsePI","6;6",26,"%",0]
["PConsUsePI","7;6",29,"%","PConsUsePI","7;6",29,"%","PConsUsePI","7;6",29,"%","PConsUsePI","7;6",29,"%","PConsUsePI","7;6",29,"%","PConsUsePI","7;6",29,"%",0]
["PConsUsePI","8;6",25,"%","PConsUsePI","8;6",25,"%","PConsUsePI","8;6",25,"%","PConsUsePI","8;6",25,"%","PConsUsePI","8;6",25,"%","PConsUsePI","8;6",25,"%",0]
["PConsUsePI","9;6",20,"%","PConsUsePI","9;6",20,"%","PConsUsePI","9;6",20,"%","PConsUsePI","9;6",20,"%","PConsUsePI","9;6",20,"%","PConsUsePI","9;6",20,"%",0]
["PConsUsePI","10;6",4,"%","PConsUsePI","10;6",4,"%","PConsUsePI","10;6",4,"%","PConsUsePI","10;6",4,"%","PConsUsePI","10;6",4,"%","PConsUsePI","10;6",4,"%",0]
["PConsUsePI","11;6",4,"%","PConsUsePI","11;6",4,"%","PConsUsePI","11;6",4,"%","PConsUsePI","11;6",4,"%","PConsUsePI","11;6",4,"%","PConsUsePI","11;6",4,"%",0]
["PConsUsePI","12;6",4,"%","PConsUsePI","12;6",4,"%","PConsUsePI","12;6",4,"%","PConsUsePI","12;6",4,"%","PConsUsePI","12;6",4,"%","PConsUsePI","12;6",4,"%",0]
["PConsUsePI","1;7",4,"%","PConsUsePI","1;7",4,"%","PConsUsePI","1;7",4,"%","PConsUsePI","1;7",4,"%","PConsUsePI","1;7",4,"%","PConsUsePI","1;7",4,"%",0]
["PConsUsePI","2;7",4,"%","PConsUsePI","2;7",4,"%","PConsUsePI","2;7",4,"%","PConsUsePI","2;7",4,"%","PConsUsePI","2;7",4,"%","PConsUsePI","2;7",4,"%",0]
["PConsUsePI","3;7",4,"%","PConsUsePI","3;7",4,"%","PConsUsePI","3;7",4,"%","PConsUsePI","3;7",4,"%","PConsUsePI","3;7",4,"%","PConsUsePI","3;7",4,"%",0]
["PConsUsePI","4;7",6,"%","PConsUsePI","4;7",6,"%","PConsUsePI","4;7",6,"%","PConsUsePI","4;7",6,"%","PConsUsePI","4;7",6,"%","PConsUsePI","4;7",6,"%",0]
["PConsUsePI","5;7",20,"%","PConsUsePI","5;7",20,"%","PConsUsePI","5;7",20,"%","PConsUsePI","5;7",20,"%","PConsUsePI","5;7",20,"%","PConsUsePI","5;7",20,"%",0]
["PConsUsePI","6;7",26,"%","PConsUsePI","6;7",26,"%","PConsUsePI","6;7",26,"%","PConsUsePI","6;7",26,"%","PConsUsePI","6;7",26,"%","PConsUsePI","6;7",26,"%",0]
["PConsUsePI","7;7",29,"%","PConsUsePI","7;7",29,"%","PConsUsePI","7;7",29,"%","PConsUsePI","7;7",29,"%","PConsUsePI","7;7",29,"%","PConsUsePI","7;7",29,"%",0]
["PConsUsePI","8;7",25,"%","PConsUsePI","8;7",25,"%","PConsUsePI","8;7",25,"%","PConsUsePI","8;7",25,"%","PConsUsePI","8;7",25,"%","PConsUsePI","8;7",25,"%",0]
["PConsUsePI","9;7",20,"%","PConsUsePI","9;7",20,"%","PConsUsePI","9;7",20,"%","PConsUsePI","9;7",20,"%","PConsUsePI","9;7",20,"%","PConsUsePI","9;7",20,"%",0]
["PConsUsePI","10;7",4,"%","PConsUsePI","10;7",4,"%","PConsUsePI","10;7",4,"%","PConsUsePI","10;7",4,"%","PConsUsePI","10;7",4,"%","PConsUsePI","10;7",4,"%",0]
["PConsUsePI","11;7",4,"%","PConsUsePI","11;7",4,"%","PConsUsePI","11;7",4,"%","PConsUsePI","11;7",4,"%","PConsUsePI","11;7",4,"%","PConsUsePI","11;7",4,"%",0]
["PConsUsePI","12;7",4,"%","PConsUsePI","12;7",4,"%","PConsUsePI","12;7",4,"%","PConsUsePI","12;7",4,"%","PConsUsePI","12;7",4,"%","PConsUsePI","12;7",4,"%",0]
["PConsUsePI","1;8",4,"%","PConsUsePI","1;8",4,"%","PConsUsePI","1;8",4,"%","PConsUsePI","1;8",4,"%","PConsUsePI","1;8",4,"%","PConsUsePI","1;8",4,"%",0]
["PConsUsePI","2;8",4,"%","PConsUsePI","2;8",4,"%","PConsUsePI","2;8",4,"%","PConsUsePI","2;8",4,"%","PConsUsePI","2;8",4,"%","PConsUsePI","2;8",4,"%",0]
["PConsUsePI","3;8",4,"%","PConsUsePI","3;8",4,"%","PConsUsePI","3;8",4,"%","PConsUsePI","3;8",4,"%","PConsUsePI","3;8",4,"%","PConsUsePI","3;8",4,"%",0]
["PConsUsePI","4;8",6,"%","PConsUsePI","4;8",6,"%","PConsUsePI","4;8",6,"%","PConsUsePI","4;8",6,"%","PConsUsePI","4;8",6,"%","PConsUsePI","4;8",6,"%",0]
["PConsUsePI","5;8",20,"%","PConsUsePI","5;8",20,"%","PConsUsePI","5;8",20,"%","PConsUsePI","5;8",20,"%","PConsUsePI","5;8",20,"%","PConsUsePI","5;8",20,"%",{"$f":"IF(ISNUMBER(C324),IF(AVERAGE(C324,G324,K324,O324,S324,W324)<>MAX(C324,G324,K324,O324,S324,W324),1,0),\"\")","v":0}]
["PConsUsePI","6;8",26,"%","PConsUsePI","6;8",26,"%","PConsUsePI","6;8",26,"%","PConsUsePI","6;8",26,"%","PConsUsePI","6;8",26,"%","PConsUsePI","6;8",26,"%",0]
["PConsUsePI","7;8",29,"%","PConsUsePI","7;8",29,"%","PConsUsePI","7;8",29,"%","PConsUsePI","7;8",29,"%","PConsUsePI","7;8",29,"%","PConsUsePI","7;8",29,"%",0]
["PConsUsePI","8;8",25,"%","PConsUsePI","8;8",25,"%","PConsUsePI","8;8",25,"%","PConsUsePI","8;8",25,"%","PConsUsePI","8;8",25,"%","PConsUsePI","8;8",25,"%",0]
["PConsUsePI","9;8",20,"%","PConsUsePI","9;8",20,"%","PConsUsePI","9;8",20,"%","PConsUsePI","9;8",20,"%","PConsUsePI","9;8",20,"%","PConsUsePI","9;8",20,"%",0]
["PConsUsePI","10;8",4,"%","PConsUsePI","10;8",4,"%","PConsUsePI","10;8",4,"%","PConsUsePI","10;8",4,"%","PConsUsePI","10;8",4,"%","PConsUsePI","10;8",4,"%",0]
["PConsUsePI","11;8",4,"%","PConsUsePI","11;8",4,"%","PConsUsePI","11;8",4,"%","PConsUsePI","11;8",4,"%","PConsUsePI","11;8",4,"%","PConsUsePI","11;8",4,"%",0]
["PConsUsePI","12;8",4,"%","PConsUsePI","12;8",4,"%","PConsUsePI","12;8",4,"%","PConsUsePI","12;8",4,"%","PConsUsePI","12;8",4,"%","PConsUsePI","12;8",4,"%",0]
["QUsePI","1;1",0.36,"MG/time step","QUsePI","1;1",0.36,"MG/time step","QUsePI","1;1",0.36,"MG/time step","QUsePI","1;1",0.36,"MG/time step","QUsePI","1;1",0.36,"MG/time step","QUsePI","1;1",0.36,"MG/time step",0]
["QUsePI","2;1",0.36,"MG/time step","QUsePI","2;1",0.36,"MG/time step","QUsePI","2;1",0.36,"MG/time step","QUsePI","2;1",0.36,"MG/time step","QUsePI","2;1",0.36,"MG/time step","QUsePI","2;1",0.36,"MG/time step",0]
["QUsePI","3;1",0.36,"MG/time step","QUsePI","3;1",0.36,"MG/time step","QUsePI","3;1",0.36,"MG/time step","QUsePI","3;1",0.36,"MG/time step","QUsePI","3;1",0.36,"MG/time step","QUsePI","3;1",0.36,"MG/time step",0]
["QUsePI","4;1",0.36,"MG/time step","QUsePI","4;1",0.36,"MG/time step","QUsePI","4;1",0.36,"MG/time step","QUsePI","4;1",0.36,"MG/time step","QUsePI","4;1",0.36,"MG/time step","QUsePI","4;1",0.36,"MG/time step",0]
["QUsePI","5;1",0.36,"MG/time step","QUsePI","5;1",0.36,"MG/time step","QUsePI","5;1",0.36,"MG/time step","QUsePI","5;1",0.36,"MG/time step","QUsePI","5;1",0.36,"MG/time step","QUsePI","5;1",0.36,"MG/time step",0]
["QUsePI","6;1",0.36,"MG/time step","QUsePI","6;1",0.36,"MG/time step","QUsePI","6;1",0.36,"MG/time step","QUsePI","6;1",0.36,"MG/time step","QUsePI","6;1",0.36,"MG/time step","QUsePI","6;1",0.36,"MG/time step",0]
["QUsePI","7;1",0.36,"MG/time step","QUsePI","7;1",0.36,"MG/time step","QUsePI","7;1",0.36,"MG/time step","QUsePI","7;1",0.36,"MG/time step","QUsePI","7;1",0.36,"MG/time step","QUsePI","7;1",0.36,"MG/time step",0]
["QUsePI","8;1",0.36,"MG/time step","QUsePI","8;1",0.36,"MG/time step","QUsePI","8;1",0.36,"MG/time step","QUsePI","8;1",0.36,"MG/time step","QUsePI","8;1",0.36,"MG/time step","QUsePI","8;1",0.36,"MG/time step",0]
["QUsePI","9;1",0.36,"MG/time step","QUsePI","9;1",0.36,"MG/time step","QUsePI","9;1",0.36,"MG/time step","QUsePI","9;1",0.36,"MG/time step","QUsePI","9;1",0.36,"MG/time step","QUsePI","9;1",0.36,"MG/time step",0]
["QUsePI","10;1",0.36,"MG/time step","QUsePI","10;1",0.36,"MG/time step","QUsePI","10;1",0.36,"MG/time step","QUsePI","10;1",0.36,"MG/time step","QUsePI","10;1",0.36,"MG/time step","QUsePI","10;1",0.36,"MG/time step",0]
["QUsePI","11;1",0.36,"MG/time step","QUsePI","11;1",0.36,"MG/time step","QUsePI","11;1",0.36,"MG/time step","QUsePI","11;1",0.36,"MG/time step","QUsePI","11;1",0.36,"MG/time step","QUsePI","11;1",0.36,"MG/time step",0]
["QUsePI","12;1",0.36,"MG/time step","QUsePI","12;1",0.36,"MG/time step","QUsePI","12;1",0.36,"MG/time step","QUsePI","12;1",0.36,"MG/time step","QUsePI","12;1",0.36,"MG/time step","QUsePI","12;1",0.36,"MG/time step",0]
["QUsePI","13;1",0.36,"MG/time step","QUsePI","13;1",0.36,"MG/time step","QUsePI","13;1",0.36,"MG/time step","QUsePI","13;1",0.36,"MG/time step","QUsePI","13;1",0.36,"MG/time step","QUsePI","13;1",0.36,"MG/time step",0]
["QUsePI","14;1",0.36,"MG/time step","QUsePI","14;1",0.36,"MG/time step","QUsePI","14;1",0.36,"MG/time step","QUsePI","14;1",0.36,"MG/time step","QUsePI","14;1",0.36,"MG/time step","QUsePI","14;1",0.36,"MG/time step",0]
["QUsePI","15;1",0.36,"MG/time step","QUsePI","15;1",0.36,"MG/time step","QUsePI","15;1",0.36,"MG/time step","QUsePI","15;1",0.36,"MG/time step","QUsePI","15;1",0.36,"MG/time step","QUsePI","15;1",0.36,"MG/time step",0]
["QUsePI","16;1",0.36,"MG/time step","QUsePI","16;1",0.36,"MG/time step","QUsePI","16;1",0.36,"MG/time step","QUsePI","16;1",0.36,"MG/time step","QUsePI","16;1",0.36,"MG/time step","QUsePI","16;1",0.36,"MG/time step",0]
["QUsePI","17;1",0.36,"MG/time step","QUsePI","17;1",0.36,"MG/time step","QUsePI","17;1",0.36,"MG/time step","QUsePI","17;1",0.36,"MG/time step","QUsePI","17;1",0.36,"MG/time step","QUsePI","17;1",0.36,"MG/time step",0]
["QUsePI","18;1",0.36,"MG/time step","QUsePI","18;1",0.36,"MG/time step","QUsePI","18;1",0.36,"MG/time step","QUsePI","18;1",0.36,"MG/time step","QUsePI","18;1",0.36,"MG/time step","QUsePI","18;1",0.36,"MG/time step",0]
["QUsePI","19;1",0.36,"MG/time step","QUsePI","19;1",0.36,"MG/time step","QUsePI","19;1",0.36,"MG/time step","QUsePI","19;1",0.36,"MG/time step","QUsePI","19;1",0.36,"MG/time step","QUsePI","19;1",0.36,"MG/time step",0]
["QUsePI","20;1",0.36,"MG/time step","QUsePI","20;1",0.36,"MG/time step","QUsePI","20;1",0.36,"MG/time step","QUsePI","20;1",0.36,"MG/time step","QUsePI","20;1",0.36,"MG/time step","QUsePI","20;1",0.36,"MG/time step",0]
["QUsePI","21;1",0.36,"MG/time step","QUsePI","21;1",0.36,"MG/time step","QUsePI","21;1",0.36,"MG/time step","QUsePI","21;1",0.36,"MG/time step","QUsePI","21;1",0.36,"MG/time step","QUsePI","21;1",0.36,"MG/time step",0]
["QUsePI","22;1",0.36,"MG/time step","QUsePI","22;1",0.36,"MG/time step","QUsePI","22;1",0.36,"MG/time step","QUsePI","22;1",0.36,"MG/time step","QUsePI","22;1",0.36,"MG/time step","QUsePI","22;1",0.36,"MG/time step",0]
["QUsePI","23;1",0.36,"MG/time step","QUsePI","23;1",0.36,"MG/time step","QUsePI","23;1",0.36,"MG/time step","QUsePI","23;1",0.36,"MG/time step","QUsePI","23;1",0.36,"MG/time step","QUsePI","23;1",0.36,"MG/time step",0]
["QUsePI","24;1",0.36,"MG/time step","QUsePI","24;1",0.36,"MG/time step","QUsePI","24;1",0.36,"MG/time step","QUsePI","24;1",0.36,"MG/time step","QUsePI","24;1",0.36,"MG/time step","QUsePI","24;1",0.36,"MG/time step",0]
["QUsePI","25;1",0.36,"MG/time step","QUsePI","25;1",0.36,"MG/time step","QUsePI","25;1",0.36,"MG/time step","QUsePI","25;1",0.36,"MG/time step","QUsePI","25;1",0.36,"MG/time step","QUsePI","25;1",0.36,"MG/time step",0]
["QUsePI","26;1",0.36,"MG/time step","QUsePI","26;1",0.36,"MG/time step","QUsePI","26;1",0.36,"MG/time step","QUsePI","26;1",0.36,"MG/time step","QUsePI","26;1",0.36,"MG/time step","QUsePI","26;1",0.36,"MG/time step",0]
["QUsePI","27;1",0.36,"MG/time step","QUsePI","27;1",0.36,"MG/time step","QUsePI","27;1",0.36,"MG/time step","QUsePI","27;1",0.36,"MG/time step","QUsePI","27;1",0.36,"MG/time step","QUsePI","27;1",0.36,"MG/time step",0]
["QUsePI","28;1",0.36,"MG/time step","QUsePI","28;1",0.36,"MG/time step","QUsePI","28;1",0.36,"MG/time step","QUsePI","28;1",0.36,"MG/time step","QUsePI","28;1",0.36,"MG/time step","QUsePI","28;1",0.36,"MG/time step",0]
["QUsePI","29;1",0.36,"MG/time step","QUsePI","29;1",0.36,"MG/time step","QUsePI","29;1",0.36,"MG/time step","QUsePI","29;1",0.36,"MG/time step","QUsePI","29;1",0.36,"MG/time step","QUsePI","29;1",0.36,"MG/time step",0]
["QUsePI","30;1",0.36,"MG/time step","QUsePI","30;1",0.36,"MG/time step","QUsePI","30;1",0.36,"MG/time step","QUsePI","30;1",0.36,"MG/time step","QUsePI","30;1",0.36,"MG/time step","QUsePI","30;1",0.36,"MG/time step",0]
["QUsePI","31;1",0.36,"MG/time step","QUsePI","31;1",0.36,"MG/time step","QUsePI","31;1",0.36,"MG/time step","QUsePI","31;1",0.36,"MG/time step","QUsePI","31;1",0.36,"MG/time step","QUsePI","31;1",0.36,"MG/time step",0]
["QUsePI","32;1",0.35,"MG/time step","QUsePI","32;1",0.35,"MG/time step","QUsePI","32;1",0.35,"MG/time step","QUsePI","32;1",0.35,"MG/time step","QUsePI","32;1",0.35,"MG/time step","QUsePI","32;1",0.35,"MG/time step",0]
["QUsePI","33;1",0.35,"MG/time step","QUsePI","33;1",0.35,"MG/time step","QUsePI","33;1",0.35,"MG/time step","QUsePI","33;1",0.35,"MG/time step","QUsePI","33;1",0.35,"MG/time step","QUsePI","33;1",0.35,"MG/time step",0]
["QUsePI","34;1",0.35,"MG/time step","QUsePI","34;1",0.35,"MG/time step","QUsePI","34;1",0.35,"MG/time step","QUsePI","34;1",0.35,"MG/time step","QUsePI","34;1",0.35,"MG/time step","QUsePI","34;1",0.35,"MG/time step",0]
["QUsePI","35;1",0.35,"MG/time step","QUsePI","35;1",0.35,"MG/time step","QUsePI","35;1",0.35,"MG/time step","QUsePI","35;1",0.35,"MG/time step","QUsePI","35;1",0.35,"MG/time step","QUsePI","35;1",0.35,"MG/time step",0]
["QUsePI","36;1",0.35,"MG/time step","QUsePI","36;1",0.35,"MG/time step","QUsePI","36;1",0.35,"MG/time step","QUsePI","36;1",0.35,"MG/time step","QUsePI","36;1",0.35,"MG/time step","QUsePI","36;1",0.35,"MG/time step",0]
["QUsePI","37;1",0.35,"MG/time step","QUsePI","37;1",0.35,"MG/time step","QUsePI","37;1",0.35,"MG/time step","QUsePI","37;1",0.35,"MG/time step","QUsePI","37;1",0.35,"MG/time step","QUsePI","37;1",0.35,"MG/time step",0]
["QUsePI","38;1",0.35,"MG/time step","QUsePI","38;1",0.35,"MG/time step","QUsePI","38;1",0.35,"MG/time step","QUsePI","38;1",0.35,"MG/time step","QUsePI","38;1",0.35,"MG/time step","QUsePI","38;1",0.35,"MG/time step",0]
["QUsePI","39;1",0.35,"MG/time step","QUsePI","39;1",0.35,"MG/time step","QUsePI","39;1",0.35,"MG/time step","QUsePI","39;1",0.35,"MG/time step","QUsePI","39;1",0.35,"MG/time step","QUsePI","39;1",0.35,"MG/time step",0]
["QUsePI","40;1",0.35,"MG/time step","QUsePI","40;1",0.35,"MG/time step","QUsePI","40;1",0.35,"MG/time step","QUsePI","40;1",0.35,"MG/time step","QUsePI","40;1",0.35,"MG/time step","QUsePI","40;1",0.35,"MG/time step",0]
["QUsePI","41;1",0.35,"MG/time step","QUsePI","41;1",0.35,"MG/time step","QUsePI","41;1",0.35,"MG/time step","QUsePI","41;1",0.35,"MG/time step","QUsePI","41;1",0.35,"MG/time step","QUsePI","41;1",0.35,"MG/time step",0]
["QUsePI","42;1",0.35,"MG/time step","QUsePI","42;1",0.35,"MG/time step","QUsePI","42;1",0.35,"MG/time step","QUsePI","42;1",0.35,"MG/time step","QUsePI","42;1",0.35,"MG/time step","QUsePI","42;1",0.35,"MG/time step",0]
["QUsePI","43;1",0.35,"MG/time step","QUsePI","43;1",0.35,"MG/time step","QUsePI","43;1",0.35,"MG/time step","QUsePI","43;1",0.35,"MG/time step","QUsePI","43;1",0.35,"MG/time step","QUsePI","43;1",0.35,"MG/time step",0]
["QUsePI","44;1",0.35,"MG/time step","QUsePI","44;1",0.35,"MG/time step","QUsePI","44;1",0.35,"MG/time step","QUsePI","44;1",0.35,"MG/time step","QUsePI","44;1",0.35,"MG/time step","QUsePI","44;1",0.35,"MG/time step",0]
["QUsePI","45;1",0.35,"MG/time step","QUsePI","45;1",0.35,"MG/time step","QUsePI","45;1",0.35,"MG/time step","QUsePI","45;1",0.35,"MG/time step","QUsePI","45;1",0.35,"MG/time step","QUsePI","45;1",0.35,"MG/time step",0]
["QUsePI","46;1",0.35,"MG/time step","QUsePI","46;1",0.35,"MG/time step","QUsePI","46;1",0.35,"MG/time step","QUsePI","46;1",0.35,"MG/time step","QUsePI","46;1",0.35,"MG/time step","QUsePI","46;1",0.35,"MG/time step",0]
["QUsePI","47;1",0.35,"MG/time step","QUsePI","47;1",0.35,"MG/time step","QUsePI","47;1",0.35,"MG/time step","QUsePI","47;1",0.35,"MG/time step","QUsePI","47;1",0.35,"MG/time step","QUsePI","47;1",0.35,"MG/time step",0]
["QUsePI","48;1",0.35,"MG/time step","QUsePI","48;1",0.35,"MG/time step","QUsePI","48;1",0.35,"MG/time step","QUsePI","48;1",0.35,"MG/time step","QUsePI","48;1",0.35,"MG/time step","QUsePI","48;1",0.35,"MG/time step",0]
["QUsePI","49;1",0.35,"MG/time step","QUsePI","49;1",0.35,"MG/time step","QUsePI","49;1",0.35,"MG/time step","QUsePI","49;1",0.35,"MG/time step","QUsePI","49;1",0.35,"MG/time step","QUsePI","49;1",0.35,"MG/time step",0]
["QUsePI","50;1",0.35,"MG/time step","QUsePI","50;1",0.35,"MG/time step","QUsePI","50;1",0.35,"MG/time step","QUsePI","50;1",0.35,"MG/time step","QUsePI","50;1",0.35,"MG/time step","QUsePI","50;1",0.35,"MG/time step",0]
["QUsePI","51;1",0.35,"MG/time step","QUsePI","51;1",0.35,"MG/time step","QUsePI","51;1",0.35,"MG/time step","QUsePI","51;1",0.35,"MG/time step","QUsePI","51;1",0.35,"MG/time step","QUsePI","51;1",0.35,"MG/time step",0]
["QUsePI","52;1",0.35,"MG/time step","QUsePI","52;1",0.35,"MG/time step","QUsePI","52;1",0.35,"MG/time step","QUsePI","52;1",0.35,"MG/time step","QUsePI","52;1",0.35,"MG/time step","QUsePI","52;1",0.35,"MG/time step",0]
["QUsePI","53;1",0.35,"MG/time step","QUsePI","53;1",0.35,"MG/time step","QUsePI","53;1",0.35,"MG/time step","QUsePI","53;1",0.35,"MG/time step","QUsePI","53;1",0.35,"MG/time step","QUsePI","53;1",0.35,"MG/time step",0]
["QUsePI","54;1",0.35,"MG/time step","QUsePI","54;1",0.35,"MG/time step","QUsePI","54;1",0.35,"MG/time step","QUsePI","54;1",0.35,"MG/time step","QUsePI","54;1",0.35,"MG/time step","QUsePI","54;1",0.35,"MG/time step",0]
["QUsePI","55;1",0.35,"MG/time step","QUsePI","55;1",0.35,"MG/time step","QUsePI","55;1",0.35,"MG/time step","QUsePI","55;1",0.35,"MG/time step","QUsePI","55;1",0.35,"MG/time step","QUsePI","55;1",0.35,"MG/time step",0]
["QUsePI","56;1",0.35,"MG/time step","QUsePI","56;1",0.35,"MG/time step","QUsePI","56;1",0.35,"MG/time step","QUsePI","56;1",0.35,"MG/time step","QUsePI","56;1",0.35,"MG/time step","QUsePI","56;1",0.35,"MG/time step",0]
["QUsePI","57;1",0.35,"MG/time step","QUsePI","57;1",0.35,"MG/time step","QUsePI","57;1",0.35,"MG/time step","QUsePI","57;1",0.35,"MG/time step","QUsePI","57;1",0.35,"MG/time step","QUsePI","57;1",0.35,"MG/time step",{"$f":"IF(ISNUMBER(C388),IF(AVERAGE(C388,G388,K388,O388,S388,W388)<>MAX(C388,G388,K388,O388,S388,W388),1,0),\"\")","v":0}]
["QUsePI","58;1",0.35,"MG/time step","QUsePI","58;1",0.35,"MG/time step","QUsePI","58;1",0.35,"MG/time step","QUsePI","58;1",0.35,"MG/time step","QUsePI","58;1",0.35,"MG/time step","QUsePI","58;1",0.35,"MG/time step",0]
["QUsePI","59;1",0.35,"MG/time step","QUsePI","59;1",0.35,"MG/time step","QUsePI","59;1",0.35,"MG/time step","QUsePI","59;1",0.35,"MG/time step","QUsePI","59;1",0.35,"MG/time step","QUsePI","59;1",0.35,"MG/time step",0]
["QUsePI","60;1",0.35,"MG/time step","QUsePI","60;1",0.35,"MG/time step","QUsePI","60;1",0.35,"MG/time step","QUsePI","60;1",0.35,"MG/time step","QUsePI","60;1",0.35,"MG/time step","QUsePI","60;1",0.35,"MG/time step",0]
["QUsePI","61;1",0.35,"MG/time step","QUsePI","61;1",0.35,"MG/time step","QUsePI","61;1",0.35,"MG/time step","QUsePI","61;1",0.35,"MG/time step","QUsePI","61;1",0.35,"MG/time step","QUsePI","61;1",0.35,"MG/time step",0]
["QUsePI","62;1",0.35,"MG/time step","QUsePI","62;1",0.35,"MG/time step","QUsePI","62;1",0.35,"MG/time step","QUsePI","62;1",0.35,"MG/time step","QUsePI","62;1",0.35,"MG/time step","QUsePI","62;1",0.35,"MG/time step",0]
["QUsePI","63;1",0.35,"MG/time step","QUsePI","63;1",0.35,"MG/time step","QUsePI","63;1",0.35,"MG/time step","QUsePI","63;1",0.35,"MG/time step","QUsePI","63;1",0.35,"MG/time step","QUsePI","63;1",0.35,"MG/time step",0]
["QUsePI","64;1",0.35,"MG/time step","QUsePI","64;1",0.35,"MG/time step","QUsePI","64;1",0.35,"MG/time step","QUsePI","64;1",0.35,"MG/time step","QUsePI","64;1",0.35,"MG/time step","QUsePI","64;1",0.35,"MG/time step",0]
["QUsePI","65;1",0.35,"MG/time step","QUsePI","65;1",0.35,"MG/time step","QUsePI","65;1",0.35,"MG/time step","QUsePI","65;1",0.35,"MG/time step","QUsePI","65;1",0.35,"MG/time step","QUsePI","65;1",0.35,"MG/time step",0]
["QUsePI","66;1",0.35,"MG/time step","QUsePI","66;1",0.35,"MG/time step","QUsePI","66;1",0.35,"MG/time step","QUsePI","66;1",0.35,"MG/time step","QUsePI","66;1",0.35,"MG/time step","QUsePI","66;1",0.35,"MG/time step",0]
["QUsePI","67;1",0.35,"MG/time step","QUsePI","67;1",0.35,"MG/time step","QUsePI","67;1",0.35,"MG/time step","QUsePI","67;1",0.35,"MG/time step","QUsePI","67;1",0.35,"MG/time step","QUsePI","67;1",0.35,"MG/time step",0]
["QUsePI","68;1",0.35,"MG/time step","QUsePI","68;1",0.35,"MG/time step","QUsePI","68;1",0.35,"MG/time step","QUsePI","68;1",0.35,"MG/time step","QUsePI","68;1",0.35,"MG/time step","QUsePI","68;1",0.35,"MG/time step",0]
["QUsePI","69;1",0.35,"MG/time step","QUsePI","69;1",0.35,"MG/time step","QUsePI","69;1",0.35,"MG/time step","QUsePI","69;1",0.35,"MG/time step","QUsePI","69;1",0.35,"MG/time step","QUsePI","69;1",0.35,"MG/time step",0]
["QUsePI","70;1",0.35,"MG/time step","QUsePI","70;1",0.35,"MG/time step","QUsePI","70;1",0.35,"MG/time step","QUsePI","70;1",0.35,"MG/time step","QUsePI","70;1",0.35,"MG/time step","QUsePI","70;1",0.35,"MG/time step",0]
["QUsePI","71;1",0.35,"MG/time step","QUsePI","71;1",0.35,"MG/time step","QUsePI","71;1",0.35,"MG/time step","QUsePI","71;1",0.35,"MG/time step","QUsePI","71;1",0.35,"MG/time step","QUsePI","71;1",0.35,"MG/time step",0]
["QUsePI","72;1",0.35,"MG/time step","QUsePI","72;1",0.35,"MG/time step","QUsePI","72;1",0.35,"MG/time step","QUsePI","72;1",0.35,"MG/time step","QUsePI","72;1",0.35,"MG/time step","QUsePI","72;1",0.35,"MG/time step",0]
["QUsePI","73;1",0.35,"MG/time step","QUsePI","73;1",0.35,"MG/time step","QUsePI","73;1",0.35,"MG/time step","QUsePI","73;1",0.35,"MG/time step","QUsePI","73;1",0.35,"MG/time step","QUsePI","73;1",0.35,"MG/time step",0]
["QUsePI","74;1",0.35,"MG/time step","QUsePI","74;1",0.35,"MG/time step","QUsePI","74;1",0.35,"MG/time step","QUsePI","74;1",0.35,"MG/time step","QUsePI","74;1",0.35,"MG/time step","QUsePI","74;1",0.35,"MG/time step",0]
["QUsePI","75;1",0.35,"MG/time step","QUsePI","75;1",0.35,"MG/time step","QUsePI","75;1",0.35,"MG/time step","QUsePI","75;1",0.35,"MG/time step","QUsePI","75;1",0.35,"MG/time step","QUsePI","75;1",0.35,"MG/time step",0]
["QUsePI","76;1",0.35,"MG/time step","QUsePI","76;1",0.35,"MG/time step","QUsePI","76;1",0.35,"MG/time step","QUsePI","76;1",0.35,"MG/time step","QUsePI","76;1",0.35,"MG/time step","QUsePI","76;1",0.35,"MG/time step",0]
["QUsePI","77;1",0.35,"MG/time step","QUsePI","77;1",0.35,"MG/time step","QUsePI","77;1",0.35,"MG/time step","QUsePI","77;1",0.35,"MG/time step","QUsePI","77;1",0.35,"MG/time step","QUsePI","77;1",0.35,"MG/time step",0]
["QUsePI","78;1",0.35,"MG/time step","QUsePI","78;1",0.35,"MG/time step","QUsePI","78;1",0.35,"MG/time step","QUsePI","78;1",0.35,"MG/time step","QUsePI","78;1",0.35,"MG/time step","QUsePI","78;1",0.35,"MG/time step",0]
["QUsePI","79;1",0.35,"MG/time step","QUsePI","79;1",0.35,"MG/time step","QUsePI","79;1",0.35,"MG/time step","QUsePI","79;1",0.35,"MG/time step","QUsePI","79;1",0.35,"MG/time step","QUsePI","79;1",0.35,"MG/time step",0]
["QUsePI","80;1",0.35,"MG/time step","QUsePI","80;1",0.35,"MG/time step","QUsePI","80;1",0.35,"MG/time step","QUsePI","80;1",0.35,"MG/time step","QUsePI","80;1",0.35,"MG/time step","QUsePI","80;1",0.35,"MG/time step",0]
["QUsePI","81;1",0.35,"MG/time step","QUsePI","81;1",0.35,"MG/time step","QUsePI","81;1",0.35,"MG/time step","QUsePI","81;1",0.35,"MG/time step","QUsePI","81;1",0.35,"MG/time step","QUsePI","81;1",0.35,"MG/time step",0]
["QUsePI","82;1",0.35,"MG/time step","QUsePI","82;1",0.35,"MG/time step","QUsePI","82;1",0.35,"MG/time step","QUsePI","82;1",0.35,"MG/time step","QUsePI","82;1",0.35,"MG/time step","QUsePI","82;1",0.35,"MG/time step",0]
["QUsePI","83;1",0.35,"MG/time step","QUsePI","83;1",0.35,"MG/time step","QUsePI","83;1",0.35,"MG/time step","QUsePI","83;1",0.35,"MG/time step","QUsePI","83;1",0.35,"MG/time step","QUsePI","83;1",0.35,"MG/time step",0]
["QUsePI","84;1",0.35,"MG/time step","QUsePI","84;1",0.35,"MG/time step","QUsePI","84;1",0.35,"MG/time step","QUsePI","84;1",0.35,"MG/time step","QUsePI","84;1",0.35,"MG/time step","QUsePI","84;1",0.35,"MG/time step",0]
["QUsePI","85;1",0.35,"MG/time step","QUsePI","85;1",0.35,"MG/time step","QUsePI","85;1",0.35,"MG/time step","QUsePI","85;1",0.35,"MG/time step","QUsePI","85;1",0.35,"MG/time step","QUsePI","85;1",0.35,"MG/time step",0]
["QUsePI","86;1",0.35,"MG/time step","QUsePI","86;1",0.35,"MG/time step","QUsePI","86;1",0.35,"MG/time step","QUsePI","86;1",0.35,"MG/time step","QUsePI","86;1",0.35,"MG/time step","QUsePI","86;1",0.35,"MG/time step",0]
["QUsePI","87;1",0.35,"MG/time step","QUsePI","87;1",0.35,"MG/time step","QUsePI","87;1",0.35,"MG/time step","QUsePI","87;1",0.35,"MG/time step","QUsePI","87;1",0.35,"MG/time step","QUsePI","87;1",0.35,"MG/time step",0]
["QUsePI","88;1",0.35,"MG/time step","QUsePI","88;1",0.35,"MG/time step","QUsePI","88;1",0.35,"MG/time step","QUsePI","88;1",0.35,"MG/time step","QUsePI","88;1",0.35,"MG/time step","QUsePI","88;1",0.35,"MG/time step",0]
["QUsePI","89;1",0.35,"MG/time step","QUsePI","89;1",0.35,"MG/time step","QUsePI","89;1",0.35,"MG/time step","QUsePI","89;1",0.35,"MG/time step","QUsePI","89;1",0.35,"MG/time step","QUsePI","89;1",0.35,"MG/time step",0]
["QUsePI","90;1",0.35,"MG/time step","QUsePI","90;1",0.35,"MG/time step","QUsePI","90;1",0.35,"MG/time step","QUsePI","90;1",0.35,"MG/time step","QUsePI","90;1",0.35,"MG/time step","QUsePI","90;1",0.35,"MG/time step",0]
["QUsePI","91;1",0.39,"MG/time step","QUsePI","91;1",0.39,"MG/time step","QUsePI","91;1",0.39,"MG/time step","QUsePI","91;1",0.39,"MG/time step","QUsePI","91;1",0.39,"MG/time step","QUsePI","91;1",0.39,"MG/time step",0]
["QUsePI","92;1",0.39,"MG/time step","QUsePI","92;1",0.39,"MG/time step","QUsePI","92;1",0.39,"MG/time step","QUsePI","92;1",0.39,"MG/time step","QUsePI","92;1",0.39,"MG/time step","QUsePI","92;1",0.39,"MG/time step",0]
["QUsePI","93;1",0.39,"MG/time step","QUsePI","93;1",0.39,"MG/time step","QUsePI","93;1",0.39,"MG/time step","QUsePI","93;1",0.39,"MG/time step","QUsePI","93;1",0.39,"MG/time step","QUsePI","93;1",0.39,"MG/time step",0]
["QUsePI","94;1",0.39,"MG/time step","QUsePI","94;1",0.39,"MG/time step","QUsePI","94;1",0.39,"MG/time step","QUsePI","94;1",0.39,"MG/time step","QUsePI","94;1",0.39,"MG/time step","QUsePI","94;1",0.39,"MG/time step",0]
["QUsePI","95;1",0.39,"MG/time step","QUsePI","95;1",0.39,"MG/time step","QUsePI","95;1",0.39,"MG/time step","QUsePI","95;1",0.39,"MG/time step","QUsePI","95;1",0.39,"MG/time step","QUsePI","95;1",0.39,"MG/time step",0]
["QUsePI","96;1",0.39,"MG/time step","QUsePI","96;1",0.39,"MG/time step","QUsePI","96;1",0.39,"MG/time step","QUsePI","96;1",0.39,"MG/time step","QUsePI","96;1",0.39,"MG/time step","QUsePI","96;1",0.39,"MG/time step",0]
["QUsePI","97;1",0.39,"MG/time step","QUsePI","97;1",0.39,"MG/time step","QUsePI","97;1",0.39,"MG/time step","QUsePI","97;1",0.39,"MG/time step","QUsePI","97;1",0.39,"MG/time step","QUsePI","97;1",0.39,"MG/time step",0]
["QUsePI","98;1",0.39,"MG/time step","QUsePI","98;1",0.39,"MG/time step","QUsePI","98;1",0.39,"MG/time step","QUsePI","98;1",0.39,"MG/time step","QUsePI","98;1",0.39,"MG/time step","QUsePI","98;1",0.39,"MG/time step",0]
["QUsePI","99;1",0.39,"MG/time step","QUsePI","99;1",0.39,"MG/time step","QUsePI","99;1",0.39,"MG/time step","QUsePI","99;1",0.39,"MG/time step","QUsePI","99;1",0.39,"MG/time step","QUsePI","99;1",0.39,"MG/time step",0]
["QUsePI","100;1",0.39,"MG/time step","QUsePI","100;1",0.39,"MG/time step","QUsePI","100;1",0.39,"MG/time step","QUsePI","100;1",0.39,"MG/time step","QUsePI","100;1",0.39,"MG/time step","QUsePI","100;1",0.39,"MG/time step",0]
["QUsePI","101;1",0.39,"MG/time step","QUsePI","101;1",0.39,"MG/time step","QUsePI","101;1",0.39,"MG/time step","QUsePI","101;1",0.39,"MG/time step","QUsePI","101;1",0.39,"MG/time step","QUsePI","101;1",0.39,"MG/time step",0]
["QUsePI","102;1",0.39,"MG/time step","QUsePI","102;1",0.39,"MG/time step","QUsePI","102;1",0.39,"MG/time step","QUsePI","102;1",0.39,"MG/time step","QUsePI","102;1",0.39,"MG/time step","QUsePI","102;1",0.39,"MG/time step",0]
["QUsePI","103;1",0.39,"MG/time step","QUsePI","103;1",0.39,"MG/time step","QUsePI","103;1",0.39,"MG/time step","QUsePI","103;1",0.39,"MG/time step","QUsePI","103;1",0.39,"MG/time step","QUsePI","103;1",0.39,"MG/time step",0]
["QUsePI","104;1",0.39,"MG/time step","QUsePI","104;1",0.39,"MG/time step","QUsePI","104;1",0.39,"MG/time step","QUsePI","104;1",0.39,"MG/time step","QUsePI","104;1",0.39,"MG/time step","QUsePI","104;1",0.39,"MG/time step",0]
["QUsePI","105;1",0.39,"MG/time step","QUsePI","105;1",0.39,"MG/time step","QUsePI","105;1",0.39,"MG/time step","QUsePI","105;1",0.39,"MG/time step","QUsePI","105;1",0.39,"MG/time step","QUsePI","105;1",0.39,"MG/time step",0]
["QUsePI","106;1",0.39,"MG/time step","QUsePI","106;1",0.39,"MG/time step","QUsePI","106;1",0.39,"MG/time step","QUsePI","106;1",0.39,"MG/time step","QUsePI","106;1",0.39,"MG/time step","QUsePI","106;1",0.39,"MG/time step",0]
["QUsePI","107;1",0.39,"MG/time step","QUsePI","107;1",0.39,"MG/time step","QUsePI","107;1",0.39,"MG/time step","QUsePI","107;1",0.39,"MG/time step","QUsePI","107;1",0.39,"MG/time step","QUsePI","107;1",0.39,"MG/time step",0]
["QUsePI","108;1",0.39,"MG/time step","QUsePI","108;1",0.39,"MG/time step","QUsePI","108;1",0.39,"MG/time step","QUsePI","108;1",0.39,"MG/time step","QUsePI","108;1",0.39,"MG/time step","QUsePI","108;1",0.39,"MG/time step",0]
["QUsePI","109;1",0.39,"MG/time step","QUsePI","109;1",0.39,"MG/time step","QUsePI","109;1",0.39,"MG/time step","QUsePI","109;1",0.39,"MG/time step","QUsePI","109;1",0.39,"MG/time step","QUsePI","109;1",0.39,"MG/time step",0]
["QUsePI","110;1",0.39,"MG/time step","QUsePI","110;1",0.39,"MG/time step","QUsePI","110;1",0.39,"MG/time step","QUsePI","110;1",0.39,"MG/time step","QUsePI","110;1",0.39,"MG/time step","QUsePI","110;1",0.39,"MG/time step",0]
["QUsePI","111;1",0.39,"MG/time step","QUsePI","111;1",0.39,"MG/time step","QUsePI","111;1",0.39,"MG/time step","QUsePI","111;1",0.39,"MG/time step","QUsePI","111;1",0.39,"MG/time step","QUsePI","111;1",0.39,"MG/time step",0]
["QUsePI","112;1",0.39,"MG/time step","QUsePI","112;1",0.39,"MG/time step","QUsePI","112;1",0.39,"MG/time step","QUsePI","112;1",0.39,"MG/time step","QUsePI","112;1",0.39,"MG/time step","QUsePI","112;1",0.39,"MG/time step",0]
["QUsePI","113;1",0.39,"MG/time step","QUsePI","113;1",0.39,"MG/time step","QUsePI","113;1",0.39,"MG/time step","QUsePI","113;1",0.39,"MG/time step","QUsePI","113;1",0.39,"MG/time step","QUsePI","113;1",0.39,"MG/time step",0]
["QUsePI","114;1",0.39,"MG/time step","QUsePI","114;1",0.39,"MG/time step","QUsePI","114;1",0.39,"MG/time step","QUsePI","114;1",0.39,"MG/time step","QUsePI","114;1",0.39,"MG/time step","QUsePI","114;1",0.39,"MG/time step",0]
["QUsePI","115;1",0.39,"MG/time step","QUsePI","115;1",0.39,"MG/time step","QUsePI","115;1",0.39,"MG/time step","QUsePI","115;1",0.39,"MG/time step","QUsePI","115;1",0.39,"MG/time step","QUsePI","115;1",0.39,"MG/time step",0]
["QUsePI","116;1",0.39,"MG/time step","QUsePI","116;1",0.39,"MG/time step","QUsePI","116;1",0.39,"MG/time step","QUsePI","116;1",0.39,"MG/time step","QUsePI","116;1",0.39,"MG/time step","QUsePI","116;1",0.39,"MG/time step",0]
["QUsePI","117;1",0.39,"MG/time step","QUsePI","117;1",0.39,"MG/time step","QUsePI","117;1",0.39,"MG/time step","QUsePI","117;1",0.39,"MG/time step","QUsePI","117;1",0.39,"MG/time step","QUsePI","117;1",0.39,"MG/time step",0]
["QUsePI","118;1",0.39,"MG/time step","QUsePI","118;1",0.39,"MG/time step","QUsePI","118;1",0.39,"MG/time step","QUsePI","118;1",0.39,"MG/time step","QUsePI","118;1",0.39,"MG/time step","QUsePI","118;1",0.39,"MG/time step",0]
["QUsePI","119;1",0.39,"MG/time step","QUsePI","119;1",0.39,"MG/time step","QUsePI","119;1",0.39,"MG/time step","QUsePI","119;1",0.39,"MG/time step","QUsePI","119;1",0.39,"MG/time step","QUsePI","119;1",0.39,"MG/time step",0]
["QUsePI","120;1",0.39,"MG/time step","QUsePI","120;1",0.39,"MG/time step","QUsePI","120;1",0.39,"MG/time step","QUsePI","120;1",0.39,"MG/time step","QUsePI","120;1",0.39,"MG/time step","QUsePI","120;1",0.39,"MG/time step",0]
["QUsePI","121;1",0.42,"MG/time step","QUsePI","121;1",0.42,"MG/time step","QUsePI","121;1",0.42,"MG/time step","QUsePI","121;1",0.42,"MG/time step","QUsePI","121;1",0.42,"MG/time step","QUsePI","121;1",0.42,"MG/time step",{"$f":"IF(ISNUMBER(C452),IF(AVERAGE(C452,G452,K452,O452,S452,W452)<>MAX(C452,G452,K452,O452,S452,W452),1,0),\"\")","v":0}]
["QUsePI","122;1",0.42,"MG/time step","QUsePI","122;1",0.42,"MG/time step","QUsePI","122;1",0.42,"MG/time step","QUsePI","122;1",0.42,"MG/time step","QUsePI","122;1",0.42,"MG/time step","QUsePI","122;1",0.42,"MG/time step",0]
["QUsePI","123;1",0.42,"MG/time step","QUsePI","123;1",0.42,"MG/time step","QUsePI","123;1",0.42,"MG/time step","QUsePI","123;1",0.42,"MG/time step","QUsePI","123;1",0.42,"MG/time step","QUsePI","123;1",0.42,"MG/time step",0]
["QUsePI","124;1",0.42,"MG/time step","QUsePI","124;1",0.42,"MG/time step","QUsePI","124;1",0.42,"MG/time step","QUsePI","124;1",0.42,"MG/time step","QUsePI","124;1",0.42,"MG/time step","QUsePI","124;1",0.42,"MG/time step",0]
["QUsePI","125;1",0.42,"MG/time step","QUsePI","125;1",0.42,"MG/time step","QUsePI","125;1",0.42,"MG/time step","QUsePI","125;1",0.42,"MG/time step","QUsePI","125;1",0.42,"MG/time step","QUsePI","125;1",0.42,"MG/time step",0]
["QUsePI","126;1",0.42,"MG/time step","QUsePI","126;1",0.42,"MG/time step","QUsePI","126;1",0.42,"MG/time step","QUsePI","126;1",0.42,"MG/time step","QUsePI","126;1",0.42,"MG/time step","QUsePI","126;1",0.42,"MG/time step",0]
["QUsePI","127;1",0.42,"MG/time step","QUsePI","127;1",0.42,"MG/time step","QUsePI","127;1",0.42,"MG/time step","QUsePI","127;1",0.42,"MG/time step","QUsePI","127;1",0.42,"MG/time step","QUsePI","127;1",0.42,"MG/time step",0]
["QUsePI","128;1",0.42,"MG/time step","QUsePI","128;1",0.42,"MG/time step","QUsePI","128;1",0.42,"MG/time step","QUsePI","128;1",0.42,"MG/time step","QUsePI","128;1",0.42,"MG/time step","QUsePI","128;1",0.42,"MG/time step",0]
["QUsePI","129;1",0.42,"MG/time step","QUsePI","129;1",0.42,"MG/time step","QUsePI","129;1",0.42,"MG/time step","QUsePI","129;1",0.42,"MG/time step","QUsePI","129;1",0.42,"MG/time step","QUsePI","129;1",0.42,"MG/time step",0]
["QUsePI","130;1",0.42,"MG/time step","QUsePI","130;1",0.42,"MG/time step","QUsePI","130;1",0.42,"MG/time step","QUsePI","130;1",0.42,"MG/time step","QUsePI","130;1",0.42,"MG/time step","QUsePI","130;1",0.42,"MG/time step",0]
["QUsePI","131;1",0.42,"MG/time step","QUsePI","131;1",0.42,"MG/time step","QUsePI","131;1",0.42,"MG/time step","QUsePI","131;1",0.42,"MG/time step","QUsePI","131;1",0.42,"MG/time step","QUsePI","131;1",0.42,"MG/time step",0]
["QUsePI","132;1",0.42,"MG/time step","QUsePI","132;1",0.42,"MG/time step","QUsePI","132;1",0.42,"MG/time step","QUsePI","132;1",0.42,"MG/time step","QUsePI","132;1",0.42,"MG/time step","QUsePI","132;1",0.42,"MG/time step",0]
["QUsePI","133;1",0.42,"MG/time step","QUsePI","133;1",0.42,"MG/time step","QUsePI","133;1",0.42,"MG/time step","QUsePI","133;1",0.42,"MG/time step","QUsePI","133;1",0.42,"MG/time step","QUsePI","133;1",0.42,"MG/time step",0]
["QUsePI","134;1",0.42,"MG/time step","QUsePI","134;1",0.42,"MG/time step","QUsePI","134;1",0.42,"MG/time step","QUsePI","134;1",0.42,"MG/time step","QUsePI","134;1",0.42,"MG/time step","QUsePI","134;1",0.42,"MG/time step",0]
["QUsePI","135;1",0.42,"MG/time step","QUsePI","135;1",0.42,"MG/time step","QUsePI","135;1",0.42,"MG/time step","QUsePI","135;1",0.42,"MG/time step","QUsePI","135;1",0.42,"MG/time step","QUsePI","135;1",0.42,"MG/time step",0]
["QUsePI","136;1",0.42,"MG/time step","QUsePI","136;1",0.42,"MG/time step","QUsePI","136;1",0.42,"MG/time step","QUsePI","136;1",0.42,"MG/time step","QUsePI","136;1",0.42,"MG/time step","QUsePI","136;1",0.42,"MG/time step",0]
["QUsePI","137;1",0.42,"MG/time step","QUsePI","137;1",0.42,"MG/time step","QUsePI","137;1",0.42,"MG/time step","QUsePI","137;1",0.42,"MG/time step","QUsePI","137;1",0.42,"MG/time step","QUsePI","137;1",0.42,"MG/time step",0]
["QUsePI","138;1",0.42,"MG/time step","QUsePI","138;1",0.42,"MG/time step","QUsePI","138;1",0.42,"MG/time step","QUsePI","138;1",0.42,"MG/time step","QUsePI","138;1",0.42,"MG/time step","QUsePI","138;1",0.42,"MG/time step",0]
["QUsePI","139;1",0.42,"MG/time step","QUsePI","139;1",0.42,"MG/time step","QUsePI","139;1",0.42,"MG/time step","QUsePI","139;1",0.42,"MG/time step","QUsePI","139;1",0.42,"MG/time step","QUsePI","139;1",0.42,"MG/time step",0]
["QUsePI","140;1",0.42,"MG/time step","QUsePI","140;1",0.42,"MG/time step","QUsePI","140;1",0.42,"MG/time step","QUsePI","140;1",0.42,"MG/time step","QUsePI","140;1",0.42,"MG/time step","QUsePI","140;1",0.42,"MG/time step",0]
["QUsePI","141;1",0.42,"MG/time step","QUsePI","141;1",0.42,"MG/time step","QUsePI","141;1",0.42,"MG/time step","QUsePI","141;1",0.42,"MG/time step","QUsePI","141;1",0.42,"MG/time step","QUsePI","141;1",0.42,"MG/time step",0]
["QUsePI","142;1",0.42,"MG/time step","QUsePI","142;1",0.42,"MG/time step","QUsePI","142;1",0.42,"MG/time step","QUsePI","142;1",0.42,"MG/time step","QUsePI","142;1",0.42,"MG/time step","QUsePI","142;1",0.42,"MG/time step",0]
["QUsePI","143;1",0.42,"MG/time step","QUsePI","143;1",0.42,"MG/time step","QUsePI","143;1",0.42,"MG/time step","QUsePI","143;1",0.42,"MG/time step","QUsePI","143;1",0.42,"MG/time step","QUsePI","143;1",0.42,"MG/time step",0]
["QUsePI","144;1",0.42,"MG/time step","QUsePI","144;1",0.42,"MG/time step","QUsePI","144;1",0.42,"MG/time step","QUsePI","144;1",0.42,"MG/time step","QUsePI","144;1",0.42,"MG/time step","QUsePI","144;1",0.42,"MG/time step",0]
["QUsePI","145;1",0.42,"MG/time step","QUsePI","145;1",0.42,"MG/time step","QUsePI","145;1",0.42,"MG/time step","QUsePI","145;1",0.42,"MG/time step","QUsePI","145;1",0.42,"MG/time step","QUsePI","145;1",0.42,"MG/time step",0]
["QUsePI","146;1",0.42,"MG/time step","QUsePI","146;1",0.42,"MG/time step","QUsePI","146;1",0.42,"MG/time step","QUsePI","146;1",0.42,"MG/time step","QUsePI","146;1",0.42,"MG/time step","QUsePI","146;1",0.42,"MG/time step",0]
["QUsePI","147;1",0.42,"MG/time step","QUsePI","147;1",0.42,"MG/time step","QUsePI","147;1",0.42,"MG/time step","QUsePI","147;1",0.42,"MG/time step","QUsePI","147;1",0.42,"MG/time step","QUsePI","147;1",0.42,"MG/time step",0]
["QUsePI","148;1",0.42,"MG/time step","QUsePI","148;1",0.42,"MG/time step","QUsePI","148;1",0.42,"MG/time step","QUsePI","148;1",0.42,"MG/time step","QUsePI","148;1",0.42,"MG/time step","QUsePI","148;1",0.42,"MG/time step",0]
["QUsePI","149;1",0.42,"MG/time step","QUsePI","149;1",0.42,"MG/time step","QUsePI","149;1",0.42,"MG/time step","QUsePI","149;1",0.42,"MG/time step","QUsePI","149;1",0.42,"MG/time step","QUsePI","149;1",0.42,"MG/time step",0]
["QUsePI","150;1",0.42,"MG/time step","QUsePI","150;1",0.42,"MG/time step","QUsePI","150;1",0.42,"MG/time step","QUsePI","150;1",0.42,"MG/time step","QUsePI","150;1",0.42,"MG/time step","QUsePI","150;1",0.42,"MG/time step",0]
["QUsePI","151;1",0.42,"MG/time step","QUsePI","151;1",0.42,"MG/time step","QUsePI","151;1",0.42,"MG/time step","QUsePI","151;1",0.42,"MG/time step","QUsePI","151;1",0.42,"MG/time step","QUsePI","151;1",0.42,"MG/time step",0]
["QUsePI","152;1",0.46,"MG/time step","QUsePI","152;1",0.46,"MG/time step","QUsePI","152;1",0.46,"MG/time step","QUsePI","152;1",0.46,"MG/time step","QUsePI","152;1",0.46,"MG/time step","QUsePI","152;1",0.46,"MG/time step",0]
["QUsePI","153;1",0.46,"MG/time step","QUsePI","153;1",0.46,"MG/time step","QUsePI","153;1",0.46,"MG/time step","QUsePI","153;1",0.46,"MG/time step","QUsePI","153;1",0.46,"MG/time step","QUsePI","153;1",0.46,"MG/time step",0]
["QUsePI","154;1",0.46,"MG/time step","QUsePI","154;1",0.46,"MG/time step","QUsePI","154;1",0.46,"MG/time step","QUsePI","154;1",0.46,"MG/time step","QUsePI","154;1",0.46,"MG/time step","QUsePI","154;1",0.46,"MG/time step",0]
["QUsePI","155;1",0.46,"MG/time step","QUsePI","155;1",0.46,"MG/time step","QUsePI","155;1",0.46,"MG/time step","QUsePI","155;1",0.46,"MG/time step","QUsePI","155;1",0.46,"MG/time step","QUsePI","155;1",0.46,"MG/time step",0]
["QUsePI","156;1",0.46,"MG/time step","QUsePI","156;1",0.46,"MG/time step","QUsePI","156;1",0.46,"MG/time step","QUsePI","156;1",0.46,"MG/time step","QUsePI","156;1",0.46,"MG/time step","QUsePI","156;1",0.46,"MG/time step",0]
["QUsePI","157;1",0.46,"MG/time step","QUsePI","157;1",0.46,"MG/time step","QUsePI","157;1",0.46,"MG/time step","QUsePI","157;1",0.46,"MG/time step","QUsePI","157;1",0.46,"MG/time step","QUsePI","157;1",0.46,"MG/time step",0]
["QUsePI","158;1",0.46,"MG/time step","QUsePI","158;1",0.46,"MG/time step","QUsePI","158;1",0.46,"MG/time step","QUsePI","158;1",0.46,"MG/time step","QUsePI","158;1",0.46,"MG/time step","QUsePI","158;1",0.46,"MG/time step",0]
["QUsePI","159;1",0.46,"MG/time step","QUsePI","159;1",0.46,"MG/time step","QUsePI","159;1",0.46,"MG/time step","QUsePI","159;1",0.46,"MG/time step","QUsePI","159;1",0.46,"MG/time step","QUsePI","159;1",0.46,"MG/time step",0]
["QUsePI","160;1",0.46,"MG/time step","QUsePI","160;1",0.46,"MG/time step","QUsePI","160;1",0.46,"MG/time step","QUsePI","160;1",0.46,"MG/time step","QUsePI","160;1",0.46,"MG/time step","QUsePI","160;1",0.46,"MG/time step",0]
["QUsePI","161;1",0.46,"MG/time step","QUsePI","161;1",0.46,"MG/time step","QUsePI","161;1",0.46,"MG/time step","QUsePI","161;1",0.46,"MG/time step","QUsePI","161;1",0.46,"MG/time step","QUsePI","161;1",0.46,"MG/time step",0]
["QUsePI","162;1",0.46,"MG/time step","QUsePI","162;1",0.46,"MG/time step","QUsePI","162;1",0.46,"MG/time step","QUsePI","162;1",0.46,"MG/time step","QUsePI","162;1",0.46,"MG/time step","QUsePI","162;1",0.46,"MG/time step",0]
["QUsePI","163;1",0.46,"MG/time step","QUsePI","163;1",0.46,"MG/time step","QUsePI","163;1",0.46,"MG/time step","QUsePI","163;1",0.46,"MG/time step","QUsePI","163;1",0.46,"MG/time step","QUsePI","163;1",0.46,"MG/time step",0]
["QUsePI","164;1",0.46,"MG/time step","QUsePI","164;1",0.46,"MG/time step","QUsePI","164;1",0.46,"MG/time step","QUsePI","164;1",0.46,"MG/time step","QUsePI","164;1",0.46,"MG/time step","QUsePI","164;1",0.46,"MG/time step",0]
["QUsePI","165;1",0.46,"MG/time step","QUsePI","165;1",0.46,"MG/time step","QUsePI","165;1",0.46,"MG/time step","QUsePI","165;1",0.46,"MG/time step","QUsePI","165;1",0.46,"MG/time step","QUsePI","165;1",0.46,"MG/time step",0]
["QUsePI","166;1",0.46,"MG/time step","QUsePI","166;1",0.46,"MG/time step","QUsePI","166;1",0.46,"MG/time step","QUsePI","166;1",0.46,"MG/time step","QUsePI","166;1",0.46,"MG/time step","QUsePI","166;1",0.46,"MG/time step",0]
["QUsePI","167;1",0.46,"MG/time step","QUsePI","167;1",0.46,"MG/time step","QUsePI","167;1",0.46,"MG/time step","QUsePI","167;1",0.46,"MG/time step","QUsePI","167;1",0.46,"MG/time step","QUsePI","167;1",0.46,"MG/time step",0]
["QUsePI","168;1",0.46,"MG/time step","QUsePI","168;1",0.46,"MG/time step","QUsePI","168;1",0.46,"MG/time step","QUsePI","168;1",0.46,"MG/time step","QUsePI","168;1",0.46,"MG/time step","QUsePI","168;1",0.46,"MG/time step",0]
["QUsePI","169;1",0.46,"MG/time step","QUsePI","169;1",0.46,"MG/time step","QUsePI","169;1",0.46,"MG/time step","QUsePI","169;1",0.46,"MG/time step","QUsePI","169;1",0.46,"MG/time step","QUsePI","169;1",0.46,"MG/time step",0]
["QUsePI","170;1",0.46,"MG/time step","QUsePI","170;1",0.46,"MG/time step","QUsePI","170;1",0.46,"MG/time step","QUsePI","170;1",0.46,"MG/time step","QUsePI","170;1",0.46,"MG/time step","QUsePI","170;1",0.46,"MG/time step",0]
["QUsePI","171;1",0.46,"MG/time step","QUsePI","171;1",0.46,"MG/time step","QUsePI","171;1",0.46,"MG/time step","QUsePI","171;1",0.46,"MG/time step","QUsePI","171;1",0.46,"MG/time step","QUsePI","171;1",0.46,"MG/time step",0]
["QUsePI","172;1",0.46,"MG/time step","QUsePI","172;1",0.46,"MG/time step","QUsePI","172;1",0.46,"MG/time step","QUsePI","172;1",0.46,"MG/time step","QUsePI","172;1",0.46,"MG/time step","QUsePI","172;1",0.46,"MG/time step",0]
["QUsePI","173;1",0.46,"MG/time step","QUsePI","173;1",0.46,"MG/time step","QUsePI","173;1",0.46,"MG/time step","QUsePI","173;1",0.46,"MG/time step","QUsePI","173;1",0.46,"MG/time step","QUsePI","173;1",0.46,"MG/time step",0]
["QUsePI","174;1",0.46,"MG/time step","QUsePI","174;1",0.46,"MG/time step","QUsePI","174;1",0.46,"MG/time step","QUsePI","174;1",0.46,"MG/time step","QUsePI","174;1",0.46,"MG/time step","QUsePI","174;1",0.46,"MG/time step",0]
["QUsePI","175;1",0.46,"MG/time step","QUsePI","175;1",0.46,"MG/time step","QUsePI","175;1",0.46,"MG/time step","QUsePI","175;1",0.46,"MG/time step","QUsePI","175;1",0.46,"MG/time step","QUsePI","175;1",0.46,"MG/time step",0]
["QUsePI","176;1",0.46,"MG/time step","QUsePI","176;1",0.46,"MG/time step","QUsePI","176;1",0.46,"MG/time step","QUsePI","176;1",0.46,"MG/time step","QUsePI","176;1",0.46,"MG/time step","QUsePI","176;1",0.46,"MG/time step",0]
["QUsePI","177;1",0.46,"MG/time step","QUsePI","177;1",0.46,"MG/time step","QUsePI","177;1",0.46,"MG/time step","QUsePI","177;1",0.46,"MG/time step","QUsePI","177;1",0.46,"MG/time step","QUsePI","177;1",0.46,"MG/time step",0]
["QUsePI","178;1",0.46,"MG/time step","QUsePI","178;1",0.46,"MG/time step","QUsePI","178;1",0.46,"MG/time step","QUsePI","178;1",0.46,"MG/time step","QUsePI","178;1",0.46,"MG/time step","QUsePI","178;1",0.46,"MG/time step",0]
["QUsePI","179;1",0.46,"MG/time step","QUsePI","179;1",0.46,"MG/time step","QUsePI","179;1",0.46,"MG/time step","QUsePI","179;1",0.46,"MG/time step","QUsePI","179;1",0.46,"MG/time step","QUsePI","179;1",0.46,"MG/time step",0]
["QUsePI","180;1",0.46,"MG/time step","QUsePI","180;1",0.46,"MG/time step","QUsePI","180;1",0.46,"MG/time step","QUsePI","180;1",0.46,"MG/time step","QUsePI","180;1",0.46,"MG/time step","QUsePI","180;1",0.46,"MG/time step",0]
["QUsePI","181;1",0.46,"MG/time step","QUsePI","181;1",0.46,"MG/time step","QUsePI","181;1",0.46,"MG/time step","QUsePI","181;1",0.46,"MG/time step","QUsePI","181;1",0.46,"MG/time step","QUsePI","181;1",0.46,"MG/time step",0]
["QUsePI","182;1",0.56999999999999995,"MG/time step","QUsePI","182;1",0.56999999999999995,"MG/time step","QUsePI","182;1",0.56999999999999995,"MG/time step","QUsePI","182;1",0.56999999999999995,"MG/time step","QUsePI","182;1",0.56999999999999995,"MG/time step","QUsePI","182;1",0.56999999999999995,"MG/time step",0]
["QUsePI","183;1",0.56999999999999995,"MG/time step","QUsePI","183;1",0.56999999999999995,"MG/time step","QUsePI","183;1",0.56999999999999995,"MG/time step","QUsePI","183;1",0.56999999999999995,"MG/time step","QUsePI","183;1",0.56999999999999995,"MG/time step","QUsePI","183;1",0.56999999999999995,"MG/time step",0]
["QUsePI","184;1",0.56999999999999995,"MG/time step","QUsePI","184;1",0.56999999999999995,"MG/time step","QUsePI","184;1",0.56999999999999995,"MG/time step","QUsePI","184;1",0.56999999999999995,"MG/time step","QUsePI","184;1",0.56999999999999995,"MG/time step","QUsePI","184;1",0.56999999999999995,"MG/time step",0]
["QUsePI","185;1",0.56999999999999995,"MG/time step","QUsePI","185;1",0.56999999999999995,"MG/time step","QUsePI","185;1",0.56999999999999995,"MG/time step","QUsePI","185;1",0.56999999999999995,"MG/time step","QUsePI","185;1",0.56999999999999995,"MG/time step","QUsePI","185;1",0.56999999999999995,"MG/time step",{"$f":"IF(ISNUMBER(C516),IF(AVERAGE(C516,G516,K516,O516,S516,W516)<>MAX(C516,G516,K516,O516,S516,W516),1,0),\"\")","v":0}]
["QUsePI","186;1",0.56999999999999995,"MG/time step","QUsePI","186;1",0.56999999999999995,"MG/time step","QUsePI","186;1",0.56999999999999995,"MG/time step","QUsePI","186;1",0.56999999999999995,"MG/time step","QUsePI","186;1",0.56999999999999995,"MG/time step","QUsePI","186;1",0.56999999999999995,"MG/time step",0]
["QUsePI","187;1",0.56999999999999995,"MG/time step","QUsePI","187;1",0.56999999999999995,"MG/time step","QUsePI","187;1",0.56999999999999995,"MG/time step","QUsePI","187;1",0.56999999999999995,"MG/time step","QUsePI","187;1",0.56999999999999995,"MG/time step","QUsePI","187;1",0.56999999999999995,"MG/time step",0]
["QUsePI","188;1",0.56999999999999995,"MG/time step","QUsePI","188;1",0.56999999999999995,"MG/time step","QUsePI","188;1",0.56999999999999995,"MG/time step","QUsePI","188;1",0.56999999999999995,"MG/time step","QUsePI","188;1",0.56999999999999995,"MG/time step","QUsePI","188;1",0.56999999999999995,"MG/time step",0]
["QUsePI","189;1",0.56999999999999995,"MG/time step","QUsePI","189;1",0.56999999999999995,"MG/time step","QUsePI","189;1",0.56999999999999995,"MG/time step","QUsePI","189;1",0.56999999999999995,"MG/time step","QUsePI","189;1",0.56999999999999995,"MG/time step","QUsePI","189;1",0.56999999999999995,"MG/time step",0]
["QUsePI","190;1",0.56999999999999995,"MG/time step","QUsePI","190;1",0.56999999999999995,"MG/time step","QUsePI","190;1",0.56999999999999995,"MG/time step","QUsePI","190;1",0.56999999999999995,"MG/time step","QUsePI","190;1",0.56999999999999995,"MG/time step","QUsePI","190;1",0.56999999999999995,"MG/time step",0]
["QUsePI","191;1",0.56999999999999995,"MG/time step","QUsePI","191;1",0.56999999999999995,"MG/time step","QUsePI","191;1",0.56999999999999995,"MG/time step","QUsePI","191;1",0.56999999999999995,"MG/time step","QUsePI","191;1",0.56999999999999995,"MG/time step","QUsePI","191;1",0.56999999999999995,"MG/time step",0]
["QUsePI","192;1",0.56999999999999995,"MG/time step","QUsePI","192;1",0.56999999999999995,"MG/time step","QUsePI","192;1",0.56999999999999995,"MG/time step","QUsePI","192;1",0.56999999999999995,"MG/time step","QUsePI","192;1",0.56999999999999995,"MG/time step","QUsePI","192;1",0.56999999999999995,"MG/time step",0]
["QUsePI","193;1",0.56999999999999995,"MG/time step","QUsePI","193;1",0.56999999999999995,"MG/time step","QUsePI","193;1",0.56999999999999995,"MG/time step","QUsePI","193;1",0.56999999999999995,"MG/time step","QUsePI","193;1",0.56999999999999995,"MG/time step","QUsePI","193;1",0.56999999999999995,"MG/time step",0]
["QUsePI","194;1",0.56999999999999995,"MG/time step","QUsePI","194;1",0.56999999999999995,"MG/time step","QUsePI","194;1",0.56999999999999995,"MG/time step","QUsePI","194;1",0.56999999999999995,"MG/time step","QUsePI","194;1",0.56999999999999995,"MG/time step","QUsePI","194;1",0.56999999999999995,"MG/time step",0]
["QUsePI","195;1",0.56999999999999995,"MG/time step","QUsePI","195;1",0.56999999999999995,"MG/time step","QUsePI","195;1",0.56999999999999995,"MG/time step","QUsePI","195;1",0.56999999999999995,"MG/time step","QUsePI","195;1",0.56999999999999995,"MG/time step","QUsePI","195;1",0.56999999999999995,"MG/time step",0]
["QUsePI","196;1",0.56999999999999995,"MG/time step","QUsePI","196;1",0.56999999999999995,"MG/time step","QUsePI","196;1",0.56999999999999995,"MG/time step","QUsePI","196;1",0.56999999999999995,"MG/time step","QUsePI","196;1",0.56999999999999995,"MG/time step","QUsePI","196;1",0.56999999999999995,"MG/time step",0]
["QUsePI","197;1",0.56999999999999995,"MG/time step","QUsePI","197;1",0.56999999999999995,"MG/time step","QUsePI","197;1",0.56999999999999995,"MG/time step","QUsePI","197;1",0.56999999999999995,"MG/time step","QUsePI","197;1",0.56999999999999995,"MG/time step","QUsePI","197;1",0.56999999999999995,"MG/time step",0]
["QUsePI","198;1",0.56999999999999995,"MG/time step","QUsePI","198;1",0.56999999999999995,"MG/time step","QUsePI","198;1",0.56999999999999995,"MG/time step","QUsePI","198;1",0.56999999999999995,"MG/time step","QUsePI","198;1",0.56999999999999995,"MG/time step","QUsePI","198;1",0.56999999999999995,"MG/time step",0]
["QUsePI","199;1",0.56999999999999995,"MG/time step","QUsePI","199;1",0.56999999999999995,"MG/time step","QUsePI","199;1",0.56999999999999995,"MG/time step","QUsePI","199;1",0.56999999999999995,"MG/time step","QUsePI","199;1",0.56999999999999995,"MG/time step","QUsePI","199;1",0.56999999999999995,"MG/time step",0]
["QUsePI","200;1",0.56999999999999995,"MG/time step","QUsePI","200;1",0.56999999999999995,"MG/time step","QUsePI","200;1",0.56999999999999995,"MG/time step","QUsePI","200;1",0.56999999999999995,"MG/time step","QUsePI","200;1",0.56999999999999995,"MG/time step","QUsePI","200;1",0.56999999999999995,"MG/time step",0]
["QUsePI","201;1",0.56999999999999995,"MG/time step","QUsePI","201;1",0.56999999999999995,"MG/time step","QUsePI","201;1",0.56999999999999995,"MG/time step","QUsePI","201;1",0.56999999999999995,"MG/time step","QUsePI","201;1",0.56999999999999995,"MG/time step","QUsePI","201;1",0.56999999999999995,"MG/time step",0]
["QUsePI","202;1",0.56999999999999995,"MG/time step","QUsePI","202;1",0.56999999999999995,"MG/time step","QUsePI","202;1",0.56999999999999995,"MG/time step","QUsePI","202;1",0.56999999999999995,"MG/time step","QUsePI","202;1",0.56999999999999995,"MG/time step","QUsePI","202;1",0.56999999999999995,"MG/time step",0]
["QUsePI","203;1",0.56999999999999995,"MG/time step","QUsePI","203;1",0.56999999999999995,"MG/time step","QUsePI","203;1",0.56999999999999995,"MG/time step","QUsePI","203;1",0.56999999999999995,"MG/time step","QUsePI","203;1",0.56999999999999995,"MG/time step","QUsePI","203;1",0.56999999999999995,"MG/time step",0]
["QUsePI","204;1",0.56999999999999995,"MG/time step","QUsePI","204;1",0.56999999999999995,"MG/time step","QUsePI","204;1",0.56999999999999995,"MG/time step","QUsePI","204;1",0.56999999999999995,"MG/time step","QUsePI","204;1",0.56999999999999995,"MG/time step","QUsePI","204;1",0.56999999999999995,"MG/time step",0]
["QUsePI","205;1",0.56999999999999995,"MG/time step","QUsePI","205;1",0.56999999999999995,"MG/time step","QUsePI","205;1",0.56999999999999995,"MG/time step","QUsePI","205;1",0.56999999999999995,"MG/time step","QUsePI","205;1",0.56999999999999995,"MG/time step","QUsePI","205;1",0.56999999999999995,"MG/time step",0]
["QUsePI","206;1",0.56999999999999995,"MG/time step","QUsePI","206;1",0.56999999999999995,"MG/time step","QUsePI","206;1",0.56999999999999995,"MG/time step","QUsePI","206;1",0.56999999999999995,"MG/time step","QUsePI","206;1",0.56999999999999995,"MG/time step","QUsePI","206;1",0.56999999999999995,"MG/time step",0]
["QUsePI","207;1",0.56999999999999995,"MG/time step","QUsePI","207;1",0.56999999999999995,"MG/time step","QUsePI","207;1",0.56999999999999995,"MG/time step","QUsePI","207;1",0.56999999999999995,"MG/time step","QUsePI","207;1",0.56999999999999995,"MG/time step","QUsePI","207;1",0.56999999999999995,"MG/time step",0]
["QUsePI","208;1",0.56999999999999995,"MG/time step","QUsePI","208;1",0.56999999999999995,"MG/time step","QUsePI","208;1",0.56999999999999995,"MG/time step","QUsePI","208;1",0.56999999999999995,"MG/time step","QUsePI","208;1",0.56999999999999995,"MG/time step","QUsePI","208;1",0.56999999999999995,"MG/time step",0]
["QUsePI","209;1",0.56999999999999995,"MG/time step","QUsePI","209;1",0.56999999999999995,"MG/time step","QUsePI","209;1",0.56999999999999995,"MG/time step","QUsePI","209;1",0.56999999999999995,"MG/time step","QUsePI","209;1",0.56999999999999995,"MG/time step","QUsePI","209;1",0.56999999999999995,"MG/time step",0]
["QUsePI","210;1",0.56999999999999995,"MG/time step","QUsePI","210;1",0.56999999999999995,"MG/time step","QUsePI","210;1",0.56999999999999995,"MG/time step","QUsePI","210;1",0.56999999999999995,"MG/time step","QUsePI","210;1",0.56999999999999995,"MG/time step","QUsePI","210;1",0.56999999999999995,"MG/time step",0]
["QUsePI","211;1",0.56999999999999995,"MG/time step","QUsePI","211;1",0.56999999999999995,"MG/time step","QUsePI","211;1",0.56999999999999995,"MG/time step","QUsePI","211;1",0.56999999999999995,"MG/time step","QUsePI","211;1",0.56999999999999995,"MG/time step","QUsePI","211;1",0.56999999999999995,"MG/time step",0]
["QUsePI","212;1",0.56999999999999995,"MG/time step","QUsePI","212;1",0.56999999999999995,"MG/time step","QUsePI","212;1",0.56999999999999995,"MG/time step","QUsePI","212;1",0.56999999999999995,"MG/time step","QUsePI","212;1",0.56999999999999995,"MG/time step","QUsePI","212;1",0.56999999999999995,"MG/time step",0]
["QUsePI","213;1",0.53,"MG/time step","QUsePI","213;1",0.53,"MG/time step","QUsePI","213;1",0.53,"MG/time step","QUsePI","213;1",0.53,"MG/time step","QUsePI","213;1",0.53,"MG/time step","QUsePI","213;1",0.53,"MG/time step",0]
["QUsePI","214;1",0.53,"MG/time step","QUsePI","214;1",0.53,"MG/time step","QUsePI","214;1",0.53,"MG/time step","QUsePI","214;1",0.53,"MG/time step","QUsePI","214;1",0.53,"MG/time step","QUsePI","214;1",0.53,"MG/time step",0]
["QUsePI","215;1",0.53,"MG/time step","QUsePI","215;1",0.53,"MG/time step","QUsePI","215;1",0.53,"MG/time step","QUsePI","215;1",0.53,"MG/time step","QUsePI","215;1",0.53,"MG/time step","QUsePI","215;1",0.53,"MG/time step",0]
["QUsePI","216;1",0.53,"MG/time step","QUsePI","216;1",0.53,"MG/time step","QUsePI","216;1",0.53,"MG/time step","QUsePI","216;1",0.53,"MG/time step","QUsePI","216;1",0.53,"MG/time step","QUsePI","216;1",0.53,"MG/time step",0]
["QUsePI","217;1",0.53,"MG/time step","QUsePI","217;1",0.53,"MG/time step","QUsePI","217;1",0.53,"MG/time step","QUsePI","217;1",0.53,"MG/time step","QUsePI","217;1",0.53,"MG/time step","QUsePI","217;1",0.53,"MG/time step",0]
["QUsePI","218;1",0.53,"MG/time step","QUsePI","218;1",0.53,"MG/time step","QUsePI","218;1",0.53,"MG/time step","QUsePI","218;1",0.53,"MG/time step","QUsePI","218;1",0.53,"MG/time step","QUsePI","218;1",0.53,"MG/time step",0]
["QUsePI","219;1",0.53,"MG/time step","QUsePI","219;1",0.53,"MG/time step","QUsePI","219;1",0.53,"MG/time step","QUsePI","219;1",0.53,"MG/time step","QUsePI","219;1",0.53,"MG/time step","QUsePI","219;1",0.53,"MG/time step",0]
["QUsePI","220;1",0.53,"MG/time step","QUsePI","220;1",0.53,"MG/time step","QUsePI","220;1",0.53,"MG/time step","QUsePI","220;1",0.53,"MG/time step","QUsePI","220;1",0.53,"MG/time step","QUsePI","220;1",0.53,"MG/time step",0]
["QUsePI","221;1",0.53,"MG/time step","QUsePI","221;1",0.53,"MG/time step","QUsePI","221;1",0.53,"MG/time step","QUsePI","221;1",0.53,"MG/time step","QUsePI","221;1",0.53,"MG/time step","QUsePI","221;1",0.53,"MG/time step",0]
["QUsePI","222;1",0.53,"MG/time step","QUsePI","222;1",0.53,"MG/time step","QUsePI","222;1",0.53,"MG/time step","QUsePI","222;1",0.53,"MG/time step","QUsePI","222;1",0.53,"MG/time step","QUsePI","222;1",0.53,"MG/time step",0]
["QUsePI","223;1",0.53,"MG/time step","QUsePI","223;1",0.53,"MG/time step","QUsePI","223;1",0.53,"MG/time step","QUsePI","223;1",0.53,"MG/time step","QUsePI","223;1",0.53,"MG/time step","QUsePI","223;1",0.53,"MG/time step",0]
["QUsePI","224;1",0.53,"MG/time step","QUsePI","224;1",0.53,"MG/time step","QUsePI","224;1",0.53,"MG/time step","QUsePI","224;1",0.53,"MG/time step","QUsePI","224;1",0.53,"MG/time step","QUsePI","224;1",0.53,"MG/time step",0]
["QUsePI","225;1",0.53,"MG/time step","QUsePI","225;1",0.53,"MG/time step","QUsePI","225;1",0.53,"MG/time step","QUsePI","225;1",0.53,"MG/time step","QUsePI","225;1",0.53,"MG/time step","QUsePI","225;1",0.53,"MG/time step",0]
["QUsePI","226;1",0.53,"MG/time step","QUsePI","226;1",0.53,"MG/time step","QUsePI","226;1",0.53,"MG/time step","QUsePI","226;1",0.53,"MG/time step","QUsePI","226;1",0.53,"MG/time step","QUsePI","226;1",0.53,"MG/time step",0]
["QUsePI","227;1",0.53,"MG/time step","QUsePI","227;1",0.53,"MG/time step","QUsePI","227;1",0.53,"MG/time step","QUsePI","227;1",0.53,"MG/time step","QUsePI","227;1",0.53,"MG/time step","QUsePI","227;1",0.53,"MG/time step",0]
["QUsePI","228;1",0.53,"MG/time step","QUsePI","228;1",0.53,"MG/time step","QUsePI","228;1",0.53,"MG/time step","QUsePI","228;1",0.53,"MG/time step","QUsePI","228;1",0.53,"MG/time step","QUsePI","228;1",0.53,"MG/time step",0]
["QUsePI","229;1",0.53,"MG/time step","QUsePI","229;1",0.53,"MG/time step","QUsePI","229;1",0.53,"MG/time step","QUsePI","229;1",0.53,"MG/time step","QUsePI","229;1",0.53,"MG/time step","QUsePI","229;1",0.53,"MG/time step",0]
["QUsePI","230;1",0.53,"MG/time step","QUsePI","230;1",0.53,"MG/time step","QUsePI","230;1",0.53,"MG/time step","QUsePI","230;1",0.53,"MG/time step","QUsePI","230;1",0.53,"MG/time step","QUsePI","230;1",0.53,"MG/time step",0]
["QUsePI","231;1",0.53,"MG/time step","QUsePI","231;1",0.53,"MG/time step","QUsePI","231;1",0.53,"MG/time step","QUsePI","231;1",0.53,"MG/time step","QUsePI","231;1",0.53,"MG/time step","QUsePI","231;1",0.53,"MG/time step",0]
["QUsePI","232;1",0.53,"MG/time step","QUsePI","232;1",0.53,"MG/time step","QUsePI","232;1",0.53,"MG/time step","QUsePI","232;1",0.53,"MG/time step","QUsePI","232;1",0.53,"MG/time step","QUsePI","232;1",0.53,"MG/time step",0]
["QUsePI","233;1",0.53,"MG/time step","QUsePI","233;1",0.53,"MG/time step","QUsePI","233;1",0.53,"MG/time step","QUsePI","233;1",0.53,"MG/time step","QUsePI","233;1",0.53,"MG/time step","QUsePI","233;1",0.53,"MG/time step",0]
["QUsePI","234;1",0.53,"MG/time step","QUsePI","234;1",0.53,"MG/time step","QUsePI","234;1",0.53,"MG/time step","QUsePI","234;1",0.53,"MG/time step","QUsePI","234;1",0.53,"MG/time step","QUsePI","234;1",0.53,"MG/time step",0]
["QUsePI","235;1",0.53,"MG/time step","QUsePI","235;1",0.53,"MG/time step","QUsePI","235;1",0.53,"MG/time step","QUsePI","235;1",0.53,"MG/time step","QUsePI","235;1",0.53,"MG/time step","QUsePI","235;1",0.53,"MG/time step",0]
["QUsePI","236;1",0.53,"MG/time step","QUsePI","236;1",0.53,"MG/time step","QUsePI","236;1",0.53,"MG/time step","QUsePI","236;1",0.53,"MG/time step","QUsePI","236;1",0.53,"MG/time step","QUsePI","236;1",0.53,"MG/time step",0]
["QUsePI","237;1",0.53,"MG/time step","QUsePI","237;1",0.53,"MG/time step","QUsePI","237;1",0.53,"MG/time step","QUsePI","237;1",0.53,"MG/time step","QUsePI","237;1",0.53,"MG/time step","QUsePI","237;1",0.53,"MG/time step",0]
["QUsePI","238;1",0.53,"MG/time step","QUsePI","238;1",0.53,"MG/time step","QUsePI","238;1",0.53,"MG/time step","QUsePI","238;1",0.53,"MG/time step","QUsePI","238;1",0.53,"MG/time step","QUsePI","238;1",0.53,"MG/time step",0]
["QUsePI","239;1",0.53,"MG/time step","QUsePI","239;1",0.53,"MG/time step","QUsePI","239;1",0.53,"MG/time step","QUsePI","239;1",0.53,"MG/time step","QUsePI","239;1",0.53,"MG/time step","QUsePI","239;1",0.53,"MG/time step",0]
["QUsePI","240;1",0.53,"MG/time step","QUsePI","240;1",0.53,"MG/time step","QUsePI","240;1",0.53,"MG/time step","QUsePI","240;1",0.53,"MG/time step","QUsePI","240;1",0.53,"MG/time step","QUsePI","240;1",0.53,"MG/time step",0]
["QUsePI","241;1",0.53,"MG/time step","QUsePI","241;1",0.53,"MG/time step","QUsePI","241;1",0.53,"MG/time step","QUsePI","241;1",0.53,"MG/time step","QUsePI","241;1",0.53,"MG/time step","QUsePI","241;1",0.53,"MG/time step",0]
["QUsePI","242;1",0.53,"MG/time step","QUsePI","242;1",0.53,"MG/time step","QUsePI","242;1",0.53,"MG/time step","QUsePI","242;1",0.53,"MG/time step","QUsePI","242;1",0.53,"MG/time step","QUsePI","242;1",0.53,"MG/time step",0]
["QUsePI","243;1",0.53,"MG/time step","QUsePI","243;1",0.53,"MG/time step","QUsePI","243;1",0.53,"MG/time step","QUsePI","243;1",0.53,"MG/time step","QUsePI","243;1",0.53,"MG/time step","QUsePI","243;1",0.53,"MG/time step",0]
["QUsePI","244;1",0.41,"MG/time step","QUsePI","244;1",0.41,"MG/time step","QUsePI","244;1",0.41,"MG/time step","QUsePI","244;1",0.41,"MG/time step","QUsePI","244;1",0.41,"MG/time step","QUsePI","244;1",0.41,"MG/time step",0]
["QUsePI","245;1",0.41,"MG/time step","QUsePI","245;1",0.41,"MG/time step","QUsePI","245;1",0.41,"MG/time step","QUsePI","245;1",0.41,"MG/time step","QUsePI","245;1",0.41,"MG/time step","QUsePI","245;1",0.41,"MG/time step",0]
["QUsePI","246;1",0.41,"MG/time step","QUsePI","246;1",0.41,"MG/time step","QUsePI","246;1",0.41,"MG/time step","QUsePI","246;1",0.41,"MG/time step","QUsePI","246;1",0.41,"MG/time step","QUsePI","246;1",0.41,"MG/time step",0]
["QUsePI","247;1",0.41,"MG/time step","QUsePI","247;1",0.41,"MG/time step","QUsePI","247;1",0.41,"MG/time step","QUsePI","247;1",0.41,"MG/time step","QUsePI","247;1",0.41,"MG/time step","QUsePI","247;1",0.41,"MG/time step",0]
["QUsePI","248;1",0.41,"MG/time step","QUsePI","248;1",0.41,"MG/time step","QUsePI","248;1",0.41,"MG/time step","QUsePI","248;1",0.41,"MG/time step","QUsePI","248;1",0.41,"MG/time step","QUsePI","248;1",0.41,"MG/time step",0]
["QUsePI","249;1",0.41,"MG/time step","QUsePI","249;1",0.41,"MG/time step","QUsePI","249;1",0.41,"MG/time step","QUsePI","249;1",0.41,"MG/time step","QUsePI","249;1",0.41,"MG/time step","QUsePI","249;1",0.41,"MG/time step",{"$f":"IF(ISNUMBER(C580),IF(AVERAGE(C580,G580,K580,O580,S580,W580)<>MAX(C580,G580,K580,O580,S580,W580),1,0),\"\")","v":0}]
["QUsePI","250;1",0.41,"MG/time step","QUsePI","250;1",0.41,"MG/time step","QUsePI","250;1",0.41,"MG/time step","QUsePI","250;1",0.41,"MG/time step","QUsePI","250;1",0.41,"MG/time step","QUsePI","250;1",0.41,"MG/time step",0]
["QUsePI","251;1",0.41,"MG/time step","QUsePI","251;1",0.41,"MG/time step","QUsePI","251;1",0.41,"MG/time step","QUsePI","251;1",0.41,"MG/time step","QUsePI","251;1",0.41,"MG/time step","QUsePI","251;1",0.41,"MG/time step",0]
["QUsePI","252;1",0.41,"MG/time step","QUsePI","252;1",0.41,"MG/time step","QUsePI","252;1",0.41,"MG/time step","QUsePI","252;1",0.41,"MG/time step","QUsePI","252;1",0.41,"MG/time step","QUsePI","252;1",0.41,"MG/time step",0]
["QUsePI","253;1",0.41,"MG/time step","QUsePI","253;1",0.41,"MG/time step","QUsePI","253;1",0.41,"MG/time step","QUsePI","253;1",0.41,"MG/time step","QUsePI","253;1",0.41,"MG/time step","QUsePI","253;1",0.41,"MG/time step",0]
["QUsePI","254;1",0.41,"MG/time step","QUsePI","254;1",0.41,"MG/time step","QUsePI","254;1",0.41,"MG/time step","QUsePI","254;1",0.41,"MG/time step","QUsePI","254;1",0.41,"MG/time step","QUsePI","254;1",0.41,"MG/time step",0]
["QUsePI","255;1",0.41,"MG/time step","QUsePI","255;1",0.41,"MG/time step","QUsePI","255;1",0.41,"MG/time step","QUsePI","255;1",0.41,"MG/time step","QUsePI","255;1",0.41,"MG/time step","QUsePI","255;1",0.41,"MG/time step",0]
["QUsePI","256;1",0.41,"MG/time step","QUsePI","256;1",0.41,"MG/time step","QUsePI","256;1",0.41,"MG/time step","QUsePI","256;1",0.41,"MG/time step","QUsePI","256;1",0.41,"MG/time step","QUsePI","256;1",0.41,"MG/time step",0]
["QUsePI","257;1",0.41,"MG/time step","QUsePI","257;1",0.41,"MG/time step","QUsePI","257;1",0.41,"MG/time step","QUsePI","257;1",0.41,"MG/time step","QUsePI","257;1",0.41,"MG/time step","QUsePI","257;1",0.41,"MG/time step",0]
["QUsePI","258;1",0.41,"MG/time step","QUsePI","258;1",0.41,"MG/time step","QUsePI","258;1",0.41,"MG/time step","QUsePI","258;1",0.41,"MG/time step","QUsePI","258;1",0.41,"MG/time step","QUsePI","258;1",0.41,"MG/time step",0]
["QUsePI","259;1",0.41,"MG/time step","QUsePI","259;1",0.41,"MG/time step","QUsePI","259;1",0.41,"MG/time step","QUsePI","259;1",0.41,"MG/time step","QUsePI","259;1",0.41,"MG/time step","QUsePI","259;1",0.41,"MG/time step",0]
["QUsePI","260;1",0.41,"MG/time step","QUsePI","260;1",0.41,"MG/time step","QUsePI","260;1",0.41,"MG/time step","QUsePI","260;1",0.41,"MG/time step","QUsePI","260;1",0.41,"MG/time step","QUsePI","260;1",0.41,"MG/time step",0]
["QUsePI","261;1",0.41,"MG/time step","QUsePI","261;1",0.41,"MG/time step","QUsePI","261;1",0.41,"MG/time step","QUsePI","261;1",0.41,"MG/time step","QUsePI","261;1",0.41,"MG/time step","QUsePI","261;1",0.41,"MG/time step",0]
["QUsePI","262;1",0.41,"MG/time step","QUsePI","262;1",0.41,"MG/time step","QUsePI","262;1",0.41,"MG/time step","QUsePI","262;1",0.41,"MG/time step","QUsePI","262;1",0.41,"MG/time step","QUsePI","262;1",0.41,"MG/time step",0]
["QUsePI","263;1",0.41,"MG/time step","QUsePI","263;1",0.41,"MG/time step","QUsePI","263;1",0.41,"MG/time step","QUsePI","263;1",0.41,"MG/time step","QUsePI","263;1",0.41,"MG/time step","QUsePI","263;1",0.41,"MG/time step",0]
["QUsePI","264;1",0.41,"MG/time step","QUsePI","264;1",0.41,"MG/time step","QUsePI","264;1",0.41,"MG/time step","QUsePI","264;1",0.41,"MG/time step","QUsePI","264;1",0.41,"MG/time step","QUsePI","264;1",0.41,"MG/time step",0]
["QUsePI","265;1",0.41,"MG/time step","QUsePI","265;1",0.41,"MG/time step","QUsePI","265;1",0.41,"MG/time step","QUsePI","265;1",0.41,"MG/time step","QUsePI","265;1",0.41,"MG/time step","QUsePI","265;1",0.41,"MG/time step",0]
["QUsePI","266;1",0.41,"MG/time step","QUsePI","266;1",0.41,"MG/time step","QUsePI","266;1",0.41,"MG/time step","QUsePI","266;1",0.41,"MG/time step","QUsePI","266;1",0.41,"MG/time step","QUsePI","266;1",0.41,"MG/time step",0]
["QUsePI","267;1",0.41,"MG/time step","QUsePI","267;1",0.41,"MG/time step","QUsePI","267;1",0.41,"MG/time step","QUsePI","267;1",0.41,"MG/time step","QUsePI","267;1",0.41,"MG/time step","QUsePI","267;1",0.41,"MG/time step",0]
["QUsePI","268;1",0.41,"MG/time step","QUsePI","268;1",0.41,"MG/time step","QUsePI","268;1",0.41,"MG/time step","QUsePI","268;1",0.41,"MG/time step","QUsePI","268;1",0.41,"MG/time step","QUsePI","268;1",0.41,"MG/time step",0]
["QUsePI","269;1",0.41,"MG/time step","QUsePI","269;1",0.41,"MG/time step","QUsePI","269;1",0.41,"MG/time step","QUsePI","269;1",0.41,"MG/time step","QUsePI","269;1",0.41,"MG/time step","QUsePI","269;1",0.41,"MG/time step",0]
["QUsePI","270;1",0.41,"MG/time step","QUsePI","270;1",0.41,"MG/time step","QUsePI","270;1",0.41,"MG/time step","QUsePI","270;1",0.41,"MG/time step","QUsePI","270;1",0.41,"MG/time step","QUsePI","270;1",0.41,"MG/time step",0]
["QUsePI","271;1",0.41,"MG/time step","QUsePI","271;1",0.41,"MG/time step","QUsePI","271;1",0.41,"MG/time step","QUsePI","271;1",0.41,"MG/time step","QUsePI","271;1",0.41,"MG/time step","QUsePI","271;1",0.41,"MG/time step",0]
["QUsePI","272;1",0.41,"MG/time step","QUsePI","272;1",0.41,"MG/time step","QUsePI","272;1",0.41,"MG/time step","QUsePI","272;1",0.41,"MG/time step","QUsePI","272;1",0.41,"MG/time step","QUsePI","272;1",0.41,"MG/time step",0]
["QUsePI","273;1",0.41,"MG/time step","QUsePI","273;1",0.41,"MG/time step","QUsePI","273;1",0.41,"MG/time step","QUsePI","273;1",0.41,"MG/time step","QUsePI","273;1",0.41,"MG/time step","QUsePI","273;1",0.41,"MG/time step",0]
["QUsePI","274;1",0.38,"MG/time step","QUsePI","274;1",0.38,"MG/time step","QUsePI","274;1",0.38,"MG/time step","QUsePI","274;1",0.38,"MG/time step","QUsePI","274;1",0.38,"MG/time step","QUsePI","274;1",0.38,"MG/time step",0]
["QUsePI","275;1",0.38,"MG/time step","QUsePI","275;1",0.38,"MG/time step","QUsePI","275;1",0.38,"MG/time step","QUsePI","275;1",0.38,"MG/time step","QUsePI","275;1",0.38,"MG/time step","QUsePI","275;1",0.38,"MG/time step",0]
["QUsePI","276;1",0.38,"MG/time step","QUsePI","276;1",0.38,"MG/time step","QUsePI","276;1",0.38,"MG/time step","QUsePI","276;1",0.38,"MG/time step","QUsePI","276;1",0.38,"MG/time step","QUsePI","276;1",0.38,"MG/time step",0]
["QUsePI","277;1",0.38,"MG/time step","QUsePI","277;1",0.38,"MG/time step","QUsePI","277;1",0.38,"MG/time step","QUsePI","277;1",0.38,"MG/time step","QUsePI","277;1",0.38,"MG/time step","QUsePI","277;1",0.38,"MG/time step",0]
["QUsePI","278;1",0.38,"MG/time step","QUsePI","278;1",0.38,"MG/time step","QUsePI","278;1",0.38,"MG/time step","QUsePI","278;1",0.38,"MG/time step","QUsePI","278;1",0.38,"MG/time step","QUsePI","278;1",0.38,"MG/time step",0]
["QUsePI","279;1",0.38,"MG/time step","QUsePI","279;1",0.38,"MG/time step","QUsePI","279;1",0.38,"MG/time step","QUsePI","279;1",0.38,"MG/time step","QUsePI","279;1",0.38,"MG/time step","QUsePI","279;1",0.38,"MG/time step",0]
["QUsePI","280;1",0.38,"MG/time step","QUsePI","280;1",0.38,"MG/time step","QUsePI","280;1",0.38,"MG/time step","QUsePI","280;1",0.38,"MG/time step","QUsePI","280;1",0.38,"MG/time step","QUsePI","280;1",0.38,"MG/time step",0]
["QUsePI","281;1",0.38,"MG/time step","QUsePI","281;1",0.38,"MG/time step","QUsePI","281;1",0.38,"MG/time step","QUsePI","281;1",0.38,"MG/time step","QUsePI","281;1",0.38,"MG/time step","QUsePI","281;1",0.38,"MG/time step",0]
["QUsePI","282;1",0.38,"MG/time step","QUsePI","282;1",0.38,"MG/time step","QUsePI","282;1",0.38,"MG/time step","QUsePI","282;1",0.38,"MG/time step","QUsePI","282;1",0.38,"MG/time step","QUsePI","282;1",0.38,"MG/time step",0]
["QUsePI","283;1",0.38,"MG/time step","QUsePI","283;1",0.38,"MG/time step","QUsePI","283;1",0.38,"MG/time step","QUsePI","283;1",0.38,"MG/time step","QUsePI","283;1",0.38,"MG/time step","QUsePI","283;1",0.38,"MG/time step",0]
["QUsePI","284;1",0.38,"MG/time step","QUsePI","284;1",0.38,"MG/time step","QUsePI","284;1",0.38,"MG/time step","QUsePI","284;1",0.38,"MG/time step","QUsePI","284;1",0.38,"MG/time step","QUsePI","284;1",0.38,"MG/time step",0]
["QUsePI","285;1",0.38,"MG/time step","QUsePI","285;1",0.38,"MG/time step","QUsePI","285;1",0.38,"MG/time step","QUsePI","285;1",0.38,"MG/time step","QUsePI","285;1",0.38,"MG/time step","QUsePI","285;1",0.38,"MG/time step",0]
["QUsePI","286;1",0.38,"MG/time step","QUsePI","286;1",0.38,"MG/time step","QUsePI","286;1",0.38,"MG/time step","QUsePI","286;1",0.38,"MG/time step","QUsePI","286;1",0.38,"MG/time step","QUsePI","286;1",0.38,"MG/time step",0]
["QUsePI","287;1",0.38,"MG/time step","QUsePI","287;1",0.38,"MG/time step","QUsePI","287;1",0.38,"MG/time step","QUsePI","287;1",0.38,"MG/time step","QUsePI","287;1",0.38,"MG/time step","QUsePI","287;1",0.38,"MG/time step",0]
["QUsePI","288;1",0.38,"MG/time step","QUsePI","288;1",0.38,"MG/time step","QUsePI","288;1",0.38,"MG/time step","QUsePI","288;1",0.38,"MG/time step","QUsePI","288;1",0.38,"MG/time step","QUsePI","288;1",0.38,"MG/time step",0]
["QUsePI","289;1",0.38,"MG/time step","QUsePI","289;1",0.38,"MG/time step","QUsePI","289;1",0.38,"MG/time step","QUsePI","289;1",0.38,"MG/time step","QUsePI","289;1",0.38,"MG/time step","QUsePI","289;1",0.38,"MG/time step",0]
["QUsePI","290;1",0.38,"MG/time step","QUsePI","290;1",0.38,"MG/time step","QUsePI","290;1",0.38,"MG/time step","QUsePI","290;1",0.38,"MG/time step","QUsePI","290;1",0.38,"MG/time step","QUsePI","290;1",0.38,"MG/time step",0]
["QUsePI","291;1",0.38,"MG/time step","QUsePI","291;1",0.38,"MG/time step","QUsePI","291;1",0.38,"MG/time step","QUsePI","291;1",0.38,"MG/time step","QUsePI","291;1",0.38,"MG/time step","QUsePI","291;1",0.38,"MG/time step",0]
["QUsePI","292;1",0.38,"MG/time step","QUsePI","292;1",0.38,"MG/time step","QUsePI","292;1",0.38,"MG/time step","QUsePI","292;1",0.38,"MG/time step","QUsePI","292;1",0.38,"MG/time step","QUsePI","292;1",0.38,"MG/time step",0]
["QUsePI","293;1",0.38,"MG/time step","QUsePI","293;1",0.38,"MG/time step","QUsePI","293;1",0.38,"MG/time step","QUsePI","293;1",0.38,"MG/time step","QUsePI","293;1",0.38,"MG/time step","QUsePI","293;1",0.38,"MG/time step",0]
["QUsePI","294;1",0.38,"MG/time step","QUsePI","294;1",0.38,"MG/time step","QUsePI","294;1",0.38,"MG/time step","QUsePI","294;1",0.38,"MG/time step","QUsePI","294;1",0.38,"MG/time step","QUsePI","294;1",0.38,"MG/time step",0]
["QUsePI","295;1",0.38,"MG/time step","QUsePI","295;1",0.38,"MG/time step","QUsePI","295;1",0.38,"MG/time step","QUsePI","295;1",0.38,"MG/time step","QUsePI","295;1",0.38,"MG/time step","QUsePI","295;1",0.38,"MG/time step",0]
["QUsePI","296;1",0.38,"MG/time step","QUsePI","296;1",0.38,"MG/time step","QUsePI","296;1",0.38,"MG/time step","QUsePI","296;1",0.38,"MG/time step","QUsePI","296;1",0.38,"MG/time step","QUsePI","296;1",0.38,"MG/time step",0]
["QUsePI","297;1",0.38,"MG/time step","QUsePI","297;1",0.38,"MG/time step","QUsePI","297;1",0.38,"MG/time step","QUsePI","297;1",0.38,"MG/time step","QUsePI","297;1",0.38,"MG/time step","QUsePI","297;1",0.38,"MG/time step",0]
["QUsePI","298;1",0.38,"MG/time step","QUsePI","298;1",0.38,"MG/time step","QUsePI","298;1",0.38,"MG/time step","QUsePI","298;1",0.38,"MG/time step","QUsePI","298;1",0.38,"MG/time step","QUsePI","298;1",0.38,"MG/time step",0]
["QUsePI","299;1",0.38,"MG/time step","QUsePI","299;1",0.38,"MG/time step","QUsePI","299;1",0.38,"MG/time step","QUsePI","299;1",0.38,"MG/time step","QUsePI","299;1",0.38,"MG/time step","QUsePI","299;1",0.38,"MG/time step",0]
["QUsePI","300;1",0.38,"MG/time step","QUsePI","300;1",0.38,"MG/time step","QUsePI","300;1",0.38,"MG/time step","QUsePI","300;1",0.38,"MG/time step","QUsePI","300;1",0.38,"MG/time step","QUsePI","300;1",0.38,"MG/time step",0]
["QUsePI","301;1",0.38,"MG/time step","QUsePI","301;1",0.38,"MG/time step","QUsePI","301;1",0.38,"MG/time step","QUsePI","301;1",0.38,"MG/time step","QUsePI","301;1",0.38,"MG/time step","QUsePI","301;1",0.38,"MG/time step",0]
["QUsePI","302;1",0.38,"MG/time step","QUsePI","302;1",0.38,"MG/time step","QUsePI","302;1",0.38,"MG/time step","QUsePI","302;1",0.38,"MG/time step","QUsePI","302;1",0.38,"MG/time step","QUsePI","302;1",0.38,"MG/time step",0]
["QUsePI","303;1",0.38,"MG/time step","QUsePI","303;1",0.38,"MG/time step","QUsePI","303;1",0.38,"MG/time step","QUsePI","303;1",0.38,"MG/time step","QUsePI","303;1",0.38,"MG/time step","QUsePI","303;1",0.38,"MG/time step",0]
["QUsePI","304;1",0.38,"MG/time step","QUsePI","304;1",0.38,"MG/time step","QUsePI","304;1",0.38,"MG/time step","QUsePI","304;1",0.38,"MG/time step","QUsePI","304;1",0.38,"MG/time step","QUsePI","304;1",0.38,"MG/time step",0]
["QUsePI","305;1",0.34,"MG/time step","QUsePI","305;1",0.34,"MG/time step","QUsePI","305;1",0.34,"MG/time step","QUsePI","305;1",0.34,"MG/time step","QUsePI","305;1",0.34,"MG/time step","QUsePI","305;1",0.34,"MG/time step",0]
["QUsePI","306;1",0.34,"MG/time step","QUsePI","306;1",0.34,"MG/time step","QUsePI","306;1",0.34,"MG/time step","QUsePI","306;1",0.34,"MG/time step","QUsePI","306;1",0.34,"MG/time step","QUsePI","306;1",0.34,"MG/time step",0]
["QUsePI","307;1",0.34,"MG/time step","QUsePI","307;1",0.34,"MG/time step","QUsePI","307;1",0.34,"MG/time step","QUsePI","307;1",0.34,"MG/time step","QUsePI","307;1",0.34,"MG/time step","QUsePI","307;1",0.34,"MG/time step",0]
["QUsePI","308;1",0.34,"MG/time step","QUsePI","308;1",0.34,"MG/time step","QUsePI","308;1",0.34,"MG/time step","QUsePI","308;1",0.34,"MG/time step","QUsePI","308;1",0.34,"MG/time step","QUsePI","308;1",0.34,"MG/time step",0]
["QUsePI","309;1",0.34,"MG/time step","QUsePI","309;1",0.34,"MG/time step","QUsePI","309;1",0.34,"MG/time step","QUsePI","309;1",0.34,"MG/time step","QUsePI","309;1",0.34,"MG/time step","QUsePI","309;1",0.34,"MG/time step",0]
["QUsePI","310;1",0.34,"MG/time step","QUsePI","310;1",0.34,"MG/time step","QUsePI","310;1",0.34,"MG/time step","QUsePI","310;1",0.34,"MG/time step","QUsePI","310;1",0.34,"MG/time step","QUsePI","310;1",0.34,"MG/time step",0]
["QUsePI","311;1",0.34,"MG/time step","QUsePI","311;1",0.34,"MG/time step","QUsePI","311;1",0.34,"MG/time step","QUsePI","311;1",0.34,"MG/time step","QUsePI","311;1",0.34,"MG/time step","QUsePI","311;1",0.34,"MG/time step",0]
["QUsePI","312;1",0.34,"MG/time step","QUsePI","312;1",0.34,"MG/time step","QUsePI","312;1",0.34,"MG/time step","QUsePI","312;1",0.34,"MG/time step","QUsePI","312;1",0.34,"MG/time step","QUsePI","312;1",0.34,"MG/time step",0]
["QUsePI","313;1",0.34,"MG/time step","QUsePI","313;1",0.34,"MG/time step","QUsePI","313;1",0.34,"MG/time step","QUsePI","313;1",0.34,"MG/time step","QUsePI","313;1",0.34,"MG/time step","QUsePI","313;1",0.34,"MG/time step",{"$f":"IF(ISNUMBER(C644),IF(AVERAGE(C644,G644,K644,O644,S644,W644)<>MAX(C644,G644,K644,O644,S644,W644),1,0),\"\")","v":0}]
["QUsePI","314;1",0.34,"MG/time step","QUsePI","314;1",0.34,"MG/time step","QUsePI","314;1",0.34,"MG/time step","QUsePI","314;1",0.34,"MG/time step","QUsePI","314;1",0.34,"MG/time step","QUsePI","314;1",0.34,"MG/time step",0]
["QUsePI","315;1",0.34,"MG/time step","QUsePI","315;1",0.34,"MG/time step","QUsePI","315;1",0.34,"MG/time step","QUsePI","315;1",0.34,"MG/time step","QUsePI","315;1",0.34,"MG/time step","QUsePI","315;1",0.34,"MG/time step",0]
["QUsePI","316;1",0.34,"MG/time step","QUsePI","316;1",0.34,"MG/time step","QUsePI","316;1",0.34,"MG/time step","QUsePI","316;1",0.34,"MG/time step","QUsePI","316;1",0.34,"MG/time step","QUsePI","316;1",0.34,"MG/time step",0]
["QUsePI","317;1",0.34,"MG/time step","QUsePI","317;1",0.34,"MG/time step","QUsePI","317;1",0.34,"MG/time step","QUsePI","317;1",0.34,"MG/time step","QUsePI","317;1",0.34,"MG/time step","QUsePI","317;1",0.34,"MG/time step",0]
["QUsePI","318;1",0.34,"MG/time step","QUsePI","318;1",0.34,"MG/time step","QUsePI","318;1",0.34,"MG/time step","QUsePI","318;1",0.34,"MG/time step","QUsePI","318;1",0.34,"MG/time step","QUsePI","318;1",0.34,"MG/time step",0]
["QUsePI","319;1",0.34,"MG/time step","QUsePI","319;1",0.34,"MG/time step","QUsePI","319;1",0.34,"MG/time step","QUsePI","319;1",0.34,"MG/time step","QUsePI","319;1",0.34,"MG/time step","QUsePI","319;1",0.34,"MG/time step",0]
["QUsePI","320;1",0.34,"MG/time step","QUsePI","320;1",0.34,"MG/time step","QUsePI","320;1",0.34,"MG/time step","QUsePI","320;1",0.34,"MG/time step","QUsePI","320;1",0.34,"MG/time step","QUsePI","320;1",0.34,"MG/time step",0]
["QUsePI","321;1",0.34,"MG/time step","QUsePI","321;1",0.34,"MG/time step","QUsePI","321;1",0.34,"MG/time step","QUsePI","321;1",0.34,"MG/time step","QUsePI","321;1",0.34,"MG/time step","QUsePI","321;1",0.34,"MG/time step",0]
["QUsePI","322;1",0.34,"MG/time step","QUsePI","322;1",0.34,"MG/time step","QUsePI","322;1",0.34,"MG/time step","QUsePI","322;1",0.34,"MG/time step","QUsePI","322;1",0.34,"MG/time step","QUsePI","322;1",0.34,"MG/time step",0]
["QUsePI","323;1",0.34,"MG/time step","QUsePI","323;1",0.34,"MG/time step","QUsePI","323;1",0.34,"MG/time step","QUsePI","323;1",0.34,"MG/time step","QUsePI","323;1",0.34,"MG/time step","QUsePI","323;1",0.34,"MG/time step",0]
["QUsePI","324;1",0.34,"MG/time step","QUsePI","324;1",0.34,"MG/time step","QUsePI","324;1",0.34,"MG/time step","QUsePI","324;1",0.34,"MG/time step","QUsePI","324;1",0.34,"MG/time step","QUsePI","324;1",0.34,"MG/time step",0]
["QUsePI","325;1",0.34,"MG/time step","QUsePI","325;1",0.34,"MG/time step","QUsePI","325;1",0.34,"MG/time step","QUsePI","325;1",0.34,"MG/time step","QUsePI","325;1",0.34,"MG/time step","QUsePI","325;1",0.34,"MG/time step",0]
["QUsePI","326;1",0.34,"MG/time step","QUsePI","326;1",0.34,"MG/time step","QUsePI","326;1",0.34,"MG/time step","QUsePI","326;1",0.34,"MG/time step","QUsePI","326;1",0.34,"MG/time step","QUsePI","326;1",0.34,"MG/time step",0]
["QUsePI","327;1",0.34,"MG/time step","QUsePI","327;1",0.34,"MG/time step","QUsePI","327;1",0.34,"MG/time step","QUsePI","327;1",0.34,"MG/time step","QUsePI","327;1",0.34,"MG/time step","QUsePI","327;1",0.34,"MG/time step",0]
["QUsePI","328;1",0.34,"MG/time step","QUsePI","328;1",0.34,"MG/time step","QUsePI","328;1",0.34,"MG/time step","QUsePI","328;1",0.34,"MG/time step","QUsePI","328;1",0.34,"MG/time step","QUsePI","328;1",0.34,"MG/time step",0]
["QUsePI","329;1",0.34,"MG/time step","QUsePI","329;1",0.34,"MG/time step","QUsePI","329;1",0.34,"MG/time step","QUsePI","329;1",0.34,"MG/time step","QUsePI","329;1",0.34,"MG/time step","QUsePI","329;1",0.34,"MG/time step",0]
["QUsePI","330;1",0.34,"MG/time step","QUsePI","330;1",0.34,"MG/time step","QUsePI","330;1",0.34,"MG/time step","QUsePI","330;1",0.34,"MG/time step","QUsePI","330;1",0.34,"MG/time step","QUsePI","330;1",0.34,"MG/time step",0]
["QUsePI","331;1",0.34,"MG/time step","QUsePI","331;1",0.34,"MG/time step","QUsePI","331;1",0.34,"MG/time step","QUsePI","331;1",0.34,"MG/time step","QUsePI","331;1",0.34,"MG/time step","QUsePI","331;1",0.34,"MG/time step",0]
["QUsePI","332;1",0.34,"MG/time step","QUsePI","332;1",0.34,"MG/time step","QUsePI","332;1",0.34,"MG/time step","QUsePI","332;1",0.34,"MG/time step","QUsePI","332;1",0.34,"MG/time step","QUsePI","332;1",0.34,"MG/time step",0]
["QUsePI","333;1",0.34,"MG/time step","QUsePI","333;1",0.34,"MG/time step","QUsePI","333;1",0.34,"MG/time step","QUsePI","333;1",0.34,"MG/time step","QUsePI","333;1",0.34,"MG/time step","QUsePI","333;1",0.34,"MG/time step",0]
["QUsePI","334;1",0.34,"MG/time step","QUsePI","334;1",0.34,"MG/time step","QUsePI","334;1",0.34,"MG/time step","QUsePI","334;1",0.34,"MG/time step","QUsePI","334;1",0.34,"MG/time step","QUsePI","334;1",0.34,"MG/time step",0]
["QUsePI","335;1",0.35,"MG/time step","QUsePI","335;1",0.35,"MG/time step","QUsePI","335;1",0.35,"MG/time step","QUsePI","335;1",0.35,"MG/time step","QUsePI","335;1",0.35,"MG/time step","QUsePI","335;1",0.35,"MG/time step",0]
["QUsePI","336;1",0.35,"MG/time step","QUsePI","336;1",0.35,"MG/time step","QUsePI","336;1",0.35,"MG/time step","QUsePI","336;1",0.35,"MG/time step","QUsePI","336;1",0.35,"MG/time step","QUsePI","336;1",0.35,"MG/time step",0]
["QUsePI","337;1",0.35,"MG/time step","QUsePI","337;1",0.35,"MG/time step","QUsePI","337;1",0.35,"MG/time step","QUsePI","337;1",0.35,"MG/time step","QUsePI","337;1",0.35,"MG/time step","QUsePI","337;1",0.35,"MG/time step",0]
["QUsePI","338;1",0.35,"MG/time step","QUsePI","338;1",0.35,"MG/time step","QUsePI","338;1",0.35,"MG/time step","QUsePI","338;1",0.35,"MG/time step","QUsePI","338;1",0.35,"MG/time step","QUsePI","338;1",0.35,"MG/time step",0]
["QUsePI","339;1",0.35,"MG/time step","QUsePI","339;1",0.35,"MG/time step","QUsePI","339;1",0.35,"MG/time step","QUsePI","339;1",0.35,"MG/time step","QUsePI","339;1",0.35,"MG/time step","QUsePI","339;1",0.35,"MG/time step",0]
["QUsePI","340;1",0.35,"MG/time step","QUsePI","340;1",0.35,"MG/time step","QUsePI","340;1",0.35,"MG/time step","QUsePI","340;1",0.35,"MG/time step","QUsePI","340;1",0.35,"MG/time step","QUsePI","340;1",0.35,"MG/time step",0]
["QUsePI","341;1",0.35,"MG/time step","QUsePI","341;1",0.35,"MG/time step","QUsePI","341;1",0.35,"MG/time step","QUsePI","341;1",0.35,"MG/time step","QUsePI","341;1",0.35,"MG/time step","QUsePI","341;1",0.35,"MG/time step",0]
["QUsePI","342;1",0.35,"MG/time step","QUsePI","342;1",0.35,"MG/time step","QUsePI","342;1",0.35,"MG/time step","QUsePI","342;1",0.35,"MG/time step","QUsePI","342;1",0.35,"MG/time step","QUsePI","342;1",0.35,"MG/time step",0]
["QUsePI","343;1",0.35,"MG/time step","QUsePI","343;1",0.35,"MG/time step","QUsePI","343;1",0.35,"MG/time step","QUsePI","343;1",0.35,"MG/time step","QUsePI","343;1",0.35,"MG/time step","QUsePI","343;1",0.35,"MG/time step",0]
["QUsePI","344;1",0.35,"MG/time step","QUsePI","344;1",0.35,"MG/time step","QUsePI","344;1",0.35,"MG/time step","QUsePI","344;1",0.35,"MG/time step","QUsePI","344;1",0.35,"MG/time step","QUsePI","344;1",0.35,"MG/time step",0]
["QUsePI","345;1",0.35,"MG/time step","QUsePI","345;1",0.35,"MG/time step","QUsePI","345;1",0.35,"MG/time step","QUsePI","345;1",0.35,"MG/time step","QUsePI","345;1",0.35,"MG/time step","QUsePI","345;1",0.35,"MG/time step",0]
["QUsePI","346;1",0.35,"MG/time step","QUsePI","346;1",0.35,"MG/time step","QUsePI","346;1",0.35,"MG/time step","QUsePI","346;1",0.35,"MG/time step","QUsePI","346;1",0.35,"MG/time step","QUsePI","346;1",0.35,"MG/time step",0]
["QUsePI","347;1",0.35,"MG/time step","QUsePI","347;1",0.35,"MG/time step","QUsePI","347;1",0.35,"MG/time step","QUsePI","347;1",0.35,"MG/time step","QUsePI","347;1",0.35,"MG/time step","QUsePI","347;1",0.35,"MG/time step",0]
["QUsePI","348;1",0.35,"MG/time step","QUsePI","348;1",0.35,"MG/time step","QUsePI","348;1",0.35,"MG/time step","QUsePI","348;1",0.35,"MG/time step","QUsePI","348;1",0.35,"MG/time step","QUsePI","348;1",0.35,"MG/time step",0]
["QUsePI","349;1",0.35,"MG/time step","QUsePI","349;1",0.35,"MG/time step","QUsePI","349;1",0.35,"MG/time step","QUsePI","349;1",0.35,"MG/time step","QUsePI","349;1",0.35,"MG/time step","QUsePI","349;1",0.35,"MG/time step",0]
["QUsePI","350;1",0.35,"MG/time step","QUsePI","350;1",0.35,"MG/time step","QUsePI","350;1",0.35,"MG/time step","QUsePI","350;1",0.35,"MG/time step","QUsePI","350;1",0.35,"MG/time step","QUsePI","350;1",0.35,"MG/time step",0]
["QUsePI","351;1",0.35,"MG/time step","QUsePI","351;1",0.35,"MG/time step","QUsePI","351;1",0.35,"MG/time step","QUsePI","351;1",0.35,"MG/time step","QUsePI","351;1",0.35,"MG/time step","QUsePI","351;1",0.35,"MG/time step",0]
["QUsePI","352;1",0.35,"MG/time step","QUsePI","352;1",0.35,"MG/time step","QUsePI","352;1",0.35,"MG/time step","QUsePI","352;1",0.35,"MG/time step","QUsePI","352;1",0.35,"MG/time step","QUsePI","352;1",0.35,"MG/time step",0]
["QUsePI","353;1",0.35,"MG/time step","QUsePI","353;1",0.35,"MG/time step","QUsePI","353;1",0.35,"MG/time step","QUsePI","353;1",0.35,"MG/time step","QUsePI","353;1",0.35,"MG/time step","QUsePI","353;1",0.35,"MG/time step",0]
["QUsePI","354;1",0.35,"MG/time step","QUsePI","354;1",0.35,"MG/time step","QUsePI","354;1",0.35,"MG/time step","QUsePI","354;1",0.35,"MG/time step","QUsePI","354;1",0.35,"MG/time step","QUsePI","354;1",0.35,"MG/time step",0]
["QUsePI","355;1",0.35,"MG/time step","QUsePI","355;1",0.35,"MG/time step","QUsePI","355;1",0.35,"MG/time step","QUsePI","355;1",0.35,"MG/time step","QUsePI","355;1",0.35,"MG/time step","QUsePI","355;1",0.35,"MG/time step",0]
["QUsePI","356;1",0.35,"MG/time step","QUsePI","356;1",0.35,"MG/time step","QUsePI","356;1",0.35,"MG/time step","QUsePI","356;1",0.35,"MG/time step","QUsePI","356;1",0.35,"MG/time step","QUsePI","356;1",0.35,"MG/time step",0]
["QUsePI","357;1",0.35,"MG/time step","QUsePI","357;1",0.35,"MG/time step","QUsePI","357;1",0.35,"MG/time step","QUsePI","357;1",0.35,"MG/time step","QUsePI","357;1",0.35,"MG/time step","QUsePI","357;1",0.35,"MG/time step",0]
["QUsePI","358;1",0.35,"MG/time step","QUsePI","358;1",0.35,"MG/time step","QUsePI","358;1",0.35,"MG/time step","QUsePI","358;1",0.35,"MG/time step","QUsePI","358;1",0.35,"MG/time step","QUsePI","358;1",0.35,"MG/time step",0]
["QUsePI","359;1",0.35,"MG/time step","QUsePI","359;1",0.35,"MG/time step","QUsePI","359;1",0.35,"MG/time step","QUsePI","359;1",0.35,"MG/time step","QUsePI","359;1",0.35,"MG/time step","QUsePI","359;1",0.35,"MG/time step",0]
["QUsePI","360;1",0.35,"MG/time step","QUsePI","360;1",0.35,"MG/time step","QUsePI","360;1",0.35,"MG/time step","QUsePI","360;1",0.35,"MG/time step","QUsePI","360;1",0.35,"MG/time step","QUsePI","360;1",0.35,"MG/time step",0]
["QUsePI","361;1",0.35,"MG/time step","QUsePI","361;1",0.35,"MG/time step","QUsePI","361;1",0.35,"MG/time step","QUsePI","361;1",0.35,"MG/time step","QUsePI","361;1",0.35,"MG/time step","QUsePI","361;1",0.35,"MG/time step",0]
["QUsePI","362;1",0.35,"MG/time step","QUsePI","362;1",0.35,"MG/time step","QUsePI","362;1",0.35,"MG/time step","QUsePI","362;1",0.35,"MG/time step","QUsePI","362;1",0.35,"MG/time step","QUsePI","362;1",0.35,"MG/time step",0]
["QUsePI","363;1",0.35,"MG/time step","QUsePI","363;1",0.35,"MG/time step","QUsePI","363;1",0.35,"MG/time step","QUsePI","363;1",0.35,"MG/time step","QUsePI","363;1",0.35,"MG/time step","QUsePI","363;1",0.35,"MG/time step",0]
["QUsePI","364;1",0.35,"MG/time step","QUsePI","364;1",0.35,"MG/time step","QUsePI","364;1",0.35,"MG/time step","QUsePI","364;1",0.35,"MG/time step","QUsePI","364;1",0.35,"MG/time step","QUsePI","364;1",0.35,"MG/time step",0]
["QUsePI","365;1",0.35,"MG/time step","QUsePI","365;1",0.35,"MG/time step","QUsePI","365;1",0.35,"MG/time step","QUsePI","365;1",0.35,"MG/time step","QUsePI","365;1",0.35,"MG/time step","QUsePI","365;1",0.35,"MG/time step",0]
["QUsePI","1;2",2.46,"MG/time step","QUsePI","1;2",2.46,"MG/time step","QUsePI","1;2",2.46,"MG/time step","QUsePI","1;2",2.46,"MG/time step","QUsePI","1;2",2.46,"MG/time step","QUsePI","1;2",2.46,"MG/time step",0]
["QUsePI","2;2",2.46,"MG/time step","QUsePI","2;2",2.46,"MG/time step","QUsePI","2;2",2.46,"MG/time step","QUsePI","2;2",2.46,"MG/time step","QUsePI","2;2",2.46,"MG/time step","QUsePI","2;2",2.46,"MG/time step",0]
["QUsePI","3;2",2.46,"MG/time step","QUsePI","3;2",2.46,"MG/time step","QUsePI","3;2",2.46,"MG/time step","QUsePI","3;2",2.46,"MG/time step","QUsePI","3;2",2.46,"MG/time step","QUsePI","3;2",2.46,"MG/time step",0]
["QUsePI","4;2",2.46,"MG/time step","QUsePI","4;2",2.46,"MG/time step","QUsePI","4;2",2.46,"MG/time step","QUsePI","4;2",2.46,"MG/time step","QUsePI","4;2",2.46,"MG/time step","QUsePI","4;2",2.46,"MG/time step",0]
["QUsePI","5;2",2.46,"MG/time step","QUsePI","5;2",2.46,"MG/time step","QUsePI","5;2",2.46,"MG/time step","QUsePI","5;2",2.46,"MG/time step","QUsePI","5;2",2.46,"MG/time step","QUsePI","5;2",2.46,"MG/time step",0]
["QUsePI","6;2",2.46,"MG/time step","QUsePI","6;2",2.46,"MG/time step","QUsePI","6;2",2.46,"MG/time step","QUsePI","6;2",2.46,"MG/time step","QUsePI","6;2",2.46,"MG/time step","QUsePI","6;2",2.46,"MG/time step",0]
["QUsePI","7;2",2.46,"MG/time step","QUsePI","7;2",2.46,"MG/time step","QUsePI","7;2",2.46,"MG/time step","QUsePI","7;2",2.46,"MG/time step","QUsePI","7;2",2.46,"MG/time step","QUsePI","7;2",2.46,"MG/time step",0]
["QUsePI","8;2",2.46,"MG/time step","QUsePI","8;2",2.46,"MG/time step","QUsePI","8;2",2.46,"MG/time step","QUsePI","8;2",2.46,"MG/time step","QUsePI","8;2",2.46,"MG/time step","QUsePI","8;2",2.46,"MG/time step",0]
["QUsePI","9;2",2.46,"MG/time step","QUsePI","9;2",2.46,"MG/time step","QUsePI","9;2",2.46,"MG/time step","QUsePI","9;2",2.46,"MG/time step","QUsePI","9;2",2.46,"MG/time step","QUsePI","9;2",2.46,"MG/time step",0]
["QUsePI","10;2",2.46,"MG/time step","QUsePI","10;2",2.46,"MG/time step","QUsePI","10;2",2.46,"MG/time step","QUsePI","10;2",2.46,"MG/time step","QUsePI","10;2",2.46,"MG/time step","QUsePI","10;2",2.46,"MG/time step",0]
["QUsePI","11;2",2.46,"MG/time step","QUsePI","11;2",2.46,"MG/time step","QUsePI","11;2",2.46,"MG/time step","QUsePI","11;2",2.46,"MG/time step","QUsePI","11;2",2.46,"MG/time step","QUsePI","11;2",2.46,"MG/time step",0]
["QUsePI","12;2",2.46,"MG/time step","QUsePI","12;2",2.46,"MG/time step","QUsePI","12;2",2.46,"MG/time step","QUsePI","12;2",2.46,"MG/time step","QUsePI","12;2",2.46,"MG/time step","QUsePI","12;2",2.46,"MG/time step",{"$f":"IF(ISNUMBER(C708),IF(AVERAGE(C708,G708,K708,O708,S708,W708)<>MAX(C708,G708,K708,O708,S708,W708),1,0),\"\")","v":0}]
["QUsePI","13;2",2.46,"MG/time step","QUsePI","13;2",2.46,"MG/time step","QUsePI","13;2",2.46,"MG/time step","QUsePI","13;2",2.46,"MG/time step","QUsePI","13;2",2.46,"MG/time step","QUsePI","13;2",2.46,"MG/time step",0]
["QUsePI","14;2",2.46,"MG/time step","QUsePI","14;2",2.46,"MG/time step","QUsePI","14;2",2.46,"MG/time step","QUsePI","14;2",2.46,"MG/time step","QUsePI","14;2",2.46,"MG/time step","QUsePI","14;2",2.46,"MG/time step",0]
["QUsePI","15;2",2.46,"MG/time step","QUsePI","15;2",2.46,"MG/time step","QUsePI","15;2",2.46,"MG/time step","QUsePI","15;2",2.46,"MG/time step","QUsePI","15;2",2.46,"MG/time step","QUsePI","15;2",2.46,"MG/time step",0]
["QUsePI","16;2",2.46,"MG/time step","QUsePI","16;2",2.46,"MG/time step","QUsePI","16;2",2.46,"MG/time step","QUsePI","16;2",2.46,"MG/time step","QUsePI","16;2",2.46,"MG/time step","QUsePI","16;2",2.46,"MG/time step",0]
["QUsePI","17;2",2.46,"MG/time step","QUsePI","17;2",2.46,"MG/time step","QUsePI","17;2",2.46,"MG/time step","QUsePI","17;2",2.46,"MG/time step","QUsePI","17;2",2.46,"MG/time step","QUsePI","17;2",2.46,"MG/time step",0]
["QUsePI","18;2",2.46,"MG/time step","QUsePI","18;2",2.46,"MG/time step","QUsePI","18;2",2.46,"MG/time step","QUsePI","18;2",2.46,"MG/time step","QUsePI","18;2",2.46,"MG/time step","QUsePI","18;2",2.46,"MG/time step",0]
["QUsePI","19;2",2.46,"MG/time step","QUsePI","19;2",2.46,"MG/time step","QUsePI","19;2",2.46,"MG/time step","QUsePI","19;2",2.46,"MG/time step","QUsePI","19;2",2.46,"MG/time step","QUsePI","19;2",2.46,"MG/time step",0]
["QUsePI","20;2",2.46,"MG/time step","QUsePI","20;2",2.46,"MG/time step","QUsePI","20;2",2.46,"MG/time step","QUsePI","20;2",2.46,"MG/time step","QUsePI","20;2",2.46,"MG/time step","QUsePI","20;2",2.46,"MG/time step",0]
["QUsePI","21;2",2.46,"MG/time step","QUsePI","21;2",2.46,"MG/time step","QUsePI","21;2",2.46,"MG/time step","QUsePI","21;2",2.46,"MG/time step","QUsePI","21;2",2.46,"MG/time step","QUsePI","21;2",2.46,"MG/time step",0]
["QUsePI","22;2",2.46,"MG/time step","QUsePI","22;2",2.46,"MG/time step","QUsePI","22;2",2.46,"MG/time step","QUsePI","22;2",2.46,"MG/time step","QUsePI","22;2",2.46,"MG/time step","QUsePI","22;2",2.46,"MG/time step",0]
["QUsePI","23;2",2.46,"MG/time step","QUsePI","23;2",2.46,"MG/time step","QUsePI","23;2",2.46,"MG/time step","QUsePI","23;2",2.46,"MG/time step","QUsePI","23;2",2.46,"MG/time step","QUsePI","23;2",2.46,"MG/time step",0]
["QUsePI","24;2",2.46,"MG/time step","QUsePI","24;2",2.46,"MG/time step","QUsePI","24;2",2.46,"MG/time step","QUsePI","24;2",2.46,"MG/time step","QUsePI","24;2",2.46,"MG/time step","QUsePI","24;2",2.46,"MG/time step",0]
["QUsePI","25;2",2.46,"MG/time step","QUsePI","25;2",2.46,"MG/time step","QUsePI","25;2",2.46,"MG/time step","QUsePI","25;2",2.46,"MG/time step","QUsePI","25;2",2.46,"MG/time step","QUsePI","25;2",2.46,"MG/time step",0]
["QUsePI","26;2",2.46,"MG/time step","QUsePI","26;2",2.46,"MG/time step","QUsePI","26;2",2.46,"MG/time step","QUsePI","26;2",2.46,"MG/time step","QUsePI","26;2",2.46,"MG/time step","QUsePI","26;2",2.46,"MG/time step",0]
["QUsePI","27;2",2.46,"MG/time step","QUsePI","27;2",2.46,"MG/time step","QUsePI","27;2",2.46,"MG/time step","QUsePI","27;2",2.46,"MG/time step","QUsePI","27;2",2.46,"MG/time step","QUsePI","27;2",2.46,"MG/time step",0]
["QUsePI","28;2",2.46,"MG/time step","QUsePI","28;2",2.46,"MG/time step","QUsePI","28;2",2.46,"MG/time step","QUsePI","28;2",2.46,"MG/time step","QUsePI","28;2",2.46,"MG/time step","QUsePI","28;2",2.46,"MG/time step",0]
["QUsePI","29;2",2.46,"MG/time step","QUsePI","29;2",2.46,"MG/time step","QUsePI","29;2",2.46,"MG/time step","QUsePI","29;2",2.46,"MG/time step","QUsePI","29;2",2.46,"MG/time step","QUsePI","29;2",2.46,"MG/time step",0]
["QUsePI","30;2",2.46,"MG/time step","QUsePI","30;2",2.46,"MG/time step","QUsePI","30;2",2.46,"MG/time step","QUsePI","30;2",2.46,"MG/time step","QUsePI","30;2",2.46,"MG/time step","QUsePI","30;2",2.46,"MG/time step",0]
["QUsePI","31;2",2.46,"MG/time step","QUsePI","31;2",2.46,"MG/time step","QUsePI","31;2",2.46,"MG/time step","QUsePI","31;2",2.46,"MG/time step","QUsePI","31;2",2.46,"MG/time step","QUsePI","31;2",2.46,"MG/time step",0]
["QUsePI","32;2",2.4,"MG/time step","QUsePI","32;2",2.4,"MG/time step","QUsePI","32;2",2.4,"MG/time step","QUsePI","32;2",2.4,"MG/time step","QUsePI","32;2",2.4,"MG/time step","QUsePI","32;2",2.4,"MG/time step",0]
["QUsePI","33;2",2.4,"MG/time step","QUsePI","33;2",2.4,"MG/time step","QUsePI","33;2",2.4,"MG/time step","QUsePI","33;2",2.4,"MG/time step","QUsePI","33;2",2.4,"MG/time step","QUsePI","33;2",2.4,"MG/time step",0]
["QUsePI","34;2",2.4,"MG/time step","QUsePI","34;2",2.4,"MG/time step","QUsePI","34;2",2.4,"MG/time step","QUsePI","34;2",2.4,"MG/time step","QUsePI","34;2",2.4,"MG/time step","QUsePI","34;2",2.4,"MG/time step",0]
["QUsePI","35;2",2.4,"MG/time step","QUsePI","35;2",2.4,"MG/time step","QUsePI","35;2",2.4,"MG/time step","QUsePI","35;2",2.4,"MG/time step","QUsePI","35;2",2.4,"MG/time step","QUsePI","35;2",2.4,"MG/time step",0]
["QUsePI","36;2",2.4,"MG/time step","QUsePI","36;2",2.4,"MG/time step","QUsePI","36;2",2.4,"MG/time step","QUsePI","36;2",2.4,"MG/time step","QUsePI","36;2",2.4,"MG/time step","QUsePI","36;2",2.4,"MG/time step",0]
["QUsePI","37;2",2.4,"MG/time step","QUsePI","37;2",2.4,"MG/time step","QUsePI","37;2",2.4,"MG/time step","QUsePI","37;2",2.4,"MG/time step","QUsePI","37;2",2.4,"MG/time step","QUsePI","37;2",2.4,"MG/time step",0]
["QUsePI","38;2",2.4,"MG/time step","QUsePI","38;2",2.4,"MG/time step","QUsePI","38;2",2.4,"MG/time step","QUsePI","38;2",2.4,"MG/time step","QUsePI","38;2",2.4,"MG/time step","QUsePI","38;2",2.4,"MG/time step",0]
["QUsePI","39;2",2.4,"MG/time step","QUsePI","39;2",2.4,"MG/time step","QUsePI","39;2",2.4,"MG/time step","QUsePI","39;2",2.4,"MG/time step","QUsePI","39;2",2.4,"MG/time step","QUsePI","39;2",2.4,"MG/time step",0]
["QUsePI","40;2",2.4,"MG/time step","QUsePI","40;2",2.4,"MG/time step","QUsePI","40;2",2.4,"MG/time step","QUsePI","40;2",2.4,"MG/time step","QUsePI","40;2",2.4,"MG/time step","QUsePI","40;2",2.4,"MG/time step",0]
["QUsePI","41;2",2.4,"MG/time step","QUsePI","41;2",2.4,"MG/time step","QUsePI","41;2",2.4,"MG/time step","QUsePI","41;2",2.4,"MG/time step","QUsePI","41;2",2.4,"MG/time step","QUsePI","41;2",2.4,"MG/time step",0]
["QUsePI","42;2",2.4,"MG/time step","QUsePI","42;2",2.4,"MG/time step","QUsePI","42;2",2.4,"MG/time step","QUsePI","42;2",2.4,"MG/time step","QUsePI","42;2",2.4,"MG/time step","QUsePI","42;2",2.4,"MG/time step",0]
["QUsePI","43;2",2.4,"MG/time step","QUsePI","43;2",2.4,"MG/time step","QUsePI","43;2",2.4,"MG/time step","QUsePI","43;2",2.4,"MG/time step","QUsePI","43;2",2.4,"MG/time step","QUsePI","43;2",2.4,"MG/time step",0]
["QUsePI","44;2",2.4,"MG/time step","QUsePI","44;2",2.4,"MG/time step","QUsePI","44;2",2.4,"MG/time step","QUsePI","44;2",2.4,"MG/time step","QUsePI","44;2",2.4,"MG/time step","QUsePI","44;2",2.4,"MG/time step",0]
["QUsePI","45;2",2.4,"MG/time step","QUsePI","45;2",2.4,"MG/time step","QUsePI","45;2",2.4,"MG/time step","QUsePI","45;2",2.4,"MG/time step","QUsePI","45;2",2.4,"MG/time step","QUsePI","45;2",2.4,"MG/time step",0]
["QUsePI","46;2",2.4,"MG/time step","QUsePI","46;2",2.4,"MG/time step","QUsePI","46;2",2.4,"MG/time step","QUsePI","46;2",2.4,"MG/time step","QUsePI","46;2",2.4,"MG/time step","QUsePI","46;2",2.4,"MG/time step",0]
["QUsePI","47;2",2.4,"MG/time step","QUsePI","47;2",2.4,"MG/time step","QUsePI","47;2",2.4,"MG/time step","QUsePI","47;2",2.4,"MG/time step","QUsePI","47;2",2.4,"MG/time step","QUsePI","47;2",2.4,"MG/time step",0]
["QUsePI","48;2",2.4,"MG/time step","QUsePI","48;2",2.4,"MG/time step","QUsePI","48;2",2.4,"MG/time step","QUsePI","48;2",2.4,"MG/time step","QUsePI","48;2",2.4,"MG/time step","QUsePI","48;2",2.4,"MG/time step",0]
["QUsePI","49;2",2.4,"MG/time step","QUsePI","49;2",2.4,"MG/time step","QUsePI","49;2",2.4,"MG/time step","QUsePI","49;2",2.4,"MG/time step","QUsePI","49;2",2.4,"MG/time step","QUsePI","49;2",2.4,"MG/time step",0]
["QUsePI","50;2",2.4,"MG/time step","QUsePI","50;2",2.4,"MG/time step","QUsePI","50;2",2.4,"MG/time step","QUsePI","50;2",2.4,"MG/time step","QUsePI","50;2",2.4,"MG/time step","QUsePI","50;2",2.4,"MG/time step",0]
["QUsePI","51;2",2.4,"MG/time step","QUsePI","51;2",2.4,"MG/time step","QUsePI","51;2",2.4,"MG/time step","QUsePI","51;2",2.4,"MG/time step","QUsePI","51;2",2.4,"MG/time step","QUsePI","51;2",2.4,"MG/time step",0]
["QUsePI","52;2",2.4,"MG/time step","QUsePI","52;2",2.4,"MG/time step","QUsePI","52;2",2.4,"MG/time step","QUsePI","52;2",2.4,"MG/time step","QUsePI","52;2",2.4,"MG/time step","QUsePI","52;2",2.4,"MG/time step",0]
["QUsePI","53;2",2.4,"MG/time step","QUsePI","53;2",2.4,"MG/time step","QUsePI","53;2",2.4,"MG/time step","QUsePI","53;2",2.4,"MG/time step","QUsePI","53;2",2.4,"MG/time step","QUsePI","53;2",2.4,"MG/time step",0]
["QUsePI","54;2",2.4,"MG/time step","QUsePI","54;2",2.4,"MG/time step","QUsePI","54;2",2.4,"MG/time step","QUsePI","54;2",2.4,"MG/time step","QUsePI","54;2",2.4,"MG/time step","QUsePI","54;2",2.4,"MG/time step",0]
["QUsePI","55;2",2.4,"MG/time step","QUsePI","55;2",2.4,"MG/time step","QUsePI","55;2",2.4,"MG/time step","QUsePI","55;2",2.4,"MG/time step","QUsePI","55;2",2.4,"MG/time step","QUsePI","55;2",2.4,"MG/time step",0]
["QUsePI","56;2",2.4,"MG/time step","QUsePI","56;2",2.4,"MG/time step","QUsePI","56;2",2.4,"MG/time step","QUsePI","56;2",2.4,"MG/time step","QUsePI","56;2",2.4,"MG/time step","QUsePI","56;2",2.4,"MG/time step",0]
["QUsePI","57;2",2.4,"MG/time step","QUsePI","57;2",2.4,"MG/time step","QUsePI","57;2",2.4,"MG/time step","QUsePI","57;2",2.4,"MG/time step","QUsePI","57;2",2.4,"MG/time step","QUsePI","57;2",2.4,"MG/time step",0]
["QUsePI","58;2",2.4,"MG/time step","QUsePI","58;2",2.4,"MG/time step","QUsePI","58;2",2.4,"MG/time step","QUsePI","58;2",2.4,"MG/time step","QUsePI","58;2",2.4,"MG/time step","QUsePI","58;2",2.4,"MG/time step",0]
["QUsePI","59;2",2.4,"MG/time step","QUsePI","59;2",2.4,"MG/time step","QUsePI","59;2",2.4,"MG/time step","QUsePI","59;2",2.4,"MG/time step","QUsePI","59;2",2.4,"MG/time step","QUsePI","59;2",2.4,"MG/time step",0]
["QUsePI","60;2",2.34,"MG/time step","QUsePI","60;2",2.34,"MG/time step","QUsePI","60;2",2.34,"MG/time step","QUsePI","60;2",2.34,"MG/time step","QUsePI","60;2",2.34,"MG/time step","QUsePI","60;2",2.34,"MG/time step",0]
["QUsePI","61;2",2.34,"MG/time step","QUsePI","61;2",2.34,"MG/time step","QUsePI","61;2",2.34,"MG/time step","QUsePI","61;2",2.34,"MG/time step","QUsePI","61;2",2.34,"MG/time step","QUsePI","61;2",2.34,"MG/time step",0]
["QUsePI","62;2",2.34,"MG/time step","QUsePI","62;2",2.34,"MG/time step","QUsePI","62;2",2.34,"MG/time step","QUsePI","62;2",2.34,"MG/time step","QUsePI","62;2",2.34,"MG/time step","QUsePI","62;2",2.34,"MG/time step",0]
["QUsePI","63;2",2.34,"MG/time step","QUsePI","63;2",2.34,"MG/time step","QUsePI","63;2",2.34,"MG/time step","QUsePI","63;2",2.34,"MG/time step","QUsePI","63;2",2.34,"MG/time step","QUsePI","63;2",2.34,"MG/time step",0]
["QUsePI","64;2",2.34,"MG/time step","QUsePI","64;2",2.34,"MG/time step","QUsePI","64;2",2.34,"MG/time step","QUsePI","64;2",2.34,"MG/time step","QUsePI","64;2",2.34,"MG/time step","QUsePI","64;2",2.34,"MG/time step",0]
["QUsePI","65;2",2.34,"MG/time step","QUsePI","65;2",2.34,"MG/time step","QUsePI","65;2",2.34,"MG/time step","QUsePI","65;2",2.34,"MG/time step","QUsePI","65;2",2.34,"MG/time step","QUsePI","65;2",2.34,"MG/time step",0]
["QUsePI","66;2",2.34,"MG/time step","QUsePI","66;2",2.34,"MG/time step","QUsePI","66;2",2.34,"MG/time step","QUsePI","66;2",2.34,"MG/time step","QUsePI","66;2",2.34,"MG/time step","QUsePI","66;2",2.34,"MG/time step",0]
["QUsePI","67;2",2.34,"MG/time step","QUsePI","67;2",2.34,"MG/time step","QUsePI","67;2",2.34,"MG/time step","QUsePI","67;2",2.34,"MG/time step","QUsePI","67;2",2.34,"MG/time step","QUsePI","67;2",2.34,"MG/time step",0]
["QUsePI","68;2",2.34,"MG/time step","QUsePI","68;2",2.34,"MG/time step","QUsePI","68;2",2.34,"MG/time step","QUsePI","68;2",2.34,"MG/time step","QUsePI","68;2",2.34,"MG/time step","QUsePI","68;2",2.34,"MG/time step",0]
["QUsePI","69;2",2.34,"MG/time step","QUsePI","69;2",2.34,"MG/time step","QUsePI","69;2",2.34,"MG/time step","QUsePI","69;2",2.34,"MG/time step","QUsePI","69;2",2.34,"MG/time step","QUsePI","69;2",2.34,"MG/time step",0]
["QUsePI","70;2",2.34,"MG/time step","QUsePI","70;2",2.34,"MG/time step","QUsePI","70;2",2.34,"MG/time step","QUsePI","70;2",2.34,"MG/time step","QUsePI","70;2",2.34,"MG/time step","QUsePI","70;2",2.34,"MG/time step",0]
["QUsePI","71;2",2.34,"MG/time step","QUsePI","71;2",2.34,"MG/time step","QUsePI","71;2",2.34,"MG/time step","QUsePI","71;2",2.34,"MG/time step","QUsePI","71;2",2.34,"MG/time step","QUsePI","71;2",2.34,"MG/time step",0]
["QUsePI","72;2",2.34,"MG/time step","QUsePI","72;2",2.34,"MG/time step","QUsePI","72;2",2.34,"MG/time step","QUsePI","72;2",2.34,"MG/time step","QUsePI","72;2",2.34,"MG/time step","QUsePI","72;2",2.34,"MG/time step",0]
["QUsePI","73;2",2.34,"MG/time step","QUsePI","73;2",2.34,"MG/time step","QUsePI","73;2",2.34,"MG/time step","QUsePI","73;2",2.34,"MG/time step","QUsePI","73;2",2.34,"MG/time step","QUsePI","73;2",2.34,"MG/time step",0]
["QUsePI","74;2",2.34,"MG/time step","QUsePI","74;2",2.34,"MG/time step","QUsePI","74;2",2.34,"MG/time step","QUsePI","74;2",2.34,"MG/time step","QUsePI","74;2",2.34,"MG/time step","QUsePI","74;2",2.34,"MG/time step",0]
["QUsePI","75;2",2.34,"MG/time step","QUsePI","75;2",2.34,"MG/time step","QUsePI","75;2",2.34,"MG/time step","QUsePI","75;2",2.34,"MG/time step","QUsePI","75;2",2.34,"MG/time step","QUsePI","75;2",2.34,"MG/time step",0]
["QUsePI","76;2",2.34,"MG/time step","QUsePI","76;2",2.34,"MG/time step","QUsePI","76;2",2.34,"MG/time step","QUsePI","76;2",2.34,"MG/time step","QUsePI","76;2",2.34,"MG/time step","QUsePI","76;2",2.34,"MG/time step",{"$f":"IF(ISNUMBER(C772),IF(AVERAGE(C772,G772,K772,O772,S772,W772)<>MAX(C772,G772,K772,O772,S772,W772),1,0),\"\")","v":0}]
["QUsePI","77;2",2.34,"MG/time step","QUsePI","77;2",2.34,"MG/time step","QUsePI","77;2",2.34,"MG/time step","QUsePI","77;2",2.34,"MG/time step","QUsePI","77;2",2.34,"MG/time step","QUsePI","77;2",2.34,"MG/time step",0]
["QUsePI","78;2",2.34,"MG/time step","QUsePI","78;2",2.34,"MG/time step","QUsePI","78;2",2.34,"MG/time step","QUsePI","78;2",2.34,"MG/time step","QUsePI","78;2",2.34,"MG/time step","QUsePI","78;2",2.34,"MG/time step",0]
["QUsePI","79;2",2.34,"MG/time step","QUsePI","79;2",2.34,"MG/time step","QUsePI","79;2",2.34,"MG/time step","QUsePI","79;2",2.34,"MG/time step","QUsePI","79;2",2.34,"MG/time step","QUsePI","79;2",2.34,"MG/time step",0]
["QUsePI","80;2",2.34,"MG/time step","QUsePI","80;2",2.34,"MG/time step","QUsePI","80;2",2.34,"MG/time step","QUsePI","80;2",2.34,"MG/time step","QUsePI","80;2",2.34,"MG/time step","QUsePI","80;2",2.34,"MG/time step",0]
["QUsePI","81;2",2.34,"MG/time step","QUsePI","81;2",2.34,"MG/time step","QUsePI","81;2",2.34,"MG/time step","QUsePI","81;2",2.34,"MG/time step","QUsePI","81;2",2.34,"MG/time step","QUsePI","81;2",2.34,"MG/time step",0]
["QUsePI","82;2",2.34,"MG/time step","QUsePI","82;2",2.34,"MG/time step","QUsePI","82;2",2.34,"MG/time step","QUsePI","82;2",2.34,"MG/time step","QUsePI","82;2",2.34,"MG/time step","QUsePI","82;2",2.34,"MG/time step",0]
["QUsePI","83;2",2.34,"MG/time step","QUsePI","83;2",2.34,"MG/time step","QUsePI","83;2",2.34,"MG/time step","QUsePI","83;2",2.34,"MG/time step","QUsePI","83;2",2.34,"MG/time step","QUsePI","83;2",2.34,"MG/time step",0]
["QUsePI","84;2",2.34,"MG/time step","QUsePI","84;2",2.34,"MG/time step","QUsePI","84;2",2.34,"MG/time step","QUsePI","84;2",2.34,"MG/time step","QUsePI","84;2",2.34,"MG/time step","QUsePI","84;2",2.34,"MG/time step",0]
["QUsePI","85;2",2.34,"MG/time step","QUsePI","85;2",2.34,"MG/time step","QUsePI","85;2",2.34,"MG/time step","QUsePI","85;2",2.34,"MG/time step","QUsePI","85;2",2.34,"MG/time step","QUsePI","85;2",2.34,"MG/time step",0]
["QUsePI","86;2",2.34,"MG/time step","QUsePI","86;2",2.34,"MG/time step","QUsePI","86;2",2.34,"MG/time step","QUsePI","86;2",2.34,"MG/time step","QUsePI","86;2",2.34,"MG/time step","QUsePI","86;2",2.34,"MG/time step",0]
["QUsePI","87;2",2.34,"MG/time step","QUsePI","87;2",2.34,"MG/time step","QUsePI","87;2",2.34,"MG/time step","QUsePI","87;2",2.34,"MG/time step","QUsePI","87;2",2.34,"MG/time step","QUsePI","87;2",2.34,"MG/time step",0]
["QUsePI","88;2",2.34,"MG/time step","QUsePI","88;2",2.34,"MG/time step","QUsePI","88;2",2.34,"MG/time step","QUsePI","88;2",2.34,"MG/time step","QUsePI","88;2",2.34,"MG/time step","QUsePI","88;2",2.34,"MG/time step",0]
["QUsePI","89;2",2.34,"MG/time step","QUsePI","89;2",2.34,"MG/time step","QUsePI","89;2",2.34,"MG/time step","QUsePI","89;2",2.34,"MG/time step","QUsePI","89;2",2.34,"MG/time step","QUsePI","89;2",2.34,"MG/time step",0]
["QUsePI","90;2",2.34,"MG/time step","QUsePI","90;2",2.34,"MG/time step","QUsePI","90;2",2.34,"MG/time step","QUsePI","90;2",2.34,"MG/time step","QUsePI","90;2",2.34,"MG/time step","QUsePI","90;2",2.34,"MG/time step",0]
["QUsePI","91;2",2.59,"MG/time step","QUsePI","91;2",2.59,"MG/time step","QUsePI","91;2",2.59,"MG/time step","QUsePI","91;2",2.59,"MG/time step","QUsePI","91;2",2.59,"MG/time step","QUsePI","91;2",2.59,"MG/time step",0]
["QUsePI","92;2",2.59,"MG/time step","QUsePI","92;2",2.59,"MG/time step","QUsePI","92;2",2.59,"MG/time step","QUsePI","92;2",2.59,"MG/time step","QUsePI","92;2",2.59,"MG/time step","QUsePI","92;2",2.59,"MG/time step",0]
["QUsePI","93;2",2.59,"MG/time step","QUsePI","93;2",2.59,"MG/time step","QUsePI","93;2",2.59,"MG/time step","QUsePI","93;2",2.59,"MG/time step","QUsePI","93;2",2.59,"MG/time step","QUsePI","93;2",2.59,"MG/time step",0]
["QUsePI","94;2",2.59,"MG/time step","QUsePI","94;2",2.59,"MG/time step","QUsePI","94;2",2.59,"MG/time step","QUsePI","94;2",2.59,"MG/time step","QUsePI","94;2",2.59,"MG/time step","QUsePI","94;2",2.59,"MG/time step",0]
["QUsePI","95;2",2.59,"MG/time step","QUsePI","95;2",2.59,"MG/time step","QUsePI","95;2",2.59,"MG/time step","QUsePI","95;2",2.59,"MG/time step","QUsePI","95;2",2.59,"MG/time step","QUsePI","95;2",2.59,"MG/time step",0]
["QUsePI","96;2",2.59,"MG/time step","QUsePI","96;2",2.59,"MG/time step","QUsePI","96;2",2.59,"MG/time step","QUsePI","96;2",2.59,"MG/time step","QUsePI","96;2",2.59,"MG/time step","QUsePI","96;2",2.59,"MG/time step",0]
["QUsePI","97;2",2.59,"MG/time step","QUsePI","97;2",2.59,"MG/time step","QUsePI","97;2",2.59,"MG/time step","QUsePI","97;2",2.59,"MG/time step","QUsePI","97;2",2.59,"MG/time step","QUsePI","97;2",2.59,"MG/time step",0]
["QUsePI","98;2",2.59,"MG/time step","QUsePI","98;2",2.59,"MG/time step","QUsePI","98;2",2.59,"MG/time step","QUsePI","98;2",2.59,"MG/time step","QUsePI","98;2",2.59,"MG/time step","QUsePI","98;2",2.59,"MG/time step",0]
["QUsePI","99;2",2.59,"MG/time step","QUsePI","99;2",2.59,"MG/time step","QUsePI","99;2",2.59,"MG/time step","QUsePI","99;2",2.59,"MG/time step","QUsePI","99;2",2.59,"MG/time step","QUsePI","99;2",2.59,"MG/time step",0]
["QUsePI","100;2",2.59,"MG/time step","QUsePI","100;2",2.59,"MG/time step","QUsePI","100;2",2.59,"MG/time step","QUsePI","100;2",2.59,"MG/time step","QUsePI","100;2",2.59,"MG/time step","QUsePI","100;2",2.59,"MG/time step",0]
["QUsePI","101;2",2.59,"MG/time step","QUsePI","101;2",2.59,"MG/time step","QUsePI","101;2",2.59,"MG/time step","QUsePI","101;2",2.59,"MG/time step","QUsePI","101;2",2.59,"MG/time step","QUsePI","101;2",2.59,"MG/time step",0]
["QUsePI","102;2",2.59,"MG/time step","QUsePI","102;2",2.59,"MG/time step","QUsePI","102;2",2.59,"MG/time step","QUsePI","102;2",2.59,"MG/time step","QUsePI","102;2",2.59,"MG/time step","QUsePI","102;2",2.59,"MG/time step",0]
["QUsePI","103;2",2.59,"MG/time step","QUsePI","103;2",2.59,"MG/time step","QUsePI","103;2",2.59,"MG/time step","QUsePI","103;2",2.59,"MG/time step","QUsePI","103;2",2.59,"MG/time step","QUsePI","103;2",2.59,"MG/time step",0]
["QUsePI","104;2",2.59,"MG/time step","QUsePI","104;2",2.59,"MG/time step","QUsePI","104;2",2.59,"MG/time step","QUsePI","104;2",2.59,"MG/time step","QUsePI","104;2",2.59,"MG/time step","QUsePI","104;2",2.59,"MG/time step",0]
["QUsePI","105;2",2.59,"MG/time step","QUsePI","105;2",2.59,"MG/time step","QUsePI","105;2",2.59,"MG/time step","QUsePI","105;2",2.59,"MG/time step","QUsePI","105;2",2.59,"MG/time step","QUsePI","105;2",2.59,"MG/time step",0]
["QUsePI","106;2",2.59,"MG/time step","QUsePI","106;2",2.59,"MG/time step","QUsePI","106;2",2.59,"MG/time step","QUsePI","106;2",2.59,"MG/time step","QUsePI","106;2",2.59,"MG/time step","QUsePI","106;2",2.59,"MG/time step",0]
["QUsePI","107;2",2.59,"MG/time step","QUsePI","107;2",2.59,"MG/time step","QUsePI","107;2",2.59,"MG/time step","QUsePI","107;2",2.59,"MG/time step","QUsePI","107;2",2.59,"MG/time step","QUsePI","107;2",2.59,"MG/time step",0]
["QUsePI","108;2",2.59,"MG/time step","QUsePI","108;2",2.59,"MG/time step","QUsePI","108;2",2.59,"MG/time step","QUsePI","108;2",2.59,"MG/time step","QUsePI","108;2",2.59,"MG/time step","QUsePI","108;2",2.59,"MG/time step",0]
["QUsePI","109;2",2.59,"MG/time step","QUsePI","109;2",2.59,"MG/time step","QUsePI","109;2",2.59,"MG/time step","QUsePI","109;2",2.59,"MG/time step","QUsePI","109;2",2.59,"MG/time step","QUsePI","109;2",2.59,"MG/time step",0]
["QUsePI","110;2",2.59,"MG/time step","QUsePI","110;2",2.59,"MG/time step","QUsePI","110;2",2.59,"MG/time step","QUsePI","110;2",2.59,"MG/time step","QUsePI","110;2",2.59,"MG/time step","QUsePI","110;2",2.59,"MG/time step",0]
["QUsePI","111;2",2.59,"MG/time step","QUsePI","111;2",2.59,"MG/time step","QUsePI","111;2",2.59,"MG/time step","QUsePI","111;2",2.59,"MG/time step","QUsePI","111;2",2.59,"MG/time step","QUsePI","111;2",2.59,"MG/time step",0]
["QUsePI","112;2",2.59,"MG/time step","QUsePI","112;2",2.59,"MG/time step","QUsePI","112;2",2.59,"MG/time step","QUsePI","112;2",2.59,"MG/time step","QUsePI","112;2",2.59,"MG/time step","QUsePI","112;2",2.59,"MG/time step",0]
["QUsePI","113;2",2.59,"MG/time step","QUsePI","113;2",2.59,"MG/time step","QUsePI","113;2",2.59,"MG/time step","QUsePI","113;2",2.59,"MG/time step","QUsePI","113;2",2.59,"MG/time step","QUsePI","113;2",2.59,"MG/time step",0]
["QUsePI","114;2",2.59,"MG/time step","QUsePI","114;2",2.59,"MG/time step","QUsePI","114;2",2.59,"MG/time step","QUsePI","114;2",2.59,"MG/time step","QUsePI","114;2",2.59,"MG/time step","QUsePI","114;2",2.59,"MG/time step",0]
["QUsePI","115;2",2.59,"MG/time step","QUsePI","115;2",2.59,"MG/time step","QUsePI","115;2",2.59,"MG/time step","QUsePI","115;2",2.59,"MG/time step","QUsePI","115;2",2.59,"MG/time step","QUsePI","115;2",2.59,"MG/time step",0]
["QUsePI","116;2",2.59,"MG/time step","QUsePI","116;2",2.59,"MG/time step","QUsePI","116;2",2.59,"MG/time step","QUsePI","116;2",2.59,"MG/time step","QUsePI","116;2",2.59,"MG/time step","QUsePI","116;2",2.59,"MG/time step",0]
["QUsePI","117;2",2.59,"MG/time step","QUsePI","117;2",2.59,"MG/time step","QUsePI","117;2",2.59,"MG/time step","QUsePI","117;2",2.59,"MG/time step","QUsePI","117;2",2.59,"MG/time step","QUsePI","117;2",2.59,"MG/time step",0]
["QUsePI","118;2",2.59,"MG/time step","QUsePI","118;2",2.59,"MG/time step","QUsePI","118;2",2.59,"MG/time step","QUsePI","118;2",2.59,"MG/time step","QUsePI","118;2",2.59,"MG/time step","QUsePI","118;2",2.59,"MG/time step",0]
["QUsePI","119;2",2.59,"MG/time step","QUsePI","119;2",2.59,"MG/time step","QUsePI","119;2",2.59,"MG/time step","QUsePI","119;2",2.59,"MG/time step","QUsePI","119;2",2.59,"MG/time step","QUsePI","119;2",2.59,"MG/time step",0]
["QUsePI","120;2",2.59,"MG/time step","QUsePI","120;2",2.59,"MG/time step","QUsePI","120;2",2.59,"MG/time step","QUsePI","120;2",2.59,"MG/time step","QUsePI","120;2",2.59,"MG/time step","QUsePI","120;2",2.59,"MG/time step",0]
["QUsePI","121;2",2.82,"MG/time step","QUsePI","121;2",2.82,"MG/time step","QUsePI","121;2",2.82,"MG/time step","QUsePI","121;2",2.82,"MG/time step","QUsePI","121;2",2.82,"MG/time step","QUsePI","121;2",2.82,"MG/time step",0]
["QUsePI","122;2",2.82,"MG/time step","QUsePI","122;2",2.82,"MG/time step","QUsePI","122;2",2.82,"MG/time step","QUsePI","122;2",2.82,"MG/time step","QUsePI","122;2",2.82,"MG/time step","QUsePI","122;2",2.82,"MG/time step",0]
["QUsePI","123;2",2.82,"MG/time step","QUsePI","123;2",2.82,"MG/time step","QUsePI","123;2",2.82,"MG/time step","QUsePI","123;2",2.82,"MG/time step","QUsePI","123;2",2.82,"MG/time step","QUsePI","123;2",2.82,"MG/time step",0]
["QUsePI","124;2",2.82,"MG/time step","QUsePI","124;2",2.82,"MG/time step","QUsePI","124;2",2.82,"MG/time step","QUsePI","124;2",2.82,"MG/time step","QUsePI","124;2",2.82,"MG/time step","QUsePI","124;2",2.82,"MG/time step",0]
["QUsePI","125;2",2.82,"MG/time step","QUsePI","125;2",2.82,"MG/time step","QUsePI","125;2",2.82,"MG/time step","QUsePI","125;2",2.82,"MG/time step","QUsePI","125;2",2.82,"MG/time step","QUsePI","125;2",2.82,"MG/time step",0]
["QUsePI","126;2",2.82,"MG/time step","QUsePI","126;2",2.82,"MG/time step","QUsePI","126;2",2.82,"MG/time step","QUsePI","126;2",2.82,"MG/time step","QUsePI","126;2",2.82,"MG/time step","QUsePI","126;2",2.82,"MG/time step",0]
["QUsePI","127;2",2.82,"MG/time step","QUsePI","127;2",2.82,"MG/time step","QUsePI","127;2",2.82,"MG/time step","QUsePI","127;2",2.82,"MG/time step","QUsePI","127;2",2.82,"MG/time step","QUsePI","127;2",2.82,"MG/time step",0]
["QUsePI","128;2",2.82,"MG/time step","QUsePI","128;2",2.82,"MG/time step","QUsePI","128;2",2.82,"MG/time step","QUsePI","128;2",2.82,"MG/time step","QUsePI","128;2",2.82,"MG/time step","QUsePI","128;2",2.82,"MG/time step",0]
["QUsePI","129;2",2.82,"MG/time step","QUsePI","129;2",2.82,"MG/time step","QUsePI","129;2",2.82,"MG/time step","QUsePI","129;2",2.82,"MG/time step","QUsePI","129;2",2.82,"MG/time step","QUsePI","129;2",2.82,"MG/time step",0]
["QUsePI","130;2",2.82,"MG/time step","QUsePI","130;2",2.82,"MG/time step","QUsePI","130;2",2.82,"MG/time step","QUsePI","130;2",2.82,"MG/time step","QUsePI","130;2",2.82,"MG/time step","QUsePI","130;2",2.82,"MG/time step",0]
["QUsePI","131;2",2.82,"MG/time step","QUsePI","131;2",2.82,"MG/time step","QUsePI","131;2",2.82,"MG/time step","QUsePI","131;2",2.82,"MG/time step","QUsePI","131;2",2.82,"MG/time step","QUsePI","131;2",2.82,"MG/time step",0]
["QUsePI","132;2",2.82,"MG/time step","QUsePI","132;2",2.82,"MG/time step","QUsePI","132;2",2.82,"MG/time step","QUsePI","132;2",2.82,"MG/time step","QUsePI","132;2",2.82,"MG/time step","QUsePI","132;2",2.82,"MG/time step",0]
["QUsePI","133;2",2.82,"MG/time step","QUsePI","133;2",2.82,"MG/time step","QUsePI","133;2",2.82,"MG/time step","QUsePI","133;2",2.82,"MG/time step","QUsePI","133;2",2.82,"MG/time step","QUsePI","133;2",2.82,"MG/time step",0]
["QUsePI","134;2",2.82,"MG/time step","QUsePI","134;2",2.82,"MG/time step","QUsePI","134;2",2.82,"MG/time step","QUsePI","134;2",2.82,"MG/time step","QUsePI","134;2",2.82,"MG/time step","QUsePI","134;2",2.82,"MG/time step",0]
["QUsePI","135;2",2.82,"MG/time step","QUsePI","135;2",2.82,"MG/time step","QUsePI","135;2",2.82,"MG/time step","QUsePI","135;2",2.82,"MG/time step","QUsePI","135;2",2.82,"MG/time step","QUsePI","135;2",2.82,"MG/time step",0]
["QUsePI","136;2",2.82,"MG/time step","QUsePI","136;2",2.82,"MG/time step","QUsePI","136;2",2.82,"MG/time step","QUsePI","136;2",2.82,"MG/time step","QUsePI","136;2",2.82,"MG/time step","QUsePI","136;2",2.82,"MG/time step",0]
["QUsePI","137;2",2.82,"MG/time step","QUsePI","137;2",2.82,"MG/time step","QUsePI","137;2",2.82,"MG/time step","QUsePI","137;2",2.82,"MG/time step","QUsePI","137;2",2.82,"MG/time step","QUsePI","137;2",2.82,"MG/time step",0]
["QUsePI","138;2",2.82,"MG/time step","QUsePI","138;2",2.82,"MG/time step","QUsePI","138;2",2.82,"MG/time step","QUsePI","138;2",2.82,"MG/time step","QUsePI","138;2",2.82,"MG/time step","QUsePI","138;2",2.82,"MG/time step",0]
["QUsePI","139;2",2.82,"MG/time step","QUsePI","139;2",2.82,"MG/time step","QUsePI","139;2",2.82,"MG/time step","QUsePI","139;2",2.82,"MG/time step","QUsePI","139;2",2.82,"MG/time step","QUsePI","139;2",2.82,"MG/time step",0]
["QUsePI","140;2",2.82,"MG/time step","QUsePI","140;2",2.82,"MG/time step","QUsePI","140;2",2.82,"MG/time step","QUsePI","140;2",2.82,"MG/time step","QUsePI","140;2",2.82,"MG/time step","QUsePI","140;2",2.82,"MG/time step",{"$f":"IF(ISNUMBER(C836),IF(AVERAGE(C836,G836,K836,O836,S836,W836)<>MAX(C836,G836,K836,O836,S836,W836),1,0),\"\")","v":0}]
["QUsePI","141;2",2.82,"MG/time step","QUsePI","141;2",2.82,"MG/time step","QUsePI","141;2",2.82,"MG/time step","QUsePI","141;2",2.82,"MG/time step","QUsePI","141;2",2.82,"MG/time step","QUsePI","141;2",2.82,"MG/time step",0]
["QUsePI","142;2",2.82,"MG/time step","QUsePI","142;2",2.82,"MG/time step","QUsePI","142;2",2.82,"MG/time step","QUsePI","142;2",2.82,"MG/time step","QUsePI","142;2",2.82,"MG/time step","QUsePI","142;2",2.82,"MG/time step",0]
["QUsePI","143;2",2.82,"MG/time step","QUsePI","143;2",2.82,"MG/time step","QUsePI","143;2",2.82,"MG/time step","QUsePI","143;2",2.82,"MG/time step","QUsePI","143;2",2.82,"MG/time step","QUsePI","143;2",2.82,"MG/time step",0]
["QUsePI","144;2",2.82,"MG/time step","QUsePI","144;2",2.82,"MG/time step","QUsePI","144;2",2.82,"MG/time step","QUsePI","144;2",2.82,"MG/time step","QUsePI","144;2",2.82,"MG/time step","QUsePI","144;2",2.82,"MG/time step",0]
["QUsePI","145;2",2.82,"MG/time step","QUsePI","145;2",2.82,"MG/time step","QUsePI","145;2",2.82,"MG/time step","QUsePI","145;2",2.82,"MG/time step","QUsePI","145;2",2.82,"MG/time step","QUsePI","145;2",2.82,"MG/time step",0]
["QUsePI","146;2",2.82,"MG/time step","QUsePI","146;2",2.82,"MG/time step","QUsePI","146;2",2.82,"MG/time step","QUsePI","146;2",2.82,"MG/time step","QUsePI","146;2",2.82,"MG/time step","QUsePI","146;2",2.82,"MG/time step",0]
["QUsePI","147;2",2.82,"MG/time step","QUsePI","147;2",2.82,"MG/time step","QUsePI","147;2",2.82,"MG/time step","QUsePI","147;2",2.82,"MG/time step","QUsePI","147;2",2.82,"MG/time step","QUsePI","147;2",2.82,"MG/time step",0]
["QUsePI","148;2",2.82,"MG/time step","QUsePI","148;2",2.82,"MG/time step","QUsePI","148;2",2.82,"MG/time step","QUsePI","148;2",2.82,"MG/time step","QUsePI","148;2",2.82,"MG/time step","QUsePI","148;2",2.82,"MG/time step",0]
["QUsePI","149;2",2.82,"MG/time step","QUsePI","149;2",2.82,"MG/time step","QUsePI","149;2",2.82,"MG/time step","QUsePI","149;2",2.82,"MG/time step","QUsePI","149;2",2.82,"MG/time step","QUsePI","149;2",2.82,"MG/time step",0]
["QUsePI","150;2",2.82,"MG/time step","QUsePI","150;2",2.82,"MG/time step","QUsePI","150;2",2.82,"MG/time step","QUsePI","150;2",2.82,"MG/time step","QUsePI","150;2",2.82,"MG/time step","QUsePI","150;2",2.82,"MG/time step",0]
["QUsePI","151;2",2.82,"MG/time step","QUsePI","151;2",2.82,"MG/time step","QUsePI","151;2",2.82,"MG/time step","QUsePI","151;2",2.82,"MG/time step","QUsePI","151;2",2.82,"MG/time step","QUsePI","151;2",2.82,"MG/time step",0]
["QUsePI","152;2",3.11,"MG/time step","QUsePI","152;2",3.11,"MG/time step","QUsePI","152;2",3.11,"MG/time step","QUsePI","152;2",3.11,"MG/time step","QUsePI","152;2",3.11,"MG/time step","QUsePI","152;2",3.11,"MG/time step",0]
["QUsePI","153;2",3.11,"MG/time step","QUsePI","153;2",3.11,"MG/time step","QUsePI","153;2",3.11,"MG/time step","QUsePI","153;2",3.11,"MG/time step","QUsePI","153;2",3.11,"MG/time step","QUsePI","153;2",3.11,"MG/time step",0]
["QUsePI","154;2",3.11,"MG/time step","QUsePI","154;2",3.11,"MG/time step","QUsePI","154;2",3.11,"MG/time step","QUsePI","154;2",3.11,"MG/time step","QUsePI","154;2",3.11,"MG/time step","QUsePI","154;2",3.11,"MG/time step",0]
["QUsePI","155;2",3.11,"MG/time step","QUsePI","155;2",3.11,"MG/time step","QUsePI","155;2",3.11,"MG/time step","QUsePI","155;2",3.11,"MG/time step","QUsePI","155;2",3.11,"MG/time step","QUsePI","155;2",3.11,"MG/time step",0]
["QUsePI","156;2",3.11,"MG/time step","QUsePI","156;2",3.11,"MG/time step","QUsePI","156;2",3.11,"MG/time step","QUsePI","156;2",3.11,"MG/time step","QUsePI","156;2",3.11,"MG/time step","QUsePI","156;2",3.11,"MG/time step",0]
["QUsePI","157;2",3.11,"MG/time step","QUsePI","157;2",3.11,"MG/time step","QUsePI","157;2",3.11,"MG/time step","QUsePI","157;2",3.11,"MG/time step","QUsePI","157;2",3.11,"MG/time step","QUsePI","157;2",3.11,"MG/time step",0]
["QUsePI","158;2",3.11,"MG/time step","QUsePI","158;2",3.11,"MG/time step","QUsePI","158;2",3.11,"MG/time step","QUsePI","158;2",3.11,"MG/time step","QUsePI","158;2",3.11,"MG/time step","QUsePI","158;2",3.11,"MG/time step",0]
["QUsePI","159;2",3.11,"MG/time step","QUsePI","159;2",3.11,"MG/time step","QUsePI","159;2",3.11,"MG/time step","QUsePI","159;2",3.11,"MG/time step","QUsePI","159;2",3.11,"MG/time step","QUsePI","159;2",3.11,"MG/time step",0]
["QUsePI","160;2",3.11,"MG/time step","QUsePI","160;2",3.11,"MG/time step","QUsePI","160;2",3.11,"MG/time step","QUsePI","160;2",3.11,"MG/time step","QUsePI","160;2",3.11,"MG/time step","QUsePI","160;2",3.11,"MG/time step",0]
["QUsePI","161;2",3.11,"MG/time step","QUsePI","161;2",3.11,"MG/time step","QUsePI","161;2",3.11,"MG/time step","QUsePI","161;2",3.11,"MG/time step","QUsePI","161;2",3.11,"MG/time step","QUsePI","161;2",3.11,"MG/time step",0]
["QUsePI","162;2",3.11,"MG/time step","QUsePI","162;2",3.11,"MG/time step","QUsePI","162;2",3.11,"MG/time step","QUsePI","162;2",3.11,"MG/time step","QUsePI","162;2",3.11,"MG/time step","QUsePI","162;2",3.11,"MG/time step",0]
["QUsePI","163;2",3.11,"MG/time step","QUsePI","163;2",3.11,"MG/time step","QUsePI","163;2",3.11,"MG/time step","QUsePI","163;2",3.11,"MG/time step","QUsePI","163;2",3.11,"MG/time step","QUsePI","163;2",3.11,"MG/time step",0]
["QUsePI","164;2",3.11,"MG/time step","QUsePI","164;2",3.11,"MG/time step","QUsePI","164;2",3.11,"MG/time step","QUsePI","164;2",3.11,"MG/time step","QUsePI","164;2",3.11,"MG/time step","QUsePI","164;2",3.11,"MG/time step",0]
["QUsePI","165;2",3.11,"MG/time step","QUsePI","165;2",3.11,"MG/time step","QUsePI","165;2",3.11,"MG/time step","QUsePI","165;2",3.11,"MG/time step","QUsePI","165;2",3.11,"MG/time step","QUsePI","165;2",3.11,"MG/time step",0]
["QUsePI","166;2",3.11,"MG/time step","QUsePI","166;2",3.11,"MG/time step","QUsePI","166;2",3.11,"MG/time step","QUsePI","166;2",3.11,"MG/time step","QUsePI","166;2",3.11,"MG/time step","QUsePI","166;2",3.11,"MG/time step",0]
["QUsePI","167;2",3.11,"MG/time step","QUsePI","167;2",3.11,"MG/time step","QUsePI","167;2",3.11,"MG/time step","QUsePI","167;2",3.11,"MG/time step","QUsePI","167;2",3.11,"MG/time step","QUsePI","167;2",3.11,"MG/time step",0]
["QUsePI","168;2",3.11,"MG/time step","QUsePI","168;2",3.11,"MG/time step","QUsePI","168;2",3.11,"MG/time step","QUsePI","168;2",3.11,"MG/time step","QUsePI","168;2",3.11,"MG/time step","QUsePI","168;2",3.11,"MG/time step",0]
["QUsePI","169;2",3.11,"MG/time step","QUsePI","169;2",3.11,"MG/time step","QUsePI","169;2",3.11,"MG/time step","QUsePI","169;2",3.11,"MG/time step","QUsePI","169;2",3.11,"MG/time step","QUsePI","169;2",3.11,"MG/time step",0]
["QUsePI","170;2",3.11,"MG/time step","QUsePI","170;2",3.11,"MG/time step","QUsePI","170;2",3.11,"MG/time step","QUsePI","170;2",3.11,"MG/time step","QUsePI","170;2",3.11,"MG/time step","QUsePI","170;2",3.11,"MG/time step",0]
["QUsePI","171;2",3.11,"MG/time step","QUsePI","171;2",3.11,"MG/time step","QUsePI","171;2",3.11,"MG/time step","QUsePI","171;2",3.11,"MG/time step","QUsePI","171;2",3.11,"MG/time step","QUsePI","171;2",3.11,"MG/time step",0]
["QUsePI","172;2",3.11,"MG/time step","QUsePI","172;2",3.11,"MG/time step","QUsePI","172;2",3.11,"MG/time step","QUsePI","172;2",3.11,"MG/time step","QUsePI","172;2",3.11,"MG/time step","QUsePI","172;2",3.11,"MG/time step",0]
["QUsePI","173;2",3.11,"MG/time step","QUsePI","173;2",3.11,"MG/time step","QUsePI","173;2",3.11,"MG/time step","QUsePI","173;2",3.11,"MG/time step","QUsePI","173;2",3.11,"MG/time step","QUsePI","173;2",3.11,"MG/time step",0]
["QUsePI","174;2",3.11,"MG/time step","QUsePI","174;2",3.11,"MG/time step","QUsePI","174;2",3.11,"MG/time step","QUsePI","174;2",3.11,"MG/time step","QUsePI","174;2",3.11,"MG/time step","QUsePI","174;2",3.11,"MG/time step",0]
["QUsePI","175;2",3.11,"MG/time step","QUsePI","175;2",3.11,"MG/time step","QUsePI","175;2",3.11,"MG/time step","QUsePI","175;2",3.11,"MG/time step","QUsePI","175;2",3.11,"MG/time step","QUsePI","175;2",3.11,"MG/time step",0]
["QUsePI","176;2",3.11,"MG/time step","QUsePI","176;2",3.11,"MG/time step","QUsePI","176;2",3.11,"MG/time step","QUsePI","176;2",3.11,"MG/time step","QUsePI","176;2",3.11,"MG/time step","QUsePI","176;2",3.11,"MG/time step",0]
["QUsePI","177;2",3.11,"MG/time step","QUsePI","177;2",3.11,"MG/time step","QUsePI","177;2",3.11,"MG/time step","QUsePI","177;2",3.11,"MG/time step","QUsePI","177;2",3.11,"MG/time step","QUsePI","177;2",3.11,"MG/time step",0]
["QUsePI","178;2",3.11,"MG/time step","QUsePI","178;2",3.11,"MG/time step","QUsePI","178;2",3.11,"MG/time step","QUsePI","178;2",3.11,"MG/time step","QUsePI","178;2",3.11,"MG/time step","QUsePI","178;2",3.11,"MG/time step",0]
["QUsePI","179;2",3.11,"MG/time step","QUsePI","179;2",3.11,"MG/time step","QUsePI","179;2",3.11,"MG/time step","QUsePI","179;2",3.11,"MG/time step","QUsePI","179;2",3.11,"MG/time step","QUsePI","179;2",3.11,"MG/time step",0]
["QUsePI","180;2",3.11,"MG/time step","QUsePI","180;2",3.11,"MG/time step","QUsePI","180;2",3.11,"MG/time step","QUsePI","180;2",3.11,"MG/time step","QUsePI","180;2",3.11,"MG/time step","QUsePI","180;2",3.11,"MG/time step",0]
["QUsePI","181;2",3.11,"MG/time step","QUsePI","181;2",3.11,"MG/time step","QUsePI","181;2",3.11,"MG/time step","QUsePI","181;2",3.11,"MG/time step","QUsePI","181;2",3.11,"MG/time step","QUsePI","181;2",3.11,"MG/time step",0]
["QUsePI","182;2",3.83,"MG/time step","QUsePI","182;2",3.83,"MG/time step","QUsePI","182;2",3.83,"MG/time step","QUsePI","182;2",3.83,"MG/time step","QUsePI","182;2",3.83,"MG/time step","QUsePI","182;2",3.83,"MG/time step",0]
["QUsePI","183;2",3.83,"MG/time step","QUsePI","183;2",3.83,"MG/time step","QUsePI","183;2",3.83,"MG/time step","QUsePI","183;2",3.83,"MG/time step","QUsePI","183;2",3.83,"MG/time step","QUsePI","183;2",3.83,"MG/time step",0]
["QUsePI","184;2",3.83,"MG/time step","QUsePI","184;2",3.83,"MG/time step","QUsePI","184;2",3.83,"MG/time step","QUsePI","184;2",3.83,"MG/time step","QUsePI","184;2",3.83,"MG/time step","QUsePI","184;2",3.83,"MG/time step",0]
["QUsePI","185;2",3.83,"MG/time step","QUsePI","185;2",3.83,"MG/time step","QUsePI","185;2",3.83,"MG/time step","QUsePI","185;2",3.83,"MG/time step","QUsePI","185;2",3.83,"MG/time step","QUsePI","185;2",3.83,"MG/time step",0]
["QUsePI","186;2",3.83,"MG/time step","QUsePI","186;2",3.83,"MG/time step","QUsePI","186;2",3.83,"MG/time step","QUsePI","186;2",3.83,"MG/time step","QUsePI","186;2",3.83,"MG/time step","QUsePI","186;2",3.83,"MG/time step",0]
["QUsePI","187;2",3.83,"MG/time step","QUsePI","187;2",3.83,"MG/time step","QUsePI","187;2",3.83,"MG/time step","QUsePI","187;2",3.83,"MG/time step","QUsePI","187;2",3.83,"MG/time step","QUsePI","187;2",3.83,"MG/time step",0]
["QUsePI","188;2",3.83,"MG/time step","QUsePI","188;2",3.83,"MG/time step","QUsePI","188;2",3.83,"MG/time step","QUsePI","188;2",3.83,"MG/time step","QUsePI","188;2",3.83,"MG/time step","QUsePI","188;2",3.83,"MG/time step",0]
["QUsePI","189;2",3.83,"MG/time step","QUsePI","189;2",3.83,"MG/time step","QUsePI","189;2",3.83,"MG/time step","QUsePI","189;2",3.83,"MG/time step","QUsePI","189;2",3.83,"MG/time step","QUsePI","189;2",3.83,"MG/time step",0]
["QUsePI","190;2",3.83,"MG/time step","QUsePI","190;2",3.83,"MG/time step","QUsePI","190;2",3.83,"MG/time step","QUsePI","190;2",3.83,"MG/time step","QUsePI","190;2",3.83,"MG/time step","QUsePI","190;2",3.83,"MG/time step",0]
["QUsePI","191;2",3.83,"MG/time step","QUsePI","191;2",3.83,"MG/time step","QUsePI","191;2",3.83,"MG/time step","QUsePI","191;2",3.83,"MG/time step","QUsePI","191;2",3.83,"MG/time step","QUsePI","191;2",3.83,"MG/time step",0]
["QUsePI","192;2",3.83,"MG/time step","QUsePI","192;2",3.83,"MG/time step","QUsePI","192;2",3.83,"MG/time step","QUsePI","192;2",3.83,"MG/time step","QUsePI","192;2",3.83,"MG/time step","QUsePI","192;2",3.83,"MG/time step",0]
["QUsePI","193;2",3.83,"MG/time step","QUsePI","193;2",3.83,"MG/time step","QUsePI","193;2",3.83,"MG/time step","QUsePI","193;2",3.83,"MG/time step","QUsePI","193;2",3.83,"MG/time step","QUsePI","193;2",3.83,"MG/time step",0]
["QUsePI","194;2",3.83,"MG/time step","QUsePI","194;2",3.83,"MG/time step","QUsePI","194;2",3.83,"MG/time step","QUsePI","194;2",3.83,"MG/time step","QUsePI","194;2",3.83,"MG/time step","QUsePI","194;2",3.83,"MG/time step",0]
["QUsePI","195;2",3.83,"MG/time step","QUsePI","195;2",3.83,"MG/time step","QUsePI","195;2",3.83,"MG/time step","QUsePI","195;2",3.83,"MG/time step","QUsePI","195;2",3.83,"MG/time step","QUsePI","195;2",3.83,"MG/time step",0]
["QUsePI","196;2",3.83,"MG/time step","QUsePI","196;2",3.83,"MG/time step","QUsePI","196;2",3.83,"MG/time step","QUsePI","196;2",3.83,"MG/time step","QUsePI","196;2",3.83,"MG/time step","QUsePI","196;2",3.83,"MG/time step",0]
["QUsePI","197;2",3.83,"MG/time step","QUsePI","197;2",3.83,"MG/time step","QUsePI","197;2",3.83,"MG/time step","QUsePI","197;2",3.83,"MG/time step","QUsePI","197;2",3.83,"MG/time step","QUsePI","197;2",3.83,"MG/time step",0]
["QUsePI","198;2",3.83,"MG/time step","QUsePI","198;2",3.83,"MG/time step","QUsePI","198;2",3.83,"MG/time step","QUsePI","198;2",3.83,"MG/time step","QUsePI","198;2",3.83,"MG/time step","QUsePI","198;2",3.83,"MG/time step",0]
["QUsePI","199;2",3.83,"MG/time step","QUsePI","199;2",3.83,"MG/time step","QUsePI","199;2",3.83,"MG/time step","QUsePI","199;2",3.83,"MG/time step","QUsePI","199;2",3.83,"MG/time step","QUsePI","199;2",3.83,"MG/time step",0]
["QUsePI","200;2",3.83,"MG/time step","QUsePI","200;2",3.83,"MG/time step","QUsePI","200;2",3.83,"MG/time step","QUsePI","200;2",3.83,"MG/time step","QUsePI","200;2",3.83,"MG/time step","QUsePI","200;2",3.83,"MG/time step",0]
["QUsePI","201;2",3.83,"MG/time step","QUsePI","201;2",3.83,"MG/time step","QUsePI","201;2",3.83,"MG/time step","QUsePI","201;2",3.83,"MG/time step","QUsePI","201;2",3.83,"MG/time step","QUsePI","201;2",3.83,"MG/time step",0]
["QUsePI","202;2",3.83,"MG/time step","QUsePI","202;2",3.83,"MG/time step","QUsePI","202;2",3.83,"MG/time step","QUsePI","202;2",3.83,"MG/time step","QUsePI","202;2",3.83,"MG/time step","QUsePI","202;2",3.83,"MG/time step",0]
["QUsePI","203;2",3.83,"MG/time step","QUsePI","203;2",3.83,"MG/time step","QUsePI","203;2",3.83,"MG/time step","QUsePI","203;2",3.83,"MG/time step","QUsePI","203;2",3.83,"MG/time step","QUsePI","203;2",3.83,"MG/time step",0]
["QUsePI","204;2",3.83,"MG/time step","QUsePI","204;2",3.83,"MG/time step","QUsePI","204;2",3.83,"MG/time step","QUsePI","204;2",3.83,"MG/time step","QUsePI","204;2",3.83,"MG/time step","QUsePI","204;2",3.83,"MG/time step",{"$f":"IF(ISNUMBER(C900),IF(AVERAGE(C900,G900,K900,O900,S900,W900)<>MAX(C900,G900,K900,O900,S900,W900),1,0),\"\")","v":0}]
["QUsePI","205;2",3.83,"MG/time step","QUsePI","205;2",3.83,"MG/time step","QUsePI","205;2",3.83,"MG/time step","QUsePI","205;2",3.83,"MG/time step","QUsePI","205;2",3.83,"MG/time step","QUsePI","205;2",3.83,"MG/time step",0]
["QUsePI","206;2",3.83,"MG/time step","QUsePI","206;2",3.83,"MG/time step","QUsePI","206;2",3.83,"MG/time step","QUsePI","206;2",3.83,"MG/time step","QUsePI","206;2",3.83,"MG/time step","QUsePI","206;2",3.83,"MG/time step",0]
["QUsePI","207;2",3.83,"MG/time step","QUsePI","207;2",3.83,"MG/time step","QUsePI","207;2",3.83,"MG/time step","QUsePI","207;2",3.83,"MG/time step","QUsePI","207;2",3.83,"MG/time step","QUsePI","207;2",3.83,"MG/time step",0]
["QUsePI","208;2",3.83,"MG/time step","QUsePI","208;2",3.83,"MG/time step","QUsePI","208;2",3.83,"MG/time step","QUsePI","208;2",3.83,"MG/time step","QUsePI","208;2",3.83,"MG/time step","QUsePI","208;2",3.83,"MG/time step",0]
["QUsePI","209;2",3.83,"MG/time step","QUsePI","209;2",3.83,"MG/time step","QUsePI","209;2",3.83,"MG/time step","QUsePI","209;2",3.83,"MG/time step","QUsePI","209;2",3.83,"MG/time step","QUsePI","209;2",3.83,"MG/time step",0]
["QUsePI","210;2",3.83,"MG/time step","QUsePI","210;2",3.83,"MG/time step","QUsePI","210;2",3.83,"MG/time step","QUsePI","210;2",3.83,"MG/time step","QUsePI","210;2",3.83,"MG/time step","QUsePI","210;2",3.83,"MG/time step",0]
["QUsePI","211;2",3.83,"MG/time step","QUsePI","211;2",3.83,"MG/time step","QUsePI","211;2",3.83,"MG/time step","QUsePI","211;2",3.83,"MG/time step","QUsePI","211;2",3.83,"MG/time step","QUsePI","211;2",3.83,"MG/time step",0]
["QUsePI","212;2",3.83,"MG/time step","QUsePI","212;2",3.83,"MG/time step","QUsePI","212;2",3.83,"MG/time step","QUsePI","212;2",3.83,"MG/time step","QUsePI","212;2",3.83,"MG/time step","QUsePI","212;2",3.83,"MG/time step",0]
["QUsePI","213;2",3.54,"MG/time step","QUsePI","213;2",3.54,"MG/time step","QUsePI","213;2",3.54,"MG/time step","QUsePI","213;2",3.54,"MG/time step","QUsePI","213;2",3.54,"MG/time step","QUsePI","213;2",3.54,"MG/time step",0]
["QUsePI","214;2",3.54,"MG/time step","QUsePI","214;2",3.54,"MG/time step","QUsePI","214;2",3.54,"MG/time step","QUsePI","214;2",3.54,"MG/time step","QUsePI","214;2",3.54,"MG/time step","QUsePI","214;2",3.54,"MG/time step",0]
["QUsePI","215;2",3.54,"MG/time step","QUsePI","215;2",3.54,"MG/time step","QUsePI","215;2",3.54,"MG/time step","QUsePI","215;2",3.54,"MG/time step","QUsePI","215;2",3.54,"MG/time step","QUsePI","215;2",3.54,"MG/time step",0]
["QUsePI","216;2",3.54,"MG/time step","QUsePI","216;2",3.54,"MG/time step","QUsePI","216;2",3.54,"MG/time step","QUsePI","216;2",3.54,"MG/time step","QUsePI","216;2",3.54,"MG/time step","QUsePI","216;2",3.54,"MG/time step",0]
["QUsePI","217;2",3.54,"MG/time step","QUsePI","217;2",3.54,"MG/time step","QUsePI","217;2",3.54,"MG/time step","QUsePI","217;2",3.54,"MG/time step","QUsePI","217;2",3.54,"MG/time step","QUsePI","217;2",3.54,"MG/time step",0]
["QUsePI","218;2",3.54,"MG/time step","QUsePI","218;2",3.54,"MG/time step","QUsePI","218;2",3.54,"MG/time step","QUsePI","218;2",3.54,"MG/time step","QUsePI","218;2",3.54,"MG/time step","QUsePI","218;2",3.54,"MG/time step",0]
["QUsePI","219;2",3.54,"MG/time step","QUsePI","219;2",3.54,"MG/time step","QUsePI","219;2",3.54,"MG/time step","QUsePI","219;2",3.54,"MG/time step","QUsePI","219;2",3.54,"MG/time step","QUsePI","219;2",3.54,"MG/time step",0]
["QUsePI","220;2",3.54,"MG/time step","QUsePI","220;2",3.54,"MG/time step","QUsePI","220;2",3.54,"MG/time step","QUsePI","220;2",3.54,"MG/time step","QUsePI","220;2",3.54,"MG/time step","QUsePI","220;2",3.54,"MG/time step",0]
["QUsePI","221;2",3.54,"MG/time step","QUsePI","221;2",3.54,"MG/time step","QUsePI","221;2",3.54,"MG/time step","QUsePI","221;2",3.54,"MG/time step","QUsePI","221;2",3.54,"MG/time step","QUsePI","221;2",3.54,"MG/time step",0]
["QUsePI","222;2",3.54,"MG/time step","QUsePI","222;2",3.54,"MG/time step","QUsePI","222;2",3.54,"MG/time step","QUsePI","222;2",3.54,"MG/time step","QUsePI","222;2",3.54,"MG/time step","QUsePI","222;2",3.54,"MG/time step",0]
["QUsePI","223;2",3.54,"MG/time step","QUsePI","223;2",3.54,"MG/time step","QUsePI","223;2",3.54,"MG/time step","QUsePI","223;2",3.54,"MG/time step","QUsePI","223;2",3.54,"MG/time step","QUsePI","223;2",3.54,"MG/time step",0]
["QUsePI","224;2",3.54,"MG/time step","QUsePI","224;2",3.54,"MG/time step","QUsePI","224;2",3.54,"MG/time step","QUsePI","224;2",3.54,"MG/time step","QUsePI","224;2",3.54,"MG/time step","QUsePI","224;2",3.54,"MG/time step",0]
["QUsePI","225;2",3.54,"MG/time step","QUsePI","225;2",3.54,"MG/time step","QUsePI","225;2",3.54,"MG/time step","QUsePI","225;2",3.54,"MG/time step","QUsePI","225;2",3.54,"MG/time step","QUsePI","225;2",3.54,"MG/time step",0]
["QUsePI","226;2",3.54,"MG/time step","QUsePI","226;2",3.54,"MG/time step","QUsePI","226;2",3.54,"MG/time step","QUsePI","226;2",3.54,"MG/time step","QUsePI","226;2",3.54,"MG/time step","QUsePI","226;2",3.54,"MG/time step",0]
["QUsePI","227;2",3.54,"MG/time step","QUsePI","227;2",3.54,"MG/time step","QUsePI","227;2",3.54,"MG/time step","QUsePI","227;2",3.54,"MG/time step","QUsePI","227;2",3.54,"MG/time step","QUsePI","227;2",3.54,"MG/time step",0]
["QUsePI","228;2",3.54,"MG/time step","QUsePI","228;2",3.54,"MG/time step","QUsePI","228;2",3.54,"MG/time step","QUsePI","228;2",3.54,"MG/time step","QUsePI","228;2",3.54,"MG/time step","QUsePI","228;2",3.54,"MG/time step",0]
["QUsePI","229;2",3.54,"MG/time step","QUsePI","229;2",3.54,"MG/time step","QUsePI","229;2",3.54,"MG/time step","QUsePI","229;2",3.54,"MG/time step","QUsePI","229;2",3.54,"MG/time step","QUsePI","229;2",3.54,"MG/time step",0]
["QUsePI","230;2",3.54,"MG/time step","QUsePI","230;2",3.54,"MG/time step","QUsePI","230;2",3.54,"MG/time step","QUsePI","230;2",3.54,"MG/time step","QUsePI","230;2",3.54,"MG/time step","QUsePI","230;2",3.54,"MG/time step",0]
["QUsePI","231;2",3.54,"MG/time step","QUsePI","231;2",3.54,"MG/time step","QUsePI","231;2",3.54,"MG/time step","QUsePI","231;2",3.54,"MG/time step","QUsePI","231;2",3.54,"MG/time step","QUsePI","231;2",3.54,"MG/time step",0]
["QUsePI","232;2",3.54,"MG/time step","QUsePI","232;2",3.54,"MG/time step","QUsePI","232;2",3.54,"MG/time step","QUsePI","232;2",3.54,"MG/time step","QUsePI","232;2",3.54,"MG/time step","QUsePI","232;2",3.54,"MG/time step",0]
["QUsePI","233;2",3.54,"MG/time step","QUsePI","233;2",3.54,"MG/time step","QUsePI","233;2",3.54,"MG/time step","QUsePI","233;2",3.54,"MG/time step","QUsePI","233;2",3.54,"MG/time step","QUsePI","233;2",3.54,"MG/time step",0]
["QUsePI","234;2",3.54,"MG/time step","QUsePI","234;2",3.54,"MG/time step","QUsePI","234;2",3.54,"MG/time step","QUsePI","234;2",3.54,"MG/time step","QUsePI","234;2",3.54,"MG/time step","QUsePI","234;2",3.54,"MG/time step",0]
["QUsePI","235;2",3.54,"MG/time step","QUsePI","235;2",3.54,"MG/time step","QUsePI","235;2",3.54,"MG/time step","QUsePI","235;2",3.54,"MG/time step","QUsePI","235;2",3.54,"MG/time step","QUsePI","235;2",3.54,"MG/time step",0]
["QUsePI","236;2",3.54,"MG/time step","QUsePI","236;2",3.54,"MG/time step","QUsePI","236;2",3.54,"MG/time step","QUsePI","236;2",3.54,"MG/time step","QUsePI","236;2",3.54,"MG/time step","QUsePI","236;2",3.54,"MG/time step",0]
["QUsePI","237;2",3.54,"MG/time step","QUsePI","237;2",3.54,"MG/time step","QUsePI","237;2",3.54,"MG/time step","QUsePI","237;2",3.54,"MG/time step","QUsePI","237;2",3.54,"MG/time step","QUsePI","237;2",3.54,"MG/time step",0]
["QUsePI","238;2",3.54,"MG/time step","QUsePI","238;2",3.54,"MG/time step","QUsePI","238;2",3.54,"MG/time step","QUsePI","238;2",3.54,"MG/time step","QUsePI","238;2",3.54,"MG/time step","QUsePI","238;2",3.54,"MG/time step",0]
["QUsePI","239;2",3.54,"MG/time step","QUsePI","239;2",3.54,"MG/time step","QUsePI","239;2",3.54,"MG/time step","QUsePI","239;2",3.54,"MG/time step","QUsePI","239;2",3.54,"MG/time step","QUsePI","239;2",3.54,"MG/time step",0]
["QUsePI","240;2",3.54,"MG/time step","QUsePI","240;2",3.54,"MG/time step","QUsePI","240;2",3.54,"MG/time step","QUsePI","240;2",3.54,"MG/time step","QUsePI","240;2",3.54,"MG/time step","QUsePI","240;2",3.54,"MG/time step",0]
["QUsePI","241;2",3.54,"MG/time step","QUsePI","241;2",3.54,"MG/time step","QUsePI","241;2",3.54,"MG/time step","QUsePI","241;2",3.54,"MG/time step","QUsePI","241;2",3.54,"MG/time step","QUsePI","241;2",3.54,"MG/time step",0]
["QUsePI","242;2",3.54,"MG/time step","QUsePI","242;2",3.54,"MG/time step","QUsePI","242;2",3.54,"MG/time step","QUsePI","242;2",3.54,"MG/time step","QUsePI","242;2",3.54,"MG/time step","QUsePI","242;2",3.54,"MG/time step",0]
["QUsePI","243;2",3.54,"MG/time step","QUsePI","243;2",3.54,"MG/time step","QUsePI","243;2",3.54,"MG/time step","QUsePI","243;2",3.54,"MG/time step","QUsePI","243;2",3.54,"MG/time step","QUsePI","243;2",3.54,"MG/time step",0]
["QUsePI","244;2",2.79,"MG/time step","QUsePI","244;2",2.79,"MG/time step","QUsePI","244;2",2.79,"MG/time step","QUsePI","244;2",2.79,"MG/time step","QUsePI","244;2",2.79,"MG/time step","QUsePI","244;2",2.79,"MG/time step",0]
["QUsePI","245;2",2.79,"MG/time step","QUsePI","245;2",2.79,"MG/time step","QUsePI","245;2",2.79,"MG/time step","QUsePI","245;2",2.79,"MG/time step","QUsePI","245;2",2.79,"MG/time step","QUsePI","245;2",2.79,"MG/time step",0]
["QUsePI","246;2",2.79,"MG/time step","QUsePI","246;2",2.79,"MG/time step","QUsePI","246;2",2.79,"MG/time step","QUsePI","246;2",2.79,"MG/time step","QUsePI","246;2",2.79,"MG/time step","QUsePI","246;2",2.79,"MG/time step",0]
["QUsePI","247;2",2.79,"MG/time step","QUsePI","247;2",2.79,"MG/time step","QUsePI","247;2",2.79,"MG/time step","QUsePI","247;2",2.79,"MG/time step","QUsePI","247;2",2.79,"MG/time step","QUsePI","247;2",2.79,"MG/time step",0]
["QUsePI","248;2",2.79,"MG/time step","QUsePI","248;2",2.79,"MG/time step","QUsePI","248;2",2.79,"MG/time step","QUsePI","248;2",2.79,"MG/time step","QUsePI","248;2",2.79,"MG/time step","QUsePI","248;2",2.79,"MG/time step",0]
["QUsePI","249;2",2.79,"MG/time step","QUsePI","249;2",2.79,"MG/time step","QUsePI","249;2",2.79,"MG/time step","QUsePI","249;2",2.79,"MG/time step","QUsePI","249;2",2.79,"MG/time step","QUsePI","249;2",2.79,"MG/time step",0]
["QUsePI","250;2",2.79,"MG/time step","QUsePI","250;2",2.79,"MG/time step","QUsePI","250;2",2.79,"MG/time step","QUsePI","250;2",2.79,"MG/time step","QUsePI","250;2",2.79,"MG/time step","QUsePI","250;2",2.79,"MG/time step",0]
["QUsePI","251;2",2.79,"MG/time step","QUsePI","251;2",2.79,"MG/time step","QUsePI","251;2",2.79,"MG/time step","QUsePI","251;2",2.79,"MG/time step","QUsePI","251;2",2.79,"MG/time step","QUsePI","251;2",2.79,"MG/time step",0]
["QUsePI","252;2",2.79,"MG/time step","QUsePI","252;2",2.79,"MG/time step","QUsePI","252;2",2.79,"MG/time step","QUsePI","252;2",2.79,"MG/time step","QUsePI","252;2",2.79,"MG/time step","QUsePI","252;2",2.79,"MG/time step",0]
["QUsePI","253;2",2.79,"MG/time step","QUsePI","253;2",2.79,"MG/time step","QUsePI","253;2",2.79,"MG/time step","QUsePI","253;2",2.79,"MG/time step","QUsePI","253;2",2.79,"MG/time step","QUsePI","253;2",2.79,"MG/time step",0]
["QUsePI","254;2",2.79,"MG/time step","QUsePI","254;2",2.79,"MG/time step","QUsePI","254;2",2.79,"MG/time step","QUsePI","254;2",2.79,"MG/time step","QUsePI","254;2",2.79,"MG/time step","QUsePI","254;2",2.79,"MG/time step",0]
["QUsePI","255;2",2.79,"MG/time step","QUsePI","255;2",2.79,"MG/time step","QUsePI","255;2",2.79,"MG/time step","QUsePI","255;2",2.79,"MG/time step","QUsePI","255;2",2.79,"MG/time step","QUsePI","255;2",2.79,"MG/time step",0]
["QUsePI","256;2",2.79,"MG/time step","QUsePI","256;2",2.79,"MG/time step","QUsePI","256;2",2.79,"MG/time step","QUsePI","256;2",2.79,"MG/time step","QUsePI","256;2",2.79,"MG/time step","QUsePI","256;2",2.79,"MG/time step",0]
["QUsePI","257;2",2.79,"MG/time step","QUsePI","257;2",2.79,"MG/time step","QUsePI","257;2",2.79,"MG/time step","QUsePI","257;2",2.79,"MG/time step","QUsePI","257;2",2.79,"MG/time step","QUsePI","257;2",2.79,"MG/time step",0]
["QUsePI","258;2",2.79,"MG/time step","QUsePI","258;2",2.79,"MG/time step","QUsePI","258;2",2.79,"MG/time step","QUsePI","258;2",2.79,"MG/time step","QUsePI","258;2",2.79,"MG/time step","QUsePI","258;2",2.79,"MG/time step",0]
["QUsePI","259;2",2.79,"MG/time step","QUsePI","259;2",2.79,"MG/time step","QUsePI","259;2",2.79,"MG/time step","QUsePI","259;2",2.79,"MG/time step","QUsePI","259;2",2.79,"MG/time step","QUsePI","259;2",2.79,"MG/time step",0]
["QUsePI","260;2",2.79,"MG/time step","QUsePI","260;2",2.79,"MG/time step","QUsePI","260;2",2.79,"MG/time step","QUsePI","260;2",2.79,"MG/time step","QUsePI","260;2",2.79,"MG/time step","QUsePI","260;2",2.79,"MG/time step",0]
["QUsePI","261;2",2.79,"MG/time step","QUsePI","261;2",2.79,"MG/time step","QUsePI","261;2",2.79,"MG/time step","QUsePI","261;2",2.79,"MG/time step","QUsePI","261;2",2.79,"MG/time step","QUsePI","261;2",2.79,"MG/time step",0]
["QUsePI","262;2",2.79,"MG/time step","QUsePI","262;2",2.79,"MG/time step","QUsePI","262;2",2.79,"MG/time step","QUsePI","262;2",2.79,"MG/time step","QUsePI","262;2",2.79,"MG/time step","QUsePI","262;2",2.79,"MG/time step",0]
["QUsePI","263;2",2.79,"MG/time step","QUsePI","263;2",2.79,"MG/time step","QUsePI","263;2",2.79,"MG/time step","QUsePI","263;2",2.79,"MG/time step","QUsePI","263;2",2.79,"MG/time step","QUsePI","263;2",2.79,"MG/time step",0]
["QUsePI","264;2",2.79,"MG/time step","QUsePI","264;2",2.79,"MG/time step","QUsePI","264;2",2.79,"MG/time step","QUsePI","264;2",2.79,"MG/time step","QUsePI","264;2",2.79,"MG/time step","QUsePI","264;2",2.79,"MG/time step",0]
["QUsePI","265;2",2.79,"MG/time step","QUsePI","265;2",2.79,"MG/time step","QUsePI","265;2",2.79,"MG/time step","QUsePI","265;2",2.79,"MG/time step","QUsePI","265;2",2.79,"MG/time step","QUsePI","265;2",2.79,"MG/time step",0]
["QUsePI","266;2",2.79,"MG/time step","QUsePI","266;2",2.79,"MG/time step","QUsePI","266;2",2.79,"MG/time step","QUsePI","266;2",2.79,"MG/time step","QUsePI","266;2",2.79,"MG/time step","QUsePI","266;2",2.79,"MG/time step",0]
["QUsePI","267;2",2.79,"MG/time step","QUsePI","267;2",2.79,"MG/time step","QUsePI","267;2",2.79,"MG/time step","QUsePI","267;2",2.79,"MG/time step","QUsePI","267;2",2.79,"MG/time step","QUsePI","267;2",2.79,"MG/time step",0]
["QUsePI","268;2",2.79,"MG/time step","QUsePI","268;2",2.79,"MG/time step","QUsePI","268;2",2.79,"MG/time step","QUsePI","268;2",2.79,"MG/time step","QUsePI","268;2",2.79,"MG/time step","QUsePI","268;2",2.79,"MG/time step",{"$f":"IF(ISNUMBER(C964),IF(AVERAGE(C964,G964,K964,O964,S964,W964)<>MAX(C964,G964,K964,O964,S964,W964),1,0),\"\")","v":0}]
["QUsePI","269;2",2.79,"MG/time step","QUsePI","269;2",2.79,"MG/time step","QUsePI","269;2",2.79,"MG/time step","QUsePI","269;2",2.79,"MG/time step","QUsePI","269;2",2.79,"MG/time step","QUsePI","269;2",2.79,"MG/time step",0]
["QUsePI","270;2",2.79,"MG/time step","QUsePI","270;2",2.79,"MG/time step","QUsePI","270;2",2.79,"MG/time step","QUsePI","270;2",2.79,"MG/time step","QUsePI","270;2",2.79,"MG/time step","QUsePI","270;2",2.79,"MG/time step",0]
["QUsePI","271;2",2.79,"MG/time step","QUsePI","271;2",2.79,"MG/time step","QUsePI","271;2",2.79,"MG/time step","QUsePI","271;2",2.79,"MG/time step","QUsePI","271;2",2.79,"MG/time step","QUsePI","271;2",2.79,"MG/time step",0]
["QUsePI","272;2",2.79,"MG/time step","QUsePI","272;2",2.79,"MG/time step","QUsePI","272;2",2.79,"MG/time step","QUsePI","272;2",2.79,"MG/time step","QUsePI","272;2",2.79,"MG/time step","QUsePI","272;2",2.79,"MG/time step",0]
["QUsePI","273;2",2.79,"MG/time step","QUsePI","273;2",2.79,"MG/time step","QUsePI","273;2",2.79,"MG/time step","QUsePI","273;2",2.79,"MG/time step","QUsePI","273;2",2.79,"MG/time step","QUsePI","273;2",2.79,"MG/time step",0]
["QUsePI","274;2",2.6,"MG/time step","QUsePI","274;2",2.6,"MG/time step","QUsePI","274;2",2.6,"MG/time step","QUsePI","274;2",2.6,"MG/time step","QUsePI","274;2",2.6,"MG/time step","QUsePI","274;2",2.6,"MG/time step",0]
["QUsePI","275;2",2.6,"MG/time step","QUsePI","275;2",2.6,"MG/time step","QUsePI","275;2",2.6,"MG/time step","QUsePI","275;2",2.6,"MG/time step","QUsePI","275;2",2.6,"MG/time step","QUsePI","275;2",2.6,"MG/time step",0]
["QUsePI","276;2",2.6,"MG/time step","QUsePI","276;2",2.6,"MG/time step","QUsePI","276;2",2.6,"MG/time step","QUsePI","276;2",2.6,"MG/time step","QUsePI","276;2",2.6,"MG/time step","QUsePI","276;2",2.6,"MG/time step",0]
["QUsePI","277;2",2.6,"MG/time step","QUsePI","277;2",2.6,"MG/time step","QUsePI","277;2",2.6,"MG/time step","QUsePI","277;2",2.6,"MG/time step","QUsePI","277;2",2.6,"MG/time step","QUsePI","277;2",2.6,"MG/time step",0]
["QUsePI","278;2",2.6,"MG/time step","QUsePI","278;2",2.6,"MG/time step","QUsePI","278;2",2.6,"MG/time step","QUsePI","278;2",2.6,"MG/time step","QUsePI","278;2",2.6,"MG/time step","QUsePI","278;2",2.6,"MG/time step",0]
["QUsePI","279;2",2.6,"MG/time step","QUsePI","279;2",2.6,"MG/time step","QUsePI","279;2",2.6,"MG/time step","QUsePI","279;2",2.6,"MG/time step","QUsePI","279;2",2.6,"MG/time step","QUsePI","279;2",2.6,"MG/time step",0]
["QUsePI","280;2",2.6,"MG/time step","QUsePI","280;2",2.6,"MG/time step","QUsePI","280;2",2.6,"MG/time step","QUsePI","280;2",2.6,"MG/time step","QUsePI","280;2",2.6,"MG/time step","QUsePI","280;2",2.6,"MG/time step",0]
["QUsePI","281;2",2.6,"MG/time step","QUsePI","281;2",2.6,"MG/time step","QUsePI","281;2",2.6,"MG/time step","QUsePI","281;2",2.6,"MG/time step","QUsePI","281;2",2.6,"MG/time step","QUsePI","281;2",2.6,"MG/time step",0]
["QUsePI","282;2",2.6,"MG/time step","QUsePI","282;2",2.6,"MG/time step","QUsePI","282;2",2.6,"MG/time step","QUsePI","282;2",2.6,"MG/time step","QUsePI","282;2",2.6,"MG/time step","QUsePI","282;2",2.6,"MG/time step",0]
["QUsePI","283;2",2.6,"MG/time step","QUsePI","283;2",2.6,"MG/time step","QUsePI","283;2",2.6,"MG/time step","QUsePI","283;2",2.6,"MG/time step","QUsePI","283;2",2.6,"MG/time step","QUsePI","283;2",2.6,"MG/time step",0]
["QUsePI","284;2",2.6,"MG/time step","QUsePI","284;2",2.6,"MG/time step","QUsePI","284;2",2.6,"MG/time step","QUsePI","284;2",2.6,"MG/time step","QUsePI","284;2",2.6,"MG/time step","QUsePI","284;2",2.6,"MG/time step",0]
["QUsePI","285;2",2.6,"MG/time step","QUsePI","285;2",2.6,"MG/time step","QUsePI","285;2",2.6,"MG/time step","QUsePI","285;2",2.6,"MG/time step","QUsePI","285;2",2.6,"MG/time step","QUsePI","285;2",2.6,"MG/time step",0]
["QUsePI","286;2",2.6,"MG/time step","QUsePI","286;2",2.6,"MG/time step","QUsePI","286;2",2.6,"MG/time step","QUsePI","286;2",2.6,"MG/time step","QUsePI","286;2",2.6,"MG/time step","QUsePI","286;2",2.6,"MG/time step",0]
["QUsePI","287;2",2.6,"MG/time step","QUsePI","287;2",2.6,"MG/time step","QUsePI","287;2",2.6,"MG/time step","QUsePI","287;2",2.6,"MG/time step","QUsePI","287;2",2.6,"MG/time step","QUsePI","287;2",2.6,"MG/time step",0]
["QUsePI","288;2",2.6,"MG/time step","QUsePI","288;2",2.6,"MG/time step","QUsePI","288;2",2.6,"MG/time step","QUsePI","288;2",2.6,"MG/time step","QUsePI","288;2",2.6,"MG/time step","QUsePI","288;2",2.6,"MG/time step",0]
["QUsePI","289;2",2.6,"MG/time step","QUsePI","289;2",2.6,"MG/time step","QUsePI","289;2",2.6,"MG/time step","QUsePI","289;2",2.6,"MG/time step","QUsePI","289;2",2.6,"MG/time step","QUsePI","289;2",2.6,"MG/time step",0]
["QUsePI","290;2",2.6,"MG/time step","QUsePI","290;2",2.6,"MG/time step","QUsePI","290;2",2.6,"MG/time step","QUsePI","290;2",2.6,"MG/time step","QUsePI","290;2",2.6,"MG/time step","QUsePI","290;2",2.6,"MG/time step",0]
["QUsePI","291;2",2.6,"MG/time step","QUsePI","291;2",2.6,"MG/time step","QUsePI","291;2",2.6,"MG/time step","QUsePI","291;2",2.6,"MG/time step","QUsePI","291;2",2.6,"MG/time step","QUsePI","291;2",2.6,"MG/time step",0]
["QUsePI","292;2",2.6,"MG/time step","QUsePI","292;2",2.6,"MG/time step","QUsePI","292;2",2.6,"MG/time step","QUsePI","292;2",2.6,"MG/time step","QUsePI","292;2",2.6,"MG/time step","QUsePI","292;2",2.6,"MG/time step",0]
["QUsePI","293;2",2.6,"MG/time step","QUsePI","293;2",2.6,"MG/time step","QUsePI","293;2",2.6,"MG/time step","QUsePI","293;2",2.6,"MG/time step","QUsePI","293;2",2.6,"MG/time step","QUsePI","293;2",2.6,"MG/time step",0]
["QUsePI","294;2",2.6,"MG/time step","QUsePI","294;2",2.6,"MG/time step","QUsePI","294;2",2.6,"MG/time step","QUsePI","294;2",2.6,"MG/time step","QUsePI","294;2",2.6,"MG/time step","QUsePI","294;2",2.6,"MG/time step",0]
["QUsePI","295;2",2.6,"MG/time step","QUsePI","295;2",2.6,"MG/time step","QUsePI","295;2",2.6,"MG/time step","QUsePI","295;2",2.6,"MG/time step","QUsePI","295;2",2.6,"MG/time step","QUsePI","295;2",2.6,"MG/time step",0]
["QUsePI","296;2",2.6,"MG/time step","QUsePI","296;2",2.6,"MG/time step","QUsePI","296;2",2.6,"MG/time step","QUsePI","296;2",2.6,"MG/time step","QUsePI","296;2",2.6,"MG/time step","QUsePI","296;2",2.6,"MG/time step",0]
["QUsePI","297;2",2.6,"MG/time step","QUsePI","297;2",2.6,"MG/time step","QUsePI","297;2",2.6,"MG/time step","QUsePI","297;2",2.6,"MG/time step","QUsePI","297;2",2.6,"MG/time step","QUsePI","297;2",2.6,"MG/time step",0]
["QUsePI","298;2",2.6,"MG/time step","QUsePI","298;2",2.6,"MG/time step","QUsePI","298;2",2.6,"MG/time step","QUsePI","298;2",2.6,"MG/time step","QUsePI","298;2",2.6,"MG/time step","QUsePI","298;2",2.6,"MG/time step",0]
["QUsePI","299;2",2.6,"MG/time step","QUsePI","299;2",2.6,"MG/time step","QUsePI","299;2",2.6,"MG/time step","QUsePI","299;2",2.6,"MG/time step","QUsePI","299;2",2.6,"MG/time step","QUsePI","299;2",2.6,"MG/time step",0]
["QUsePI","300;2",2.6,"MG/time step","QUsePI","300;2",2.6,"MG/time step","QUsePI","300;2",2.6,"MG/time step","QUsePI","300;2",2.6,"MG/time step","QUsePI","300;2",2.6,"MG/time step","QUsePI","300;2",2.6,"MG/time step",0]
["QUsePI","301;2",2.6,"MG/time step","QUsePI","301;2",2.6,"MG/time step","QUsePI","301;2",2.6,"MG/time step","QUsePI","301;2",2.6,"MG/time step","QUsePI","301;2",2.6,"MG/time step","QUsePI","301;2",2.6,"MG/time step",0]
["QUsePI","302;2",2.6,"MG/time step","QUsePI","302;2",2.6,"MG/time step","QUsePI","302;2",2.6,"MG/time step","QUsePI","302;2",2.6,"MG/time step","QUsePI","302;2",2.6,"MG/time step","QUsePI","302;2",2.6,"MG/time step",0]
["QUsePI","303;2",2.6,"MG/time step","QUsePI","303;2",2.6,"MG/time step","QUsePI","303;2",2.6,"MG/time step","QUsePI","303;2",2.6,"MG/time step","QUsePI","303;2",2.6,"MG/time step","QUsePI","303;2",2.6,"MG/time step",0]
["QUsePI","304;2",2.6,"MG/time step","QUsePI","304;2",2.6,"MG/time step","QUsePI","304;2",2.6,"MG/time step","QUsePI","304;2",2.6,"MG/time step","QUsePI","304;2",2.6,"MG/time step","QUsePI","304;2",2.6,"MG/time step",0]
["QUsePI","309;2",2.34,"MG/time step","QUsePI","309;2",2.34,"MG/time step","QUsePI","309;2",2.34,"MG/time step","QUsePI","309;2",2.34,"MG/time step","QUsePI","309;2",2.34,"MG/time step","QUsePI","309;2",2.34,"MG/time step",0]
["QUsePI","314;2",2.34,"MG/time step","QUsePI","314;2",2.34,"MG/time step","QUsePI","314;2",2.34,"MG/time step","QUsePI","314;2",2.34,"MG/time step","QUsePI","314;2",2.34,"MG/time step","QUsePI","314;2",2.34,"MG/time step",0]
["QUsePI","323;2",2.34,"MG/time step","QUsePI","323;2",2.34,"MG/time step","QUsePI","323;2",2.34,"MG/time step","QUsePI","323;2",2.34,"MG/time step","QUsePI","323;2",2.34,"MG/time step","QUsePI","323;2",2.34,"MG/time step",0]
["QUsePI","332;2",2.34,"MG/time step","QUsePI","332;2",2.34,"MG/time step","QUsePI","332;2",2.34,"MG/time step","QUsePI","332;2",2.34,"MG/time step","QUsePI","332;2",2.34,"MG/time step","QUsePI","332;2",2.34,"MG/time step",{"$f":"IF(ISNUMBER(C1028),IF(AVERAGE(C1028,G1028,K1028,O1028,S1028,W1028)<>MAX(C1028,G1028,K1028,O1028,S1028,W1028),1,0),\"\")","v":0}]
["QUsePI","341;2",2.36,"MG/time step","QUsePI","341;2",2.36,"MG/time step","QUsePI","341;2",2.36,"MG/time step","QUsePI","341;2",2.36,"MG/time step","QUsePI","341;2",2.36,"MG/time step","QUsePI","341;2",2.36,"MG/time step",0]
["QUsePI","350;2",2.36,"MG/time step","QUsePI","350;2",2.36,"MG/time step","QUsePI","350;2",2.36,"MG/time step","QUsePI","350;2",2.36,"MG/time step","QUsePI","350;2",2.36,"MG/time step","QUsePI","350;2",2.36,"MG/time step",0]
["QUsePI","359;2",2.36,"MG/time step","QUsePI","359;2",2.36,"MG/time step","QUsePI","359;2",2.36,"MG/time step","QUsePI","359;2",2.36,"MG/time step","QUsePI","359;2",2.36,"MG/time step","QUsePI","359;2",2.36,"MG/time step",0]
["QUsePI","360;2",2.36,"MG/time step","QUsePI","360;2",2.36,"MG/time step","QUsePI","360;2",2.36,"MG/time step","QUsePI","360;2",2.36,"MG/time step","QUsePI","360;2",2.36,"MG/time step","QUsePI","360;2",2.36,"MG/time step",0]
["QUsePI","4;3",0.03,"MG/time step","QUsePI","4;3",0.03,"MG/time step","QUsePI","4;3",0.03,"MG/time step","QUsePI","4;3",0.03,"MG/time step","QUsePI","4;3",0.03,"MG/time step","QUsePI","4;3",0.03,"MG/time step",0]
["QUsePI","13;3",0.03,"MG/time step","QUsePI","13;3",0.03,"MG/time step","QUsePI","13;3",0.03,"MG/time step","QUsePI","13;3",0.03,"MG/time step","QUsePI","13;3",0.03,"MG/time step","QUsePI","13;3",0.03,"MG/time step",0]
["QUsePI","22;3",0.03,"MG/time step","QUsePI","22;3",0.03,"MG/time step","QUsePI","22;3",0.03,"MG/time step","QUsePI","22;3",0.03,"MG/time step","QUsePI","22;3",0.03,"MG/time step","QUsePI","22;3",0.03,"MG/time step",0]
["QUsePI","31;3",0.03,"MG/time step","QUsePI","31;3",0.03,"MG/time step","QUsePI","31;3",0.03,"MG/time step","QUsePI","31;3",0.03,"MG/time step","QUsePI","31;3",0.03,"MG/time step","QUsePI","31;3",0.03,"MG/time step",{"$f":"IF(ISNUMBER(C1092),IF(AVERAGE(C1092,G1092,K1092,O1092,S1092,W1092)<>MAX(C1092,G1092,K1092,O1092,S1092,W1092),1,0),\"\")","v":0}]
["QUsePI","40;3",0.02,"MG/time step","QUsePI","40;3",0.02,"MG/time step","QUsePI","40;3",0.02,"MG/time step","QUsePI","40;3",0.02,"MG/time step","QUsePI","40;3",0.02,"MG/time step","QUsePI","40;3",0.02,"MG/time step",0]
["QUsePI","49;3",0.02,"MG/time step","QUsePI","49;3",0.02,"MG/time step","QUsePI","49;3",0.02,"MG/time step","QUsePI","49;3",0.02,"MG/time step","QUsePI","49;3",0.02,"MG/time step","QUsePI","49;3",0.02,"MG/time step",0]
["QUsePI","58;3",0.02,"MG/time step","QUsePI","58;3",0.02,"MG/time step","QUsePI","58;3",0.02,"MG/time step","QUsePI","58;3",0.02,"MG/time step","QUsePI","58;3",0.02,"MG/time step","QUsePI","58;3",0.02,"MG/time step",0]
["QUsePI","59;3",0.02,"MG/time step","QUsePI","59;3",0.02,"MG/time step","QUsePI","59;3",0.02,"MG/time step","QUsePI","59;3",0.02,"MG/time step","QUsePI","59;3",0.02,"MG/time step","QUsePI","59;3",0.02,"MG/time step",0]
["QUsePI","68;3",0.02,"MG/time step","QUsePI","68;3",0.02,"MG/time step","QUsePI","68;3",0.02,"MG/time step","QUsePI","68;3",0.02,"MG/time step","QUsePI","68;3",0.02,"MG/time step","QUsePI","68;3",0.02,"MG/time step",0]
["QUsePI","77;3",0.02,"MG/time step","QUsePI","77;3",0.02,"MG/time step","QUsePI","77;3",0.02,"MG/time step","QUsePI","77;3",0.02,"MG/time step","QUsePI","77;3",0.02,"MG/time step","QUsePI","77;3",0.02,"MG/time step",0]
["QUsePI","86;3",0.02,"MG/time step","QUsePI","86;3",0.02,"MG/time step","QUsePI","86;3",0.02,"MG/time step","QUsePI","86;3",0.02,"MG/time step","QUsePI","86;3",0.02,"MG/time step","QUsePI","86;3",0.02,"MG/time step",0]
["QUsePI","95;3",0.03,"MG/time step","QUsePI","95;3",0.03,"MG/time step","QUsePI","95;3",0.03,"MG/time step","QUsePI","95;3",0.03,"MG/time step","QUsePI","95;3",0.03,"MG/time step","QUsePI","95;3",0.03,"MG/time step",{"$f":"IF(ISNUMBER(C1156),IF(AVERAGE(C1156,G1156,K1156,O1156,S1156,W1156)<>MAX(C1156,G1156,K1156,O1156,S1156,W1156),1,0),\"\")","v":0}]
["QUsePI","104;3",0.03,"MG/time step","QUsePI","104;3",0.03,"MG/time step","QUsePI","104;3",0.03,"MG/time step","QUsePI","104;3",0.03,"MG/time step","QUsePI","104;3",0.03,"MG/time step","QUsePI","104;3",0.03,"MG/time step",0]
["QUsePI","113;3",0.03,"MG/time step","QUsePI","113;3",0.03,"MG/time step","QUsePI","113;3",0.03,"MG/time step","QUsePI","113;3",0.03,"MG/time step","QUsePI","113;3",0.03,"MG/time step","QUsePI","113;3",0.03,"MG/time step",0]
["QUsePI","122;3",0.03,"MG/time step","QUsePI","122;3",0.03,"MG/time step","QUsePI","122;3",0.03,"MG/time step","QUsePI","122;3",0.03,"MG/time step","QUsePI","122;3",0.03,"MG/time step","QUsePI","122;3",0.03,"MG/time step",0]
["QUsePI","123;3",0.03,"MG/time step","QUsePI","123;3",0.03,"MG/time step","QUsePI","123;3",0.03,"MG/time step","QUsePI","123;3",0.03,"MG/time step","QUsePI","123;3",0.03,"MG/time step","QUsePI","123;3",0.03,"MG/time step",0]
["QUsePI","132;3",0.03,"MG/time step","QUsePI","132;3",0.03,"MG/time step","QUsePI","132;3",0.03,"MG/time step","QUsePI","132;3",0.03,"MG/time step","QUsePI","132;3",0.03,"MG/time step","QUsePI","132;3",0.03,"MG/time step",0]
["QUsePI","145;3",0.03,"MG/time step","QUsePI","145;3",0.03,"MG/time step","QUsePI","145;3",0.03,"MG/time step","QUsePI","145;3",0.03,"MG/time step","QUsePI","145;3",0.03,"MG/time step","QUsePI","145;3",0.03,"MG/time step",0]
["QUsePI","149;3",0.03,"MG/time step","QUsePI","149;3",0.03,"MG/time step","QUsePI","149;3",0.03,"MG/time step","QUsePI","149;3",0.03,"MG/time step","QUsePI","149;3",0.03,"MG/time step","QUsePI","149;3",0.03,"MG/time step",0]
["QUsePI","158;3",0.03,"MG/time step","QUsePI","158;3",0.03,"MG/time step","QUsePI","158;3",0.03,"MG/time step","QUsePI","158;3",0.03,"MG/time step","QUsePI","158;3",0.03,"MG/time step","QUsePI","158;3",0.03,"MG/time step",0]
["QUsePI","167;3",0.03,"MG/time step","QUsePI","167;3",0.03,"MG/time step","QUsePI","167;3",0.03,"MG/time step","QUsePI","167;3",0.03,"MG/time step","QUsePI","167;3",0.03,"MG/time step","QUsePI","167;3",0.03,"MG/time step",0]
["QUsePI","176;3",0.03,"MG/time step","QUsePI","176;3",0.03,"MG/time step","QUsePI","176;3",0.03,"MG/time step","QUsePI","176;3",0.03,"MG/time step","QUsePI","176;3",0.03,"MG/time step","QUsePI","176;3",0.03,"MG/time step",0]
["QUsePI","185;3",0.04,"MG/time step","QUsePI","185;3",0.04,"MG/time step","QUsePI","185;3",0.04,"MG/time step","QUsePI","185;3",0.04,"MG/time step","QUsePI","185;3",0.04,"MG/time step","QUsePI","185;3",0.04,"MG/time step",0]
["QUsePI","186;3",0.04,"MG/time step","QUsePI","186;3",0.04,"MG/time step","QUsePI","186;3",0.04,"MG/time step","QUsePI","186;3",0.04,"MG/time step","QUsePI","186;3",0.04,"MG/time step","QUsePI","186;3",0.04,"MG/time step",0]
["QUsePI","195;3",0.04,"MG/time step","QUsePI","195;3",0.04,"MG/time step","QUsePI","195;3",0.04,"MG/time step","QUsePI","195;3",0.04,"MG/time step","QUsePI","195;3",0.04,"MG/time step","QUsePI","195;3",0.04,"MG/time step",0]
["QUsePI","204;3",0.04,"MG/time step","QUsePI","204;3",0.04,"MG/time step","QUsePI","204;3",0.04,"MG/time step","QUsePI","204;3",0.04,"MG/time step","QUsePI","204;3",0.04,"MG/time step","QUsePI","204;3",0.04,"MG/time step",0]
["QUsePI","213;3",0.04,"MG/time step","QUsePI","213;3",0.04,"MG/time step","QUsePI","213;3",0.04,"MG/time step","QUsePI","213;3",0.04,"MG/time step","QUsePI","213;3",0.04,"MG/time step","QUsePI","213;3",0.04,"MG/time step",0]
["QUsePI","222;3",0.04,"MG/time step","QUsePI","222;3",0.04,"MG/time step","QUsePI","222;3",0.04,"MG/time step","QUsePI","222;3",0.04,"MG/time step","QUsePI","222;3",0.04,"MG/time step","QUsePI","222;3",0.04,"MG/time step",0]
["QUsePI","231;3",0.04,"MG/time step","QUsePI","231;3",0.04,"MG/time step","QUsePI","231;3",0.04,"MG/time step","QUsePI","231;3",0.04,"MG/time step","QUsePI","231;3",0.04,"MG/time step","QUsePI","231;3",0.04,"MG/time step",0]
["QUsePI","240;3",0.04,"MG/time step","QUsePI","240;3",0.04,"MG/time step","QUsePI","240;3",0.04,"MG/time step","QUsePI","240;3",0.04,"MG/time step","QUsePI","240;3",0.04,"MG/time step","QUsePI","240;3",0.04,"MG/time step",0]
["QUsePI","249;3",0.03,"MG/time step","QUsePI","249;3",0.03,"MG/time step","QUsePI","249;3",0.03,"MG/time step","QUsePI","249;3",0.03,"MG/time step","QUsePI","249;3",0.03,"MG/time step","QUsePI","249;3",0.03,"MG/time step",0]
["QUsePI","250;3",0.03,"MG/time step","QUsePI","250;3",0.03,"MG/time step","QUsePI","250;3",0.03,"MG/time step","QUsePI","250;3",0.03,"MG/time step","QUsePI","250;3",0.03,"MG/time step","QUsePI","250;3",0.03,"MG/time step",0]
["QUsePI","259;3",0.03,"MG/time step","QUsePI","259;3",0.03,"MG/time step","QUsePI","259;3",0.03,"MG/time step","QUsePI","259;3",0.03,"MG/time step","QUsePI","259;3",0.03,"MG/time step","QUsePI","259;3",0.03,"MG/time step",0]
["QUsePI","268;3",0.03,"MG/time step","QUsePI","268;3",0.03,"MG/time step","QUsePI","268;3",0.03,"MG/time step","QUsePI","268;3",0.03,"MG/time step","QUsePI","268;3",0.03,"MG/time step","QUsePI","268;3",0.03,"MG/time step",0]
["QUsePI","277;3",0.03,"MG/time step","QUsePI","277;3",0.03,"MG/time step","QUsePI","277;3",0.03,"MG/time step","QUsePI","277;3",0.03,"MG/time step","QUsePI","277;3",0.03,"MG/time step","QUsePI","277;3",0.03,"MG/time step",0]
["QUsePI","286;3",0.03,"MG/time step","QUsePI","286;3",0.03,"MG/time step","QUsePI","286;3",0.03,"MG/time step","QUsePI","286;3",0.03,"MG/time step","QUsePI","286;3",0.03,"MG/time step","QUsePI","286;3",0.03,"MG/time step",0]
["QUsePI","295;3",0.03,"MG/time step","QUsePI","295;3",0.03,"MG/time step","QUsePI","295;3",0.03,"MG/time step","QUsePI","295;3",0.03,"MG/time step","QUsePI","295;3",0.03,"MG/time step","QUsePI","295;3",0.03,"MG/time step",0]
["QUsePI","304;3",0.03,"MG/time step","QUsePI","304;3",0.03,"MG/time step","QUsePI","304;3",0.03,"MG/time step","QUsePI","304;3",0.03,"MG/time step","QUsePI","304;3",0.03,"MG/time step","QUsePI","304;3",0.03,"MG/time step",0]
["QUsePI","313;3",0.02,"MG/time step","QUsePI","313;3",0.02,"MG/time step","QUsePI","313;3",0.02,"MG/time step","QUsePI","313;3",0.02,"MG/time step","QUsePI","313;3",0.02,"MG/time step","QUsePI","313;3",0.02,"MG/time step",0]
["QUsePI","314;3",0.02,"MG/time step","QUsePI","314;3",0.02,"MG/time step","QUsePI","314;3",0.02,"MG/time step","QUsePI","314;3",0.02,"MG/time step","QUsePI","314;3",0.02,"MG/time step","QUsePI","314;3",0.02,"MG/time step",0]
["QUsePI","323;3",0.02,"MG/time step","QUsePI","323;3",0.02,"MG/time step","QUsePI","323;3",0.02,"MG/time step","QUsePI","323;3",0.02,"MG/time step","QUsePI","323;3",0.02,"MG/time step","QUsePI","323;3",0.02,"MG/time step",0]
["QUsePI","332;3",0.02,"MG/time step","QUsePI","332;3",0.02,"MG/time step","QUsePI","332;3",0.02,"MG/time step","QUsePI","332;3",0.02,"MG/time step","QUsePI","332;3",0.02,"MG/time step","QUsePI","332;3",0.02,"MG/time step",0]
["QUsePI","341;3",0.02,"MG/time step","QUsePI","341;3",0.02,"MG/time step","QUsePI","341;3",0.02,"MG/time step","QUsePI","341;3",0.02,"MG/time step","QUsePI","341;3",0.02,"MG/time step","QUsePI","341;3",0.02,"MG/time step",0]
["QUsePI","348;3",0.02,"MG/time step","QUsePI","348;3",0.02,"MG/time step","QUsePI","348;3",0.02,"MG/time step","QUsePI","348;3",0.02,"MG/time step","QUsePI","348;3",0.02,"MG/time step","QUsePI","348;3",0.02,"MG/time step",0]
["QUsePI","358;3",0.02,"MG/time step","QUsePI","358;3",0.02,"MG/time step","QUsePI","358;3",0.02,"MG/time step","QUsePI","358;3",0.02,"MG/time step","QUsePI","358;3",0.02,"MG/time step","QUsePI","358;3",0.02,"MG/time step",0]
["QUsePI","2;4",0.36,"MG/time step","QUsePI","2;4",0.36,"MG/time step","QUsePI","2;4",0.36,"MG/time step","QUsePI","2;4",0.36,"MG/time step","QUsePI","2;4",0.36,"MG/time step","QUsePI","2;4",0.36,"MG/time step",0]
["QUsePI","11;4",0.36,"MG/time step","QUsePI","11;4",0.36,"MG/time step","QUsePI","11;4",0.36,"MG/time step","QUsePI","11;4",0.36,"MG/time step","QUsePI","11;4",0.36,"MG/time step","QUsePI","11;4",0.36,"MG/time step",0]
["QUsePI","12;4",0.36,"MG/time step","QUsePI","12;4",0.36,"MG/time step","QUsePI","12;4",0.36,"MG/time step","QUsePI","12;4",0.36,"MG/time step","QUsePI","12;4",0.36,"MG/time step","QUsePI","12;4",0.36,"MG/time step",0]
["QUsePI","21;4",0.36,"MG/time step","QUsePI","21;4",0.36,"MG/time step","QUsePI","21;4",0.36,"MG/time step","QUsePI","21;4",0.36,"MG/time step","QUsePI","21;4",0.36,"MG/time step","QUsePI","21;4",0.36,"MG/time step",0]
["QUsePI","30;4",0.36,"MG/time step","QUsePI","30;4",0.36,"MG/time step","QUsePI","30;4",0.36,"MG/time step","QUsePI","30;4",0.36,"MG/time step","QUsePI","30;4",0.36,"MG/time step","QUsePI","30;4",0.36,"MG/time step",0]
["QUsePI","39;4",0.36,"MG/time step","QUsePI","39;4",0.36,"MG/time step","QUsePI","39;4",0.36,"MG/time step","QUsePI","39;4",0.36,"MG/time step","QUsePI","39;4",0.36,"MG/time step","QUsePI","39;4",0.36,"MG/time step",0]
["QUsePI","48;4",0.36,"MG/time step","QUsePI","48;4",0.36,"MG/time step","QUsePI","48;4",0.36,"MG/time step","QUsePI","48;4",0.36,"MG/time step","QUsePI","48;4",0.36,"MG/time step","QUsePI","48;4",0.36,"MG/time step",0]
["QUsePI","57;4",0.36,"MG/time step","QUsePI","57;4",0.36,"MG/time step","QUsePI","57;4",0.36,"MG/time step","QUsePI","57;4",0.36,"MG/time step","QUsePI","57;4",0.36,"MG/time step","QUsePI","57;4",0.36,"MG/time step",0]
["QUsePI","66;4",0.34,"MG/time step","QUsePI","66;4",0.34,"MG/time step","QUsePI","66;4",0.34,"MG/time step","QUsePI","66;4",0.34,"MG/time step","QUsePI","66;4",0.34,"MG/time step","QUsePI","66;4",0.34,"MG/time step",0]
["QUsePI","75;4",0.34,"MG/time step","QUsePI","75;4",0.34,"MG/time step","QUsePI","75;4",0.34,"MG/time step","QUsePI","75;4",0.34,"MG/time step","QUsePI","75;4",0.34,"MG/time step","QUsePI","75;4",0.34,"MG/time step",0]
["QUsePI","76;4",0.34,"MG/time step","QUsePI","76;4",0.34,"MG/time step","QUsePI","76;4",0.34,"MG/time step","QUsePI","76;4",0.34,"MG/time step","QUsePI","76;4",0.34,"MG/time step","QUsePI","76;4",0.34,"MG/time step",0]
["QUsePI","85;4",0.34,"MG/time step","QUsePI","85;4",0.34,"MG/time step","QUsePI","85;4",0.34,"MG/time step","QUsePI","85;4",0.34,"MG/time step","QUsePI","85;4",0.34,"MG/time step","QUsePI","85;4",0.34,"MG/time step",0]
["QUsePI","94;4",0.38,"MG/time step","QUsePI","94;4",0.38,"MG/time step","QUsePI","94;4",0.38,"MG/time step","QUsePI","94;4",0.38,"MG/time step","QUsePI","94;4",0.38,"MG/time step","QUsePI","94;4",0.38,"MG/time step",0]
["QUsePI","103;4",0.38,"MG/time step","QUsePI","103;4",0.38,"MG/time step","QUsePI","103;4",0.38,"MG/time step","QUsePI","103;4",0.38,"MG/time step","QUsePI","103;4",0.38,"MG/time step","QUsePI","103;4",0.38,"MG/time step",0]
["QUsePI","112;4",0.38,"MG/time step","QUsePI","112;4",0.38,"MG/time step","QUsePI","112;4",0.38,"MG/time step","QUsePI","112;4",0.38,"MG/time step","QUsePI","112;4",0.38,"MG/time step","QUsePI","112;4",0.38,"MG/time step",0]
["QUsePI","121;4",0.41,"MG/time step","QUsePI","121;4",0.41,"MG/time step","QUsePI","121;4",0.41,"MG/time step","QUsePI","121;4",0.41,"MG/time step","QUsePI","121;4",0.41,"MG/time step","QUsePI","121;4",0.41,"MG/time step",0]
["QUsePI","130;4",0.41,"MG/time step","QUsePI","130;4",0.41,"MG/time step","QUsePI","130;4",0.41,"MG/time step","QUsePI","130;4",0.41,"MG/time step","QUsePI","130;4",0.41,"MG/time step","QUsePI","130;4",0.41,"MG/time step",0]
["QUsePI","139;4",0.41,"MG/time step","QUsePI","139;4",0.41,"MG/time step","QUsePI","139;4",0.41,"MG/time step","QUsePI","139;4",0.41,"MG/time step","QUsePI","139;4",0.41,"MG/time step","QUsePI","139;4",0.41,"MG/time step",0]
["QUsePI","140;4",0.41,"MG/time step","QUsePI","140;4",0.41,"MG/time step","QUsePI","140;4",0.41,"MG/time step","QUsePI","140;4",0.41,"MG/time step","QUsePI","140;4",0.41,"MG/time step","QUsePI","140;4",0.41,"MG/time step",0]
["QUsePI","149;4",0.41,"MG/time step","QUsePI","149;4",0.41,"MG/time step","QUsePI","149;4",0.41,"MG/time step","QUsePI","149;4",0.41,"MG/time step","QUsePI","149;4",0.41,"MG/time step","QUsePI","149;4",0.41,"MG/time step",0]
["QUsePI","158;4",0.45,"MG/time step","QUsePI","158;4",0.45,"MG/time step","QUsePI","158;4",0.45,"MG/time step","QUsePI","158;4",0.45,"MG/time step","QUsePI","158;4",0.45,"MG/time step","QUsePI","158;4",0.45,"MG/time step",0]
["QUsePI","167;4",0.45,"MG/time step","QUsePI","167;4",0.45,"MG/time step","QUsePI","167;4",0.45,"MG/time step","QUsePI","167;4",0.45,"MG/time step","QUsePI","167;4",0.45,"MG/time step","QUsePI","167;4",0.45,"MG/time step",0]
["QUsePI","176;4",0.45,"MG/time step","QUsePI","176;4",0.45,"MG/time step","QUsePI","176;4",0.45,"MG/time step","QUsePI","176;4",0.45,"MG/time step","QUsePI","176;4",0.45,"MG/time step","QUsePI","176;4",0.45,"MG/time step",0]
["QUsePI","184;4",0.56000000000000005,"MG/time step","QUsePI","184;4",0.56000000000000005,"MG/time step","QUsePI","184;4",0.56000000000000005,"MG/time step","QUsePI","184;4",0.56000000000000005,"MG/time step","QUsePI","184;4",0.56000000000000005,"MG/time step","QUsePI","184;4",0.56000000000000005,"MG/time step",0]
["QUsePI","193;4",0.56000000000000005,"MG/time step","QUsePI","193;4",0.56000000000000005,"MG/time step","QUsePI","193;4",0.56000000000000005,"MG/time step","QUsePI","193;4",0.56000000000000005,"MG/time step","QUsePI","193;4",0.56000000000000005,"MG/time step","QUsePI","193;4",0.56000000000000005,"MG/time step",0]
["QUsePI","202;4",0.56000000000000005,"MG/time step","QUsePI","202;4",0.56000000000000005,"MG/time step","QUsePI","202;4",0.56000000000000005,"MG/time step","QUsePI","202;4",0.56000000000000005,"MG/time step","QUsePI","202;4",0.56000000000000005,"MG/time step","QUsePI","202;4",0.56000000000000005,"MG/time step",0]
["QUsePI","203;4",0.56000000000000005,"MG/time step","QUsePI","203;4",0.56000000000000005,"MG/time step","QUsePI","203;4",0.56000000000000005,"MG/time step","QUsePI","203;4",0.56000000000000005,"MG/time step","QUsePI","203;4",0.56000000000000005,"MG/time step","QUsePI","203;4",0.56000000000000005,"MG/time step",0]
["QUsePI","212;4",0.56000000000000005,"MG/time step","QUsePI","212;4",0.56000000000000005,"MG/time step","QUsePI","212;4",0.56000000000000005,"MG/time step","QUsePI","212;4",0.56000000000000005,"MG/time step","QUsePI","212;4",0.56000000000000005,"MG/time step","QUsePI","212;4",0.56000000000000005,"MG/time step",0]
["QUsePI","221;4",0.52,"MG/time step","QUsePI","221;4",0.52,"MG/time step","QUsePI","221;4",0.52,"MG/time step","QUsePI","221;4",0.52,"MG/time step","QUsePI","221;4",0.52,"MG/time step","QUsePI","221;4",0.52,"MG/time step",0]
["QUsePI","230;4",0.52,"MG/time step","QUsePI","230;4",0.52,"MG/time step","QUsePI","230;4",0.52,"MG/time step","QUsePI","230;4",0.52,"MG/time step","QUsePI","230;4",0.52,"MG/time step","QUsePI","230;4",0.52,"MG/time step",0]
["QUsePI","239;4",0.52,"MG/time step","QUsePI","239;4",0.52,"MG/time step","QUsePI","239;4",0.52,"MG/time step","QUsePI","239;4",0.52,"MG/time step","QUsePI","239;4",0.52,"MG/time step","QUsePI","239;4",0.52,"MG/time step",0]
["QUsePI","248;4",0.41,"MG/time step","QUsePI","248;4",0.41,"MG/time step","QUsePI","248;4",0.41,"MG/time step","QUsePI","248;4",0.41,"MG/time step","QUsePI","248;4",0.41,"MG/time step","QUsePI","248;4",0.41,"MG/time step",0]
["QUsePI","257;4",0.41,"MG/time step","QUsePI","257;4",0.41,"MG/time step","QUsePI","257;4",0.41,"MG/time step","QUsePI","257;4",0.41,"MG/time step","QUsePI","257;4",0.41,"MG/time step","QUsePI","257;4",0.41,"MG/time step",0]
["QUsePI","266;4",0.41,"MG/time step","QUsePI","266;4",0.41,"MG/time step","QUsePI","266;4",0.41,"MG/time step","QUsePI","266;4",0.41,"MG/time step","QUsePI","266;4",0.41,"MG/time step","QUsePI","266;4",0.41,"MG/time step",0]
["QUsePI","267;4",0.41,"MG/time step","QUsePI","267;4",0.41,"MG/time step","QUsePI","267;4",0.41,"MG/time step","QUsePI","267;4",0.41,"MG/time step","QUsePI","267;4",0.41,"MG/time step","QUsePI","267;4",0.41,"MG/time step",0]
["QUsePI","276;4",0.38,"MG/time step","QUsePI","276;4",0.38,"MG/time step","QUsePI","276;4",0.38,"MG/time step","QUsePI","276;4",0.38,"MG/time step","QUsePI","276;4",0.38,"MG/time step","QUsePI","276;4",0.38,"MG/time step",0]
["QUsePI","285;4",0.38,"MG/time step","QUsePI","285;4",0.38,"MG/time step","QUsePI","285;4",0.38,"MG/time step","QUsePI","285;4",0.38,"MG/time step","QUsePI","285;4",0.38,"MG/time step","QUsePI","285;4",0.38,"MG/time step",0]
["QUsePI","294;4",0.38,"MG/time step","QUsePI","294;4",0.38,"MG/time step","QUsePI","294;4",0.38,"MG/time step","QUsePI","294;4",0.38,"MG/time step","QUsePI","294;4",0.38,"MG/time step","QUsePI","294;4",0.38,"MG/time step",0]
["QUsePI","303;4",0.38,"MG/time step","QUsePI","303;4",0.38,"MG/time step","QUsePI","303;4",0.38,"MG/time step","QUsePI","303;4",0.38,"MG/time step","QUsePI","303;4",0.38,"MG/time step","QUsePI","303;4",0.38,"MG/time step",0]
["QUsePI","312;4",0.34,"MG/time step","QUsePI","312;4",0.34,"MG/time step","QUsePI","312;4",0.34,"MG/time step","QUsePI","312;4",0.34,"MG/time step","QUsePI","312;4",0.34,"MG/time step","QUsePI","312;4",0.34,"MG/time step",0]
["QUsePI","321;4",0.34,"MG/time step","QUsePI","321;4",0.34,"MG/time step","QUsePI","321;4",0.34,"MG/time step","QUsePI","321;4",0.34,"MG/time step","QUsePI","321;4",0.34,"MG/time step","QUsePI","321;4",0.34,"MG/time step",0]
["QUsePI","330;4",0.34,"MG/time step","QUsePI","330;4",0.34,"MG/time step","QUsePI","330;4",0.34,"MG/time step","QUsePI","330;4",0.34,"MG/time step","QUsePI","330;4",0.34,"MG/time step","QUsePI","330;4",0.34,"MG/time step",0]
["QUsePI","331;4",0.34,"MG/time step","QUsePI","331;4",0.34,"MG/time step","QUsePI","331;4",0.34,"MG/time step","QUsePI","331;4",0.34,"MG/time step","QUsePI","331;4",0.34,"MG/time step","QUsePI","331;4",0.34,"MG/time step",0]
["QUsePI","340;4",0.35,"MG/time step","QUsePI","340;4",0.35,"MG/time step","QUsePI","340;4",0.35,"MG/time step","QUsePI","340;4",0.35,"MG/time step","QUsePI","340;4",0.35,"MG/time step","QUsePI","340;4",0.35,"MG/time step",0]
["QUsePI","349;4",0.35,"MG/time step","QUsePI","349;4",0.35,"MG/time step","QUsePI","349;4",0.35,"MG/time step","QUsePI","349;4",0.35,"MG/time step","QUsePI","349;4",0.35,"MG/time step","QUsePI","349;4",0.35,"MG/time step",0]
["QUsePI","358;4",0.35,"MG/time step","QUsePI","358;4",0.35,"MG/time step","QUsePI","358;4",0.35,"MG/time step","QUsePI","358;4",0.35,"MG/time step","QUsePI","358;4",0.35,"MG/time step","QUsePI","358;4",0.35,"MG/time step",0]
["QUsePI","2;5",0,"MG/time step","QUsePI","2;5",0,"MG/time step","QUsePI","2;5",0,"MG/time step","QUsePI","2;5",0,"MG/time step","QUsePI","2;5",0,"MG/time step","QUsePI","2;5",0,"MG/time step",0]
["QUsePI","11;5",0,"MG/time step","QUsePI","11;5",0,"MG/time step","QUsePI","11;5",0,"MG/time step","QUsePI","11;5",0,"MG/time step","QUsePI","11;5",0,"MG/time step","QUsePI","11;5",0,"MG/time step",0]
["QUsePI","20;5",0,"MG/time step","QUsePI","20;5",0,"MG/time step","QUsePI","20;5",0,"MG/time step","QUsePI","20;5",0,"MG/time step","QUsePI","20;5",0,"MG/time step","QUsePI","20;5",0,"MG/time step",0]
["QUsePI","25;5",0,"MG/time step","QUsePI","25;5",0,"MG/time step","QUsePI","25;5",0,"MG/time step","QUsePI","25;5",0,"MG/time step","QUsePI","25;5",0,"MG/time step","QUsePI","25;5",0,"MG/time step",0]
["QUsePI","29;5",0,"MG/time step","QUsePI","29;5",0,"MG/time step","QUsePI","29;5",0,"MG/time step","QUsePI","29;5",0,"MG/time step","QUsePI","29;5",0,"MG/time step","QUsePI","29;5",0,"MG/time step",0]
["QUsePI","38;5",0,"MG/time step","QUsePI","38;5",0,"MG/time step","QUsePI","38;5",0,"MG/time step","QUsePI","38;5",0,"MG/time step","QUsePI","38;5",0,"MG/time step","QUsePI","38;5",0,"MG/time step",0]
["QUsePI","47;5",0,"MG/time step","QUsePI","47;5",0,"MG/time step","QUsePI","47;5",0,"MG/time step","QUsePI","47;5",0,"MG/time step","QUsePI","47;5",0,"MG/time step","QUsePI","47;5",0,"MG/time step",0]
["QUsePI","56;5",0,"MG/time step","QUsePI","56;5",0,"MG/time step","QUsePI","56;5",0,"MG/time step","QUsePI","56;5",0,"MG/time step","QUsePI","56;5",0,"MG/time step","QUsePI","56;5",0,"MG/time step",0]
["QUsePI","65;5",0,"MG/time step","QUsePI","65;5",0,"MG/time step","QUsePI","65;5",0,"MG/time step","QUsePI","65;5",0,"MG/time step","QUsePI","65;5",0,"MG/time step","QUsePI","65;5",0,"MG/time step",0]
["QUsePI","74;5",0,"MG/time step","QUsePI","74;5",0,"MG/time step","QUsePI","74;5",0,"MG/time step","QUsePI","74;5",0,"MG/time step","QUsePI","74;5",0,"MG/time step","QUsePI","74;5",0,"MG/time step",0]
["QUsePI","83;5",0,"MG/time step","QUsePI","83;5",0,"MG/time step","QUsePI","83;5",0,"MG/time step","QUsePI","83;5",0,"MG/time step","QUsePI","83;5",0,"MG/time step","QUsePI","83;5",0,"MG/time step",0]
["QUsePI","92;5",0,"MG/time step","QUsePI","92;5",0,"MG/time step","QUsePI","92;5",0,"MG/time step","QUsePI","92;5",0,"MG/time step","QUsePI","92;5",0,"MG/time step","QUsePI","92;5",0,"MG/time step",0]
["QUsePI","93;5",0,"MG/time step","QUsePI","93;5",0,"MG/time step","QUsePI","93;5",0,"MG/time step","QUsePI","93;5",0,"MG/time step","QUsePI","93;5",0,"MG/time step","QUsePI","93;5",0,"MG/time step",0]
["QUsePI","102;5",0,"MG/time step","QUsePI","102;5",0,"MG/time step","QUsePI","102;5",0,"MG/time step","QUsePI","102;5",0,"MG/time step","QUsePI","102;5",0,"MG/time step","QUsePI","102;5",0,"MG/time step",0]
["QUsePI","111;5",0,"MG/time step","QUsePI","111;5",0,"MG/time step","QUsePI","111;5",0,"MG/time step","QUsePI","111;5",0,"MG/time step","QUsePI","111;5",0,"MG/time step","QUsePI","111;5",0,"MG/time step",0]
["QUsePI","120;5",0,"MG/time step","QUsePI","120;5",0,"MG/time step","QUsePI","120;5",0,"MG/time step","QUsePI","120;5",0,"MG/time step","QUsePI","120;5",0,"MG/time step","QUsePI","120;5",0,"MG/time step",0]
["QUsePI","129;5",0.01,"MG/time step","QUsePI","129;5",0.01,"MG/time step","QUsePI","129;5",0.01,"MG/time step","QUsePI","129;5",0.01,"MG/time step","QUsePI","129;5",0.01,"MG/time step","QUsePI","129;5",0.01,"MG/time step",0]
["QUsePI","138;5",0.01,"MG/time step","QUsePI","138;5",0.01,"MG/time step","QUsePI","138;5",0.01,"MG/time step","QUsePI","138;5",0.01,"MG/time step","QUsePI","138;5",0.01,"MG/time step","QUsePI","138;5",0.01,"MG/time step",0]
["QUsePI","147;5",0.01,"MG/time step","QUsePI","147;5",0.01,"MG/time step","QUsePI","147;5",0.01,"MG/time step","QUsePI","147;5",0.01,"MG/time step","QUsePI","147;5",0.01,"MG/time step","QUsePI","147;5",0.01,"MG/time step",0]
["QUsePI","156;5",0.01,"MG/time step","QUsePI","156;5",0.01,"MG/time step","QUsePI","156;5",0.01,"MG/time step","QUsePI","156;5",0.01,"MG/time step","QUsePI","156;5",0.01,"MG/time step","QUsePI","156;5",0.01,"MG/time step",0]
["QUsePI","157;5",0.01,"MG/time step","QUsePI","157;5",0.01,"MG/time step","QUsePI","157;5",0.01,"MG/time step","QUsePI","157;5",0.01,"MG/time step","QUsePI","157;5",0.01,"MG/time step","QUsePI","157;5",0.01,"MG/time step",0]
["QUsePI","166;5",0.01,"MG/time step","QUsePI","166;5",0.01,"MG/time step","QUsePI","166;5",0.01,"MG/time step","QUsePI","166;5",0.01,"MG/time step","QUsePI","166;5",0.01,"MG/time step","QUsePI","166;5",0.01,"MG/time step",0]
["QUsePI","175;5",0.01,"MG/time step","QUsePI","175;5",0.01,"MG/time step","QUsePI","175;5",0.01,"MG/time step","QUsePI","175;5",0.01,"MG/time step","QUsePI","175;5",0.01,"MG/time step","QUsePI","175;5",0.01,"MG/time step",0]
["QUsePI","184;5",0.01,"MG/time step","QUsePI","184;5",0.01,"MG/time step","QUsePI","184;5",0.01,"MG/time step","QUsePI","184;5",0.01,"MG/time step","QUsePI","184;5",0.01,"MG/time step","QUsePI","184;5",0.01,"MG/time step",0]
["QUsePI","193;5",0.01,"MG/time step","QUsePI","193;5",0.01,"MG/time step","QUsePI","193;5",0.01,"MG/time step","QUsePI","193;5",0.01,"MG/time step","QUsePI","193;5",0.01,"MG/time step","QUsePI","193;5",0.01,"MG/time step",0]
["QUsePI","202;5",0.01,"MG/time step","QUsePI","202;5",0.01,"MG/time step","QUsePI","202;5",0.01,"MG/time step","QUsePI","202;5",0.01,"MG/time step","QUsePI","202;5",0.01,"MG/time step","QUsePI","202;5",0.01,"MG/time step",0]
["QUsePI","211;5",0.01,"MG/time step","QUsePI","211;5",0.01,"MG/time step","QUsePI","211;5",0.01,"MG/time step","QUsePI","211;5",0.01,"MG/time step","QUsePI","211;5",0.01,"MG/time step","QUsePI","211;5",0.01,"MG/time step",0]
["QUsePI","220;5",0.01,"MG/time step","QUsePI","220;5",0.01,"MG/time step","QUsePI","220;5",0.01,"MG/time step","QUsePI","220;5",0.01,"MG/time step","QUsePI","220;5",0.01,"MG/time step","QUsePI","220;5",0.01,"MG/time step",0]
["QUsePI","221;5",0.01,"MG/time step","QUsePI","221;5",0.01,"MG/time step","QUsePI","221;5",0.01,"MG/time step","QUsePI","221;5",0.01,"MG/time step","QUsePI","221;5",0.01,"MG/time step","QUsePI","221;5",0.01,"MG/time step",0]
["QUsePI","235;5",0.01,"MG/time step","QUsePI","235;5",0.01,"MG/time step","QUsePI","235;5",0.01,"MG/time step","QUsePI","235;5",0.01,"MG/time step","QUsePI","235;5",0.01,"MG/time step","QUsePI","235;5",0.01,"MG/time step",0]
["QUsePI","238;5",0.01,"MG/time step","QUsePI","238;5",0.01,"MG/time step","QUsePI","238;5",0.01,"MG/time step","QUsePI","238;5",0.01,"MG/time step","QUsePI","238;5",0.01,"MG/time step","QUsePI","238;5",0.01,"MG/time step",0]
["QUsePI","247;5",0.01,"MG/time step","QUsePI","247;5",0.01,"MG/time step","QUsePI","247;5",0.01,"MG/time step","QUsePI","247;5",0.01,"MG/time step","QUsePI","247;5",0.01,"MG/time step","QUsePI","247;5",0.01,"MG/time step",0]
["QUsePI","256;5",0.01,"MG/time step","QUsePI","256;5",0.01,"MG/time step","QUsePI","256;5",0.01,"MG/time step","QUsePI","256;5",0.01,"MG/time step","QUsePI","256;5",0.01,"MG/time step","QUsePI","256;5",0.01,"MG/time step",0]
["QUsePI","265;5",0.01,"MG/time step","QUsePI","265;5",0.01,"MG/time step","QUsePI","265;5",0.01,"MG/time step","QUsePI","265;5",0.01,"MG/time step","QUsePI","265;5",0.01,"MG/time step","QUsePI","265;5",0.01,"MG/time step",0]
["QUsePI","274;5",0,"MG/time step","QUsePI","274;5",0,"MG/time step","QUsePI","274;5",0,"MG/time step","QUsePI","274;5",0,"MG/time step","QUsePI","274;5",0,"MG/time step","QUsePI","274;5",0,"MG/time step",0]
["QUsePI","283;5",0,"MG/time step","QUsePI","283;5",0,"MG/time step","QUsePI","283;5",0,"MG/time step","QUsePI","283;5",0,"MG/time step","QUsePI","283;5",0,"MG/time step","QUsePI","283;5",0,"MG/time step",0]
["QUsePI","284;5",0,"MG/time step","QUsePI","284;5",0,"MG/time step","QUsePI","284;5",0,"MG/time step","QUsePI","284;5",0,"MG/time step","QUsePI","284;5",0,"MG/time step","QUsePI","284;5",0,"MG/time step",0]
["QUsePI","293;5",0,"MG/time step","QUsePI","293;5",0,"MG/time step","QUsePI","293;5",0,"MG/time step","QUsePI","293;5",0,"MG/time step","QUsePI","293;5",0,"MG/time step","QUsePI","293;5",0,"MG/time step",0]
["QUsePI","302;5",0,"MG/time step","QUsePI","302;5",0,"MG/time step","QUsePI","302;5",0,"MG/time step","QUsePI","302;5",0,"MG/time step","QUsePI","302;5",0,"MG/time step","QUsePI","302;5",0,"MG/time step",0]
["QUsePI","311;5",0,"MG/time step","QUsePI","311;5",0,"MG/time step","QUsePI","311;5",0,"MG/time step","QUsePI","311;5",0,"MG/time step","QUsePI","311;5",0,"MG/time step","QUsePI","311;5",0,"MG/time step",0]
["QUsePI","320;5",0,"MG/time step","QUsePI","320;5",0,"MG/time step","QUsePI","320;5",0,"MG/time step","QUsePI","320;5",0,"MG/time step","QUsePI","320;5",0,"MG/time step","QUsePI","320;5",0,"MG/time step",0]
["QUsePI","329;5",0,"MG/time step","QUsePI","329;5",0,"MG/time step","QUsePI","329;5",0,"MG/time step","QUsePI","329;5",0,"MG/time step","QUsePI","329;5",0,"MG/time step","QUsePI","329;5",0,"MG/time step",0]
["QUsePI","338;5",0,"MG/time step","QUsePI","338;5",0,"MG/time step","QUsePI","338;5",0,"MG/time step","QUsePI","338;5",0,"MG/time step","QUsePI","338;5",0,"MG/time step","QUsePI","338;5",0,"MG/time step",0]
["QUsePI","347;5",0,"MG/time step","QUsePI","347;5",0,"MG/time step","QUsePI","347;5",0,"MG/time step","QUsePI","347;5",0,"MG/time step","QUsePI","347;5",0,"MG/time step","QUsePI","347;5",0,"MG/time step",0]
["QUsePI","348;5",0,"MG/time step","QUsePI","348;5",0,"MG/time step","QUsePI","348;5",0,"MG/time step","QUsePI","348;5",0,"MG/time step","QUsePI","348;5",0,"MG/time step","QUsePI","348;5",0,"MG/time step",0]
["QUsePI","357;5",0,"MG/time step","QUsePI","357;5",0,"MG/time step","QUsePI","357;5",0,"MG/time step","QUsePI","357;5",0,"MG/time step","QUsePI","357;5",0,"MG/time step","QUsePI","357;5",0,"MG/time step",0]
["QUsePI","1;6",0.17,"MG/time step","QUsePI","1;6",0.17,"MG/time step","QUsePI","1;6",0.17,"MG/time step","QUsePI","1;6",0.17,"MG/time step","QUsePI","1;6",0.17,"MG/time step","QUsePI","1;6",0.17,"MG/time step",0]
["QUsePI","10;6",0.17,"MG/time step","QUsePI","10;6",0.17,"MG/time step","QUsePI","10;6",0.17,"MG/time step","QUsePI","10;6",0.17,"MG/time step","QUsePI","10;6",0.17,"MG/time step","QUsePI","10;6",0.17,"MG/time step",0]
["QUsePI","19;6",0.17,"MG/time step","QUsePI","19;6",0.17,"MG/time step","QUsePI","19;6",0.17,"MG/time step","QUsePI","19;6",0.17,"MG/time step","QUsePI","19;6",0.17,"MG/time step","QUsePI","19;6",0.17,"MG/time step",0]
["QUsePI","28;6",0.17,"MG/time step","QUsePI","28;6",0.17,"MG/time step","QUsePI","28;6",0.17,"MG/time step","QUsePI","28;6",0.17,"MG/time step","QUsePI","28;6",0.17,"MG/time step","QUsePI","28;6",0.17,"MG/time step",0]
["QUsePI","37;6",0.16,"MG/time step","QUsePI","37;6",0.16,"MG/time step","QUsePI","37;6",0.16,"MG/time step","QUsePI","37;6",0.16,"MG/time step","QUsePI","37;6",0.16,"MG/time step","QUsePI","37;6",0.16,"MG/time step",0]
["QUsePI","46;6",0.16,"MG/time step","QUsePI","46;6",0.16,"MG/time step","QUsePI","46;6",0.16,"MG/time step","QUsePI","46;6",0.16,"MG/time step","QUsePI","46;6",0.16,"MG/time step","QUsePI","46;6",0.16,"MG/time step",0]
["QUsePI","47;6",0.16,"MG/time step","QUsePI","47;6",0.16,"MG/time step","QUsePI","47;6",0.16,"MG/time step","QUsePI","47;6",0.16,"MG/time step","QUsePI","47;6",0.16,"MG/time step","QUsePI","47;6",0.16,"MG/time step",0]
["QUsePI","56;6",0.16,"MG/time step","QUsePI","56;6",0.16,"MG/time step","QUsePI","56;6",0.16,"MG/time step","QUsePI","56;6",0.16,"MG/time step","QUsePI","56;6",0.16,"MG/time step","QUsePI","56;6",0.16,"MG/time step",0]
["QUsePI","64;6",0.16,"MG/time step","QUsePI","64;6",0.16,"MG/time step","QUsePI","64;6",0.16,"MG/time step","QUsePI","64;6",0.16,"MG/time step","QUsePI","64;6",0.16,"MG/time step","QUsePI","64;6",0.16,"MG/time step",0]
["QUsePI","73;6",0.16,"MG/time step","QUsePI","73;6",0.16,"MG/time step","QUsePI","73;6",0.16,"MG/time step","QUsePI","73;6",0.16,"MG/time step","QUsePI","73;6",0.16,"MG/time step","QUsePI","73;6",0.16,"MG/time step",0]
["QUsePI","82;6",0.16,"MG/time step","QUsePI","82;6",0.16,"MG/time step","QUsePI","82;6",0.16,"MG/time step","QUsePI","82;6",0.16,"MG/time step","QUsePI","82;6",0.16,"MG/time step","QUsePI","82;6",0.16,"MG/time step",0]
["QUsePI","91;6",0.18,"MG/time step","QUsePI","91;6",0.18,"MG/time step","QUsePI","91;6",0.18,"MG/time step","QUsePI","91;6",0.18,"MG/time step","QUsePI","91;6",0.18,"MG/time step","QUsePI","91;6",0.18,"MG/time step",0]
["QUsePI","100;6",0.18,"MG/time step","QUsePI","100;6",0.18,"MG/time step","QUsePI","100;6",0.18,"MG/time step","QUsePI","100;6",0.18,"MG/time step","QUsePI","100;6",0.18,"MG/time step","QUsePI","100;6",0.18,"MG/time step",0]
["QUsePI","109;6",0.18,"MG/time step","QUsePI","109;6",0.18,"MG/time step","QUsePI","109;6",0.18,"MG/time step","QUsePI","109;6",0.18,"MG/time step","QUsePI","109;6",0.18,"MG/time step","QUsePI","109;6",0.18,"MG/time step",0]
["QUsePI","110;6",0.18,"MG/time step","QUsePI","110;6",0.18,"MG/time step","QUsePI","110;6",0.18,"MG/time step","QUsePI","110;6",0.18,"MG/time step","QUsePI","110;6",0.18,"MG/time step","QUsePI","110;6",0.18,"MG/time step",0]
["QUsePI","119;6",0.18,"MG/time step","QUsePI","119;6",0.18,"MG/time step","QUsePI","119;6",0.18,"MG/time step","QUsePI","119;6",0.18,"MG/time step","QUsePI","119;6",0.18,"MG/time step","QUsePI","119;6",0.18,"MG/time step",0]
["QUsePI","128;6",0.18,"MG/time step","QUsePI","128;6",0.18,"MG/time step","QUsePI","128;6",0.18,"MG/time step","QUsePI","128;6",0.18,"MG/time step","QUsePI","128;6",0.18,"MG/time step","QUsePI","128;6",0.18,"MG/time step",0]
["QUsePI","137;6",0.18,"MG/time step","QUsePI","137;6",0.18,"MG/time step","QUsePI","137;6",0.18,"MG/time step","QUsePI","137;6",0.18,"MG/time step","QUsePI","137;6",0.18,"MG/time step","QUsePI","137;6",0.18,"MG/time step",0]
["QUsePI","146;6",0.18,"MG/time step","QUsePI","146;6",0.18,"MG/time step","QUsePI","146;6",0.18,"MG/time step","QUsePI","146;6",0.18,"MG/time step","QUsePI","146;6",0.18,"MG/time step","QUsePI","146;6",0.18,"MG/time step",0]
["QUsePI","155;6",0.2,"MG/time step","QUsePI","155;6",0.2,"MG/time step","QUsePI","155;6",0.2,"MG/time step","QUsePI","155;6",0.2,"MG/time step","QUsePI","155;6",0.2,"MG/time step","QUsePI","155;6",0.2,"MG/time step",0]
["QUsePI","164;6",0.2,"MG/time step","QUsePI","164;6",0.2,"MG/time step","QUsePI","164;6",0.2,"MG/time step","QUsePI","164;6",0.2,"MG/time step","QUsePI","164;6",0.2,"MG/time step","QUsePI","164;6",0.2,"MG/time step",0]
["QUsePI","173;6",0.2,"MG/time step","QUsePI","173;6",0.2,"MG/time step","QUsePI","173;6",0.2,"MG/time step","QUsePI","173;6",0.2,"MG/time step","QUsePI","173;6",0.2,"MG/time step","QUsePI","173;6",0.2,"MG/time step",0]
["QUsePI","174;6",0.2,"MG/time step","QUsePI","174;6",0.2,"MG/time step","QUsePI","174;6",0.2,"MG/time step","QUsePI","174;6",0.2,"MG/time step","QUsePI","174;6",0.2,"MG/time step","QUsePI","174;6",0.2,"MG/time step",0]
["QUsePI","183;6",0.24,"MG/time step","QUsePI","183;6",0.24,"MG/time step","QUsePI","183;6",0.24,"MG/time step","QUsePI","183;6",0.24,"MG/time step","QUsePI","183;6",0.24,"MG/time step","QUsePI","183;6",0.24,"MG/time step",0]
["QUsePI","192;6",0.24,"MG/time step","QUsePI","192;6",0.24,"MG/time step","QUsePI","192;6",0.24,"MG/time step","QUsePI","192;6",0.24,"MG/time step","QUsePI","192;6",0.24,"MG/time step","QUsePI","192;6",0.24,"MG/time step",0]
["QUsePI","201;6",0.24,"MG/time step","QUsePI","201;6",0.24,"MG/time step","QUsePI","201;6",0.24,"MG/time step","QUsePI","201;6",0.24,"MG/time step","QUsePI","201;6",0.24,"MG/time step","QUsePI","201;6",0.24,"MG/time step",0]
["QUsePI","210;6",0.24,"MG/time step","QUsePI","210;6",0.24,"MG/time step","QUsePI","210;6",0.24,"MG/time step","QUsePI","210;6",0.24,"MG/time step","QUsePI","210;6",0.24,"MG/time step","QUsePI","210;6",0.24,"MG/time step",0]
["QUsePI","219;6",0.23,"MG/time step","QUsePI","219;6",0.23,"MG/time step","QUsePI","219;6",0.23,"MG/time step","QUsePI","219;6",0.23,"MG/time step","QUsePI","219;6",0.23,"MG/time step","QUsePI","219;6",0.23,"MG/time step",0]
["QUsePI","228;6",0.23,"MG/time step","QUsePI","228;6",0.23,"MG/time step","QUsePI","228;6",0.23,"MG/time step","QUsePI","228;6",0.23,"MG/time step","QUsePI","228;6",0.23,"MG/time step","QUsePI","228;6",0.23,"MG/time step",0]
["QUsePI","237;6",0.23,"MG/time step","QUsePI","237;6",0.23,"MG/time step","QUsePI","237;6",0.23,"MG/time step","QUsePI","237;6",0.23,"MG/time step","QUsePI","237;6",0.23,"MG/time step","QUsePI","237;6",0.23,"MG/time step",0]
["QUsePI","238;6",0.23,"MG/time step","QUsePI","238;6",0.23,"MG/time step","QUsePI","238;6",0.23,"MG/time step","QUsePI","238;6",0.23,"MG/time step","QUsePI","238;6",0.23,"MG/time step","QUsePI","238;6",0.23,"MG/time step",0]
["QUsePI","247;6",0.18,"MG/time step","QUsePI","247;6",0.18,"MG/time step","QUsePI","247;6",0.18,"MG/time step","QUsePI","247;6",0.18,"MG/time step","QUsePI","247;6",0.18,"MG/time step","QUsePI","247;6",0.18,"MG/time step",0]
["QUsePI","256;6",0.18,"MG/time step","QUsePI","256;6",0.18,"MG/time step","QUsePI","256;6",0.18,"MG/time step","QUsePI","256;6",0.18,"MG/time step","QUsePI","256;6",0.18,"MG/time step","QUsePI","256;6",0.18,"MG/time step",0]
["QUsePI","265;6",0.18,"MG/time step","QUsePI","265;6",0.18,"MG/time step","QUsePI","265;6",0.18,"MG/time step","QUsePI","265;6",0.18,"MG/time step","QUsePI","265;6",0.18,"MG/time step","QUsePI","265;6",0.18,"MG/time step",0]
["QUsePI","274;6",0.17,"MG/time step","QUsePI","274;6",0.17,"MG/time step","QUsePI","274;6",0.17,"MG/time step","QUsePI","274;6",0.17,"MG/time step","QUsePI","274;6",0.17,"MG/time step","QUsePI","274;6",0.17,"MG/time step",0]
["QUsePI","282;6",0.17,"MG/time step","QUsePI","282;6",0.17,"MG/time step","QUsePI","282;6",0.17,"MG/time step","QUsePI","282;6",0.17,"MG/time step","QUsePI","282;6",0.17,"MG/time step","QUsePI","282;6",0.17,"MG/time step",0]
["QUsePI","291;6",0.17,"MG/time step","QUsePI","291;6",0.17,"MG/time step","QUsePI","291;6",0.17,"MG/time step","QUsePI","291;6",0.17,"MG/time step","QUsePI","291;6",0.17,"MG/time step","QUsePI","291;6",0.17,"MG/time step",0]
["QUsePI","300;6",0.17,"MG/time step","QUsePI","300;6",0.17,"MG/time step","QUsePI","300;6",0.17,"MG/time step","QUsePI","300;6",0.17,"MG/time step","QUsePI","300;6",0.17,"MG/time step","QUsePI","300;6",0.17,"MG/time step",0]
["QUsePI","301;6",0.17,"MG/time step","QUsePI","301;6",0.17,"MG/time step","QUsePI","301;6",0.17,"MG/time step","QUsePI","301;6",0.17,"MG/time step","QUsePI","301;6",0.17,"MG/time step","QUsePI","301;6",0.17,"MG/time step",0]
["QUsePI","310;6",0.16,"MG/time step","QUsePI","310;6",0.16,"MG/time step","QUsePI","310;6",0.16,"MG/time step","QUsePI","310;6",0.16,"MG/time step","QUsePI","310;6",0.16,"MG/time step","QUsePI","310;6",0.16,"MG/time step",0]
["QUsePI","319;6",0.16,"MG/time step","QUsePI","319;6",0.16,"MG/time step","QUsePI","319;6",0.16,"MG/time step","QUsePI","319;6",0.16,"MG/time step","QUsePI","319;6",0.16,"MG/time step","QUsePI","319;6",0.16,"MG/time step",0]
["QUsePI","328;6",0.16,"MG/time step","QUsePI","328;6",0.16,"MG/time step","QUsePI","328;6",0.16,"MG/time step","QUsePI","328;6",0.16,"MG/time step","QUsePI","328;6",0.16,"MG/time step","QUsePI","328;6",0.16,"MG/time step",0]
["QUsePI","337;6",0.16,"MG/time step","QUsePI","337;6",0.16,"MG/time step","QUsePI","337;6",0.16,"MG/time step","QUsePI","337;6",0.16,"MG/time step","QUsePI","337;6",0.16,"MG/time step","QUsePI","337;6",0.16,"MG/time step",0]
["QUsePI","346;6",0.16,"MG/time step","QUsePI","346;6",0.16,"MG/time step","QUsePI","346;6",0.16,"MG/time step","QUsePI","346;6",0.16,"MG/time step","QUsePI","346;6",0.16,"MG/time step","QUsePI","346;6",0.16,"MG/time step",0]
["QUsePI","355;6",0.16,"MG/time step","QUsePI","355;6",0.16,"MG/time step","QUsePI","355;6",0.16,"MG/time step","QUsePI","355;6",0.16,"MG/time step","QUsePI","355;6",0.16,"MG/time step","QUsePI","355;6",0.16,"MG/time step",0]
["QUsePI","364;6",0.16,"MG/time step","QUsePI","364;6",0.16,"MG/time step","QUsePI","364;6",0.16,"MG/time step","QUsePI","364;6",0.16,"MG/time step","QUsePI","364;6",0.16,"MG/time step","QUsePI","364;6",0.16,"MG/time step",0]
["QUsePI","365;6",0.16,"MG/time step","QUsePI","365;6",0.16,"MG/time step","QUsePI","365;6",0.16,"MG/time step","QUsePI","365;6",0.16,"MG/time step","QUsePI","365;6",0.16,"MG/time step","QUsePI","365;6",0.16,"MG/time step",0]
["QUsePI","9;7",0.14000000000000001,"MG/time step","QUsePI","9;7",0.14000000000000001,"MG/time step","QUsePI","9;7",0.14000000000000001,"MG/time step","QUsePI","9;7",0.14000000000000001,"MG/time step","QUsePI","9;7",0.14000000000000001,"MG/time step","QUsePI","9;7",0.14000000000000001,"MG/time step",0]
["QUsePI","18;7",0.14000000000000001,"MG/time step","QUsePI","18;7",0.14000000000000001,"MG/time step","QUsePI","18;7",0.14000000000000001,"MG/time step","QUsePI","18;7",0.14000000000000001,"MG/time step","QUsePI","18;7",0.14000000000000001,"MG/time step","QUsePI","18;7",0.14000000000000001,"MG/time step",0]
["QUsePI","27;7",0.14000000000000001,"MG/time step","QUsePI","27;7",0.14000000000000001,"MG/time step","QUsePI","27;7",0.14000000000000001,"MG/time step","QUsePI","27;7",0.14000000000000001,"MG/time step","QUsePI","27;7",0.14000000000000001,"MG/time step","QUsePI","27;7",0.14000000000000001,"MG/time step",0]
["QUsePI","36;7",0.13,"MG/time step","QUsePI","36;7",0.13,"MG/time step","QUsePI","36;7",0.13,"MG/time step","QUsePI","36;7",0.13,"MG/time step","QUsePI","36;7",0.13,"MG/time step","QUsePI","36;7",0.13,"MG/time step",0]
["QUsePI","45;7",0.13,"MG/time step","QUsePI","45;7",0.13,"MG/time step","QUsePI","45;7",0.13,"MG/time step","QUsePI","45;7",0.13,"MG/time step","QUsePI","45;7",0.13,"MG/time step","QUsePI","45;7",0.13,"MG/time step",0]
["QUsePI","54;7",0.13,"MG/time step","QUsePI","54;7",0.13,"MG/time step","QUsePI","54;7",0.13,"MG/time step","QUsePI","54;7",0.13,"MG/time step","QUsePI","54;7",0.13,"MG/time step","QUsePI","54;7",0.13,"MG/time step",0]
["QUsePI","63;7",0.13,"MG/time step","QUsePI","63;7",0.13,"MG/time step","QUsePI","63;7",0.13,"MG/time step","QUsePI","63;7",0.13,"MG/time step","QUsePI","63;7",0.13,"MG/time step","QUsePI","63;7",0.13,"MG/time step",0]
["QUsePI","64;7",0.13,"MG/time step","QUsePI","64;7",0.13,"MG/time step","QUsePI","64;7",0.13,"MG/time step","QUsePI","64;7",0.13,"MG/time step","QUsePI","64;7",0.13,"MG/time step","QUsePI","64;7",0.13,"MG/time step",0]
["QUsePI","73;7",0.13,"MG/time step","QUsePI","73;7",0.13,"MG/time step","QUsePI","73;7",0.13,"MG/time step","QUsePI","73;7",0.13,"MG/time step","QUsePI","73;7",0.13,"MG/time step","QUsePI","73;7",0.13,"MG/time step",0]
["QUsePI","82;7",0.13,"MG/time step","QUsePI","82;7",0.13,"MG/time step","QUsePI","82;7",0.13,"MG/time step","QUsePI","82;7",0.13,"MG/time step","QUsePI","82;7",0.13,"MG/time step","QUsePI","82;7",0.13,"MG/time step",0]
["QUsePI","91;7",0.14000000000000001,"MG/time step","QUsePI","91;7",0.14000000000000001,"MG/time step","QUsePI","91;7",0.14000000000000001,"MG/time step","QUsePI","91;7",0.14000000000000001,"MG/time step","QUsePI","91;7",0.14000000000000001,"MG/time step","QUsePI","91;7",0.14000000000000001,"MG/time step",0]
["QUsePI","100;7",0.14000000000000001,"MG/time step","QUsePI","100;7",0.14000000000000001,"MG/time step","QUsePI","100;7",0.14000000000000001,"MG/time step","QUsePI","100;7",0.14000000000000001,"MG/time step","QUsePI","100;7",0.14000000000000001,"MG/time step","QUsePI","100;7",0.14000000000000001,"MG/time step",0]
["QUsePI","109;7",0.14000000000000001,"MG/time step","QUsePI","109;7",0.14000000000000001,"MG/time step","QUsePI","109;7",0.14000000000000001,"MG/time step","QUsePI","109;7",0.14000000000000001,"MG/time step","QUsePI","109;7",0.14000000000000001,"MG/time step","QUsePI","109;7",0.14000000000000001,"MG/time step",0]
["QUsePI","112;7",0.14000000000000001,"MG/time step","QUsePI","112;7",0.14000000000000001,"MG/time step","QUsePI","112;7",0.14000000000000001,"MG/time step","QUsePI","112;7",0.14000000000000001,"MG/time step","QUsePI","112;7",0.14000000000000001,"MG/time step","QUsePI","112;7",0.14000000000000001,"MG/time step",0]
["QUsePI","126;7",0.15,"MG/time step","QUsePI","126;7",0.15,"MG/time step","QUsePI","126;7",0.15,"MG/time step","QUsePI","126;7",0.15,"MG/time step","QUsePI","126;7",0.15,"MG/time step","QUsePI","126;7",0.15,"MG/time step",0]
["QUsePI","127;7",0.15,"MG/time step","QUsePI","127;7",0.15,"MG/time step","QUsePI","127;7",0.15,"MG/time step","QUsePI","127;7",0.15,"MG/time step","QUsePI","127;7",0.15,"MG/time step","QUsePI","127;7",0.15,"MG/time step",0]
["QUsePI","136;7",0.15,"MG/time step","QUsePI","136;7",0.15,"MG/time step","QUsePI","136;7",0.15,"MG/time step","QUsePI","136;7",0.15,"MG/time step","QUsePI","136;7",0.15,"MG/time step","QUsePI","136;7",0.15,"MG/time step",0]
["QUsePI","145;7",0.15,"MG/time step","QUsePI","145;7",0.15,"MG/time step","QUsePI","145;7",0.15,"MG/time step","QUsePI","145;7",0.15,"MG/time step","QUsePI","145;7",0.15,"MG/time step","QUsePI","145;7",0.15,"MG/time step",0]
["QUsePI","154;7",0.17,"MG/time step","QUsePI","154;7",0.17,"MG/time step","QUsePI","154;7",0.17,"MG/time step","QUsePI","154;7",0.17,"MG/time step","QUsePI","154;7",0.17,"MG/time step","QUsePI","154;7",0.17,"MG/time step",0]
["QUsePI","163;7",0.17,"MG/time step","QUsePI","163;7",0.17,"MG/time step","QUsePI","163;7",0.17,"MG/time step","QUsePI","163;7",0.17,"MG/time step","QUsePI","163;7",0.17,"MG/time step","QUsePI","163;7",0.17,"MG/time step",0]
["QUsePI","172;7",0.17,"MG/time step","QUsePI","172;7",0.17,"MG/time step","QUsePI","172;7",0.17,"MG/time step","QUsePI","172;7",0.17,"MG/time step","QUsePI","172;7",0.17,"MG/time step","QUsePI","172;7",0.17,"MG/time step",0]
["QUsePI","181;7",0.17,"MG/time step","QUsePI","181;7",0.17,"MG/time step","QUsePI","181;7",0.17,"MG/time step","QUsePI","181;7",0.17,"MG/time step","QUsePI","181;7",0.17,"MG/time step","QUsePI","181;7",0.17,"MG/time step",0]
["QUsePI","190;7",0.21,"MG/time step","QUsePI","190;7",0.21,"MG/time step","QUsePI","190;7",0.21,"MG/time step","QUsePI","190;7",0.21,"MG/time step","QUsePI","190;7",0.21,"MG/time step","QUsePI","190;7",0.21,"MG/time step",0]
["QUsePI","191;7",0.21,"MG/time step","QUsePI","191;7",0.21,"MG/time step","QUsePI","191;7",0.21,"MG/time step","QUsePI","191;7",0.21,"MG/time step","QUsePI","191;7",0.21,"MG/time step","QUsePI","191;7",0.21,"MG/time step",0]
["QUsePI","200;7",0.21,"MG/time step","QUsePI","200;7",0.21,"MG/time step","QUsePI","200;7",0.21,"MG/time step","QUsePI","200;7",0.21,"MG/time step","QUsePI","200;7",0.21,"MG/time step","QUsePI","200;7",0.21,"MG/time step",0]
["QUsePI","209;7",0.21,"MG/time step","QUsePI","209;7",0.21,"MG/time step","QUsePI","209;7",0.21,"MG/time step","QUsePI","209;7",0.21,"MG/time step","QUsePI","209;7",0.21,"MG/time step","QUsePI","209;7",0.21,"MG/time step",0]
["QUsePI","218;7",0.2,"MG/time step","QUsePI","218;7",0.2,"MG/time step","QUsePI","218;7",0.2,"MG/time step","QUsePI","218;7",0.2,"MG/time step","QUsePI","218;7",0.2,"MG/time step","QUsePI","218;7",0.2,"MG/time step",0]
["QUsePI","227;7",0.2,"MG/time step","QUsePI","227;7",0.2,"MG/time step","QUsePI","227;7",0.2,"MG/time step","QUsePI","227;7",0.2,"MG/time step","QUsePI","227;7",0.2,"MG/time step","QUsePI","227;7",0.2,"MG/time step",0]
["QUsePI","236;7",0.2,"MG/time step","QUsePI","236;7",0.2,"MG/time step","QUsePI","236;7",0.2,"MG/time step","QUsePI","236;7",0.2,"MG/time step","QUsePI","236;7",0.2,"MG/time step","QUsePI","236;7",0.2,"MG/time step",0]
["QUsePI","245;7",0.15,"MG/time step","QUsePI","245;7",0.15,"MG/time step","QUsePI","245;7",0.15,"MG/time step","QUsePI","245;7",0.15,"MG/time step","QUsePI","245;7",0.15,"MG/time step","QUsePI","245;7",0.15,"MG/time step",0]
["QUsePI","254;7",0.15,"MG/time step","QUsePI","254;7",0.15,"MG/time step","QUsePI","254;7",0.15,"MG/time step","QUsePI","254;7",0.15,"MG/time step","QUsePI","254;7",0.15,"MG/time step","QUsePI","254;7",0.15,"MG/time step",0]
["QUsePI","255;7",0.15,"MG/time step","QUsePI","255;7",0.15,"MG/time step","QUsePI","255;7",0.15,"MG/time step","QUsePI","255;7",0.15,"MG/time step","QUsePI","255;7",0.15,"MG/time step","QUsePI","255;7",0.15,"MG/time step",0]
["QUsePI","264;7",0.15,"MG/time step","QUsePI","264;7",0.15,"MG/time step","QUsePI","264;7",0.15,"MG/time step","QUsePI","264;7",0.15,"MG/time step","QUsePI","264;7",0.15,"MG/time step","QUsePI","264;7",0.15,"MG/time step",0]
["QUsePI","273;7",0.15,"MG/time step","QUsePI","273;7",0.15,"MG/time step","QUsePI","273;7",0.15,"MG/time step","QUsePI","273;7",0.15,"MG/time step","QUsePI","273;7",0.15,"MG/time step","QUsePI","273;7",0.15,"MG/time step",0]
["QUsePI","282;7",0.14000000000000001,"MG/time step","QUsePI","282;7",0.14000000000000001,"MG/time step","QUsePI","282;7",0.14000000000000001,"MG/time step","QUsePI","282;7",0.14000000000000001,"MG/time step","QUsePI","282;7",0.14000000000000001,"MG/time step","QUsePI","282;7",0.14000000000000001,"MG/time step",0]
["QUsePI","291;7",0.14000000000000001,"MG/time step","QUsePI","291;7",0.14000000000000001,"MG/time step","QUsePI","291;7",0.14000000000000001,"MG/time step","QUsePI","291;7",0.14000000000000001,"MG/time step","QUsePI","291;7",0.14000000000000001,"MG/time step","QUsePI","291;7",0.14000000000000001,"MG/time step",0]
["QUsePI","300;7",0.14000000000000001,"MG/time step","QUsePI","300;7",0.14000000000000001,"MG/time step","QUsePI","300;7",0.14000000000000001,"MG/time step","QUsePI","300;7",0.14000000000000001,"MG/time step","QUsePI","300;7",0.14000000000000001,"MG/time step","QUsePI","300;7",0.14000000000000001,"MG/time step",0]
["QUsePI","309;7",0.13,"MG/time step","QUsePI","309;7",0.13,"MG/time step","QUsePI","309;7",0.13,"MG/time step","QUsePI","309;7",0.13,"MG/time step","QUsePI","309;7",0.13,"MG/time step","QUsePI","309;7",0.13,"MG/time step",0]
["QUsePI","316;7",0.13,"MG/time step","QUsePI","316;7",0.13,"MG/time step","QUsePI","316;7",0.13,"MG/time step","QUsePI","316;7",0.13,"MG/time step","QUsePI","316;7",0.13,"MG/time step","QUsePI","316;7",0.13,"MG/time step",0]
["QUsePI","318;7",0.13,"MG/time step","QUsePI","318;7",0.13,"MG/time step","QUsePI","318;7",0.13,"MG/time step","QUsePI","318;7",0.13,"MG/time step","QUsePI","318;7",0.13,"MG/time step","QUsePI","318;7",0.13,"MG/time step",0]
["QUsePI","327;7",0.13,"MG/time step","QUsePI","327;7",0.13,"MG/time step","QUsePI","327;7",0.13,"MG/time step","QUsePI","327;7",0.13,"MG/time step","QUsePI","327;7",0.13,"MG/time step","QUsePI","327;7",0.13,"MG/time step",0]
["QUsePI","336;7",0.13,"MG/time step","QUsePI","336;7",0.13,"MG/time step","QUsePI","336;7",0.13,"MG/time step","QUsePI","336;7",0.13,"MG/time step","QUsePI","336;7",0.13,"MG/time step","QUsePI","336;7",0.13,"MG/time step",0]
["QUsePI","345;7",0.13,"MG/time step","QUsePI","345;7",0.13,"MG/time step","QUsePI","345;7",0.13,"MG/time step","QUsePI","345;7",0.13,"MG/time step","QUsePI","345;7",0.13,"MG/time step","QUsePI","345;7",0.13,"MG/time step",0]
["QUsePI","354;7",0.13,"MG/time step","QUsePI","354;7",0.13,"MG/time step","QUsePI","354;7",0.13,"MG/time step","QUsePI","354;7",0.13,"MG/time step","QUsePI","354;7",0.13,"MG/time step","QUsePI","354;7",0.13,"MG/time step",0]
["QUsePI","363;7",0.13,"MG/time step","QUsePI","363;7",0.13,"MG/time step","QUsePI","363;7",0.13,"MG/time step","QUsePI","363;7",0.13,"MG/time step","QUsePI","363;7",0.13,"MG/time step","QUsePI","363;7",0.13,"MG/time step",{"$f":"IF(ISNUMBER(C2884),IF(AVERAGE(C2884,G2884,K2884,O2884,S2884,W2884)<>MAX(C2884,G2884,K2884,O2884,S2884,W2884),1,0),\"\")","v":0}]
["QUsePI","7;8",0.02,"MG/time step","QUsePI","7;8",0.02,"MG/time step","QUsePI","7;8",0.02,"MG/time step","QUsePI","7;8",0.02,"MG/time step","QUsePI","7;8",0.02,"MG/time step","QUsePI","7;8",0.02,"MG/time step",0]
["QUsePI","16;8",0.02,"MG/time step","QUsePI","16;8",0.02,"MG/time step","QUsePI","16;8",0.02,"MG/time step","QUsePI","16;8",0.02,"MG/time step","QUsePI","16;8",0.02,"MG/time step","QUsePI","16;8",0.02,"MG/time step",0]
["QUsePI","17;8",0.02,"MG/time step","QUsePI","17;8",0.02,"MG/time step","QUsePI","17;8",0.02,"MG/time step","QUsePI","17;8",0.02,"MG/time step","QUsePI","17;8",0.02,"MG/time step","QUsePI","17;8",0.02,"MG/time step",0]
["QUsePI","26;8",0.02,"MG/time step","QUsePI","26;8",0.02,"MG/time step","QUsePI","26;8",0.02,"MG/time step","QUsePI","26;8",0.02,"MG/time step","QUsePI","26;8",0.02,"MG/time step","QUsePI","26;8",0.02,"MG/time step",0]
["QUsePI","35;8",0.01,"MG/time step","QUsePI","35;8",0.01,"MG/time step","QUsePI","35;8",0.01,"MG/time step","QUsePI","35;8",0.01,"MG/time step","QUsePI","35;8",0.01,"MG/time step","QUsePI","35;8",0.01,"MG/time step",0]
["QUsePI","44;8",0.01,"MG/time step","QUsePI","44;8",0.01,"MG/time step","QUsePI","44;8",0.01,"MG/time step","QUsePI","44;8",0.01,"MG/time step","QUsePI","44;8",0.01,"MG/time step","QUsePI","44;8",0.01,"MG/time step",0]
["QUsePI","53;8",0.01,"MG/time step","QUsePI","53;8",0.01,"MG/time step","QUsePI","53;8",0.01,"MG/time step","QUsePI","53;8",0.01,"MG/time step","QUsePI","53;8",0.01,"MG/time step","QUsePI","53;8",0.01,"MG/time step",0]
["QUsePI","62;8",0.01,"MG/time step","QUsePI","62;8",0.01,"MG/time step","QUsePI","62;8",0.01,"MG/time step","QUsePI","62;8",0.01,"MG/time step","QUsePI","62;8",0.01,"MG/time step","QUsePI","62;8",0.01,"MG/time step",{"$f":"IF(ISNUMBER(C2948),IF(AVERAGE(C2948,G2948,K2948,O2948,S2948,W2948)<>MAX(C2948,G2948,K2948,O2948,S2948,W2948),1,0),\"\")","v":0}]
["QUsePI","71;8",0.01,"MG/time step","QUsePI","71;8",0.01,"MG/time step","QUsePI","71;8",0.01,"MG/time step","QUsePI","71;8",0.01,"MG/time step","QUsePI","71;8",0.01,"MG/time step","QUsePI","71;8",0.01,"MG/time step",0]
["QUsePI","80;8",0.01,"MG/time step","QUsePI","80;8",0.01,"MG/time step","QUsePI","80;8",0.01,"MG/time step","QUsePI","80;8",0.01,"MG/time step","QUsePI","80;8",0.01,"MG/time step","QUsePI","80;8",0.01,"MG/time step",0]
["QUsePI","81;8",0.01,"MG/time step","QUsePI","81;8",0.01,"MG/time step","QUsePI","81;8",0.01,"MG/time step","QUsePI","81;8",0.01,"MG/time step","QUsePI","81;8",0.01,"MG/time step","QUsePI","81;8",0.01,"MG/time step",0]
["QUsePI","90;8",0.01,"MG/time step","QUsePI","90;8",0.01,"MG/time step","QUsePI","90;8",0.01,"MG/time step","QUsePI","90;8",0.01,"MG/time step","QUsePI","90;8",0.01,"MG/time step","QUsePI","90;8",0.01,"MG/time step",0]
["QUsePI","99;8",0.02,"MG/time step","QUsePI","99;8",0.02,"MG/time step","QUsePI","99;8",0.02,"MG/time step","QUsePI","99;8",0.02,"MG/time step","QUsePI","99;8",0.02,"MG/time step","QUsePI","99;8",0.02,"MG/time step",0]
["QUsePI","108;8",0.02,"MG/time step","QUsePI","108;8",0.02,"MG/time step","QUsePI","108;8",0.02,"MG/time step","QUsePI","108;8",0.02,"MG/time step","QUsePI","108;8",0.02,"MG/time step","QUsePI","108;8",0.02,"MG/time step",0]
["QUsePI","117;8",0.02,"MG/time step","QUsePI","117;8",0.02,"MG/time step","QUsePI","117;8",0.02,"MG/time step","QUsePI","117;8",0.02,"MG/time step","QUsePI","117;8",0.02,"MG/time step","QUsePI","117;8",0.02,"MG/time step",0]
["QUsePI","126;8",0.02,"MG/time step","QUsePI","126;8",0.02,"MG/time step","QUsePI","126;8",0.02,"MG/time step","QUsePI","126;8",0.02,"MG/time step","QUsePI","126;8",0.02,"MG/time step","QUsePI","126;8",0.02,"MG/time step",{"$f":"IF(ISNUMBER(C3012),IF(AVERAGE(C3012,G3012,K3012,O3012,S3012,W3012)<>MAX(C3012,G3012,K3012,O3012,S3012,W3012),1,0),\"\")","v":0}]
["QUsePI","135;8",0.02,"MG/time step","QUsePI","135;8",0.02,"MG/time step","QUsePI","135;8",0.02,"MG/time step","QUsePI","135;8",0.02,"MG/time step","QUsePI","135;8",0.02,"MG/time step","QUsePI","135;8",0.02,"MG/time step",0]
["QUsePI","144;8",0.02,"MG/time step","QUsePI","144;8",0.02,"MG/time step","QUsePI","144;8",0.02,"MG/time step","QUsePI","144;8",0.02,"MG/time step","QUsePI","144;8",0.02,"MG/time step","QUsePI","144;8",0.02,"MG/time step",0]
["QUsePI","145;8",0.02,"MG/time step","QUsePI","145;8",0.02,"MG/time step","QUsePI","145;8",0.02,"MG/time step","QUsePI","145;8",0.02,"MG/time step","QUsePI","145;8",0.02,"MG/time step","QUsePI","145;8",0.02,"MG/time step",0]
["QUsePI","154;8",0.02,"MG/time step","QUsePI","154;8",0.02,"MG/time step","QUsePI","154;8",0.02,"MG/time step","QUsePI","154;8",0.02,"MG/time step","QUsePI","154;8",0.02,"MG/time step","QUsePI","154;8",0.02,"MG/time step",0]
["QUsePI","162;8",0.02,"MG/time step","QUsePI","162;8",0.02,"MG/time step","QUsePI","162;8",0.02,"MG/time step","QUsePI","162;8",0.02,"MG/time step","QUsePI","162;8",0.02,"MG/time step","QUsePI","162;8",0.02,"MG/time step",0]
["QUsePI","171;8",0.02,"MG/time step","QUsePI","171;8",0.02,"MG/time step","QUsePI","171;8",0.02,"MG/time step","QUsePI","171;8",0.02,"MG/time step","QUsePI","171;8",0.02,"MG/time step","QUsePI","171;8",0.02,"MG/time step",0]
["QUsePI","180;8",0.02,"MG/time step","QUsePI","180;8",0.02,"MG/time step","QUsePI","180;8",0.02,"MG/time step","QUsePI","180;8",0.02,"MG/time step","QUsePI","180;8",0.02,"MG/time step","QUsePI","180;8",0.02,"MG/time step",0]
["QUsePI","189;8",0.03,"MG/time step","QUsePI","189;8",0.03,"MG/time step","QUsePI","189;8",0.03,"MG/time step","QUsePI","189;8",0.03,"MG/time step","QUsePI","189;8",0.03,"MG/time step","QUsePI","189;8",0.03,"MG/time step",0]
["QUsePI","198;8",0.03,"MG/time step","QUsePI","198;8",0.03,"MG/time step","QUsePI","198;8",0.03,"MG/time step","QUsePI","198;8",0.03,"MG/time step","QUsePI","198;8",0.03,"MG/time step","QUsePI","198;8",0.03,"MG/time step",0]
["QUsePI","207;8",0.03,"MG/time step","QUsePI","207;8",0.03,"MG/time step","QUsePI","207;8",0.03,"MG/time step","QUsePI","207;8",0.03,"MG/time step","QUsePI","207;8",0.03,"MG/time step","QUsePI","207;8",0.03,"MG/time step",0]
["QUsePI","208;8",0.03,"MG/time step","QUsePI","208;8",0.03,"MG/time step","QUsePI","208;8",0.03,"MG/time step","QUsePI","208;8",0.03,"MG/time step","QUsePI","208;8",0.03,"MG/time step","QUsePI","208;8",0.03,"MG/time step",0]
["QUsePI","217;8",0.02,"MG/time step","QUsePI","217;8",0.02,"MG/time step","QUsePI","217;8",0.02,"MG/time step","QUsePI","217;8",0.02,"MG/time step","QUsePI","217;8",0.02,"MG/time step","QUsePI","217;8",0.02,"MG/time step",0]
["QUsePI","226;8",0.02,"MG/time step","QUsePI","226;8",0.02,"MG/time step","QUsePI","226;8",0.02,"MG/time step","QUsePI","226;8",0.02,"MG/time step","QUsePI","226;8",0.02,"MG/time step","QUsePI","226;8",0.02,"MG/time step",0]
["QUsePI","235;8",0.02,"MG/time step","QUsePI","235;8",0.02,"MG/time step","QUsePI","235;8",0.02,"MG/time step","QUsePI","235;8",0.02,"MG/time step","QUsePI","235;8",0.02,"MG/time step","QUsePI","235;8",0.02,"MG/time step",0]
["QUsePI","244;8",0.02,"MG/time step","QUsePI","244;8",0.02,"MG/time step","QUsePI","244;8",0.02,"MG/time step","QUsePI","244;8",0.02,"MG/time step","QUsePI","244;8",0.02,"MG/time step","QUsePI","244;8",0.02,"MG/time step",0]
["QUsePI","253;8",0.02,"MG/time step","QUsePI","253;8",0.02,"MG/time step","QUsePI","253;8",0.02,"MG/time step","QUsePI","253;8",0.02,"MG/time step","QUsePI","253;8",0.02,"MG/time step","QUsePI","253;8",0.02,"MG/time step",0]
["QUsePI","262;8",0.02,"MG/time step","QUsePI","262;8",0.02,"MG/time step","QUsePI","262;8",0.02,"MG/time step","QUsePI","262;8",0.02,"MG/time step","QUsePI","262;8",0.02,"MG/time step","QUsePI","262;8",0.02,"MG/time step",0]
["QUsePI","271;8",0.02,"MG/time step","QUsePI","271;8",0.02,"MG/time step","QUsePI","271;8",0.02,"MG/time step","QUsePI","271;8",0.02,"MG/time step","QUsePI","271;8",0.02,"MG/time step","QUsePI","271;8",0.02,"MG/time step",0]
["QUsePI","272;8",0.02,"MG/time step","QUsePI","272;8",0.02,"MG/time step","QUsePI","272;8",0.02,"MG/time step","QUsePI","272;8",0.02,"MG/time step","QUsePI","272;8",0.02,"MG/time step","QUsePI","272;8",0.02,"MG/time step",0]
["QUsePI","281;8",0.02,"MG/time step","QUsePI","281;8",0.02,"MG/time step","QUsePI","281;8",0.02,"MG/time step","QUsePI","281;8",0.02,"MG/time step","QUsePI","281;8",0.02,"MG/time step","QUsePI","281;8",0.02,"MG/time step",0]
["QUsePI","290;8",0.02,"MG/time step","QUsePI","290;8",0.02,"MG/time step","QUsePI","290;8",0.02,"MG/time step","QUsePI","290;8",0.02,"MG/time step","QUsePI","290;8",0.02,"MG/time step","QUsePI","290;8",0.02,"MG/time step",0]
["QUsePI","299;8",0.02,"MG/time step","QUsePI","299;8",0.02,"MG/time step","QUsePI","299;8",0.02,"MG/time step","QUsePI","299;8",0.02,"MG/time step","QUsePI","299;8",0.02,"MG/time step","QUsePI","299;8",0.02,"MG/time step",0]
["QUsePI","308;8",0.02,"MG/time step","QUsePI","308;8",0.02,"MG/time step","QUsePI","308;8",0.02,"MG/time step","QUsePI","308;8",0.02,"MG/time step","QUsePI","308;8",0.02,"MG/time step","QUsePI","308;8",0.02,"MG/time step",0]
["QUsePI","317;8",0.02,"MG/time step","QUsePI","317;8",0.02,"MG/time step","QUsePI","317;8",0.02,"MG/time step","QUsePI","317;8",0.02,"MG/time step","QUsePI","317;8",0.02,"MG/time step","QUsePI","317;8",0.02,"MG/time step",0]
["QUsePI","326;8",0.02,"MG/time step","QUsePI","326;8",0.02,"MG/time step","QUsePI","326;8",0.02,"MG/time step","QUsePI","326;8",0.02,"MG/time step","QUsePI","326;8",0.02,"MG/time step","QUsePI","326;8",0.02,"MG/time step",0]
["QUsePI","335;8",0.02,"MG/time step","QUsePI","335;8",0.02,"MG/time step","QUsePI","335;8",0.02,"MG/time step","QUsePI","335;8",0.02,"MG/time step","QUsePI","335;8",0.02,"MG/time step","QUsePI","335;8",0.02,"MG/time step",0]
["QUsePI","336;8",0.02,"MG/time step","QUsePI","336;8",0.02,"MG/time step","QUsePI","336;8",0.02,"MG/time step","QUsePI","336;8",0.02,"MG/time step","QUsePI","336;8",0.02,"MG/time step","QUsePI","336;8",0.02,"MG/time step",0]
["QUsePI","345;8",0.02,"MG/time step","QUsePI","345;8",0.02,"MG/time step","QUsePI","345;8",0.02,"MG/time step","QUsePI","345;8",0.02,"MG/time step","QUsePI","345;8",0.02,"MG/time step","QUsePI","345;8",0.02,"MG/time step",0]
["QUsePI","354;8",0.02,"MG/time step","QUsePI","354;8",0.02,"MG/time step","QUsePI","354;8",0.02,"MG/time step","QUsePI","354;8",0.02,"MG/time step","QUsePI","354;8",0.02,"MG/time step","QUsePI","354;8",0.02,"MG/time step",0]
["QUsePI","364;8",0.02,"MG/time step","QUsePI","364;8",0.02,"MG/time step","QUsePI","364;8",0.02,"MG/time step","QUsePI","364;8",0.02,"MG/time step","QUsePI","364;8",0.02,"MG/time step","QUsePI","364;8",0.02,"MG/time step",0]
["PUseNp","6;2",45,"%","PUseNp","6;2",45,"%","PUseNp","6;2",45,"%","PUseNp","6;2",45,"%","PUseNp","6;2",45,"%","PUseNp","6;2",45,"%",0]
["PUseNp","3;3",45,"%","PUseNp","3;3",45,"%","PUseNp","3;3",45,"%","PUseNp","3;3",45,"%","PUseNp","3;3",45,"%","PUseNp","3;3",45,"%",0]
["PUseNp","12;3",45,"%","PUseNp","12;3",45,"%","PUseNp","12;3",45,"%","PUseNp","12;3",45,"%","PUseNp","12;3",45,"%","PUseNp","12;3",45,"%",0]
["PUseNp","9;4",45,"%","PUseNp","9;4",45,"%","PUseNp","9;4",45,"%","PUseNp","9;4",45,"%","PUseNp","9;4",45,"%","PUseNp","9;4",45,"%",0]
["PUseNp","10;4",45,"%","PUseNp","10;4",45,"%","PUseNp","10;4",45,"%","PUseNp","10;4",45,"%","PUseNp","10;4",45,"%","PUseNp","10;4",45,"%",0]
["PUseNp","7;5",45,"%","PUseNp","7;5",45,"%","PUseNp","7;5",45,"%","PUseNp","7;5",45,"%","PUseNp","7;5",45,"%","PUseNp","7;5",45,"%",0]
["PUseNp","4;6",45,"%","PUseNp","4;6",45,"%","PUseNp","4;6",45,"%","PUseNp","4;6",45,"%","PUseNp","4;6",45,"%","PUseNp","4;6",45,"%",0]
["PUseNp","1;7",45,"%","PUseNp","1;7",45,"%","PUseNp","1;7",45,"%","PUseNp","1;7",45,"%","PUseNp","1;7",45,"%","PUseNp","1;7",45,"%",0]
["PUseNp","10;7",45,"%","PUseNp","10;7",45,"%","PUseNp","10;7",45,"%","PUseNp","10;7",45,"%","PUseNp","10;7",45,"%","PUseNp","10;7",45,"%",0]
["PUseNp","7;8",45,"%","PUseNp","7;8",45,"%","PUseNp","7;8",45,"%","PUseNp","7;8",45,"%","PUseNp","7;8",45,"%","PUseNp","7;8",45,"%",0]
["PConsUseNp","4;2",3,"%","PConsUseNp","4;2",3,"%","PConsUseNp","4;2",3,"%","PConsUseNp","4;2",3,"%","PConsUseNp","4;2",3,"%","PConsUseNp","4;2",3,"%",0]
["PConsUseNp","1;3",1,"%","PConsUseNp","1;3",1,"%","PConsUseNp","1;3",1,"%","PConsUseNp","1;3",1,"%","PConsUseNp","1;3",1,"%","PConsUseNp","1;3",1,"%",0]
["PConsUseNp","2;3",1,"%","PConsUseNp","2;3",1,"%","PConsUseNp","2;3",1,"%","PConsUseNp","2;3",1,"%","PConsUseNp","2;3",1,"%","PConsUseNp","2;3",1,"%",0]
["PConsUseNp","11;3",1,"%","PConsUseNp","11;3",1,"%","PConsUseNp","11;3",1,"%","PConsUseNp","11;3",1,"%","PConsUseNp","11;3",1,"%","PConsUseNp","11;3",1,"%",0]
["PConsUseNp","8;4",20,"%","PConsUseNp","8;4",20,"%","PConsUseNp","8;4",20,"%","PConsUseNp","8;4",20,"%","PConsUseNp","8;4",20,"%","PConsUseNp","8;4",20,"%",0]
["PConsUseNp","5;5",17,"%","PConsUseNp","5;5",17,"%","PConsUseNp","5;5",17,"%","PConsUseNp","5;5",17,"%","PConsUseNp","5;5",17,"%","PConsUseNp","5;5",17,"%",0]
["PConsUseNp","2;6",1,"%","PConsUseNp","2;6",1,"%","PConsUseNp","2;6",1,"%","PConsUseNp","2;6",1,"%","PConsUseNp","2;6",1,"%","PConsUseNp","2;6",1,"%",0]
["PConsUseNp","11;6",1,"%","PConsUseNp","11;6",1,"%","PConsUseNp","11;6",1,"%","PConsUseNp","11;6",1,"%","PConsUseNp","11;6",1,"%","PConsUseNp","11;6",1,"%",0]
["PConsUseNp","8;7",20,"%","PConsUseNp","8;7",20,"%","PConsUseNp","8;7",20,"%","PConsUseNp","8;7",20,"%","PConsUseNp","8;7",20,"%","PConsUseNp","8;7",20,"%",0]
["PConsUseNp","5;8",17,"%","PConsUseNp","5;8",17,"%","PConsUseNp","5;8",17,"%","PConsUseNp","5;8",17,"%","PConsUseNp","5;8",17,"%","PConsUseNp","5;8",17,"%",0]
["PConsUseNp","6;8",21,"%","PConsUseNp","6;8",21,"%","PConsUseNp","6;8",21,"%","PConsUseNp","6;8",21,"%","PConsUseNp","6;8",21,"%","PConsUseNp","6;8",21,"%",0]
["ElasWUser",4,0,"-","ElasWUser",4,0,"-","ElasWUser",4,0,"-","ElasWUser",4,0,"-","ElasWUser",4,0,"-","ElasWUser",4,0,"-",0]
["COmDm","None",-9,"$/yr","COmDm","None",-9,"$/yr","COmDm","None",-9,"$/yr","COmDm","None",-9,"$/yr","COmDm","None",-9,"$/yr","COmDm","None",-9,"$/yr",0]
["PSepExt",2,0,"%","PSepExt",2,0,"%","PSepExt",2,0,"%","PSepExt",2,0,"%","PSepExt",2,0,"%","PSepExt",2,0,"%",0]
["FNpUseMun",1,0,"%","FNpUseMun",1,0,"%","FNpUseMun",1,0,"%","FNpUseMun",1,0,"%","FNpUseMun",1,0,"%","FNpUseMun",1,0,"%",0]
["FNpUseMun",7,0,"%","FNpUseMun",7,0,"%","FNpUseMun",7,0,"%","FNpUseMun",7,0,"%","FNpUseMun",7,0,"%","FNpUseMun",7,0,"%",0]
["VGwMax","None",109000,"MG","VGwMax","None",109000,"MG","VGwMax","None",109000,"MG","VGwMax","None",109000,"MG","VGwMax","None",109000,"MG","VGwMax","None",109000,"MG",0]
["QGwPt",7,3.02,"MG/time step","QGwPt",7,3.02,"MG/time step","QGwPt",7,3.02,"MG/time step","QGwPt",7,3.02,"MG/time step","QGwPt",7,3.02,"MG/time step","QGwPt",7,3.02,"MG/time step",0]
["QGwPt",8,3.02,"MG/time step","QGwPt",8,3.02,"MG/time step","QGwPt",8,3.02,"MG/time step","QGwPt",8,3.02,"MG/time step","QGwPt",8,3.02,"MG/time step","QGwPt",8,3.02,"MG/time step",0]
["QGwPt",17,3.02,"MG/time step","QGwPt",17,3.02,"MG/time step","QGwPt",17,3.02,"MG/time step","QGwPt",17,3.02,"MG/time step","QGwPt",17,3.02,"MG/time step","QGwPt",17,3.02,"MG/time step",0]
["QGwPt",26,3.02,"MG/time step","QGwPt",26,3.02,"MG/time step","QGwPt",26,3.02,"MG/time step","QGwPt",26,3.02,"MG/time step","QGwPt",26,3.02,"MG/time step","QGwPt",26,3.02,"MG/time step",0]
["QGwPt",35,3,"MG/time step","QGwPt",35,3,"MG/time step","QGwPt",35,3,"MG/time step","QGwPt",35,3,"MG/time step","QGwPt",35,3,"MG/time step","QGwPt",35,3,"MG/time step",0]
["QGwPt",44,3,"MG/time step","QGwPt",44,3,"MG/time step","QGwPt",44,3,"MG/time step","QGwPt",44,3,"MG/time step","QGwPt",44,3,"MG/time step","QGwPt",44,3,"MG/time step",0]
["QGwPt",53,3,"MG/time step","QGwPt",53,3,"MG/time step","QGwPt",53,3,"MG/time step","QGwPt",53,3,"MG/time step","QGwPt",53,3,"MG/time step","QGwPt",53,3,"MG/time step",0]
["QGwPt",62,3.26,"MG/time step","QGwPt",62,3.26,"MG/time step","QGwPt",62,3.26,"MG/time step","QGwPt",62,3.26,"MG/time step","QGwPt",62,3.26,"MG/time step","QGwPt",62,3.26,"MG/time step",0]
["QGwPt",71,3.26,"MG/time step","QGwPt",71,3.26,"MG/time step","QGwPt",71,3.26,"MG/time step","QGwPt",71,3.26,"MG/time step","QGwPt",71,3.26,"MG/time step","QGwPt",71,3.26,"MG/time step",0]
["QGwPt",72,3.26,"MG/time step","QGwPt",72,3.26,"MG/time step","QGwPt",72,3.26,"MG/time step","QGwPt",72,3.26,"MG/time step","QGwPt",72,3.26,"MG/time step","QGwPt",72,3.26,"MG/time step",0]
["QGwPt",81,3.26,"MG/time step","QGwPt",81,3.26,"MG/time step","QGwPt",81,3.26,"MG/time step","QGwPt",81,3.26,"MG/time step","QGwPt",81,3.26,"MG/time step","QGwPt",81,3.26,"MG/time step",0]
["QGwPt",90,3.26,"MG/time step","QGwPt",90,3.26,"MG/time step","QGwPt",90,3.26,"MG/time step","QGwPt",90,3.26,"MG/time step","QGwPt",90,3.26,"MG/time step","QGwPt",90,3.26,"MG/time step",0]
["QGwPt",99,3.29,"MG/time step","QGwPt",99,3.29,"MG/time step","QGwPt",99,3.29,"MG/time step","QGwPt",99,3.29,"MG/time step","QGwPt",99,3.29,"MG/time step","QGwPt",99,3.29,"MG/time step",0]
["QGwPt",108,3.29,"MG/time step","QGwPt",108,3.29,"MG/time step","QGwPt",108,3.29,"MG/time step","QGwPt",108,3.29,"MG/time step","QGwPt",108,3.29,"MG/time step","QGwPt",108,3.29,"MG/time step",0]
["QGwPt",117,3.29,"MG/time step","QGwPt",117,3.29,"MG/time step","QGwPt",117,3.29,"MG/time step","QGwPt",117,3.29,"MG/time step","QGwPt",117,3.29,"MG/time step","QGwPt",117,3.29,"MG/time step",0]
["QGwPt",126,3.36,"MG/time step","QGwPt",126,3.36,"MG/time step","QGwPt",126,3.36,"MG/time step","QGwPt",126,3.36,"MG/time step","QGwPt",126,3.36,"MG/time step","QGwPt",126,3.36,"MG/time step",0]
["QGwPt",135,3.36,"MG/time step","QGwPt",135,3.36,"MG/time step","QGwPt",135,3.36,"MG/time step","QGwPt",135,3.36,"MG/time step","QGwPt",135,3.36,"MG/time step","QGwPt",135,3.36,"MG/time step",0]
["QGwPt",136,3.36,"MG/time step","QGwPt",136,3.36,"MG/time step","QGwPt",136,3.36,"MG/time step","QGwPt",136,3.36,"MG/time step","QGwPt",136,3.36,"MG/time step","QGwPt",136,3.36,"MG/time step",0]
["QGwPt",145,3.36,"MG/time step","QGwPt",145,3.36,"MG/time step","QGwPt",145,3.36,"MG/time step","QGwPt",145,3.36,"MG/time step","QGwPt",145,3.36,"MG/time step","QGwPt",145,3.36,"MG/time step",0]
["QGwPt",154,3.65,"MG/time step","QGwPt",154,3.65,"MG/time step","QGwPt",154,3.65,"MG/time step","QGwPt",154,3.65,"MG/time step","QGwPt",154,3.65,"MG/time step","QGwPt",154,3.65,"MG/time step",0]
["QGwPt",163,3.65,"MG/time step","QGwPt",163,3.65,"MG/time step","QGwPt",163,3.65,"MG/time step","QGwPt",163,3.65,"MG/time step","QGwPt",163,3.65,"MG/time step","QGwPt",163,3.65,"MG/time step",0]
["QGwPt",172,3.65,"MG/time step","QGwPt",172,3.65,"MG/time step","QGwPt",172,3.65,"MG/time step","QGwPt",172,3.65,"MG/time step","QGwPt",172,3.65,"MG/time step","QGwPt",172,3.65,"MG/time step",0]
["QGwPt",181,3.65,"MG/time step","QGwPt",181,3.65,"MG/time step","QGwPt",181,3.65,"MG/time step","QGwPt",181,3.65,"MG/time step","QGwPt",181,3.65,"MG/time step","QGwPt",181,3.65,"MG/time step",0]
["QGwPt",186,4.0199999999999996,"MG/time step","QGwPt",186,4.0199999999999996,"MG/time step","QGwPt",186,4.0199999999999996,"MG/time step","QGwPt",186,4.0199999999999996,"MG/time step","QGwPt",186,4.0199999999999996,"MG/time step","QGwPt",186,4.0199999999999996,"MG/time step",0]
["QGwPt",198,4.0199999999999996,"MG/time step","QGwPt",198,4.0199999999999996,"MG/time step","QGwPt",198,4.0199999999999996,"MG/time step","QGwPt",198,4.0199999999999996,"MG/time step","QGwPt",198,4.0199999999999996,"MG/time step","QGwPt",198,4.0199999999999996,"MG/time step",0]
["QGwPt",199,4.0199999999999996,"MG/time step","QGwPt",199,4.0199999999999996,"MG/time step","QGwPt",199,4.0199999999999996,"MG/time step","QGwPt",199,4.0199999999999996,"MG/time step","QGwPt",199,4.0199999999999996,"MG/time step","QGwPt",199,4.0199999999999996,"MG/time step",0]
["QGwPt",208,4.0199999999999996,"MG/time step","QGwPt",208,4.0199999999999996,"MG/time step","QGwPt",208,4.0199999999999996,"MG/time step","QGwPt",208,4.0199999999999996,"MG/time step","QGwPt",208,4.0199999999999996,"MG/time step","QGwPt",208,4.0199999999999996,"MG/time step",0]
["QGwPt",217,4.12,"MG/time step","QGwPt",217,4.12,"MG/time step","QGwPt",217,4.12,"MG/time step","QGwPt",217,4.12,"MG/time step","QGwPt",217,4.12,"MG/time step","QGwPt",217,4.12,"MG/time step",0]
["QGwPt",226,4.12,"MG/time step","QGwPt",226,4.12,"MG/time step","QGwPt",226,4.12,"MG/time step","QGwPt",226,4.12,"MG/time step","QGwPt",226,4.12,"MG/time step","QGwPt",226,4.12,"MG/time step",0]
["QGwPt",235,4.12,"MG/time step","QGwPt",235,4.12,"MG/time step","QGwPt",235,4.12,"MG/time step","QGwPt",235,4.12,"MG/time step","QGwPt",235,4.12,"MG/time step","QGwPt",235,4.12,"MG/time step",0]
["QGwPt",244,3.32,"MG/time step","QGwPt",244,3.32,"MG/time step","QGwPt",244,3.32,"MG/time step","QGwPt",244,3.32,"MG/time step","QGwPt",244,3.32,"MG/time step","QGwPt",244,3.32,"MG/time step",0]
["QGwPt",253,3.32,"MG/time step","QGwPt",253,3.32,"MG/time step","QGwPt",253,3.32,"MG/time step","QGwPt",253,3.32,"MG/time step","QGwPt",253,3.32,"MG/time step","QGwPt",253,3.32,"MG/time step",0]
["QGwPt",262,3.32,"MG/time step","QGwPt",262,3.32,"MG/time step","QGwPt",262,3.32,"MG/time step","QGwPt",262,3.32,"MG/time step","QGwPt",262,3.32,"MG/time step","QGwPt",262,3.32,"MG/time step",0]
["QGwPt",263,3.32,"MG/time step","QGwPt",263,3.32,"MG/time step","QGwPt",263,3.32,"MG/time step","QGwPt",263,3.32,"MG/time step","QGwPt",263,3.32,"MG/time step","QGwPt",263,3.32,"MG/time step",0]
["QGwPt",272,3.32,"MG/time step","QGwPt",272,3.32,"MG/time step","QGwPt",272,3.32,"MG/time step","QGwPt",272,3.32,"MG/time step","QGwPt",272,3.32,"MG/time step","QGwPt",272,3.32,"MG/time step",0]
["QGwPt",281,3.14,"MG/time step","QGwPt",281,3.14,"MG/time step","QGwPt",281,3.14,"MG/time step","QGwPt",281,3.14,"MG/time step","QGwPt",281,3.14,"MG/time step","QGwPt",281,3.14,"MG/time step",0]
["QGwPt",290,3.14,"MG/time step","QGwPt",290,3.14,"MG/time step","QGwPt",290,3.14,"MG/time step","QGwPt",290,3.14,"MG/time step","QGwPt",290,3.14,"MG/time step","QGwPt",290,3.14,"MG/time step",0]
["QGwPt",299,3.14,"MG/time step","QGwPt",299,3.14,"MG/time step","QGwPt",299,3.14,"MG/time step","QGwPt",299,3.14,"MG/time step","QGwPt",299,3.14,"MG/time step","QGwPt",299,3.14,"MG/time step",0]
["QGwPt",308,3.07,"MG/time step","QGwPt",308,3.07,"MG/time step","QGwPt",308,3.07,"MG/time step","QGwPt",308,3.07,"MG/time step","QGwPt",308,3.07,"MG/time step","QGwPt",308,3.07,"MG/time step",0]
["QGwPt",317,3.07,"MG/time step","QGwPt",317,3.07,"MG/time step","QGwPt",317,3.07,"MG/time step","QGwPt",317,3.07,"MG/time step","QGwPt",317,3.07,"MG/time step","QGwPt",317,3.07,"MG/time step",0]
["QGwPt",326,3.07,"MG/time step","QGwPt",326,3.07,"MG/time step","QGwPt",326,3.07,"MG/time step","QGwPt",326,3.07,"MG/time step","QGwPt",326,3.07,"MG/time step","QGwPt",326,3.07,"MG/time step",0]
["QGwPt",327,3.07,"MG/time step","QGwPt",327,3.07,"MG/time step","QGwPt",327,3.07,"MG/time step","QGwPt",327,3.07,"MG/time step","QGwPt",327,3.07,"MG/time step","QGwPt",327,3.07,"MG/time step",0]
["QGwPt",336,2.87,"MG/time step","QGwPt",336,2.87,"MG/time step","QGwPt",336,2.87,"MG/time step","QGwPt",336,2.87,"MG/time step","QGwPt",336,2.87,"MG/time step","QGwPt",336,2.87,"MG/time step",0]
["QGwPt",345,2.87,"MG/time step","QGwPt",345,2.87,"MG/time step","QGwPt",345,2.87,"MG/time step","QGwPt",345,2.87,"MG/time step","QGwPt",345,2.87,"MG/time step","QGwPt",345,2.87,"MG/time step",0]
["QGwPt",354,2.87,"MG/time step","QGwPt",354,2.87,"MG/time step","QGwPt",354,2.87,"MG/time step","QGwPt",354,2.87,"MG/time step","QGwPt",354,2.87,"MG/time step","QGwPt",354,2.87,"MG/time step",0]
["QGwPt",363,2.87,"MG/time step","QGwPt",363,2.87,"MG/time step","QGwPt",363,2.87,"MG/time step","QGwPt",363,2.87,"MG/time step","QGwPt",363,2.87,"MG/time step","QGwPt",363,2.87,"MG/time step",0]
["QPtGw",7,4.447133526,"MG/time step","QPtGw",7,4.447133526,"MG/time step","QPtGw",7,4.447133526,"MG/time step","QPtGw",7,4.447133526,"MG/time step","QPtGw",7,4.447133526,"MG/time step","QPtGw",7,4.447133526,"MG/time step",0]
["QPtGw",16,4.447133526,"MG/time step","QPtGw",16,4.447133526,"MG/time step","QPtGw",16,4.447133526,"MG/time step","QPtGw",16,4.447133526,"MG/time step","QPtGw",16,4.447133526,"MG/time step","QPtGw",16,4.447133526,"MG/time step",0]
["QPtGw",18,4.447133526,"MG/time step","QPtGw",18,4.447133526,"MG/time step","QPtGw",18,4.447133526,"MG/time step","QPtGw",18,4.447133526,"MG/time step","QPtGw",18,4.447133526,"MG/time step","QPtGw",18,4.447133526,"MG/time step",0]
["QPtGw",25,4.447133526,"MG/time step","QPtGw",25,4.447133526,"MG/time step","QPtGw",25,4.447133526,"MG/time step","QPtGw",25,4.447133526,"MG/time step","QPtGw",25,4.447133526,"MG/time step","QPtGw",25,4.447133526,"MG/time step",0]
["QPtGw",34,4.447133526,"MG/time step","QPtGw",34,4.447133526,"MG/time step","QPtGw",34,4.447133526,"MG/time step","QPtGw",34,4.447133526,"MG/time step","QPtGw",34,4.447133526,"MG/time step","QPtGw",34,4.447133526,"MG/time step",0]
["QPtGw",43,4.447133526,"MG/time step","QPtGw",43,4.447133526,"MG/time step","QPtGw",43,4.447133526,"MG/time step","QPtGw",43,4.447133526,"MG/time step","QPtGw",43,4.447133526,"MG/time step","QPtGw",43,4.447133526,"MG/time step",0]
["QPtGw",52,4.447133526,"MG/time step","QPtGw",52,4.447133526,"MG/time step","QPtGw",52,4.447133526,"MG/time step","QPtGw",52,4.447133526,"MG/time step","QPtGw",52,4.447133526,"MG/time step","QPtGw",52,4.447133526,"MG/time step",0]
["QPtGw",61,4.447133526,"MG/time step","QPtGw",61,4.447133526,"MG/time step","QPtGw",61,4.447133526,"MG/time step","QPtGw",61,4.447133526,"MG/time step","QPtGw",61,4.447133526,"MG/time step","QPtGw",61,4.447133526,"MG/time step",0]
["QPtGw",70,4.447133526,"MG/time step","QPtGw",70,4.447133526,"MG/time step","QPtGw",70,4.447133526,"MG/time step","QPtGw",70,4.447133526,"MG/time step","QPtGw",70,4.447133526,"MG/time step","QPtGw",70,4.447133526,"MG/time step",0]
["QPtGw",79,4.447133526,"MG/time step","QPtGw",79,4.447133526,"MG/time step","QPtGw",79,4.447133526,"MG/time step","QPtGw",79,4.447133526,"MG/time step","QPtGw",79,4.447133526,"MG/time step","QPtGw",79,4.447133526,"MG/time step",0]
["QPtGw",88,4.447133526,"MG/time step","QPtGw",88,4.447133526,"MG/time step","QPtGw",88,4.447133526,"MG/time step","QPtGw",88,4.447133526,"MG/time step","QPtGw",88,4.447133526,"MG/time step","QPtGw",88,4.447133526,"MG/time step",0]
["QPtGw",89,4.447133526,"MG/time step","QPtGw",89,4.447133526,"MG/time step","QPtGw",89,4.447133526,"MG/time step","QPtGw",89,4.447133526,"MG/time step","QPtGw",89,4.447133526,"MG/time step","QPtGw",89,4.447133526,"MG/time step",0]
["QPtGw",98,4.447133526,"MG/time step","QPtGw",98,4.447133526,"MG/time step","QPtGw",98,4.447133526,"MG/time step","QPtGw",98,4.447133526,"MG/time step","QPtGw",98,4.447133526,"MG/time step","QPtGw",98,4.447133526,"MG/time step",0]
["QPtGw",107,4.447133526,"MG/time step","QPtGw",107,4.447133526,"MG/time step","QPtGw",107,4.447133526,"MG/time step","QPtGw",107,4.447133526,"MG/time step","QPtGw",107,4.447133526,"MG/time step","QPtGw",107,4.447133526,"MG/time step",0]
["QPtGw",116,4.447133526,"MG/time step","QPtGw",116,4.447133526,"MG/time step","QPtGw",116,4.447133526,"MG/time step","QPtGw",116,4.447133526,"MG/time step","QPtGw",116,4.447133526,"MG/time step","QPtGw",116,4.447133526,"MG/time step",0]
["QPtGw",125,4.447133526,"MG/time step","QPtGw",125,4.447133526,"MG/time step","QPtGw",125,4.447133526,"MG/time step","QPtGw",125,4.447133526,"MG/time step","QPtGw",125,4.447133526,"MG/time step","QPtGw",125,4.447133526,"MG/time step",0]
["QPtGw",134,4.447133526,"MG/time step","QPtGw",134,4.447133526,"MG/time step","QPtGw",134,4.447133526,"MG/time step","QPtGw",134,4.447133526,"MG/time step","QPtGw",134,4.447133526,"MG/time step","QPtGw",134,4.447133526,"MG/time step",0]
["QPtGw",143,4.447133526,"MG/time step","QPtGw",143,4.447133526,"MG/time step","QPtGw",143,4.447133526,"MG/time step","QPtGw",143,4.447133526,"MG/time step","QPtGw",143,4.447133526,"MG/time step","QPtGw",143,4.447133526,"MG/time step",0]
["QPtGw",152,4.447133526,"MG/time step","QPtGw",152,4.447133526,"MG/time step","QPtGw",152,4.447133526,"MG/time step","QPtGw",152,4.447133526,"MG/time step","QPtGw",152,4.447133526,"MG/time step","QPtGw",152,4.447133526,"MG/time step",0]
["QPtGw",153,4.447133526,"MG/time step","QPtGw",153,4.447133526,"MG/time step","QPtGw",153,4.447133526,"MG/time step","QPtGw",153,4.447133526,"MG/time step","QPtGw",153,4.447133526,"MG/time step","QPtGw",153,4.447133526,"MG/time step",0]
["QPtGw",162,4.447133526,"MG/time step","QPtGw",162,4.447133526,"MG/time step","QPtGw",162,4.447133526,"MG/time step","QPtGw",162,4.447133526,"MG/time step","QPtGw",162,4.447133526,"MG/time step","QPtGw",162,4.447133526,"MG/time step",0]
["QPtGw",171,4.447133526,"MG/time step","QPtGw",171,4.447133526,"MG/time step","QPtGw",171,4.447133526,"MG/time step","QPtGw",171,4.447133526,"MG/time step","QPtGw",171,4.447133526,"MG/time step","QPtGw",171,4.447133526,"MG/time step",0]
["QPtGw",180,4.447133526,"MG/time step","QPtGw",180,4.447133526,"MG/time step","QPtGw",180,4.447133526,"MG/time step","QPtGw",180,4.447133526,"MG/time step","QPtGw",180,4.447133526,"MG/time step","QPtGw",180,4.447133526,"MG/time step",0]
["QPtGw",189,4.447133526,"MG/time step","QPtGw",189,4.447133526,"MG/time step","QPtGw",189,4.447133526,"MG/time step","QPtGw",189,4.447133526,"MG/time step","QPtGw",189,4.447133526,"MG/time step","QPtGw",189,4.447133526,"MG/time step",0]
["QPtGw",198,4.447133526,"MG/time step","QPtGw",198,4.447133526,"MG/time step","QPtGw",198,4.447133526,"MG/time step","QPtGw",198,4.447133526,"MG/time step","QPtGw",198,4.447133526,"MG/time step","QPtGw",198,4.447133526,"MG/time step",0]
["QPtGw",207,4.447133526,"MG/time step","QPtGw",207,4.447133526,"MG/time step","QPtGw",207,4.447133526,"MG/time step","QPtGw",207,4.447133526,"MG/time step","QPtGw",207,4.447133526,"MG/time step","QPtGw",207,4.447133526,"MG/time step",0]
["QPtGw",216,4.447133526,"MG/time step","QPtGw",216,4.447133526,"MG/time step","QPtGw",216,4.447133526,"MG/time step","QPtGw",216,4.447133526,"MG/time step","QPtGw",216,4.447133526,"MG/time step","QPtGw",216,4.447133526,"MG/time step",0]
["QPtGw",217,4.447133526,"MG/time step","QPtGw",217,4.447133526,"MG/time step","QPtGw",217,4.447133526,"MG/time step","QPtGw",217,4.447133526,"MG/time step","QPtGw",217,4.447133526,"MG/time step","QPtGw",217,4.447133526,"MG/time step",0]
["QPtGw",228,4.447133526,"MG/time step","QPtGw",228,4.447133526,"MG/time step","QPtGw",228,4.447133526,"MG/time step","QPtGw",228,4.447133526,"MG/time step","QPtGw",228,4.447133526,"MG/time step","QPtGw",228,4.447133526,"MG/time step",0]
["QPtGw",234,4.447133526,"MG/time step","QPtGw",234,4.447133526,"MG/time step","QPtGw",234,4.447133526,"MG/time step","QPtGw",234,4.447133526,"MG/time step","QPtGw",234,4.447133526,"MG/time step","QPtGw",234,4.447133526,"MG/time step",0]
["QPtGw",243,4.447133526,"MG/time step","QPtGw",243,4.447133526,"MG/time step","QPtGw",243,4.447133526,"MG/time step","QPtGw",243,4.447133526,"MG/time step","QPtGw",243,4.447133526,"MG/time step","QPtGw",243,4.447133526,"MG/time step",0]
["QPtGw",252,4.447133526,"MG/time step","QPtGw",252,4.447133526,"MG/time step","QPtGw",252,4.447133526,"MG/time step","QPtGw",252,4.447133526,"MG/time step","QPtGw",252,4.447133526,"MG/time step","QPtGw",252,4.447133526,"MG/time step",0]
["QPtGw",261,4.447133526,"MG/time step","QPtGw",261,4.447133526,"MG/time step","QPtGw",261,4.447133526,"MG/time step","QPtGw",261,4.447133526,"MG/time step","QPtGw",261,4.447133526,"MG/time step","QPtGw",261,4.447133526,"MG/time step",0]
["QPtGw",270,4.447133526,"MG/time step","QPtGw",270,4.447133526,"MG/time step","QPtGw",270,4.447133526,"MG/time step","QPtGw",270,4.447133526,"MG/time step","QPtGw",270,4.447133526,"MG/time step","QPtGw",270,4.447133526,"MG/time step",0]
["QPtGw",279,4.447133526,"MG/time step","QPtGw",279,4.447133526,"MG/time step","QPtGw",279,4.447133526,"MG/time step","QPtGw",279,4.447133526,"MG/time step","QPtGw",279,4.447133526,"MG/time step","QPtGw",279,4.447133526,"MG/time step",0]
["QPtGw",280,4.447133526,"MG/time step","QPtGw",280,4.447133526,"MG/time step","QPtGw",280,4.447133526,"MG/time step","QPtGw",280,4.447133526,"MG/time step","QPtGw",280,4.447133526,"MG/time step","QPtGw",280,4.447133526,"MG/time step",0]
["QPtGw",289,4.447133526,"MG/time step","QPtGw",289,4.447133526,"MG/time step","QPtGw",289,4.447133526,"MG/time step","QPtGw",289,4.447133526,"MG/time step","QPtGw",289,4.447133526,"MG/time step","QPtGw",289,4.447133526,"MG/time step",0]
["QPtGw",298,4.447133526,"MG/time step","QPtGw",298,4.447133526,"MG/time step","QPtGw",298,4.447133526,"MG/time step","QPtGw",298,4.447133526,"MG/time step","QPtGw",298,4.447133526,"MG/time step","QPtGw",298,4.447133526,"MG/time step",0]
["QPtGw",307,4.447133526,"MG/time step","QPtGw",307,4.447133526,"MG/time step","QPtGw",307,4.447133526,"MG/time step","QPtGw",307,4.447133526,"MG/time step","QPtGw",307,4.447133526,"MG/time step","QPtGw",307,4.447133526,"MG/time step",0]
["QPtGw",316,4.447133526,"MG/time step","QPtGw",316,4.447133526,"MG/time step","QPtGw",316,4.447133526,"MG/time step","QPtGw",316,4.447133526,"MG/time step","QPtGw",316,4.447133526,"MG/time step","QPtGw",316,4.447133526,"MG/time step",0]
["QPtGw",325,4.447133526,"MG/time step","QPtGw",325,4.447133526,"MG/time step","QPtGw",325,4.447133526,"MG/time step","QPtGw",325,4.447133526,"MG/time step","QPtGw",325,4.447133526,"MG/time step","QPtGw",325,4.447133526,"MG/time step",0]
["QPtGw",334,4.447133526,"MG/time step","QPtGw",334,4.447133526,"MG/time step","QPtGw",334,4.447133526,"MG/time step","QPtGw",334,4.447133526,"MG/time step","QPtGw",334,4.447133526,"MG/time step","QPtGw",334,4.447133526,"MG/time step",0]
["QPtGw",343,4.447133526,"MG/time step","QPtGw",343,4.447133526,"MG/time step","QPtGw",343,4.447133526,"MG/time step","QPtGw",343,4.447133526,"MG/time step","QPtGw",343,4.447133526,"MG/time step","QPtGw",343,4.447133526,"MG/time step",0]
["QPtGw",344,4.447133526,"MG/time step","QPtGw",344,4.447133526,"MG/time step","QPtGw",344,4.447133526,"MG/time step","QPtGw",344,4.447133526,"MG/time step","QPtGw",344,4.447133526,"MG/time step","QPtGw",344,4.447133526,"MG/time step",0]
["QPtGw",353,4.447133526,"MG/time step","QPtGw",353,4.447133526,"MG/time step","QPtGw",353,4.447133526,"MG/time step","QPtGw",353,4.447133526,"MG/time step","QPtGw",353,4.447133526,"MG/time step","QPtGw",353,4.447133526,"MG/time step",0]
["QPtGw",362,4.447133526,"MG/time step","QPtGw",362,4.447133526,"MG/time step","QPtGw",362,4.447133526,"MG/time step","QPtGw",362,4.447133526,"MG/time step","QPtGw",362,4.447133526,"MG/time step","QPtGw",362,4.447133526,"MG/time step",0]
["QExtGw",6,0,"MG/time step","QExtGw",6,0,"MG/time step","QExtGw",6,0,"MG/time step","QExtGw",6,0,"MG/time step","QExtGw",6,0,"MG/time step","QExtGw",6,0,"MG/time step",0]
["QExtGw",15,0,"MG/time step","QExtGw",15,0,"MG/time step","QExtGw",15,0,"MG/time step","QExtGw",15,0,"MG/time step","QExtGw",15,0,"MG/time step","QExtGw",15,0,"MG/time step",0]
["QExtGw",24,0,"MG/time step","QExtGw",24,0,"MG/time step","QExtGw",24,0,"MG/time step","QExtGw",24,0,"MG/time step","QExtGw",24,0,"MG/time step","QExtGw",24,0,"MG/time step",0]
["QExtGw",33,0,"MG/time step","QExtGw",33,0,"MG/time step","QExtGw",33,0,"MG/time step","QExtGw",33,0,"MG/time step","QExtGw",33,0,"MG/time step","QExtGw",33,0,"MG/time step",0]
["QExtGw",42,0,"MG/time step","QExtGw",42,0,"MG/time step","QExtGw",42,0,"MG/time step","QExtGw",42,0,"MG/time step","QExtGw",42,0,"MG/time step","QExtGw",42,0,"MG/time step",0]
["QExtGw",43,0,"MG/time step","QExtGw",43,0,"MG/time step","QExtGw",43,0,"MG/time step","QExtGw",43,0,"MG/time step","QExtGw",43,0,"MG/time step","QExtGw",43,0,"MG/time step",0]
["QExtGw",52,0,"MG/time step","QExtGw",52,0,"MG/time step","QExtGw",52,0,"MG/time step","QExtGw",52,0,"MG/time step","QExtGw",52,0,"MG/time step","QExtGw",52,0,"MG/time step",0]
["QExtGw",61,0,"MG/time step","QExtGw",61,0,"MG/time step","QExtGw",61,0,"MG/time step","QExtGw",61,0,"MG/time step","QExtGw",61,0,"MG/time step","QExtGw",61,0,"MG/time step",0]
["QExtGw",73,0,"MG/time step","QExtGw",73,0,"MG/time step","QExtGw",73,0,"MG/time step","QExtGw",73,0,"MG/time step","QExtGw",73,0,"MG/time step","QExtGw",73,0,"MG/time step",0]
["QExtGw",78,0,"MG/time step","QExtGw",78,0,"MG/time step","QExtGw",78,0,"MG/time step","QExtGw",78,0,"MG/time step","QExtGw",78,0,"MG/time step","QExtGw",78,0,"MG/time step",0]
["QExtGw",87,0,"MG/time step","QExtGw",87,0,"MG/time step","QExtGw",87,0,"MG/time step","QExtGw",87,0,"MG/time step","QExtGw",87,0,"MG/time step","QExtGw",87,0,"MG/time step",0]
["QExtGw",96,0,"MG/time step","QExtGw",96,0,"MG/time step","QExtGw",96,0,"MG/time step","QExtGw",96,0,"MG/time step","QExtGw",96,0,"MG/time step","QExtGw",96,0,"MG/time step",0]
["QExtGw",105,0,"MG/time step","QExtGw",105,0,"MG/time step","QExtGw",105,0,"MG/time step","QExtGw",105,0,"MG/time step","QExtGw",105,0,"MG/time step","QExtGw",105,0,"MG/time step",0]
["QExtGw",106,0,"MG/time step","QExtGw",106,0,"MG/time step","QExtGw",106,0,"MG/time step","QExtGw",106,0,"MG/time step","QExtGw",106,0,"MG/time step","QExtGw",106,0,"MG/time step",0]
["QExtGw",115,0,"MG/time step","QExtGw",115,0,"MG/time step","QExtGw",115,0,"MG/time step","QExtGw",115,0,"MG/time step","QExtGw",115,0,"MG/time step","QExtGw",115,0,"MG/time step",0]
["QExtGw",124,0,"MG/time step","QExtGw",124,0,"MG/time step","QExtGw",124,0,"MG/time step","QExtGw",124,0,"MG/time step","QExtGw",124,0,"MG/time step","QExtGw",124,0,"MG/time step",0]
["QExtGw",133,0,"MG/time step","QExtGw",133,0,"MG/time step","QExtGw",133,0,"MG/time step","QExtGw",133,0,"MG/time step","QExtGw",133,0,"MG/time step","QExtGw",133,0,"MG/time step",0]
["QExtGw",142,0,"MG/time step","QExtGw",142,0,"MG/time step","QExtGw",142,0,"MG/time step","QExtGw",142,0,"MG/time step","QExtGw",142,0,"MG/time step","QExtGw",142,0,"MG/time step",0]
["QExtGw",151,0,"MG/time step","QExtGw",151,0,"MG/time step","QExtGw",151,0,"MG/time step","QExtGw",151,0,"MG/time step","QExtGw",151,0,"MG/time step","QExtGw",151,0,"MG/time step",0]
["QExtGw",160,0,"MG/time step","QExtGw",160,0,"MG/time step","QExtGw",160,0,"MG/time step","QExtGw",160,0,"MG/time step","QExtGw",160,0,"MG/time step","QExtGw",160,0,"MG/time step",0]
["QExtGw",169,0,"MG/time step","QExtGw",169,0,"MG/time step","QExtGw",169,0,"MG/time step","QExtGw",169,0,"MG/time step","QExtGw",169,0,"MG/time step","QExtGw",169,0,"MG/time step",0]
["QExtGw",170,0,"MG/time step","QExtGw",170,0,"MG/time step","QExtGw",170,0,"MG/time step","QExtGw",170,0,"MG/time step","QExtGw",170,0,"MG/time step","QExtGw",170,0,"MG/time step",0]
["QExtGw",179,0,"MG/time step","QExtGw",179,0,"MG/time step","QExtGw",179,0,"MG/time step","QExtGw",179,0,"MG/time step","QExtGw",179,0,"MG/time step","QExtGw",179,0,"MG/time step",0]
["QExtGw",188,0,"MG/time step","QExtGw",188,0,"MG/time step","QExtGw",188,0,"MG/time step","QExtGw",188,0,"MG/time step","QExtGw",188,0,"MG/time step","QExtGw",188,0,"MG/time step",0]
["QExtGw",197,0,"MG/time step","QExtGw",197,0,"MG/time step","QExtGw",197,0,"MG/time step","QExtGw",197,0,"MG/time step","QExtGw",197,0,"MG/time step","QExtGw",197,0,"MG/time step",0]
["QExtGw",206,0,"MG/time step","QExtGw",206,0,"MG/time step","QExtGw",206,0,"MG/time step","QExtGw",206,0,"MG/time step","QExtGw",206,0,"MG/time step","QExtGw",206,0,"MG/time step",0]
["QExtGw",215,0,"MG/time step","QExtGw",215,0,"MG/time step","QExtGw",215,0,"MG/time step","QExtGw",215,0,"MG/time step","QExtGw",215,0,"MG/time step","QExtGw",215,0,"MG/time step",0]
["QExtGw",224,0,"MG/time step","QExtGw",224,0,"MG/time step","QExtGw",224,0,"MG/time step","QExtGw",224,0,"MG/time step","QExtGw",224,0,"MG/time step","QExtGw",224,0,"MG/time step",0]
["QExtGw",233,0,"MG/time step","QExtGw",233,0,"MG/time step","QExtGw",233,0,"MG/time step","QExtGw",233,0,"MG/time step","QExtGw",233,0,"MG/time step","QExtGw",233,0,"MG/time step",0]
["QExtGw",234,0,"MG/time step","QExtGw",234,0,"MG/time step","QExtGw",234,0,"MG/time step","QExtGw",234,0,"MG/time step","QExtGw",234,0,"MG/time step","QExtGw",234,0,"MG/time step",0]
["QExtGw",243,0,"MG/time step","QExtGw",243,0,"MG/time step","QExtGw",243,0,"MG/time step","QExtGw",243,0,"MG/time step","QExtGw",243,0,"MG/time step","QExtGw",243,0,"MG/time step",0]
["QExtGw",252,0,"MG/time step","QExtGw",252,0,"MG/time step","QExtGw",252,0,"MG/time step","QExtGw",252,0,"MG/time step","QExtGw",252,0,"MG/time step","QExtGw",252,0,"MG/time step",0]
["QExtGw",261,0,"MG/time step","QExtGw",261,0,"MG/time step","QExtGw",261,0,"MG/time step","QExtGw",261,0,"MG/time step","QExtGw",261,0,"MG/time step","QExtGw",261,0,"MG/time step",0]
["QExtGw",267,0,"MG/time step","QExtGw",267,0,"MG/time step","QExtGw",267,0,"MG/time step","QExtGw",267,0,"MG/time step","QExtGw",267,0,"MG/time step","QExtGw",267,0,"MG/time step",0]
["QExtGw",278,0,"MG/time step","QExtGw",278,0,"MG/time step","QExtGw",278,0,"MG/time step","QExtGw",278,0,"MG/time step","QExtGw",278,0,"MG/time step","QExtGw",278,0,"MG/time step",0]
["QExtGw",287,0,"MG/time step","QExtGw",287,0,"MG/time step","QExtGw",287,0,"MG/time step","QExtGw",287,0,"MG/time step","QExtGw",287,0,"MG/time step","QExtGw",287,0,"MG/time step",0]
["QExtGw",296,0,"MG/time step","QExtGw",296,0,"MG/time step","QExtGw",296,0,"MG/time step","QExtGw",296,0,"MG/time step","QExtGw",296,0,"MG/time step","QExtGw",296,0,"MG/time step",0]
["QExtGw",297,0,"MG/time step","QExtGw",297,0,"MG/time step","QExtGw",297,0,"MG/time step","QExtGw",297,0,"MG/time step","QExtGw",297,0,"MG/time step","QExtGw",297,0,"MG/time step",0]
["QExtGw",306,0,"MG/time step","QExtGw",306,0,"MG/time step","QExtGw",306,0,"MG/time step","QExtGw",306,0,"MG/time step","QExtGw",306,0,"MG/time step","QExtGw",306,0,"MG/time step",0]
["QExtGw",315,0,"MG/time step","QExtGw",315,0,"MG/time step","QExtGw",315,0,"MG/time step","QExtGw",315,0,"MG/time step","QExtGw",315,0,"MG/time step","QExtGw",315,0,"MG/time step",0]
["QExtGw",324,0,"MG/time step","QExtGw",324,0,"MG/time step","QExtGw",324,0,"MG/time step","QExtGw",324,0,"MG/time step","QExtGw",324,0,"MG/time step","QExtGw",324,0,"MG/time step",0]
["QExtGw",333,0,"MG/time step","QExtGw",333,0,"MG/time step","QExtGw",333,0,"MG/time step","QExtGw",333,0,"MG/time step","QExtGw",333,0,"MG/time step","QExtGw",333,0,"MG/time step",0]
["QExtGw",342,0,"MG/time step","QExtGw",342,0,"MG/time step","QExtGw",342,0,"MG/time step","QExtGw",342,0,"MG/time step","QExtGw",342,0,"MG/time step","QExtGw",342,0,"MG/time step",0]
["QExtGw",351,0,"MG/time step","QExtGw",351,0,"MG/time step","QExtGw",351,0,"MG/time step","QExtGw",351,0,"MG/time step","QExtGw",351,0,"MG/time step","QExtGw",351,0,"MG/time step",0]
["QExtGw",360,0,"MG/time step","QExtGw",360,0,"MG/time step","QExtGw",360,0,"MG/time step","QExtGw",360,0,"MG/time step","QExtGw",360,0,"MG/time step","QExtGw",360,0,"MG/time step",0]
["QExtGw",361,0,"MG/time step","QExtGw",361,0,"MG/time step","QExtGw",361,0,"MG/time step","QExtGw",361,0,"MG/time step","QExtGw",361,0,"MG/time step","QExtGw",361,0,"MG/time step",0]
["QGwExtMin",5,0,"MG/time step","QGwExtMin",5,0,"MG/time step","QGwExtMin",5,0,"MG/time step","QGwExtMin",5,0,"MG/time step","QGwExtMin",5,0,"MG/time step","QGwExtMin",5,0,"MG/time step",0]
["VResMin","None",33,"MG","VResMin","None",33,"MG","VResMin","None",33,"MG","VResMin","None",33,"MG","VResMin","None",33,"MG","VResMin","None",33,"MG",0]
["QSwPt",1,0.79418900000000003,"MG/time step","QSwPt",1,0.79418900000000003,"MG/time step","QSwPt",1,0.79418900000000003,"MG/time step","QSwPt",1,0.79418900000000003,"MG/time step","QSwPt",1,0.79418900000000003,"MG/time step","QSwPt",1,0.79418900000000003,"MG/time step",0]
["QSwPt",10,0.79418900000000003,"MG/time step","QSwPt",10,0.79418900000000003,"MG/time step","QSwPt",10,0.79418900000000003,"MG/time step","QSwPt",10,0.79418900000000003,"MG/time step","QSwPt",10,0.79418900000000003,"MG/time step","QSwPt",10,0.79418900000000003,"MG/time step",0]
["QSwPt",19,0.79418900000000003,"MG/time step","QSwPt",19,0.79418900000000003,"MG/time step","QSwPt",19,0.79418900000000003,"MG/time step","QSwPt",19,0.79418900000000003,"MG/time step","QSwPt",19,0.79418900000000003,"MG/time step","QSwPt",19,0.79418900000000003,"MG/time step",0]
["QSwPt",28,0.79418900000000003,"MG/time step","QSwPt",28,0.79418900000000003,"MG/time step","QSwPt",28,0.79418900000000003,"MG/time step","QSwPt",28,0.79418900000000003,"MG/time step","QSwPt",28,0.79418900000000003,"MG/time step","QSwPt",28,0.79418900000000003,"MG/time step",0]
["QSwPt",37,0.80549499999999996,"MG/time step","QSwPt",37,0.80549499999999996,"MG/time step","QSwPt",37,0.80549499999999996,"MG/time step","QSwPt",37,0.80549499999999996,"MG/time step","QSwPt",37,0.80549499999999996,"MG/time step","QSwPt",37,0.80549499999999996,"MG/time step",0]
["QSwPt",38,0.80549499999999996,"MG/time step","QSwPt",38,0.80549499999999996,"MG/time step","QSwPt",38,0.80549499999999996,"MG/time step","QSwPt",38,0.80549499999999996,"MG/time step","QSwPt",38,0.80549499999999996,"MG/time step","QSwPt",38,0.80549499999999996,"MG/time step",0]
["QSwPt",47,0.80549499999999996,"MG/time step","QSwPt",47,0.80549499999999996,"MG/time step","QSwPt",47,0.80549499999999996,"MG/time step","QSwPt",47,0.80549499999999996,"MG/time step","QSwPt",47,0.80549499999999996,"MG/time step","QSwPt",47,0.80549499999999996,"MG/time step",0]
["QSwPt",56,0.80549499999999996,"MG/time step","QSwPt",56,0.80549499999999996,"MG/time step","QSwPt",56,0.80549499999999996,"MG/time step","QSwPt",56,0.80549499999999996,"MG/time step","QSwPt",56,0.80549499999999996,"MG/time step","QSwPt",56,0.80549499999999996,"MG/time step",0]
["QSwPt",65,0.79898599999999997,"MG/time step","QSwPt",65,0.79898599999999997,"MG/time step","QSwPt",65,0.79898599999999997,"MG/time step","QSwPt",65,0.79898599999999997,"MG/time step","QSwPt",65,0.79898599999999997,"MG/time step","QSwPt",65,0.79898599999999997,"MG/time step",0]
["QSwPt",74,0.79898599999999997,"MG/time step","QSwPt",74,0.79898599999999997,"MG/time step","QSwPt",74,0.79898599999999997,"MG/time step","QSwPt",74,0.79898599999999997,"MG/time step","QSwPt",74,0.79898599999999997,"MG/time step","QSwPt",74,0.79898599999999997,"MG/time step",0]
["QSwPt",83,0.79898599999999997,"MG/time step","QSwPt",83,0.79898599999999997,"MG/time step","QSwPt",83,0.79898599999999997,"MG/time step","QSwPt",83,0.79898599999999997,"MG/time step","QSwPt",83,0.79898599999999997,"MG/time step","QSwPt",83,0.79898599999999997,"MG/time step",0]
["QSwPt",90,0.79898599999999997,"MG/time step","QSwPt",90,0.79898599999999997,"MG/time step","QSwPt",90,0.79898599999999997,"MG/time step","QSwPt",90,0.79898599999999997,"MG/time step","QSwPt",90,0.79898599999999997,"MG/time step","QSwPt",90,0.79898599999999997,"MG/time step",0]
["QSwPt",100,0.75701300000000005,"MG/time step","QSwPt",100,0.75701300000000005,"MG/time step","QSwPt",100,0.75701300000000005,"MG/time step","QSwPt",100,0.75701300000000005,"MG/time step","QSwPt",100,0.75701300000000005,"MG/time step","QSwPt",100,0.75701300000000005,"MG/time step",0]
["QSwPt",101,0.75701300000000005,"MG/time step","QSwPt",101,0.75701300000000005,"MG/time step","QSwPt",101,0.75701300000000005,"MG/time step","QSwPt",101,0.75701300000000005,"MG/time step","QSwPt",101,0.75701300000000005,"MG/time step","QSwPt",101,0.75701300000000005,"MG/time step",0]
["QSwPt",110,0.75701300000000005,"MG/time step","QSwPt",110,0.75701300000000005,"MG/time step","QSwPt",110,0.75701300000000005,"MG/time step","QSwPt",110,0.75701300000000005,"MG/time step","QSwPt",110,0.75701300000000005,"MG/time step","QSwPt",110,0.75701300000000005,"MG/time step",0]
["QSwPt",119,0.75701300000000005,"MG/time step","QSwPt",119,0.75701300000000005,"MG/time step","QSwPt",119,0.75701300000000005,"MG/time step","QSwPt",119,0.75701300000000005,"MG/time step","QSwPt",119,0.75701300000000005,"MG/time step","QSwPt",119,0.75701300000000005,"MG/time step",0]
["QSwPt",128,0.75102100000000005,"MG/time step","QSwPt",128,0.75102100000000005,"MG/time step","QSwPt",128,0.75102100000000005,"MG/time step","QSwPt",128,0.75102100000000005,"MG/time step","QSwPt",128,0.75102100000000005,"MG/time step","QSwPt",128,0.75102100000000005,"MG/time step",0]
["QSwPt",137,0.75102100000000005,"MG/time step","QSwPt",137,0.75102100000000005,"MG/time step","QSwPt",137,0.75102100000000005,"MG/time step","QSwPt",137,0.75102100000000005,"MG/time step","QSwPt",137,0.75102100000000005,"MG/time step","QSwPt",137,0.75102100000000005,"MG/time step",0]
["QSwPt",146,0.75102100000000005,"MG/time step","QSwPt",146,0.75102100000000005,"MG/time step","QSwPt",146,0.75102100000000005,"MG/time step","QSwPt",146,0.75102100000000005,"MG/time step","QSwPt",146,0.75102100000000005,"MG/time step","QSwPt",146,0.75102100000000005,"MG/time step",0]
["QSwPt",155,0.71005799999999997,"MG/time step","QSwPt",155,0.71005799999999997,"MG/time step","QSwPt",155,0.71005799999999997,"MG/time step","QSwPt",155,0.71005799999999997,"MG/time step","QSwPt",155,0.71005799999999997,"MG/time step","QSwPt",155,0.71005799999999997,"MG/time step",{"$f":"IF(ISNUMBER(C4740),IF(AVERAGE(C4740,G4740,K4740,O4740,S4740,W4740)<>MAX(C4740,G4740,K4740,O4740,S4740,W4740),1,0),\"\")","v":0}]
["QSwPt",164,0.71005799999999997,"MG/time step","QSwPt",164,0.71005799999999997,"MG/time step","QSwPt",164,0.71005799999999997,"MG/time step","QSwPt",164,0.71005799999999997,"MG/time step","QSwPt",164,0.71005799999999997,"MG/time step","QSwPt",164,0.71005799999999997,"MG/time step",0]
["QSwPt",165,0.71005799999999997,"MG/time step","QSwPt",165,0.71005799999999997,"MG/time step","QSwPt",165,0.71005799999999997,"MG/time step","QSwPt",165,0.71005799999999997,"MG/time step","QSwPt",165,0.71005799999999997,"MG/time step","QSwPt",165,0.71005799999999997,"MG/time step",0]
["QSwPt",174,0.71005799999999997,"MG/time step","QSwPt",174,0.71005799999999997,"MG/time step","QSwPt",174,0.71005799999999997,"MG/time step","QSwPt",174,0.71005799999999997,"MG/time step","QSwPt",174,0.71005799999999997,"MG/time step","QSwPt",174,0.71005799999999997,"MG/time step",0]
["QSwPt",183,0.74521499999999996,"MG/time step","QSwPt",183,0.74521499999999996,"MG/time step","QSwPt",183,0.74521499999999996,"MG/time step","QSwPt",183,0.74521499999999996,"MG/time step","QSwPt",183,0.74521499999999996,"MG/time step","QSwPt",183,0.74521499999999996,"MG/time step",0]
["QSwPt",192,0.74521499999999996,"MG/time step","QSwPt",192,0.74521499999999996,"MG/time step","QSwPt",192,0.74521499999999996,"MG/time step","QSwPt",192,0.74521499999999996,"MG/time step","QSwPt",192,0.74521499999999996,"MG/time step","QSwPt",192,0.74521499999999996,"MG/time step",0]
["QSwPt",201,0.74521499999999996,"MG/time step","QSwPt",201,0.74521499999999996,"MG/time step","QSwPt",201,0.74521499999999996,"MG/time step","QSwPt",201,0.74521499999999996,"MG/time step","QSwPt",201,0.74521499999999996,"MG/time step","QSwPt",201,0.74521499999999996,"MG/time step",0]
["QSwPt",210,0.74521499999999996,"MG/time step","QSwPt",210,0.74521499999999996,"MG/time step","QSwPt",210,0.74521499999999996,"MG/time step","QSwPt",210,0.74521499999999996,"MG/time step","QSwPt",210,0.74521499999999996,"MG/time step","QSwPt",210,0.74521499999999996,"MG/time step",0]
["QSwPt",219,0.51851999999999998,"MG/time step","QSwPt",219,0.51851999999999998,"MG/time step","QSwPt",219,0.51851999999999998,"MG/time step","QSwPt",219,0.51851999999999998,"MG/time step","QSwPt",219,0.51851999999999998,"MG/time step","QSwPt",219,0.51851999999999998,"MG/time step",{"$f":"IF(ISNUMBER(C4804),IF(AVERAGE(C4804,G4804,K4804,O4804,S4804,W4804)<>MAX(C4804,G4804,K4804,O4804,S4804,W4804),1,0),\"\")","v":0}]
["QSwPt",228,0.51851999999999998,"MG/time step","QSwPt",228,0.51851999999999998,"MG/time step","QSwPt",228,0.51851999999999998,"MG/time step","QSwPt",228,0.51851999999999998,"MG/time step","QSwPt",228,0.51851999999999998,"MG/time step","QSwPt",228,0.51851999999999998,"MG/time step",0]
["QSwPt",229,0.51851999999999998,"MG/time step","QSwPt",229,0.51851999999999998,"MG/time step","QSwPt",229,0.51851999999999998,"MG/time step","QSwPt",229,0.51851999999999998,"MG/time step","QSwPt",229,0.51851999999999998,"MG/time step","QSwPt",229,0.51851999999999998,"MG/time step",0]
["QSwPt",238,0.51851999999999998,"MG/time step","QSwPt",238,0.51851999999999998,"MG/time step","QSwPt",238,0.51851999999999998,"MG/time step","QSwPt",238,0.51851999999999998,"MG/time step","QSwPt",238,0.51851999999999998,"MG/time step","QSwPt",238,0.51851999999999998,"MG/time step",0]
["QSwPt",247,0,"MG/time step","QSwPt",247,0,"MG/time step","QSwPt",247,0,"MG/time step","QSwPt",247,0,"MG/time step","QSwPt",247,0,"MG/time step","QSwPt",247,0,"MG/time step",0]
["QSwPt",256,0,"MG/time step","QSwPt",256,0,"MG/time step","QSwPt",256,0,"MG/time step","QSwPt",256,0,"MG/time step","QSwPt",256,0,"MG/time step","QSwPt",256,0,"MG/time step",0]
["QSwPt",265,0,"MG/time step","QSwPt",265,0,"MG/time step","QSwPt",265,0,"MG/time step","QSwPt",265,0,"MG/time step","QSwPt",265,0,"MG/time step","QSwPt",265,0,"MG/time step",0]
["QSwPt",274,0,"MG/time step","QSwPt",274,0,"MG/time step","QSwPt",274,0,"MG/time step","QSwPt",274,0,"MG/time step","QSwPt",274,0,"MG/time step","QSwPt",274,0,"MG/time step",0]
["QSwPt",283,0,"MG/time step","QSwPt",283,0,"MG/time step","QSwPt",283,0,"MG/time step","QSwPt",283,0,"MG/time step","QSwPt",283,0,"MG/time step","QSwPt",283,0,"MG/time step",{"$f":"IF(ISNUMBER(C4868),IF(AVERAGE(C4868,G4868,K4868,O4868,S4868,W4868)<>MAX(C4868,G4868,K4868,O4868,S4868,W4868),1,0),\"\")","v":0}]
["QSwPt",292,0,"MG/time step","QSwPt",292,0,"MG/time step","QSwPt",292,0,"MG/time step","QSwPt",292,0,"MG/time step","QSwPt",292,0,"MG/time step","QSwPt",292,0,"MG/time step",0]
["QSwPt",293,0,"MG/time step","QSwPt",293,0,"MG/time step","QSwPt",293,0,"MG/time step","QSwPt",293,0,"MG/time step","QSwPt",293,0,"MG/time step","QSwPt",293,0,"MG/time step",0]
["QSwPt",301,0,"MG/time step","QSwPt",301,0,"MG/time step","QSwPt",301,0,"MG/time step","QSwPt",301,0,"MG/time step","QSwPt",301,0,"MG/time step","QSwPt",301,0,"MG/time step",0]
["QSwPt",310,0,"MG/time step","QSwPt",310,0,"MG/time step","QSwPt",310,0,"MG/time step","QSwPt",310,0,"MG/time step","QSwPt",310,0,"MG/time step","QSwPt",310,0,"MG/time step",0]
["QSwPt",319,0,"MG/time step","QSwPt",319,0,"MG/time step","QSwPt",319,0,"MG/time step","QSwPt",319,0,"MG/time step","QSwPt",319,0,"MG/time step","QSwPt",319,0,"MG/time step",0]
["QSwPt",328,0,"MG/time step","QSwPt",328,0,"MG/time step","QSwPt",328,0,"MG/time step","QSwPt",328,0,"MG/time step","QSwPt",328,0,"MG/time step","QSwPt",328,0,"MG/time step",0]
["QSwPt",337,0.567747,"MG/time step","QSwPt",337,0.567747,"MG/time step","QSwPt",337,0.567747,"MG/time step","QSwPt",337,0.567747,"MG/time step","QSwPt",337,0.567747,"MG/time step","QSwPt",337,0.567747,"MG/time step",0]
["QSwPt",346,0.567747,"MG/time step","QSwPt",346,0.567747,"MG/time step","QSwPt",346,0.567747,"MG/time step","QSwPt",346,0.567747,"MG/time step","QSwPt",346,0.567747,"MG/time step","QSwPt",346,0.567747,"MG/time step",0]
["QSwPt",355,0.567747,"MG/time step","QSwPt",355,0.567747,"MG/time step","QSwPt",355,0.567747,"MG/time step","QSwPt",355,0.567747,"MG/time step","QSwPt",355,0.567747,"MG/time step","QSwPt",355,0.567747,"MG/time step",0]
["QSwPt",356,0.567747,"MG/time step","QSwPt",356,0.567747,"MG/time step","QSwPt",356,0.567747,"MG/time step","QSwPt",356,0.567747,"MG/time step","QSwPt",356,0.567747,"MG/time step","QSwPt",356,0.567747,"MG/time step",0]
["QSwPt",365,0.567747,"MG/time step","QSwPt",365,0.567747,"MG/time step","QSwPt",365,0.567747,"MG/time step","QSwPt",365,0.567747,"MG/time step","QSwPt",365,0.567747,"MG/time step","QSwPt",365,0.567747,"MG/time step",0]
["QPtSw",9,0.19255639999999999,"MG/time step","QPtSw",9,0.19255639999999999,"MG/time step","QPtSw",9,0.19255639999999999,"MG/time step","QPtSw",9,0.19255639999999999,"MG/time step","QPtSw",9,0.19255639999999999,"MG/time step","QPtSw",9,0.19255639999999999,"MG/time step",0]
["QPtSw",18,0.19255639999999999,"MG/time step","QPtSw",18,0.19255639999999999,"MG/time step","QPtSw",18,0.19255639999999999,"MG/time step","QPtSw",18,0.19255639999999999,"MG/time step","QPtSw",18,0.19255639999999999,"MG/time step","QPtSw",18,0.19255639999999999,"MG/time step",0]
["QPtSw",27,0.19255639999999999,"MG/time step","QPtSw",27,0.19255639999999999,"MG/time step","QPtSw",27,0.19255639999999999,"MG/time step","QPtSw",27,0.19255639999999999,"MG/time step","QPtSw",27,0.19255639999999999,"MG/time step","QPtSw",27,0.19255639999999999,"MG/time step",0]
["QPtSw",36,0.19050919999999999,"MG/time step","QPtSw",36,0.19050919999999999,"MG/time step","QPtSw",36,0.19050919999999999,"MG/time step","QPtSw",36,0.19050919999999999,"MG/time step","QPtSw",36,0.19050919999999999,"MG/time step","QPtSw",36,0.19050919999999999,"MG/time step",0]
["QPtSw",45,0.19050919999999999,"MG/time step","QPtSw",45,0.19050919999999999,"MG/time step","QPtSw",45,0.19050919999999999,"MG/time step","QPtSw",45,0.19050919999999999,"MG/time step","QPtSw",45,0.19050919999999999,"MG/time step","QPtSw",45,0.19050919999999999,"MG/time step",0]
["QPtSw",54,0.19050919999999999,"MG/time step","QPtSw",54,0.19050919999999999,"MG/time step","QPtSw",54,0.19050919999999999,"MG/time step","QPtSw",54,0.19050919999999999,"MG/time step","QPtSw",54,0.19050919999999999,"MG/time step","QPtSw",54,0.19050919999999999,"MG/time step",0]
["QPtSw",55,0.19050919999999999,"MG/time step","QPtSw",55,0.19050919999999999,"MG/time step","QPtSw",55,0.19050919999999999,"MG/time step","QPtSw",55,0.19050919999999999,"MG/time step","QPtSw",55,0.19050919999999999,"MG/time step","QPtSw",55,0.19050919999999999,"MG/time step",0]
["QPtSw",64,0.1372997,"MG/time step","QPtSw",64,0.1372997,"MG/time step","QPtSw",64,0.1372997,"MG/time step","QPtSw",64,0.1372997,"MG/time step","QPtSw",64,0.1372997,"MG/time step","QPtSw",64,0.1372997,"MG/time step",0]
["QPtSw",73,0.1372997,"MG/time step","QPtSw",73,0.1372997,"MG/time step","QPtSw",73,0.1372997,"MG/time step","QPtSw",73,0.1372997,"MG/time step","QPtSw",73,0.1372997,"MG/time step","QPtSw",73,0.1372997,"MG/time step",0]
["QPtSw",82,0.1372997,"MG/time step","QPtSw",82,0.1372997,"MG/time step","QPtSw",82,0.1372997,"MG/time step","QPtSw",82,0.1372997,"MG/time step","QPtSw",82,0.1372997,"MG/time step","QPtSw",82,0.1372997,"MG/time step",0]
["QPtSw",91,0.16932700000000001,"MG/time step","QPtSw",91,0.16932700000000001,"MG/time step","QPtSw",91,0.16932700000000001,"MG/time step","QPtSw",91,0.16932700000000001,"MG/time step","QPtSw",91,0.16932700000000001,"MG/time step","QPtSw",91,0.16932700000000001,"MG/time step",0]
["QPtSw",100,0.16932700000000001,"MG/time step","QPtSw",100,0.16932700000000001,"MG/time step","QPtSw",100,0.16932700000000001,"MG/time step","QPtSw",100,0.16932700000000001,"MG/time step","QPtSw",100,0.16932700000000001,"MG/time step","QPtSw",100,0.16932700000000001,"MG/time step",0]
["QPtSw",109,0.16932700000000001,"MG/time step","QPtSw",109,0.16932700000000001,"MG/time step","QPtSw",109,0.16932700000000001,"MG/time step","QPtSw",109,0.16932700000000001,"MG/time step","QPtSw",109,0.16932700000000001,"MG/time step","QPtSw",109,0.16932700000000001,"MG/time step",0]
["QPtSw",118,0.16932700000000001,"MG/time step","QPtSw",118,0.16932700000000001,"MG/time step","QPtSw",118,0.16932700000000001,"MG/time step","QPtSw",118,0.16932700000000001,"MG/time step","QPtSw",118,0.16932700000000001,"MG/time step","QPtSw",118,0.16932700000000001,"MG/time step",0]
["QPtSw",119,0.16932700000000001,"MG/time step","QPtSw",119,0.16932700000000001,"MG/time step","QPtSw",119,0.16932700000000001,"MG/time step","QPtSw",119,0.16932700000000001,"MG/time step","QPtSw",119,0.16932700000000001,"MG/time step","QPtSw",119,0.16932700000000001,"MG/time step",0]
["QPtSw",132,0.16592770000000001,"MG/time step","QPtSw",132,0.16592770000000001,"MG/time step","QPtSw",132,0.16592770000000001,"MG/time step","QPtSw",132,0.16592770000000001,"MG/time step","QPtSw",132,0.16592770000000001,"MG/time step","QPtSw",132,0.16592770000000001,"MG/time step",0]
["QPtSw",136,0.16592770000000001,"MG/time step","QPtSw",136,0.16592770000000001,"MG/time step","QPtSw",136,0.16592770000000001,"MG/time step","QPtSw",136,0.16592770000000001,"MG/time step","QPtSw",136,0.16592770000000001,"MG/time step","QPtSw",136,0.16592770000000001,"MG/time step",0]
["QPtSw",145,0.16592770000000001,"MG/time step","QPtSw",145,0.16592770000000001,"MG/time step","QPtSw",145,0.16592770000000001,"MG/time step","QPtSw",145,0.16592770000000001,"MG/time step","QPtSw",145,0.16592770000000001,"MG/time step","QPtSw",145,0.16592770000000001,"MG/time step",0]
["QPtSw",154,0.59640899999999997,"MG/time step","QPtSw",154,0.59640899999999997,"MG/time step","QPtSw",154,0.59640899999999997,"MG/time step","QPtSw",154,0.59640899999999997,"MG/time step","QPtSw",154,0.59640899999999997,"MG/time step","QPtSw",154,0.59640899999999997,"MG/time step",0]
["QPtSw",163,0.59640899999999997,"MG/time step","QPtSw",163,0.59640899999999997,"MG/time step","QPtSw",163,0.59640899999999997,"MG/time step","QPtSw",163,0.59640899999999997,"MG/time step","QPtSw",163,0.59640899999999997,"MG/time step","QPtSw",163,0.59640899999999997,"MG/time step",0]
["QPtSw",172,0.59640899999999997,"MG/time step","QPtSw",172,0.59640899999999997,"MG/time step","QPtSw",172,0.59640899999999997,"MG/time step","QPtSw",172,0.59640899999999997,"MG/time step","QPtSw",172,0.59640899999999997,"MG/time step","QPtSw",172,0.59640899999999997,"MG/time step",0]
["QPtSw",181,0.59640899999999997,"MG/time step","QPtSw",181,0.59640899999999997,"MG/time step","QPtSw",181,0.59640899999999997,"MG/time step","QPtSw",181,0.59640899999999997,"MG/time step","QPtSw",181,0.59640899999999997,"MG/time step","QPtSw",181,0.59640899999999997,"MG/time step",0]
["QPtSw",182,0.16670660000000001,"MG/time step","QPtSw",182,0.16670660000000001,"MG/time step","QPtSw",182,0.16670660000000001,"MG/time step","QPtSw",182,0.16670660000000001,"MG/time step","QPtSw",182,0.16670660000000001,"MG/time step","QPtSw",182,0.16670660000000001,"MG/time step",0]
["QPtSw",191,0.16670660000000001,"MG/time step","QPtSw",191,0.16670660000000001,"MG/time step","QPtSw",191,0.16670660000000001,"MG/time step","QPtSw",191,0.16670660000000001,"MG/time step","QPtSw",191,0.16670660000000001,"MG/time step","QPtSw",191,0.16670660000000001,"MG/time step",0]
["QPtSw",200,0.16670660000000001,"MG/time step","QPtSw",200,0.16670660000000001,"MG/time step","QPtSw",200,0.16670660000000001,"MG/time step","QPtSw",200,0.16670660000000001,"MG/time step","QPtSw",200,0.16670660000000001,"MG/time step","QPtSw",200,0.16670660000000001,"MG/time step",0]
["QPtSw",209,0.16670660000000001,"MG/time step","QPtSw",209,0.16670660000000001,"MG/time step","QPtSw",209,0.16670660000000001,"MG/time step","QPtSw",209,0.16670660000000001,"MG/time step","QPtSw",209,0.16670660000000001,"MG/time step","QPtSw",209,0.16670660000000001,"MG/time step",0]
["QPtSw",218,0.50248320000000002,"MG/time step","QPtSw",218,0.50248320000000002,"MG/time step","QPtSw",218,0.50248320000000002,"MG/time step","QPtSw",218,0.50248320000000002,"MG/time step","QPtSw",218,0.50248320000000002,"MG/time step","QPtSw",218,0.50248320000000002,"MG/time step",0]
["QPtSw",227,0.50248320000000002,"MG/time step","QPtSw",227,0.50248320000000002,"MG/time step","QPtSw",227,0.50248320000000002,"MG/time step","QPtSw",227,0.50248320000000002,"MG/time step","QPtSw",227,0.50248320000000002,"MG/time step","QPtSw",227,0.50248320000000002,"MG/time step",0]
["QPtSw",236,0.50248320000000002,"MG/time step","QPtSw",236,0.50248320000000002,"MG/time step","QPtSw",236,0.50248320000000002,"MG/time step","QPtSw",236,0.50248320000000002,"MG/time step","QPtSw",236,0.50248320000000002,"MG/time step","QPtSw",236,0.50248320000000002,"MG/time step",0]
["QPtSw",245,0.18567330000000001,"MG/time step","QPtSw",245,0.18567330000000001,"MG/time step","QPtSw",245,0.18567330000000001,"MG/time step","QPtSw",245,0.18567330000000001,"MG/time step","QPtSw",245,0.18567330000000001,"MG/time step","QPtSw",245,0.18567330000000001,"MG/time step",0]
["QPtSw",246,0.18567330000000001,"MG/time step","QPtSw",246,0.18567330000000001,"MG/time step","QPtSw",246,0.18567330000000001,"MG/time step","QPtSw",246,0.18567330000000001,"MG/time step","QPtSw",246,0.18567330000000001,"MG/time step","QPtSw",246,0.18567330000000001,"MG/time step",0]
["QPtSw",255,0.18567330000000001,"MG/time step","QPtSw",255,0.18567330000000001,"MG/time step","QPtSw",255,0.18567330000000001,"MG/time step","QPtSw",255,0.18567330000000001,"MG/time step","QPtSw",255,0.18567330000000001,"MG/time step","QPtSw",255,0.18567330000000001,"MG/time step",0]
["QPtSw",264,0.18567330000000001,"MG/time step","QPtSw",264,0.18567330000000001,"MG/time step","QPtSw",264,0.18567330000000001,"MG/time step","QPtSw",264,0.18567330000000001,"MG/time step","QPtSw",264,0.18567330000000001,"MG/time step","QPtSw",264,0.18567330000000001,"MG/time step",0]
["QPtSw",273,0.18567330000000001,"MG/time step","QPtSw",273,0.18567330000000001,"MG/time step","QPtSw",273,0.18567330000000001,"MG/time step","QPtSw",273,0.18567330000000001,"MG/time step","QPtSw",273,0.18567330000000001,"MG/time step","QPtSw",273,0.18567330000000001,"MG/time step",0]
["QPtSw",282,0.15978690000000001,"MG/time step","QPtSw",282,0.15978690000000001,"MG/time step","QPtSw",282,0.15978690000000001,"MG/time step","QPtSw",282,0.15978690000000001,"MG/time step","QPtSw",282,0.15978690000000001,"MG/time step","QPtSw",282,0.15978690000000001,"MG/time step",0]
["QPtSw",291,0.15978690000000001,"MG/time step","QPtSw",291,0.15978690000000001,"MG/time step","QPtSw",291,0.15978690000000001,"MG/time step","QPtSw",291,0.15978690000000001,"MG/time step","QPtSw",291,0.15978690000000001,"MG/time step","QPtSw",291,0.15978690000000001,"MG/time step",0]
["QPtSw",300,0.15978690000000001,"MG/time step","QPtSw",300,0.15978690000000001,"MG/time step","QPtSw",300,0.15978690000000001,"MG/time step","QPtSw",300,0.15978690000000001,"MG/time step","QPtSw",300,0.15978690000000001,"MG/time step","QPtSw",300,0.15978690000000001,"MG/time step",0]
["QPtSw",309,0.15647330000000001,"MG/time step","QPtSw",309,0.15647330000000001,"MG/time step","QPtSw",309,0.15647330000000001,"MG/time step","QPtSw",309,0.15647330000000001,"MG/time step","QPtSw",309,0.15647330000000001,"MG/time step","QPtSw",309,0.15647330000000001,"MG/time step",0]
["QPtSw",310,0.15647330000000001,"MG/time step","QPtSw",310,0.15647330000000001,"MG/time step","QPtSw",310,0.15647330000000001,"MG/time step","QPtSw",310,0.15647330000000001,"MG/time step","QPtSw",310,0.15647330000000001,"MG/time step","QPtSw",310,0.15647330000000001,"MG/time step",0]
["QPtSw",319,0.15647330000000001,"MG/time step","QPtSw",319,0.15647330000000001,"MG/time step","QPtSw",319,0.15647330000000001,"MG/time step","QPtSw",319,0.15647330000000001,"MG/time step","QPtSw",319,0.15647330000000001,"MG/time step","QPtSw",319,0.15647330000000001,"MG/time step",0]
["QPtSw",328,0.15647330000000001,"MG/time step","QPtSw",328,0.15647330000000001,"MG/time step","QPtSw",328,0.15647330000000001,"MG/time step","QPtSw",328,0.15647330000000001,"MG/time step","QPtSw",328,0.15647330000000001,"MG/time step","QPtSw",328,0.15647330000000001,"MG/time step",0]
["QPtSw",335,0.16592480000000001,"MG/time step","QPtSw",335,0.16592480000000001,"MG/time step","QPtSw",335,0.16592480000000001,"MG/time step","QPtSw",335,0.16592480000000001,"MG/time step","QPtSw",335,0.16592480000000001,"MG/time step","QPtSw",335,0.16592480000000001,"MG/time step",0]
["QPtSw",345,0.16592480000000001,"MG/time step","QPtSw",345,0.16592480000000001,"MG/time step","QPtSw",345,0.16592480000000001,"MG/time step","QPtSw",345,0.16592480000000001,"MG/time step","QPtSw",345,0.16592480000000001,"MG/time step","QPtSw",345,0.16592480000000001,"MG/time step",0]
["QPtSw",354,0.16592480000000001,"MG/time step","QPtSw",354,0.16592480000000001,"MG/time step","QPtSw",354,0.16592480000000001,"MG/time step","QPtSw",354,0.16592480000000001,"MG/time step","QPtSw",354,0.16592480000000001,"MG/time step","QPtSw",354,0.16592480000000001,"MG/time step",0]
["QPtSw",363,0.16592480000000001,"MG/time step","QPtSw",363,0.16592480000000001,"MG/time step","QPtSw",363,0.16592480000000001,"MG/time step","QPtSw",363,0.16592480000000001,"MG/time step","QPtSw",363,0.16592480000000001,"MG/time step","QPtSw",363,0.16592480000000001,"MG/time step",0]
["QExtSw",7,0,"cfs","QExtSw",7,0,"cfs","QExtSw",7,0,"cfs","QExtSw",7,0,"cfs","QExtSw",7,0,"cfs","QExtSw",7,0,"cfs",0]
["QExtSw",8,0,"cfs","QExtSw",8,0,"cfs","QExtSw",8,0,"cfs","QExtSw",8,0,"cfs","QExtSw",8,0,"cfs","QExtSw",8,0,"cfs",0]
["QExtSw",17,0,"cfs","QExtSw",17,0,"cfs","QExtSw",17,0,"cfs","QExtSw",17,0,"cfs","QExtSw",17,0,"cfs","QExtSw",17,0,"cfs",0]
["QExtSw",26,0,"cfs","QExtSw",26,0,"cfs","QExtSw",26,0,"cfs","QExtSw",26,0,"cfs","QExtSw",26,0,"cfs","QExtSw",26,0,"cfs",0]
["QExtSw",35,0,"cfs","QExtSw",35,0,"cfs","QExtSw",35,0,"cfs","QExtSw",35,0,"cfs","QExtSw",35,0,"cfs","QExtSw",35,0,"cfs",0]
["QExtSw",44,0,"cfs","QExtSw",44,0,"cfs","QExtSw",44,0,"cfs","QExtSw",44,0,"cfs","QExtSw",44,0,"cfs","QExtSw",44,0,"cfs",0]
["QExtSw",53,0,"cfs","QExtSw",53,0,"cfs","QExtSw",53,0,"cfs","QExtSw",53,0,"cfs","QExtSw",53,0,"cfs","QExtSw",53,0,"cfs",0]
["QExtSw",62,0,"cfs","QExtSw",62,0,"cfs","QExtSw",62,0,"cfs","QExtSw",62,0,"cfs","QExtSw",62,0,"cfs","QExtSw",62,0,"cfs",0]
["QExtSw",71,0,"cfs","QExtSw",71,0,"cfs","QExtSw",71,0,"cfs","QExtSw",71,0,"cfs","QExtSw",71,0,"cfs","QExtSw",71,0,"cfs",0]
["QExtSw",72,0,"cfs","QExtSw",72,0,"cfs","QExtSw",72,0,"cfs","QExtSw",72,0,"cfs","QExtSw",72,0,"cfs","QExtSw",72,0,"cfs",0]
["QExtSw",81,0,"cfs","QExtSw",81,0,"cfs","QExtSw",81,0,"cfs","QExtSw",81,0,"cfs","QExtSw",81,0,"cfs","QExtSw",81,0,"cfs",0]
["QExtSw",90,0,"cfs","QExtSw",90,0,"cfs","QExtSw",90,0,"cfs","QExtSw",90,0,"cfs","QExtSw",90,0,"cfs","QExtSw",90,0,"cfs",0]
["QExtSw",99,0,"cfs","QExtSw",99,0,"cfs","QExtSw",99,0,"cfs","QExtSw",99,0,"cfs","QExtSw",99,0,"cfs","QExtSw",99,0,"cfs",0]
["QExtSw",108,0,"cfs","QExtSw",108,0,"cfs","QExtSw",108,0,"cfs","QExtSw",108,0,"cfs","QExtSw",108,0,"cfs","QExtSw",108,0,"cfs",0]
["QExtSw",117,0,"cfs","QExtSw",117,0,"cfs","QExtSw",117,0,"cfs","QExtSw",117,0,"cfs","QExtSw",117,0,"cfs","QExtSw",117,0,"cfs",0]
["QExtSw",126,0,"cfs","QExtSw",126,0,"cfs","QExtSw",126,0,"cfs","QExtSw",126,0,"cfs","QExtSw",126,0,"cfs","QExtSw",126,0,"cfs",0]
["QExtSw",135,0,"cfs","QExtSw",135,0,"cfs","QExtSw",135,0,"cfs","QExtSw",135,0,"cfs","QExtSw",135,0,"cfs","QExtSw",135,0,"cfs",0]
["QExtSw",136,0,"cfs","QExtSw",136,0,"cfs","QExtSw",136,0,"cfs","QExtSw",136,0,"cfs","QExtSw",136,0,"cfs","QExtSw",136,0,"cfs",0]
["QExtSw",145,0,"cfs","QExtSw",145,0,"cfs","QExtSw",145,0,"cfs","QExtSw",145,0,"cfs","QExtSw",145,0,"cfs","QExtSw",145,0,"cfs",0]
["QExtSw",154,0,"cfs","QExtSw",154,0,"cfs","QExtSw",154,0,"cfs","QExtSw",154,0,"cfs","QExtSw",154,0,"cfs","QExtSw",154,0,"cfs",0]
["QExtSw",163,0,"cfs","QExtSw",163,0,"cfs","QExtSw",163,0,"cfs","QExtSw",163,0,"cfs","QExtSw",163,0,"cfs","QExtSw",163,0,"cfs",0]
["QExtSw",172,0,"cfs","QExtSw",172,0,"cfs","QExtSw",172,0,"cfs","QExtSw",172,0,"cfs","QExtSw",172,0,"cfs","QExtSw",172,0,"cfs",0]
["QExtSw",180,0,"cfs","QExtSw",180,0,"cfs","QExtSw",180,0,"cfs","QExtSw",180,0,"cfs","QExtSw",180,0,"cfs","QExtSw",180,0,"cfs",0]
["QExtSw",189,0,"cfs","QExtSw",189,0,"cfs","QExtSw",189,0,"cfs","QExtSw",189,0,"cfs","QExtSw",189,0,"cfs","QExtSw",189,0,"cfs",0]
["QExtSw",198,0,"cfs","QExtSw",198,0,"cfs","QExtSw",198,0,"cfs","QExtSw",198,0,"cfs","QExtSw",198,0,"cfs","QExtSw",198,0,"cfs",0]
["QExtSw",199,0,"cfs","QExtSw",199,0,"cfs","QExtSw",199,0,"cfs","QExtSw",199,0,"cfs","QExtSw",199,0,"cfs","QExtSw",199,0,"cfs",0]
["QExtSw",208,0,"cfs","QExtSw",208,0,"cfs","QExtSw",208,0,"cfs","QExtSw",208,0,"cfs","QExtSw",208,0,"cfs","QExtSw",208,0,"cfs",0]
["QExtSw",217,0,"cfs","QExtSw",217,0,"cfs","QExtSw",217,0,"cfs","QExtSw",217,0,"cfs","QExtSw",217,0,"cfs","QExtSw",217,0,"cfs",0]
["QExtSw",226,0,"cfs","QExtSw",226,0,"cfs","QExtSw",226,0,"cfs","QExtSw",226,0,"cfs","QExtSw",226,0,"cfs","QExtSw",226,0,"cfs",0]
["QExtSw",235,0,"cfs","QExtSw",235,0,"cfs","QExtSw",235,0,"cfs","QExtSw",235,0,"cfs","QExtSw",235,0,"cfs","QExtSw",235,0,"cfs",0]
["QExtSw",244,0,"cfs","QExtSw",244,0,"cfs","QExtSw",244,0,"cfs","QExtSw",244,0,"cfs","QExtSw",244,0,"cfs","QExtSw",244,0,"cfs",0]
["QExtSw",253,0,"cfs","QExtSw",253,0,"cfs","QExtSw",253,0,"cfs","QExtSw",253,0,"cfs","QExtSw",253,0,"cfs","QExtSw",253,0,"cfs",0]
["QExtSw",262,0,"cfs","QExtSw",262,0,"cfs","QExtSw",262,0,"cfs","QExtSw",262,0,"cfs","QExtSw",262,0,"cfs","QExtSw",262,0,"cfs",0]
["QExtSw",263,0,"cfs","QExtSw",263,0,"cfs","QExtSw",263,0,"cfs","QExtSw",263,0,"cfs","QExtSw",263,0,"cfs","QExtSw",263,0,"cfs",0]
["QExtSw",272,0,"cfs","QExtSw",272,0,"cfs","QExtSw",272,0,"cfs","QExtSw",272,0,"cfs","QExtSw",272,0,"cfs","QExtSw",272,0,"cfs",0]
["QExtSw",281,0,"cfs","QExtSw",281,0,"cfs","QExtSw",281,0,"cfs","QExtSw",281,0,"cfs","QExtSw",281,0,"cfs","QExtSw",281,0,"cfs",0]
["QExtSw",290,0,"cfs","QExtSw",290,0,"cfs","QExtSw",290,0,"cfs","QExtSw",290,0,"cfs","QExtSw",290,0,"cfs","QExtSw",290,0,"cfs",0]
["QExtSw",299,0,"cfs","QExtSw",299,0,"cfs","QExtSw",299,0,"cfs","QExtSw",299,0,"cfs","QExtSw",299,0,"cfs","QExtSw",299,0,"cfs",0]
["QExtSw",308,0,"cfs","QExtSw",308,0,"cfs","QExtSw",308,0,"cfs","QExtSw",308,0,"cfs","QExtSw",308,0,"cfs","QExtSw",308,0,"cfs",0]
["QExtSw",317,0,"cfs","QExtSw",317,0,"cfs","QExtSw",317,0,"cfs","QExtSw",317,0,"cfs","QExtSw",317,0,"cfs","QExtSw",317,0,"cfs",0]
["QExtSw",326,0,"cfs","QExtSw",326,0,"cfs","QExtSw",326,0,"cfs","QExtSw",326,0,"cfs","QExtSw",326,0,"cfs","QExtSw",326,0,"cfs",0]
["QExtSw",327,0,"cfs","QExtSw",327,0,"cfs","QExtSw",327,0,"cfs","QExtSw",327,0,"cfs","QExtSw",327,0,"cfs","QExtSw",327,0,"cfs",0]
["QExtSw",336,0,"cfs","QExtSw",336,0,"cfs","QExtSw",336,0,"cfs","QExtSw",336,0,"cfs","QExtSw",336,0,"cfs","QExtSw",336,0,"cfs",0]
["QExtSw",345,0,"cfs","QExtSw",345,0,"cfs","QExtSw",345,0,"cfs","QExtSw",345,0,"cfs","QExtSw",345,0,"cfs","QExtSw",345,0,"cfs",0]
["QExtSw",354,0,"cfs","QExtSw",354,0,"cfs","QExtSw",354,0,"cfs","QExtSw",354,0,"cfs","QExtSw",354,0,"cfs","QExtSw",354,0,"cfs",0]
["QExtSw",363,0,"cfs","QExtSw",363,0,"cfs","QExtSw",363,0,"cfs","QExtSw",363,0,"cfs","QExtSw",363,0,"cfs","QExtSw",363,0,"cfs",0]
["QResPt",7,0,"MG/time step","QResPt",7,0,"MG/time step","QResPt",7,0,"MG/time step","QResPt",7,0,"MG/time step","QResPt",7,0,"MG/time step","QResPt",7,0,"MG/time step",0]
["QResPt",12,0,"MG/time step","QResPt",12,0,"MG/time step","QResPt",12,0,"MG/time step","QResPt",12,0,"MG/time step","QResPt",12,0,"MG/time step","QResPt",12,0,"MG/time step",0]
["QResPt",24,0,"MG/time step","QResPt",24,0,"MG/time step","QResPt",24,0,"MG/time step","QResPt",24,0,"MG/time step","QResPt",24,0,"MG/time step","QResPt",24,0,"MG/time step",0]
["QResPt",25,0,"MG/time step","QResPt",25,0,"MG/time step","QResPt",25,0,"MG/time step","QResPt",25,0,"MG/time step","QResPt",25,0,"MG/time step","QResPt",25,0,"MG/time step",0]
["QResPt",34,0,"MG/time step","QResPt",34,0,"MG/time step","QResPt",34,0,"MG/time step","QResPt",34,0,"MG/time step","QResPt",34,0,"MG/time step","QResPt",34,0,"MG/time step",0]
["QResPt",43,0,"MG/time step","QResPt",43,0,"MG/time step","QResPt",43,0,"MG/time step","QResPt",43,0,"MG/time step","QResPt",43,0,"MG/time step","QResPt",43,0,"MG/time step",0]
["QResPt",52,0,"MG/time step","QResPt",52,0,"MG/time step","QResPt",52,0,"MG/time step","QResPt",52,0,"MG/time step","QResPt",52,0,"MG/time step","QResPt",52,0,"MG/time step",0]
["QResPt",61,0,"MG/time step","QResPt",61,0,"MG/time step","QResPt",61,0,"MG/time step","QResPt",61,0,"MG/time step","QResPt",61,0,"MG/time step","QResPt",61,0,"MG/time step",0]
["QResPt",70,0,"MG/time step","QResPt",70,0,"MG/time step","QResPt",70,0,"MG/time step","QResPt",70,0,"MG/time step","QResPt",70,0,"MG/time step","QResPt",70,0,"MG/time step",0]
["QResPt",79,0,"MG/time step","QResPt",79,0,"MG/time step","QResPt",79,0,"MG/time step","QResPt",79,0,"MG/time step","QResPt",79,0,"MG/time step","QResPt",79,0,"MG/time step",0]
["QResPt",88,0,"MG/time step","QResPt",88,0,"MG/time step","QResPt",88,0,"MG/time step","QResPt",88,0,"MG/time step","QResPt",88,0,"MG/time step","QResPt",88,0,"MG/time step",0]
["QResPt",89,0,"MG/time step","QResPt",89,0,"MG/time step","QResPt",89,0,"MG/time step","QResPt",89,0,"MG/time step","QResPt",89,0,"MG/time step","QResPt",89,0,"MG/time step",0]
["QResPt",98,0,"MG/time step","QResPt",98,0,"MG/time step","QResPt",98,0,"MG/time step","QResPt",98,0,"MG/time step","QResPt",98,0,"MG/time step","QResPt",98,0,"MG/time step",0]
["QResPt",107,0,"MG/time step","QResPt",107,0,"MG/time step","QResPt",107,0,"MG/time step","QResPt",107,0,"MG/time step","QResPt",107,0,"MG/time step","QResPt",107,0,"MG/time step",0]
["QResPt",116,0,"MG/time step","QResPt",116,0,"MG/time step","QResPt",116,0,"MG/time step","QResPt",116,0,"MG/time step","QResPt",116,0,"MG/time step","QResPt",116,0,"MG/time step",0]
["QResPt",125,0,"MG/time step","QResPt",125,0,"MG/time step","QResPt",125,0,"MG/time step","QResPt",125,0,"MG/time step","QResPt",125,0,"MG/time step","QResPt",125,0,"MG/time step",0]
["QResPt",134,0,"MG/time step","QResPt",134,0,"MG/time step","QResPt",134,0,"MG/time step","QResPt",134,0,"MG/time step","QResPt",134,0,"MG/time step","QResPt",134,0,"MG/time step",0]
["QResPt",143,0,"MG/time step","QResPt",143,0,"MG/time step","QResPt",143,0,"MG/time step","QResPt",143,0,"MG/time step","QResPt",143,0,"MG/time step","QResPt",143,0,"MG/time step",0]
["QResPt",152,0,"MG/time step","QResPt",152,0,"MG/time step","QResPt",152,0,"MG/time step","QResPt",152,0,"MG/time step","QResPt",152,0,"MG/time step","QResPt",152,0,"MG/time step",0]
["QResPt",153,0,"MG/time step","QResPt",153,0,"MG/time step","QResPt",153,0,"MG/time step","QResPt",153,0,"MG/time step","QResPt",153,0,"MG/time step","QResPt",153,0,"MG/time step",0]
["QResPt",162,0,"MG/time step","QResPt",162,0,"MG/time step","QResPt",162,0,"MG/time step","QResPt",162,0,"MG/time step","QResPt",162,0,"MG/time step","QResPt",162,0,"MG/time step",0]
["QResPt",171,0,"MG/time step","QResPt",171,0,"MG/time step","QResPt",171,0,"MG/time step","QResPt",171,0,"MG/time step","QResPt",171,0,"MG/time step","QResPt",171,0,"MG/time step",0]
["QResPt",180,0,"MG/time step","QResPt",180,0,"MG/time step","QResPt",180,0,"MG/time step","QResPt",180,0,"MG/time step","QResPt",180,0,"MG/time step","QResPt",180,0,"MG/time step",0]
["QResPt",189,0,"MG/time step","QResPt",189,0,"MG/time step","QResPt",189,0,"MG/time step","QResPt",189,0,"MG/time step","QResPt",189,0,"MG/time step","QResPt",189,0,"MG/time step",0]
["QResPt",198,0,"MG/time step","QResPt",198,0,"MG/time step","QResPt",198,0,"MG/time step","QResPt",198,0,"MG/time step","QResPt",198,0,"MG/time step","QResPt",198,0,"MG/time step",0]
["QResPt",207,0,"MG/time step","QResPt",207,0,"MG/time step","QResPt",207,0,"MG/time step","QResPt",207,0,"MG/time step","QResPt",207,0,"MG/time step","QResPt",207,0,"MG/time step",0]
["QResPt",216,0,"MG/time step","QResPt",216,0,"MG/time step","QResPt",216,0,"MG/time step","QResPt",216,0,"MG/time step","QResPt",216,0,"MG/time step","QResPt",216,0,"MG/time step",0]
["QResPt",222,0,"MG/time step","QResPt",222,0,"MG/time step","QResPt",222,0,"MG/time step","QResPt",222,0,"MG/time step","QResPt",222,0,"MG/time step","QResPt",222,0,"MG/time step",0]
["QResPt",225,0,"MG/time step","QResPt",225,0,"MG/time step","QResPt",225,0,"MG/time step","QResPt",225,0,"MG/time step","QResPt",225,0,"MG/time step","QResPt",225,0,"MG/time step",0]
["QResPt",234,0,"MG/time step","QResPt",234,0,"MG/time step","QResPt",234,0,"MG/time step","QResPt",234,0,"MG/time step","QResPt",234,0,"MG/time step","QResPt",234,0,"MG/time step",0]
["QResPt",243,0,"MG/time step","QResPt",243,0,"MG/time step","QResPt",243,0,"MG/time step","QResPt",243,0,"MG/time step","QResPt",243,0,"MG/time step","QResPt",243,0,"MG/time step",0]
["QResPt",252,0,"MG/time step","QResPt",252,0,"MG/time step","QResPt",252,0,"MG/time step","QResPt",252,0,"MG/time step","QResPt",252,0,"MG/time step","QResPt",252,0,"MG/time step",0]
["QResPt",261,0,"MG/time step","QResPt",261,0,"MG/time step","QResPt",261,0,"MG/time step","QResPt",261,0,"MG/time step","QResPt",261,0,"MG/time step","QResPt",261,0,"MG/time step",0]
["QResPt",270,0,"MG/time step","QResPt",270,0,"MG/time step","QResPt",270,0,"MG/time step","QResPt",270,0,"MG/time step","QResPt",270,0,"MG/time step","QResPt",270,0,"MG/time step",0]
["QResPt",279,0,"MG/time step","QResPt",279,0,"MG/time step","QResPt",279,0,"MG/time step","QResPt",279,0,"MG/time step","QResPt",279,0,"MG/time step","QResPt",279,0,"MG/time step",0]
["QResPt",280,0,"MG/time step","QResPt",280,0,"MG/time step","QResPt",280,0,"MG/time step","QResPt",280,0,"MG/time step","QResPt",280,0,"MG/time step","QResPt",280,0,"MG/time step",0]
["QResPt",289,0,"MG/time step","QResPt",289,0,"MG/time step","QResPt",289,0,"MG/time step","QResPt",289,0,"MG/time step","QResPt",289,0,"MG/time step","QResPt",289,0,"MG/time step",0]
["QResPt",298,0,"MG/time step","QResPt",298,0,"MG/time step","QResPt",298,0,"MG/time step","QResPt",298,0,"MG/time step","QResPt",298,0,"MG/time step","QResPt",298,0,"MG/time step",0]
["QResPt",307,0,"MG/time step","QResPt",307,0,"MG/time step","QResPt",307,0,"MG/time step","QResPt",307,0,"MG/time step","QResPt",307,0,"MG/time step","QResPt",307,0,"MG/time step",0]
["QResPt",316,0,"MG/time step","QResPt",316,0,"MG/time step","QResPt",316,0,"MG/time step","QResPt",316,0,"MG/time step","QResPt",316,0,"MG/time step","QResPt",316,0,"MG/time step",0]
["QResPt",325,0,"MG/time step","QResPt",325,0,"MG/time step","QResPt",325,0,"MG/time step","QResPt",325,0,"MG/time step","QResPt",325,0,"MG/time step","QResPt",325,0,"MG/time step",0]
["QResPt",334,0,"MG/time step","QResPt",334,0,"MG/time step","QResPt",334,0,"MG/time step","QResPt",334,0,"MG/time step","QResPt",334,0,"MG/time step","QResPt",334,0,"MG/time step",0]
["QResPt",343,0,"MG/time step","QResPt",343,0,"MG/time step","QResPt",343,0,"MG/time step","QResPt",343,0,"MG/time step","QResPt",343,0,"MG/time step","QResPt",343,0,"MG/time step",0]
["QResPt",344,0,"MG/time step","QResPt",344,0,"MG/time step","QResPt",344,0,"MG/time step","QResPt",344,0,"MG/time step","QResPt",344,0,"MG/time step","QResPt",344,0,"MG/time step",0]
["QResPt",353,0,"MG/time step","QResPt",353,0,"MG/time step","QResPt",353,0,"MG/time step","QResPt",353,0,"MG/time step","QResPt",353,0,"MG/time step","QResPt",353,0,"MG/time step",0]
["QResPt",362,0,"MG/time step","QResPt",362,0,"MG/time step","QResPt",362,0,"MG/time step","QResPt",362,0,"MG/time step","QResPt",362,0,"MG/time step","QResPt",362,0,"MG/time step",0]
["QPtRes",6,0,"MG/time step","QPtRes",6,0,"MG/time step","QPtRes",6,0,"MG/time step","QPtRes",6,0,"MG/time step","QPtRes",6,0,"MG/time step","QPtRes",6,0,"MG/time step",0]
["QPtRes",15,0,"MG/time step","QPtRes",15,0,"MG/time step","QPtRes",15,0,"MG/time step","QPtRes",15,0,"MG/time step","QPtRes",15,0,"MG/time step","QPtRes",15,0,"MG/time step",0]
["QPtRes",24,0,"MG/time step","QPtRes",24,0,"MG/time step","QPtRes",24,0,"MG/time step","QPtRes",24,0,"MG/time step","QPtRes",24,0,"MG/time step","QPtRes",24,0,"MG/time step",0]
["QPtRes",33,0,"MG/time step","QPtRes",33,0,"MG/time step","QPtRes",33,0,"MG/time step","QPtRes",33,0,"MG/time step","QPtRes",33,0,"MG/time step","QPtRes",33,0,"MG/time step",0]
["QPtRes",42,0,"MG/time step","QPtRes",42,0,"MG/time step","QPtRes",42,0,"MG/time step","QPtRes",42,0,"MG/time step","QPtRes",42,0,"MG/time step","QPtRes",42,0,"MG/time step",0]
["QPtRes",43,0,"MG/time step","QPtRes",43,0,"MG/time step","QPtRes",43,0,"MG/time step","QPtRes",43,0,"MG/time step","QPtRes",43,0,"MG/time step","QPtRes",43,0,"MG/time step",0]
["QPtRes",52,0,"MG/time step","QPtRes",52,0,"MG/time step","QPtRes",52,0,"MG/time step","QPtRes",52,0,"MG/time step","QPtRes",52,0,"MG/time step","QPtRes",52,0,"MG/time step",0]
["QPtRes",60,0,"MG/time step","QPtRes",60,0,"MG/time step","QPtRes",60,0,"MG/time step","QPtRes",60,0,"MG/time step","QPtRes",60,0,"MG/time step","QPtRes",60,0,"MG/time step",0]
["QPtRes",69,0,"MG/time step","QPtRes",69,0,"MG/time step","QPtRes",69,0,"MG/time step","QPtRes",69,0,"MG/time step","QPtRes",69,0,"MG/time step","QPtRes",69,0,"MG/time step",0]
["QPtRes",78,0,"MG/time step","QPtRes",78,0,"MG/time step","QPtRes",78,0,"MG/time step","QPtRes",78,0,"MG/time step","QPtRes",78,0,"MG/time step","QPtRes",78,0,"MG/time step",0]
["QPtRes",87,0,"MG/time step","QPtRes",87,0,"MG/time step","QPtRes",87,0,"MG/time step","QPtRes",87,0,"MG/time step","QPtRes",87,0,"MG/time step","QPtRes",87,0,"MG/time step",0]
["QPtRes",96,0,"MG/time step","QPtRes",96,0,"MG/time step","QPtRes",96,0,"MG/time step","QPtRes",96,0,"MG/time step","QPtRes",96,0,"MG/time step","QPtRes",96,0,"MG/time step",0]
["QPtRes",105,0,"MG/time step","QPtRes",105,0,"MG/time step","QPtRes",105,0,"MG/time step","QPtRes",105,0,"MG/time step","QPtRes",105,0,"MG/time step","QPtRes",105,0,"MG/time step",0]
["QPtRes",106,0,"MG/time step","QPtRes",106,0,"MG/time step","QPtRes",106,0,"MG/time step","QPtRes",106,0,"MG/time step","QPtRes",106,0,"MG/time step","QPtRes",106,0,"MG/time step",0]
["QPtRes",115,0,"MG/time step","QPtRes",115,0,"MG/time step","QPtRes",115,0,"MG/time step","QPtRes",115,0,"MG/time step","QPtRes",115,0,"MG/time step","QPtRes",115,0,"MG/time step",0]
["QPtRes",124,0,"MG/time step","QPtRes",124,0,"MG/time step","QPtRes",124,0,"MG/time step","QPtRes",124,0,"MG/time step","QPtRes",124,0,"MG/time step","QPtRes",124,0,"MG/time step",0]
["QPtRes",133,0,"MG/time step","QPtRes",133,0,"MG/time step","QPtRes",133,0,"MG/time step","QPtRes",133,0,"MG/time step","QPtRes",133,0,"MG/time step","QPtRes",133,0,"MG/time step",0]
["QPtRes",142,0,"MG/time step","QPtRes",142,0,"MG/time step","QPtRes",142,0,"MG/time step","QPtRes",142,0,"MG/time step","QPtRes",142,0,"MG/time step","QPtRes",142,0,"MG/time step",0]
["QPtRes",151,0,"MG/time step","QPtRes",151,0,"MG/time step","QPtRes",151,0,"MG/time step","QPtRes",151,0,"MG/time step","QPtRes",151,0,"MG/time step","QPtRes",151,0,"MG/time step",0]
["QPtRes",160,0,"MG/time step","QPtRes",160,0,"MG/time step","QPtRes",160,0,"MG/time step","QPtRes",160,0,"MG/time step","QPtRes",160,0,"MG/time step","QPtRes",160,0,"MG/time step",0]
["QPtRes",169,0,"MG/time step","QPtRes",169,0,"MG/time step","QPtRes",169,0,"MG/time step","QPtRes",169,0,"MG/time step","QPtRes",169,0,"MG/time step","QPtRes",169,0,"MG/time step",0]
["QPtRes",170,0,"MG/time step","QPtRes",170,0,"MG/time step","QPtRes",170,0,"MG/time step","QPtRes",170,0,"MG/time step","QPtRes",170,0,"MG/time step","QPtRes",170,0,"MG/time step",0]
["QPtRes",179,0,"MG/time step","QPtRes",179,0,"MG/time step","QPtRes",179,0,"MG/time step","QPtRes",179,0,"MG/time step","QPtRes",179,0,"MG/time step","QPtRes",179,0,"MG/time step",0]
["QPtRes",188,0,"MG/time step","QPtRes",188,0,"MG/time step","QPtRes",188,0,"MG/time step","QPtRes",188,0,"MG/time step","QPtRes",188,0,"MG/time step","QPtRes",188,0,"MG/time step",0]
["QPtRes",197,0,"MG/time step","QPtRes",197,0,"MG/time step","QPtRes",197,0,"MG/time step","QPtRes",197,0,"MG/time step","QPtRes",197,0,"MG/time step","QPtRes",197,0,"MG/time step",0]
["QPtRes",206,0,"MG/time step","QPtRes",206,0,"MG/time step","QPtRes",206,0,"MG/time step","QPtRes",206,0,"MG/time step","QPtRes",206,0,"MG/time step","QPtRes",206,0,"MG/time step",0]
["QPtRes",215,0,"MG/time step","QPtRes",215,0,"MG/time step","QPtRes",215,0,"MG/time step","QPtRes",215,0,"MG/time step","QPtRes",215,0,"MG/time step","QPtRes",215,0,"MG/time step",0]
["QPtRes",224,0,"MG/time step","QPtRes",224,0,"MG/time step","QPtRes",224,0,"MG/time step","QPtRes",224,0,"MG/time step","QPtRes",224,0,"MG/time step","QPtRes",224,0,"MG/time step",0]
["QPtRes",233,0,"MG/time step","QPtRes",233,0,"MG/time step","QPtRes",233,0,"MG/time step","QPtRes",233,0,"MG/time step","QPtRes",233,0,"MG/time step","QPtRes",233,0,"MG/time step",0]
["QPtRes",234,0,"MG/time step","QPtRes",234,0,"MG/time step","QPtRes",234,0,"MG/time step","QPtRes",234,0,"MG/time step","QPtRes",234,0,"MG/time step","QPtRes",234,0,"MG/time step",0]
["QPtRes",243,0,"MG/time step","QPtRes",243,0,"MG/time step","QPtRes",243,0,"MG/time step","QPtRes",243,0,"MG/time step","QPtRes",243,0,"MG/time step","QPtRes",243,0,"MG/time step",0]
["QPtRes",252,0,"MG/time step","QPtRes",252,0,"MG/time step","QPtRes",252,0,"MG/time step","QPtRes",252,0,"MG/time step","QPtRes",252,0,"MG/time step","QPtRes",252,0,"MG/time step",0]
["QPtRes",261,0,"MG/time step","QPtRes",261,0,"MG/time step","QPtRes",261,0,"MG/time step","QPtRes",261,0,"MG/time step","QPtRes",261,0,"MG/time step","QPtRes",261,0,"MG/time step",0]
["QPtRes",269,0,"MG/time step","QPtRes",269,0,"MG/time step","QPtRes",269,0,"MG/time step","QPtRes",269,0,"MG/time step","QPtRes",269,0,"MG/time step","QPtRes",269,0,"MG/time step",0]
["QPtRes",278,0,"MG/time step","QPtRes",278,0,"MG/time step","QPtRes",278,0,"MG/time step","QPtRes",278,0,"MG/time step","QPtRes",278,0,"MG/time step","QPtRes",278,0,"MG/time step",0]
["QPtRes",287,0,"MG/time step","QPtRes",287,0,"MG/time step","QPtRes",287,0,"MG/time step","QPtRes",287,0,"MG/time step","QPtRes",287,0,"MG/time step","QPtRes",287,0,"MG/time step",0]
["QPtRes",296,0,"MG/time step","QPtRes",296,0,"MG/time step","QPtRes",296,0,"MG/time step","QPtRes",296,0,"MG/time step","QPtRes",296,0,"MG/time step","QPtRes",296,0,"MG/time step",0]
["QPtRes",297,0,"MG/time step","QPtRes",297,0,"MG/time step","QPtRes",297,0,"MG/time step","QPtRes",297,0,"MG/time step","QPtRes",297,0,"MG/time step","QPtRes",297,0,"MG/time step",0]
["QPtRes",306,0,"MG/time step","QPtRes",306,0,"MG/time step","QPtRes",306,0,"MG/time step","QPtRes",306,0,"MG/time step","QPtRes",306,0,"MG/time step","QPtRes",306,0,"MG/time step",0]
["QPtRes",315,0,"MG/time step","QPtRes",315,0,"MG/time step","QPtRes",315,0,"MG/time step","QPtRes",315,0,"MG/time step","QPtRes",315,0,"MG/time step","QPtRes",315,0,"MG/time step",0]
["QPtRes",324,0,"MG/time step","QPtRes",324,0,"MG/time step","QPtRes",324,0,"MG/time step","QPtRes",324,0,"MG/time step","QPtRes",324,0,"MG/time step","QPtRes",324,0,"MG/time step",0]
["QPtRes",333,0,"MG/time step","QPtRes",333,0,"MG/time step","QPtRes",333,0,"MG/time step","QPtRes",333,0,"MG/time step","QPtRes",333,0,"MG/time step","QPtRes",333,0,"MG/time step",0]
["QPtRes",342,0,"MG/time step","QPtRes",342,0,"MG/time step","QPtRes",342,0,"MG/time step","QPtRes",342,0,"MG/time step","QPtRes",342,0,"MG/time step","QPtRes",342,0,"MG/time step",0]
["QPtRes",351,0,"MG/time step","QPtRes",351,0,"MG/time step","QPtRes",351,0,"MG/time step","QPtRes",351,0,"MG/time step","QPtRes",351,0,"MG/time step","QPtRes",351,0,"MG/time step",0]
["QPtRes",360,0,"MG/time step","QPtRes",360,0,"MG/time step","QPtRes",360,0,"MG/time step","QPtRes",360,0,"MG/time step","QPtRes",360,0,"MG/time step","QPtRes",360,0,"MG/time step",0]
["QPtRes",361,0,"MG/time step","QPtRes",361,0,"MG/time step","QPtRes",361,0,"MG/time step","QPtRes",361,0,"MG/time step","QPtRes",361,0,"MG/time step","QPtRes",361,0,"MG/time step",0]
["QSwMin",5,-9,"cfs","QSwMin",5,-9,"cfs","QSwMin",5,-9,"cfs","QSwMin",5,-9,"cfs","QSwMin",5,-9,"cfs","QSwMin",5,-9,"cfs",0]
["QSwMax",2,-9,"cfs","QSwMax",2,-9,"cfs","QSwMax",2,-9,"cfs","QSwMax",2,-9,"cfs","QSwMax",2,-9,"cfs","QSwMax",2,-9,"cfs",0]
["QSwMax",11,-9,"cfs","QSwMax",11,-9,"cfs","QSwMax",11,-9,"cfs","QSwMax",11,-9,"cfs","QSwMax",11,-9,"cfs","QSwMax",11,-9,"cfs",0]
["QSwExtMin",8,-9,"cfs","QSwExtMin",8,-9,"cfs","QSwExtMin",8,-9,"cfs","QSwExtMin",8,-9,"cfs","QSwExtMin",8,-9,"cfs","QSwExtMin",8,-9,"cfs",0]
["QSwExtMax",5,-9,"cfs","QSwExtMax",5,-9,"cfs","QSwExtMax",5,-9,"cfs","QSwExtMax",5,-9,"cfs","QSwExtMax",5,-9,"cfs","QSwExtMax",5,-9,"cfs",0]
["PInt","None",2.4,"%","PInt","None",2.4,"%","PInt","None",2.4,"%","PInt","None",2.4,"%","PInt","None",2.4,"%","PInt","None",2.4,"%",0]
["CCSwPumpU","None",467.62099999999998,"$/MGD","CCSwPumpU","None",467.62099999999998,"$/MGD","CCSwPumpU","None",467.62099999999998,"$/MGD","CCSwPumpU","None",467.62099999999998,"$/MGD","CCSwPumpU","None",467.62099999999998,"$/MGD","CCSwPumpU","None",467.62099999999998,"$/MGD",0]
["COmSwPumpU","None",0.18495,"$/MG","COmSwPumpU","None",0.18495,"$/MG","COmSwPumpU","None",0.18495,"$/MG","COmSwPumpU","None",0.18495,"$/MG","COmSwPumpU","None",0.18495,"$/MG","COmSwPumpU","None",0.18495,"$/MG",0]
["TWtpNew","None",25,"years","TWtpNew","None",25,"years","TWtpNew","None",25,"years","TWtpNew","None",25,"years","TWtpNew","None",25,"years","TWtpNew","None",25,"years",0]
["COmWwtpU","None",9.4638310000000008,"$/MG","COmWwtpU","None",9.4638310000000008,"$/MG","COmWwtpU","None",9.4638310000000008,"$/MG","COmWwtpU","None",9.4638310000000008,"$/MG","COmWwtpU","None",9.4638310000000008,"$/MG","COmWwtpU","None",9.4638310000000008,"$/MG",0]
["COmWrfU","None",0,"$/MG","COmWrfU","None",0,"$/MG","COmWrfU","None",0,"$/MG","COmWrfU","None",0,"$/MG","COmWrfU","None",0,"$/MG","COmWrfU","None",0,"$/MG",0]
["QNpDistMaxI","None",0,"MGD","QNpDistMaxI","None",0,"MGD","QNpDistMaxI","None",0,"MGD","QNpDistMaxI","None",0,"MGD","QNpDistMaxI","None",0,"MGD","QNpDistMaxI","None",0,"MGD",0]
["CIbtWU","None",0.67,"$/MG","CIbtWU","None",0.67,"$/MG","CIbtWU","None",0.67,"$/MG","CIbtWU","None",0.67,"$/MG","CIbtWU","None",0.67,"$/MG","CIbtWU","None",0.67,"$/MG",0]
["QIbtWwMaxYear","None",-9,"MG/year","QIbtWwMaxYear","None",-9,"MG/year","QIbtWwMaxYear","None",-9,"MG/year","QIbtWwMaxYear","None",-9,"MG/year","QIbtWwMaxYear","None",-9,"MG/year","QIbtWwMaxYear","None",-9,"MG/year",0]
["QIbtWMaxMonth","None",-9,"MG/month","QIbtWMaxMonth","None",-9,"MG/month","QIbtWMaxMonth","None",-9,"MG/month","QIbtWMaxMonth","None",-9,"MG/month","QIbtWMaxMonth","None",-9,"MG/month","QIbtWMaxMonth","None",-9,"MG/month",{"$f":"IF(ISNUMBER(C6532),IF(AVERAGE(C6532,G6532,K6532,O6532,S6532,W6532)<>MAX(C6532,G6532,K6532,O6532,S6532,W6532),1,0),\"\")","v":0}]
["QIbtWMaxMonth","None",-9,"MG/month","QIbtWMaxMonth","None",-9,"MG/month","QIbtWMaxMonth","None",-9,"MG/month","QIbtWMaxMonth","None",-9,"MG/month","QIbtWMaxMonth","None",-9,"MG/month","QIbtWMaxMonth","None",-9,"MG/month",0]
["QIbtWwMaxMonth","None",-9,"MG/month","QIbtWwMaxMonth","None",-9,"MG/month","QIbtWwMaxMonth","None",-9,"MG/month","QIbtWwMaxMonth","None",-9,"MG/month","QIbtWwMaxMonth","None",-9,"MG/month","QIbtWwMaxMonth","None",-9,"MG/month",0]
["MeasuredFlow",2,42,"cfs","MeasuredFlow",2,42,"cfs","MeasuredFlow",2,42,"cfs","MeasuredFlow",2,42,"cfs","MeasuredFlow",2,42,"cfs","MeasuredFlow",2,42,"cfs",0]
["MeasuredFlow",11,67,"cfs","MeasuredFlow",11,67,"cfs","MeasuredFlow",11,67,"cfs","MeasuredFlow",11,67,"cfs","MeasuredFlow",11,67,"cfs","MeasuredFlow",11,67,"cfs",0]
["MeasuredFlow",20,84,"cfs","MeasuredFlow",20,84,"cfs","MeasuredFlow",20,84,"cfs","MeasuredFlow",20,84,"cfs","MeasuredFlow",20,84,"cfs","MeasuredFlow",20,84,"cfs",0]
["MeasuredFlow",29,85,"cfs","MeasuredFlow",29,85,"cfs","MeasuredFlow",29,85,"cfs","MeasuredFlow",29,85,"cfs","MeasuredFlow",29,85,"cfs","MeasuredFlow",29,85,"cfs",0]
["MeasuredFlow",38,77,"cfs","MeasuredFlow",38,77,"cfs","MeasuredFlow",38,77,"cfs","MeasuredFlow",38,77,"cfs","MeasuredFlow",38,77,"cfs","MeasuredFlow",38,77,"cfs",0]
["MeasuredFlow",47,82,"cfs","MeasuredFlow",47,82,"cfs","MeasuredFlow",47,82,"cfs","MeasuredFlow",47,82,"cfs","MeasuredFlow",47,82,"cfs","MeasuredFlow",47,82,"cfs",{"$f":"IF(ISNUMBER(C6596),IF(AVERAGE(C6596,G6596,K6596,O6596,S6596,W6596)<>MAX(C6596,G6596,K6596,O6596,S6596,W6596),1,0),\"\")","v":0}]
["MeasuredFlow",48,79,"cfs","MeasuredFlow",48,79,"cfs","MeasuredFlow",48,79,"cfs","MeasuredFlow",48,79,"cfs","MeasuredFlow",48,79,"cfs","MeasuredFlow",48,79,"cfs",0]
["MeasuredFlow",57,88,"cfs","MeasuredFlow",57,88,"cfs","MeasuredFlow",57,88,"cfs","MeasuredFlow",57,88,"cfs","MeasuredFlow",57,88,"cfs","MeasuredFlow",57,88,"cfs",0]
["MeasuredFlow",66,173,"cfs","MeasuredFlow",66,173,"cfs","MeasuredFlow",66,173,"cfs","MeasuredFlow",66,173,"cfs","MeasuredFlow",66,173,"cfs","MeasuredFlow",66,173,"cfs",0]
["MeasuredFlow",75,122,"cfs","MeasuredFlow",75,122,"cfs","MeasuredFlow",75,122,"cfs","MeasuredFlow",75,122,"cfs","MeasuredFlow",75,122,"cfs","MeasuredFlow",75,122,"cfs",0]
["MeasuredFlow",84,153,"cfs","MeasuredFlow",84,153,"cfs","MeasuredFlow",84,153,"cfs","MeasuredFlow",84,153,"cfs","MeasuredFlow",84,153,"cfs","MeasuredFlow",84,153,"cfs",0]
["MeasuredFlow",93,336,"cfs","MeasuredFlow",93,336,"cfs","MeasuredFlow",93,336,"cfs","MeasuredFlow",93,336,"cfs","MeasuredFlow",93,336,"cfs","MeasuredFlow",93,336,"cfs",0]
["MeasuredFlow",102,134,"cfs","MeasuredFlow",102,134,"cfs","MeasuredFlow",102,134,"cfs","MeasuredFlow",102,134,"cfs","MeasuredFlow",102,134,"cfs","MeasuredFlow",102,134,"cfs",0]
["MeasuredFlow",111,89,"cfs","MeasuredFlow",111,89,"cfs","MeasuredFlow",111,89,"cfs","MeasuredFlow",111,89,"cfs","MeasuredFlow",111,89,"cfs","MeasuredFlow",111,89,"cfs",{"$f":"IF(ISNUMBER(C6660),IF(AVERAGE(C6660,G6660,K6660,O6660,S6660,W6660)<>MAX(C6660,G6660,K6660,O6660,S6660,W6660),1,0),\"\")","v":0}]
["MeasuredFlow",112,86,"cfs","MeasuredFlow",112,86,"cfs","MeasuredFlow",112,86,"cfs","MeasuredFlow",112,86,"cfs","MeasuredFlow",112,86,"cfs","MeasuredFlow",112,86,"cfs",0]
["MeasuredFlow",121,142,"cfs","MeasuredFlow",121,142,"cfs","MeasuredFlow",121,142,"cfs","MeasuredFlow",121,142,"cfs","MeasuredFlow",121,142,"cfs","MeasuredFlow",121,142,"cfs",0]
["MeasuredFlow",130,123,"cfs","MeasuredFlow",130,123,"cfs","MeasuredFlow",130,123,"cfs","MeasuredFlow",130,123,"cfs","MeasuredFlow",130,123,"cfs","MeasuredFlow",130,123,"cfs",0]
["MeasuredFlow",139,427,"cfs","MeasuredFlow",139,427,"cfs","MeasuredFlow",139,427,"cfs","MeasuredFlow",139,427,"cfs","MeasuredFlow",139,427,"cfs","MeasuredFlow",139,427,"cfs",0]
["MeasuredFlow",148,148,"cfs","MeasuredFlow",148,148,"cfs","MeasuredFlow",148,148,"cfs","MeasuredFlow",148,148,"cfs","MeasuredFlow",148,148,"cfs","MeasuredFlow",148,148,"cfs",0]
["MeasuredFlow",157,123,"cfs","MeasuredFlow",157,123,"cfs","MeasuredFlow",157,123,"cfs","MeasuredFlow",157,123,"cfs","MeasuredFlow",157,123,"cfs","MeasuredFlow",157,123,"cfs",0]
["MeasuredFlow",164,145,"cfs","MeasuredFlow",164,145,"cfs","MeasuredFlow",164,145,"cfs","MeasuredFlow",164,145,"cfs","MeasuredFlow",164,145,"cfs","MeasuredFlow",164,145,"cfs",0]
["MeasuredFlow",174,71,"cfs","MeasuredFlow",174,71,"cfs","MeasuredFlow",174,71,"cfs","MeasuredFlow",174,71,"cfs","MeasuredFlow",174,71,"cfs","MeasuredFlow",174,71,"cfs",0]
["MeasuredFlow",175,66,"cfs","MeasuredFlow",175,66,"cfs","MeasuredFlow",175,66,"cfs","MeasuredFlow",175,66,"cfs","MeasuredFlow",175,66,"cfs","MeasuredFlow",175,66,"cfs",{"$f":"IF(ISNUMBER(C6724),IF(AVERAGE(C6724,G6724,K6724,O6724,S6724,W6724)<>MAX(C6724,G6724,K6724,O6724,S6724,W6724),1,0),\"\")","v":0}]
["MeasuredFlow",184,29,"cfs","MeasuredFlow",184,29,"cfs","MeasuredFlow",184,29,"cfs","MeasuredFlow",184,29,"cfs","MeasuredFlow",184,29,"cfs","MeasuredFlow",184,29,"cfs",0]
["MeasuredFlow",193,16,"cfs","MeasuredFlow",193,16,"cfs","MeasuredFlow",193,16,"cfs","MeasuredFlow",193,16,"cfs","MeasuredFlow",193,16,"cfs","MeasuredFlow",193,16,"cfs",0]
["MeasuredFlow",202,12,"cfs","MeasuredFlow",202,12,"cfs","MeasuredFlow",202,12,"cfs","MeasuredFlow",202,12,"cfs","MeasuredFlow",202,12,"cfs","MeasuredFlow",202,12,"cfs",0]
["MeasuredFlow",211,20,"cfs","MeasuredFlow",211,20,"cfs","MeasuredFlow",211,20,"cfs","MeasuredFlow",211,20,"cfs","MeasuredFlow",211,20,"cfs","MeasuredFlow",211,20,"cfs",0]
["MeasuredFlow",220,9,"cfs","MeasuredFlow",220,9,"cfs","MeasuredFlow",220,9,"cfs","MeasuredFlow",220,9,"cfs","MeasuredFlow",220,9,"cfs","MeasuredFlow",220,9,"cfs",0]
["MeasuredFlow",229,6.9,"cfs","MeasuredFlow",229,6.9,"cfs","MeasuredFlow",229,6.9,"cfs","MeasuredFlow",229,6.9,"cfs","MeasuredFlow",229,6.9,"cfs","MeasuredFlow",229,6.9,"cfs",0]
["MeasuredFlow",238,11,"cfs","MeasuredFlow",238,11,"cfs","MeasuredFlow",238,11,"cfs","MeasuredFlow",238,11,"cfs","MeasuredFlow",238,11,"cfs","MeasuredFlow",238,11,"cfs",0]
["MeasuredFlow",239,9.9,"cfs","MeasuredFlow",239,9.9,"cfs","MeasuredFlow",239,9.9,"cfs","MeasuredFlow",239,9.9,"cfs","MeasuredFlow",239,9.9,"cfs","MeasuredFlow",239,9.9,"cfs",{"$f":"IF(ISNUMBER(C6788),IF(AVERAGE(C6788,G6788,K6788,O6788,S6788,W6788)<>MAX(C6788,G6788,K6788,O6788,S6788,W6788),1,0),\"\")","v":0}]
["MeasuredFlow",248,21,"cfs","MeasuredFlow",248,21,"cfs","MeasuredFlow",248,21,"cfs","MeasuredFlow",248,21,"cfs","MeasuredFlow",248,21,"cfs","MeasuredFlow",248,21,"cfs",0]
["MeasuredFlow",257,7.7,"cfs","MeasuredFlow",257,7.7,"cfs","MeasuredFlow",257,7.7,"cfs","MeasuredFlow",257,7.7,"cfs","MeasuredFlow",257,7.7,"cfs","MeasuredFlow",257,7.7,"cfs",0]
["MeasuredFlow",266,38,"cfs","MeasuredFlow",266,38,"cfs","MeasuredFlow",266,38,"cfs","MeasuredFlow",266,38,"cfs","MeasuredFlow",266,38,"cfs","MeasuredFlow",266,38,"cfs",0]
["MeasuredFlow",275,23,"cfs","MeasuredFlow",275,23,"cfs","MeasuredFlow",275,23,"cfs","MeasuredFlow",275,23,"cfs","MeasuredFlow",275,23,"cfs","MeasuredFlow",275,23,"cfs",0]
["MeasuredFlow",284,21,"cfs","MeasuredFlow",284,21,"cfs","MeasuredFlow",284,21,"cfs","MeasuredFlow",284,21,"cfs","MeasuredFlow",284,21,"cfs","MeasuredFlow",284,21,"cfs",0]
["MeasuredFlow",293,36,"cfs","MeasuredFlow",293,36,"cfs","MeasuredFlow",293,36,"cfs","MeasuredFlow",293,36,"cfs","MeasuredFlow",293,36,"cfs","MeasuredFlow",293,36,"cfs",0]
["MeasuredFlow",302,64,"cfs","MeasuredFlow",302,64,"cfs","MeasuredFlow",302,64,"cfs","MeasuredFlow",302,64,"cfs","MeasuredFlow",302,64,"cfs","MeasuredFlow",302,64,"cfs",0]
["MeasuredFlow",303,56,"cfs","MeasuredFlow",303,56,"cfs","MeasuredFlow",303,56,"cfs","MeasuredFlow",303,56,"cfs","MeasuredFlow",303,56,"cfs","MeasuredFlow",303,56,"cfs",{"$f":"IF(ISNUMBER(C6852),IF(AVERAGE(C6852,G6852,K6852,O6852,S6852,W6852)<>MAX(C6852,G6852,K6852,O6852,S6852,W6852),1,0),\"\")","v":0}]
["MeasuredFlow",312,49,"cfs","MeasuredFlow",312,49,"cfs","MeasuredFlow",312,49,"cfs","MeasuredFlow",312,49,"cfs","MeasuredFlow",312,49,"cfs","MeasuredFlow",312,49,"cfs",0]
["MeasuredFlow",321,206,"cfs","MeasuredFlow",321,206,"cfs","MeasuredFlow",321,206,"cfs","MeasuredFlow",321,206,"cfs","MeasuredFlow",321,206,"cfs","MeasuredFlow",321,206,"cfs",0]
["MeasuredFlow",330,181,"cfs","MeasuredFlow",330,181,"cfs","MeasuredFlow",330,181,"cfs","MeasuredFlow",330,181,"cfs","MeasuredFlow",330,181,"cfs","MeasuredFlow",330,181,"cfs",0]
["MeasuredFlow",339,97,"cfs","MeasuredFlow",339,97,"cfs","MeasuredFlow",339,97,"cfs","MeasuredFlow",339,97,"cfs","MeasuredFlow",339,97,"cfs","MeasuredFlow",339,97,"cfs",0]
["MeasuredFlow",348,308,"cfs","MeasuredFlow",348,308,"cfs","MeasuredFlow",348,308,"cfs","MeasuredFlow",348,308,"cfs","MeasuredFlow",348,308,"cfs","MeasuredFlow",348,308,"cfs",0]
["MeasuredFlow",357,462,"cfs","MeasuredFlow",357,462,"cfs","MeasuredFlow",357,462,"cfs","MeasuredFlow",357,462,"cfs","MeasuredFlow",357,462,"cfs","MeasuredFlow",357,462,"cfs",0]
["NCons","None",1,"-","NCons","None",1,"-","NCons","None",1,"-","NCons","None",1,"-","NCons","None",1,"-","NCons","None",1,"-",0]
["Cons",1,"TN","-","Cons",1,"TN","-","Cons",1,"TN","-","Cons",1,"TN","-","Cons",1,"TN","-","Cons",1,"TN","-",{"$f":"IF(ISNUMBER(C6916),IF(AVERAGE(C6916,G6916,K6916,O6916,S6916,W6916)<>MAX(C6916,G6916,K6916,O6916,S6916,W6916),1,0),\"\")","v":""}]
["OutfallRemoval","x",0,"lbs/outfall","OutfallRemoval","x",0,"lbs/outfall","OutfallRemoval","x",0,"lbs/outfall","OutfallRemoval","x",0,"lbs/outfall","OutfallRemoval","x",0,"lbs/outfall","OutfallRemoval","x",0,"lbs/outfall",0]
["LWuserUseNp","2;1",256.5579745,"lbs/time step","LWuserUseNp","2;1",256.5579745,"lbs/time step","LWuserUseNp","2;1",256.5579745,"lbs/time step","LWuserUseNp","2;1",256.5579745,"lbs/time step","LWuserUseNp","2;1",256.5579745,"lbs/time step","LWuserUseNp","2;1",256.5579745,"lbs/time step",0]
["XResI",1,0.1,"mg/L","XResI",1,0.1,"mg/L","XResI",1,0.1,"mg/L","XResI",1,0.1,"mg/L","XResI",1,0.1,"mg/L","XResI",1,0.1,"mg/L",0]
["LPtSw","3;1",3.3018355119999998,"lbs/time step","LPtSw","3;1",3.3018355119999998,"lbs/time step","LPtSw","3;1",3.3018355119999998,"lbs/time step","LPtSw","3;1",3.3018355119999998,"lbs/time step","LPtSw","3;1",3.3018355119999998,"lbs/time step","LPtSw","3;1",3.3018355119999998,"lbs/time step",0]
["LPtSw","12;1",3.3018355119999998,"lbs/time step","LPtSw","12;1",3.3018355119999998,"lbs/time step","LPtSw","12;1",3.3018355119999998,"lbs/time step","LPtSw","12;1",3.3018355119999998,"lbs/time step","LPtSw","12;1",3.3018355119999998,"lbs/time step","LPtSw","12;1",3.3018355119999998,"lbs/time step",0]
["LPtSw","21;1",3.3018355119999998,"lbs/time step","LPtSw","21;1",3.3018355119999998,"lbs/time step","LPtSw","21;1",3.3018355119999998,"lbs/time step","LPtSw","21;1",3.3018355119999998,"lbs/time step","LPtSw","21;1",3.3018355119999998,"lbs/time step","LPtSw","21;1",3.3018355119999998,"lbs/time step",0]
["LPtSw","30;1",3.3018355119999998,"lbs/time step","LPtSw","30;1",3.3018355119999998,"lbs/time step","LPtSw","30;1",3.3018355119999998,"lbs/time step","LPtSw","30;1",3.3018355119999998,"lbs/time step","LPtSw","30;1",3.3018355119999998,"lbs/time step","LPtSw","30;1",3.3018355119999998,"lbs/time step",0]
["LPtSw","31;1",3.3018355119999998,"lbs/time step","LPtSw","31;1",3.3018355119999998,"lbs/time step","LPtSw","31;1",3.3018355119999998,"lbs/time step","LPtSw","31;1",3.3018355119999998,"lbs/time step","LPtSw","31;1",3.3018355119999998,"lbs/time step","LPtSw","31;1",3.3018355119999998,"lbs/time step",0]
["LPtSw","40;1",2.5653832680000002,"lbs/time step","LPtSw","40;1",2.5653832680000002,"lbs/time step","LPtSw","40;1",2.5653832680000002,"lbs/time step","LPtSw","40;1",2.5653832680000002,"lbs/time step","LPtSw","40;1",2.5653832680000002,"lbs/time step","LPtSw","40;1",2.5653832680000002,"lbs/time step",0]
["LPtSw","49;1",2.5653832680000002,"lbs/time step","LPtSw","49;1",2.5653832680000002,"lbs/time step","LPtSw","49;1",2.5653832680000002,"lbs/time step","LPtSw","49;1",2.5653832680000002,"lbs/time step","LPtSw","49;1",2.5653832680000002,"lbs/time step","LPtSw","49;1",2.5653832680000002,"lbs/time step",0]
["LPtSw","58;1",2.5653832680000002,"lbs/time step","LPtSw","58;1",2.5653832680000002,"lbs/time step","LPtSw","58;1",2.5653832680000002,"lbs/time step","LPtSw","58;1",2.5653832680000002,"lbs/time step","LPtSw","58;1",2.5653832680000002,"lbs/time step","LPtSw","58;1",2.5653832680000002,"lbs/time step",0]
["LPtSw","67;1",2.1667909399999998,"lbs/time step","LPtSw","67;1",2.1667909399999998,"lbs/time step","LPtSw","67;1",2.1667909399999998,"lbs/time step","LPtSw","67;1",2.1667909399999998,"lbs/time step","LPtSw","67;1",2.1667909399999998,"lbs/time step","LPtSw","67;1",2.1667909399999998,"lbs/time step",0]
["LPtSw","76;1",2.1667909399999998,"lbs/time step","LPtSw","76;1",2.1667909399999998,"lbs/time step","LPtSw","76;1",2.1667909399999998,"lbs/time step","LPtSw","76;1",2.1667909399999998,"lbs/time step","LPtSw","76;1",2.1667909399999998,"lbs/time step","LPtSw","76;1",2.1667909399999998,"lbs/time step",0]
["LPtSw","85;1",2.1667909399999998,"lbs/time step","LPtSw","85;1",2.1667909399999998,"lbs/time step","LPtSw","85;1",2.1667909399999998,"lbs/time step","LPtSw","85;1",2.1667909399999998,"lbs/time step","LPtSw","85;1",2.1667909399999998,"lbs/time step","LPtSw","85;1",2.1667909399999998,"lbs/time step",0]
["LPtSw","94;1",2.5230932410000002,"lbs/time step","LPtSw","94;1",2.5230932410000002,"lbs/time step","LPtSw","94;1",2.5230932410000002,"lbs/time step","LPtSw","94;1",2.5230932410000002,"lbs/time step","LPtSw","94;1",2.5230932410000002,"lbs/time step","LPtSw","94;1",2.5230932410000002,"lbs/time step",0]
["LPtSw","95;1",2.5230932410000002,"lbs/time step","LPtSw","95;1",2.5230932410000002,"lbs/time step","LPtSw","95;1",2.5230932410000002,"lbs/time step","LPtSw","95;1",2.5230932410000002,"lbs/time step","LPtSw","95;1",2.5230932410000002,"lbs/time step","LPtSw","95;1",2.5230932410000002,"lbs/time step",0]
["LPtSw","104;1",2.5230932410000002,"lbs/time step","LPtSw","104;1",2.5230932410000002,"lbs/time step","LPtSw","104;1",2.5230932410000002,"lbs/time step","LPtSw","104;1",2.5230932410000002,"lbs/time step","LPtSw","104;1",2.5230932410000002,"lbs/time step","LPtSw","104;1",2.5230932410000002,"lbs/time step",0]
["LPtSw","113;1",2.5230932410000002,"lbs/time step","LPtSw","113;1",2.5230932410000002,"lbs/time step","LPtSw","113;1",2.5230932410000002,"lbs/time step","LPtSw","113;1",2.5230932410000002,"lbs/time step","LPtSw","113;1",2.5230932410000002,"lbs/time step","LPtSw","113;1",2.5230932410000002,"lbs/time step",0]
["LPtSw","122;1",2.2184904799999998,"lbs/time step","LPtSw","122;1",2.2184904799999998,"lbs/time step","LPtSw","122;1",2.2184904799999998,"lbs/time step","LPtSw","122;1",2.2184904799999998,"lbs/time step","LPtSw","122;1",2.2184904799999998,"lbs/time step","LPtSw","122;1",2.2184904799999998,"lbs/time step",0]
["LPtSw","131;1",2.2184904799999998,"lbs/time step","LPtSw","131;1",2.2184904799999998,"lbs/time step","LPtSw","131;1",2.2184904799999998,"lbs/time step","LPtSw","131;1",2.2184904799999998,"lbs/time step","LPtSw","131;1",2.2184904799999998,"lbs/time step","LPtSw","131;1",2.2184904799999998,"lbs/time step",0]
["LPtSw","140;1",2.2184904799999998,"lbs/time step","LPtSw","140;1",2.2184904799999998,"lbs/time step","LPtSw","140;1",2.2184904799999998,"lbs/time step","LPtSw","140;1",2.2184904799999998,"lbs/time step","LPtSw","140;1",2.2184904799999998,"lbs/time step","LPtSw","140;1",2.2184904799999998,"lbs/time step",0]
["LPtSw","149;1",2.2184904799999998,"lbs/time step","LPtSw","149;1",2.2184904799999998,"lbs/time step","LPtSw","149;1",2.2184904799999998,"lbs/time step","LPtSw","149;1",2.2184904799999998,"lbs/time step","LPtSw","149;1",2.2184904799999998,"lbs/time step","LPtSw","149;1",2.2184904799999998,"lbs/time step",0]
["LPtSw","158;1",1.9140281960000001,"lbs/time step","LPtSw","158;1",1.9140281960000001,"lbs/time step","LPtSw","158;1",1.9140281960000001,"lbs/time step","LPtSw","158;1",1.9140281960000001,"lbs/time step","LPtSw","158;1",1.9140281960000001,"lbs/time step","LPtSw","158;1",1.9140281960000001,"lbs/time step",0]
["LPtSw","159;1",1.9140281960000001,"lbs/time step","LPtSw","159;1",1.9140281960000001,"lbs/time step","LPtSw","159;1",1.9140281960000001,"lbs/time step","LPtSw","159;1",1.9140281960000001,"lbs/time step","LPtSw","159;1",1.9140281960000001,"lbs/time step","LPtSw","159;1",1.9140281960000001,"lbs/time step",0]
["LPtSw","168;1",1.9140281960000001,"lbs/time step","LPtSw","168;1",1.9140281960000001,"lbs/time step","LPtSw","168;1",1.9140281960000001,"lbs/time step","LPtSw","168;1",1.9140281960000001,"lbs/time step","LPtSw","168;1",1.9140281960000001,"lbs/time step","LPtSw","168;1",1.9140281960000001,"lbs/time step",0]
["LPtSw","178;1",1.9140281960000001,"lbs/time step","LPtSw","178;1",1.9140281960000001,"lbs/time step","LPtSw","178;1",1.9140281960000001,"lbs/time step","LPtSw","178;1",1.9140281960000001,"lbs/time step","LPtSw","178;1",1.9140281960000001,"lbs/time step","LPtSw","178;1",1.9140281960000001,"lbs/time step",0]
["LPtSw","185;1",2.2165234150000002,"lbs/time step","LPtSw","185;1",2.2165234150000002,"lbs/time step","LPtSw","185;1",2.2165234150000002,"lbs/time step","LPtSw","185;1",2.2165234150000002,"lbs/time step","LPtSw","185;1",2.2165234150000002,"lbs/time step","LPtSw","185;1",2.2165234150000002,"lbs/time step",0]
["LPtSw","194;1",2.2165234150000002,"lbs/time step","LPtSw","194;1",2.2165234150000002,"lbs/time step","LPtSw","194;1",2.2165234150000002,"lbs/time step","LPtSw","194;1",2.2165234150000002,"lbs/time step","LPtSw","194;1",2.2165234150000002,"lbs/time step","LPtSw","194;1",2.2165234150000002,"lbs/time step",0]
["LPtSw","203;1",2.2165234150000002,"lbs/time step","LPtSw","203;1",2.2165234150000002,"lbs/time step","LPtSw","203;1",2.2165234150000002,"lbs/time step","LPtSw","203;1",2.2165234150000002,"lbs/time step","LPtSw","203;1",2.2165234150000002,"lbs/time step","LPtSw","203;1",2.2165234150000002,"lbs/time step",0]
["LPtSw","212;1",2.2165234150000002,"lbs/time step","LPtSw","212;1",2.2165234150000002,"lbs/time step","LPtSw","212;1",2.2165234150000002,"lbs/time step","LPtSw","212;1",2.2165234150000002,"lbs/time step","LPtSw","212;1",2.2165234150000002,"lbs/time step","LPtSw","212;1",2.2165234150000002,"lbs/time step",0]
["LPtSw","221;1",2.5216639160000001,"lbs/time step","LPtSw","221;1",2.5216639160000001,"lbs/time step","LPtSw","221;1",2.5216639160000001,"lbs/time step","LPtSw","221;1",2.5216639160000001,"lbs/time step","LPtSw","221;1",2.5216639160000001,"lbs/time step","LPtSw","221;1",2.5216639160000001,"lbs/time step",0]
["LPtSw","222;1",2.5216639160000001,"lbs/time step","LPtSw","222;1",2.5216639160000001,"lbs/time step","LPtSw","222;1",2.5216639160000001,"lbs/time step","LPtSw","222;1",2.5216639160000001,"lbs/time step","LPtSw","222;1",2.5216639160000001,"lbs/time step","LPtSw","222;1",2.5216639160000001,"lbs/time step",0]
["LPtSw","231;1",2.5216639160000001,"lbs/time step","LPtSw","231;1",2.5216639160000001,"lbs/time step","LPtSw","231;1",2.5216639160000001,"lbs/time step","LPtSw","231;1",2.5216639160000001,"lbs/time step","LPtSw","231;1",2.5216639160000001,"lbs/time step","LPtSw","231;1",2.5216639160000001,"lbs/time step",0]
["LPtSw","240;1",2.5216639160000001,"lbs/time step","LPtSw","240;1",2.5216639160000001,"lbs/time step","LPtSw","240;1",2.5216639160000001,"lbs/time step","LPtSw","240;1",2.5216639160000001,"lbs/time step","LPtSw","240;1",2.5216639160000001,"lbs/time step","LPtSw","240;1",2.5216639160000001,"lbs/time step",0]
["LPtSw","249;1",1.9761619500000001,"lbs/time step","LPtSw","249;1",1.9761619500000001,"lbs/time step","LPtSw","249;1",1.9761619500000001,"lbs/time step","LPtSw","249;1",1.9761619500000001,"lbs/time step","LPtSw","249;1",1.9761619500000001,"lbs/time step","LPtSw","249;1",1.9761619500000001,"lbs/time step",0]
["LPtSw","258;1",1.9761619500000001,"lbs/time step","LPtSw","258;1",1.9761619500000001,"lbs/time step","LPtSw","258;1",1.9761619500000001,"lbs/time step","LPtSw","258;1",1.9761619500000001,"lbs/time step","LPtSw","258;1",1.9761619500000001,"lbs/time step","LPtSw","258;1",1.9761619500000001,"lbs/time step",0]
["LPtSw","267;1",1.9761619500000001,"lbs/time step","LPtSw","267;1",1.9761619500000001,"lbs/time step","LPtSw","267;1",1.9761619500000001,"lbs/time step","LPtSw","267;1",1.9761619500000001,"lbs/time step","LPtSw","267;1",1.9761619500000001,"lbs/time step","LPtSw","267;1",1.9761619500000001,"lbs/time step",0]
["LPtSw","276;1",1.9837624780000001,"lbs/time step","LPtSw","276;1",1.9837624780000001,"lbs/time step","LPtSw","276;1",1.9837624780000001,"lbs/time step","LPtSw","276;1",1.9837624780000001,"lbs/time step","LPtSw","276;1",1.9837624780000001,"lbs/time step","LPtSw","276;1",1.9837624780000001,"lbs/time step",0]
["LPtSw","285;1",1.9837624780000001,"lbs/time step","LPtSw","285;1",1.9837624780000001,"lbs/time step","LPtSw","285;1",1.9837624780000001,"lbs/time step","LPtSw","285;1",1.9837624780000001,"lbs/time step","LPtSw","285;1",1.9837624780000001,"lbs/time step","LPtSw","285;1",1.9837624780000001,"lbs/time step",0]
["LPtSw","286;1",1.9837624780000001,"lbs/time step","LPtSw","286;1",1.9837624780000001,"lbs/time step","LPtSw","286;1",1.9837624780000001,"lbs/time step","LPtSw","286;1",1.9837624780000001,"lbs/time step","LPtSw","286;1",1.9837624780000001,"lbs/time step","LPtSw","286;1",1.9837624780000001,"lbs/time step",0]
["LPtSw","295;1",1.9837624780000001,"lbs/time step","LPtSw","295;1",1.9837624780000001,"lbs/time step","LPtSw","295;1",1.9837624780000001,"lbs/time step","LPtSw","295;1",1.9837624780000001,"lbs/time step","LPtSw","295;1",1.9837624780000001,"lbs/time step","LPtSw","295;1",1.9837624780000001,"lbs/time step",0]
["LPtSw","304;1",1.9837624780000001,"lbs/time step","LPtSw","304;1",1.9837624780000001,"lbs/time step","LPtSw","304;1",1.9837624780000001,"lbs/time step","LPtSw","304;1",1.9837624780000001,"lbs/time step","LPtSw","304;1",1.9837624780000001,"lbs/time step","LPtSw","304;1",1.9837624780000001,"lbs/time step",0]
["LPtSw","313;1",1.6829206729999999,"lbs/time step","LPtSw","313;1",1.6829206729999999,"lbs/time step","LPtSw","313;1",1.6829206729999999,"lbs/time step","LPtSw","313;1",1.6829206729999999,"lbs/time step","LPtSw","313;1",1.6829206729999999,"lbs/time step","LPtSw","313;1",1.6829206729999999,"lbs/time step",0]
["LPtSw","322;1",1.6829206729999999,"lbs/time step","LPtSw","322;1",1.6829206729999999,"lbs/time step","LPtSw","322;1",1.6829206729999999,"lbs/time step","LPtSw","322;1",1.6829206729999999,"lbs/time step","LPtSw","322;1",1.6829206729999999,"lbs/time step","LPtSw","322;1",1.6829206729999999,"lbs/time step",0]
["LPtSw","331;1",1.6829206729999999,"lbs/time step","LPtSw","331;1",1.6829206729999999,"lbs/time step","LPtSw","331;1",1.6829206729999999,"lbs/time step","LPtSw","331;1",1.6829206729999999,"lbs/time step","LPtSw","331;1",1.6829206729999999,"lbs/time step","LPtSw","331;1",1.6829206729999999,"lbs/time step",0]
["LPtSw","340;1",2.1147342419999999,"lbs/time step","LPtSw","340;1",2.1147342419999999,"lbs/time step","LPtSw","340;1",2.1147342419999999,"lbs/time step","LPtSw","340;1",2.1147342419999999,"lbs/time step","LPtSw","340;1",2.1147342419999999,"lbs/time step","LPtSw","340;1",2.1147342419999999,"lbs/time step",0]
["LPtSw","349;1",2.1147342419999999,"lbs/time step","LPtSw","349;1",2.1147342419999999,"lbs/time step","LPtSw","349;1",2.1147342419999999,"lbs/time step","LPtSw","349;1",2.1147342419999999,"lbs/time step","LPtSw","349;1",2.1147342419999999,"lbs/time step","LPtSw","349;1",2.1147342419999999,"lbs/time step",0]
["LPtSw","350;1",2.1147342419999999,"lbs/time step","LPtSw","350;1",2.1147342419999999,"lbs/time step","LPtSw","350;1",2.1147342419999999,"lbs/time step","LPtSw","350;1",2.1147342419999999,"lbs/time step","LPtSw","350;1",2.1147342419999999,"lbs/time step","LPtSw","350;1",2.1147342419999999,"lbs/time step",0]
["LPtSw","359;1",2.1147342419999999,"lbs/time step","LPtSw","359;1",2.1147342419999999,"lbs/time step","LPtSw","359;1",2.1147342419999999,"lbs/time step","LPtSw","359;1",2.1147342419999999,"lbs/time step","LPtSw","359;1",2.1147342419999999,"lbs/time step","LPtSw","359;1",2.1147342419999999,"lbs/time step",0]
["LPtRes","3;1",0,"lbs/time step","LPtRes","3;1",0,"lbs/time step","LPtRes","3;1",0,"lbs/time step","LPtRes","3;1",0,"lbs/time step","LPtRes","3;1",0,"lbs/time step","LPtRes","3;1",0,"lbs/time step",0]
["LPtRes","14;1",0,"lbs/time step","LPtRes","14;1",0,"lbs/time step","LPtRes","14;1",0,"lbs/time step","LPtRes","14;1",0,"lbs/time step","LPtRes","14;1",0,"lbs/time step","LPtRes","14;1",0,"lbs/time step",0]
["LPtRes","20;1",0,"lbs/time step","LPtRes","20;1",0,"lbs/time step","LPtRes","20;1",0,"lbs/time step","LPtRes","20;1",0,"lbs/time step","LPtRes","20;1",0,"lbs/time step","LPtRes","20;1",0,"lbs/time step",0]
["LPtRes","29;1",0,"lbs/time step","LPtRes","29;1",0,"lbs/time step","LPtRes","29;1",0,"lbs/time step","LPtRes","29;1",0,"lbs/time step","LPtRes","29;1",0,"lbs/time step","LPtRes","29;1",0,"lbs/time step",0]
["LPtRes","38;1",0,"lbs/time step","LPtRes","38;1",0,"lbs/time step","LPtRes","38;1",0,"lbs/time step","LPtRes","38;1",0,"lbs/time step","LPtRes","38;1",0,"lbs/time step","LPtRes","38;1",0,"lbs/time step",0]
["LPtRes","47;1",0,"lbs/time step","LPtRes","47;1",0,"lbs/time step","LPtRes","47;1",0,"lbs/time step","LPtRes","47;1",0,"lbs/time step","LPtRes","47;1",0,"lbs/time step","LPtRes","47;1",0,"lbs/time step",0]
["LPtRes","48;1",0,"lbs/time step","LPtRes","48;1",0,"lbs/time step","LPtRes","48;1",0,"lbs/time step","LPtRes","48;1",0,"lbs/time step","LPtRes","48;1",0,"lbs/time step","LPtRes","48;1",0,"lbs/time step",0]
["LPtRes","57;1",0,"lbs/time step","LPtRes","57;1",0,"lbs/time step","LPtRes","57;1",0,"lbs/time step","LPtRes","57;1",0,"lbs/time step","LPtRes","57;1",0,"lbs/time step","LPtRes","57;1",0,"lbs/time step",0]
["LPtRes","66;1",0,"lbs/time step","LPtRes","66;1",0,"lbs/time step","LPtRes","66;1",0,"lbs/time step","LPtRes","66;1",0,"lbs/time step","LPtRes","66;1",0,"lbs/time step","LPtRes","66;1",0,"lbs/time step",0]
["LPtRes","75;1",0,"lbs/time step","LPtRes","75;1",0,"lbs/time step","LPtRes","75;1",0,"lbs/time step","LPtRes","75;1",0,"lbs/time step","LPtRes","75;1",0,"lbs/time step","LPtRes","75;1",0,"lbs/time step",0]
["LPtRes","84;1",0,"lbs/time step","LPtRes","84;1",0,"lbs/time step","LPtRes","84;1",0,"lbs/time step","LPtRes","84;1",0,"lbs/time step","LPtRes","84;1",0,"lbs/time step","LPtRes","84;1",0,"lbs/time step",0]
["LPtRes","93;1",0,"lbs/time step","LPtRes","93;1",0,"lbs/time step","LPtRes","93;1",0,"lbs/time step","LPtRes","93;1",0,"lbs/time step","LPtRes","93;1",0,"lbs/time step","LPtRes","93;1",0,"lbs/time step",0]
["LPtRes","102;1",0,"lbs/time step","LPtRes","102;1",0,"lbs/time step","LPtRes","102;1",0,"lbs/time step","LPtRes","102;1",0,"lbs/time step","LPtRes","102;1",0,"lbs/time step","LPtRes","102;1",0,"lbs/time step",0]
["LPtRes","111;1",0,"lbs/time step","LPtRes","111;1",0,"lbs/time step","LPtRes","111;1",0,"lbs/time step","LPtRes","111;1",0,"lbs/time step","LPtRes","111;1",0,"lbs/time step","LPtRes","111;1",0,"lbs/time step",0]
["LPtRes","112;1",0,"lbs/time step","LPtRes","112;1",0,"lbs/time step","LPtRes","112;1",0,"lbs/time step","LPtRes","112;1",0,"lbs/time step","LPtRes","112;1",0,"lbs/time step","LPtRes","112;1",0,"lbs/time step",0]
["LPtRes","121;1",0,"lbs/time step","LPtRes","121;1",0,"lbs/time step","LPtRes","121;1",0,"lbs/time step","LPtRes","121;1",0,"lbs/time step","LPtRes","121;1",0,"lbs/time step","LPtRes","121;1",0,"lbs/time step",0]
["LPtRes","130;1",0,"lbs/time step","LPtRes","130;1",0,"lbs/time step","LPtRes","130;1",0,"lbs/time step","LPtRes","130;1",0,"lbs/time step","LPtRes","130;1",0,"lbs/time step","LPtRes","130;1",0,"lbs/time step",0]
["LPtRes","139;1",0,"lbs/time step","LPtRes","139;1",0,"lbs/time step","LPtRes","139;1",0,"lbs/time step","LPtRes","139;1",0,"lbs/time step","LPtRes","139;1",0,"lbs/time step","LPtRes","139;1",0,"lbs/time step",0]
["LPtRes","148;1",0,"lbs/time step","LPtRes","148;1",0,"lbs/time step","LPtRes","148;1",0,"lbs/time step","LPtRes","148;1",0,"lbs/time step","LPtRes","148;1",0,"lbs/time step","LPtRes","148;1",0,"lbs/time step",0]
["LPtRes","157;1",0,"lbs/time step","LPtRes","157;1",0,"lbs/time step","LPtRes","157;1",0,"lbs/time step","LPtRes","157;1",0,"lbs/time step","LPtRes","157;1",0,"lbs/time step","LPtRes","157;1",0,"lbs/time step",0]
["LPtRes","166;1",0,"lbs/time step","LPtRes","166;1",0,"lbs/time step","LPtRes","166;1",0,"lbs/time step","LPtRes","166;1",0,"lbs/time step","LPtRes","166;1",0,"lbs/time step","LPtRes","166;1",0,"lbs/time step",0]
["LPtRes","175;1",0,"lbs/time step","LPtRes","175;1",0,"lbs/time step","LPtRes","175;1",0,"lbs/time step","LPtRes","175;1",0,"lbs/time step","LPtRes","175;1",0,"lbs/time step","LPtRes","175;1",0,"lbs/time step",0]
["LPtRes","176;1",0,"lbs/time step","LPtRes","176;1",0,"lbs/time step","LPtRes","176;1",0,"lbs/time step","LPtRes","176;1",0,"lbs/time step","LPtRes","176;1",0,"lbs/time step","LPtRes","176;1",0,"lbs/time step",0]
["LPtRes","185;1",0,"lbs/time step","LPtRes","185;1",0,"lbs/time step","LPtRes","185;1",0,"lbs/time step","LPtRes","185;1",0,"lbs/time step","LPtRes","185;1",0,"lbs/time step","LPtRes","185;1",0,"lbs/time step",0]
["LPtRes","194;1",0,"lbs/time step","LPtRes","194;1",0,"lbs/time step","LPtRes","194;1",0,"lbs/time step","LPtRes","194;1",0,"lbs/time step","LPtRes","194;1",0,"lbs/time step","LPtRes","194;1",0,"lbs/time step",0]
["LPtRes","203;1",0,"lbs/time step","LPtRes","203;1",0,"lbs/time step","LPtRes","203;1",0,"lbs/time step","LPtRes","203;1",0,"lbs/time step","LPtRes","203;1",0,"lbs/time step","LPtRes","203;1",0,"lbs/time step",0]
["LPtRes","212;1",0,"lbs/time step","LPtRes","212;1",0,"lbs/time step","LPtRes","212;1",0,"lbs/time step","LPtRes","212;1",0,"lbs/time step","LPtRes","212;1",0,"lbs/time step","LPtRes","212;1",0,"lbs/time step",0]
["LPtRes","217;1",0,"lbs/time step","LPtRes","217;1",0,"lbs/time step","LPtRes","217;1",0,"lbs/time step","LPtRes","217;1",0,"lbs/time step","LPtRes","217;1",0,"lbs/time step","LPtRes","217;1",0,"lbs/time step",0]
["LPtRes","229;1",0,"lbs/time step","LPtRes","229;1",0,"lbs/time step","LPtRes","229;1",0,"lbs/time step","LPtRes","229;1",0,"lbs/time step","LPtRes","229;1",0,"lbs/time step","LPtRes","229;1",0,"lbs/time step",0]
["LPtRes","238;1",0,"lbs/time step","LPtRes","238;1",0,"lbs/time step","LPtRes","238;1",0,"lbs/time step","LPtRes","238;1",0,"lbs/time step","LPtRes","238;1",0,"lbs/time step","LPtRes","238;1",0,"lbs/time step",0]
["LPtRes","239;1",0,"lbs/time step","LPtRes","239;1",0,"lbs/time step","LPtRes","239;1",0,"lbs/time step","LPtRes","239;1",0,"lbs/time step","LPtRes","239;1",0,"lbs/time step","LPtRes","239;1",0,"lbs/time step",0]
["LPtRes","248;1",0,"lbs/time step","LPtRes","248;1",0,"lbs/time step","LPtRes","248;1",0,"lbs/time step","LPtRes","248;1",0,"lbs/time step","LPtRes","248;1",0,"lbs/time step","LPtRes","248;1",0,"lbs/time step",0]
["LPtRes","257;1",0,"lbs/time step","LPtRes","257;1",0,"lbs/time step","LPtRes","257;1",0,"lbs/time step","LPtRes","257;1",0,"lbs/time step","LPtRes","257;1",0,"lbs/time step","LPtRes","257;1",0,"lbs/time step",0]
["LPtRes","266;1",0,"lbs/time step","LPtRes","266;1",0,"lbs/time step","LPtRes","266;1",0,"lbs/time step","LPtRes","266;1",0,"lbs/time step","LPtRes","266;1",0,"lbs/time step","LPtRes","266;1",0,"lbs/time step",0]
["LPtRes","275;1",0,"lbs/time step","LPtRes","275;1",0,"lbs/time step","LPtRes","275;1",0,"lbs/time step","LPtRes","275;1",0,"lbs/time step","LPtRes","275;1",0,"lbs/time step","LPtRes","275;1",0,"lbs/time step",0]
["LPtRes","284;1",0,"lbs/time step","LPtRes","284;1",0,"lbs/time step","LPtRes","284;1",0,"lbs/time step","LPtRes","284;1",0,"lbs/time step","LPtRes","284;1",0,"lbs/time step","LPtRes","284;1",0,"lbs/time step",0]
["LPtRes","293;1",0,"lbs/time step","LPtRes","293;1",0,"lbs/time step","LPtRes","293;1",0,"lbs/time step","LPtRes","293;1",0,"lbs/time step","LPtRes","293;1",0,"lbs/time step","LPtRes","293;1",0,"lbs/time step",0]
["LPtRes","302;1",0,"lbs/time step","LPtRes","302;1",0,"lbs/time step","LPtRes","302;1",0,"lbs/time step","LPtRes","302;1",0,"lbs/time step","LPtRes","302;1",0,"lbs/time step","LPtRes","302;1",0,"lbs/time step",0]
["LPtRes","303;1",0,"lbs/time step","LPtRes","303;1",0,"lbs/time step","LPtRes","303;1",0,"lbs/time step","LPtRes","303;1",0,"lbs/time step","LPtRes","303;1",0,"lbs/time step","LPtRes","303;1",0,"lbs/time step",0]
["LPtRes","312;1",0,"lbs/time step","LPtRes","312;1",0,"lbs/time step","LPtRes","312;1",0,"lbs/time step","LPtRes","312;1",0,"lbs/time step","LPtRes","312;1",0,"lbs/time step","LPtRes","312;1",0,"lbs/time step",0]
["LPtRes","321;1",0,"lbs/time step","LPtRes","321;1",0,"lbs/time step","LPtRes","321;1",0,"lbs/time step","LPtRes","321;1",0,"lbs/time step","LPtRes","321;1",0,"lbs/time step","LPtRes","321;1",0,"lbs/time step",0]
["LPtRes","330;1",0,"lbs/time step","LPtRes","330;1",0,"lbs/time step","LPtRes","330;1",0,"lbs/time step","LPtRes","330;1",0,"lbs/time step","LPtRes","330;1",0,"lbs/time step","LPtRes","330;1",0,"lbs/time step",0]
["LPtRes","339;1",0,"lbs/time step","LPtRes","339;1",0,"lbs/time step","LPtRes","339;1",0,"lbs/time step","LPtRes","339;1",0,"lbs/time step","LPtRes","339;1",0,"lbs/time step","LPtRes","339;1",0,"lbs/time step",0]
["LPtRes","348;1",0,"lbs/time step","LPtRes","348;1",0,"lbs/time step","LPtRes","348;1",0,"lbs/time step","LPtRes","348;1",0,"lbs/time step","LPtRes","348;1",0,"lbs/time step","LPtRes","348;1",0,"lbs/time step",0]
["LPtRes","357;1",0,"lbs/time step","LPtRes","357;1",0,"lbs/time step","LPtRes","357;1",0,"lbs/time step","LPtRes","357;1",0,"lbs/time step","LPtRes","357;1",0,"lbs/time step","LPtRes","357;1",0,"lbs/time step",0]
["LExtSw","1;1",0,"lbs/time step","LExtSw","1;1",0,"lbs/time step","LExtSw","1;1",0,"lbs/time step","LExtSw","1;1",0,"lbs/time step","LExtSw","1;1",0,"lbs/time step","LExtSw","1;1",0,"lbs/time step",0]
["LExtSw","2;1",0,"lbs/time step","LExtSw","2;1",0,"lbs/time step","LExtSw","2;1",0,"lbs/time step","LExtSw","2;1",0,"lbs/time step","LExtSw","2;1",0,"lbs/time step","LExtSw","2;1",0,"lbs/time step",0]
["LExtSw","11;1",0,"lbs/time step","LExtSw","11;1",0,"lbs/time step","LExtSw","11;1",0,"lbs/time step","LExtSw","11;1",0,"lbs/time step","LExtSw","11;1",0,"lbs/time step","LExtSw","11;1",0,"lbs/time step",0]
["LExtSw","20;1",0,"lbs/time step","LExtSw","20;1",0,"lbs/time step","LExtSw","20;1",0,"lbs/time step","LExtSw","20;1",0,"lbs/time step","LExtSw","20;1",0,"lbs/time step","LExtSw","20;1",0,"lbs/time step",0]
["LExtSw","29;1",0,"lbs/time step","LExtSw","29;1",0,"lbs/time step","LExtSw","29;1",0,"lbs/time step","LExtSw","29;1",0,"lbs/time step","LExtSw","29;1",0,"lbs/time step","LExtSw","29;1",0,"lbs/time step",0]
["LExtSw","38;1",0,"lbs/time step","LExtSw","38;1",0,"lbs/time step","LExtSw","38;1",0,"lbs/time step","LExtSw","38;1",0,"lbs/time step","LExtSw","38;1",0,"lbs/time step","LExtSw","38;1",0,"lbs/time step",0]
["LExtSw","47;1",0,"lbs/time step","LExtSw","47;1",0,"lbs/time step","LExtSw","47;1",0,"lbs/time step","LExtSw","47;1",0,"lbs/time step","LExtSw","47;1",0,"lbs/time step","LExtSw","47;1",0,"lbs/time step",0]
["LExtSw","56;1",0,"lbs/time step","LExtSw","56;1",0,"lbs/time step","LExtSw","56;1",0,"lbs/time step","LExtSw","56;1",0,"lbs/time step","LExtSw","56;1",0,"lbs/time step","LExtSw","56;1",0,"lbs/time step",0]
["LExtSw","62;1",0,"lbs/time step","LExtSw","62;1",0,"lbs/time step","LExtSw","62;1",0,"lbs/time step","LExtSw","62;1",0,"lbs/time step","LExtSw","62;1",0,"lbs/time step","LExtSw","62;1",0,"lbs/time step",0]
["LExtSw","65;1",0,"lbs/time step","LExtSw","65;1",0,"lbs/time step","LExtSw","65;1",0,"lbs/time step","LExtSw","65;1",0,"lbs/time step","LExtSw","65;1",0,"lbs/time step","LExtSw","65;1",0,"lbs/time step",0]
["LExtSw","74;1",0,"lbs/time step","LExtSw","74;1",0,"lbs/time step","LExtSw","74;1",0,"lbs/time step","LExtSw","74;1",0,"lbs/time step","LExtSw","74;1",0,"lbs/time step","LExtSw","74;1",0,"lbs/time step",0]
["LExtSw","83;1",0,"lbs/time step","LExtSw","83;1",0,"lbs/time step","LExtSw","83;1",0,"lbs/time step","LExtSw","83;1",0,"lbs/time step","LExtSw","83;1",0,"lbs/time step","LExtSw","83;1",0,"lbs/time step",0]
["LExtSw","92;1",0,"lbs/time step","LExtSw","92;1",0,"lbs/time step","LExtSw","92;1",0,"lbs/time step","LExtSw","92;1",0,"lbs/time step","LExtSw","92;1",0,"lbs/time step","LExtSw","92;1",0,"lbs/time step",0]
["LExtSw","101;1",0,"lbs/time step","LExtSw","101;1",0,"lbs/time step","LExtSw","101;1",0,"lbs/time step","LExtSw","101;1",0,"lbs/time step","LExtSw","101;1",0,"lbs/time step","LExtSw","101;1",0,"lbs/time step",0]
["LExtSw","110;1",0,"lbs/time step","LExtSw","110;1",0,"lbs/time step","LExtSw","110;1",0,"lbs/time step","LExtSw","110;1",0,"lbs/time step","LExtSw","110;1",0,"lbs/time step","LExtSw","110;1",0,"lbs/time step",0]
["LExtSw","119;1",0,"lbs/time step","LExtSw","119;1",0,"lbs/time step","LExtSw","119;1",0,"lbs/time step","LExtSw","119;1",0,"lbs/time step","LExtSw","119;1",0,"lbs/time step","LExtSw","119;1",0,"lbs/time step",0]
["LExtSw","128;1",0,"lbs/time step","LExtSw","128;1",0,"lbs/time step","LExtSw","128;1",0,"lbs/time step","LExtSw","128;1",0,"lbs/time step","LExtSw","128;1",0,"lbs/time step","LExtSw","128;1",0,"lbs/time step",0]
["LExtSw","129;1",0,"lbs/time step","LExtSw","129;1",0,"lbs/time step","LExtSw","129;1",0,"lbs/time step","LExtSw","129;1",0,"lbs/time step","LExtSw","129;1",0,"lbs/time step","LExtSw","129;1",0,"lbs/time step",0]
["LExtSw","138;1",0,"lbs/time step","LExtSw","138;1",0,"lbs/time step","LExtSw","138;1",0,"lbs/time step","LExtSw","138;1",0,"lbs/time step","LExtSw","138;1",0,"lbs/time step","LExtSw","138;1",0,"lbs/time step",0]
["LExtSw","147;1",0,"lbs/time step","LExtSw","147;1",0,"lbs/time step","LExtSw","147;1",0,"lbs/time step","LExtSw","147;1",0,"lbs/time step","LExtSw","147;1",0,"lbs/time step","LExtSw","147;1",0,"lbs/time step",0]
["LExtSw","156;1",0,"lbs/time step","LExtSw","156;1",0,"lbs/time step","LExtSw","156;1",0,"lbs/time step","LExtSw","156;1",0,"lbs/time step","LExtSw","156;1",0,"lbs/time step","LExtSw","156;1",0,"lbs/time step",0]
["LExtSw","165;1",0,"lbs/time step","LExtSw","165;1",0,"lbs/time step","LExtSw","165;1",0,"lbs/time step","LExtSw","165;1",0,"lbs/time step","LExtSw","165;1",0,"lbs/time step","LExtSw","165;1",0,"lbs/time step",0]
["LExtSw","174;1",0,"lbs/time step","LExtSw","174;1",0,"lbs/time step","LExtSw","174;1",0,"lbs/time step","LExtSw","174;1",0,"lbs/time step","LExtSw","174;1",0,"lbs/time step","LExtSw","174;1",0,"lbs/time step",0]
["LExtSw","183;1",0,"lbs/time step","LExtSw","183;1",0,"lbs/time step","LExtSw","183;1",0,"lbs/time step","LExtSw","183;1",0,"lbs/time step","LExtSw","183;1",0,"lbs/time step","LExtSw","183;1",0,"lbs/time step",0]
["LExtSw","192;1",0,"lbs/time step","LExtSw","192;1",0,"lbs/time step","LExtSw","192;1",0,"lbs/time step","LExtSw","192;1",0,"lbs/time step","LExtSw","192;1",0,"lbs/time step","LExtSw","192;1",0,"lbs/time step",0]
["LExtSw","193;1",0,"lbs/time step","LExtSw","193;1",0,"lbs/time step","LExtSw","193;1",0,"lbs/time step","LExtSw","193;1",0,"lbs/time step","LExtSw","193;1",0,"lbs/time step","LExtSw","193;1",0,"lbs/time step",0]
["LExtSw","202;1",0,"lbs/time step","LExtSw","202;1",0,"lbs/time step","LExtSw","202;1",0,"lbs/time step","LExtSw","202;1",0,"lbs/time step","LExtSw","202;1",0,"lbs/time step","LExtSw","202;1",0,"lbs/time step",0]
["LExtSw","211;1",0,"lbs/time step","LExtSw","211;1",0,"lbs/time step","LExtSw","211;1",0,"lbs/time step","LExtSw","211;1",0,"lbs/time step","LExtSw","211;1",0,"lbs/time step","LExtSw","211;1",0,"lbs/time step",0]
["LExtSw","220;1",0,"lbs/time step","LExtSw","220;1",0,"lbs/time step","LExtSw","220;1",0,"lbs/time step","LExtSw","220;1",0,"lbs/time step","LExtSw","220;1",0,"lbs/time step","LExtSw","220;1",0,"lbs/time step",0]
["LExtSw","229;1",0,"lbs/time step","LExtSw","229;1",0,"lbs/time step","LExtSw","229;1",0,"lbs/time step","LExtSw","229;1",0,"lbs/time step","LExtSw","229;1",0,"lbs/time step","LExtSw","229;1",0,"lbs/time step",0]
["LExtSw","238;1",0,"lbs/time step","LExtSw","238;1",0,"lbs/time step","LExtSw","238;1",0,"lbs/time step","LExtSw","238;1",0,"lbs/time step","LExtSw","238;1",0,"lbs/time step","LExtSw","238;1",0,"lbs/time step",0]
["LExtSw","247;1",0,"lbs/time step","LExtSw","247;1",0,"lbs/time step","LExtSw","247;1",0,"lbs/time step","LExtSw","247;1",0,"lbs/time step","LExtSw","247;1",0,"lbs/time step","LExtSw","247;1",0,"lbs/time step",0]
["LExtSw","256;1",0,"lbs/time step","LExtSw","256;1",0,"lbs/time step","LExtSw","256;1",0,"lbs/time step","LExtSw","256;1",0,"lbs/time step","LExtSw","256;1",0,"lbs/time step","LExtSw","256;1",0,"lbs/time step",0]
["LExtSw","259;1",0,"lbs/time step","LExtSw","259;1",0,"lbs/time step","LExtSw","259;1",0,"lbs/time step","LExtSw","259;1",0,"lbs/time step","LExtSw","259;1",0,"lbs/time step","LExtSw","259;1",0,"lbs/time step",0]
["LExtSw","265;1",0,"lbs/time step","LExtSw","265;1",0,"lbs/time step","LExtSw","265;1",0,"lbs/time step","LExtSw","265;1",0,"lbs/time step","LExtSw","265;1",0,"lbs/time step","LExtSw","265;1",0,"lbs/time step",0]
["LExtSw","274;1",0,"lbs/time step","LExtSw","274;1",0,"lbs/time step","LExtSw","274;1",0,"lbs/time step","LExtSw","274;1",0,"lbs/time step","LExtSw","274;1",0,"lbs/time step","LExtSw","274;1",0,"lbs/time step",0]
["LExtSw","283;1",0,"lbs/time step","LExtSw","283;1",0,"lbs/time step","LExtSw","283;1",0,"lbs/time step","LExtSw","283;1",0,"lbs/time step","LExtSw","283;1",0,"lbs/time step","LExtSw","283;1",0,"lbs/time step",0]
["LExtSw","292;1",0,"lbs/time step","LExtSw","292;1",0,"lbs/time step","LExtSw","292;1",0,"lbs/time step","LExtSw","292;1",0,"lbs/time step","LExtSw","292;1",0,"lbs/time step","LExtSw","292;1",0,"lbs/time step",0]
["LExtSw","301;1",0,"lbs/time step","LExtSw","301;1",0,"lbs/time step","LExtSw","301;1",0,"lbs/time step","LExtSw","301;1",0,"lbs/time step","LExtSw","301;1",0,"lbs/time step","LExtSw","301;1",0,"lbs/time step",0]
["LExtSw","310;1",0,"lbs/time step","LExtSw","310;1",0,"lbs/time step","LExtSw","310;1",0,"lbs/time step","LExtSw","310;1",0,"lbs/time step","LExtSw","310;1",0,"lbs/time step","LExtSw","310;1",0,"lbs/time step",0]
["LExtSw","319;1",0,"lbs/time step","LExtSw","319;1",0,"lbs/time step","LExtSw","319;1",0,"lbs/time step","LExtSw","319;1",0,"lbs/time step","LExtSw","319;1",0,"lbs/time step","LExtSw","319;1",0,"lbs/time step",0]
["LExtSw","320;1",0,"lbs/time step","LExtSw","320;1",0,"lbs/time step","LExtSw","320;1",0,"lbs/time step","LExtSw","320;1",0,"lbs/time step","LExtSw","320;1",0,"lbs/time step","LExtSw","320;1",0,"lbs/time step",0]
["LExtSw","329;1",0,"lbs/time step","LExtSw","329;1",0,"lbs/time step","LExtSw","329;1",0,"lbs/time step","LExtSw","329;1",0,"lbs/time step","LExtSw","329;1",0,"lbs/time step","LExtSw","329;1",0,"lbs/time step",0]
["LExtSw","338;1",0,"lbs/time step","LExtSw","338;1",0,"lbs/time step","LExtSw","338;1",0,"lbs/time step","LExtSw","338;1",0,"lbs/time step","LExtSw","338;1",0,"lbs/time step","LExtSw","338;1",0,"lbs/time step",0]
["LExtSw","347;1",0,"lbs/time step","LExtSw","347;1",0,"lbs/time step","LExtSw","347;1",0,"lbs/time step","LExtSw","347;1",0,"lbs/time step","LExtSw","347;1",0,"lbs/time step","LExtSw","347;1",0,"lbs/time step",0]
["LExtSw","356;1",0,"lbs/time step","LExtSw","356;1",0,"lbs/time step","LExtSw","356;1",0,"lbs/time step","LExtSw","356;1",0,"lbs/time step","LExtSw","356;1",0,"lbs/time step","LExtSw","356;1",0,"lbs/time step",0]
["LExtSw","365;1",0,"lbs/time step","LExtSw","365;1",0,"lbs/time step","LExtSw","365;1",0,"lbs/time step","LExtSw","365;1",0,"lbs/time step","LExtSw","365;1",0,"lbs/time step","LExtSw","365;1",0,"lbs/time step",0]
["LPtGw","6;1",244.1970944,"lbs/time step","LPtGw","6;1",244.1970944,"lbs/time step","LPtGw","6;1",244.1970944,"lbs/time step","LPtGw","6;1",244.1970944,"lbs/time step","LPtGw","6;1",244.1970944,"lbs/time step","LPtGw","6;1",244.1970944,"lbs/time step",0]
["LPtGw","15;1",244.1970944,"lbs/time step","LPtGw","15;1",244.1970944,"lbs/time step","LPtGw","15;1",244.1970944,"lbs/time step","LPtGw","15;1",244.1970944,"lbs/time step","LPtGw","15;1",244.1970944,"lbs/time step","LPtGw","15;1",244.1970944,"lbs/time step",0]
["LPtGw","16;1",244.1970944,"lbs/time step","LPtGw","16;1",244.1970944,"lbs/time step","LPtGw","16;1",244.1970944,"lbs/time step","LPtGw","16;1",244.1970944,"lbs/time step","LPtGw","16;1",244.1970944,"lbs/time step","LPtGw","16;1",244.1970944,"lbs/time step",0]
["LPtGw","25;1",244.1970944,"lbs/time step","LPtGw","25;1",244.1970944,"lbs/time step","LPtGw","25;1",244.1970944,"lbs/time step","LPtGw","25;1",244.1970944,"lbs/time step","LPtGw","25;1",244.1970944,"lbs/time step","LPtGw","25;1",244.1970944,"lbs/time step",0]
["LPtGw","34;1",244.1970944,"lbs/time step","LPtGw","34;1",244.1970944,"lbs/time step","LPtGw","34;1",244.1970944,"lbs/time step","LPtGw","34;1",244.1970944,"lbs/time step","LPtGw","34;1",244.1970944,"lbs/time step","LPtGw","34;1",244.1970944,"lbs/time step",0]
["LPtGw","43;1",244.1970944,"lbs/time step","LPtGw","43;1",244.1970944,"lbs/time step","LPtGw","43;1",244.1970944,"lbs/time step","LPtGw","43;1",244.1970944,"lbs/time step","LPtGw","43;1",244.1970944,"lbs/time step","LPtGw","43;1",244.1970944,"lbs/time step",0]
["LPtGw","52;1",244.1970944,"lbs/time step","LPtGw","52;1",244.1970944,"lbs/time step","LPtGw","52;1",244.1970944,"lbs/time step","LPtGw","52;1",244.1970944,"lbs/time step","LPtGw","52;1",244.1970944,"lbs/time step","LPtGw","52;1",244.1970944,"lbs/time step",0]
["LPtGw","61;1",244.1970944,"lbs/time step","LPtGw","61;1",244.1970944,"lbs/time step","LPtGw","61;1",244.1970944,"lbs/time step","LPtGw","61;1",244.1970944,"lbs/time step","LPtGw","61;1",244.1970944,"lbs/time step","LPtGw","61;1",244.1970944,"lbs/time step",0]
["LPtGw","70;1",244.1970944,"lbs/time step","LPtGw","70;1",244.1970944,"lbs/time step","LPtGw","70;1",244.1970944,"lbs/time step","LPtGw","70;1",244.1970944,"lbs/time step","LPtGw","70;1",244.1970944,"lbs/time step","LPtGw","70;1",244.1970944,"lbs/time step",0]
["LPtGw","79;1",244.1970944,"lbs/time step","LPtGw","79;1",244.1970944,"lbs/time step","LPtGw","79;1",244.1970944,"lbs/time step","LPtGw","79;1",244.1970944,"lbs/time step","LPtGw","79;1",244.1970944,"lbs/time step","LPtGw","79;1",244.1970944,"lbs/time step",0]
["LPtGw","80;1",244.1970944,"lbs/time step","LPtGw","80;1",244.1970944,"lbs/time step","LPtGw","80;1",244.1970944,"lbs/time step","LPtGw","80;1",244.1970944,"lbs/time step","LPtGw","80;1",244.1970944,"lbs/time step","LPtGw","80;1",244.1970944,"lbs/time step",0]
["LPtGw","89;1",244.1970944,"lbs/time step","LPtGw","89;1",244.1970944,"lbs/time step","LPtGw","89;1",244.1970944,"lbs/time step","LPtGw","89;1",244.1970944,"lbs/time step","LPtGw","89;1",244.1970944,"lbs/time step","LPtGw","89;1",244.1970944,"lbs/time step",0]
["LPtGw","101;1",244.1970944,"lbs/time step","LPtGw","101;1",244.1970944,"lbs/time step","LPtGw","101;1",244.1970944,"lbs/time step","LPtGw","101;1",244.1970944,"lbs/time step","LPtGw","101;1",244.1970944,"lbs/time step","LPtGw","101;1",244.1970944,"lbs/time step",0]
["LPtGw","106;1",244.1970944,"lbs/time step","LPtGw","106;1",244.1970944,"lbs/time step","LPtGw","106;1",244.1970944,"lbs/time step","LPtGw","106;1",244.1970944,"lbs/time step","LPtGw","106;1",244.1970944,"lbs/time step","LPtGw","106;1",244.1970944,"lbs/time step",0]
["LPtGw","115;1",244.1970944,"lbs/time step","LPtGw","115;1",244.1970944,"lbs/time step","LPtGw","115;1",244.1970944,"lbs/time step","LPtGw","115;1",244.1970944,"lbs/time step","LPtGw","115;1",244.1970944,"lbs/time step","LPtGw","115;1",244.1970944,"lbs/time step",0]
["LPtGw","124;1",244.1970944,"lbs/time step","LPtGw","124;1",244.1970944,"lbs/time step","LPtGw","124;1",244.1970944,"lbs/time step","LPtGw","124;1",244.1970944,"lbs/time step","LPtGw","124;1",244.1970944,"lbs/time step","LPtGw","124;1",244.1970944,"lbs/time step",0]
["LPtGw","133;1",244.1970944,"lbs/time step","LPtGw","133;1",244.1970944,"lbs/time step","LPtGw","133;1",244.1970944,"lbs/time step","LPtGw","133;1",244.1970944,"lbs/time step","LPtGw","133;1",244.1970944,"lbs/time step","LPtGw","133;1",244.1970944,"lbs/time step",0]
["LPtGw","142;1",244.1970944,"lbs/time step","LPtGw","142;1",244.1970944,"lbs/time step","LPtGw","142;1",244.1970944,"lbs/time step","LPtGw","142;1",244.1970944,"lbs/time step","LPtGw","142;1",244.1970944,"lbs/time step","LPtGw","142;1",244.1970944,"lbs/time step",0]
["LPtGw","143;1",244.1970944,"lbs/time step","LPtGw","143;1",244.1970944,"lbs/time step","LPtGw","143;1",244.1970944,"lbs/time step","LPtGw","143;1",244.1970944,"lbs/time step","LPtGw","143;1",244.1970944,"lbs/time step","LPtGw","143;1",244.1970944,"lbs/time step",0]
["LPtGw","152;1",244.1970944,"lbs/time step","LPtGw","152;1",244.1970944,"lbs/time step","LPtGw","152;1",244.1970944,"lbs/time step","LPtGw","152;1",244.1970944,"lbs/time step","LPtGw","152;1",244.1970944,"lbs/time step","LPtGw","152;1",244.1970944,"lbs/time step",0]
["LPtGw","161;1",244.1970944,"lbs/time step","LPtGw","161;1",244.1970944,"lbs/time step","LPtGw","161;1",244.1970944,"lbs/time step","LPtGw","161;1",244.1970944,"lbs/time step","LPtGw","161;1",244.1970944,"lbs/time step","LPtGw","161;1",244.1970944,"lbs/time step",0]
["LPtGw","170;1",244.1970944,"lbs/time step","LPtGw","170;1",244.1970944,"lbs/time step","LPtGw","170;1",244.1970944,"lbs/time step","LPtGw","170;1",244.1970944,"lbs/time step","LPtGw","170;1",244.1970944,"lbs/time step","LPtGw","170;1",244.1970944,"lbs/time step",0]
["LPtGw","179;1",244.1970944,"lbs/time step","LPtGw","179;1",244.1970944,"lbs/time step","LPtGw","179;1",244.1970944,"lbs/time step","LPtGw","179;1",244.1970944,"lbs/time step","LPtGw","179;1",244.1970944,"lbs/time step","LPtGw","179;1",244.1970944,"lbs/time step",0]
["LPtGw","188;1",244.1970944,"lbs/time step","LPtGw","188;1",244.1970944,"lbs/time step","LPtGw","188;1",244.1970944,"lbs/time step","LPtGw","188;1",244.1970944,"lbs/time step","LPtGw","188;1",244.1970944,"lbs/time step","LPtGw","188;1",244.1970944,"lbs/time step",0]
["LPtGw","197;1",244.1970944,"lbs/time step","LPtGw","197;1",244.1970944,"lbs/time step","LPtGw","197;1",244.1970944,"lbs/time step","LPtGw","197;1",244.1970944,"lbs/time step","LPtGw","197;1",244.1970944,"lbs/time step","LPtGw","197;1",244.1970944,"lbs/time step",0]
["LPtGw","206;1",244.1970944,"lbs/time step","LPtGw","206;1",244.1970944,"lbs/time step","LPtGw","206;1",244.1970944,"lbs/time step","LPtGw","206;1",244.1970944,"lbs/time step","LPtGw","206;1",244.1970944,"lbs/time step","LPtGw","206;1",244.1970944,"lbs/time step",0]
["LPtGw","207;1",244.1970944,"lbs/time step","LPtGw","207;1",244.1970944,"lbs/time step","LPtGw","207;1",244.1970944,"lbs/time step","LPtGw","207;1",244.1970944,"lbs/time step","LPtGw","207;1",244.1970944,"lbs/time step","LPtGw","207;1",244.1970944,"lbs/time step",0]
["LPtGw","216;1",244.1970944,"lbs/time step","LPtGw","216;1",244.1970944,"lbs/time step","LPtGw","216;1",244.1970944,"lbs/time step","LPtGw","216;1",244.1970944,"lbs/time step","LPtGw","216;1",244.1970944,"lbs/time step","LPtGw","216;1",244.1970944,"lbs/time step",0]
["LPtGw","225;1",244.1970944,"lbs/time step","LPtGw","225;1",244.1970944,"lbs/time step","LPtGw","225;1",244.1970944,"lbs/time step","LPtGw","225;1",244.1970944,"lbs/time step","LPtGw","225;1",244.1970944,"lbs/time step","LPtGw","225;1",244.1970944,"lbs/time step",0]
["LPtGw","234;1",244.1970944,"lbs/time step","LPtGw","234;1",244.1970944,"lbs/time step","LPtGw","234;1",244.1970944,"lbs/time step","LPtGw","234;1",244.1970944,"lbs/time step","LPtGw","234;1",244.1970944,"lbs/time step","LPtGw","234;1",244.1970944,"lbs/time step",0]
["LPtGw","243;1",244.1970944,"lbs/time step","LPtGw","243;1",244.1970944,"lbs/time step","LPtGw","243;1",244.1970944,"lbs/time step","LPtGw","243;1",244.1970944,"lbs/time step","LPtGw","243;1",244.1970944,"lbs/time step","LPtGw","243;1",244.1970944,"lbs/time step",0]
["LPtGw","252;1",244.1970944,"lbs/time step","LPtGw","252;1",244.1970944,"lbs/time step","LPtGw","252;1",244.1970944,"lbs/time step","LPtGw","252;1",244.1970944,"lbs/time step","LPtGw","252;1",244.1970944,"lbs/time step","LPtGw","252;1",244.1970944,"lbs/time step",0]
["LPtGw","261;1",244.1970944,"lbs/time step","LPtGw","261;1",244.1970944,"lbs/time step","LPtGw","261;1",244.1970944,"lbs/time step","LPtGw","261;1",244.1970944,"lbs/time step","LPtGw","261;1",244.1970944,"lbs/time step","LPtGw","261;1",244.1970944,"lbs/time step",0]
["LPtGw","270;1",244.1970944,"lbs/time step","LPtGw","270;1",244.1970944,"lbs/time step","LPtGw","270;1",244.1970944,"lbs/time step","LPtGw","270;1",244.1970944,"lbs/time step","LPtGw","270;1",244.1970944,"lbs/time step","LPtGw","270;1",244.1970944,"lbs/time step",0]
["LPtGw","271;1",244.1970944,"lbs/time step","LPtGw","271;1",244.1970944,"lbs/time step","LPtGw","271;1",244.1970944,"lbs/time step","LPtGw","271;1",244.1970944,"lbs/time step","LPtGw","271;1",244.1970944,"lbs/time step","LPtGw","271;1",244.1970944,"lbs/time step",0]
["LPtGw","280;1",244.1970944,"lbs/time step","LPtGw","280;1",244.1970944,"lbs/time step","LPtGw","280;1",244.1970944,"lbs/time step","LPtGw","280;1",244.1970944,"lbs/time step","LPtGw","280;1",244.1970944,"lbs/time step","LPtGw","280;1",244.1970944,"lbs/time step",0]
["LPtGw","289;1",244.1970944,"lbs/time step","LPtGw","289;1",244.1970944,"lbs/time step","LPtGw","289;1",244.1970944,"lbs/time step","LPtGw","289;1",244.1970944,"lbs/time step","LPtGw","289;1",244.1970944,"lbs/time step","LPtGw","289;1",244.1970944,"lbs/time step",0]
["LPtGw","298;1",244.1970944,"lbs/time step","LPtGw","298;1",244.1970944,"lbs/time step","LPtGw","298;1",244.1970944,"lbs/time step","LPtGw","298;1",244.1970944,"lbs/time step","LPtGw","298;1",244.1970944,"lbs/time step","LPtGw","298;1",244.1970944,"lbs/time step",0]
["LPtGw","304;1",244.1970944,"lbs/time step","LPtGw","304;1",244.1970944,"lbs/time step","LPtGw","304;1",244.1970944,"lbs/time step","LPtGw","304;1",244.1970944,"lbs/time step","LPtGw","304;1",244.1970944,"lbs/time step","LPtGw","304;1",244.1970944,"lbs/time step",0]
["LPtGw","315;1",244.1970944,"lbs/time step","LPtGw","315;1",244.1970944,"lbs/time step","LPtGw","315;1",244.1970944,"lbs/time step","LPtGw","315;1",244.1970944,"lbs/time step","LPtGw","315;1",244.1970944,"lbs/time step","LPtGw","315;1",244.1970944,"lbs/time step",0]
["LPtGw","324;1",244.1970944,"lbs/time step","LPtGw","324;1",244.1970944,"lbs/time step","LPtGw","324;1",244.1970944,"lbs/time step","LPtGw","324;1",244.1970944,"lbs/time step","LPtGw","324;1",244.1970944,"lbs/time step","LPtGw","324;1",244.1970944,"lbs/time step",0]
["LPtGw","333;1",244.1970944,"lbs/time step","LPtGw","333;1",244.1970944,"lbs/time step","LPtGw","333;1",244.1970944,"lbs/time step","LPtGw","333;1",244.1970944,"lbs/time step","LPtGw","333;1",244.1970944,"lbs/time step","LPtGw","333;1",244.1970944,"lbs/time step",0]
["LPtGw","334;1",244.1970944,"lbs/time step","LPtGw","334;1",244.1970944,"lbs/time step","LPtGw","334;1",244.1970944,"lbs/time step","LPtGw","334;1",244.1970944,"lbs/time step","LPtGw","334;1",244.1970944,"lbs/time step","LPtGw","334;1",244.1970944,"lbs/time step",0]
["LPtGw","343;1",244.1970944,"lbs/time step","LPtGw","343;1",244.1970944,"lbs/time step","LPtGw","343;1",244.1970944,"lbs/time step","LPtGw","343;1",244.1970944,"lbs/time step","LPtGw","343;1",244.1970944,"lbs/time step","LPtGw","343;1",244.1970944,"lbs/time step",0]
["LPtGw","352;1",244.1970944,"lbs/time step","LPtGw","352;1",244.1970944,"lbs/time step","LPtGw","352;1",244.1970944,"lbs/time step","LPtGw","352;1",244.1970944,"lbs/time step","LPtGw","352;1",244.1970944,"lbs/time step","LPtGw","352;1",244.1970944,"lbs/time step",0]
["LPtGw","361;1",244.1970944,"lbs/time step","LPtGw","361;1",244.1970944,"lbs/time step","LPtGw","361;1",244.1970944,"lbs/time step","LPtGw","361;1",244.1970944,"lbs/time step","LPtGw","361;1",244.1970944,"lbs/time step","LPtGw","361;1",244.1970944,"lbs/time step",0]
["LExtGw","5;1",0,"lbs/time step","LExtGw","5;1",0,"lbs/time step","LExtGw","5;1",0,"lbs/time step","LExtGw","5;1",0,"lbs/time step","LExtGw","5;1",0,"lbs/time step","LExtGw","5;1",0,"lbs/time step",0]
["LExtGw","14;1",0,"lbs/time step","LExtGw","14;1",0,"lbs/time step","LExtGw","14;1",0,"lbs/time step","LExtGw","14;1",0,"lbs/time step","LExtGw","14;1",0,"lbs/time step","LExtGw","14;1",0,"lbs/time step",0]
["LExtGw","23;1",0,"lbs/time step","LExtGw","23;1",0,"lbs/time step","LExtGw","23;1",0,"lbs/time step","LExtGw","23;1",0,"lbs/time step","LExtGw","23;1",0,"lbs/time step","LExtGw","23;1",0,"lbs/time step",0]
["LExtGw","32;1",0,"lbs/time step","LExtGw","32;1",0,"lbs/time step","LExtGw","32;1",0,"lbs/time step","LExtGw","32;1",0,"lbs/time step","LExtGw","32;1",0,"lbs/time step","LExtGw","32;1",0,"lbs/time step",0]
["LExtGw","33;1",0,"lbs/time step","LExtGw","33;1",0,"lbs/time step","LExtGw","33;1",0,"lbs/time step","LExtGw","33;1",0,"lbs/time step","LExtGw","33;1",0,"lbs/time step","LExtGw","33;1",0,"lbs/time step",0]
["LExtGw","42;1",0,"lbs/time step","LExtGw","42;1",0,"lbs/time step","LExtGw","42;1",0,"lbs/time step","LExtGw","42;1",0,"lbs/time step","LExtGw","42;1",0,"lbs/time step","LExtGw","42;1",0,"lbs/time step",0]
["LExtGw","51;1",0,"lbs/time step","LExtGw","51;1",0,"lbs/time step","LExtGw","51;1",0,"lbs/time step","LExtGw","51;1",0,"lbs/time step","LExtGw","51;1",0,"lbs/time step","LExtGw","51;1",0,"lbs/time step",0]
["LExtGw","60;1",0,"lbs/time step","LExtGw","60;1",0,"lbs/time step","LExtGw","60;1",0,"lbs/time step","LExtGw","60;1",0,"lbs/time step","LExtGw","60;1",0,"lbs/time step","LExtGw","60;1",0,"lbs/time step",0]
["LExtGw","69;1",0,"lbs/time step","LExtGw","69;1",0,"lbs/time step","LExtGw","69;1",0,"lbs/time step","LExtGw","69;1",0,"lbs/time step","LExtGw","69;1",0,"lbs/time step","LExtGw","69;1",0,"lbs/time step",0]
["LExtGw","78;1",0,"lbs/time step","LExtGw","78;1",0,"lbs/time step","LExtGw","78;1",0,"lbs/time step","LExtGw","78;1",0,"lbs/time step","LExtGw","78;1",0,"lbs/time step","LExtGw","78;1",0,"lbs/time step",0]
["LExtGw","87;1",0,"lbs/time step","LExtGw","87;1",0,"lbs/time step","LExtGw","87;1",0,"lbs/time step","LExtGw","87;1",0,"lbs/time step","LExtGw","87;1",0,"lbs/time step","LExtGw","87;1",0,"lbs/time step",0]
["LExtGw","96;1",0,"lbs/time step","LExtGw","96;1",0,"lbs/time step","LExtGw","96;1",0,"lbs/time step","LExtGw","96;1",0,"lbs/time step","LExtGw","96;1",0,"lbs/time step","LExtGw","96;1",0,"lbs/time step",0]
["LExtGw","97;1",0,"lbs/time step","LExtGw","97;1",0,"lbs/time step","LExtGw","97;1",0,"lbs/time step","LExtGw","97;1",0,"lbs/time step","LExtGw","97;1",0,"lbs/time step","LExtGw","97;1",0,"lbs/time step",0]
["LExtGw","106;1",0,"lbs/time step","LExtGw","106;1",0,"lbs/time step","LExtGw","106;1",0,"lbs/time step","LExtGw","106;1",0,"lbs/time step","LExtGw","106;1",0,"lbs/time step","LExtGw","106;1",0,"lbs/time step",0]
["LExtGw","115;1",0,"lbs/time step","LExtGw","115;1",0,"lbs/time step","LExtGw","115;1",0,"lbs/time step","LExtGw","115;1",0,"lbs/time step","LExtGw","115;1",0,"lbs/time step","LExtGw","115;1",0,"lbs/time step",0]
["LExtGw","124;1",0,"lbs/time step","LExtGw","124;1",0,"lbs/time step","LExtGw","124;1",0,"lbs/time step","LExtGw","124;1",0,"lbs/time step","LExtGw","124;1",0,"lbs/time step","LExtGw","124;1",0,"lbs/time step",0]
["LExtGw","133;1",0,"lbs/time step","LExtGw","133;1",0,"lbs/time step","LExtGw","133;1",0,"lbs/time step","LExtGw","133;1",0,"lbs/time step","LExtGw","133;1",0,"lbs/time step","LExtGw","133;1",0,"lbs/time step",0]
["LExtGw","140;1",0,"lbs/time step","LExtGw","140;1",0,"lbs/time step","LExtGw","140;1",0,"lbs/time step","LExtGw","140;1",0,"lbs/time step","LExtGw","140;1",0,"lbs/time step","LExtGw","140;1",0,"lbs/time step",0]
["LExtGw","150;1",0,"lbs/time step","LExtGw","150;1",0,"lbs/time step","LExtGw","150;1",0,"lbs/time step","LExtGw","150;1",0,"lbs/time step","LExtGw","150;1",0,"lbs/time step","LExtGw","150;1",0,"lbs/time step",0]
["LExtGw","159;1",0,"lbs/time step","LExtGw","159;1",0,"lbs/time step","LExtGw","159;1",0,"lbs/time step","LExtGw","159;1",0,"lbs/time step","LExtGw","159;1",0,"lbs/time step","LExtGw","159;1",0,"lbs/time step",0]
["LExtGw","160;1",0,"lbs/time step","LExtGw","160;1",0,"lbs/time step","LExtGw","160;1",0,"lbs/time step","LExtGw","160;1",0,"lbs/time step","LExtGw","160;1",0,"lbs/time step","LExtGw","160;1",0,"lbs/time step",0]
["LExtGw","169;1",0,"lbs/time step","LExtGw","169;1",0,"lbs/time step","LExtGw","169;1",0,"lbs/time step","LExtGw","169;1",0,"lbs/time step","LExtGw","169;1",0,"lbs/time step","LExtGw","169;1",0,"lbs/time step",{"$f":"IF(ISNUMBER(C8580),IF(AVERAGE(C8580,G8580,K8580,O8580,S8580,W8580)<>MAX(C8580,G8580,K8580,O8580,S8580,W8580),1,0),\"\")","v":0}]
["LExtGw","178;1",0,"lbs/time step","LExtGw","178;1",0,"lbs/time step","LExtGw","178;1",0,"lbs/time step","LExtGw","178;1",0,"lbs/time step","LExtGw","178;1",0,"lbs/time step","LExtGw","178;1",0,"lbs/time step",0]
["LExtGw","187;1",0,"lbs/time step","LExtGw","187;1",0,"lbs/time step","LExtGw","187;1",0,"lbs/time step","LExtGw","187;1",0,"lbs/time step","LExtGw","187;1",0,"lbs/time step","LExtGw","187;1",0,"lbs/time step",0]
["LExtGw","196;1",0,"lbs/time step","LExtGw","196;1",0,"lbs/time step","LExtGw","196;1",0,"lbs/time step","LExtGw","196;1",0,"lbs/time step","LExtGw","196;1",0,"lbs/time step","LExtGw","196;1",0,"lbs/time step",0]
["LExtGw","205;1",0,"lbs/time step","LExtGw","205;1",0,"lbs/time step","LExtGw","205;1",0,"lbs/time step","LExtGw","205;1",0,"lbs/time step","LExtGw","205;1",0,"lbs/time step","LExtGw","205;1",0,"lbs/time step",0]
["LExtGw","214;1",0,"lbs/time step","LExtGw","214;1",0,"lbs/time step","LExtGw","214;1",0,"lbs/time step","LExtGw","214;1",0,"lbs/time step","LExtGw","214;1",0,"lbs/time step","LExtGw","214;1",0,"lbs/time step",0]
["LExtGw","223;1",0,"lbs/time step","LExtGw","223;1",0,"lbs/time step","LExtGw","223;1",0,"lbs/time step","LExtGw","223;1",0,"lbs/time step","LExtGw","223;1",0,"lbs/time step","LExtGw","223;1",0,"lbs/time step",0]
["LExtGw","224;1",0,"lbs/time step","LExtGw","224;1",0,"lbs/time step","LExtGw","224;1",0,"lbs/time step","LExtGw","224;1",0,"lbs/time step","LExtGw","224;1",0,"lbs/time step","LExtGw","224;1",0,"lbs/time step",0]
["LExtGw","233;1",0,"lbs/time step","LExtGw","233;1",0,"lbs/time step","LExtGw","233;1",0,"lbs/time step","LExtGw","233;1",0,"lbs/time step","LExtGw","233;1",0,"lbs/time step","LExtGw","233;1",0,"lbs/time step",{"$f":"IF(ISNUMBER(C8644),IF(AVERAGE(C8644,G8644,K8644,O8644,S8644,W8644)<>MAX(C8644,G8644,K8644,O8644,S8644,W8644),1,0),\"\")","v":0}]
["LExtGw","242;1",0,"lbs/time step","LExtGw","242;1",0,"lbs/time step","LExtGw","242;1",0,"lbs/time step","LExtGw","242;1",0,"lbs/time step","LExtGw","242;1",0,"lbs/time step","LExtGw","242;1",0,"lbs/time step",0]
["LExtGw","251;1",0,"lbs/time step","LExtGw","251;1",0,"lbs/time step","LExtGw","251;1",0,"lbs/time step","LExtGw","251;1",0,"lbs/time step","LExtGw","251;1",0,"lbs/time step","LExtGw","251;1",0,"lbs/time step",0]
["LExtGw","260;1",0,"lbs/time step","LExtGw","260;1",0,"lbs/time step","LExtGw","260;1",0,"lbs/time step","LExtGw","260;1",0,"lbs/time step","LExtGw","260;1",0,"lbs/time step","LExtGw","260;1",0,"lbs/time step",0]
["LExtGw","269;1",0,"lbs/time step","LExtGw","269;1",0,"lbs/time step","LExtGw","269;1",0,"lbs/time step","LExtGw","269;1",0,"lbs/time step","LExtGw","269;1",0,"lbs/time step","LExtGw","269;1",0,"lbs/time step",0]
["LExtGw","278;1",0,"lbs/time step","LExtGw","278;1",0,"lbs/time step","LExtGw","278;1",0,"lbs/time step","LExtGw","278;1",0,"lbs/time step","LExtGw","278;1",0,"lbs/time step","LExtGw","278;1",0,"lbs/time step",0]
["LExtGw","287;1",0,"lbs/time step","LExtGw","287;1",0,"lbs/time step","LExtGw","287;1",0,"lbs/time step","LExtGw","287;1",0,"lbs/time step","LExtGw","287;1",0,"lbs/time step","LExtGw","287;1",0,"lbs/time step",0]
["LExtGw","288;1",0,"lbs/time step","LExtGw","288;1",0,"lbs/time step","LExtGw","288;1",0,"lbs/time step","LExtGw","288;1",0,"lbs/time step","LExtGw","288;1",0,"lbs/time step","LExtGw","288;1",0,"lbs/time step",0]
["LExtGw","297;1",0,"lbs/time step","LExtGw","297;1",0,"lbs/time step","LExtGw","297;1",0,"lbs/time step","LExtGw","297;1",0,"lbs/time step","LExtGw","297;1",0,"lbs/time step","LExtGw","297;1",0,"lbs/time step",{"$f":"IF(ISNUMBER(C8708),IF(AVERAGE(C8708,G8708,K8708,O8708,S8708,W8708)<>MAX(C8708,G8708,K8708,O8708,S8708,W8708),1,0),\"\")","v":0}]
["LExtGw","306;1",0,"lbs/time step","LExtGw","306;1",0,"lbs/time step","LExtGw","306;1",0,"lbs/time step","LExtGw","306;1",0,"lbs/time step","LExtGw","306;1",0,"lbs/time step","LExtGw","306;1",0,"lbs/time step",0]
["LExtGw","315;1",0,"lbs/time step","LExtGw","315;1",0,"lbs/time step","LExtGw","315;1",0,"lbs/time step","LExtGw","315;1",0,"lbs/time step","LExtGw","315;1",0,"lbs/time step","LExtGw","315;1",0,"lbs/time step",0]
["LExtGw","324;1",0,"lbs/time step","LExtGw","324;1",0,"lbs/time step","LExtGw","324;1",0,"lbs/time step","LExtGw","324;1",0,"lbs/time step","LExtGw","324;1",0,"lbs/time step","LExtGw","324;1",0,"lbs/time step",0]
["LExtGw","333;1",0,"lbs/time step","LExtGw","333;1",0,"lbs/time step","LExtGw","333;1",0,"lbs/time step","LExtGw","333;1",0,"lbs/time step","LExtGw","333;1",0,"lbs/time step","LExtGw","333;1",0,"lbs/time step",0]
["LExtGw","342;1",0,"lbs/time step","LExtGw","342;1",0,"lbs/time step","LExtGw","342;1",0,"lbs/time step","LExtGw","342;1",0,"lbs/time step","LExtGw","342;1",0,"lbs/time step","LExtGw","342;1",0,"lbs/time step",0]
["LExtGw","350;1",0,"lbs/time step","LExtGw","350;1",0,"lbs/time step","LExtGw","350;1",0,"lbs/time step","LExtGw","350;1",0,"lbs/time step","LExtGw","350;1",0,"lbs/time step","LExtGw","350;1",0,"lbs/time step",0]
["LExtGw","351;1",0,"lbs/time step","LExtGw","351;1",0,"lbs/time step","LExtGw","351;1",0,"lbs/time step","LExtGw","351;1",0,"lbs/time step","LExtGw","351;1",0,"lbs/time step","LExtGw","351;1",0,"lbs/time step",0]
["LExtGw","360;1",0,"lbs/time step","LExtGw","360;1",0,"lbs/time step","LExtGw","360;1",0,"lbs/time step","LExtGw","360;1",0,"lbs/time step","LExtGw","360;1",0,"lbs/time step","LExtGw","360;1",0,"lbs/time step",0]
["ExESep","None",-9,"-","ExESep","None",-9,"-","ExESep","None",-9,"-","ExESep","None",-9,"-","ExESep","None",-9,"-","ExESep","None",-9,"-",0]
["XSepAvEff",1,7,"mg/L","XSepAvEff",1,7,"mg/L","XSepAvEff",1,7,"mg/L","XSepAvEff",1,7,"mg/L","XSepAvEff",1,7,"mg/L","XSepAvEff",1,7,"mg/L",0]
["MeasuredConc","1;1",3.517541601,"mg/L","MeasuredConc","1;1",3.517541601,"mg/L","MeasuredConc","1;1",3.517541601,"mg/L","MeasuredConc","1;1",3.517541601,"mg/L","MeasuredConc","1;1",3.517541601,"mg/L","MeasuredConc","1;1",3.517541601,"mg/L",0]
["MeasuredConc","10;1",2.4732714379999998,"mg/L","MeasuredConc","10;1",2.4732714379999998,"mg/L","MeasuredConc","10;1",2.4732714379999998,"mg/L","MeasuredConc","10;1",2.4732714379999998,"mg/L","MeasuredConc","10;1",2.4732714379999998,"mg/L","MeasuredConc","10;1",2.4732714379999998,"mg/L",0]
["MeasuredConc","19;1",1.7205366529999999,"mg/L","MeasuredConc","19;1",1.7205366529999999,"mg/L","MeasuredConc","19;1",1.7205366529999999,"mg/L","MeasuredConc","19;1",1.7205366529999999,"mg/L","MeasuredConc","19;1",1.7205366529999999,"mg/L","MeasuredConc","19;1",1.7205366529999999,"mg/L",0]
["MeasuredConc","28;1",1.7987428640000001,"mg/L","MeasuredConc","28;1",1.7987428640000001,"mg/L","MeasuredConc","28;1",1.7987428640000001,"mg/L","MeasuredConc","28;1",1.7987428640000001,"mg/L","MeasuredConc","28;1",1.7987428640000001,"mg/L","MeasuredConc","28;1",1.7987428640000001,"mg/L",0]
["MeasuredConc","29;1",1.8622279070000001,"mg/L","MeasuredConc","29;1",1.8622279070000001,"mg/L","MeasuredConc","29;1",1.8622279070000001,"mg/L","MeasuredConc","29;1",1.8622279070000001,"mg/L","MeasuredConc","29;1",1.8622279070000001,"mg/L","MeasuredConc","29;1",1.8622279070000001,"mg/L",0]
["MeasuredConc","38;1",2.055706131,"mg/L","MeasuredConc","38;1",2.055706131,"mg/L","MeasuredConc","38;1",2.055706131,"mg/L","MeasuredConc","38;1",2.055706131,"mg/L","MeasuredConc","38;1",2.055706131,"mg/L","MeasuredConc","38;1",2.055706131,"mg/L",0]
["MeasuredConc","47;1",1.930358196,"mg/L","MeasuredConc","47;1",1.930358196,"mg/L","MeasuredConc","47;1",1.930358196,"mg/L","MeasuredConc","47;1",1.930358196,"mg/L","MeasuredConc","47;1",1.930358196,"mg/L","MeasuredConc","47;1",1.930358196,"mg/L",0]
["MeasuredConc","56;1",1.6839294899999999,"mg/L","MeasuredConc","56;1",1.6839294899999999,"mg/L","MeasuredConc","56;1",1.6839294899999999,"mg/L","MeasuredConc","56;1",1.6839294899999999,"mg/L","MeasuredConc","56;1",1.6839294899999999,"mg/L","MeasuredConc","56;1",1.6839294899999999,"mg/L",0]
["MeasuredConc","65;1",0.77975060100000004,"mg/L","MeasuredConc","65;1",0.77975060100000004,"mg/L","MeasuredConc","65;1",0.77975060100000004,"mg/L","MeasuredConc","65;1",0.77975060100000004,"mg/L","MeasuredConc","65;1",0.77975060100000004,"mg/L","MeasuredConc","65;1",0.77975060100000004,"mg/L",0]
["MeasuredConc","74;1",1.2663149760000001,"mg/L","MeasuredConc","74;1",1.2663149760000001,"mg/L","MeasuredConc","74;1",1.2663149760000001,"mg/L","MeasuredConc","74;1",1.2663149760000001,"mg/L","MeasuredConc","74;1",1.2663149760000001,"mg/L","MeasuredConc","74;1",1.2663149760000001,"mg/L",0]
["MeasuredConc","83;1",0.86972182399999998,"mg/L","MeasuredConc","83;1",0.86972182399999998,"mg/L","MeasuredConc","83;1",0.86972182399999998,"mg/L","MeasuredConc","83;1",0.86972182399999998,"mg/L","MeasuredConc","83;1",0.86972182399999998,"mg/L","MeasuredConc","83;1",0.86972182399999998,"mg/L",0]
["MeasuredConc","92;1",0.50896904200000004,"mg/L","MeasuredConc","92;1",0.50896904200000004,"mg/L","MeasuredConc","92;1",0.50896904200000004,"mg/L","MeasuredConc","92;1",0.50896904200000004,"mg/L","MeasuredConc","92;1",0.50896904200000004,"mg/L","MeasuredConc","92;1",0.50896904200000004,"mg/L",0]
["MeasuredConc","93;1",0.47109932199999999,"mg/L","MeasuredConc","93;1",0.47109932199999999,"mg/L","MeasuredConc","93;1",0.47109932199999999,"mg/L","MeasuredConc","93;1",0.47109932199999999,"mg/L","MeasuredConc","93;1",0.47109932199999999,"mg/L","MeasuredConc","93;1",0.47109932199999999,"mg/L",0]
["MeasuredConc","102;1",1.1812639709999999,"mg/L","MeasuredConc","102;1",1.1812639709999999,"mg/L","MeasuredConc","102;1",1.1812639709999999,"mg/L","MeasuredConc","102;1",1.1812639709999999,"mg/L","MeasuredConc","102;1",1.1812639709999999,"mg/L","MeasuredConc","102;1",1.1812639709999999,"mg/L",0]
["MeasuredConc","111;1",1.7785322699999999,"mg/L","MeasuredConc","111;1",1.7785322699999999,"mg/L","MeasuredConc","111;1",1.7785322699999999,"mg/L","MeasuredConc","111;1",1.7785322699999999,"mg/L","MeasuredConc","111;1",1.7785322699999999,"mg/L","MeasuredConc","111;1",1.7785322699999999,"mg/L",0]
["MeasuredConc","120;1",1.0552624799999999,"mg/L","MeasuredConc","120;1",1.0552624799999999,"mg/L","MeasuredConc","120;1",1.0552624799999999,"mg/L","MeasuredConc","120;1",1.0552624799999999,"mg/L","MeasuredConc","120;1",1.0552624799999999,"mg/L","MeasuredConc","120;1",1.0552624799999999,"mg/L",0]
["MeasuredConc","129;1",1.3301627899999999,"mg/L","MeasuredConc","129;1",1.3301627899999999,"mg/L","MeasuredConc","129;1",1.3301627899999999,"mg/L","MeasuredConc","129;1",1.3301627899999999,"mg/L","MeasuredConc","129;1",1.3301627899999999,"mg/L","MeasuredConc","129;1",1.3301627899999999,"mg/L",0]
["MeasuredConc","138;1",0.41007609299999997,"mg/L","MeasuredConc","138;1",0.41007609299999997,"mg/L","MeasuredConc","138;1",0.41007609299999997,"mg/L","MeasuredConc","138;1",0.41007609299999997,"mg/L","MeasuredConc","138;1",0.41007609299999997,"mg/L","MeasuredConc","138;1",0.41007609299999997,"mg/L",0]
["MeasuredConc","147;1",0.98930857500000002,"mg/L","MeasuredConc","147;1",0.98930857500000002,"mg/L","MeasuredConc","147;1",0.98930857500000002,"mg/L","MeasuredConc","147;1",0.98930857500000002,"mg/L","MeasuredConc","147;1",0.98930857500000002,"mg/L","MeasuredConc","147;1",0.98930857500000002,"mg/L",0]
["MeasuredConc","156;1",1.6318491959999999,"mg/L","MeasuredConc","156;1",1.6318491959999999,"mg/L","MeasuredConc","156;1",1.6318491959999999,"mg/L","MeasuredConc","156;1",1.6318491959999999,"mg/L","MeasuredConc","156;1",1.6318491959999999,"mg/L","MeasuredConc","156;1",1.6318491959999999,"mg/L",0]
["MeasuredConc","157;1",1.2869054639999999,"mg/L","MeasuredConc","157;1",1.2869054639999999,"mg/L","MeasuredConc","157;1",1.2869054639999999,"mg/L","MeasuredConc","157;1",1.2869054639999999,"mg/L","MeasuredConc","157;1",1.2869054639999999,"mg/L","MeasuredConc","157;1",1.2869054639999999,"mg/L",0]
["MeasuredConc","165;1",1.190145655,"mg/L","MeasuredConc","165;1",1.190145655,"mg/L","MeasuredConc","165;1",1.190145655,"mg/L","MeasuredConc","165;1",1.190145655,"mg/L","MeasuredConc","165;1",1.190145655,"mg/L","MeasuredConc","165;1",1.190145655,"mg/L",0]
["MeasuredConc","166;1",1.1812639709999999,"mg/L","MeasuredConc","166;1",1.1812639709999999,"mg/L","MeasuredConc","166;1",1.1812639709999999,"mg/L","MeasuredConc","166;1",1.1812639709999999,"mg/L","MeasuredConc","166;1",1.1812639709999999,"mg/L","MeasuredConc","166;1",1.1812639709999999,"mg/L",0]
["MeasuredConc","167;1",1.0841737810000001,"mg/L","MeasuredConc","167;1",1.0841737810000001,"mg/L","MeasuredConc","167;1",1.0841737810000001,"mg/L","MeasuredConc","167;1",1.0841737810000001,"mg/L","MeasuredConc","167;1",1.0841737810000001,"mg/L","MeasuredConc","167;1",1.0841737810000001,"mg/L",{"$f":"IF(ISNUMBER(C8964),IF(AVERAGE(C8964,G8964,K8964,O8964,S8964,W8964)<>MAX(C8964,G8964,K8964,O8964,S8964,W8964),1,0),\"\")","v":0}]
["MeasuredConc","168;1",1.09923175,"mg/L","MeasuredConc","168;1",1.09923175,"mg/L","MeasuredConc","168;1",1.09923175,"mg/L","MeasuredConc","168;1",1.09923175,"mg/L","MeasuredConc","168;1",1.09923175,"mg/L","MeasuredConc","168;1",1.09923175,"mg/L",0]
["MeasuredConc","169;1",1.2366357189999999,"mg/L","MeasuredConc","169;1",1.2366357189999999,"mg/L","MeasuredConc","169;1",1.2366357189999999,"mg/L","MeasuredConc","169;1",1.2366357189999999,"mg/L","MeasuredConc","169;1",1.2366357189999999,"mg/L","MeasuredConc","169;1",1.2366357189999999,"mg/L",0]
["MeasuredConc","170;1",1.4132979649999999,"mg/L","MeasuredConc","170;1",1.4132979649999999,"mg/L","MeasuredConc","170;1",1.4132979649999999,"mg/L","MeasuredConc","170;1",1.4132979649999999,"mg/L","MeasuredConc","170;1",1.4132979649999999,"mg/L","MeasuredConc","170;1",1.4132979649999999,"mg/L",0]
["MeasuredConc","171;1",1.598882546,"mg/L","MeasuredConc","171;1",1.598882546,"mg/L","MeasuredConc","171;1",1.598882546,"mg/L","MeasuredConc","171;1",1.598882546,"mg/L","MeasuredConc","171;1",1.598882546,"mg/L","MeasuredConc","171;1",1.598882546,"mg/L",0]
["MeasuredConc","172;1",1.7785322699999999,"mg/L","MeasuredConc","172;1",1.7785322699999999,"mg/L","MeasuredConc","172;1",1.7785322699999999,"mg/L","MeasuredConc","172;1",1.7785322699999999,"mg/L","MeasuredConc","172;1",1.7785322699999999,"mg/L","MeasuredConc","172;1",1.7785322699999999,"mg/L",0]
["MeasuredConc","173;1",2.0036629370000001,"mg/L","MeasuredConc","173;1",2.0036629370000001,"mg/L","MeasuredConc","173;1",2.0036629370000001,"mg/L","MeasuredConc","173;1",2.0036629370000001,"mg/L","MeasuredConc","173;1",2.0036629370000001,"mg/L","MeasuredConc","173;1",2.0036629370000001,"mg/L",0]
["MeasuredConc","174;1",2.229427775,"mg/L","MeasuredConc","174;1",2.229427775,"mg/L","MeasuredConc","174;1",2.229427775,"mg/L","MeasuredConc","174;1",2.229427775,"mg/L","MeasuredConc","174;1",2.229427775,"mg/L","MeasuredConc","174;1",2.229427775,"mg/L",0]
["MeasuredConc","175;1",2.3983238189999998,"mg/L","MeasuredConc","175;1",2.3983238189999998,"mg/L","MeasuredConc","175;1",2.3983238189999998,"mg/L","MeasuredConc","175;1",2.3983238189999998,"mg/L","MeasuredConc","175;1",2.3983238189999998,"mg/L","MeasuredConc","175;1",2.3983238189999998,"mg/L",0]
["MeasuredConc","176;1",2.6381562010000001,"mg/L","MeasuredConc","176;1",2.6381562010000001,"mg/L","MeasuredConc","176;1",2.6381562010000001,"mg/L","MeasuredConc","176;1",2.6381562010000001,"mg/L","MeasuredConc","176;1",2.6381562010000001,"mg/L","MeasuredConc","176;1",2.6381562010000001,"mg/L",0]
["MeasuredConc","177;1",2.7770065270000002,"mg/L","MeasuredConc","177;1",2.7770065270000002,"mg/L","MeasuredConc","177;1",2.7770065270000002,"mg/L","MeasuredConc","177;1",2.7770065270000002,"mg/L","MeasuredConc","177;1",2.7770065270000002,"mg/L","MeasuredConc","177;1",2.7770065270000002,"mg/L",0]
["MeasuredConc","178;1",2.8265959299999999,"mg/L","MeasuredConc","178;1",2.8265959299999999,"mg/L","MeasuredConc","178;1",2.8265959299999999,"mg/L","MeasuredConc","178;1",2.8265959299999999,"mg/L","MeasuredConc","178;1",2.8265959299999999,"mg/L","MeasuredConc","178;1",2.8265959299999999,"mg/L",0]
["MeasuredConc","179;1",2.931284668,"mg/L","MeasuredConc","179;1",2.931284668,"mg/L","MeasuredConc","179;1",2.931284668,"mg/L","MeasuredConc","179;1",2.931284668,"mg/L","MeasuredConc","179;1",2.931284668,"mg/L","MeasuredConc","179;1",2.931284668,"mg/L",0]
["MeasuredConc","180;1",3.165787441,"mg/L","MeasuredConc","180;1",3.165787441,"mg/L","MeasuredConc","180;1",3.165787441,"mg/L","MeasuredConc","180;1",3.165787441,"mg/L","MeasuredConc","180;1",3.165787441,"mg/L","MeasuredConc","180;1",3.165787441,"mg/L",0]
["MeasuredConc","181;1",3.6811481869999998,"mg/L","MeasuredConc","181;1",3.6811481869999998,"mg/L","MeasuredConc","181;1",3.6811481869999998,"mg/L","MeasuredConc","181;1",3.6811481869999998,"mg/L","MeasuredConc","181;1",3.6811481869999998,"mg/L","MeasuredConc","181;1",3.6811481869999998,"mg/L",0]
["MeasuredConc","182;1",4.2780911369999997,"mg/L","MeasuredConc","182;1",4.2780911369999997,"mg/L","MeasuredConc","182;1",4.2780911369999997,"mg/L","MeasuredConc","182;1",4.2780911369999997,"mg/L","MeasuredConc","182;1",4.2780911369999997,"mg/L","MeasuredConc","182;1",4.2780911369999997,"mg/L",0]
["MeasuredConc","183;1",4.7966476379999996,"mg/L","MeasuredConc","183;1",4.7966476379999996,"mg/L","MeasuredConc","183;1",4.7966476379999996,"mg/L","MeasuredConc","183;1",4.7966476379999996,"mg/L","MeasuredConc","183;1",4.7966476379999996,"mg/L","MeasuredConc","183;1",4.7966476379999996,"mg/L",0]
["MeasuredConc","184;1",5.4582542089999997,"mg/L","MeasuredConc","184;1",5.4582542089999997,"mg/L","MeasuredConc","184;1",5.4582542089999997,"mg/L","MeasuredConc","184;1",5.4582542089999997,"mg/L","MeasuredConc","184;1",5.4582542089999997,"mg/L","MeasuredConc","184;1",5.4582542089999997,"mg/L",0]
["MeasuredConc","185;1",6.0880527710000001,"mg/L","MeasuredConc","185;1",6.0880527710000001,"mg/L","MeasuredConc","185;1",6.0880527710000001,"mg/L","MeasuredConc","185;1",6.0880527710000001,"mg/L","MeasuredConc","185;1",6.0880527710000001,"mg/L","MeasuredConc","185;1",6.0880527710000001,"mg/L",0]
["MeasuredConc","186;1",6.8821466109999996,"mg/L","MeasuredConc","186;1",6.8821466109999996,"mg/L","MeasuredConc","186;1",6.8821466109999996,"mg/L","MeasuredConc","186;1",6.8821466109999996,"mg/L","MeasuredConc","186;1",6.8821466109999996,"mg/L","MeasuredConc","186;1",6.8821466109999996,"mg/L",0]
["MeasuredConc","187;1",7.5375891450000001,"mg/L","MeasuredConc","187;1",7.5375891450000001,"mg/L","MeasuredConc","187;1",7.5375891450000001,"mg/L","MeasuredConc","187;1",7.5375891450000001,"mg/L","MeasuredConc","187;1",7.5375891450000001,"mg/L","MeasuredConc","187;1",7.5375891450000001,"mg/L",0]
["MeasuredConc","188;1",8.3310195819999997,"mg/L","MeasuredConc","188;1",8.3310195819999997,"mg/L","MeasuredConc","188;1",8.3310195819999997,"mg/L","MeasuredConc","188;1",8.3310195819999997,"mg/L","MeasuredConc","188;1",8.3310195819999997,"mg/L","MeasuredConc","188;1",8.3310195819999997,"mg/L",0]
["MeasuredConc","189;1",9.3111395330000004,"mg/L","MeasuredConc","189;1",9.3111395330000004,"mg/L","MeasuredConc","189;1",9.3111395330000004,"mg/L","MeasuredConc","189;1",9.3111395330000004,"mg/L","MeasuredConc","189;1",9.3111395330000004,"mg/L","MeasuredConc","189;1",9.3111395330000004,"mg/L",0]
["MeasuredConc","190;1",9.3111395330000004,"mg/L","MeasuredConc","190;1",9.3111395330000004,"mg/L","MeasuredConc","190;1",9.3111395330000004,"mg/L","MeasuredConc","190;1",9.3111395330000004,"mg/L","MeasuredConc","190;1",9.3111395330000004,"mg/L","MeasuredConc","190;1",9.3111395330000004,"mg/L",0]
["MeasuredConc","191;1",8.7938540029999999,"mg/L","MeasuredConc","191;1",8.7938540029999999,"mg/L","MeasuredConc","191;1",8.7938540029999999,"mg/L","MeasuredConc","191;1",8.7938540029999999,"mg/L","MeasuredConc","191;1",8.7938540029999999,"mg/L","MeasuredConc","191;1",8.7938540029999999,"mg/L",0]
["MeasuredConc","192;1",8.7938540029999999,"mg/L","MeasuredConc","192;1",8.7938540029999999,"mg/L","MeasuredConc","192;1",8.7938540029999999,"mg/L","MeasuredConc","192;1",8.7938540029999999,"mg/L","MeasuredConc","192;1",8.7938540029999999,"mg/L","MeasuredConc","192;1",8.7938540029999999,"mg/L",0]
["MeasuredConc","193;1",9.8930857529999994,"mg/L","MeasuredConc","193;1",9.8930857529999994,"mg/L","MeasuredConc","193;1",9.8930857529999994,"mg/L","MeasuredConc","193;1",9.8930857529999994,"mg/L","MeasuredConc","193;1",9.8930857529999994,"mg/L","MeasuredConc","193;1",9.8930857529999994,"mg/L",0]
["MeasuredConc","194;1",10.5526248,"mg/L","MeasuredConc","194;1",10.5526248,"mg/L","MeasuredConc","194;1",10.5526248,"mg/L","MeasuredConc","194;1",10.5526248,"mg/L","MeasuredConc","194;1",10.5526248,"mg/L","MeasuredConc","194;1",10.5526248,"mg/L",0]
["MeasuredConc","195;1",10.5526248,"mg/L","MeasuredConc","195;1",10.5526248,"mg/L","MeasuredConc","195;1",10.5526248,"mg/L","MeasuredConc","195;1",10.5526248,"mg/L","MeasuredConc","195;1",10.5526248,"mg/L","MeasuredConc","195;1",10.5526248,"mg/L",0]
["MeasuredConc","196;1",11.306383719999999,"mg/L","MeasuredConc","196;1",11.306383719999999,"mg/L","MeasuredConc","196;1",11.306383719999999,"mg/L","MeasuredConc","196;1",11.306383719999999,"mg/L","MeasuredConc","196;1",11.306383719999999,"mg/L","MeasuredConc","196;1",11.306383719999999,"mg/L",0]
["MeasuredConc","197;1",12.17610554,"mg/L","MeasuredConc","197;1",12.17610554,"mg/L","MeasuredConc","197;1",12.17610554,"mg/L","MeasuredConc","197;1",12.17610554,"mg/L","MeasuredConc","197;1",12.17610554,"mg/L","MeasuredConc","197;1",12.17610554,"mg/L",0]
["MeasuredConc","198;1",13.190780999999999,"mg/L","MeasuredConc","198;1",13.190780999999999,"mg/L","MeasuredConc","198;1",13.190780999999999,"mg/L","MeasuredConc","198;1",13.190780999999999,"mg/L","MeasuredConc","198;1",13.190780999999999,"mg/L","MeasuredConc","198;1",13.190780999999999,"mg/L",0]
["MeasuredConc","199;1",13.190780999999999,"mg/L","MeasuredConc","199;1",13.190780999999999,"mg/L","MeasuredConc","199;1",13.190780999999999,"mg/L","MeasuredConc","199;1",13.190780999999999,"mg/L","MeasuredConc","199;1",13.190780999999999,"mg/L","MeasuredConc","199;1",13.190780999999999,"mg/L",0]
["MeasuredConc","200;1",13.190780999999999,"mg/L","MeasuredConc","200;1",13.190780999999999,"mg/L","MeasuredConc","200;1",13.190780999999999,"mg/L","MeasuredConc","200;1",13.190780999999999,"mg/L","MeasuredConc","200;1",13.190780999999999,"mg/L","MeasuredConc","200;1",13.190780999999999,"mg/L",0]
["MeasuredConc","201;1",13.190780999999999,"mg/L","MeasuredConc","201;1",13.190780999999999,"mg/L","MeasuredConc","201;1",13.190780999999999,"mg/L","MeasuredConc","201;1",13.190780999999999,"mg/L","MeasuredConc","201;1",13.190780999999999,"mg/L","MeasuredConc","201;1",13.190780999999999,"mg/L",0]
["MeasuredConc","202;1",13.190780999999999,"mg/L","MeasuredConc","202;1",13.190780999999999,"mg/L","MeasuredConc","202;1",13.190780999999999,"mg/L","MeasuredConc","202;1",13.190780999999999,"mg/L","MeasuredConc","202;1",13.190780999999999,"mg/L","MeasuredConc","202;1",13.190780999999999,"mg/L",0]
["MeasuredConc","203;1",13.190780999999999,"mg/L","MeasuredConc","203;1",13.190780999999999,"mg/L","MeasuredConc","203;1",13.190780999999999,"mg/L","MeasuredConc","203;1",13.190780999999999,"mg/L","MeasuredConc","203;1",13.190780999999999,"mg/L","MeasuredConc","203;1",13.190780999999999,"mg/L",0]
["MeasuredConc","204;1",13.190780999999999,"mg/L","MeasuredConc","204;1",13.190780999999999,"mg/L","MeasuredConc","204;1",13.190780999999999,"mg/L","MeasuredConc","204;1",13.190780999999999,"mg/L","MeasuredConc","204;1",13.190780999999999,"mg/L","MeasuredConc","204;1",13.190780999999999,"mg/L",0]
["MeasuredConc","205;1",12.17610554,"mg/L","MeasuredConc","205;1",12.17610554,"mg/L","MeasuredConc","205;1",12.17610554,"mg/L","MeasuredConc","205;1",12.17610554,"mg/L","MeasuredConc","205;1",12.17610554,"mg/L","MeasuredConc","205;1",12.17610554,"mg/L",0]
["MeasuredConc","206;1",12.17610554,"mg/L","MeasuredConc","206;1",12.17610554,"mg/L","MeasuredConc","206;1",12.17610554,"mg/L","MeasuredConc","206;1",12.17610554,"mg/L","MeasuredConc","206;1",12.17610554,"mg/L","MeasuredConc","206;1",12.17610554,"mg/L",0]
["MeasuredConc","207;1",13.190780999999999,"mg/L","MeasuredConc","207;1",13.190780999999999,"mg/L","MeasuredConc","207;1",13.190780999999999,"mg/L","MeasuredConc","207;1",13.190780999999999,"mg/L","MeasuredConc","207;1",13.190780999999999,"mg/L","MeasuredConc","207;1",13.190780999999999,"mg/L",0]
["MeasuredConc","208;1",13.190780999999999,"mg/L","MeasuredConc","208;1",13.190780999999999,"mg/L","MeasuredConc","208;1",13.190780999999999,"mg/L","MeasuredConc","208;1",13.190780999999999,"mg/L","MeasuredConc","208;1",13.190780999999999,"mg/L","MeasuredConc","208;1",13.190780999999999,"mg/L",0]
["MeasuredConc","209;1",13.190780999999999,"mg/L","MeasuredConc","209;1",13.190780999999999,"mg/L","MeasuredConc","209;1",13.190780999999999,"mg/L","MeasuredConc","209;1",13.190780999999999,"mg/L","MeasuredConc","209;1",13.190780999999999,"mg/L","MeasuredConc","209;1",13.190780999999999,"mg/L",0]
["MeasuredConc","210;1",8.7938540029999999,"mg/L","MeasuredConc","210;1",8.7938540029999999,"mg/L","MeasuredConc","210;1",8.7938540029999999,"mg/L","MeasuredConc","210;1",8.7938540029999999,"mg/L","MeasuredConc","210;1",8.7938540029999999,"mg/L","MeasuredConc","210;1",8.7938540029999999,"mg/L",0]
["MeasuredConc","211;1",7.9144686030000004,"mg/L","MeasuredConc","211;1",7.9144686030000004,"mg/L","MeasuredConc","211;1",7.9144686030000004,"mg/L","MeasuredConc","211;1",7.9144686030000004,"mg/L","MeasuredConc","211;1",7.9144686030000004,"mg/L","MeasuredConc","211;1",7.9144686030000004,"mg/L",0]
["MeasuredConc","212;1",8.7938540029999999,"mg/L","MeasuredConc","212;1",8.7938540029999999,"mg/L","MeasuredConc","212;1",8.7938540029999999,"mg/L","MeasuredConc","212;1",8.7938540029999999,"mg/L","MeasuredConc","212;1",8.7938540029999999,"mg/L","MeasuredConc","212;1",8.7938540029999999,"mg/L",0]
["MeasuredConc","213;1",10.5526248,"mg/L","MeasuredConc","213;1",10.5526248,"mg/L","MeasuredConc","213;1",10.5526248,"mg/L","MeasuredConc","213;1",10.5526248,"mg/L","MeasuredConc","213;1",10.5526248,"mg/L","MeasuredConc","213;1",10.5526248,"mg/L",0]
["MeasuredConc","214;1",11.306383719999999,"mg/L","MeasuredConc","214;1",11.306383719999999,"mg/L","MeasuredConc","214;1",11.306383719999999,"mg/L","MeasuredConc","214;1",11.306383719999999,"mg/L","MeasuredConc","214;1",11.306383719999999,"mg/L","MeasuredConc","214;1",11.306383719999999,"mg/L",0]
["MeasuredConc","215;1",12.17610554,"mg/L","MeasuredConc","215;1",12.17610554,"mg/L","MeasuredConc","215;1",12.17610554,"mg/L","MeasuredConc","215;1",12.17610554,"mg/L","MeasuredConc","215;1",12.17610554,"mg/L","MeasuredConc","215;1",12.17610554,"mg/L",0]
["MeasuredConc","216;1",12.17610554,"mg/L","MeasuredConc","216;1",12.17610554,"mg/L","MeasuredConc","216;1",12.17610554,"mg/L","MeasuredConc","216;1",12.17610554,"mg/L","MeasuredConc","216;1",12.17610554,"mg/L","MeasuredConc","216;1",12.17610554,"mg/L",0]
["MeasuredConc","217;1",12.17610554,"mg/L","MeasuredConc","217;1",12.17610554,"mg/L","MeasuredConc","217;1",12.17610554,"mg/L","MeasuredConc","217;1",12.17610554,"mg/L","MeasuredConc","217;1",12.17610554,"mg/L","MeasuredConc","217;1",12.17610554,"mg/L",0]
["MeasuredConc","218;1",13.190780999999999,"mg/L","MeasuredConc","218;1",13.190780999999999,"mg/L","MeasuredConc","218;1",13.190780999999999,"mg/L","MeasuredConc","218;1",13.190780999999999,"mg/L","MeasuredConc","218;1",13.190780999999999,"mg/L","MeasuredConc","218;1",13.190780999999999,"mg/L",0]
["MeasuredConc","219;1",15.828937209999999,"mg/L","MeasuredConc","219;1",15.828937209999999,"mg/L","MeasuredConc","219;1",15.828937209999999,"mg/L","MeasuredConc","219;1",15.828937209999999,"mg/L","MeasuredConc","219;1",15.828937209999999,"mg/L","MeasuredConc","219;1",15.828937209999999,"mg/L",0]
["MeasuredConc","220;1",17.58770801,"mg/L","MeasuredConc","220;1",17.58770801,"mg/L","MeasuredConc","220;1",17.58770801,"mg/L","MeasuredConc","220;1",17.58770801,"mg/L","MeasuredConc","220;1",17.58770801,"mg/L","MeasuredConc","220;1",17.58770801,"mg/L",0]
["MeasuredConc","221;1",19.786171509999999,"mg/L","MeasuredConc","221;1",19.786171509999999,"mg/L","MeasuredConc","221;1",19.786171509999999,"mg/L","MeasuredConc","221;1",19.786171509999999,"mg/L","MeasuredConc","221;1",19.786171509999999,"mg/L","MeasuredConc","221;1",19.786171509999999,"mg/L",0]
["MeasuredConc","222;1",20.293509239999999,"mg/L","MeasuredConc","222;1",20.293509239999999,"mg/L","MeasuredConc","222;1",20.293509239999999,"mg/L","MeasuredConc","222;1",20.293509239999999,"mg/L","MeasuredConc","222;1",20.293509239999999,"mg/L","MeasuredConc","222;1",20.293509239999999,"mg/L",0]
["MeasuredConc","223;1",20.557061310000002,"mg/L","MeasuredConc","223;1",20.557061310000002,"mg/L","MeasuredConc","223;1",20.557061310000002,"mg/L","MeasuredConc","223;1",20.557061310000002,"mg/L","MeasuredConc","223;1",20.557061310000002,"mg/L","MeasuredConc","223;1",20.557061310000002,"mg/L",0]
["MeasuredConc","224;1",21.390455679999999,"mg/L","MeasuredConc","224;1",21.390455679999999,"mg/L","MeasuredConc","224;1",21.390455679999999,"mg/L","MeasuredConc","224;1",21.390455679999999,"mg/L","MeasuredConc","224;1",21.390455679999999,"mg/L","MeasuredConc","224;1",21.390455679999999,"mg/L",0]
["MeasuredConc","225;1",21.390455679999999,"mg/L","MeasuredConc","225;1",21.390455679999999,"mg/L","MeasuredConc","225;1",21.390455679999999,"mg/L","MeasuredConc","225;1",21.390455679999999,"mg/L","MeasuredConc","225;1",21.390455679999999,"mg/L","MeasuredConc","225;1",21.390455679999999,"mg/L",0]
["MeasuredConc","226;1",18.1941807,"mg/L","MeasuredConc","226;1",18.1941807,"mg/L","MeasuredConc","226;1",18.1941807,"mg/L","MeasuredConc","226;1",18.1941807,"mg/L","MeasuredConc","226;1",18.1941807,"mg/L","MeasuredConc","226;1",18.1941807,"mg/L",0]
["MeasuredConc","227;1",21.105249610000001,"mg/L","MeasuredConc","227;1",21.105249610000001,"mg/L","MeasuredConc","227;1",21.105249610000001,"mg/L","MeasuredConc","227;1",21.105249610000001,"mg/L","MeasuredConc","227;1",21.105249610000001,"mg/L","MeasuredConc","227;1",21.105249610000001,"mg/L",0]
["MeasuredConc","228;1",23.625279410000001,"mg/L","MeasuredConc","228;1",23.625279410000001,"mg/L","MeasuredConc","228;1",23.625279410000001,"mg/L","MeasuredConc","228;1",23.625279410000001,"mg/L","MeasuredConc","228;1",23.625279410000001,"mg/L","MeasuredConc","228;1",23.625279410000001,"mg/L",0]
["MeasuredConc","229;1",22.9404887,"mg/L","MeasuredConc","229;1",22.9404887,"mg/L","MeasuredConc","229;1",22.9404887,"mg/L","MeasuredConc","229;1",22.9404887,"mg/L","MeasuredConc","229;1",22.9404887,"mg/L","MeasuredConc","229;1",22.9404887,"mg/L",0]
["MeasuredConc","230;1",22.294277749999999,"mg/L","MeasuredConc","230;1",22.294277749999999,"mg/L","MeasuredConc","230;1",22.294277749999999,"mg/L","MeasuredConc","230;1",22.294277749999999,"mg/L","MeasuredConc","230;1",22.294277749999999,"mg/L","MeasuredConc","230;1",22.294277749999999,"mg/L",0]
["MeasuredConc","231;1",26.828707130000002,"mg/L","MeasuredConc","231;1",26.828707130000002,"mg/L","MeasuredConc","231;1",26.828707130000002,"mg/L","MeasuredConc","231;1",26.828707130000002,"mg/L","MeasuredConc","231;1",26.828707130000002,"mg/L","MeasuredConc","231;1",26.828707130000002,"mg/L",{"$f":"IF(ISNUMBER(C9028),IF(AVERAGE(C9028,G9028,K9028,O9028,S9028,W9028)<>MAX(C9028,G9028,K9028,O9028,S9028,W9028),1,0),\"\")","v":0}]
["MeasuredConc","232;1",14.38994291,"mg/L","MeasuredConc","232;1",14.38994291,"mg/L","MeasuredConc","232;1",14.38994291,"mg/L","MeasuredConc","232;1",14.38994291,"mg/L","MeasuredConc","232;1",14.38994291,"mg/L","MeasuredConc","232;1",14.38994291,"mg/L",0]
["MeasuredConc","233;1",12.17610554,"mg/L","MeasuredConc","233;1",12.17610554,"mg/L","MeasuredConc","233;1",12.17610554,"mg/L","MeasuredConc","233;1",12.17610554,"mg/L","MeasuredConc","233;1",12.17610554,"mg/L","MeasuredConc","233;1",12.17610554,"mg/L",0]
["MeasuredConc","234;1",14.38994291,"mg/L","MeasuredConc","234;1",14.38994291,"mg/L","MeasuredConc","234;1",14.38994291,"mg/L","MeasuredConc","234;1",14.38994291,"mg/L","MeasuredConc","234;1",14.38994291,"mg/L","MeasuredConc","234;1",14.38994291,"mg/L",0]
["MeasuredConc","235;1",16.839294899999999,"mg/L","MeasuredConc","235;1",16.839294899999999,"mg/L","MeasuredConc","235;1",16.839294899999999,"mg/L","MeasuredConc","235;1",16.839294899999999,"mg/L","MeasuredConc","235;1",16.839294899999999,"mg/L","MeasuredConc","235;1",16.839294899999999,"mg/L",0]
["MeasuredConc","236;1",16.318491959999999,"mg/L","MeasuredConc","236;1",16.318491959999999,"mg/L","MeasuredConc","236;1",16.318491959999999,"mg/L","MeasuredConc","236;1",16.318491959999999,"mg/L","MeasuredConc","236;1",16.318491959999999,"mg/L","MeasuredConc","236;1",16.318491959999999,"mg/L",0]
["MeasuredConc","237;1",15.828937209999999,"mg/L","MeasuredConc","237;1",15.828937209999999,"mg/L","MeasuredConc","237;1",15.828937209999999,"mg/L","MeasuredConc","237;1",15.828937209999999,"mg/L","MeasuredConc","237;1",15.828937209999999,"mg/L","MeasuredConc","237;1",15.828937209999999,"mg/L",0]
["MeasuredConc","238;1",14.38994291,"mg/L","MeasuredConc","238;1",14.38994291,"mg/L","MeasuredConc","238;1",14.38994291,"mg/L","MeasuredConc","238;1",14.38994291,"mg/L","MeasuredConc","238;1",14.38994291,"mg/L","MeasuredConc","238;1",14.38994291,"mg/L",0]
["MeasuredConc","239;1",15.988825459999999,"mg/L","MeasuredConc","239;1",15.988825459999999,"mg/L","MeasuredConc","239;1",15.988825459999999,"mg/L","MeasuredConc","239;1",15.988825459999999,"mg/L","MeasuredConc","239;1",15.988825459999999,"mg/L","MeasuredConc","239;1",15.988825459999999,"mg/L",0]
["MeasuredConc","240;1",16.151976739999999,"mg/L","MeasuredConc","240;1",16.151976739999999,"mg/L","MeasuredConc","240;1",16.151976739999999,"mg/L","MeasuredConc","240;1",16.151976739999999,"mg/L","MeasuredConc","240;1",16.151976739999999,"mg/L","MeasuredConc","240;1",16.151976739999999,"mg/L",0]
["MeasuredConc","241;1",14.38994291,"mg/L","MeasuredConc","241;1",14.38994291,"mg/L","MeasuredConc","241;1",14.38994291,"mg/L","MeasuredConc","241;1",14.38994291,"mg/L","MeasuredConc","241;1",14.38994291,"mg/L","MeasuredConc","241;1",14.38994291,"mg/L",0]
["MeasuredConc","242;1",12.17610554,"mg/L","MeasuredConc","242;1",12.17610554,"mg/L","MeasuredConc","242;1",12.17610554,"mg/L","MeasuredConc","242;1",12.17610554,"mg/L","MeasuredConc","242;1",12.17610554,"mg/L","MeasuredConc","242;1",12.17610554,"mg/L",0]
["MeasuredConc","243;1",12.17610554,"mg/L","MeasuredConc","243;1",12.17610554,"mg/L","MeasuredConc","243;1",12.17610554,"mg/L","MeasuredConc","243;1",12.17610554,"mg/L","MeasuredConc","243;1",12.17610554,"mg/L","MeasuredConc","243;1",12.17610554,"mg/L",0]
["MeasuredConc","244;1",13.190780999999999,"mg/L","MeasuredConc","244;1",13.190780999999999,"mg/L","MeasuredConc","244;1",13.190780999999999,"mg/L","MeasuredConc","244;1",13.190780999999999,"mg/L","MeasuredConc","244;1",13.190780999999999,"mg/L","MeasuredConc","244;1",13.190780999999999,"mg/L",0]
["MeasuredConc","245;1",10.5526248,"mg/L","MeasuredConc","245;1",10.5526248,"mg/L","MeasuredConc","245;1",10.5526248,"mg/L","MeasuredConc","245;1",10.5526248,"mg/L","MeasuredConc","245;1",10.5526248,"mg/L","MeasuredConc","245;1",10.5526248,"mg/L",0]
["MeasuredConc","246;1",6.0880527710000001,"mg/L","MeasuredConc","246;1",6.0880527710000001,"mg/L","MeasuredConc","246;1",6.0880527710000001,"mg/L","MeasuredConc","246;1",6.0880527710000001,"mg/L","MeasuredConc","246;1",6.0880527710000001,"mg/L","MeasuredConc","246;1",6.0880527710000001,"mg/L",0]
["MeasuredConc","247;1",5.8625693349999999,"mg/L","MeasuredConc","247;1",5.8625693349999999,"mg/L","MeasuredConc","247;1",5.8625693349999999,"mg/L","MeasuredConc","247;1",5.8625693349999999,"mg/L","MeasuredConc","247;1",5.8625693349999999,"mg/L","MeasuredConc","247;1",5.8625693349999999,"mg/L",0]
["MeasuredConc","248;1",7.5375891450000001,"mg/L","MeasuredConc","248;1",7.5375891450000001,"mg/L","MeasuredConc","248;1",7.5375891450000001,"mg/L","MeasuredConc","248;1",7.5375891450000001,"mg/L","MeasuredConc","248;1",7.5375891450000001,"mg/L","MeasuredConc","248;1",7.5375891450000001,"mg/L",0]
["MeasuredConc","249;1",9.3111395330000004,"mg/L","MeasuredConc","249;1",9.3111395330000004,"mg/L","MeasuredConc","249;1",9.3111395330000004,"mg/L","MeasuredConc","249;1",9.3111395330000004,"mg/L","MeasuredConc","249;1",9.3111395330000004,"mg/L","MeasuredConc","249;1",9.3111395330000004,"mg/L",0]
["MeasuredConc","250;1",10.5526248,"mg/L","MeasuredConc","250;1",10.5526248,"mg/L","MeasuredConc","250;1",10.5526248,"mg/L","MeasuredConc","250;1",10.5526248,"mg/L","MeasuredConc","250;1",10.5526248,"mg/L","MeasuredConc","250;1",10.5526248,"mg/L",0]
["MeasuredConc","251;1",12.17610554,"mg/L","MeasuredConc","251;1",12.17610554,"mg/L","MeasuredConc","251;1",12.17610554,"mg/L","MeasuredConc","251;1",12.17610554,"mg/L","MeasuredConc","251;1",12.17610554,"mg/L","MeasuredConc","251;1",12.17610554,"mg/L",0]
["MeasuredConc","252;1",14.38994291,"mg/L","MeasuredConc","252;1",14.38994291,"mg/L","MeasuredConc","252;1",14.38994291,"mg/L","MeasuredConc","252;1",14.38994291,"mg/L","MeasuredConc","252;1",14.38994291,"mg/L","MeasuredConc","252;1",14.38994291,"mg/L",0]
["MeasuredConc","253;1",16.662039159999999,"mg/L","MeasuredConc","253;1",16.662039159999999,"mg/L","MeasuredConc","253;1",16.662039159999999,"mg/L","MeasuredConc","253;1",16.662039159999999,"mg/L","MeasuredConc","253;1",16.662039159999999,"mg/L","MeasuredConc","253;1",16.662039159999999,"mg/L",0]
["MeasuredConc","254;1",17.987428640000001,"mg/L","MeasuredConc","254;1",17.987428640000001,"mg/L","MeasuredConc","254;1",17.987428640000001,"mg/L","MeasuredConc","254;1",17.987428640000001,"mg/L","MeasuredConc","254;1",17.987428640000001,"mg/L","MeasuredConc","254;1",17.987428640000001,"mg/L",0]
["MeasuredConc","255;1",19.541897779999999,"mg/L","MeasuredConc","255;1",19.541897779999999,"mg/L","MeasuredConc","255;1",19.541897779999999,"mg/L","MeasuredConc","255;1",19.541897779999999,"mg/L","MeasuredConc","255;1",19.541897779999999,"mg/L","MeasuredConc","255;1",19.541897779999999,"mg/L",0]
["MeasuredConc","256;1",19.541897779999999,"mg/L","MeasuredConc","256;1",19.541897779999999,"mg/L","MeasuredConc","256;1",19.541897779999999,"mg/L","MeasuredConc","256;1",19.541897779999999,"mg/L","MeasuredConc","256;1",19.541897779999999,"mg/L","MeasuredConc","256;1",19.541897779999999,"mg/L",0]
["MeasuredConc","257;1",20.557061310000002,"mg/L","MeasuredConc","257;1",20.557061310000002,"mg/L","MeasuredConc","257;1",20.557061310000002,"mg/L","MeasuredConc","257;1",20.557061310000002,"mg/L","MeasuredConc","257;1",20.557061310000002,"mg/L","MeasuredConc","257;1",20.557061310000002,"mg/L",0]
["MeasuredConc","258;1",13.190780999999999,"mg/L","MeasuredConc","258;1",13.190780999999999,"mg/L","MeasuredConc","258;1",13.190780999999999,"mg/L","MeasuredConc","258;1",13.190780999999999,"mg/L","MeasuredConc","258;1",13.190780999999999,"mg/L","MeasuredConc","258;1",13.190780999999999,"mg/L",0]
["MeasuredConc","259;1",3.3678589799999998,"mg/L","MeasuredConc","259;1",3.3678589799999998,"mg/L","MeasuredConc","259;1",3.3678589799999998,"mg/L","MeasuredConc","259;1",3.3678589799999998,"mg/L","MeasuredConc","259;1",3.3678589799999998,"mg/L","MeasuredConc","259;1",3.3678589799999998,"mg/L",0]
["MeasuredConc","260;1",2.6381562010000001,"mg/L","MeasuredConc","260;1",2.6381562010000001,"mg/L","MeasuredConc","260;1",2.6381562010000001,"mg/L","MeasuredConc","260;1",2.6381562010000001,"mg/L","MeasuredConc","260;1",2.6381562010000001,"mg/L","MeasuredConc","260;1",2.6381562010000001,"mg/L",0]
["MeasuredConc","261;1",4.5225534869999997,"mg/L","MeasuredConc","261;1",4.5225534869999997,"mg/L","MeasuredConc","261;1",4.5225534869999997,"mg/L","MeasuredConc","261;1",4.5225534869999997,"mg/L","MeasuredConc","261;1",4.5225534869999997,"mg/L","MeasuredConc","261;1",4.5225534869999997,"mg/L",0]
["MeasuredConc","262;1",6.0880527710000001,"mg/L","MeasuredConc","262;1",6.0880527710000001,"mg/L","MeasuredConc","262;1",6.0880527710000001,"mg/L","MeasuredConc","262;1",6.0880527710000001,"mg/L","MeasuredConc","262;1",6.0880527710000001,"mg/L","MeasuredConc","262;1",6.0880527710000001,"mg/L",0]
["MeasuredConc","263;1",7.9144686030000004,"mg/L","MeasuredConc","263;1",7.9144686030000004,"mg/L","MeasuredConc","263;1",7.9144686030000004,"mg/L","MeasuredConc","263;1",7.9144686030000004,"mg/L","MeasuredConc","263;1",7.9144686030000004,"mg/L","MeasuredConc","263;1",7.9144686030000004,"mg/L",0]
["MeasuredConc","264;1",9.3111395330000004,"mg/L","MeasuredConc","264;1",9.3111395330000004,"mg/L","MeasuredConc","264;1",9.3111395330000004,"mg/L","MeasuredConc","264;1",9.3111395330000004,"mg/L","MeasuredConc","264;1",9.3111395330000004,"mg/L","MeasuredConc","264;1",9.3111395330000004,"mg/L",0]
["MeasuredConc","265;1",9.8930857529999994,"mg/L","MeasuredConc","265;1",9.8930857529999994,"mg/L","MeasuredConc","265;1",9.8930857529999994,"mg/L","MeasuredConc","265;1",9.8930857529999994,"mg/L","MeasuredConc","265;1",9.8930857529999994,"mg/L","MeasuredConc","265;1",9.8930857529999994,"mg/L",0]
["MeasuredConc","266;1",4.1655097909999999,"mg/L","MeasuredConc","266;1",4.1655097909999999,"mg/L","MeasuredConc","266;1",4.1655097909999999,"mg/L","MeasuredConc","266;1",4.1655097909999999,"mg/L","MeasuredConc","266;1",4.1655097909999999,"mg/L","MeasuredConc","266;1",4.1655097909999999,"mg/L",0]
["MeasuredConc","267;1",5.2763124020000003,"mg/L","MeasuredConc","267;1",5.2763124020000003,"mg/L","MeasuredConc","267;1",5.2763124020000003,"mg/L","MeasuredConc","267;1",5.2763124020000003,"mg/L","MeasuredConc","267;1",5.2763124020000003,"mg/L","MeasuredConc","267;1",5.2763124020000003,"mg/L",0]
["MeasuredConc","268;1",6.0880527710000001,"mg/L","MeasuredConc","268;1",6.0880527710000001,"mg/L","MeasuredConc","268;1",6.0880527710000001,"mg/L","MeasuredConc","268;1",6.0880527710000001,"mg/L","MeasuredConc","268;1",6.0880527710000001,"mg/L","MeasuredConc","268;1",6.0880527710000001,"mg/L",0]
["MeasuredConc","269;1",5.8625693349999999,"mg/L","MeasuredConc","269;1",5.8625693349999999,"mg/L","MeasuredConc","269;1",5.8625693349999999,"mg/L","MeasuredConc","269;1",5.8625693349999999,"mg/L","MeasuredConc","269;1",5.8625693349999999,"mg/L","MeasuredConc","269;1",5.8625693349999999,"mg/L",0]
["MeasuredConc","270;1",4.7966476379999996,"mg/L","MeasuredConc","270;1",4.7966476379999996,"mg/L","MeasuredConc","270;1",4.7966476379999996,"mg/L","MeasuredConc","270;1",4.7966476379999996,"mg/L","MeasuredConc","270;1",4.7966476379999996,"mg/L","MeasuredConc","270;1",4.7966476379999996,"mg/L",0]
["MeasuredConc","271;1",4.396927002,"mg/L","MeasuredConc","271;1",4.396927002,"mg/L","MeasuredConc","271;1",4.396927002,"mg/L","MeasuredConc","271;1",4.396927002,"mg/L","MeasuredConc","271;1",4.396927002,"mg/L","MeasuredConc","271;1",4.396927002,"mg/L",0]
["MeasuredConc","272;1",4.9465428769999997,"mg/L","MeasuredConc","272;1",4.9465428769999997,"mg/L","MeasuredConc","272;1",4.9465428769999997,"mg/L","MeasuredConc","272;1",4.9465428769999997,"mg/L","MeasuredConc","272;1",4.9465428769999997,"mg/L","MeasuredConc","272;1",4.9465428769999997,"mg/L",0]
["MeasuredConc","273;1",5.6531918589999997,"mg/L","MeasuredConc","273;1",5.6531918589999997,"mg/L","MeasuredConc","273;1",5.6531918589999997,"mg/L","MeasuredConc","273;1",5.6531918589999997,"mg/L","MeasuredConc","273;1",5.6531918589999997,"mg/L","MeasuredConc","273;1",5.6531918589999997,"mg/L",0]
["MeasuredConc","274;1",6.331574882,"mg/L","MeasuredConc","274;1",6.331574882,"mg/L","MeasuredConc","274;1",6.331574882,"mg/L","MeasuredConc","274;1",6.331574882,"mg/L","MeasuredConc","274;1",6.331574882,"mg/L","MeasuredConc","274;1",6.331574882,"mg/L",0]
["MeasuredConc","275;1",6.8821466109999996,"mg/L","MeasuredConc","275;1",6.8821466109999996,"mg/L","MeasuredConc","275;1",6.8821466109999996,"mg/L","MeasuredConc","275;1",6.8821466109999996,"mg/L","MeasuredConc","275;1",6.8821466109999996,"mg/L","MeasuredConc","275;1",6.8821466109999996,"mg/L",0]
["MeasuredConc","276;1",7.5375891450000001,"mg/L","MeasuredConc","276;1",7.5375891450000001,"mg/L","MeasuredConc","276;1",7.5375891450000001,"mg/L","MeasuredConc","276;1",7.5375891450000001,"mg/L","MeasuredConc","276;1",7.5375891450000001,"mg/L","MeasuredConc","276;1",7.5375891450000001,"mg/L",0]
["MeasuredConc","277;1",7.9144686030000004,"mg/L","MeasuredConc","277;1",7.9144686030000004,"mg/L","MeasuredConc","277;1",7.9144686030000004,"mg/L","MeasuredConc","277;1",7.9144686030000004,"mg/L","MeasuredConc","277;1",7.9144686030000004,"mg/L","MeasuredConc","277;1",7.9144686030000004,"mg/L",0]
["MeasuredConc","278;1",8.3310195819999997,"mg/L","MeasuredConc","278;1",8.3310195819999997,"mg/L","MeasuredConc","278;1",8.3310195819999997,"mg/L","MeasuredConc","278;1",8.3310195819999997,"mg/L","MeasuredConc","278;1",8.3310195819999997,"mg/L","MeasuredConc","278;1",8.3310195819999997,"mg/L",0]
["MeasuredConc","279;1",8.7938540029999999,"mg/L","MeasuredConc","279;1",8.7938540029999999,"mg/L","MeasuredConc","279;1",8.7938540029999999,"mg/L","MeasuredConc","279;1",8.7938540029999999,"mg/L","MeasuredConc","279;1",8.7938540029999999,"mg/L","MeasuredConc","279;1",8.7938540029999999,"mg/L",0]
["MeasuredConc","280;1",8.3310195819999997,"mg/L","MeasuredConc","280;1",8.3310195819999997,"mg/L","MeasuredConc","280;1",8.3310195819999997,"mg/L","MeasuredConc","280;1",8.3310195819999997,"mg/L","MeasuredConc","280;1",8.3310195819999997,"mg/L","MeasuredConc","280;1",8.3310195819999997,"mg/L",0]
["MeasuredConc","281;1",8.3310195819999997,"mg/L","MeasuredConc","281;1",8.3310195819999997,"mg/L","MeasuredConc","281;1",8.3310195819999997,"mg/L","MeasuredConc","281;1",8.3310195819999997,"mg/L","MeasuredConc","281;1",8.3310195819999997,"mg/L","MeasuredConc","281;1",8.3310195819999997,"mg/L",0]
["MeasuredConc","282;1",7.9144686030000004,"mg/L","MeasuredConc","282;1",7.9144686030000004,"mg/L","MeasuredConc","282;1",7.9144686030000004,"mg/L","MeasuredConc","282;1",7.9144686030000004,"mg/L","MeasuredConc","282;1",7.9144686030000004,"mg/L","MeasuredConc","282;1",7.9144686030000004,"mg/L",0]
["MeasuredConc","283;1",7.5375891450000001,"mg/L","MeasuredConc","283;1",7.5375891450000001,"mg/L","MeasuredConc","283;1",7.5375891450000001,"mg/L","MeasuredConc","283;1",7.5375891450000001,"mg/L","MeasuredConc","283;1",7.5375891450000001,"mg/L","MeasuredConc","283;1",7.5375891450000001,"mg/L",0]
["MeasuredConc","284;1",7.5375891450000001,"mg/L","MeasuredConc","284;1",7.5375891450000001,"mg/L","MeasuredConc","284;1",7.5375891450000001,"mg/L","MeasuredConc","284;1",7.5375891450000001,"mg/L","MeasuredConc","284;1",7.5375891450000001,"mg/L","MeasuredConc","284;1",7.5375891450000001,"mg/L",0]
["MeasuredConc","285;1",6.8821466109999996,"mg/L","MeasuredConc","285;1",6.8821466109999996,"mg/L","MeasuredConc","285;1",6.8821466109999996,"mg/L","MeasuredConc","285;1",6.8821466109999996,"mg/L","MeasuredConc","285;1",6.8821466109999996,"mg/L","MeasuredConc","285;1",6.8821466109999996,"mg/L",0]
["MeasuredConc","286;1",6.5953905019999999,"mg/L","MeasuredConc","286;1",6.5953905019999999,"mg/L","MeasuredConc","286;1",6.5953905019999999,"mg/L","MeasuredConc","286;1",6.5953905019999999,"mg/L","MeasuredConc","286;1",6.5953905019999999,"mg/L","MeasuredConc","286;1",6.5953905019999999,"mg/L",0]
["MeasuredConc","287;1",6.331574882,"mg/L","MeasuredConc","287;1",6.331574882,"mg/L","MeasuredConc","287;1",6.331574882,"mg/L","MeasuredConc","287;1",6.331574882,"mg/L","MeasuredConc","287;1",6.331574882,"mg/L","MeasuredConc","287;1",6.331574882,"mg/L",0]
["MeasuredConc","288;1",6.5953905019999999,"mg/L","MeasuredConc","288;1",6.5953905019999999,"mg/L","MeasuredConc","288;1",6.5953905019999999,"mg/L","MeasuredConc","288;1",6.5953905019999999,"mg/L","MeasuredConc","288;1",6.5953905019999999,"mg/L","MeasuredConc","288;1",6.5953905019999999,"mg/L",0]
["MeasuredConc","289;1",5.1061087760000001,"mg/L","MeasuredConc","289;1",5.1061087760000001,"mg/L","MeasuredConc","289;1",5.1061087760000001,"mg/L","MeasuredConc","289;1",5.1061087760000001,"mg/L","MeasuredConc","289;1",5.1061087760000001,"mg/L","MeasuredConc","289;1",5.1061087760000001,"mg/L",0]
["MeasuredConc","290;1",3.5974857290000002,"mg/L","MeasuredConc","290;1",3.5974857290000002,"mg/L","MeasuredConc","290;1",3.5974857290000002,"mg/L","MeasuredConc","290;1",3.5974857290000002,"mg/L","MeasuredConc","290;1",3.5974857290000002,"mg/L","MeasuredConc","290;1",3.5974857290000002,"mg/L",0]
["MeasuredConc","291;1",3.6811481869999998,"mg/L","MeasuredConc","291;1",3.6811481869999998,"mg/L","MeasuredConc","291;1",3.6811481869999998,"mg/L","MeasuredConc","291;1",3.6811481869999998,"mg/L","MeasuredConc","291;1",3.6811481869999998,"mg/L","MeasuredConc","291;1",3.6811481869999998,"mg/L",0]
["MeasuredConc","292;1",3.8607163920000001,"mg/L","MeasuredConc","292;1",3.8607163920000001,"mg/L","MeasuredConc","292;1",3.8607163920000001,"mg/L","MeasuredConc","292;1",3.8607163920000001,"mg/L","MeasuredConc","292;1",3.8607163920000001,"mg/L","MeasuredConc","292;1",3.8607163920000001,"mg/L",0]
["MeasuredConc","293;1",4.396927002,"mg/L","MeasuredConc","293;1",4.396927002,"mg/L","MeasuredConc","293;1",4.396927002,"mg/L","MeasuredConc","293;1",4.396927002,"mg/L","MeasuredConc","293;1",4.396927002,"mg/L","MeasuredConc","293;1",4.396927002,"mg/L",0]
["MeasuredConc","294;1",4.9465428769999997,"mg/L","MeasuredConc","294;1",4.9465428769999997,"mg/L","MeasuredConc","294;1",4.9465428769999997,"mg/L","MeasuredConc","294;1",4.9465428769999997,"mg/L","MeasuredConc","294;1",4.9465428769999997,"mg/L","MeasuredConc","294;1",4.9465428769999997,"mg/L",0]
["MeasuredConc","295;1",5.6531918589999997,"mg/L","MeasuredConc","295;1",5.6531918589999997,"mg/L","MeasuredConc","295;1",5.6531918589999997,"mg/L","MeasuredConc","295;1",5.6531918589999997,"mg/L","MeasuredConc","295;1",5.6531918589999997,"mg/L","MeasuredConc","295;1",5.6531918589999997,"mg/L",{"$f":"IF(ISNUMBER(C9092),IF(AVERAGE(C9092,G9092,K9092,O9092,S9092,W9092)<>MAX(C9092,G9092,K9092,O9092,S9092,W9092),1,0),\"\")","v":0}]
["MeasuredConc","296;1",5.8625693349999999,"mg/L","MeasuredConc","296;1",5.8625693349999999,"mg/L","MeasuredConc","296;1",5.8625693349999999,"mg/L","MeasuredConc","296;1",5.8625693349999999,"mg/L","MeasuredConc","296;1",5.8625693349999999,"mg/L","MeasuredConc","296;1",5.8625693349999999,"mg/L",0]
["MeasuredConc","297;1",6.0880527710000001,"mg/L","MeasuredConc","297;1",6.0880527710000001,"mg/L","MeasuredConc","297;1",6.0880527710000001,"mg/L","MeasuredConc","297;1",6.0880527710000001,"mg/L","MeasuredConc","297;1",6.0880527710000001,"mg/L","MeasuredConc","297;1",6.0880527710000001,"mg/L",0]
["MeasuredConc","298;1",6.0880527710000001,"mg/L","MeasuredConc","298;1",6.0880527710000001,"mg/L","MeasuredConc","298;1",6.0880527710000001,"mg/L","MeasuredConc","298;1",6.0880527710000001,"mg/L","MeasuredConc","298;1",6.0880527710000001,"mg/L","MeasuredConc","298;1",6.0880527710000001,"mg/L",0]
["MeasuredConc","299;1",4.0587018480000001,"mg/L","MeasuredConc","299;1",4.0587018480000001,"mg/L","MeasuredConc","299;1",4.0587018480000001,"mg/L","MeasuredConc","299;1",4.0587018480000001,"mg/L","MeasuredConc","299;1",4.0587018480000001,"mg/L","MeasuredConc","299;1",4.0587018480000001,"mg/L",0]
["MeasuredConc","300;1",2.3277848830000001,"mg/L","MeasuredConc","300;1",2.3277848830000001,"mg/L","MeasuredConc","300;1",2.3277848830000001,"mg/L","MeasuredConc","300;1",2.3277848830000001,"mg/L","MeasuredConc","300;1",2.3277848830000001,"mg/L","MeasuredConc","300;1",2.3277848830000001,"mg/L",0]
["MeasuredConc","301;1",2.3625279410000002,"mg/L","MeasuredConc","301;1",2.3625279410000002,"mg/L","MeasuredConc","301;1",2.3625279410000002,"mg/L","MeasuredConc","301;1",2.3625279410000002,"mg/L","MeasuredConc","301;1",2.3625279410000002,"mg/L","MeasuredConc","301;1",2.3625279410000002,"mg/L",0]
["MeasuredConc","302;1",2.4732714379999998,"mg/L","MeasuredConc","302;1",2.4732714379999998,"mg/L","MeasuredConc","302;1",2.4732714379999998,"mg/L","MeasuredConc","302;1",2.4732714379999998,"mg/L","MeasuredConc","302;1",2.4732714379999998,"mg/L","MeasuredConc","302;1",2.4732714379999998,"mg/L",0]
["MeasuredConc","303;1",2.8265959299999999,"mg/L","MeasuredConc","303;1",2.8265959299999999,"mg/L","MeasuredConc","303;1",2.8265959299999999,"mg/L","MeasuredConc","303;1",2.8265959299999999,"mg/L","MeasuredConc","303;1",2.8265959299999999,"mg/L","MeasuredConc","303;1",2.8265959299999999,"mg/L",0]
["MeasuredConc","304;1",3.165787441,"mg/L","MeasuredConc","304;1",3.165787441,"mg/L","MeasuredConc","304;1",3.165787441,"mg/L","MeasuredConc","304;1",3.165787441,"mg/L","MeasuredConc","304;1",3.165787441,"mg/L","MeasuredConc","304;1",3.165787441,"mg/L",0]
["MeasuredConc","305;1",3.6811481869999998,"mg/L","MeasuredConc","305;1",3.6811481869999998,"mg/L","MeasuredConc","305;1",3.6811481869999998,"mg/L","MeasuredConc","305;1",3.6811481869999998,"mg/L","MeasuredConc","305;1",3.6811481869999998,"mg/L","MeasuredConc","305;1",3.6811481869999998,"mg/L",0]
["MeasuredConc","306;1",3.9572343010000002,"mg/L","MeasuredConc","306;1",3.9572343010000002,"mg/L","MeasuredConc","306;1",3.9572343010000002,"mg/L","MeasuredConc","306;1",3.9572343010000002,"mg/L","MeasuredConc","306;1",3.9572343010000002,"mg/L","MeasuredConc","306;1",3.9572343010000002,"mg/L",0]
["MeasuredConc","307;1",4.1655097909999999,"mg/L","MeasuredConc","307;1",4.1655097909999999,"mg/L","MeasuredConc","307;1",4.1655097909999999,"mg/L","MeasuredConc","307;1",4.1655097909999999,"mg/L","MeasuredConc","307;1",4.1655097909999999,"mg/L","MeasuredConc","307;1",4.1655097909999999,"mg/L",0]
["MeasuredConc","308;1",4.5225534869999997,"mg/L","MeasuredConc","308;1",4.5225534869999997,"mg/L","MeasuredConc","308;1",4.5225534869999997,"mg/L","MeasuredConc","308;1",4.5225534869999997,"mg/L","MeasuredConc","308;1",4.5225534869999997,"mg/L","MeasuredConc","308;1",4.5225534869999997,"mg/L",0]
["MeasuredConc","309;1",4.5225534869999997,"mg/L","MeasuredConc","309;1",4.5225534869999997,"mg/L","MeasuredConc","309;1",4.5225534869999997,"mg/L","MeasuredConc","309;1",4.5225534869999997,"mg/L","MeasuredConc","309;1",4.5225534869999997,"mg/L","MeasuredConc","309;1",4.5225534869999997,"mg/L",0]
["MeasuredConc","310;1",3.4410733059999998,"mg/L","MeasuredConc","310;1",3.4410733059999998,"mg/L","MeasuredConc","310;1",3.4410733059999998,"mg/L","MeasuredConc","310;1",3.4410733059999998,"mg/L","MeasuredConc","310;1",3.4410733059999998,"mg/L","MeasuredConc","310;1",3.4410733059999998,"mg/L",0]
["MeasuredConc","311;1",3.2976952509999999,"mg/L","MeasuredConc","311;1",3.2976952509999999,"mg/L","MeasuredConc","311;1",3.2976952509999999,"mg/L","MeasuredConc","311;1",3.2976952509999999,"mg/L","MeasuredConc","311;1",3.2976952509999999,"mg/L","MeasuredConc","311;1",3.2976952509999999,"mg/L",0]
["MeasuredConc","312;1",3.2303953480000001,"mg/L","MeasuredConc","312;1",3.2303953480000001,"mg/L","MeasuredConc","312;1",3.2303953480000001,"mg/L","MeasuredConc","312;1",3.2303953480000001,"mg/L","MeasuredConc","312;1",3.2303953480000001,"mg/L","MeasuredConc","312;1",3.2303953480000001,"mg/L",0]
["MeasuredConc","313;1",3.2976952509999999,"mg/L","MeasuredConc","313;1",3.2976952509999999,"mg/L","MeasuredConc","313;1",3.2976952509999999,"mg/L","MeasuredConc","313;1",3.2976952509999999,"mg/L","MeasuredConc","313;1",3.2976952509999999,"mg/L","MeasuredConc","313;1",3.2976952509999999,"mg/L",0]
["MeasuredConc","314;1",3.4410733059999998,"mg/L","MeasuredConc","314;1",3.4410733059999998,"mg/L","MeasuredConc","314;1",3.4410733059999998,"mg/L","MeasuredConc","314;1",3.4410733059999998,"mg/L","MeasuredConc","314;1",3.4410733059999998,"mg/L","MeasuredConc","314;1",3.4410733059999998,"mg/L",0]
["MeasuredConc","315;1",3.2303953480000001,"mg/L","MeasuredConc","315;1",3.2303953480000001,"mg/L","MeasuredConc","315;1",3.2303953480000001,"mg/L","MeasuredConc","315;1",3.2303953480000001,"mg/L","MeasuredConc","315;1",3.2303953480000001,"mg/L","MeasuredConc","315;1",3.2303953480000001,"mg/L",0]
["MeasuredConc","316;1",2.7291271039999998,"mg/L","MeasuredConc","316;1",2.7291271039999998,"mg/L","MeasuredConc","316;1",2.7291271039999998,"mg/L","MeasuredConc","316;1",2.7291271039999998,"mg/L","MeasuredConc","316;1",2.7291271039999998,"mg/L","MeasuredConc","316;1",2.7291271039999998,"mg/L",0]
["MeasuredConc","317;1",1.3414353560000001,"mg/L","MeasuredConc","317;1",1.3414353560000001,"mg/L","MeasuredConc","317;1",1.3414353560000001,"mg/L","MeasuredConc","317;1",1.3414353560000001,"mg/L","MeasuredConc","317;1",1.3414353560000001,"mg/L","MeasuredConc","317;1",1.3414353560000001,"mg/L",0]
["MeasuredConc","318;1",1.09923175,"mg/L","MeasuredConc","318;1",1.09923175,"mg/L","MeasuredConc","318;1",1.09923175,"mg/L","MeasuredConc","318;1",1.09923175,"mg/L","MeasuredConc","318;1",1.09923175,"mg/L","MeasuredConc","318;1",1.09923175,"mg/L",0]
["MeasuredConc","319;1",1.106918686,"mg/L","MeasuredConc","319;1",1.106918686,"mg/L","MeasuredConc","319;1",1.106918686,"mg/L","MeasuredConc","319;1",1.106918686,"mg/L","MeasuredConc","319;1",1.106918686,"mg/L","MeasuredConc","319;1",1.106918686,"mg/L",0]
["MeasuredConc","320;1",1.2869054639999999,"mg/L","MeasuredConc","320;1",1.2869054639999999,"mg/L","MeasuredConc","320;1",1.2869054639999999,"mg/L","MeasuredConc","320;1",1.2869054639999999,"mg/L","MeasuredConc","320;1",1.2869054639999999,"mg/L","MeasuredConc","320;1",1.2869054639999999,"mg/L",0]
["MeasuredConc","321;1",0.76839500999999999,"mg/L","MeasuredConc","321;1",0.76839500999999999,"mg/L","MeasuredConc","321;1",0.76839500999999999,"mg/L","MeasuredConc","321;1",0.76839500999999999,"mg/L","MeasuredConc","321;1",0.76839500999999999,"mg/L","MeasuredConc","321;1",0.76839500999999999,"mg/L",0]
["MeasuredConc","322;1",0.59063198500000003,"mg/L","MeasuredConc","322;1",0.59063198500000003,"mg/L","MeasuredConc","322;1",0.59063198500000003,"mg/L","MeasuredConc","322;1",0.59063198500000003,"mg/L","MeasuredConc","322;1",0.59063198500000003,"mg/L","MeasuredConc","322;1",0.59063198500000003,"mg/L",0]
["MeasuredConc","323;1",0.50410628000000002,"mg/L","MeasuredConc","323;1",0.50410628000000002,"mg/L","MeasuredConc","323;1",0.50410628000000002,"mg/L","MeasuredConc","323;1",0.50410628000000002,"mg/L","MeasuredConc","323;1",0.50410628000000002,"mg/L","MeasuredConc","323;1",0.50410628000000002,"mg/L",0]
["MeasuredConc","324;1",0.48704422200000003,"mg/L","MeasuredConc","324;1",0.48704422200000003,"mg/L","MeasuredConc","324;1",0.48704422200000003,"mg/L","MeasuredConc","324;1",0.48704422200000003,"mg/L","MeasuredConc","324;1",0.48704422200000003,"mg/L","MeasuredConc","324;1",0.48704422200000003,"mg/L",0]
["MeasuredConc","325;1",0.59063198500000003,"mg/L","MeasuredConc","325;1",0.59063198500000003,"mg/L","MeasuredConc","325;1",0.59063198500000003,"mg/L","MeasuredConc","325;1",0.59063198500000003,"mg/L","MeasuredConc","325;1",0.59063198500000003,"mg/L","MeasuredConc","325;1",0.59063198500000003,"mg/L",0]
["MeasuredConc","326;1",0.63826359700000002,"mg/L","MeasuredConc","326;1",0.63826359700000002,"mg/L","MeasuredConc","326;1",0.63826359700000002,"mg/L","MeasuredConc","326;1",0.63826359700000002,"mg/L","MeasuredConc","326;1",0.63826359700000002,"mg/L","MeasuredConc","326;1",0.63826359700000002,"mg/L",0]
["MeasuredConc","327;1",0.65953905000000002,"mg/L","MeasuredConc","327;1",0.65953905000000002,"mg/L","MeasuredConc","327;1",0.65953905000000002,"mg/L","MeasuredConc","327;1",0.65953905000000002,"mg/L","MeasuredConc","327;1",0.65953905000000002,"mg/L","MeasuredConc","327;1",0.65953905000000002,"mg/L",0]
["MeasuredConc","328;1",0.68523537700000003,"mg/L","MeasuredConc","328;1",0.68523537700000003,"mg/L","MeasuredConc","328;1",0.68523537700000003,"mg/L","MeasuredConc","328;1",0.68523537700000003,"mg/L","MeasuredConc","328;1",0.68523537700000003,"mg/L","MeasuredConc","328;1",0.68523537700000003,"mg/L",0]
["MeasuredConc","329;1",0.74664798099999996,"mg/L","MeasuredConc","329;1",0.74664798099999996,"mg/L","MeasuredConc","329;1",0.74664798099999996,"mg/L","MeasuredConc","329;1",0.74664798099999996,"mg/L","MeasuredConc","329;1",0.74664798099999996,"mg/L","MeasuredConc","329;1",0.74664798099999996,"mg/L",0]
["MeasuredConc","330;1",0.87452691699999996,"mg/L","MeasuredConc","330;1",0.87452691699999996,"mg/L","MeasuredConc","330;1",0.87452691699999996,"mg/L","MeasuredConc","330;1",0.87452691699999996,"mg/L","MeasuredConc","330;1",0.87452691699999996,"mg/L","MeasuredConc","330;1",0.87452691699999996,"mg/L",0]
["MeasuredConc","331;1",1.0018314690000001,"mg/L","MeasuredConc","331;1",1.0018314690000001,"mg/L","MeasuredConc","331;1",1.0018314690000001,"mg/L","MeasuredConc","331;1",1.0018314690000001,"mg/L","MeasuredConc","331;1",1.0018314690000001,"mg/L","MeasuredConc","331;1",1.0018314690000001,"mg/L",0]
["MeasuredConc","332;1",1.0841737810000001,"mg/L","MeasuredConc","332;1",1.0841737810000001,"mg/L","MeasuredConc","332;1",1.0841737810000001,"mg/L","MeasuredConc","332;1",1.0841737810000001,"mg/L","MeasuredConc","332;1",1.0841737810000001,"mg/L","MeasuredConc","332;1",1.0841737810000001,"mg/L",0]
["MeasuredConc","333;1",1.1638924420000001,"mg/L","MeasuredConc","333;1",1.1638924420000001,"mg/L","MeasuredConc","333;1",1.1638924420000001,"mg/L","MeasuredConc","333;1",1.1638924420000001,"mg/L","MeasuredConc","333;1",1.1638924420000001,"mg/L","MeasuredConc","333;1",1.1638924420000001,"mg/L",0]
["MeasuredConc","334;1",1.227049396,"mg/L","MeasuredConc","334;1",1.227049396,"mg/L","MeasuredConc","334;1",1.227049396,"mg/L","MeasuredConc","334;1",1.227049396,"mg/L","MeasuredConc","334;1",1.227049396,"mg/L","MeasuredConc","334;1",1.227049396,"mg/L",0]
["MeasuredConc","335;1",1.2463730079999999,"mg/L","MeasuredConc","335;1",1.2463730079999999,"mg/L","MeasuredConc","335;1",1.2463730079999999,"mg/L","MeasuredConc","335;1",1.2463730079999999,"mg/L","MeasuredConc","335;1",1.2463730079999999,"mg/L","MeasuredConc","335;1",1.2463730079999999,"mg/L",0]
["MeasuredConc","336;1",1.3190781,"mg/L","MeasuredConc","336;1",1.3190781,"mg/L","MeasuredConc","336;1",1.3190781,"mg/L","MeasuredConc","336;1",1.3190781,"mg/L","MeasuredConc","336;1",1.3190781,"mg/L","MeasuredConc","336;1",1.3190781,"mg/L",0]
["MeasuredConc","337;1",1.4132979649999999,"mg/L","MeasuredConc","337;1",1.4132979649999999,"mg/L","MeasuredConc","337;1",1.4132979649999999,"mg/L","MeasuredConc","337;1",1.4132979649999999,"mg/L","MeasuredConc","337;1",1.4132979649999999,"mg/L","MeasuredConc","337;1",1.4132979649999999,"mg/L",0]
["MeasuredConc","338;1",1.53679002,"mg/L","MeasuredConc","338;1",1.53679002,"mg/L","MeasuredConc","338;1",1.53679002,"mg/L","MeasuredConc","338;1",1.53679002,"mg/L","MeasuredConc","338;1",1.53679002,"mg/L","MeasuredConc","338;1",1.53679002,"mg/L",0]
["MeasuredConc","339;1",1.6318491959999999,"mg/L","MeasuredConc","339;1",1.6318491959999999,"mg/L","MeasuredConc","339;1",1.6318491959999999,"mg/L","MeasuredConc","339;1",1.6318491959999999,"mg/L","MeasuredConc","339;1",1.6318491959999999,"mg/L","MeasuredConc","339;1",1.6318491959999999,"mg/L",0]
["MeasuredConc","340;1",1.7205366529999999,"mg/L","MeasuredConc","340;1",1.7205366529999999,"mg/L","MeasuredConc","340;1",1.7205366529999999,"mg/L","MeasuredConc","340;1",1.7205366529999999,"mg/L","MeasuredConc","340;1",1.7205366529999999,"mg/L","MeasuredConc","340;1",1.7205366529999999,"mg/L",0]
["MeasuredConc","341;1",1.81941807,"mg/L","MeasuredConc","341;1",1.81941807,"mg/L","MeasuredConc","341;1",1.81941807,"mg/L","MeasuredConc","341;1",1.81941807,"mg/L","MeasuredConc","341;1",1.81941807,"mg/L","MeasuredConc","341;1",1.81941807,"mg/L",0]
["MeasuredConc","342;1",1.739443649,"mg/L","MeasuredConc","342;1",1.739443649,"mg/L","MeasuredConc","342;1",1.739443649,"mg/L","MeasuredConc","342;1",1.739443649,"mg/L","MeasuredConc","342;1",1.739443649,"mg/L","MeasuredConc","342;1",1.739443649,"mg/L",0]
["MeasuredConc","343;1",1.8405740939999999,"mg/L","MeasuredConc","343;1",1.8405740939999999,"mg/L","MeasuredConc","343;1",1.8405740939999999,"mg/L","MeasuredConc","343;1",1.8405740939999999,"mg/L","MeasuredConc","343;1",1.8405740939999999,"mg/L","MeasuredConc","343;1",1.8405740939999999,"mg/L",0]
["MeasuredConc","344;1",2.0293509240000001,"mg/L","MeasuredConc","344;1",2.0293509240000001,"mg/L","MeasuredConc","344;1",2.0293509240000001,"mg/L","MeasuredConc","344;1",2.0293509240000001,"mg/L","MeasuredConc","344;1",2.0293509240000001,"mg/L","MeasuredConc","344;1",2.0293509240000001,"mg/L",0]
["MeasuredConc","345;1",1.930358196,"mg/L","MeasuredConc","345;1",1.930358196,"mg/L","MeasuredConc","345;1",1.930358196,"mg/L","MeasuredConc","345;1",1.930358196,"mg/L","MeasuredConc","345;1",1.930358196,"mg/L","MeasuredConc","345;1",1.930358196,"mg/L",0]
["MeasuredConc","346;1",1.048273987,"mg/L","MeasuredConc","346;1",1.048273987,"mg/L","MeasuredConc","346;1",1.048273987,"mg/L","MeasuredConc","346;1",1.048273987,"mg/L","MeasuredConc","346;1",1.048273987,"mg/L","MeasuredConc","346;1",1.048273987,"mg/L",0]
["MeasuredConc","347;1",0.77214327800000004,"mg/L","MeasuredConc","347;1",0.77214327800000004,"mg/L","MeasuredConc","347;1",0.77214327800000004,"mg/L","MeasuredConc","347;1",0.77214327800000004,"mg/L","MeasuredConc","347;1",0.77214327800000004,"mg/L","MeasuredConc","347;1",0.77214327800000004,"mg/L",0]
["MeasuredConc","348;1",0.51392653300000002,"mg/L","MeasuredConc","348;1",0.51392653300000002,"mg/L","MeasuredConc","348;1",0.51392653300000002,"mg/L","MeasuredConc","348;1",0.51392653300000002,"mg/L","MeasuredConc","348;1",0.51392653300000002,"mg/L","MeasuredConc","348;1",0.51392653300000002,"mg/L",0]
["MeasuredConc","349;1",0.36983498100000001,"mg/L","MeasuredConc","349;1",0.36983498100000001,"mg/L","MeasuredConc","349;1",0.36983498100000001,"mg/L","MeasuredConc","349;1",0.36983498100000001,"mg/L","MeasuredConc","349;1",0.36983498100000001,"mg/L","MeasuredConc","349;1",0.36983498100000001,"mg/L",0]
["MeasuredConc","350;1",0.30676234899999999,"mg/L","MeasuredConc","350;1",0.30676234899999999,"mg/L","MeasuredConc","350;1",0.30676234899999999,"mg/L","MeasuredConc","350;1",0.30676234899999999,"mg/L","MeasuredConc","350;1",0.30676234899999999,"mg/L","MeasuredConc","350;1",0.30676234899999999,"mg/L",0]
["MeasuredConc","351;1",0.33045797900000001,"mg/L","MeasuredConc","351;1",0.33045797900000001,"mg/L","MeasuredConc","351;1",0.33045797900000001,"mg/L","MeasuredConc","351;1",0.33045797900000001,"mg/L","MeasuredConc","351;1",0.33045797900000001,"mg/L","MeasuredConc","351;1",0.33045797900000001,"mg/L",0]
["MeasuredConc","352;1",0.38513229199999999,"mg/L","MeasuredConc","352;1",0.38513229199999999,"mg/L","MeasuredConc","352;1",0.38513229199999999,"mg/L","MeasuredConc","352;1",0.38513229199999999,"mg/L","MeasuredConc","352;1",0.38513229199999999,"mg/L","MeasuredConc","352;1",0.38513229199999999,"mg/L",0]
["MeasuredConc","353;1",0.456165337,"mg/L","MeasuredConc","353;1",0.456165337,"mg/L","MeasuredConc","353;1",0.456165337,"mg/L","MeasuredConc","353;1",0.456165337,"mg/L","MeasuredConc","353;1",0.456165337,"mg/L","MeasuredConc","353;1",0.456165337,"mg/L",0]
["MeasuredConc","354;1",0.46831175200000003,"mg/L","MeasuredConc","354;1",0.46831175200000003,"mg/L","MeasuredConc","354;1",0.46831175200000003,"mg/L","MeasuredConc","354;1",0.46831175200000003,"mg/L","MeasuredConc","354;1",0.46831175200000003,"mg/L","MeasuredConc","354;1",0.46831175200000003,"mg/L",0]
["MeasuredConc","355;1",0.38326724499999998,"mg/L","MeasuredConc","355;1",0.38326724499999998,"mg/L","MeasuredConc","355;1",0.38326724499999998,"mg/L","MeasuredConc","355;1",0.38326724499999998,"mg/L","MeasuredConc","355;1",0.38326724499999998,"mg/L","MeasuredConc","355;1",0.38326724499999998,"mg/L",0]
["MeasuredConc","356;1",0.32172636599999999,"mg/L","MeasuredConc","356;1",0.32172636599999999,"mg/L","MeasuredConc","356;1",0.32172636599999999,"mg/L","MeasuredConc","356;1",0.32172636599999999,"mg/L","MeasuredConc","356;1",0.32172636599999999,"mg/L","MeasuredConc","356;1",0.32172636599999999,"mg/L",0]
["MeasuredConc","357;1",0.34261768799999998,"mg/L","MeasuredConc","357;1",0.34261768799999998,"mg/L","MeasuredConc","357;1",0.34261768799999998,"mg/L","MeasuredConc","357;1",0.34261768799999998,"mg/L","MeasuredConc","357;1",0.34261768799999998,"mg/L","MeasuredConc","357;1",0.34261768799999998,"mg/L",0]
["MeasuredConc","358;1",0.39572342999999999,"mg/L","MeasuredConc","358;1",0.39572342999999999,"mg/L","MeasuredConc","358;1",0.39572342999999999,"mg/L","MeasuredConc","358;1",0.39572342999999999,"mg/L","MeasuredConc","358;1",0.39572342999999999,"mg/L","MeasuredConc","358;1",0.39572342999999999,"mg/L",0]
["MeasuredConc","359;1",0.42098237199999999,"mg/L","MeasuredConc","359;1",0.42098237199999999,"mg/L","MeasuredConc","359;1",0.42098237199999999,"mg/L","MeasuredConc","359;1",0.42098237199999999,"mg/L","MeasuredConc","359;1",0.42098237199999999,"mg/L","MeasuredConc","359;1",0.42098237199999999,"mg/L",{"$f":"IF(ISNUMBER(C9156),IF(AVERAGE(C9156,G9156,K9156,O9156,S9156,W9156)<>MAX(C9156,G9156,K9156,O9156,S9156,W9156),1,0),\"\")","v":0}]
["MeasuredConc","360;1",0.38987530100000001,"mg/L","MeasuredConc","360;1",0.38987530100000001,"mg/L","MeasuredConc","360;1",0.38987530100000001,"mg/L","MeasuredConc","360;1",0.38987530100000001,"mg/L","MeasuredConc","360;1",0.38987530100000001,"mg/L","MeasuredConc","360;1",0.38987530100000001,"mg/L",0]
["MeasuredConc","361;1",0.38419750499999999,"mg/L","MeasuredConc","361;1",0.38419750499999999,"mg/L","MeasuredConc","361;1",0.38419750499999999,"mg/L","MeasuredConc","361;1",0.38419750499999999,"mg/L","MeasuredConc","361;1",0.38419750499999999,"mg/L","MeasuredConc","361;1",0.38419750499999999,"mg/L",0]
["MeasuredConc","362;1",0.41328817800000001,"mg/L","MeasuredConc","362;1",0.41328817800000001,"mg/L","MeasuredConc","362;1",0.41328817800000001,"mg/L","MeasuredConc","362;1",0.41328817800000001,"mg/L","MeasuredConc","362;1",0.41328817800000001,"mg/L","MeasuredConc","362;1",0.41328817800000001,"mg/L",0]
["MeasuredConc","363;1",0.46555697699999998,"mg/L","MeasuredConc","363;1",0.46555697699999998,"mg/L","MeasuredConc","363;1",0.46555697699999998,"mg/L","MeasuredConc","363;1",0.46555697699999998,"mg/L","MeasuredConc","363;1",0.46555697699999998,"mg/L","MeasuredConc","363;1",0.46555697699999998,"mg/L",0]
["MeasuredConc","364;1",0.52939589300000001,"mg/L","MeasuredConc","364;1",0.52939589300000001,"mg/L","MeasuredConc","364;1",0.52939589300000001,"mg/L","MeasuredConc","364;1",0.52939589300000001,"mg/L","MeasuredConc","364;1",0.52939589300000001,"mg/L","MeasuredConc","364;1",0.52939589300000001,"mg/L",0]
["MeasuredConc","365;1",0.58625693400000001,"mg/L","MeasuredConc","365;1",0.58625693400000001,"mg/L","MeasuredConc","365;1",0.58625693400000001,"mg/L","MeasuredConc","365;1",0.58625693400000001,"mg/L","MeasuredConc","365;1",0.58625693400000001,"mg/L","MeasuredConc","365;1",0.58625693400000001,"mg/L",0]
["QRuT","1;1",7.5214330360000003,"in/acre/month","QRuT","1;1",8.9973543589999991,"in/acre/month","QRuT","1;1",7.3316788400000004,"in/acre/month","QRuT","1;1",8.2614103179999994,"in/acre/month","QRuT","1;1",7.3611360880000003,"in/acre/month","QRuT","1;1",8.9818033869999994,"in/acre/month",1]
["QRuT","2;1",4.9736305840000004,"in/acre/month","QRuT","2;1",5.9633630479999997,"in/acre/month","QRuT","2;1",4.855305939,"in/acre/month","QRuT","2;1",5.4665202769999999,"in/acre/month","QRuT","2;1",4.8744214169999998,"in/acre/month","QRuT","2;1",5.952464537,"in/acre/month",1]
["QRuT","3;1",12.250083800000001,"in/acre/month","QRuT","3;1",15.099603950000001,"in/acre/month","QRuT","3;1",11.89362283,"in/acre/month","QRuT","3;1",13.614096079999999,"in/acre/month","QRuT","3;1",11.945157180000001,"in/acre/month","QRuT","3;1",15.06577012,"in/acre/month",1]
["QRuT","4;1",8.9142652800000004,"in/acre/month","QRuT","4;1",10.719084560000001,"in/acre/month","QRuT","4;1",8.6281364600000003,"in/acre/month","QRuT","4;1",9.7697351220000002,"in/acre/month","QRuT","4;1",8.6641640599999992,"in/acre/month","QRuT","4;1",10.68320894,"in/acre/month",1]
["QRuT","5;1",14.20137029,"in/acre/month","QRuT","5;1",17.753380960000001,"in/acre/month","QRuT","5;1",13.685161949999999,"in/acre/month","QRuT","5;1",15.904413720000001,"in/acre/month","QRuT","5;1",13.756465309999999,"in/acre/month","QRuT","5;1",17.697567110000001,"in/acre/month",1]
["QRuT","6;1",9.5958142130000006,"in/acre/month","QRuT","6;1",12.002928300000001,"in/acre/month","QRuT","6;1",9.1731936479999998,"in/acre/month","QRuT","6;1",10.732281130000001,"in/acre/month","QRuT","6;1",9.2180733490000009,"in/acre/month","QRuT","6;1",11.956337189999999,"in/acre/month",1]
["QRuT","7;1",0.77361194,"in/acre/month","QRuT","7;1",0.96750252999999997,"in/acre/month","QRuT","7;1",0.73851579899999997,"in/acre/month","QRuT","7;1",0.86087320700000003,"in/acre/month","QRuT","7;1",0.73832846799999996,"in/acre/month","QRuT","7;1",0.955915246,"in/acre/month",1]
["QRuT","8;1",5.2104672509999999,"in/acre/month","QRuT","8;1",6.3711107690000004,"in/acre/month","QRuT","8;1",4.9597817759999998,"in/acre/month","QRuT","8;1",5.734056539,"in/acre/month","QRuT","8;1",4.977780579,"in/acre/month","QRuT","8;1",6.3441612579999997,"in/acre/month",1]
["QRuT","9;1",15.40306736,"in/acre/month","QRuT","9;1",19.170379759999999,"in/acre/month","QRuT","9;1",14.82386962,"in/acre/month","QRuT","9;1",17.173058829999999,"in/acre/month","QRuT","9;1",14.895443419999999,"in/acre/month","QRuT","9;1",19.11350088,"in/acre/month",1]
["QRuT","10;1",9.8260911199999992,"in/acre/month","QRuT","10;1",12.098539150000001,"in/acre/month","QRuT","10;1",9.4749452880000007,"in/acre/month","QRuT","10;1",10.93002242,"in/acre/month","QRuT","10;1",9.5224464149999992,"in/acre/month","QRuT","10;1",12.068040760000001,"in/acre/month",1]
["QRuT","11;1",15.37734538,"in/acre/month","QRuT","11;1",18.502461709999999,"in/acre/month","QRuT","11;1",15.00344602,"in/acre/month","QRuT","11;1",16.947380769999999,"in/acre/month","QRuT","11;1",15.06155474,"in/acre/month","QRuT","11;1",18.475174809999999,"in/acre/month",1]
["QRuT","12;1",13.89707263,"in/acre/month","QRuT","12;1",16.93561523,"in/acre/month","QRuT","12;1",13.560345440000001,"in/acre/month","QRuT","12;1",15.39866258,"in/acre/month","QRuT","12;1",13.626929949999999,"in/acre/month","QRuT","12;1",16.91072149,"in/acre/month",1]
["QReT","1;1",31.70287343,"in/acre/month","QReT","1;1",37.578517169999998,"in/acre/month","QReT","1;1",30.323281160000001,"in/acre/month","QReT","1;1",34.272807280000002,"in/acre/month","QReT","1;1",30.26047342,"in/acre/month","QReT","1;1",37.039613510000002,"in/acre/month",1]
["QReT","2;1",19.06697651,"in/acre/month","QReT","2;1",22.84827804,"in/acre/month","QReT","2;1",17.354821820000002,"in/acre/month","QReT","2;1",20.1593637,"in/acre/month","QReT","2;1",17.070496179999999,"in/acre/month","QReT","2;1",21.906813960000001,"in/acre/month",1]
["QReT","3;1",50.621320740000002,"in/acre/month","QReT","3;1",60.126967219999997,"in/acre/month","QReT","3;1",47.536015429999999,"in/acre/month","QReT","3;1",54.317287409999999,"in/acre/month","QReT","3;1",47.182998570000002,"in/acre/month","QReT","3;1",58.654763080000002,"in/acre/month",1]
["QReT","4;1",22.902163080000001,"in/acre/month","QReT","4;1",29.761263580000001,"in/acre/month","QReT","4;1",20.79000366,"in/acre/month","QReT","4;1",25.602731670000001,"in/acre/month","QReT","4;1",20.54731627,"in/acre/month","QReT","4;1",28.82149355,"in/acre/month",1]
["QReT","5;1",39.830778469999998,"in/acre/month","QReT","5;1",48.652108570000003,"in/acre/month","QReT","5;1",36.321694819999998,"in/acre/month","QReT","5;1",43.093247329999997,"in/acre/month","QReT","5;1",36.050086950000001,"in/acre/month","QReT","5;1",47.42226333,"in/acre/month",1]
["QReT","6;1",14.846837170000001,"in/acre/month","QReT","6;1",20.331348340000002,"in/acre/month","QReT","6;1",13.02612757,"in/acre/month","QReT","6;1",16.648770110000001,"in/acre/month","QReT","6;1",12.807843630000001,"in/acre/month","QReT","6;1",19.408088280000001,"in/acre/month",1]
["QReT","7;1",0,"in/acre/month","QReT","7;1",0,"in/acre/month","QReT","7;1",0,"in/acre/month","QReT","7;1",0,"in/acre/month","QReT","7;1",0,"in/acre/month","QReT","7;1",0,"in/acre/month",0]
["QReT","8;1",0,"in/acre/month","QReT","8;1",0,"in/acre/month","QReT","8;1",0,"in/acre/month","QReT","8;1",0,"in/acre/month","QReT","8;1",0,"in/acre/month","QReT","8;1",0,"in/acre/month",0]
["QReT","9;1",17.555176759999998,"in/acre/month","QReT","9;1",28.745778529999999,"in/acre/month","QReT","9;1",13.292395920000001,"in/acre/month","QReT","9;1",21.666264330000001,"in/acre/month","QReT","9;1",12.974549379999999,"in/acre/month","QReT","9;1",26.79192935,"in/acre/month",1]
["QReT","10;1",28.704472129999999,"in/acre/month","QReT","10;1",35.73365063,"in/acre/month","QReT","10;1",25.764465959999999,"in/acre/month","QReT","10;1",30.857886619999999,"in/acre/month","QReT","10;1",25.334352330000002,"in/acre/month","QReT","10;1",34.093232309999998,"in/acre/month",1]
["QReT","11;1",66.425210879999995,"in/acre/month","QReT","11;1",79.443417729999993,"in/acre/month","QReT","11;1",63.776221769999999,"in/acre/month","QReT","11;1",72.402406679999999,"in/acre/month","QReT","11;1",63.769625230000003,"in/acre/month","QReT","11;1",78.542113860000001,"in/acre/month",1]
["QReT","12;1",64.142768989999993,"in/acre/month","QReT","12;1",75.895094189999995,"in/acre/month","QReT","12;1",62.026004440000001,"in/acre/month","QReT","12;1",69.780681920000006,"in/acre/month","QReT","12;1",62.100676069999999,"in/acre/month","QReT","12;1",75.274195989999996,"in/acre/month",1]
["LRuT","1;1;1",2.2029973059999999,"lbs/acre/month","LRuT","1;1;1",2.3868984339999999,"lbs/acre/month","LRuT","1;1;1",2.1786430819999998,"lbs/acre/month","LRuT","1;1;1",2.3023382400000001,"lbs/acre/month","LRuT","1;1;1",2.1834919030000002,"lbs/acre/month","LRuT","1;1;1",2.3865366109999999,"lbs/acre/month",1]
["LRuT","2;1;1",1.752759468,"lbs/acre/month","LRuT","2;1;1",1.9104500680000001,"lbs/acre/month","LRuT","2;1;1",1.7317118119999999,"lbs/acre/month","LRuT","2;1;1",1.837089966,"lbs/acre/month","LRuT","2;1;1",1.7358320279999999,"lbs/acre/month","LRuT","2;1;1",1.909264474,"lbs/acre/month",1]
["LRuT","3;1;1",2.7925123940000001,"lbs/acre/month","LRuT","3;1;1",2.9987123050000002,"lbs/acre/month","LRuT","3;1;1",2.7677577750000002,"lbs/acre/month","LRuT","3;1;1",2.8992682840000001,"lbs/acre/month","LRuT","3;1;1",2.77237746,"lbs/acre/month","LRuT","3;1;1",2.9973918149999998,"lbs/acre/month",1]
["LRuT","4;1;1",2.1003826380000001,"lbs/acre/month","LRuT","4;1;1",2.2662647329999999,"lbs/acre/month","LRuT","4;1;1",2.0742767569999998,"lbs/acre/month","LRuT","4;1;1",2.1835606009999999,"lbs/acre/month","LRuT","4;1;1",2.077154792,"lbs/acre/month","LRuT","4;1;1",2.26195491,"lbs/acre/month",1]
["LRuT","5;1;1",2.2965067889999999,"lbs/acre/month","LRuT","5;1;1",2.5286419869999999,"lbs/acre/month","LRuT","5;1;1",2.2701535179999999,"lbs/acre/month","LRuT","5;1;1",2.4133811779999998,"lbs/acre/month","LRuT","5;1;1",2.274747305,"lbs/acre/month","LRuT","5;1;1",2.5259166560000001,"lbs/acre/month",1]
["LRuT","6;1;1",1.960778256,"lbs/acre/month","LRuT","6;1;1",2.1694157879999998,"lbs/acre/month","LRuT","6;1;1",1.928670667,"lbs/acre/month","LRuT","6;1;1",2.0656960249999998,"lbs/acre/month","LRuT","6;1;1",1.93129127,"lbs/acre/month","LRuT","6;1;1",2.1628278189999999,"lbs/acre/month",1]
["LRuT","7;1;1",0.34041727999999999,"lbs/acre/month","LRuT","7;1;1",0.42688464700000001,"lbs/acre/month","LRuT","7;1;1",0.31958714199999999,"lbs/acre/month","LRuT","7;1;1",0.377999741,"lbs/acre/month","LRuT","7;1;1",0.31871768299999997,"lbs/acre/month","LRuT","7;1;1",0.41876798399999998,"lbs/acre/month",1]
["LRuT","8;1;1",1.761740935,"lbs/acre/month","LRuT","8;1;1",1.9168518560000001,"lbs/acre/month","LRuT","8;1;1",1.7356974080000001,"lbs/acre/month","LRuT","8;1;1",1.8437636959999999,"lbs/acre/month","LRuT","8;1;1",1.7388509089999999,"lbs/acre/month","LRuT","8;1;1",1.912990121,"lbs/acre/month",1]
["LRuT","9;1;1",2.668239308,"lbs/acre/month","LRuT","9;1;1",2.8980031679999998,"lbs/acre/month","LRuT","9;1;1",2.6466672550000001,"lbs/acre/month","LRuT","9;1;1",2.776405086,"lbs/acre/month","LRuT","9;1;1",2.6508153029999999,"lbs/acre/month","LRuT","9;1;1",2.8952726489999998,"lbs/acre/month",1]
["LRuT","10;1;1",2.169177898,"lbs/acre/month","LRuT","10;1;1",2.3375102989999998,"lbs/acre/month","LRuT","10;1;1",2.1489094710000001,"lbs/acre/month","LRuT","10;1;1",2.2584844880000001,"lbs/acre/month","LRuT","10;1;1",2.1530656559999999,"lbs/acre/month","LRuT","10;1;1",2.336030402,"lbs/acre/month",1]
["LRuT","11;1;1",2.8160040099999999,"lbs/acre/month","LRuT","11;1;1",3.023881415,"lbs/acre/month","LRuT","11;1;1",2.7880409300000002,"lbs/acre/month","LRuT","11;1;1",2.9245473120000001,"lbs/acre/month","LRuT","11;1;1",2.7939831220000002,"lbs/acre/month","LRuT","11;1;1",3.022769571,"lbs/acre/month",1]
["LRuT","12;1;1",2.6759756119999998,"lbs/acre/month","LRuT","12;1;1",2.8747790740000001,"lbs/acre/month","LRuT","12;1;1",2.653321939,"lbs/acre/month","LRuT","12;1;1",2.7787970249999998,"lbs/acre/month","LRuT","12;1;1",2.6585747400000002,"lbs/acre/month","LRuT","12;1;1",2.87334551,"lbs/acre/month",1]
["LReT","1;1;1",0,"lbs/acre/month","LReT","1;1;1",3.2972999999999998E-4,"lbs/acre/month","LReT","1;1;1",0,"lbs/acre/month","LReT","1;1;1",0,"lbs/acre/month","LReT","1;1;1",0,"lbs/acre/month","LReT","1;1;1",3.2187900000000001E-4,"lbs/acre/month",1]
["LReT","2;1;1",0,"lbs/acre/month","LReT","2;1;1",9.4208699999999998E-4,"lbs/acre/month","LReT","2;1;1",0,"lbs/acre/month","LReT","2;1;1",0,"lbs/acre/month","LReT","2;1;1",0,"lbs/acre/month","LReT","2;1;1",9.1068300000000002E-4,"lbs/acre/month",1]
["LReT","3;1;1",5.8095300000000005E-4,"lbs/acre/month","LReT","3;1;1",7.9425713999999994E-2,"lbs/acre/month","LReT","3;1;1",5.3384999999999999E-4,"lbs/acre/month","LReT","3;1;1",5.9838171000000002E-2,"lbs/acre/month","LReT","3;1;1",4.9459500000000002E-4,"lbs/acre/month","LReT","3;1;1",7.8585684000000003E-2,"lbs/acre/month",1]
["LReT","4;1;1",0,"lbs/acre/month","LReT","4;1;1",0,"lbs/acre/month","LReT","4;1;1",0,"lbs/acre/month","LReT","4;1;1",0,"lbs/acre/month","LReT","4;1;1",0,"lbs/acre/month","LReT","4;1;1",0,"lbs/acre/month",0]
["LReT","5;1;1",9.3035402000000003E-2,"lbs/acre/month","LReT","5;1;1",0.35642907800000001,"lbs/acre/month","LReT","5;1;1",7.0361501000000007E-2,"lbs/acre/month","LReT","5;1;1",0.13362234200000001,"lbs/acre/month","LReT","5;1;1",6.9828827999999996E-2,"lbs/acre/month","LReT","5;1;1",0.352150028,"lbs/acre/month",1]
["LReT","6;1;1",0,"lbs/acre/month","LReT","6;1;1",2.3544302999999999E-2,"lbs/acre/month","LReT","6;1;1",0,"lbs/acre/month","LReT","6;1;1",1.3102848E-2,"lbs/acre/month","LReT","6;1;1",0,"lbs/acre/month","LReT","6;1;1",1.8213666E-2,"lbs/acre/month",1]
["LReT","7;1;1",0,"lbs/acre/month","LReT","7;1;1",0,"lbs/acre/month","LReT","7;1;1",0,"lbs/acre/month","LReT","7;1;1",0,"lbs/acre/month","LReT","7;1;1",0,"lbs/acre/month","LReT","7;1;1",0,"lbs/acre/month",0]
["LReT","8;1;1",0,"lbs/acre/month","LReT","8;1;1",0,"lbs/acre/month","LReT","8;1;1",0,"lbs/acre/month","LReT","8;1;1",0,"lbs/acre/month","LReT","8;1;1",0,"lbs/acre/month","LReT","8;1;1",0,"lbs/acre/month",0]
["LReT","9;1;1",4.2665599999999998E-4,"lbs/acre/month","LReT","9;1;1",0.30628390599999999,"lbs/acre/month","LReT","9;1;1",0,"lbs/acre/month","LReT","9;1;1",0.22187755200000001,"lbs/acre/month","LReT","9;1;1",0,"lbs/acre/month","LReT","9;1;1",0.30509135500000001,"lbs/acre/month",1]
["LReT","10;1;1",2.5726802999999999E-2,"lbs/acre/month","LReT","10;1;1",6.1952714999999998E-2,"lbs/acre/month","LReT","10;1;1",1.651791E-2,"lbs/acre/month","LReT","10;1;1",2.7399006E-2,"lbs/acre/month","LReT","10;1;1",1.4044935E-2,"lbs/acre/month","LReT","10;1;1",5.6213019000000003E-2,"lbs/acre/month",1]
["LReT","11;1;1",0,"lbs/acre/month","LReT","11;1;1",4.0635312E-2,"lbs/acre/month","LReT","11;1;1",0,"lbs/acre/month","LReT","11;1;1",3.0225270000000001E-3,"lbs/acre/month","LReT","11;1;1",0,"lbs/acre/month","LReT","11;1;1",4.0588211999999999E-2,"lbs/acre/month",1]
["LReT","12;1;1",1.5717137999999999E-2,"lbs/acre/month","LReT","12;1;1",8.6319003000000005E-2,"lbs/acre/month","LReT","12;1;1",1.4853557999999999E-2,"lbs/acre/month","LReT","12;1;1",5.3973684000000001E-2,"lbs/acre/month","LReT","12;1;1",1.5026273999999999E-2,"lbs/acre/month","LReT","12;1;1",8.6113960000000003E-2,"lbs/acre/month",1]
[null,null,null,null,null,null,null,null,null,null,null,null,null,null,null,null,null,null,null,null,null,null,null,null,""]

{"sheet":"Table_Comparison","index":6,"n_rows":60,"n_cols":10,"rows_kept":60,"cut":false,"hidden":false,"merged":[]}
["Variable","Description","Units","Baseline2002","Baseline_GCM-3.3","Baseline_GCM-3.7","Baseline_GCM-4.4","Baseline_GCM-5.0","Baseline_GCM-6.2","Data Difference"]
["objective","Objective cost","$/yr",4524.5337,4524.5337,4524.5337,4524.5337,4524.5337,4524.5337,{"$f":"IF(ISNUMBER(D2),IF(AVERAGE(D2:I2)<>MAX(D2:I2),1,0),\"\")","v":0}]
["DALu11","Land Area - Land Area w/ Conservation, forest sand","ac",13646.967860000001,13646.967860000001,13646.967860000001,13646.967860000001,13646.967860000001,13646.967860000001,0]
["DALu21","Land Area - Land Area w/ Conservation, open nonres sand","ac",2296.3647839999999,2296.3647839999999,2296.3647839999999,2296.3647839999999,2296.3647839999999,2296.3647839999999,0]
["DALu31","Land Area - Land Area w/ Conservation, MLD res sand","ac",5948.6782970000004,5948.6782970000004,5948.6782970000004,5948.6782970000004,5948.6782970000004,5948.6782970000004,0]
["DALu41","Land Area - Land Area w/ Conservation, MHHD resid sand","ac",973.2212657,973.2212657,973.2212657,973.2212657,973.2212657,973.2212657,0]
["DALu51","Land Area - Land Area w/ Conservation, comindtr sand","ac",2536.9363330000001,2536.9363330000001,2536.9363330000001,2536.9363330000001,2536.9363330000001,2536.9363330000001,0]
["DALu61","Land Area - Land Area w/ Conservation, ag sand","ac",634.23408310000002,634.23408310000002,634.23408310000002,634.23408310000002,634.23408310000002,634.23408310000002,0]
["DALu71","Land Area - Land Area w/ Conservation, forest till","ac",12553.46081,12553.46081,12553.46081,12553.46081,12553.46081,12553.46081,0]
["DALu81","Land Area - Land Area w/ Conservation, open nonres till","ac",1082.57197,1082.57197,1082.57197,1082.57197,1082.57197,1082.57197,0]
["DALu91","Land Area - Land Area w/ Conservation, MLD res till","ac",2821.2481619999999,2821.2481619999999,2821.2481619999999,2821.2481619999999,2821.2481619999999,2821.2481619999999,0]
["DALu101","Land Area - Land Area w/ Conservation, MHHD resid till","ac",448.3378864,448.3378864,448.3378864,448.3378864,448.3378864,448.3378864,0]
["DALu111","Land Area - Land Area w/ Conservation, comindtr till","ac",1104.44211,1104.44211,1104.44211,1104.44211,1104.44211,1104.44211,0]
["DALu121","Land Area - Land Area w/ Conservation, ag till","ac",240.57154879999999,240.57154879999999,240.57154879999999,240.57154879999999,240.57154879999999,240.57154879999999,0]
["DALu131","Land Area - Land Area w/ Conservation, cranberry bog","ac",98.415633589999999,98.415633589999999,98.415633589999999,98.415633589999999,98.415633589999999,98.415633589999999,0]
["DALu141","Land Area - Land Area w/ Conservation, forested wetland","ac",6473.5616769999997,6473.5616769999997,6473.5616769999997,6473.5616769999997,6473.5616769999997,6473.5616769999997,0]
["DALu151","Land Area - Land Area w/ Conservation, nonforested wetlnd","ac",2132.3387280000002,2132.3387280000002,2132.3387280000002,2132.3387280000002,2132.3387280000002,2132.3387280000002,0]
["DALu161","Land Area - Land Area w/ Conservation, water","ac",1330.4752900000001,1330.4752900000001,1330.4752900000001,1330.4752900000001,1330.4752900000001,1330.4752900000001,0]
["DPGwWwtpFix","Wastewater treatment plant I/I repairs","% of leaks",0,0,0,0,0,0,0]
["DPPrice","Percent consumer rate change","%",0,0,0,0,0,0,0]
["DPWtpGwFix","Distribution system leak repairs","% of leaks",0,0,0,0,0,0,0]
["DQAsrAddl","Additional ASR capacity","MG",0,0,0,0,0,0,0]
["DQDmR","Demand reduction","MGD",0,0,0,0,0,0,0]
["DQGwPumpAddl","Additional groundwater pumping capacity","MG",0,0,0,0,0,0,0]
["DQIbtWAddl","Additional IBT potable water capacity","MG",0,0,0,0,0,0,0]
["DQIbtWwAddl","Additional IBT wastewater capacity","MG",0,0,0,0,0,0,0]
["DQNpdistAddl","Additional nonpotable water distribution system capacity","MG",0,0,0,0,0,0,0]
["DQSwPumpAddl","Additional surface water pumping capacity","MG",0,0,0,0,0,0,0]
["DQWrfAddl","Additional WRF capacity","MG",0,0,0,0,0,0,0]
["DQWtpAddl","Additional water treatment capacity","MG",0,0,0,0,0,0,0]
["DQWwtpAddl","Additional wastewater treatment capacity","MG",0,0,0,0,0,0,0]
["DVResAddl","Additional reservoir capacity","MG",0,0,0,0,0,0,0]
["DPriceDummy","Dummy variable","-",0,0,0,0,0,0,0]
["CLuSet1","Land Area w/ Conservation - Cost of land use management set","$/yr",0,0,0,0,0,0,{"$f":"IF(ISNUMBER(D34),IF(AVERAGE(D34:I34)<>MAX(D34:I34),1,0),\"\")","v":0}]
["CCGwPump","Capital cost of groundwater pumping","$/yr",282.05136920000001,282.05136920000001,282.05136920000001,282.05136920000001,282.05136920000001,282.05136920000001,0]
["CGwPump","Total cost of groundwater pumping","$/yr",291.19065999999998,291.19065999999998,291.19065999999998,291.19065999999998,291.19065999999998,291.19065999999998,0]
["CCSwPump","Capital cost of surface water pumping","$/yr",7.2346172639999997,7.2346172639999997,7.2346172639999997,7.2346172639999997,7.2346172639999997,7.2346172639999997,0]
["CSwPump","Total cost of surface water pumping","$/yr",124.0212959,124.0212959,124.0212959,124.0212959,124.0212959,124.0212959,0]
["CCWtp","Capital cost of potable water treatment plant","$/yr",398.8593454,398.8593454,398.8593454,398.8593454,398.8593454,398.8593454,0]
["CWtp","Total cost of potable water treatment plant","$/yr",398.8593454,398.8593454,398.8593454,398.8593454,398.8593454,398.8593454,0]
["CWtpUaw","Cost of potable water treatment plant repair","$/yr",0,0,0,0,0,0,0]
["CCWwtp","Capital cost of wastewater treatment plant","$/yr",456.77139240000002,456.77139240000002,456.77139240000002,456.77139240000002,456.77139240000002,456.77139240000002,0]
["CWwtp","Total cost of wastewater treatment plant","$/yr",2971.4674879999998,2971.4674879999998,2971.4674879999998,2971.4674879999998,2971.4674879999998,2971.4674879999998,0]
["CGwWwtp","Total cost of wastewater treatment plant I/I repair","$/yr",0,0,0,0,0,0,0]
["CPPrice","Cost of consumer rate change","$/yr",0,0,0,0,0,0,0]
["CDmd","Cost of direct demand reduction","$/yr",0,0,0,0,0,0,0]
["CCWrf","Capital cost of WRF","$/yr",0,0,0,0,0,0,0]
["CWrf","Total cost of WRF","$/yr",0,0,0,0,0,0,0]
["CCNpdist","Capital cost of nonpotable distribution system","$/yr",0,0,0,0,0,0,0]
["CNpdist","Total cost of nonpotable distribution system","$/yr",0,0,0,0,0,0,0]
["CCAsr","Capital cost of ASR","$/yr",0,0,0,0,0,0,0]
["CAsr","Total cost of ASR","$/yr",0,0,0,0,0,0,0]
["CCRes","Capital cost of reservoir management","$/yr",0,0,0,0,0,0,0]
["CRes","Total cost of reservoir management","$/yr",0,0,0,0,0,0,0]
["CCIbtW","Capital cost of additional IBT potable water","$/yr",0,0,0,0,0,0,0]
["CIbtW","Total cost of IBT potable water","$/yr",538.72667030000002,538.72667030000002,538.72667030000002,538.72667030000002,538.72667030000002,538.72667030000002,0]
["CCIbtWw","Capital cost of additional IBT wastewater","$/yr",0,0,0,0,0,0,0]
["CIbtWw","Total cost of IBT wastewater","$/yr",200.26820230000001,200.26820230000001,200.26820230000001,200.26820230000001,200.26820230000001,200.26820230000001,0]
["CWMake","Penalty for water deficit","$/yr",0,0,0,0,0,0,0]
["CGwMake","Penalty for groundwater deficit","$/yr",0,0,0,0,0,0,0]