{"text_format":"1","workbook":"xlsx","n_sheets":7,"sheets":["Introduction","Controls","Variable Definitions","Loaded Scenarios","Model Results","Model Input Data","Table_Comparison"],"not_rendered":{"charts":0,"images":0,"macros":1,"external_links":0,"defined_names":27,"comments":1,"pivot_tables":0},"unopened":[],"bounds":{"document_bytes":16777216,"sheet_cells":100000,"rows_first":2000,"rows_last":500,"rows_between":2000,"halvings":0,"cell_chars":16384,"cell_head_chars":4096},"cells_cut":0,"cells_raw":0,"read":"whole","date_system":"1900"}

{"sheet":"Introduction","index":0,"n_rows":25,"n_cols":4,"rows_kept":25,"cut":false,"hidden":false,"merged":[[12,1,13,17],[1,1,3,17],[4,1,4,17],[5,1,5,17],[6,1,6,17],[7,1,7,17]]}
[]
[null,"Watershed Management Optimization Support Tool (WMOST) \nScenCompare"]
[]
[]
[null,"Climate Scenario Viewer and Comparison Post Processor"]
[null,"Compatible with Microsoft Excel 2010, 2013, and 2016© "]
[null,"Please refer to the user guide for detailed instructions for using this tool."]
[null,"The original WMOST model was created in 2007 (Zoltay et al. 2010). WMOST development is sponsored by EPA. WMOST is maintained by Abt Associates."]
[]
[null,"INTRODUCTION"]
[]
[null,"● The WMOST model allows users to evaluate the effect of management options under various climate change scenarios to support robust decision-making."]
[null,"● The WMOST Climate Scenario Viewer and Comparison Post Processor was created to provide a  screening interface for WMOST to facilitate comparison across a series of WMOST runs that span a range of climate futures or any other scenario specifications. "]
[]
[]
[null,"NAVIGATION"]
[]
[]
[null,null,null,"The Controls tab provides access to steps in compiling and analyzing WMOST data"]
[]
[]
[null,null,null,"The Variable Definitions tab provides a description of the WMOST variables in the output data"]
[]
[]
[null,null,null,"The Loaded Scenarios tab provides the inventory of output files imported by the user"]

{"sheet":"Controls","index":1,"n_rows":162,"n_cols":8,"rows_kept":162,"cut":false,"hidden":false,"merged":[]}
["Step 1: Load data from selected WMOST log files.","Step 2. Compare decision variables across scenarios",null,null,null,"Step 3. Compare time series across scenarios."]
[null,"This step will compare all decision variables across scenarios:",null,null,null,"Series Variables (select below)","Category","Description"]
[null,"Stormwater BMPs",null,null,null,"COmAsr","O&M Costs","Aquifer storage and recovery (ASR)"]
[null,"Land conservation",null,null,null,"COmESep","O&M Costs","Enhanced septic treatment"]
[null,"Leak repairs",null,null,null,"COmGwPump","O&M Costs","Groundwater pumping"]
[null,"Additional infrastructure capacity",null,null,null,"COmIbtW","O&M Costs","Interbasin transfer (IBT) potable water"]
[null,"etc.",null,null,null,"COmIbtWw","O&M Costs","IBT wastewater"]
[null,null,null,null,null,"COmNpdist","O&M Costs","Nonpotable distribution system"]
[null,null,null,null,null,"COmOS","O&M Costs","Operation cost of offline storage use"]
[null,null,null,null,null,"COmRes","O&M Costs","Reservoir management"]
[null,null,null,null,null,"COmSwPump","O&M Costs","Surface water pumping"]
[null,null,null,null,null,"COmWrf","O&M Costs","Water reuse facility (WRF)"]
[null,null,null,null,null,"COmWtp","O&M Costs","Water treatment"]
[null,null,null,null,null,"COmWwtp","O&M Costs","Wastewater treatment"]
[null,null,null,null,null,"DQCSOS","Flow","Combined sewer to offline storage"]
[null,null,null,null,null,"DQGwExt","Flow","Groundwater to external"]
[null,null,null,null,null,"DQGwMake","Flow","Groundwater deficits"]
[null,null,null,null,null,"DQGwWtp","Flow","Groundwater to water treatment plant"]
[null,null,null,null,null,"DQIbtWUseNp","Flow","IBT potable water to nonpotable water use"]
[null,null,null,null,null,"DQIbtWUseP","Flow","IBT potable water to potable water use"]
[null,null,null,null,null,"DQOSWwtp","Flow","Offline storage to wastewater treatment plant"]
[null,null,null,null,null,"DQResAsr","Flow","Reservoir to ASR"]
[null,null,null,null,null,"DQResWtp","Flow","Reservoir to water treatment plant"]
[null,null,null,null,null,"DQSwAsr","Flow","Surface water to ASR"]
[null,null,null,null,null,"DQSwExt","Flow","Surface water to external"]
[null,null,null,null,null,"DQSwWtp","Flow","Surface water to water treatment plant"]
[null,null,null,null,null,"DQUseNpCS","Flow","Nonpotable water use to combined sewer"]
[null,null,null,null,null,"DQUseNpIbtWw","Flow","Nonpotable water use to IBT wastewater flow"]
[null,null,null,null,null,"DQUseNpSanS","Flow","Nonpotable water use to sanitary sewer"]
[null,null,null,null,null,"DQUsePCS","Flow","Potable water use to combined sewer"]
[null,null,null,null,null,"DQUsePIbtWw","Flow","Potable water use to IBT wastewater flow"]
[null,null,null,null,null,"DQUsePSanS","Flow","Potable water use to sanitary sewer"]
[null,null,null,null,null,"DQWMake","Flow","Water deficits"]
[null,null,null,null,null,"DQWrfAsr","Flow","WRF to ASR"]
[null,null,null,null,null,"DQWrfUseNp","Flow","WRF to nonpotable water use"]
[null,null,null,null,null,"DQWtpUseNp","Flow","Water treatment plant to nonpotable water use"]
[null,null,null,null,null,"DQWwtpWrf","Flow","Wastewater treatment plant to WRF"]
[null,null,null,null,null,"QAsrGw","Flow","ASR to groundwater"]
[null,null,null,null,null,"QCSWwtp","Flow","Combined sewer to wastewater treatment plant"]
[null,null,null,null,null,"QGwSw","Flow","Groundwater to surface water"]
[null,null,null,null,null,"QGwWwtp","Flow","Groundwater to wastewater treatment plant"]
[null,null,null,null,null,"QRe","Flow","Recharge"]
[null,null,null,null,null,"QRu","Flow","Runoff"]
[null,null,null,null,null,"QRuCS","Flow","Runoff flow to combined sewer"]
[null,null,null,null,null,"QRuStS","Flow","Runoff flow to storm sewer"]
[null,null,null,null,null,"QRuSw","Flow","Runoff flow to surface water"]
[null,null,null,null,null,"QSanSWwtp","Flow","Sanitary sewer to wastewater treatment plant"]
[null,null,null,null,null,"QSepGw","Flow","Septic systems to groundwater"]
[null,null,null,null,null,"QStSSw","Flow","Storm sewer to surface water"]
[null,null,null,null,null,"QSwRes","Flow","Surface water to reservoir"]
[null,null,null,null,null,"QUseNp","Flow","Nonpotable water use"]
[null,null,null,null,null,"QUseNpSep","Flow","Nonpotable water to septic systems inside of study area"]
[null,null,null,null,null,"QUseNpSepExt","Flow","Nonpotable water to septic systems outside of study area"]
[null,null,null,null,null,"QUseNpSewer","Flow","Municipal water use direct to the sewer system"]
[null,null,null,null,null,"QUseP","Flow","Potable water use"]
[null,null,null,null,null,"QUsePSep","Flow","Potable water to septic systems inside of study area"]
[null,null,null,null,null,"QUsePSepExt","Flow","Potable water to septic systems outside of study area"]
[null,null,null,null,null,"QWrfSw","Flow","WRF to surface water"]
[null,null,null,null,null,"QWtpGw","Flow","Water treatment plant to groundwater"]
[null,null,null,null,null,"QWtpUseP","Flow","Water treatment to potable use"]
[null,null,null,null,null,"QWwtpSw","Flow","Wastewater treatment plant to surface water"]
[null,null,null,null,null,"VGw","Storage","Groundwater volume"]
[null,null,null,null,null,"VOSTotal","Storage","Offline storage volume"]
[null,null,null,null,null,"VRes","Storage","Reservoir volume"]
[null,null,null,null,null,"QESep","Flow","Enhanced septic treatment"]
[null,null,null,null,null,"LAsrGw1","Loadings","ASR to groundwater (Constituent 1)"]
[null,null,null,null,null,"LGw1","Loadings","Groundwater (Constituent 1)"]
[null,null,null,null,null,"LGwExt1","Loadings","Groundwater to external (Constituent 1)"]
[null,null,null,null,null,"LGwPt1","Loadings","Groundwater to private withdrawals (Constituent 1)"]
[null,null,null,null,null,"LGwSw1","Loadings","Groundwater to surface water (Constituent 1)"]
[null,null,null,null,null,"LGwWtp1","Loadings","Groundwater to water treatment plant (Constituent 1)"]
[null,null,null,null,null,"LGwWwtp1","Loadings","Groundwater to wastewater treatment plant (Constituent 1)"]
[null,null,null,null,null,"LRe1","Loadings","Recharge (Constituent 1)"]
[null,null,null,null,null,"LRes1","Loadings","Reservoir (Constituent 1)"]
[null,null,null,null,null,"LResAsr1","Loadings","Reservoir to ASR (Constituent 1)"]
[null,null,null,null,null,"LResPt1","Loadings","Reservoir to private withdrawals (Constituent 1)"]
[null,null,null,null,null,"LResWtp1","Loadings","Reservoir to water treatment plant (Constituent 1)"]
[null,null,null,null,null,"LRu1","Loadings","Runoff (Constituent 1)"]
[null,null,null,null,null,"LRuAdd1","Loadings","Runoff loadings change from converted HRU land area (Constituent 1)"]
[null,null,null,null,null,"LRuAdj1","Loadings","Runoff loadings from upland HRUs to a buffer area that does not have a loadings adjustment (Constituent 1)"]
[null,null,null,null,null,"LRuAdjUp1","Loadings","Runoff loadings from upland HRUs to a buffer area that has a loadings adjustment (Constituent 1)"]
[null,null,null,null,null,"LSepGw1","Loadings","Septic systems to groundwater (Constituent 1)"]
[null,null,null,null,null,"LStSSw1","Loadings","Storm sewer to surface water loadings (Constituent 1)"]
[null,null,null,null,null,"LSwAsr1","Loadings","Surface water to ASR (Constituent 1)"]
[null,null,null,null,null,"LSwExt1","Loadings","Surface water to external (Constituent 1)"]
[null,null,null,null,null,"LSw1","Loadings","Surface water (Constituent 1)"]
[null,null,null,null,null,"LSwPt1","Loadings","Surface water to private withdrawals (Constituent 1)"]
[null,null,null,null,null,"LSwRes1","Loadings","Surface water to reservoir (Constituent 1)"]
[null,null,null,null,null,"LSwWtp1","Loadings","Surface water to water treatment plant (Constituent 1)"]
[null,null,null,null,null,"LUseNp1","Loadings","Nonpotable water use (Constituent 1)"]
[null,null,null,null,null,"LUseNpIbtWw1","Loadings","Nonpotable water use to IBT wastewater (Constituent 1)"]
[null,null,null,null,null,"LUseNpSanS1","Loadings","Nonpotable water use to sanitary sewer loadings (Constituent 1)"]
[null,null,null,null,null,"LUseNpSep1","Loadings","Nonpotable water use to septic systems (Constituent 1)"]
[null,null,null,null,null,"LUseNpSepExt1","Loadings","Nonpotable water use to external septic systems (Constituent 1)"]
[null,null,null,null,null,"LUseNpSewer1","Loadings","Nonpotable water use to storm sewer loadings (Constituent 1)"]
[null,null,null,null,null,"LUseP1","Loadings","Potable water use (Constituent 1)"]
[null,null,null,null,null,"LUsePIbtWw1","Loadings","Potable water use to IBT wastewater (Constituent 1)"]
[null,null,null,null,null,"LUsePSanS1","Loadings","Potable water use to sanitary sewer loadings (Constituent 1)"]
[null,null,null,null,null,"LUsePSep1","Loadings","Potable water use to septic systems (Constituent 1)"]
[null,null,null,null,null,"LUsePSepExt1","Loadings","Potable water use to external septic systems (Constituent 1)"]
[null,null,null,null,null,"LWrfAsr1","Loadings","WRF to ASR (Constituent 1)"]
[null,null,null,null,null,"LWrfSw1","Loadings","WRF to surface water (Constituent 1)"]
[null,null,null,null,null,"LWrfUseNp1","Loadings","WRF to nonpotable water use (Constituent 1)"]
[null,null,null,null,null,"LWtpGw1","Loadings","Water treatment plant to groundwater (Constituent 1)"]
[null,null,null,null,null,"LWtpUseNp1","Loadings","Water treatment plant to nonpotable water use (Constituent 1)"]
[null,null,null,null,null,"LWtpUseP1","Loadings","Water treatment plant to potable water use (Constituent 1)"]
[null,null,null,null,null,"LWwtpSw1","Loadings","Wastewater treatment plant to surface water (Constituent 1)"]
[null,null,null,null,null,"LWwtpWrf1","Loadings","Watewater treatment plant to WRF (Constituent 1)"]
[null,null,null,null,null,"XGwF1","Concentration","Groundwater after decay (Constituent 1)"]
[null,null,null,null,null,"XResF1","Concentration","Reservoir after decay (Constituent 1)"]
[null,null,null,null,null,"XSwF1","Concentration","Surface water after decay (Constituent 1)"]
[null,null,null,null,null,"XUseNp1","Concentration","Nonpotable water (Constituent 1)"]
[null,null,null,null,null,"XUseP1","Concentration","Potable water (Constituent 1)"]
[null,null,null,null,null,"LAsrGw2","Loadings","ASR to groundwater (Constituent 2)"]
[null,null,null,null,null,"LGw2","Loadings","Groundwater (Constituent 2)"]
[null,null,null,null,null,"LGwExt2","Loadings","Groundwater to external (Constituent 2)"]
[null,null,null,null,null,"LGwPt2","Loadings","Groundwater to private withdrawals (Constituent 2)"]
[null,null,null,null,null,"LGwSw2","Loadings","Groundwater to surface water (Constituent 2)"]
[null,null,null,null,null,"LGwWtp2","Loadings","Groundwater to water treatment plant (Constituent 2)"]
[null,null,null,null,null,"LGwWwtp2","Loadings","Groundwater to wastewater treatment plant (Constituent 2)"]
[null,null,null,null,null,"LRe2","Loadings","Recharge (Constituent 2)"]
[null,null,null,null,null,"LRes2","Loadings","Reservoir (Constituent 2)"]
[null,null,null,null,null,"LResAsr2","Loadings","Reservoir to ASR (Constituent 2)"]
[null,null,null,null,null,"LResPt2","Loadings","Reservoir to private withdrawals (Constituent 2)"]
[null,null,null,null,null,"LResWtp2","Loadings","Reservoir to water treatment plant (Constituent 2)"]
[null,null,null,null,null,"LRu2","Loadings","Runoff (Constituent 2)"]
[null,null,null,null,null,"LRuAdd2","Loadings","Runoff loadings change from converted HRU land area (Constituent 2)"]
[null,null,null,null,null,"LRuAdj2","Loadings","Runoff loadings from upland HRUs to a buffer area that does not have a loadings adjustment (Constituent 2)"]
[null,null,null,null,null,"LRuAdjUp2","Loadings","Runoff loadings from upland HRUs to a buffer area that has a loadings adjustment (Constituent 2)"]
[null,null,null,null,null,"LSepGw2","Loadings","Septic systems to groundwater (Constituent 2)"]
[null,null,null,null,null,"LStSSw2","Loadings","Storm sewer to surface water loadings (Constituent 2)"]
[null,null,null,null,null,"LSwAsr2","Loadings","Surface water to ASR (Constituent 2)"]
[null,null,null,null,null,"LSwExt2","Loadings","Surface water to external (Constituent 2)"]
[null,null,null,null,null,"LSw2","Loadings","Surface water (Constituent 2)"]
[null,null,null,null,null,"LSwPt2","Loadings","Surface water to private withdrawals (Constituent 2)"]
[null,null,null,null,null,"LSwRes2","Loadings","Surface water to reservoir (Constituent 2)"]
[null,null,null,null,null,"LSwWtp2","Loadings","Surface water to water treatment plant (Constituent 2)"]
[null,null,null,null,null,"LUseNp2","Loadings","Nonpotable water use (Constituent 2)"]
[null,null,null,null,null,"LUseNpIbtWw2","Loadings","Nonpotable water use to IBT wastewater (Constituent 2)"]
[null,null,null,null,null,"LUseNpSanS2","Loadings","Nonpotable water use to sanitary sewer loadings (Constituent 2)"]
[null,null,null,null,null,"LUseNpSep2","Loadings","Nonpotable water use to septic systems (Constituent 2)"]
[null,null,null,null,null,"LUseNpSepExt2","Loadings","Nonpotable water use to external septic systems (Constituent 2)"]
[null,null,null,null,null,"LUseNpSewer2","Loadings","Nonpotable water use to storm sewer loadings (Constituent 2)"]
[null,null,null,null,null,"LUseP2","Loadings","Potable water use (Constituent 2)"]
[null,null,null,null,null,"LUsePIbtWw2","Loadings","Potable water use to IBT wastewater (Constituent 2)"]
[null,null,null,null,null,"LUsePSanS2","Loadings","Potable water use to sanitary sewer loadings (Constituent 2)"]
[null,null,null,null,null,"LUsePSep2","Loadings","Potable water use to septic systems (Constituent 2)"]
[null,null,null,null,null,"LUsePSepExt2","Loadings","Potable water use to external septic systems (Constituent 2)"]
[null,null,null,null,null,"LWrfAsr2","Loadings","WRF to ASR (Constituent 2)"]
[null,null,null,null,null,"LWrfSw2","Loadings","WRF to surface water (Constituent 2)"]
[null,null,null,null,null,"LWrfUseNp2","Loadings","WRF to nonpotable water use (Constituent 2)"]
[null,null,null,null,null,"LWtpGw2","Loadings","Water treatment plant to groundwater (Constituent 2)"]
[null,null,null,null,null,"LWtpUseNp2","Loadings","Water treatment plant to nonpotable water use (Constituent 2)"]
[null,null,null,null,null,"LWtpUseP2","Loadings","Water treatment plant to potable water use (Constituent 2)"]
[null,null,null,null,null,"LWwtpSw2","Loadings","Wastewater treatment plant to surface water (Constituent 2)"]
[null,null,null,null,null,"LWwtpWrf2","Loadings","Watewater treatment plant to WRF (Constituent 2)"]
[null,null,null,null,null,"XGwF2","Concentration","Groundwater after decay (Constituent 2)"]
[null,null,null,null,null,"XResF2","Concentration","Reservoir after decay (Constituent 2)"]
[null,null,null,null,null,"XSwF2","Concentration","Surface water after decay (Constituent 2)"]
[null,null,null,null,null,"XUseNp2","Concentration","Nonpotable water (Constituent 2)"]
[null,null,null,null,null,"XUseP2","Concentration","Potable water (Constituent 2)"]
[null,null,null,null,null,"XUseP2","Concentration","Potable water (Constituent 2)"]

{"sheet":"Variable Definitions","index":2,"n_rows":222,"n_cols":14,"rows_kept":222,"cut":false,"hidden":false,"merged":[]}
["Table 1: Model Decisions Dictionary",null,null,null,"Table 2: Variables Dictionary",null,null,null,null,"Table 3: Model Input Data Dictionary"]
["Model Decisions","Description","Units",null,"Model Variables","Variable Category","Description","Units",null,"Model Variables","Description","Units"]
["objective","Objective cost","$/yr",null,"objective","Total Cost","Objective cost","$/yr",null,"AvgAnnualPrecip","Average annual precipitation in model time period","inches per year",{"$f":"IF(ISNA(VLOOKUP(J3,$O$167:$P$269,2,FALSE))=TRUE,\"\",VLOOKUP(J3,$O$167:$P$269,2,FALSE))","v":""}]
["CAsr","Total cost of ASR","$/yr",null,"COmAsr","O&M Costs","ASR","$/yr",null,"AvgTemp","Average daily temperature in model period","deg F",{"$f":"IF(ISNA(VLOOKUP(J4,$O$167:$P$269,2,FALSE))=TRUE,\"\",VLOOKUP(J4,$O$167:$P$269,2,FALSE))","v":""},"Note: Numeric identifiers on variable CLuSet[S] represent the cost decision for managed set number S."]
["CCAsr","Capital cost of ASR","$/yr",null,"COmESep","O&M Costs","Enhanced septic treatment","$/yr",null,"QRuT","Total monthly runoff for the study area for each managed set","in/acre/month",{"$f":"IF(ISNA(VLOOKUP(J7,$O$167:$P$269,2,FALSE))=TRUE,\"\",VLOOKUP(J7,$O$167:$P$269,2,FALSE))","v":""},"Numeric identifiers on variable DALu[L & S] represent the land area decision for HRU number L and managed set number S."]
["CCGwPump","Capital cost of groundwater pumping","$/yr",null,"COmGwPump","O&M Costs","Groundwater pumping","$/yr",null,"QReT","Total monthly recharge for the study area for each managed set","in/acre/month",{"$f":"IF(ISNA(VLOOKUP(J8,$O$167:$P$269,2,FALSE))=TRUE,\"\",VLOOKUP(J8,$O$167:$P$269,2,FALSE))","v":""},"Numeric identifiers on any WQ variable represents the decision variable for constituent number C."]
["CCIbtW","Capital cost of additional IBT potable water","$/yr",null,"COmIbtW","O&M Costs","IBT potable water","$/yr",null,"NDateHydro","Number of time steps in model","-",{"$f":"IF(ISNA(VLOOKUP(J9,$O$167:$P$269,2,FALSE))=TRUE,\"\",VLOOKUP(J9,$O$167:$P$269,2,FALSE))","v":""}]
["CCIbtWw","Capital cost of additional IBT wastewater","$/yr",null,"COmIbtWw","O&M Costs","IBT wastewater","$/yr",null,"Dt","Number of days in timestep (1 = daily, >28 = monthly)","days in time step"]
["CCNpdist","Capital cost of nonpotable distribution system","$/yr",null,"COmNpdist","O&M Costs","Nonpotable distribution system","$/yr",null,"NLu","Number of HRUs","# HRUs"]
["CCRes","Capital cost of reservoir management","$/yr",null,"COmOS","O&M Costs","Operation cost of offline storage use","$/yr",null,"NLuName,1","forest sand","-"]
["CCSwPump","Capital cost of surface water pumping","$/yr",null,"COmRes","O&M Costs","Reservoir management","$/yr",null,"NLuName,2","open nonres sand","-"]
["CCWrf","Capital cost of WRF","$/yr",null,"COmSwPump","O&M Costs","Surface water pumping","$/yr",null,"NLuName,3","MLD res sand","-"]
["CCWtp","Capital cost of potable water treatment plant","$/yr",null,"COmWrf","O&M Costs","WRF","$/yr",null,"NLuName,4","MHHD resid sand","-"]
["CCWwtp","Capital cost of wastewater treatment plant","$/yr",null,"COmWtp","O&M Costs","Water treatment","$/yr",null,"NLuName,5","comindtr sand","-"]
["CDmd","Cost of direct demand reduction","$/yr",null,"COmWwtp","O&M Costs","Wastewater treatment","$/yr",null,"NLuName,6","ag sand","-"]
["CFlood","Cost of flood damage","$/yr",null,"DQCSOS","Flow","Combined sewer to offline storage","MGD",null,"NLuName,7","forest till","-"]
["CGwMake","Penalty for groundwater deficit","$/yr",null,"DQGwExt","Flow","Groundwater to external","MGD",null,"NLuName,8","open nonres till","-"]
["CGwPump","Total cost of groundwater pumping","$/yr",null,"DQGwMake","Flow","Groundwater deficits","MGD",null,"NLuName,9","MLD res till","-"]
["CGwWwtp","Total cost of wastewater treatment plant I/I repair","$/yr",null,"DQGwWtp","Flow","Groundwater to water treatment plant","MGD",null,"NLuName,10","MHHD resid till","-"]
["CIbtW","Total cost of IBT potable water","$/yr",null,"DQIbtWUseNp","Flow","IBT potable water to nonpotable water use","MGD",null,"NLuName,11","comindtr till","-"]
["CIbtWw","Total cost of IBT wastewater","$/yr",null,"DQIbtWUseP","Flow","IBT potable water to potable water use","MGD",null,"NLuName,12","ag till","-"]
["CLuSet1","Land Area w/ Conservation - Cost of land use management set","$/yr",null,"DQOSWwtp","Flow","Offline storage to wastewater treatment plant","MGD",null,"NLuName,13","cranberry bog","-"]
["CLuSet2","0.6'' Infiltration Basin - Cost of land use management set","$/yr",null,"DQResAsr","Flow","Reservoir to ASR","MGD",null,"NLuName,14","forested wetland","-"]
["CNpdist","Total cost of nonpotable distribution system","$/yr",null,"DQResWtp","Flow","Reservoir to water treatment plant","MGD",null,"NLuName,15","nonforested wetlnd","-"]
["COS","Cost of offline storage","$/yr",null,"DQSwAsr","Flow","Surface water to ASR","MGD",null,"NLuName,16","water","-"]
["CPPrice","Cost of consumer rate change","$/yr",null,"DQSwExt","Flow","Surface water to external","MGD",null,"ALuBase","Baseline land area of HRUs","acre"]
["CRes","Total cost of reservoir management","$/yr",null,"DQSwWtp","Flow","Surface water to water treatment plant","MGD",null,"EIALu","Effective impervious area of HRUs","fraction"]
["CSewSep","Cost of sewer separation","$/yr",null,"DQUseNpCS","Flow","Nonpotable water use to combined sewer","MGD",null,"InfiltLu","Infiltration rate of HRUs","in/hr"]
["CSwPump","Total cost of surface water pumping","$/yr",null,"DQUseNpIbtWw","Flow","Nonpotable water use to IBT wastewater flow","MGD",null,"NLuSet","Number of managed sets","# of HRU Sets"]
["CWMake","Penalty for water deficit","$/yr",null,"DQUseNpSanS","Flow","Nonpotable water use to sanitary sewer","MGD",null,"NLuSetName,1","Land Area w/ Conservation","-",{"$f":"IF(ISNA(VLOOKUP(J34,$O$167:$P$269,2,FALSE))=TRUE,\"\",VLOOKUP(J34,$O$167:$P$269,2,FALSE))","v":""}]
["CWrf","Total cost of WRF","$/yr",null,"DQUsePCS","Flow","Potable water use to combined sewer","MGD",null,"NLuSetName,2","0.6'' Infiltration Basin","-"]
["CWtp","Total cost of potable water treatment plant","$/yr",null,"DQUsePIbtWw","Flow","Potable water use to IBT wastewater flow","MGD",null,"ALuMin","Minimum areas for each land use management set","acre"]
["CWtpUaw","Cost of potable water treatment plant repair","$/yr",null,"DQUsePSanS","Flow","Potable water use to sanitary sewer","MGD",null,"ALuMax","Maximum areas for each land use management set","acre"]
["CWwtp","Total cost of wastewater treatment plant","$/yr",null,"DQWMake","Flow","Water deficits","MGD",null,"CCLu","Initial or capital cost for managing land use set","$/acre"]
["DALu11","Land Area - Land Area w/ Conservation, forest sand","ac",null,"DQWrfAsr","Flow","WRF to ASR","MGD",null,"COmLu","O&M costs for managing land use set","$/acre/yr"]
["DALu21","Land Area - Land Area w/ Conservation, open nonres sand","ac",null,"DQWrfUseNp","Flow","WRF to nonpotable water use","MGD",null,"NWUser","Number of water users","# of Water Users"]
["DALu31","Land Area - Land Area w/ Conservation, MLD res sand","ac",null,"DQWtpUseNp","Flow","Water treatment plant to nonpotable water use","MGD",null,"NamesWUse,1","Unaccounted water users","-"]
["DALu41","Land Area - Land Area w/ Conservation, MHHD resid sand","ac",null,"DQWwtpWrf","Flow","Wastewater treatment plant to WRF","MGD",null,"NamesWUse,2","Residential water users","-"]
["DALu51","Land Area - Land Area w/ Conservation, comindtr sand","ac",null,"QAsrGw","Flow","ASR to groundwater","MGD",null,"NamesWUse,3","Residential.Institutions water users","-"]
["DALu61","Land Area - Land Area w/ Conservation, ag sand","ac",null,"QCSWwtp","Flow","Combined sewer to wastewater treatment plant","MGD",null,"NamesWUse,4","Commercial.Business water users","-"]
["DALu71","Land Area - Land Area w/ Conservation, forest till","ac",null,"QGwSw","Flow","Groundwater to surface water","MGD",null,"NamesWUse,5","Agricultural water users","-"]
["DALu81","Land Area - Land Area w/ Conservation, open nonres till","ac",null,"QGwWwtp","Flow","Groundwater to wastewater treatment plant","MGD",null,"NamesWUse,6","Industrial water users","-"]
["DALu91","Land Area - Land Area w/ Conservation, MLD res till","ac",null,"QRe","Flow","Recharge","MGD",null,"NamesWUse,7","Municipal.Institutional.Non.profits water users","-"]
["DALu101","Land Area - Land Area w/ Conservation, MHHD resid till","ac",null,"QRu","Flow","Runoff","MGD",null,"NamesWUse,8","Other water users","-"]
["DALu111","Land Area - Land Area w/ Conservation, comindtr till","ac",null,"QRuCS","Flow","Runoff flow to combined sewer","MGD",null,"PConsUsePI","Initial percent consumptive use for potable water","%",{"$f":"IF(ISNA(VLOOKUP(J35,$O$167:$P$269,2,FALSE))=TRUE,\"\",VLOOKUP(J35,$O$167:$P$269,2,FALSE))","v":""}]
["DALu121","Land Area - Land Area w/ Conservation, ag till","ac",null,"QRuStS","Flow","Runoff flow to storm sewer","MGD",null,"QUsePI","Potable water demand","MG/time step",{"$f":"IF(ISNA(VLOOKUP(J36,$O$167:$P$269,2,FALSE))=TRUE,\"\",VLOOKUP(J36,$O$167:$P$269,2,FALSE))","v":""}]
["DALu131","Land Area - Land Area w/ Conservation, cranberry bog","ac",null,"QRuSw","Flow","Runoff flow to surface water","MGD",null,"PUseNp","Percent of maximum potable water demand met by nonpotable","%",{"$f":"IF(ISNA(VLOOKUP(J37,$O$167:$P$269,2,FALSE))=TRUE,\"\",VLOOKUP(J37,$O$167:$P$269,2,FALSE))","v":""}]
["DALu141","Land Area - Land Area w/ Conservation, forested wetland","ac",null,"QSanSWwtp","Flow","Sanitary sewer to wastewater treatment plant","MGD",null,"PConsUseNp","Percent of nonpotable use that is consumptive use","%"]
["DALu151","Land Area - Land Area w/ Conservation, nonforested wetlnd","ac",null,"QSepGw","Flow","Septic systems to groundwater","MGD",null,"ElasWUser","Price elasiticities for water users","unitless",{"$f":"IF(ISNA(VLOOKUP(J49,$O$167:$P$269,2,FALSE))=TRUE,\"\",VLOOKUP(J49,$O$167:$P$269,2,FALSE))","v":""}]
["DALu161","Land Area - Land Area w/ Conservation, water","ac",null,"QStSSw","Flow","Storm sewer to surface water","MGD",null,"CCDmPrice","Initial cost of implementing Dm via price change","$",""]
["DALu12","Land Area - 0.6'' Infiltration Basin, forest sand","ac",null,"QSwRes","Flow","Surface water to reservoir","MGD",null,"COmDmPrice","O&M cost of implementing Dm via price change","$/yr",""]
["DALu22","Land Area - 0.6'' Infiltration Basin, open nonres sand","ac",null,"QUseNp1","Flow","Nonpotable water use, Unaccounted","MGD",null,"PPriceMax","HRU Managed Set Names","%",""]
["DALu32","Land Area - 0.6'' Infiltration Basin, MLD res sand","ac",null,"QUseNp2","Flow","Nonpotable water use, Residential","MGD",null,"CCDm","Initial cost for implementing aggregate of Dm practices","$",""]
["DALu42","Land Area - 0.6'' Infiltration Basin, MHHD resid sand","ac",null,"QUseNp3","Flow","Nonpotable water use, Residential.Institutions","MGD",null,"COmDm","O&M annnual cost for implementing aggregate of Dm practices","$/yr",""]
["DALu52","Land Area - 0.6'' Infiltration Basin, comindtr sand","ac",null,"QUseNp4","Flow","Nonpotable water use, Commercial.Business","MGD",null,"QDmRedMax","Max demand reduction for implementing aggregate of Dm practic","MGD",""]
["DALu62","Land Area - 0.6'' Infiltration Basin, ag sand","ac",null,"QUseNp5","Flow","Nonpotable water use, Agricultural","MGD",null,"KGw","Gw recession coefficient","1/time step",""]
["DALu72","Land Area - 0.6'' Infiltration Basin, forest till","ac",null,"QUseNp6","Flow","Nonpotable water use, Industrial","MGD",null,"VGwI","Initial Gw aquifer volume","MG",""]
["DALu82","Land Area - 0.6'' Infiltration Basin, open nonres till","ac",null,"QUseNp7","Flow","Nonpotable water use, Municipal.Institutional.Non.profits","MGD",null,"VGwMin","Minimum Gw aquifer volume","MG",""]
["DALu92","Land Area - 0.6'' Infiltration Basin, MLD res till","ac",null,"QUseNp8","Flow","Nonpotable water use, Other","MGD",null,"VGwMax","Maximum Gw aquifer volume","MG",""]
["DALu102","Land Area - 0.6'' Infiltration Basin, MHHD resid till","ac",null,"QUseNpSep","Flow","Nonpotable water to septic systems inside of study area","MGD",null,"ExGwMake","Make-up Gw Penalty Flag","-",""]
["DALu112","Land Area - 0.6'' Infiltration Basin, comindtr till","ac",null,"QUseNpSepExt","Flow","Nonpotable water to septic systems outside of study area","MGD",null,"COmGwMake","Cost for Make-Up Gw","$/MGD",""]
["DALu122","Land Area - 0.6'' Infiltration Basin, ag till","ac",null,"QUseNpSewer","Flow","Municipal water use direct to the sewer system","MGD",null,"QGwPt","Private/other Gw withdrawals","MG/time step",""]
["DALu132","Land Area - 0.6'' Infiltration Basin, cranberry bog","ac",null,"QUseP1","Flow","Potable water use, Unaccounted","MGD",null,"QPtGw","Private/other Gw discharges","MG/time step",""]
["DALu142","Land Area - 0.6'' Infiltration Basin, forested wetland","ac",null,"QUseP2","Flow","Potable water use, Residential","MG",null,"QExtGw","External Gw inflow (from other watershed if Gw and Sw watersh","MG/time step",""]
["DALu152","Land Area - 0.6'' Infiltration Basin, nonforested wetlnd","ac",null,"QUseP3","Flow","Potable water use, Residential.Institutions","MG",null,"QGwExtMin","Minimum Gw flow out of basin","MG/time step",""]
["DALu162","Land Area - 0.6'' Infiltration Basin, water","ac",null,"QUseP4","Flow","Potable water use, Commercial.Business","MGD",null,"VResI","Initial volume in reservoir","MG",""]
["DOS","Binary decision to use offline storage","binary",null,"QUseP5","Flow","Potable water use, Agricultural","lbs/day",null,"VResMin","Minimum volume to be maintained in reservoir (ie: dead storag","MG",""]
["DPCS","Percent of sewer system that is combined","%",null,"QUseP6","Flow","Potable water use, Industrial","lbs/day",null,"VResMaxI","Existing maximum volume of the reservoir","MG",""]
["DPCS1","Percent of sewer system that is combined","%",null,"QUseP7","Flow","Potable water use, Municipal.Institutional.Non.profits","lbs/day",null,"VResMaxAddl","Maximum additional capacity of reservoir volume","MG",""]
["DPGwWwtpFix","Wastewater treatment plant I/I repairs","% of leaks",null,"QUseP8","Flow","Potable water use, Other","lbs/day",null,"CCRes","Initial/capital cost of additional surface storage (expand re","$/MG"]
["DPPrice","Percent consumer rate change","%",null,"QUsePSep","Flow","Potable water to septic systems inside of study area","lbs/day",null,"COmRes","O&M cost of additional surface water storage","$/MG"]
["DPriceDummy","Dummy variable","-",null,"QUsePSepExt","Flow","Potable water to septic systems outside of study area","lbs/day",null,"ExVSw","Flag to exclude additional Sw/Res storage","-"]
["DPWtpGwFix","Distribution system leak repairs","% of leaks",null,"QWrfSw","Flow","WRF to surface water","lbs/day",null,"FlagSwExt","User indicated flag to model flow out of reservoir to ext sw","-"]
["DQAsrAddl","Additional ASR capacity","MG",null,"QWtpGw","Flow","Water treatment plant to groundwater","lbs/day",null,"COmWMake","Cost for Make-Up Sw","$/MG"]
["DQDmR","Demand reduction","MGD",null,"QWtpUseP","Flow","Water treatment to potable use","lbs/day",null,"ExWMake","Make-up Sw Penalty Flag","-"]
["DQGwPumpAddl","Additional groundwater pumping capacity","MG",null,"QWwtpSw","Flow","Wastewater treatment plant to surface water","lbs/day",null,"QSwPt","Private/other surface water withdrawals","MG/time step"]
["DQIbtWAddl","Additional IBT potable water capacity","MG",null,"VGw","Storage","Groundwater volume","lbs/day",null,"QPtSw","Private/other surface water discharges","MG/time step"]
["DQIbtWwAddl","Additional IBT wastewater capacity","MG",null,"VOSTotal","Storage","Offline storage volume","lbs/day",null,"QExtSw","External inflow to surface water (e.g., if not modeling headw","MG/time step"]
["DQNpdistAddl","Additional nonpotable water distribution system capacity","MG",null,"VRes","Storage","Reservoir volume","lbs/day",null,"QResPt","Private/other reservoir withdrawals","MG/time step"]
["DQSwPumpAddl","Additional surface water pumping capacity","MG",null,"QESep","Flow","Enhanced septic treatment","lbs/day",null,"QSwMin","Minimum in-stream flow requirement","MG/time step"]
["DQWrfAddl","Additional WRF capacity","MG",null,"LAsrGw1","Loadings","ASR to groundwater (Constituent 1)","lbs/day",null,"QSwMax","Maximum in-stream flow","MG/time step"]
["DQWtpAddl","Additional water treatment capacity","MG",null,"LGw1","Loadings","Groundwater (Constituent 1)","lbs/day",null,"QSwExtMin","Minimum Sw flow out of basin","MG/time step"]
["DQWwtpAddl","Additional wastewater treatment capacity","MG",null,"LGwExt1","Loadings","Groundwater to external (Constituent 1)","lbs/day",null,"QSwExtMax","Max Sw flow out of basin","MG/time step"]
["DRuCS","Binary decision to route runoff to combined sewer","binary",null,"LGwPt1","Loadings","Groundwater to private withdrawals (Constituent 1)","lbs/day",null,"TPlan","planning horizon in years (time over which costs are annualized)","years"]
["DVResAddl","Additional reservoir capacity","MG",null,"LGwSw1","Loadings","Groundwater to surface water (Constituent 1)","lbs/day",null,"PInt","Interest rate for annualizing costs","%"]
["DWwtp","Binary decision used to count hydraulic capacity exceedances","binary",null,"LGwWtp1","Loadings","Groundwater to water treatment plant (Constituent 1)","lbs/day",null,"RUseP","Consumer price for water (variable-fee)","$/HCF"]
["CESep","Capital cost for new enhanced septic treatment","$/yr",null,"LGwWwtp1","Loadings","Groundwater to wastewater treatment plant (Constituent 1)","lbs/day",null,"RfUseP","Consumer price for water (fixed-fee)","$/month"]
["DPESep","Fraction of septic loadings receiving enhanced treatment","fraction",null,"LRe1","Loadings","Recharge (Constituent 1)","lbs/day",null,"CCGwPumpU","Initial or capital cost for additional Gw pumping capacity","$/MGD"]
["CUWtp","Capital cost for new upgraded WTP","$/yr",null,"LRes1","Loadings","Reservoir (Constituent 1)","lbs/day",null,"COmGwPumpU","O&M costs for Gw pumping","$/MG"]
["DPUWtp","Fraction of WTP loadings receiving upgraded treatment","fraction",null,"LResAsr1","Loadings","Reservoir to ASR (Constituent 1)","lbs/day",null,"QGwPumpI","Initial Gw pumping capacity","MGD"]
["CUWwtp","Capital cost for new upgraded WWTP","$/yr",null,"LResPt1","Loadings","Reservoir to private withdrawals (Constituent 1)","lbs/day",null,"TGwPumpExist","Remaining lifetime of existing GwPump","years"]
["DPUWwtp","Fraction of WWTP loadings receiving upgraded treatment","fraction",null,"LResWtp1","Loadings","Reservoir to water treatment plant (Constituent 1)","lbs/day",null,"TGwPumpNew","Lifetime of new construction for additional capacity for GwPump","years"]
["CStream","Cost of streambank restoration/stabilization","$/yr",null,"LRu1","Loadings","Runoff (Constituent 1)","lbs/day",null,"ExGwPump","Flag for excluding new/additional GW pumping capacity","-"]
["DFtStream","Steambank length restored/stabilized","ft",null,"LRuAdd1","Loadings","Runoff loadings change from converted HRU land area (Constituent 1)","lbs/day",null,"CCSwPumpU","Initial or capital cost for additional Sw pumping capacity","$/MGD"]
["COutfall","Cost of outfall enhancement/stabilization","$/yr",null,"LRuAdjUp1","Loadings","Runoff loadings from upland HRUs to a buffer area that has a loadings adjustment (Constituent 1)","lbs/day",null,"COmSwPumpU","O&M costs for Sw pumping","$/MG"]
["DNOutE","Number of enhanced/stabilized outfalls","outfalls",null,"LSepGw1","Loadings","Septic systems to groundwater (Constituent 1)","lbs/day",null,"QSwPumpI","Initial Sw pumping capacity","MGD"]
["CDrSet1","Cost of direct reduction land use management set","$/yr",null,"LStSSw1","Loadings","Storm sewer to surface water loadings (Constituent 1)","lbs/day",null,"TSwPumpExist","Remaining lifetime of existing SwPump","years"]
["DDrSet1","Binary decision to apply direct reduction land management set","binary",null,"LSwAsr1","Loadings","Surface water to ASR (Constituent 1)","lbs/day",null,"TSwPumpNew","Lifetime of new construction for additional capacity for SwPump","years"]
["CDrTotal","Total cost of applying direct reduction land management sets","$/yr",null,"LSwExt1","Loadings","Surface water to external (Constituent 1)","lbs/day",null,"ExSwPump","Flag for excluding new/additional SW pumping capacity","-"]
["CRipSet111","Cost of riparian buffer land use management set","$/yr",null,"LSw1","Loadings","Surface water (Constituent 1)","lbs/day",null,"CCWtpU","Initial or capital cost for additional water treatment plant (WTP) capacity","$/MGD"]
["DRipSet1111","Binary decision to apply riparian buffer land management set to runoff","binary",null,"LSwPt1","Loadings","Surface water to private withdrawals (Constituent 1)","lbs/day",null,"COmWtpU","O&M cost for WTP","$/MG"]
["DRipSet1112","Binary decision to apply riparian buffer land management set to loadings","binary",null,"LSwRes1","Loadings","Surface water to reservoir (Constituent 1)","lbs/day",null,"QWtpMaxI","Maximum initial capacity of WTP","MGD"]
["CRipTotal","Total cost of applying riparian buffer land management sets","$/yr",null,"LSwWtp1","Loadings","Surface water to water treatment plant (Constituent 1)","lbs/day",null,"TWtpExist","Remaining lifetime of existing WTP","years"]
[null,null,null,null,"LUseNp1","Loadings","Nonpotable water use (Constituent 1)","lbs/day",null,"TWtpNew","Lifetime of new construction for additional capacity for WTP","years"]
[null,null,null,null,"LUseNpIbtWw1","Loadings","Nonpotable water use to IBT wastewater (Constituent 1)","lbs/day",null,"CCWtpUaw","initial cost for reducing unaccounted-for-water (UAW)","$"]
[null,null,null,null,"LUseNpSanS1","Loadings","Nonpotable water use to sanitary sewer loadings (Constituent 1)","lbs/day",null,"COmWtpUaw","O&M cost for maintaining reduction in UAW","$/year"]
[null,null,null,null,"LUseNpSep1","Loadings","Nonpotable water use to septic systems (Constituent 1)","lbs/day",null,"PWtpGwFixmax","maximum percent of leak from WTP distribthat can be eliminated","%"]
[null,null,null,null,"LUseNpSepExt1","Loadings","Nonpotable water use to external septic systems (Constituent 1)","lbs/day",null,"ExWtp","Flag for excluding new/additional WTP capacity","-"]
[null,null,null,null,"LUseNpSewer1","Loadings","Nonpotable water use to storm sewer loadings (Constituent 1)","lbs/day",null,"RWw","Consumer","$/HCF"]
[null,null,null,null,"LUseP1","Loadings","Potable water use (Constituent 1)","lbs/day",null,"RfWw","Consumer","$/month"]
[null,null,null,null,"LUsePIbtWw1","Loadings","Potable water use to IBT wastewater (Constituent 1)","lbs/day",null,"CCWwtpU","Capital cost for additional wastewater treatment plant (Wwtp) capacity","$/MGD"]
[null,null,null,null,"LUsePSanS1","Loadings","Potable water use to sanitary sewer loadings (Constituent 1)","lbs/day",null,"COmWwtpU","O&M cost for Wwtp","$/MG"]
[null,null,null,null,"LUsePSep1","Loadings","Potable water use to septic systems (Constituent 1)","lbs/day",null,"QWwtpMaxI","Existing maximum capacity of Wwtp","MGD"]
[null,null,null,null,"LUsePSepExt1","Loadings","Potable water use to external septic systems (Constituent 1)","lbs/day",null,"TWwtpExist","Remaining lifetime of existing Wwtp","years"]
[null,null,null,null,"LWrfAsr1","Loadings","WRF to ASR (Constituent 1)","lbs/day",null,"TWwtpNew","Lifetime of new construction for additional capacity for Wwtp","years"]
[null,null,null,null,"LWrfSw1","Loadings","WRF to surface water (Constituent 1)","lbs/day",null,"PGwWwtpI","Initial infiltration of Gw into Wwtp collection system","%"]
[null,null,null,null,"LWrfUseNp1","Loadings","WRF to nonpotable water use (Constituent 1)","lbs/day",null,"CCGwWwtp","Initial cost for reducing Gw infiltration","$"]
[null,null,null,null,"LWtpGw1","Loadings","Water treatment plant to groundwater (Constituent 1)","lbs/day",null,"COmGwWwtp","O&M cost for maintaining reduction in Gw infiltration","$/yr"]
[null,null,null,null,"LWtpUseNp1","Loadings","Water treatment plant to nonpotable water use (Constituent 1)","lbs/day",null,"PGwWwtpFixmax","maximum percent of gw infiltration that can be eliminated","%"]
[null,null,null,null,"LWtpUseP1","Loadings","Water treatment plant to potable water use (Constituent 1)","lbs/day",null,"WwFlag","Wastewater charge based on water or ww flow","-"]
[null,null,null,null,"LWwtpSw1","Loadings","Wastewater treatment plant to surface water (Constituent 1)","lbs/day",null,"ExWwtp","Flag for excluding new/additional WWTP capacity","-"]
[null,null,null,null,"LWwtpWrf1","Loadings","Watewater treatment plant to WRF (Constituent 1)","lbs/day",null,"CCWrfU","Initial or capital cost for additional WRF capacity","$/MGD"]
[null,null,null,null,"XGwF1","Concentration","Groundwater after decay (Constituent 1)","lbs/day",null,"COmWrfU","O&M cost for WRF","$/MG"]
[null,null,null,null,"XResF1","Concentration","Reservoir after decay (Constituent 1)","lbs/day",null,"QWrfMaxI","Initial maximum capacity of WRF","MGD"]
[null,null,null,null,"XSwF1","Concentration","Surface water after decay (Constituent 1)","lbs/day",null,"TWrfExist","Remaining lifetime of existing WRF","years"]
[null,null,null,null,"XUseNp1","Concentration","Nonpotable water (Constituent 1)","lbs/day",null,"TWrfNew","Lifetime of new construction for additional capacity for WRF","years"]
[null,null,null,null,"XUseP1","Concentration","Potable water (Constituent 1)","lbs/day",null,"ExWrf","Flag for excluding new/additional WRF capacity","-"]
[null,null,null,null,"LAsrGw2","Loadings","ASR to groundwater (Constituent 2)","lbs/day",null,"RUseNp","Consumer","$/HCF"]
[null,null,null,null,"LGw2","Loadings","Groundwater (Constituent 2)","lbs/day",null,"RfUseNp","Consumer","$/month"]
[null,null,null,null,"LGwExt2","Loadings","Groundwater to external (Constituent 2)","lbs/day",null,"CCNpdistU","Initial or capital cost for nonpotable distribution system(Npdist) capacity","$/MGD"]
[null,null,null,null,"LGwPt2","Loadings","Groundwater to private withdrawals (Constituent 2)","lbs/day",null,"COmNpdistU","O&M cost for Npdist","$/MG"]
[null,null,null,null,"LGwSw2","Loadings","Groundwater to surface water (Constituent 2)","lbs/day",null,"QNpDistMaxI","Existing capacity of Npdist","MGD"]
[null,null,null,null,"LGwWtp2","Loadings","Groundwater to water treatment plant (Constituent 2)","lbs/day",null,"TNpdistExist","Remaining lifetime of existing Npdist","years"]
[null,null,null,null,"LGwWwtp2","Loadings","Groundwater to wastewater treatment plant (Constituent 2)","lbs/day",null,"TNpdistNew","Lifet time of new Npdist system","years"]
[null,null,null,null,"LRe2","Loadings","Recharge (Constituent 2)","lbs/day",null,"ExNpDist","Flag for excluding new/additional nonpotable distribution system capacity","-"]
[null,null,null,null,"LRes2","Loadings","Reservoir (Constituent 2)","lbs/day",null,"CCAsrU","Initial or capital cost for additional ASR capacity","$/MGD"]
[null,null,null,null,"LResAsr2","Loadings","Reservoir to ASR (Constituent 2)","lbs/day",null,"COmAsrU","O&M cost for Asr","$/MG"]
[null,null,null,null,"LResPt2","Loadings","Reservoir to private withdrawals (Constituent 2)","lbs/day",null,"QAsrMaxI","Initial maximum capacity of Asr","MGD"]
[null,null,null,null,"LResWtp2","Loadings","Reservoir to water treatment plant (Constituent 2)","lbs/day",null,"TAsrExist","Remaining lifetime of existing Asr","years"]
[null,null,null,null,"LRu2","Loadings","Runoff (Constituent 2)","lbs/day",null,"TAsrNew","Lifetime of new construction for additional capacity for Asr","years"]
[null,null,null,null,"LRuAdd2","Loadings","Runoff loadings change from converted HRU land area (Constituent 2)","lbs/day",null,"ExAsr","Flag for excluding new/additional ASR capacity","-"]
[null,null,null,null,"LRuAdj2","Loadings","Runoff loadings from upland HRUs to a buffer area that does not have a loadings adjustment (Constituent 2)","lbs/day",null,"PSep","Percent of each water use on septic system recharging within","%"]
[null,null,null,null,"LRuAdjUp2","Loadings","Runoff loadings from upland HRUs to a buffer area that has a loadings adjustment (Constituent 2)","lbs/day",null,"PSepExt","Percent of each water use on septic system recharging outside","%"]
[null,null,null,null,"LSepGw2","Loadings","Septic systems to groundwater (Constituent 2)","lbs/day",null,"CIbtWU","Cost of purchasing potable water from another basin","$/MG"]
[null,null,null,null,"LStSSw2","Loadings","Storm sewer to surface water loadings (Constituent 2)","lbs/day",null,"CIbtWwU","Cost of purchasing wastewater from another basin","$/MG"]
[null,null,null,null,"LSwAsr2","Loadings","Surface water to ASR (Constituent 2)","lbs/day",null,"CCIbtWU","Initial cost of aquiring additional rights for IBT water","$/MGD"]
[null,null,null,null,"LSwExt2","Loadings","Surface water to external (Constituent 2)","lbs/day",null,"CCIbtWwU","Initial cost of aquiring additional rights for IBT wastewater","$/MGD",{"$f":"IF(ISNA(VLOOKUP(J1015,$O$167:$P$269,2,FALSE))=TRUE,\"\",VLOOKUP(J1015,$O$167:$P$269,2,FALSE))","v":""}]
[null,null,null,null,"LSw2","Loadings","Surface water (Constituent 2)","lbs/day",null,"QIbtWMaxDay","Maximum IBT per day for importing potable water","MGD",""]
[null,null,null,null,"LSwPt2","Loadings","Surface water to private withdrawals (Constituent 2)","lbs/day",null,"QIbtWMaxYear","Maximum IBT per year for exporting wastewater","MG/year",""]
[null,null,null,null,"LSwRes2","Loadings","Surface water to reservoir (Constituent 2)",null,null,"QIbtWwMaxDay","Maximum IBT per day for importing potable water","MGD",""]
[null,null,null,null,"LSwWtp2","Loadings","Surface water to water treatment plant (Constituent 2)",null,null,"QIbtWwMaxYear","Maximum IBT per year for exporting wastewater","MG/year",""]
[null,null,null,null,"LUseNp2","Loadings","Nonpotable water use (Constituent 2)",null,null,"QIbtWAddlMaxDay","Maximum additional IBT capacity per day for importing potable","MGD",{"$f":"IF(ISNA(VLOOKUP(J1020,$O$167:$P$269,2,FALSE))=TRUE,\"\",VLOOKUP(J1020,$O$167:$P$269,2,FALSE))","v":""}]
[null,null,null,null,"LUseNpIbtWw2","Loadings","Nonpotable water use to IBT wastewater (Constituent 2)",null,null,"QIbtWwAddlMaxDay","Maximum additional IBT capacity per day for exporting wastewa","MGD",{"$f":"IF(ISNA(VLOOKUP(J1021,$O$167:$P$269,2,FALSE))=TRUE,\"\",VLOOKUP(J1021,$O$167:$P$269,2,FALSE))","v":""}]
[null,null,null,null,"LUseNpSanS2","Loadings","Nonpotable water use to sanitary sewer loadings (Constituent 2)",null,null,"QIbtWMaxMonth","Monthly max IBT for importing potable water","MG/month",{"$f":"IF(ISNA(VLOOKUP(J1022,$O$167:$P$269,2,FALSE))=TRUE,\"\",VLOOKUP(J1022,$O$167:$P$269,2,FALSE))","v":""}]
[null,null,null,null,"LUseNpSep2","Loadings","Nonpotable water use to septic systems (Constituent 2)",null,null,"QIbtWwMaxMonth","Monthly max IBT for exporting wastewater","MG/month",{"$f":"IF(ISNA(VLOOKUP(J1023,$O$167:$P$269,2,FALSE))=TRUE,\"\",VLOOKUP(J1023,$O$167:$P$269,2,FALSE))","v":""}]
[null,null,null,null,"LUseNpSepExt2","Loadings","Nonpotable water use to external septic systems (Constituent 2)","lbs/day",null,"ObsFlow","Measured flow time series for calibration/validation","cfs"]
[null,null,null,null,"LUseNpSewer2","Loadings","Nonpotable water use to storm sewer loadings (Constituent 2)","lbs/day",null,"NCons","Number of constituents","-"]
[null,null,null,null,"LUseP2","Loadings","Potable water use (Constituent 2)","lbs/day",null,"Cons1","Name of constituent 1","-"]
[null,null,null,null,"LUsePIbtWw2","Loadings","Potable water use to IBT wastewater (Constituent 2)","lbs/day",null,"LRuT","Total monthly runoff loadings for the study area for each managed set","lbs/acre/month"]
[null,null,null,null,"LUsePSanS2","Loadings","Potable water use to sanitary sewer loadings (Constituent 2)","lbs/day",null,"LReT","Total monthly recharge loadings for the study area for each managed set","lbs/acre/month"]
[null,null,null,null,"LUsePSep2","Loadings","Potable water use to septic systems (Constituent 2)","lbs/day",null,"CStreamU","Cost per linear stream length of streambank stabilization","$/foot"]
[null,null,null,null,"LUsePSepExt2","Loadings","Potable water use to external septic systems (Constituent 2)","lbs/day",null,"StreamMax","Maximum linear stream length that can be stabilized","ft"]
[null,null,null,null,"LWrfAsr2","Loadings","WRF to ASR (Constituent 2)",null,null,"StreamTargetBody","Waterbody where streambank stabilization target adjustment is applied","-"]
[null,null,null,null,"LWrfSw2","Loadings","WRF to surface water (Constituent 2)",null,null,"StreamRemoval","Streambank stabilization constituent loading removal rate","lbs/ft/time step"]
[null,null,null,null,"LWrfUseNp2","Loadings","WRF to nonpotable water use (Constituent 2)",null,null,"COutfallU","Cost per outfall stabilized","$/outfall"]
[null,null,null,null,"LWtpGw2","Loadings","Water treatment plant to groundwater (Constituent 2)",null,null,"OutfallMax","Maximum number of outfalls that can be stabilized","outfalls"]
[null,null,null,null,"LWtpUseNp2","Loadings","Water treatment plant to nonpotable water use (Constituent 2)",null,null,"OutfallTargetBody","Waterbody where outfall stabilization target adjustment is applied","-"]
[null,null,null,null,"LWtpUseP2","Loadings","Water treatment plant to potable water use (Constituent 2)",null,null,"OutfallRemoval","Outfall stabilization constituent loading removal rate","lbs/outfall/time step"]
[null,null,null,null,"LWwtpSw2","Loadings","Wastewater treatment plant to surface water (Constituent 2)",null,null,"NDrSet","Number of direct reduction management sets","-"]
[null,null,null,null,"LWwtpWrf2","Loadings","Watewater treatment plant to WRF (Constituent 2)",null,null,"DrSetName,1","Direct reduction management set names","-"]
[null,null,null,null,"XGwF2","Concentration","Groundwater after decay (Constituent 2)",null,null,"DrArea","Application area of direct reduction management set","ac"]
[null,null,null,null,"XResF2","Concentration","Reservoir after decay (Constituent 2)",null,null,"CCDrSetU","Capital cost of direct reduction management set","$/ac"]
[null,null,null,null,"XSwF2","Concentration","Surface water after decay (Constituent 2)",null,null,"COmDrSetU","O&M cost of direct reduction management set","$/ac/yr"]
[null,null,null,null,"XUseNp2","Concentration","Nonpotable water (Constituent 2)",null,null,"DrRemovalRate","Direct reduction land use constituent loading removal rate","%"]
[null,null,null,null,"XUseP2","Concentration","Potable water (Constituent 2)",null,null,"NRipSet","Number of riparian buffer management sets","-"]
[null,null,null,null,"XUseP2","Concentration","Potable water (Constituent 2)",null,null,"NAdjEff","Number of load adjustment efficiencies","-"]
[null,null,null,null,null,null,null,null,null,"RipSetName,1","Riparian buffer management set names","-"]
[null,null,null,null,null,null,null,null,null,"AdjEff","Load adjustment efficiencies by riparian buffer set","%"]
[null,null,null,null,null,null,null,null,null,"ARip","Area change of riparian buffer land management","ac"]
[null,null,null,null,null,null,null,null,null,"CCRipU","Capital cost of riparian buffer conversion","$/ac"]
[null,null,null,null,null,null,null,null,null,"COmRipU","O&M cost for riparian buffer conversion","$/ac/yr"]
[null,null,null,null,null,null,null,null,null,"ARipUp","Areas upgradient to the riparian buffer","ac"]
[null,null,null,null,null,null,null,null,null,"LWuserUseP","Potable water user average daily wastewater loadings","lbs"]
[null,null,null,null,null,null,null,null,null,"LWuserUseNp","Nonpotable water user average daily wastewater loadings","lbs"]
[null,null,null,null,null,null,null,null,null,"ExResArea","Decision if modeling 1st order removal in proportion to surfa","-"]
[null,null,null,null,null,null,null,null,null,"ResArea","Reservoir area","ac"]
[null,null,null,null,null,null,null,null,null,"XResI","Initial constituent concentration of reservoir","mg/L"]
[null,null,null,null,null,null,null,null,null,"ResRem0","0th order reservoir removal rates","mg/L/time step"]
[null,null,null,null,null,null,null,null,null,"ResRem1","1st order reservoir removal rates","1/timestep"]
[null,null,null,null,null,null,null,null,null,"XResTarget","Reservoir allowable target concentrations","mg/L"]
[null,null,null,null,null,null,null,null,null,"XSwTarget","Surface water target concentrations","mg/L"]
[null,null,null,null,null,null,null,null,null,"LResTarget","Reservoir target loading","mg/L"]
[null,null,null,null,null,null,null,null,null,"LSwTarget","Surface water target loading","mg/L"]
[null,null,null,null,null,null,null,null,null,"LPtSw","Private/other surface water discharge loadings","lbs/time step"]
[null,null,null,null,null,null,null,null,null,"LPtRes","Private/other reservoir discharge loadings","lbs/time step"]
[null,null,null,null,null,null,null,null,null,"XGwI","Initial constituent concentration of Gw","mg/L"]
[null,null,null,null,null,null,null,null,null,"GwRem0","0th order removal rates","mg/L/time step"]
[null,null,null,null,null,null,null,null,null,"GwRem1","1st order removal rates","1/timestep"]
[null,null,null,null,null,null,null,null,null,"LPtGw","Private Gw loadings","lbs/time step"]
[null,null,null,null,null,null,null,null,null,"LExtGw","External Gw loadings","lbs/time step"]
[null,null,null,null,null,null,null,null,null,"ExUWtp","Flag for excluding new upgraded WTP capacity","-"]
[null,null,null,null,null,null,null,null,null,"ExUWwtp","Flag for excluding upgraded WWTP capacity","-"]
[null,null,null,null,null,null,null,null,null,"ExAsrTr","Flag for excluding new/additional ASR treatment capacity","-"]
[null,null,null,null,null,null,null,null,null,"ExESep","Flag for excluding new enhanced septic treatment capacity","-"]
[null,null,null,null,null,null,null,null,null,"XWtpAvEff","WTP average constituent effluent concentration","mg/L"]
[null,null,null,null,null,null,null,null,null,"XWtpMaxIn","WTP maximum constituent influent concentration","mg/L"]
[null,null,null,null,null,null,null,null,null,"XUWtpAvEff","Upgraded WTP average constituent effluent concentration","mg/L"]
[null,null,null,null,null,null,null,null,null,"XWwtpAvEff","WWTP average constituent effluent concentration","mg/L"]
[null,null,null,null,null,null,null,null,null,"XWwtpMaxIn","WWTP maximum constituent influent concentration","mg/L"]
[null,null,null,null,null,null,null,null,null,"XUWwtpAvEff","Upgraded WWTP average constituent effluent concentration","mg/L"]
[null,null,null,null,null,null,null,null,null,"XWrfAvEff","WRF average constituent effluent concentration","mg/L"]
[null,null,null,null,null,null,null,null,null,"XAsrAvEff","ASR average constituent effluent concentration","mg/L"]
[null,null,null,null,null,null,null,null,null,"CCUWtpU","Initial or capital cost for additional tertiary water treatment plant capacity","$/MGD"]
[null,null,null,null,null,null,null,null,null,"TUWtpNew","Lifetime of new construction for additional capacity for tertiary WTP","years"]
[null,null,null,null,null,null,null,null,null,"CCUWwtpU","Initial or capital cost for additional tertiary wastewater treatment plant capacity","$/MGD"]
[null,null,null,null,null,null,null,null,null,"TUWwtpNew","Lifetime of new construction for additional capacity for upgraded WWTP","years"]
[null,null,null,null,null,null,null,null,null,"CCESepU","Initial or capital cost for enahanced septic treatment","$/MGD"]
[null,null,null,null,null,null,null,null,null,"TESepNew","Lifetime of new construction for enhanced septic treatment","years"]
[null,null,null,null,null,null,null,null,null,"XSepAvEff","Septic average constituent effluent concentration","mg/L"]
[null,null,null,null,null,null,null,null,null,"XESepAvEff","Enhanced septic average constituent effluent concentration","mg/L"]
[null,null,null,null,null,null,null,null,null,"XIbtWUse","Average constituent concentration for interbasin transfer int","mg/L"]
[null,null,null,null,null,null,null,null,null,"ObsConc","Measured concentration time series for WQ calibration/validat","mg/L"]

{"sheet":"Loaded Scenarios","index":3,"n_rows":4,"n_cols":13,"rows_kept":4,"cut":false,"hidden":false,"merged":[]}
["Loaded Files: ","Data Name: ","Scenario Name (edit here):","StudyAreaName:","ScenarioName:","RunStartTime:","StartDate:","EndDate:","ModelMode:","Avg Annual Precip","Avg Temperature","Precipitation Change","Temperature Change"]
["C:\\WMOST\\Wading_Threemile\\ClimateBMPs\\Wading3Mile_bmpsTN2002_SpecsResults.csv","Wading3Mile_bmpsTN2002","BMPs_Baseline2002","Wading3Mile","bmpsTN2002","2018-07-31T09:12:00","2002-01-01","2002-12-31","Hydrology & Loadings",42.05,52.697000000000003]
["C:\\WMOST\\Wading_Threemile\\ClimateBMPs\\Wading3Mile_bmps4.410.1_SpecsResults.csv","Wadi_2","BMPs_GCM-4.4","Wading3Mile","bmps4.410.1","2018-07-31T09:06:00","2002-01-01","2002-12-31","Hydrology & Loadings",46.258000000000003,57.097000000000001,{"$f":"IF(ISNUMBER(J2),J3-J2)","v":4.2080000000000055},{"$f":"IF(ISNUMBER(K2),K3 - K2)","v":4.3999999999999986}]
["C:\\WMOST\\Wading_Threemile\\ClimateBMPs\\Wading3Mile_bmps6.219.4_SpecsResults.csv","Wadi_3","BMPs_GCM-6.2","Wading3Mile","bmps6.219.4","2018-07-31T09:24:00","2002-01-01","2002-12-31","Hydrology & Loadings",50.286999999999999,58.896999999999998,{"$f":"IF(ISNUMBER(J2),J4-J2)","v":8.2370000000000019},{"$f":"IF(ISNUMBER(K2),K4 - K2)","v":6.1999999999999957}]

{"sheet":"Model Results","index":4,"n_rows":39498,"n_cols":13,"rows_kept":4500,"cut":true,"hidden":false,"merged":[],"bounds":{"rows_first":2000,"rows_last":500,"rows_between":2000,"halvings":0}}
["Wading3Mile_bmpsTN2002","Wading3Mile_bmpsTN2002","Wading3Mile_bmpsTN2002","Wading3Mile_bmpsTN2002","Wadi_2","Wadi_2","Wadi_2","Wadi_2","Wadi_3","Wadi_3","Wadi_3","Wadi_3","Data Difference"]
["Variable","Identifier","Value","Units","Variable","Identifier","Value","Units","Variable","Identifier","Value","Units"]
["objective","None",6427.4675999999999,"$/yr","objective","None",6543.0084999999999,"$/yr","objective","None",6649.0393999999997,"$/yr",{"$f":"IF(ISNUMBER(C3),IF(AVERAGE(C3,G3,K3)<>MAX(C3,G3,K3),1,0),\"\")","v":1}]
["DALu11","None",13646.967860000001,"ac","DALu11","None",13646.967860000001,"ac","DALu11","None",13646.967860000001,"ac",{"$f":"IF(ISNUMBER(C4),IF(AVERAGE(C4,G4,K4)<>MAX(C4,G4,K4),1,0),\"\")","v":0}]
["DALu21","None",2296.3647839999999,"ac","DALu21","None",2296.3647839999999,"ac","DALu21","None",2296.3647839999999,"ac",0]
["DALu31","None",5948.6782970000004,"ac","DALu31","None",5948.6782970000004,"ac","DALu31","None",5948.6782970000004,"ac",0]
["DALu41","None",973.2212657,"ac","DALu41","None",973.2212657,"ac","DALu41","None",973.2212657,"ac",0]
["DALu51","None",2536.9363330000001,"ac","DALu51","None",2536.9363330000001,"ac","DALu51","None",2536.9363330000001,"ac",0]
["DALu61","None",634.23408310000002,"ac","DALu61","None",634.23408310000002,"ac","DALu61","None",634.23408310000002,"ac",0]
["DALu71","None",12553.46081,"ac","DALu71","None",12553.46081,"ac","DALu71","None",12553.46081,"ac",0]
["DALu81","None",1082.57197,"ac","DALu81","None",1082.57197,"ac","DALu81","None",1082.57197,"ac",0]
["DALu91","None",2821.2481619999999,"ac","DALu91","None",2821.2481619999999,"ac","DALu91","None",2821.2481619999999,"ac",0]
["DALu101","None",448.3378864,"ac","DALu101","None",448.3378864,"ac","DALu101","None",448.3378864,"ac",0]
["DALu111","None",1104.44211,"ac","DALu111","None",1104.44211,"ac","DALu111","None",1104.44211,"ac",0]
["DALu121","None",240.57154879999999,"ac","DALu121","None",240.57154879999999,"ac","DALu121","None",240.57154879999999,"ac",0]
["DALu131","None",98.415633589999999,"ac","DALu131","None",98.415633589999999,"ac","DALu131","None",98.415633589999999,"ac",0]
["DALu141","None",6473.5616769999997,"ac","DALu141","None",6473.5616769999997,"ac","DALu141","None",6473.5616769999997,"ac",0]
["DALu151","None",2132.3387280000002,"ac","DALu151","None",2132.3387280000002,"ac","DALu151","None",2132.3387280000002,"ac",0]
["DALu161","None",1330.4752900000001,"ac","DALu161","None",1330.4752900000001,"ac","DALu161","None",1330.4752900000001,"ac",0]
["DALu12","None",0,"ac","DALu12","None",0,"ac","DALu12","None",0,"ac",0]
["DALu22","None",0,"ac","DALu22","None",0,"ac","DALu22","None",0,"ac",0]
["DALu32","None",0,"ac","DALu32","None",0,"ac","DALu32","None",0,"ac",0]
["DALu42","None",0,"ac","DALu42","None",0,"ac","DALu42","None",0,"ac",0]
["DALu52","None",1.7399999999999999E-5,"ac","DALu52","None",53.163506560000002,"ac","DALu52","None",114.7482124,"ac",1]
["DALu62","None",0,"ac","DALu62","None",0,"ac","DALu62","None",0,"ac",0]
["DALu72","None",0,"ac","DALu72","None",0,"ac","DALu72","None",0,"ac",0]
["DALu82","None",0,"ac","DALu82","None",0,"ac","DALu82","None",0,"ac",0]
["DALu92","None",0,"ac","DALu92","None",0,"ac","DALu92","None",0,"ac",0]
["DALu102","None",0,"ac","DALu102","None",0,"ac","DALu102","None",0,"ac",0]
["DALu112","None",1090.555717,"ac","DALu112","None",1104.442104,"ac","DALu112","None",1104.442104,"ac",1]
["DALu122","None",0,"ac","DALu122","None",0,"ac","DALu122","None",0,"ac",0]
["DALu132","None",0,"ac","DALu132","None",0,"ac","DALu132","None",0,"ac",0]
["DALu142","None",0,"ac","DALu142","None",0,"ac","DALu142","None",0,"ac",0]
["DALu152","None",0,"ac","DALu152","None",0,"ac","DALu152","None",0,"ac",0]
["DALu162","None",0,"ac","DALu162","None",0,"ac","DALu162","None",0,"ac",0]
["DQSwExt",1,130.7422765,"MGD","DQSwExt",1,131.19323120000001,"MGD","DQSwExt",1,131.43390070000001,"MGD",1]
["DQSwExt",2,100.0401186,"MGD","DQSwExt",2,98.712276729999999,"MGD","DQSwExt",2,98.441331340000005,"MGD",1]
["DQSwExt",3,105.7798773,"MGD","DQSwExt",3,105.1312291,"MGD","DQSwExt",3,104.9857658,"MGD",1]
["DQSwExt",4,99.71825407,"MGD","DQSwExt",4,99.003953870000004,"MGD","DQSwExt",4,98.780923630000004,"MGD",1]
["DQSwExt",5,93.477852189999993,"MGD","DQSwExt",5,92.635884360000006,"MGD","DQSwExt",5,92.229817760000003,"MGD",1]
["DQSwExt",6,91.855432019999995,"MGD","DQSwExt",6,91.173193909999995,"MGD","DQSwExt",6,90.546599709999995,"MGD",1]
["DQSwExt",7,121.9224203,"MGD","DQSwExt",7,124.7307461,"MGD","DQSwExt",7,129.63291950000001,"MGD",1]
["DQSwExt",8,96.367605470000001,"MGD","DQSwExt",8,99.430110839999998,"MGD","DQSwExt",8,103.33408780000001,"MGD",1]
["DQSwExt",9,97.765837910000002,"MGD","DQSwExt",9,101.75823269999999,"MGD","DQSwExt",9,106.2358261,"MGD",1]
["DQSwExt",10,99.344087909999999,"MGD","DQSwExt",10,103.43918480000001,"MGD","DQSwExt",10,107.86249890000001,"MGD",1]
["DQSwExt",11,116.3776922,"MGD","DQSwExt",11,122.1360999,"MGD","DQSwExt",11,128.7875737,"MGD",1]
["DQSwExt",12,100.354276,"MGD","DQSwExt",12,104.69807369999999,"MGD","DQSwExt",12,109.8190726,"MGD",1]
["DQSwExt",13,167.3592659,"MGD","DQSwExt",13,179.6408314,"MGD","DQSwExt",13,192.1678699,"MGD",1]
["DQSwExt",14,156.97282390000001,"MGD","DQSwExt",14,172.63883129999999,"MGD","DQSwExt",14,187.61157220000001,"MGD",1]
["DQSwExt",15,184.62070629999999,"MGD","DQSwExt",15,201.2925008,"MGD","DQSwExt",15,217.4284518,"MGD",1]
["DQSwExt",16,174.1223224,"MGD","DQSwExt",16,189.31335870000001,"MGD","DQSwExt",16,204.1178974,"MGD",1]
["DQSwExt",17,172.14282549999999,"MGD","DQSwExt",17,186.28321099999999,"MGD","DQSwExt",17,200.15077249999999,"MGD",1]
["DQSwExt",18,164.2456383,"MGD","DQSwExt",18,177.1589195,"MGD","DQSwExt",18,189.8672555,"MGD",1]
["DQSwExt",19,163.64347649999999,"MGD","DQSwExt",19,175.84186070000001,"MGD","DQSwExt",19,188.27790529999999,"MGD",1]
["DQSwExt",20,158.60478749999999,"MGD","DQSwExt",20,170.0081194,"MGD","DQSwExt",20,182.03516400000001,"MGD",1]
["DQSwExt",21,169.69483819999999,"MGD","DQSwExt",21,182.72584019999999,"MGD","DQSwExt",21,195.68906089999999,"MGD",1]
["DQSwExt",22,148.22182900000001,"MGD","DQSwExt",22,160.3866295,"MGD","DQSwExt",22,173.23026239999999,"MGD",1]
["DQSwExt",23,151.43956320000001,"MGD","DQSwExt",23,164.24888350000001,"MGD","DQSwExt",23,176.9869042,"MGD",1]
["DQSwExt",24,148.98751709999999,"MGD","DQSwExt",24,161.06059830000001,"MGD","DQSwExt",24,173.18029200000001,"MGD",1]
["DQSwExt",25,139.9651795,"MGD","DQSwExt",25,150.84004809999999,"MGD","DQSwExt",25,161.8902089,"MGD",1]
["DQSwExt",26,132.3769144,"MGD","DQSwExt",26,142.2310152,"MGD","DQSwExt",26,152.36142240000001,"MGD",1]
["DQSwExt",27,124.0066557,"MGD","DQSwExt",27,132.79117640000001,"MGD","DQSwExt",27,142.01161930000001,"MGD",1]
["DQSwExt",28,115.6190515,"MGD","DQSwExt",28,123.3910279,"MGD","DQSwExt",28,131.7315864,"MGD",1]
["DQSwExt",29,108.41879280000001,"MGD","DQSwExt",29,115.39890149999999,"MGD","DQSwExt",29,122.8903724,"MGD",1]
["DQSwExt",30,105.66090989999999,"MGD","DQSwExt",30,112.0614042,"MGD","DQSwExt",30,119.38916639999999,"MGD",1]
["DQSwExt",31,103.8734079,"MGD","DQSwExt",31,110.03440399999999,"MGD","DQSwExt",31,117.32997159999999,"MGD",1]
["DQSwExt",32,105.19303979999999,"MGD","DQSwExt",32,111.9662161,"MGD","DQSwExt",32,119.80911570000001,"MGD",1]
["DQSwExt",33,90.933793960000003,"MGD","DQSwExt",33,97.100730380000002,"MGD","DQSwExt",33,104.1980899,"MGD",{"$f":"IF(ISNUMBER(C68),IF(AVERAGE(C68,G68,K68)<>MAX(C68,G68,K68),1,0),\"\")","v":1}]
["DQSwExt",34,91.792475670000002,"MGD","DQSwExt",34,98.713037490000005,"MGD","DQSwExt",34,106.476366,"MGD",1]
["DQSwExt",35,90.603261759999995,"MGD","DQSwExt",35,97.195348510000002,"MGD","DQSwExt",35,104.7538457,"MGD",1]
["DQSwExt",36,87.342913539999998,"MGD","DQSwExt",36,93.258172239999993,"MGD","DQSwExt",36,100.25746959999999,"MGD",1]
["DQSwExt",37,83.623034200000006,"MGD","DQSwExt",37,88.793712170000006,"MGD","DQSwExt",37,95.152640219999995,"MGD",1]
["DQSwExt",38,79.966413209999999,"MGD","DQSwExt",38,84.42478079,"MGD","DQSwExt",38,90.239994339999996,"MGD",1]
["DQSwExt",39,75.079292870000003,"MGD","DQSwExt",39,78.873133620000004,"MGD","DQSwExt",39,84.018603970000001,"MGD",1]
["DQSwExt",40,71.404257110000003,"MGD","DQSwExt",40,74.596333079999994,"MGD","DQSwExt",40,79.213432470000001,"MGD",1]
["DQSwExt",41,72.67761745,"MGD","DQSwExt",41,75.463216590000002,"MGD","DQSwExt",41,79.870960530000005,"MGD",1]
["DQSwExt",42,106.24211390000001,"MGD","DQSwExt",42,113.12559570000001,"MGD","DQSwExt",42,122.12053469999999,"MGD",1]
["DQSwExt",43,88.298416599999996,"MGD","DQSwExt",43,96.040585300000004,"MGD","DQSwExt",43,105.4121617,"MGD",1]
["DQSwExt",44,91.934778550000004,"MGD","DQSwExt",44,99.863627080000001,"MGD","DQSwExt",44,109.1533343,"MGD",1]
["DQSwExt",45,91.781592470000007,"MGD","DQSwExt",45,98.895492730000001,"MGD","DQSwExt",45,107.43483740000001,"MGD",1]
["DQSwExt",46,89.496199230000002,"MGD","DQSwExt",46,95.566046679999999,"MGD","DQSwExt",46,103.2353639,"MGD",1]
["DQSwExt",47,86.074210460000003,"MGD","DQSwExt",47,91.249975620000001,"MGD","DQSwExt",47,98.069915080000001,"MGD",1]
["DQSwExt",48,85.436652510000002,"MGD","DQSwExt",48,90.112507260000001,"MGD","DQSwExt",48,96.747167000000005,"MGD",1]
["DQSwExt",49,80.238986299999993,"MGD","DQSwExt",49,84.239946790000005,"MGD","DQSwExt",49,90.227962910000002,"MGD",1]
["DQSwExt",50,74.634901380000002,"MGD","DQSwExt",50,78.030218640000001,"MGD","DQSwExt",50,83.288695989999994,"MGD",1]
["DQSwExt",51,73.951183990000004,"MGD","DQSwExt",51,76.908804380000007,"MGD","DQSwExt",51,81.822095219999994,"MGD",1]
["DQSwExt",52,94.947256519999996,"MGD","DQSwExt",52,100.27958270000001,"MGD","DQSwExt",52,108.2749396,"MGD",1]
["DQSwExt",53,79.708427990000004,"MGD","DQSwExt",53,84.766119739999993,"MGD","DQSwExt",53,92.109415139999996,"MGD",1]
["DQSwExt",54,80.27700428,"MGD","DQSwExt",54,85.644115409999998,"MGD","DQSwExt",54,93.076095929999994,"MGD",1]
["DQSwExt",55,79.051607200000007,"MGD","DQSwExt",55,83.836386500000003,"MGD","DQSwExt",55,90.737415589999998,"MGD",1]
["DQSwExt",56,76.546156569999994,"MGD","DQSwExt",56,80.552647980000003,"MGD","DQSwExt",56,86.732791280000001,"MGD",1]
["DQSwExt",57,75.711659389999994,"MGD","DQSwExt",57,79.15561031,"MGD","DQSwExt",57,84.82528902,"MGD",1]
["DQSwExt",58,93.314163579999999,"MGD","DQSwExt",58,98.562895019999999,"MGD","DQSwExt",58,106.4055979,"MGD",1]
["DQSwExt",59,71.667620479999997,"MGD","DQSwExt",59,74.931954239999996,"MGD","DQSwExt",59,80.698840950000005,"MGD",1]
["DQSwExt",60,74.922665289999998,"MGD","DQSwExt",60,79.036533879999993,"MGD","DQSwExt",60,85.702551619999994,"MGD",1]
["DQSwExt",61,79.623544280000004,"MGD","DQSwExt",61,83.261411429999995,"MGD","DQSwExt",61,90.033090299999998,"MGD",1]
["DQSwExt",62,199.98490240000001,"MGD","DQSwExt",62,228.60918100000001,"MGD","DQSwExt",62,266.6510371,"MGD",1]
["DQSwExt",63,192.40228139999999,"MGD","DQSwExt",63,212.15006579999999,"MGD","DQSwExt",63,232.22416290000001,"MGD",1]
["DQSwExt",64,193.86826339999999,"MGD","DQSwExt",64,211.06431330000001,"MGD","DQSwExt",64,228.4466084,"MGD",1]
["DQSwExt",65,185.75786339999999,"MGD","DQSwExt",65,200.5501299,"MGD","DQSwExt",65,216.1807116,"MGD",1]
["DQSwExt",66,174.1492456,"MGD","DQSwExt",66,186.9984561,"MGD","DQSwExt",66,201.01100389999999,"MGD",1]
["DQSwExt",67,161.113328,"MGD","DQSwExt",67,172.17005399999999,"MGD","DQSwExt",67,184.8338809,"MGD",1]
["DQSwExt",68,151.930026,"MGD","DQSwExt",68,161.73895469999999,"MGD","DQSwExt",68,173.4996515,"MGD",1]
["DQSwExt",69,181.10085839999999,"MGD","DQSwExt",69,197.42418180000001,"MGD","DQSwExt",69,215.92658,"MGD",1]
["DQSwExt",70,145.60904450000001,"MGD","DQSwExt",70,156.69944480000001,"MGD","DQSwExt",70,170.59734889999999,"MGD",1]
["DQSwExt",71,143.5767333,"MGD","DQSwExt",71,153.80369150000001,"MGD","DQSwExt",71,165.86253970000001,"MGD",1]
["DQSwExt",72,142.0049707,"MGD","DQSwExt",72,151.3124905,"MGD","DQSwExt",72,162.79863549999999,"MGD",1]
["DQSwExt",73,130.72576380000001,"MGD","DQSwExt",73,138.8097966,"MGD","DQSwExt",73,148.98644340000001,"MGD",1]
["DQSwExt",74,122.15158580000001,"MGD","DQSwExt",74,129.26131269999999,"MGD","DQSwExt",74,138.55487339999999,"MGD",1]
["DQSwExt",75,118.1148389,"MGD","DQSwExt",75,124.5838086,"MGD","DQSwExt",75,133.50951330000001,"MGD",1]
["DQSwExt",76,111.0899864,"MGD","DQSwExt",76,116.9934528,"MGD","DQSwExt",76,124.8623501,"MGD",1]
["DQSwExt",77,125.0441197,"MGD","DQSwExt",77,131.75525949999999,"MGD","DQSwExt",77,141.5182289,"MGD",1]
["DQSwExt",78,106.9122402,"MGD","DQSwExt",78,112.295745,"MGD","DQSwExt",78,120.1081276,"MGD",1]
["DQSwExt",79,156.92144060000001,"MGD","DQSwExt",79,168.88049799999999,"MGD","DQSwExt",79,183.19976220000001,"MGD",1]
["DQSwExt",80,119.9507409,"MGD","DQSwExt",80,130.37534310000001,"MGD","DQSwExt",80,143.09921410000001,"MGD",1]
["DQSwExt",81,147.67687559999999,"MGD","DQSwExt",81,161.51659939999999,"MGD","DQSwExt",81,177.00010230000001,"MGD",1]
["DQSwExt",82,147.77720550000001,"MGD","DQSwExt",82,159.66135779999999,"MGD","DQSwExt",82,173.5005371,"MGD",1]
["DQSwExt",83,141.17367949999999,"MGD","DQSwExt",83,151.11065690000001,"MGD","DQSwExt",83,163.29143339999999,"MGD",1]
["DQSwExt",84,134.21148289999999,"MGD","DQSwExt",84,142.65604959999999,"MGD","DQSwExt",84,153.37773749999999,"MGD",1]
["DQSwExt",85,150.22382880000001,"MGD","DQSwExt",85,158.87482120000001,"MGD","DQSwExt",85,171.1631825,"MGD",1]
["DQSwExt",86,196.69803440000001,"MGD","DQSwExt",86,209.91616500000001,"MGD","DQSwExt",86,228.51396829999999,"MGD",1]
["DQSwExt",87,202.13167369999999,"MGD","DQSwExt",87,221.49111060000001,"MGD","DQSwExt",87,242.4255794,"MGD",1]
["DQSwExt",88,201.3145198,"MGD","DQSwExt",88,218.6495189,"MGD","DQSwExt",88,237.6507762,"MGD",1]
["DQSwExt",89,199.66450689999999,"MGD","DQSwExt",89,214.99651159999999,"MGD","DQSwExt",89,232.97094000000001,"MGD",1]
["DQSwExt",90,186.97763259999999,"MGD","DQSwExt",90,199.87304750000001,"MGD","DQSwExt",90,215.96375599999999,"MGD",1]
["DQSwExt",91,274.02684010000002,"MGD","DQSwExt",91,297.38012140000001,"MGD","DQSwExt",91,323.61266590000002,"MGD",1]
["DQSwExt",92,261.50126940000001,"MGD","DQSwExt",92,287.3095075,"MGD","DQSwExt",92,314.28676780000001,"MGD",1]
["DQSwExt",93,251.7294229,"MGD","DQSwExt",93,274.18469399999998,"MGD","DQSwExt",93,298.31845920000001,"MGD",1]
["DQSwExt",94,236.31946439999999,"MGD","DQSwExt",94,256.19372970000001,"MGD","DQSwExt",94,277.93143989999999,"MGD",1]
["DQSwExt",95,217.86157560000001,"MGD","DQSwExt",95,235.08908829999999,"MGD","DQSwExt",95,254.88286110000001,"MGD",1]
["DQSwExt",96,200.76313390000001,"MGD","DQSwExt",96,215.61965810000001,"MGD","DQSwExt",96,233.43327350000001,"MGD",1]
["DQSwExt",97,184.26895149999999,"MGD","DQSwExt",97,197.13573629999999,"MGD","DQSwExt",97,213.65607829999999,"MGD",{"$f":"IF(ISNUMBER(C132),IF(AVERAGE(C132,G132,K132)<>MAX(C132,G132,K132),1,0),\"\")","v":1}]
["DQSwExt",98,168.5032132,"MGD","DQSwExt",98,179.85166609999999,"MGD","DQSwExt",98,195.65674749999999,"MGD",1]
["DQSwExt",99,155.91814669999999,"MGD","DQSwExt",99,166.42029410000001,"MGD","DQSwExt",99,181.77428399999999,"MGD",1]
["DQSwExt",100,151.70669090000001,"MGD","DQSwExt",100,161.68459319999999,"MGD","DQSwExt",100,170.99083450000001,"MGD",1]
["DQSwExt",101,128.87915469999999,"MGD","DQSwExt",101,137.6266923,"MGD","DQSwExt",101,156.18358090000001,"MGD",1]
["DQSwExt",102,117.055187,"MGD","DQSwExt",102,124.98176530000001,"MGD","DQSwExt",102,137.62176869999999,"MGD",1]
["DQSwExt",103,107.90723939999999,"MGD","DQSwExt",103,114.79551960000001,"MGD","DQSwExt",103,114.7004974,"MGD",1]
["DQSwExt",104,98.663059149999995,"MGD","DQSwExt",104,105.3428167,"MGD","DQSwExt",104,126.51115249999999,"MGD",1]
["DQSwExt",105,91.992425310000002,"MGD","DQSwExt",105,97.547392689999995,"MGD","DQSwExt",105,88.737437610000001,"MGD",1]
["DQSwExt",106,81.294504989999993,"MGD","DQSwExt",106,86.785250120000001,"MGD","DQSwExt",106,104.63193560000001,"MGD",1]
["DQSwExt",107,73.907475849999997,"MGD","DQSwExt",107,78.684138250000004,"MGD","DQSwExt",107,78.343057580000007,"MGD",1]
["DQSwExt",108,67.61209547,"MGD","DQSwExt",108,72.110746109999994,"MGD","DQSwExt",108,79.434626980000004,"MGD",1]
["DQSwExt",109,62.540209359999999,"MGD","DQSwExt",109,66.591383379999996,"MGD","DQSwExt",109,70.803948289999994,"MGD",1]
["DQSwExt",110,57.516819249999998,"MGD","DQSwExt",110,61.147900399999997,"MGD","DQSwExt",110,64.832804249999995,"MGD",1]
["DQSwExt",111,55.512245120000003,"MGD","DQSwExt",111,59.038759730000002,"MGD","DQSwExt",111,62.019852319999998,"MGD",1]
["DQSwExt",112,61.58922939,"MGD","DQSwExt",112,65.602587290000002,"MGD","DQSwExt",112,69.759328370000006,"MGD",1]
["DQSwExt",113,48.366658960000002,"MGD","DQSwExt",113,51.151128839999998,"MGD","DQSwExt",113,54.506012929999997,"MGD",1]
["DQSwExt",114,46.298046059999997,"MGD","DQSwExt",114,48.820157569999999,"MGD","DQSwExt",114,51.891531559999997,"MGD",1]
["DQSwExt",115,69.734745520000004,"MGD","DQSwExt",115,75.909058999999999,"MGD","DQSwExt",115,82.167043239999998,"MGD",1]
["DQSwExt",116,58.981876460000002,"MGD","DQSwExt",116,65.0829284,"MGD","DQSwExt",116,75.310745729999994,"MGD",1]
["DQSwExt",117,43.062730649999999,"MGD","DQSwExt",117,45.802475960000002,"MGD","DQSwExt",117,51.895661519999997,"MGD",1]
["DQSwExt",118,77.926208560000006,"MGD","DQSwExt",118,87.225642410000006,"MGD","DQSwExt",118,99.246355320000006,"MGD",1]
["DQSwExt",119,72.434309080000006,"MGD","DQSwExt",119,86.361885270000002,"MGD","DQSwExt",119,103.54292700000001,"MGD",1]
["DQSwExt",120,89.224780780000003,"MGD","DQSwExt",120,105.4682364,"MGD","DQSwExt",120,123.7413703,"MGD",1]
["DQSwExt",121,95.132806000000002,"MGD","DQSwExt",121,109.6627853,"MGD","DQSwExt",121,126.26782919999999,"MGD",1]
["DQSwExt",122,116.2842474,"MGD","DQSwExt",122,130.3901276,"MGD","DQSwExt",122,148.1870241,"MGD",1]
["DQSwExt",123,109.9421634,"MGD","DQSwExt",123,123.38951040000001,"MGD","DQSwExt",123,139.9780639,"MGD",1]
["DQSwExt",124,107.8992226,"MGD","DQSwExt",124,121.16413660000001,"MGD","DQSwExt",124,137.78630649999999,"MGD",1]
["DQSwExt",125,100.78902720000001,"MGD","DQSwExt",125,112.26441010000001,"MGD","DQSwExt",125,127.29879800000001,"MGD",1]
["DQSwExt",126,92.070057259999999,"MGD","DQSwExt",126,102.38867070000001,"MGD","DQSwExt",126,115.9943291,"MGD",1]
["DQSwExt",127,84.022617620000005,"MGD","DQSwExt",127,93.366546839999998,"MGD","DQSwExt",127,105.73851569999999,"MGD",1]
["DQSwExt",128,76.897697559999997,"MGD","DQSwExt",128,85.380783030000003,"MGD","DQSwExt",128,96.657992980000003,"MGD",1]
["DQSwExt",129,71.279644829999995,"MGD","DQSwExt",129,79.073783280000001,"MGD","DQSwExt",129,89.329437769999998,"MGD",1]
["DQSwExt",130,69.570968230000005,"MGD","DQSwExt",130,76.951791330000006,"MGD","DQSwExt",130,86.708748479999997,"MGD",1]
["DQSwExt",131,64.619458929999993,"MGD","DQSwExt",131,71.023621800000001,"MGD","DQSwExt",131,79.372172449999994,"MGD",1]
["DQSwExt",132,81.643734100000003,"MGD","DQSwExt",132,88.746693910000005,"MGD","DQSwExt",132,99.152372920000005,"MGD",1]
["DQSwExt",133,205.14325249999999,"MGD","DQSwExt",133,238.15030150000001,"MGD","DQSwExt",133,272.5246841,"MGD",1]
["DQSwExt",134,212.8584515,"MGD","DQSwExt",134,250.62259470000001,"MGD","DQSwExt",134,295.3576046,"MGD",1]
["DQSwExt",135,229.22515240000001,"MGD","DQSwExt",135,253.0868226,"MGD","DQSwExt",135,283.05702669999999,"MGD",1]
["DQSwExt",136,219.10063109999999,"MGD","DQSwExt",136,239.0918231,"MGD","DQSwExt",136,265.4834793,"MGD",1]
["DQSwExt",137,203.4557374,"MGD","DQSwExt",137,221.04942500000001,"MGD","DQSwExt",137,245.178473,"MGD",1]
["DQSwExt",138,323.97526879999998,"MGD","DQSwExt",138,363.86800970000002,"MGD","DQSwExt",138,416.03584410000002,"MGD",1]
["DQSwExt",139,278.3567706,"MGD","DQSwExt",139,307.37152149999997,"MGD","DQSwExt",139,339.40668540000001,"MGD",1]
["DQSwExt",140,268.04835109999999,"MGD","DQSwExt",140,292.80832290000001,"MGD","DQSwExt",140,321.75485880000002,"MGD",1]
["DQSwExt",141,246.81300870000001,"MGD","DQSwExt",141,268.05419749999999,"MGD","DQSwExt",141,294.4093244,"MGD",1]
["DQSwExt",142,225.02045899999999,"MGD","DQSwExt",142,243.9019351,"MGD","DQSwExt",142,268.09836339999998,"MGD",1]
["DQSwExt",143,204.86506460000001,"MGD","DQSwExt",143,222.00249049999999,"MGD","DQSwExt",143,243.84601960000001,"MGD",1]
["DQSwExt",144,187.77950569999999,"MGD","DQSwExt",144,203.52194420000001,"MGD","DQSwExt",144,224.11625169999999,"MGD",1]
["DQSwExt",145,170.35860389999999,"MGD","DQSwExt",145,184.58076489999999,"MGD","DQSwExt",145,202.27950939999999,"MGD",1]
["DQSwExt",146,154.90520559999999,"MGD","DQSwExt",146,167.80939720000001,"MGD","DQSwExt",146,185.08088380000001,"MGD",1]
["DQSwExt",147,141.18195900000001,"MGD","DQSwExt",147,152.8718025,"MGD","DQSwExt",147,167.18108789999999,"MGD",1]
["DQSwExt",148,128.8004645,"MGD","DQSwExt",148,139.47548309999999,"MGD","DQSwExt",148,153.7625018,"MGD",1]
["DQSwExt",149,118.2368237,"MGD","DQSwExt",149,127.6526665,"MGD","DQSwExt",149,141.07403239999999,"MGD",1]
["DQSwExt",150,111.39556930000001,"MGD","DQSwExt",150,120.21403100000001,"MGD","DQSwExt",150,135.95714760000001,"MGD",1]
["DQSwExt",151,124.98747729999999,"MGD","DQSwExt",151,138.34779330000001,"MGD","DQSwExt",151,147.21215459999999,"MGD",1]
["DQSwExt",152,97.781342140000007,"MGD","DQSwExt",152,106.212676,"MGD","DQSwExt",152,123.13240140000001,"MGD",1]
["DQSwExt",153,84.148662029999997,"MGD","DQSwExt",153,90.859402849999995,"MGD","DQSwExt",153,98.827133239999995,"MGD",1]
["DQSwExt",154,76.440565449999994,"MGD","DQSwExt",154,82.692249399999994,"MGD","DQSwExt",154,89.401198969999996,"MGD",1]
["DQSwExt",155,72.081763019999997,"MGD","DQSwExt",155,77.864915550000006,"MGD","DQSwExt",155,83.909759649999998,"MGD",1]
["DQSwExt",156,77.244748020000003,"MGD","DQSwExt",156,82.887895479999997,"MGD","DQSwExt",156,89.899029510000005,"MGD",1]
["DQSwExt",157,101.4817578,"MGD","DQSwExt",157,112.9748087,"MGD","DQSwExt",157,128.46651259999999,"MGD",1]
["DQSwExt",158,254.4511104,"MGD","DQSwExt",158,299.9990737,"MGD","DQSwExt",158,347.2105626,"MGD",1]
["DQSwExt",159,182.99944160000001,"MGD","DQSwExt",159,206.17427929999999,"MGD","DQSwExt",159,237.5036897,"MGD",1]
["DQSwExt",160,172.8362516,"MGD","DQSwExt",160,192.6877624,"MGD","DQSwExt",160,220.41327329999999,"MGD",1]
["DQSwExt",161,157.69174939999999,"MGD","DQSwExt",161,175.5114165,"MGD","DQSwExt",161,202.2837638,"MGD",{"$f":"IF(ISNUMBER(C196),IF(AVERAGE(C196,G196,K196)<>MAX(C196,G196,K196),1,0),\"\")","v":1}]
["DQSwExt",162,145.69067960000001,"MGD","DQSwExt",162,161.88042899999999,"MGD","DQSwExt",162,184.86418520000001,"MGD",1]
["DQSwExt",163,147.84057480000001,"MGD","DQSwExt",163,164.29924059999999,"MGD","DQSwExt",163,188.5992263,"MGD",1]
["DQSwExt",164,121.3264228,"MGD","DQSwExt",164,134.80139819999999,"MGD","DQSwExt",164,159.00405069999999,"MGD",1]
["DQSwExt",165,114.4759308,"MGD","DQSwExt",165,126.5403656,"MGD","DQSwExt",165,140.86026770000001,"MGD",1]
["DQSwExt",166,119.5226624,"MGD","DQSwExt",166,132.6837826,"MGD","DQSwExt",166,157.72919210000001,"MGD",1]
["DQSwExt",167,103.3571477,"MGD","DQSwExt",167,114.3640606,"MGD","DQSwExt",167,128.4132845,"MGD",1]
["DQSwExt",168,84.884402690000002,"MGD","DQSwExt",168,93.982565739999998,"MGD","DQSwExt",168,110.62330849999999,"MGD",1]
["DQSwExt",169,76.315994090000004,"MGD","DQSwExt",169,84.794245239999995,"MGD","DQSwExt",169,103.1809198,"MGD",1]
["DQSwExt",170,70.591833159999993,"MGD","DQSwExt",170,77.743706669999995,"MGD","DQSwExt",170,71.977588150000003,"MGD",1]
["DQSwExt",171,64.172267770000005,"MGD","DQSwExt",171,71.347637250000005,"MGD","DQSwExt",171,94.612900719999999,"MGD",1]
["DQSwExt",172,60.066857120000002,"MGD","DQSwExt",172,66.911267460000005,"MGD","DQSwExt",172,91.635545140000005,"MGD",1]
["DQSwExt",173,61.286115240000001,"MGD","DQSwExt",173,65.921610439999995,"MGD","DQSwExt",173,40.667927560000003,"MGD",1]
["DQSwExt",174,50.131231139999997,"MGD","DQSwExt",174,56.075530880000002,"MGD","DQSwExt",174,86.770163859999997,"MGD",1]
["DQSwExt",175,44.803704789999998,"MGD","DQSwExt",175,49.821766109999999,"MGD","DQSwExt",175,43.343208079999997,"MGD",1]
["DQSwExt",176,41.068902559999998,"MGD","DQSwExt",176,45.586630100000001,"MGD","DQSwExt",176,69.706242360000005,"MGD",1]
["DQSwExt",177,39.026971330000002,"MGD","DQSwExt",177,42.85234286,"MGD","DQSwExt",177,28.236203020000001,"MGD",1]
["DQSwExt",178,35.621187040000002,"MGD","DQSwExt",178,39.548983939999999,"MGD","DQSwExt",178,67.239262479999994,"MGD",1]
["DQSwExt",179,35.266763150000003,"MGD","DQSwExt",179,37.942693820000002,"MGD","DQSwExt",179,18.195282729999999,"MGD",1]
["DQSwExt",180,29.967357020000001,"MGD","DQSwExt",180,33.426956609999998,"MGD","DQSwExt",180,48.181682170000002,"MGD",1]
["DQSwExt",181,26.752619419999998,"MGD","DQSwExt",181,29.034430329999999,"MGD","DQSwExt",181,40.27757896,"MGD",1]
["DQSwExt",182,24.149829279999999,"MGD","DQSwExt",182,26.84164659,"MGD","DQSwExt",182,14.75552705,"MGD",1]
["DQSwExt",183,22.005793019999999,"MGD","DQSwExt",183,24.415491859999999,"MGD","DQSwExt",183,30.837180050000001,"MGD",1]
["DQSwExt",184,20.138819779999999,"MGD","DQSwExt",184,20.656594590000001,"MGD","DQSwExt",184,25.532058599999999,"MGD",1]
["DQSwExt",185,18.482259549999998,"MGD","DQSwExt",185,20.432102520000001,"MGD","DQSwExt",185,22.699175830000001,"MGD",1]
["DQSwExt",186,17.007232869999999,"MGD","DQSwExt",186,18.644752539999999,"MGD","DQSwExt",186,20.077992420000001,"MGD",1]
["DQSwExt",187,15.68647795,"MGD","DQSwExt",187,17.127483569999999,"MGD","DQSwExt",187,18.274404180000001,"MGD",1]
["DQSwExt",188,14.51167015,"MGD","DQSwExt",188,14.545679639999999,"MGD","DQSwExt",188,17.350011949999999,"MGD",1]
["DQSwExt",189,13.46833745,"MGD","DQSwExt",189,14.562567250000001,"MGD","DQSwExt",189,16.258677280000001,"MGD",1]
["DQSwExt",190,12.607338670000001,"MGD","DQSwExt",190,13.69915417,"MGD","DQSwExt",190,14.76695363,"MGD",1]
["DQSwExt",191,11.67460556,"MGD","DQSwExt",191,11.961708829999999,"MGD","DQSwExt",191,14.09899143,"MGD",1]
["DQSwExt",192,10.764984719999999,"MGD","DQSwExt",192,11.548301159999999,"MGD","DQSwExt",192,13.13401651,"MGD",1]
["DQSwExt",193,9.9924502200000003,"MGD","DQSwExt",193,10.64540358,"MGD","DQSwExt",193,12.26476229,"MGD",1]
["DQSwExt",194,9.3478406009999997,"MGD","DQSwExt",194,9.9050858329999993,"MGD","DQSwExt",194,10.03080744,"MGD",1]
["DQSwExt",195,8.8027422099999999,"MGD","DQSwExt",195,9.2961507769999994,"MGD","DQSwExt",195,10.773189629999999,"MGD",1]
["DQSwExt",196,8.3568302509999999,"MGD","DQSwExt",196,8.4744279050000006,"MGD","DQSwExt",196,10.30473366,"MGD",1]
["DQSwExt",197,7.9918369829999998,"MGD","DQSwExt",197,8.3688358689999998,"MGD","DQSwExt",197,9.9216879789999997,"MGD",1]
["DQSwExt",198,7.7163474819999998,"MGD","DQSwExt",198,8.0398149090000004,"MGD","DQSwExt",198,9.6334985819999996,"MGD",1]
["DQSwExt",199,7.532915247,"MGD","DQSwExt",199,7.7978853450000001,"MGD","DQSwExt",199,9.4430170750000002,"MGD",1]
["DQSwExt",200,7.4415095620000002,"MGD","DQSwExt",200,7.7578120149999998,"MGD","DQSwExt",200,9.2729919780000003,"MGD",1]
["DQSwExt",201,7.4687390069999999,"MGD","DQSwExt",201,7.6673985150000004,"MGD","DQSwExt",201,6.2219541769999998,"MGD",1]
["DQSwExt",202,7.3583152219999999,"MGD","DQSwExt",202,7.6326132820000003,"MGD","DQSwExt",202,9.1581765229999998,"MGD",1]
["DQSwExt",203,7.5909424689999998,"MGD","DQSwExt",203,7.5162717130000001,"MGD","DQSwExt",203,9.3913220039999992,"MGD",1]
["DQSwExt",204,7.6734254709999998,"MGD","DQSwExt",204,8.4916202589999994,"MGD","DQSwExt",204,9.2793469700000006,"MGD",1]
["DQSwExt",205,7.357029195,"MGD","DQSwExt",205,8.4254058440000001,"MGD","DQSwExt",205,10.4618436,"MGD",1]
["DQSwExt",206,6.8396986550000003,"MGD","DQSwExt",206,7.5991881399999999,"MGD","DQSwExt",206,9.3494560179999997,"MGD",1]
["DQSwExt",207,6.4951318230000004,"MGD","DQSwExt",207,7.0883357929999997,"MGD","DQSwExt",207,8.8678812330000003,"MGD",1]
["DQSwExt",208,6.2797039249999997,"MGD","DQSwExt",208,6.7744330770000003,"MGD","DQSwExt",208,8.5576229300000008,"MGD",1]
["DQSwExt",209,6.1791591500000003,"MGD","DQSwExt",209,6.6005852340000004,"MGD","DQSwExt",209,8.4349038459999992,"MGD",1]
["DQSwExt",210,6.2094403119999999,"MGD","DQSwExt",210,6.6040347659999998,"MGD","DQSwExt",210,8.6546251999999999,"MGD",1]
["DQSwExt",211,6.3242180939999999,"MGD","DQSwExt",211,6.6024207199999996,"MGD","DQSwExt",211,8.7244685910000008,"MGD",1]
["DQSwExt",212,6.6271507429999996,"MGD","DQSwExt",212,6.6471897459999996,"MGD","DQSwExt",212,9.1339391259999996,"MGD",1]
["DQSwExt",213,7.3027498829999997,"MGD","DQSwExt",213,6.5958602190000004,"MGD","DQSwExt",213,11.217710439999999,"MGD",1]
["DQSwExt",214,26.090709059999998,"MGD","DQSwExt",214,41.347438859999997,"MGD","DQSwExt",214,40.152690020000001,"MGD",1]
["DQSwExt",215,11.570410000000001,"MGD","DQSwExt",215,12.5018741,"MGD","DQSwExt",215,13.070178350000001,"MGD",1]
["DQSwExt",216,8.6503190130000007,"MGD","DQSwExt",216,8.9120966760000009,"MGD","DQSwExt",216,10.876338990000001,"MGD",1]
["DQSwExt",217,7.1805983439999999,"MGD","DQSwExt",217,7.2955139410000003,"MGD","DQSwExt",217,9.4268134000000003,"MGD",1]
["DQSwExt",218,6.2926819030000001,"MGD","DQSwExt",218,6.3510942239999997,"MGD","DQSwExt",218,7.7572303610000004,"MGD",1]
["DQSwExt",219,5.7047554610000004,"MGD","DQSwExt",219,5.7359827560000003,"MGD","DQSwExt",219,7.444767369,"MGD",1]
["DQSwExt",220,5.2854348020000002,"MGD","DQSwExt",220,5.5056336760000004,"MGD","DQSwExt",220,6.4132764489999996,"MGD",1]
["DQSwExt",221,4.9814913350000003,"MGD","DQSwExt",221,5.469176171,"MGD","DQSwExt",221,5.6182168270000004,"MGD",1]
["DQSwExt",222,4.7642021870000004,"MGD","DQSwExt",222,5.3886764850000004,"MGD","DQSwExt",222,4.845208435,"MGD",1]
["DQSwExt",223,4.7834056030000003,"MGD","DQSwExt",223,5.022535628,"MGD","DQSwExt",223,4.2733396020000001,"MGD",1]
["DQSwExt",224,4.8863722129999996,"MGD","DQSwExt",224,4.7956927680000003,"MGD","DQSwExt",224,3.5545336270000001,"MGD",1]
["DQSwExt",225,4.729393977,"MGD","DQSwExt",225,4.6215145379999996,"MGD","DQSwExt",225,3.5033426740000002,"MGD",{"$f":"IF(ISNUMBER(C260),IF(AVERAGE(C260,G260,K260)<>MAX(C260,G260,K260),1,0),\"\")","v":1}]
["DQSwExt",226,4.6033754419999999,"MGD","DQSwExt",226,4.5234950449999998,"MGD","DQSwExt",226,3.3627058590000001,"MGD",1]
["DQSwExt",227,4.546259236,"MGD","DQSwExt",227,4.4863961669999997,"MGD","DQSwExt",227,3.2111606940000001,"MGD",1]
["DQSwExt",228,4.5676450810000002,"MGD","DQSwExt",228,4.5207135349999996,"MGD","DQSwExt",228,3.1650521550000001,"MGD",1]
["DQSwExt",229,4.6717151530000001,"MGD","DQSwExt",229,4.6416024560000002,"MGD","DQSwExt",229,3.1629827420000001,"MGD",1]
["DQSwExt",230,4.9190462400000001,"MGD","DQSwExt",230,4.8769604339999999,"MGD","DQSwExt",230,3.2152418749999998,"MGD",1]
["DQSwExt",231,5.4579741320000004,"MGD","DQSwExt",231,5.2861934799999997,"MGD","DQSwExt",231,3.3128748159999999,"MGD",1]
["DQSwExt",232,10.31240116,"MGD","DQSwExt",232,10.32445184,"MGD","DQSwExt",232,7.7566863189999999,"MGD",1]
["DQSwExt",233,8.6910830400000005,"MGD","DQSwExt",233,8.8932504839999993,"MGD","DQSwExt",233,9.7363599319999992,"MGD",1]
["DQSwExt",234,7.8543650630000004,"MGD","DQSwExt",234,7.9247572689999997,"MGD","DQSwExt",234,7.9504291890000003,"MGD",1]
["DQSwExt",235,8.0320818690000007,"MGD","DQSwExt",235,8.5960616719999994,"MGD","DQSwExt",235,8.6653014729999995,"MGD",1]
["DQSwExt",236,7.421771787,"MGD","DQSwExt",236,7.8546188419999998,"MGD","DQSwExt",236,7.8714297640000002,"MGD",1]
["DQSwExt",237,7.3247267420000002,"MGD","DQSwExt",237,7.9086424600000003,"MGD","DQSwExt",237,7.7861888109999997,"MGD",1]
["DQSwExt",238,7.0216757359999997,"MGD","DQSwExt",238,7.4106425429999998,"MGD","DQSwExt",238,7.6548080489999997,"MGD",1]
["DQSwExt",239,7.0880203719999999,"MGD","DQSwExt",239,7.4698341189999997,"MGD","DQSwExt",239,7.4568650490000001,"MGD",1]
["DQSwExt",240,7.6023829730000001,"MGD","DQSwExt",240,7.783397635,"MGD","DQSwExt",240,6.7622548650000001,"MGD",1]
["DQSwExt",241,15.459107789999999,"MGD","DQSwExt",241,17.58447571,"MGD","DQSwExt",241,15.95291432,"MGD",1]
["DQSwExt",242,12.493699680000001,"MGD","DQSwExt",242,13.40461694,"MGD","DQSwExt",242,19.986614500000002,"MGD",1]
["DQSwExt",243,11.233944510000001,"MGD","DQSwExt",243,11.680239459999999,"MGD","DQSwExt",243,16.601882539999998,"MGD",1]
["DQSwExt",244,11.24869569,"MGD","DQSwExt",244,11.315611280000001,"MGD","DQSwExt",244,13.46040691,"MGD",1]
["DQSwExt",245,46.288585509999997,"MGD","DQSwExt",245,56.78549744,"MGD","DQSwExt",245,51.737009880000002,"MGD",1]
["DQSwExt",246,21.8786889,"MGD","DQSwExt",246,23.977509779999998,"MGD","DQSwExt",246,30.290449630000001,"MGD",1]
["DQSwExt",247,16.67153193,"MGD","DQSwExt",247,18.009379460000002,"MGD","DQSwExt",247,16.576436959999999,"MGD",1]
["DQSwExt",248,10.39875294,"MGD","DQSwExt",248,10.726053,"MGD","DQSwExt",248,10.836953340000001,"MGD",1]
["DQSwExt",249,8.3752368290000003,"MGD","DQSwExt",249,8.5736933260000008,"MGD","DQSwExt",249,8.1998959990000007,"MGD",1]
["DQSwExt",250,7.3668621229999998,"MGD","DQSwExt",250,7.5544973479999999,"MGD","DQSwExt",250,7.1284017979999996,"MGD",1]
["DQSwExt",251,6.7974768340000002,"MGD","DQSwExt",251,7.0049755659999997,"MGD","DQSwExt",251,6.5973202820000001,"MGD",1]
["DQSwExt",252,6.4817570900000003,"MGD","DQSwExt",252,6.7243411010000003,"MGD","DQSwExt",252,6.3600988190000001,"MGD",1]
["DQSwExt",253,6.3497125619999997,"MGD","DQSwExt",253,6.6393720519999997,"MGD","DQSwExt",253,6.3569922050000001,"MGD",1]
["DQSwExt",254,6.38759677,"MGD","DQSwExt",254,6.7438440489999998,"MGD","DQSwExt",254,6.63144855,"MGD",1]
["DQSwExt",255,6.6305763620000002,"MGD","DQSwExt",255,7.0715525179999998,"MGD","DQSwExt",255,7.3212623710000004,"MGD",1]
["DQSwExt",256,7.2058830010000001,"MGD","DQSwExt",256,7.7677248700000003,"MGD","DQSwExt",256,8.8760908179999998,"MGD",1]
["DQSwExt",257,8.5460850169999993,"MGD","DQSwExt",257,9.2725037300000004,"MGD","DQSwExt",257,12.966885400000001,"MGD",1]
["DQSwExt",258,25.281919739999999,"MGD","DQSwExt",258,30.290855239999999,"MGD","DQSwExt",258,27.69017852,"MGD",1]
["DQSwExt",259,205.7725117,"MGD","DQSwExt",259,257.58929510000002,"MGD","DQSwExt",259,320.961412,"MGD",1]
["DQSwExt",260,47.360103530000004,"MGD","DQSwExt",260,56.984410009999998,"MGD","DQSwExt",260,85.570815249999995,"MGD",1]
["DQSwExt",261,39.601473130000002,"MGD","DQSwExt",261,59.804438959999999,"MGD","DQSwExt",261,91.110867010000007,"MGD",1]
["DQSwExt",262,36.210538139999997,"MGD","DQSwExt",262,56.681898330000003,"MGD","DQSwExt",262,84.958680450000003,"MGD",1]
["DQSwExt",263,34.241529489999998,"MGD","DQSwExt",263,52.858171059999997,"MGD","DQSwExt",263,78.472650740000006,"MGD",1]
["DQSwExt",264,34.078461109999999,"MGD","DQSwExt",264,50.84179615,"MGD","DQSwExt",264,73.945740459999996,"MGD",1]
["DQSwExt",265,40.218392770000001,"MGD","DQSwExt",265,57.130382320000002,"MGD","DQSwExt",265,79.187232039999998,"MGD",1]
["DQSwExt",266,98.514503349999998,"MGD","DQSwExt",266,131.40244989999999,"MGD","DQSwExt",266,167.64212359999999,"MGD",1]
["DQSwExt",267,64.033544980000002,"MGD","DQSwExt",267,85.211412449999997,"MGD","DQSwExt",267,110.8322562,"MGD",1]
["DQSwExt",268,67.090718820000006,"MGD","DQSwExt",268,87.355524399999993,"MGD","DQSwExt",268,110.580197,"MGD",1]
["DQSwExt",269,72.923247880000005,"MGD","DQSwExt",269,91.871930669999998,"MGD","DQSwExt",269,113.3078156,"MGD",1]
["DQSwExt",270,118.8659351,"MGD","DQSwExt",270,142.21309959999999,"MGD","DQSwExt",270,167.1107863,"MGD",1]
["DQSwExt",271,114.1746177,"MGD","DQSwExt",271,136.49831259999999,"MGD","DQSwExt",271,163.44926559999999,"MGD",1]
["DQSwExt",272,123.8749213,"MGD","DQSwExt",272,137.11461499999999,"MGD","DQSwExt",272,160.91176400000001,"MGD",1]
["DQSwExt",273,91.677527519999998,"MGD","DQSwExt",273,126.7998754,"MGD","DQSwExt",273,147.8095477,"MGD",1]
["DQSwExt",274,104.885738,"MGD","DQSwExt",274,114.5650444,"MGD","DQSwExt",274,134.0258844,"MGD",1]
["DQSwExt",275,90.301593159999996,"MGD","DQSwExt",275,104.41779579999999,"MGD","DQSwExt",275,122.4076038,"MGD",1]
["DQSwExt",276,80.303851269999996,"MGD","DQSwExt",276,95.224475159999997,"MGD","DQSwExt",276,111.39406169999999,"MGD",1]
["DQSwExt",277,72.458266969999997,"MGD","DQSwExt",277,87.660647949999998,"MGD","DQSwExt",277,102.1687108,"MGD",1]
["DQSwExt",278,72.283184730000002,"MGD","DQSwExt",278,81.614344299999999,"MGD","DQSwExt",278,95.135383950000005,"MGD",1]
["DQSwExt",279,63.347316579999998,"MGD","DQSwExt",279,72.537484910000003,"MGD","DQSwExt",279,84.669245099999998,"MGD",1]
["DQSwExt",280,58.206440540000003,"MGD","DQSwExt",280,65.925954719999993,"MGD","DQSwExt",280,77.021438649999993,"MGD",1]
["DQSwExt",281,52.421302130000001,"MGD","DQSwExt",281,60.3233234,"MGD","DQSwExt",281,70.356199959999998,"MGD",1]
["DQSwExt",282,48.504134200000003,"MGD","DQSwExt",282,55.900138290000001,"MGD","DQSwExt",282,64.890766979999995,"MGD",1]
["DQSwExt",283,47.107968030000002,"MGD","DQSwExt",283,54.086372220000001,"MGD","DQSwExt",283,62.107243420000003,"MGD",1]
["DQSwExt",284,52.6007946,"MGD","DQSwExt",284,59.86203407,"MGD","DQSwExt",284,68.518233600000002,"MGD",1]
["DQSwExt",285,61.10689326,"MGD","DQSwExt",285,70.082907219999996,"MGD","DQSwExt",285,80.455495639999995,"MGD",1]
["DQSwExt",286,48.798184769999999,"MGD","DQSwExt",286,55.474145669999999,"MGD","DQSwExt",286,63.596629239999999,"MGD",1]
["DQSwExt",287,40.935643059999997,"MGD","DQSwExt",287,46.065625189999999,"MGD","DQSwExt",287,52.515894350000003,"MGD",1]
["DQSwExt",288,38.500571540000003,"MGD","DQSwExt",288,42.521732389999997,"MGD","DQSwExt",288,48.157675380000001,"MGD",1]
["DQSwExt",289,156.43767600000001,"MGD","DQSwExt",289,190.99374420000001,"MGD","DQSwExt",289,224.73677699999999,"MGD",{"$f":"IF(ISNUMBER(C324),IF(AVERAGE(C324,G324,K324)<>MAX(C324,G324,K324),1,0),\"\")","v":1}]
["DQSwExt",290,124.2706822,"MGD","DQSwExt",290,142.52340599999999,"MGD","DQSwExt",290,166.08708909999999,"MGD",1]
["DQSwExt",291,139.5616129,"MGD","DQSwExt",291,155.73254019999999,"MGD","DQSwExt",291,176.5715275,"MGD",1]
["DQSwExt",292,134.51908090000001,"MGD","DQSwExt",292,148.3750489,"MGD","DQSwExt",292,166.8703385,"MGD",1]
["DQSwExt",293,126.27852110000001,"MGD","DQSwExt",293,137.9425833,"MGD","DQSwExt",293,154.56388469999999,"MGD",1]
["DQSwExt",294,115.9195153,"MGD","DQSwExt",294,126.1670273,"MGD","DQSwExt",294,141.17095939999999,"MGD",1]
["DQSwExt",295,107.815597,"MGD","DQSwExt",295,117.34770330000001,"MGD","DQSwExt",295,131.00276650000001,"MGD",1]
["DQSwExt",296,110.108914,"MGD","DQSwExt",296,119.3050547,"MGD","DQSwExt",296,133.3293783,"MGD",1]
["DQSwExt",297,92.276657389999997,"MGD","DQSwExt",297,98.960891579999995,"MGD","DQSwExt",297,110.1140051,"MGD",1]
["DQSwExt",298,89.933596919999999,"MGD","DQSwExt",298,95.131806670000003,"MGD","DQSwExt",298,105.4883141,"MGD",1]
["DQSwExt",299,181.68414799999999,"MGD","DQSwExt",299,200.89033330000001,"MGD","DQSwExt",299,226.1208948,"MGD",1]
["DQSwExt",300,153.24880630000001,"MGD","DQSwExt",300,170.97790219999999,"MGD","DQSwExt",300,193.1945723,"MGD",1]
["DQSwExt",301,165.96395889999999,"MGD","DQSwExt",301,182.2443457,"MGD","DQSwExt",301,202.48525889999999,"MGD",1]
["DQSwExt",302,159.75869359999999,"MGD","DQSwExt",302,173.6577992,"MGD","DQSwExt",302,191.67568689999999,"MGD",1]
["DQSwExt",303,149.69115780000001,"MGD","DQSwExt",303,161.52549809999999,"MGD","DQSwExt",303,177.66576929999999,"MGD",1]
["DQSwExt",304,139.35213210000001,"MGD","DQSwExt",304,149.5696619,"MGD","DQSwExt",304,164.08974509999999,"MGD",1]
["DQSwExt",305,128.1192116,"MGD","DQSwExt",305,136.85432499999999,"MGD","DQSwExt",305,149.95587280000001,"MGD",1]
["DQSwExt",306,117.7528758,"MGD","DQSwExt",306,125.2262683,"MGD","DQSwExt",306,137.01316270000001,"MGD",1]
["DQSwExt",307,108.5721506,"MGD","DQSwExt",307,114.8511637,"MGD","DQSwExt",307,125.4032043,"MGD",1]
["DQSwExt",308,101.7218977,"MGD","DQSwExt",308,107.1680595,"MGD","DQSwExt",308,116.6591059,"MGD",1]
["DQSwExt",309,97.550520230000004,"MGD","DQSwExt",309,102.27881929999999,"MGD","DQSwExt",309,110.6133724,"MGD",1]
["DQSwExt",310,125.767687,"MGD","DQSwExt",310,133.1328398,"MGD","DQSwExt",310,145.7778702,"MGD",1]
["DQSwExt",311,97.231006640000004,"MGD","DQSwExt",311,103.52564,"MGD","DQSwExt",311,113.8654645,"MGD",1]
["DQSwExt",312,99.743135589999994,"MGD","DQSwExt",312,106.5670324,"MGD","DQSwExt",312,117.2521175,"MGD",1]
["DQSwExt",313,99.635183080000004,"MGD","DQSwExt",313,105.96731219999999,"MGD","DQSwExt",313,115.7842078,"MGD",1]
["DQSwExt",314,107.271306,"MGD","DQSwExt",314,113.7474789,"MGD","DQSwExt",314,124.1731039,"MGD",1]
["DQSwExt",315,102.0496436,"MGD","DQSwExt",315,107.6521657,"MGD","DQSwExt",315,116.8622103,"MGD",1]
["DQSwExt",316,134.3976408,"MGD","DQSwExt",316,143.96876370000001,"MGD","DQSwExt",316,157.17842010000001,"MGD",1]
["DQSwExt",317,183.25917519999999,"MGD","DQSwExt",317,199.0620203,"MGD","DQSwExt",317,219.94727689999999,"MGD",1]
["DQSwExt",318,210.27477339999999,"MGD","DQSwExt",318,233.10097830000001,"MGD","DQSwExt",318,256.90229840000001,"MGD",1]
["DQSwExt",319,219.4536736,"MGD","DQSwExt",319,240.91386410000001,"MGD","DQSwExt",319,263.41213069999998,"MGD",1]
["DQSwExt",320,230.2587283,"MGD","DQSwExt",320,250.7384935,"MGD","DQSwExt",320,272.92708049999999,"MGD",1]
["DQSwExt",321,342.74434209999998,"MGD","DQSwExt",321,374.73853450000001,"MGD","DQSwExt",321,409.00596489999998,"MGD",1]
["DQSwExt",322,374.02396490000001,"MGD","DQSwExt",322,412.85563689999998,"MGD","DQSwExt",322,450.68540130000002,"MGD",1]
["DQSwExt",323,367.55000799999999,"MGD","DQSwExt",323,404.94359630000002,"MGD","DQSwExt",323,441.39862040000003,"MGD",1]
["DQSwExt",324,348.37445129999998,"MGD","DQSwExt",324,381.99197220000002,"MGD","DQSwExt",324,414.9797926,"MGD",1]
["DQSwExt",325,326.54004359999999,"MGD","DQSwExt",325,356.77328779999999,"MGD","DQSwExt",325,386.60324279999998,"MGD",1]
["DQSwExt",326,376.2721755,"MGD","DQSwExt",326,413.55085480000002,"MGD","DQSwExt",326,455.05406540000001,"MGD",1]
["DQSwExt",327,338.02853870000001,"MGD","DQSwExt",327,372.8505351,"MGD","DQSwExt",327,406.52367989999999,"MGD",1]
["DQSwExt",328,325.4780265,"MGD","DQSwExt",328,357.1944853,"MGD","DQSwExt",328,387.90549870000001,"MGD",1]
["DQSwExt",329,304.6852561,"MGD","DQSwExt",329,333.1179583,"MGD","DQSwExt",329,360.96534079999998,"MGD",1]
["DQSwExt",330,285.01264830000002,"MGD","DQSwExt",330,310.82518190000002,"MGD","DQSwExt",330,336.19948060000002,"MGD",1]
["DQSwExt",331,287.33867709999998,"MGD","DQSwExt",331,312.34561330000002,"MGD","DQSwExt",331,338.45730099999997,"MGD",1]
["DQSwExt",332,251.3370583,"MGD","DQSwExt",332,274.00738089999999,"MGD","DQSwExt",332,296.55821029999998,"MGD",1]
["DQSwExt",333,246.53629100000001,"MGD","DQSwExt",333,268.19128560000001,"MGD","DQSwExt",333,290.09825430000001,"MGD",1]
["DQSwExt",334,225.6788196,"MGD","DQSwExt",334,245.12211780000001,"MGD","DQSwExt",334,264.81971609999999,"MGD",1]
["DQSwExt",335,212.3414397,"MGD","DQSwExt",335,230.3036376,"MGD","DQSwExt",335,248.74359329999999,"MGD",1]
["DQSwExt",336,201.74557329999999,"MGD","DQSwExt",336,216.66585929999999,"MGD","DQSwExt",336,233.7960434,"MGD",1]
["DQSwExt",337,195.6456488,"MGD","DQSwExt",337,211.14968250000001,"MGD","DQSwExt",337,226.41083800000001,"MGD",1]
["DQSwExt",338,178.63071199999999,"MGD","DQSwExt",338,192.91854169999999,"MGD","DQSwExt",338,207.41485800000001,"MGD",1]
["DQSwExt",339,174.06931610000001,"MGD","DQSwExt",339,187.4218051,"MGD","DQSwExt",339,201.82870639999999,"MGD",1]
["DQSwExt",340,158.5155857,"MGD","DQSwExt",340,170.64471370000001,"MGD","DQSwExt",340,183.58604790000001,"MGD",1]
["DQSwExt",341,149.12949610000001,"MGD","DQSwExt",341,160.5511553,"MGD","DQSwExt",341,172.81578020000001,"MGD",1]
["DQSwExt",342,140.66835699999999,"MGD","DQSwExt",342,151.17212910000001,"MGD","DQSwExt",342,162.5079145,"MGD",1]
["DQSwExt",343,131.80525119999999,"MGD","DQSwExt",343,141.31374489999999,"MGD","DQSwExt",343,151.71990049999999,"MGD",1]
["DQSwExt",344,124.0356853,"MGD","DQSwExt",344,132.52468490000001,"MGD","DQSwExt",344,141.90733109999999,"MGD",1]
["DQSwExt",345,124.4941815,"MGD","DQSwExt",345,132.69618030000001,"MGD","DQSwExt",345,140.94986309999999,"MGD",1]
["DQSwExt",346,181.28121350000001,"MGD","DQSwExt",346,194.6333272,"MGD","DQSwExt",346,214.1491977,"MGD",1]
["DQSwExt",347,163.76557829999999,"MGD","DQSwExt",347,180.61026150000001,"MGD","DQSwExt",347,197.76956970000001,"MGD",1]
["DQSwExt",348,284.45527249999998,"MGD","DQSwExt",348,314.04832210000001,"MGD","DQSwExt",348,344.05122130000001,"MGD",1]
["DQSwExt",349,271.4800108,"MGD","DQSwExt",349,301.59985970000002,"MGD","DQSwExt",349,329.95314810000002,"MGD",1]
["DQSwExt",350,305.74141639999999,"MGD","DQSwExt",350,336.34471259999998,"MGD","DQSwExt",350,366.01064159999999,"MGD",1]
["DQSwExt",351,276.38381299999998,"MGD","DQSwExt",351,303.9999206,"MGD","DQSwExt",351,330.89564710000002,"MGD",1]
["DQSwExt",352,270.87682059999997,"MGD","DQSwExt",352,296.9480878,"MGD","DQSwExt",352,322.2840683,"MGD",1]
["DQSwExt",353,259.78864979999997,"MGD","DQSwExt",353,283.2591041,"MGD","DQSwExt",353,306.03977179999998,"MGD",{"$f":"IF(ISNUMBER(C388),IF(AVERAGE(C388,G388,K388)<>MAX(C388,G388,K388),1,0),\"\")","v":1}]
["DQSwExt",354,377.62727719999998,"MGD","DQSwExt",354,420.55252150000001,"MGD","DQSwExt",354,464.90987840000003,"MGD",1]
["DQSwExt",355,312.80243630000001,"MGD","DQSwExt",355,347.32815249999999,"MGD","DQSwExt",355,379.54670170000003,"MGD",1]
["DQSwExt",356,328.70156900000001,"MGD","DQSwExt",356,360.58560169999998,"MGD","DQSwExt",356,390.16989169999999,"MGD",1]
["DQSwExt",357,311.27172969999998,"MGD","DQSwExt",357,339.69459069999999,"MGD","DQSwExt",357,366.47700029999999,"MGD",1]
["DQSwExt",358,293.45616999999999,"MGD","DQSwExt",358,319.15296990000002,"MGD","DQSwExt",358,343.34338279999997,"MGD",1]
["DQSwExt",359,334.35861879999999,"MGD","DQSwExt",359,365.93373839999998,"MGD","DQSwExt",359,401.04508729999998,"MGD",1]
["DQSwExt",360,274.8248006,"MGD","DQSwExt",360,301.98553370000002,"MGD","DQSwExt",360,328.18061890000001,"MGD",1]
["DQSwExt",361,286.46552300000002,"MGD","DQSwExt",361,313.94947159999998,"MGD","DQSwExt",361,339.5555324,"MGD",1]
["DQSwExt",362,273.12004080000003,"MGD","DQSwExt",362,297.88967680000002,"MGD","DQSwExt",362,321.40239439999999,"MGD",1]
["DQSwExt",363,256.11542379999997,"MGD","DQSwExt",363,278.40668269999998,"MGD","DQSwExt",363,299.77333290000001,"MGD",1]
["DQSwExt",364,239.32515380000001,"MGD","DQSwExt",364,259.5835151,"MGD","DQSwExt",364,278.7124513,"MGD",1]
["DQSwExt",365,231.76621449999999,"MGD","DQSwExt",365,251.75062370000001,"MGD","DQSwExt",365,269.34558859999999,"MGD",1]
["DQGwExt",1,0,"MGD","DQGwExt",1,0,"MGD","DQGwExt",1,0,"MGD",0]
["DQGwExt",2,0,"MGD","DQGwExt",2,0,"MGD","DQGwExt",2,0,"MGD",0]
["DQGwExt",3,0,"MGD","DQGwExt",3,0,"MGD","DQGwExt",3,0,"MGD",0]
["DQGwExt",4,0,"MGD","DQGwExt",4,0,"MGD","DQGwExt",4,0,"MGD",0]
["DQGwExt",5,0,"MGD","DQGwExt",5,0,"MGD","DQGwExt",5,0,"MGD",0]
["DQGwExt",6,0,"MGD","DQGwExt",6,0,"MGD","DQGwExt",6,0,"MGD",0]
["DQGwExt",7,0,"MGD","DQGwExt",7,0,"MGD","DQGwExt",7,0,"MGD",0]
["DQGwExt",8,0,"MGD","DQGwExt",8,0,"MGD","DQGwExt",8,0,"MGD",0]
["DQGwExt",9,0,"MGD","DQGwExt",9,0,"MGD","DQGwExt",9,0,"MGD",0]
["DQGwExt",10,0,"MGD","DQGwExt",10,0,"MGD","DQGwExt",10,0,"MGD",0]
["DQGwExt",11,0,"MGD","DQGwExt",11,0,"MGD","DQGwExt",11,0,"MGD",0]
["DQGwExt",12,0,"MGD","DQGwExt",12,0,"MGD","DQGwExt",12,0,"MGD",0]
["DQGwExt",13,0,"MGD","DQGwExt",13,0,"MGD","DQGwExt",13,0,"MGD",0]
["DQGwExt",14,0,"MGD","DQGwExt",14,0,"MGD","DQGwExt",14,0,"MGD",0]
["DQGwExt",15,0,"MGD","DQGwExt",15,0,"MGD","DQGwExt",15,0,"MGD",0]
["DQGwExt",16,0,"MGD","DQGwExt",16,0,"MGD","DQGwExt",16,0,"MGD",0]
["DQGwExt",17,0,"MGD","DQGwExt",17,0,"MGD","DQGwExt",17,0,"MGD",0]
["DQGwExt",18,0,"MGD","DQGwExt",18,0,"MGD","DQGwExt",18,0,"MGD",0]
["DQGwExt",19,0,"MGD","DQGwExt",19,0,"MGD","DQGwExt",19,0,"MGD",0]
["DQGwExt",20,0,"MGD","DQGwExt",20,0,"MGD","DQGwExt",20,0,"MGD",0]
["DQGwExt",21,0,"MGD","DQGwExt",21,0,"MGD","DQGwExt",21,0,"MGD",0]
["DQGwExt",22,0,"MGD","DQGwExt",22,0,"MGD","DQGwExt",22,0,"MGD",0]
["DQGwExt",23,0,"MGD","DQGwExt",23,0,"MGD","DQGwExt",23,0,"MGD",0]
["DQGwExt",24,0,"MGD","DQGwExt",24,0,"MGD","DQGwExt",24,0,"MGD",0]
["DQGwExt",25,0,"MGD","DQGwExt",25,0,"MGD","DQGwExt",25,0,"MGD",0]
["DQGwExt",26,0,"MGD","DQGwExt",26,0,"MGD","DQGwExt",26,0,"MGD",0]
["DQGwExt",27,0,"MGD","DQGwExt",27,0,"MGD","DQGwExt",27,0,"MGD",0]
["DQGwExt",28,0,"MGD","DQGwExt",28,0,"MGD","DQGwExt",28,0,"MGD",0]
["DQGwExt",29,0,"MGD","DQGwExt",29,0,"MGD","DQGwExt",29,0,"MGD",0]
["DQGwExt",30,0,"MGD","DQGwExt",30,0,"MGD","DQGwExt",30,0,"MGD",0]
["DQGwExt",31,0,"MGD","DQGwExt",31,0,"MGD","DQGwExt",31,0,"MGD",0]
["DQGwExt",32,0,"MGD","DQGwExt",32,0,"MGD","DQGwExt",32,0,"MGD",0]
["DQGwExt",33,0,"MGD","DQGwExt",33,0,"MGD","DQGwExt",33,0,"MGD",0]
["DQGwExt",34,0,"MGD","DQGwExt",34,0,"MGD","DQGwExt",34,0,"MGD",0]
["DQGwExt",35,0,"MGD","DQGwExt",35,0,"MGD","DQGwExt",35,0,"MGD",0]
["DQGwExt",36,0,"MGD","DQGwExt",36,0,"MGD","DQGwExt",36,0,"MGD",0]
["DQGwExt",37,0,"MGD","DQGwExt",37,0,"MGD","DQGwExt",37,0,"MGD",0]
["DQGwExt",38,0,"MGD","DQGwExt",38,0,"MGD","DQGwExt",38,0,"MGD",0]
["DQGwExt",39,0,"MGD","DQGwExt",39,0,"MGD","DQGwExt",39,0,"MGD",0]
["DQGwExt",40,0,"MGD","DQGwExt",40,0,"MGD","DQGwExt",40,0,"MGD",0]
["DQGwExt",41,0,"MGD","DQGwExt",41,0,"MGD","DQGwExt",41,0,"MGD",0]
["DQGwExt",42,0,"MGD","DQGwExt",42,0,"MGD","DQGwExt",42,0,"MGD",0]
["DQGwExt",43,0,"MGD","DQGwExt",43,0,"MGD","DQGwExt",43,0,"MGD",0]
["DQGwExt",44,0,"MGD","DQGwExt",44,0,"MGD","DQGwExt",44,0,"MGD",0]
["DQGwExt",45,0,"MGD","DQGwExt",45,0,"MGD","DQGwExt",45,0,"MGD",0]
["DQGwExt",46,0,"MGD","DQGwExt",46,0,"MGD","DQGwExt",46,0,"MGD",0]
["DQGwExt",47,0,"MGD","DQGwExt",47,0,"MGD","DQGwExt",47,0,"MGD",0]
["DQGwExt",48,0,"MGD","DQGwExt",48,0,"MGD","DQGwExt",48,0,"MGD",0]
["DQGwExt",49,0,"MGD","DQGwExt",49,0,"MGD","DQGwExt",49,0,"MGD",0]
["DQGwExt",50,0,"MGD","DQGwExt",50,0,"MGD","DQGwExt",50,0,"MGD",0]
["DQGwExt",51,0,"MGD","DQGwExt",51,0,"MGD","DQGwExt",51,0,"MGD",0]
["DQGwExt",52,0,"MGD","DQGwExt",52,0,"MGD","DQGwExt",52,0,"MGD",{"$f":"IF(ISNUMBER(C452),IF(AVERAGE(C452,G452,K452)<>MAX(C452,G452,K452),1,0),\"\")","v":0}]
["DQGwExt",53,0,"MGD","DQGwExt",53,0,"MGD","DQGwExt",53,0,"MGD",0]
["DQGwExt",54,0,"MGD","DQGwExt",54,0,"MGD","DQGwExt",54,0,"MGD",0]
["DQGwExt",55,0,"MGD","DQGwExt",55,0,"MGD","DQGwExt",55,0,"MGD",0]
["DQGwExt",56,0,"MGD","DQGwExt",56,0,"MGD","DQGwExt",56,0,"MGD",0]
["DQGwExt",57,0,"MGD","DQGwExt",57,0,"MGD","DQGwExt",57,0,"MGD",0]
["DQGwExt",58,0,"MGD","DQGwExt",58,0,"MGD","DQGwExt",58,0,"MGD",0]
["DQGwExt",59,0,"MGD","DQGwExt",59,0,"MGD","DQGwExt",59,0,"MGD",0]
["DQGwExt",60,0,"MGD","DQGwExt",60,0,"MGD","DQGwExt",60,0,"MGD",0]
["DQGwExt",61,0,"MGD","DQGwExt",61,0,"MGD","DQGwExt",61,0,"MGD",0]
["DQGwExt",62,0,"MGD","DQGwExt",62,0,"MGD","DQGwExt",62,0,"MGD",0]
["DQGwExt",63,0,"MGD","DQGwExt",63,0,"MGD","DQGwExt",63,0,"MGD",0]
["DQGwExt",64,0,"MGD","DQGwExt",64,0,"MGD","DQGwExt",64,0,"MGD",0]
["DQGwExt",65,0,"MGD","DQGwExt",65,0,"MGD","DQGwExt",65,0,"MGD",0]
["DQGwExt",66,0,"MGD","DQGwExt",66,0,"MGD","DQGwExt",66,0,"MGD",0]
["DQGwExt",67,0,"MGD","DQGwExt",67,0,"MGD","DQGwExt",67,0,"MGD",0]
["DQGwExt",68,0,"MGD","DQGwExt",68,0,"MGD","DQGwExt",68,0,"MGD",0]
["DQGwExt",69,0,"MGD","DQGwExt",69,0,"MGD","DQGwExt",69,0,"MGD",0]
["DQGwExt",70,0,"MGD","DQGwExt",70,0,"MGD","DQGwExt",70,0,"MGD",0]
["DQGwExt",71,0,"MGD","DQGwExt",71,0,"MGD","DQGwExt",71,0,"MGD",0]
["DQGwExt",72,0,"MGD","DQGwExt",72,0,"MGD","DQGwExt",72,0,"MGD",0]
["DQGwExt",73,0,"MGD","DQGwExt",73,0,"MGD","DQGwExt",73,0,"MGD",0]
["DQGwExt",74,0,"MGD","DQGwExt",74,0,"MGD","DQGwExt",74,0,"MGD",0]
["DQGwExt",75,0,"MGD","DQGwExt",75,0,"MGD","DQGwExt",75,0,"MGD",0]
["DQGwExt",76,0,"MGD","DQGwExt",76,0,"MGD","DQGwExt",76,0,"MGD",0]
["DQGwExt",77,0,"MGD","DQGwExt",77,0,"MGD","DQGwExt",77,0,"MGD",0]
["DQGwExt",78,0,"MGD","DQGwExt",78,0,"MGD","DQGwExt",78,0,"MGD",0]
["DQGwExt",79,0,"MGD","DQGwExt",79,0,"MGD","DQGwExt",79,0,"MGD",0]
["DQGwExt",80,0,"MGD","DQGwExt",80,0,"MGD","DQGwExt",80,0,"MGD",0]
["DQGwExt",81,0,"MGD","DQGwExt",81,0,"MGD","DQGwExt",81,0,"MGD",0]
["DQGwExt",82,0,"MGD","DQGwExt",82,0,"MGD","DQGwExt",82,0,"MGD",0]
["DQGwExt",83,0,"MGD","DQGwExt",83,0,"MGD","DQGwExt",83,0,"MGD",0]
["DQGwExt",84,0,"MGD","DQGwExt",84,0,"MGD","DQGwExt",84,0,"MGD",0]
["DQGwExt",85,0,"MGD","DQGwExt",85,0,"MGD","DQGwExt",85,0,"MGD",0]
["DQGwExt",86,0,"MGD","DQGwExt",86,0,"MGD","DQGwExt",86,0,"MGD",0]
["DQGwExt",87,0,"MGD","DQGwExt",87,0,"MGD","DQGwExt",87,0,"MGD",0]
["DQGwExt",88,0,"MGD","DQGwExt",88,0,"MGD","DQGwExt",88,0,"MGD",0]
["DQGwExt",89,0,"MGD","DQGwExt",89,0,"MGD","DQGwExt",89,0,"MGD",0]
["DQGwExt",90,0,"MGD","DQGwExt",90,0,"MGD","DQGwExt",90,0,"MGD",0]
["DQGwExt",91,0,"MGD","DQGwExt",91,0,"MGD","DQGwExt",91,0,"MGD",0]
["DQGwExt",92,0,"MGD","DQGwExt",92,0,"MGD","DQGwExt",92,0,"MGD",0]
["DQGwExt",93,0,"MGD","DQGwExt",93,0,"MGD","DQGwExt",93,0,"MGD",0]
["DQGwExt",94,0,"MGD","DQGwExt",94,0,"MGD","DQGwExt",94,0,"MGD",0]
["DQGwExt",95,0,"MGD","DQGwExt",95,0,"MGD","DQGwExt",95,0,"MGD",0]
["DQGwExt",96,0,"MGD","DQGwExt",96,0,"MGD","DQGwExt",96,0,"MGD",0]
["DQGwExt",97,0,"MGD","DQGwExt",97,0,"MGD","DQGwExt",97,0,"MGD",0]
["DQGwExt",98,0,"MGD","DQGwExt",98,0,"MGD","DQGwExt",98,0,"MGD",0]
["DQGwExt",99,0,"MGD","DQGwExt",99,0,"MGD","DQGwExt",99,0,"MGD",0]
["DQGwExt",100,0,"MGD","DQGwExt",100,0,"MGD","DQGwExt",100,0,"MGD",0]
["DQGwExt",101,0,"MGD","DQGwExt",101,0,"MGD","DQGwExt",101,0,"MGD",0]
["DQGwExt",102,0,"MGD","DQGwExt",102,0,"MGD","DQGwExt",102,0,"MGD",0]
["DQGwExt",103,0,"MGD","DQGwExt",103,0,"MGD","DQGwExt",103,0,"MGD",0]
["DQGwExt",104,0,"MGD","DQGwExt",104,0,"MGD","DQGwExt",104,0,"MGD",0]
["DQGwExt",105,0,"MGD","DQGwExt",105,0,"MGD","DQGwExt",105,0,"MGD",0]
["DQGwExt",106,0,"MGD","DQGwExt",106,0,"MGD","DQGwExt",106,0,"MGD",0]
["DQGwExt",107,0,"MGD","DQGwExt",107,0,"MGD","DQGwExt",107,0,"MGD",0]
["DQGwExt",108,0,"MGD","DQGwExt",108,0,"MGD","DQGwExt",108,0,"MGD",0]
["DQGwExt",109,0,"MGD","DQGwExt",109,0,"MGD","DQGwExt",109,0,"MGD",0]
["DQGwExt",110,0,"MGD","DQGwExt",110,0,"MGD","DQGwExt",110,0,"MGD",0]
["DQGwExt",111,0,"MGD","DQGwExt",111,0,"MGD","DQGwExt",111,0,"MGD",0]
["DQGwExt",112,0,"MGD","DQGwExt",112,0,"MGD","DQGwExt",112,0,"MGD",0]
["DQGwExt",113,0,"MGD","DQGwExt",113,0,"MGD","DQGwExt",113,0,"MGD",0]
["DQGwExt",114,0,"MGD","DQGwExt",114,0,"MGD","DQGwExt",114,0,"MGD",0]
["DQGwExt",115,0,"MGD","DQGwExt",115,0,"MGD","DQGwExt",115,0,"MGD",0]
["DQGwExt",116,0,"MGD","DQGwExt",116,0,"MGD","DQGwExt",116,0,"MGD",{"$f":"IF(ISNUMBER(C516),IF(AVERAGE(C516,G516,K516)<>MAX(C516,G516,K516),1,0),\"\")","v":0}]
["DQGwExt",117,0,"MGD","DQGwExt",117,0,"MGD","DQGwExt",117,0,"MGD",0]
["DQGwExt",118,0,"MGD","DQGwExt",118,0,"MGD","DQGwExt",118,0,"MGD",0]
["DQGwExt",119,0,"MGD","DQGwExt",119,0,"MGD","DQGwExt",119,0,"MGD",0]
["DQGwExt",120,0,"MGD","DQGwExt",120,0,"MGD","DQGwExt",120,0,"MGD",0]
["DQGwExt",121,0,"MGD","DQGwExt",121,0,"MGD","DQGwExt",121,0,"MGD",0]
["DQGwExt",122,0,"MGD","DQGwExt",122,0,"MGD","DQGwExt",122,0,"MGD",0]
["DQGwExt",123,0,"MGD","DQGwExt",123,0,"MGD","DQGwExt",123,0,"MGD",0]
["DQGwExt",124,0,"MGD","DQGwExt",124,0,"MGD","DQGwExt",124,0,"MGD",0]
["DQGwExt",125,0,"MGD","DQGwExt",125,0,"MGD","DQGwExt",125,0,"MGD",0]
["DQGwExt",126,0,"MGD","DQGwExt",126,0,"MGD","DQGwExt",126,0,"MGD",0]
["DQGwExt",127,0,"MGD","DQGwExt",127,0,"MGD","DQGwExt",127,0,"MGD",0]
["DQGwExt",128,0,"MGD","DQGwExt",128,0,"MGD","DQGwExt",128,0,"MGD",0]
["DQGwExt",129,0,"MGD","DQGwExt",129,0,"MGD","DQGwExt",129,0,"MGD",0]
["DQGwExt",130,0,"MGD","DQGwExt",130,0,"MGD","DQGwExt",130,0,"MGD",0]
["DQGwExt",131,0,"MGD","DQGwExt",131,0,"MGD","DQGwExt",131,0,"MGD",0]
["DQGwExt",132,0,"MGD","DQGwExt",132,0,"MGD","DQGwExt",132,0,"MGD",0]
["DQGwExt",133,0,"MGD","DQGwExt",133,0,"MGD","DQGwExt",133,0,"MGD",0]
["DQGwExt",134,0,"MGD","DQGwExt",134,0,"MGD","DQGwExt",134,0,"MGD",0]
["DQGwExt",135,0,"MGD","DQGwExt",135,0,"MGD","DQGwExt",135,0,"MGD",0]
["DQGwExt",136,0,"MGD","DQGwExt",136,0,"MGD","DQGwExt",136,0,"MGD",0]
["DQGwExt",137,0,"MGD","DQGwExt",137,0,"MGD","DQGwExt",137,0,"MGD",0]
["DQGwExt",138,0,"MGD","DQGwExt",138,0,"MGD","DQGwExt",138,0,"MGD",0]
["DQGwExt",139,0,"MGD","DQGwExt",139,0,"MGD","DQGwExt",139,0,"MGD",0]
["DQGwExt",140,0,"MGD","DQGwExt",140,0,"MGD","DQGwExt",140,0,"MGD",0]
["DQGwExt",141,0,"MGD","DQGwExt",141,0,"MGD","DQGwExt",141,0,"MGD",0]
["DQGwExt",142,0,"MGD","DQGwExt",142,0,"MGD","DQGwExt",142,0,"MGD",0]
["DQGwExt",143,0,"MGD","DQGwExt",143,0,"MGD","DQGwExt",143,0,"MGD",0]
["DQGwExt",144,0,"MGD","DQGwExt",144,0,"MGD","DQGwExt",144,0,"MGD",0]
["DQGwExt",145,0,"MGD","DQGwExt",145,0,"MGD","DQGwExt",145,0,"MGD",0]
["DQGwExt",146,0,"MGD","DQGwExt",146,0,"MGD","DQGwExt",146,0,"MGD",0]
["DQGwExt",147,0,"MGD","DQGwExt",147,0,"MGD","DQGwExt",147,0,"MGD",0]
["DQGwExt",148,0,"MGD","DQGwExt",148,0,"MGD","DQGwExt",148,0,"MGD",0]
["DQGwExt",149,0,"MGD","DQGwExt",149,0,"MGD","DQGwExt",149,0,"MGD",0]
["DQGwExt",150,0,"MGD","DQGwExt",150,0,"MGD","DQGwExt",150,0,"MGD",0]
["DQGwExt",151,0,"MGD","DQGwExt",151,0,"MGD","DQGwExt",151,0,"MGD",0]
["DQGwExt",152,0,"MGD","DQGwExt",152,0,"MGD","DQGwExt",152,0,"MGD",0]
["DQGwExt",153,0,"MGD","DQGwExt",153,0,"MGD","DQGwExt",153,0,"MGD",0]
["DQGwExt",154,0,"MGD","DQGwExt",154,0,"MGD","DQGwExt",154,0,"MGD",0]
["DQGwExt",155,0,"MGD","DQGwExt",155,0,"MGD","DQGwExt",155,0,"MGD",0]
["DQGwExt",156,0,"MGD","DQGwExt",156,0,"MGD","DQGwExt",156,0,"MGD",0]
["DQGwExt",157,0,"MGD","DQGwExt",157,0,"MGD","DQGwExt",157,0,"MGD",0]
["DQGwExt",158,0,"MGD","DQGwExt",158,0,"MGD","DQGwExt",158,0,"MGD",0]
["DQGwExt",159,0,"MGD","DQGwExt",159,0,"MGD","DQGwExt",159,0,"MGD",0]
["DQGwExt",160,0,"MGD","DQGwExt",160,0,"MGD","DQGwExt",160,0,"MGD",0]
["DQGwExt",161,0,"MGD","DQGwExt",161,0,"MGD","DQGwExt",161,0,"MGD",0]
["DQGwExt",162,0,"MGD","DQGwExt",162,0,"MGD","DQGwExt",162,0,"MGD",0]
["DQGwExt",163,0,"MGD","DQGwExt",163,0,"MGD","DQGwExt",163,0,"MGD",0]
["DQGwExt",164,0,"MGD","DQGwExt",164,0,"MGD","DQGwExt",164,0,"MGD",0]
["DQGwExt",165,0,"MGD","DQGwExt",165,0,"MGD","DQGwExt",165,0,"MGD",0]
["DQGwExt",166,0,"MGD","DQGwExt",166,0,"MGD","DQGwExt",166,0,"MGD",0]
["DQGwExt",167,0,"MGD","DQGwExt",167,0,"MGD","DQGwExt",167,0,"MGD",0]
["DQGwExt",168,0,"MGD","DQGwExt",168,0,"MGD","DQGwExt",168,0,"MGD",0]
["DQGwExt",169,0,"MGD","DQGwExt",169,0,"MGD","DQGwExt",169,0,"MGD",0]
["DQGwExt",170,0,"MGD","DQGwExt",170,0,"MGD","DQGwExt",170,0,"MGD",0]
["DQGwExt",171,0,"MGD","DQGwExt",171,0,"MGD","DQGwExt",171,0,"MGD",0]
["DQGwExt",172,0,"MGD","DQGwExt",172,0,"MGD","DQGwExt",172,0,"MGD",0]
["DQGwExt",173,0,"MGD","DQGwExt",173,0,"MGD","DQGwExt",173,0,"MGD",0]
["DQGwExt",174,0,"MGD","DQGwExt",174,0,"MGD","DQGwExt",174,0,"MGD",0]
["DQGwExt",175,0,"MGD","DQGwExt",175,0,"MGD","DQGwExt",175,0,"MGD",0]
["DQGwExt",176,0,"MGD","DQGwExt",176,0,"MGD","DQGwExt",176,0,"MGD",0]
["DQGwExt",177,0,"MGD","DQGwExt",177,0,"MGD","DQGwExt",177,0,"MGD",0]
["DQGwExt",178,0,"MGD","DQGwExt",178,0,"MGD","DQGwExt",178,0,"MGD",0]
["DQGwExt",179,0,"MGD","DQGwExt",179,0,"MGD","DQGwExt",179,0,"MGD",0]
["DQGwExt",180,0,"MGD","DQGwExt",180,0,"MGD","DQGwExt",180,0,"MGD",{"$f":"IF(ISNUMBER(C580),IF(AVERAGE(C580,G580,K580)<>MAX(C580,G580,K580),1,0),\"\")","v":0}]
["DQGwExt",181,0,"MGD","DQGwExt",181,0,"MGD","DQGwExt",181,0,"MGD",0]
["DQGwExt",182,0,"MGD","DQGwExt",182,0,"MGD","DQGwExt",182,0,"MGD",0]
["DQGwExt",183,0,"MGD","DQGwExt",183,0,"MGD","DQGwExt",183,0,"MGD",0]
["DQGwExt",184,0,"MGD","DQGwExt",184,0,"MGD","DQGwExt",184,0,"MGD",0]
["DQGwExt",185,0,"MGD","DQGwExt",185,0,"MGD","DQGwExt",185,0,"MGD",0]
["DQGwExt",186,0,"MGD","DQGwExt",186,0,"MGD","DQGwExt",186,0,"MGD",0]
["DQGwExt",187,0,"MGD","DQGwExt",187,0,"MGD","DQGwExt",187,0,"MGD",0]
["DQGwExt",188,0,"MGD","DQGwExt",188,0,"MGD","DQGwExt",188,0,"MGD",0]
["DQGwExt",189,0,"MGD","DQGwExt",189,0,"MGD","DQGwExt",189,0,"MGD",0]
["DQGwExt",190,0,"MGD","DQGwExt",190,0,"MGD","DQGwExt",190,0,"MGD",0]
["DQGwExt",191,0,"MGD","DQGwExt",191,0,"MGD","DQGwExt",191,0,"MGD",0]
["DQGwExt",192,0,"MGD","DQGwExt",192,0,"MGD","DQGwExt",192,0,"MGD",0]
["DQGwExt",193,0,"MGD","DQGwExt",193,0,"MGD","DQGwExt",193,0,"MGD",0]
["DQGwExt",194,0,"MGD","DQGwExt",194,0,"MGD","DQGwExt",194,0,"MGD",0]
["DQGwExt",195,0,"MGD","DQGwExt",195,0,"MGD","DQGwExt",195,0,"MGD",0]
["DQGwExt",196,0,"MGD","DQGwExt",196,0,"MGD","DQGwExt",196,0,"MGD",0]
["DQGwExt",197,0,"MGD","DQGwExt",197,0,"MGD","DQGwExt",197,0,"MGD",0]
["DQGwExt",198,0,"MGD","DQGwExt",198,0,"MGD","DQGwExt",198,0,"MGD",0]
["DQGwExt",199,0,"MGD","DQGwExt",199,0,"MGD","DQGwExt",199,0,"MGD",0]
["DQGwExt",200,0,"MGD","DQGwExt",200,0,"MGD","DQGwExt",200,0,"MGD",0]
["DQGwExt",201,0,"MGD","DQGwExt",201,0,"MGD","DQGwExt",201,0,"MGD",0]
["DQGwExt",202,0,"MGD","DQGwExt",202,0,"MGD","DQGwExt",202,0,"MGD",0]
["DQGwExt",203,0,"MGD","DQGwExt",203,0,"MGD","DQGwExt",203,0,"MGD",0]
["DQGwExt",204,0,"MGD","DQGwExt",204,0,"MGD","DQGwExt",204,0,"MGD",0]
["DQGwExt",205,0,"MGD","DQGwExt",205,0,"MGD","DQGwExt",205,0,"MGD",0]
["DQGwExt",206,0,"MGD","DQGwExt",206,0,"MGD","DQGwExt",206,0,"MGD",0]
["DQGwExt",207,0,"MGD","DQGwExt",207,0,"MGD","DQGwExt",207,0,"MGD",0]
["DQGwExt",208,0,"MGD","DQGwExt",208,0,"MGD","DQGwExt",208,0,"MGD",0]
["DQGwExt",209,0,"MGD","DQGwExt",209,0,"MGD","DQGwExt",209,0,"MGD",0]
["DQGwExt",210,0,"MGD","DQGwExt",210,0,"MGD","DQGwExt",210,0,"MGD",0]
["DQGwExt",211,0,"MGD","DQGwExt",211,0,"MGD","DQGwExt",211,0,"MGD",0]
["DQGwExt",212,0,"MGD","DQGwExt",212,0,"MGD","DQGwExt",212,0,"MGD",0]
["DQGwExt",213,0,"MGD","DQGwExt",213,0,"MGD","DQGwExt",213,0,"MGD",0]
["DQGwExt",214,0,"MGD","DQGwExt",214,0,"MGD","DQGwExt",214,0,"MGD",0]
["DQGwExt",215,0,"MGD","DQGwExt",215,0,"MGD","DQGwExt",215,0,"MGD",0]
["DQGwExt",216,0,"MGD","DQGwExt",216,0,"MGD","DQGwExt",216,0,"MGD",0]
["DQGwExt",217,0,"MGD","DQGwExt",217,0,"MGD","DQGwExt",217,0,"MGD",0]
["DQGwExt",218,0,"MGD","DQGwExt",218,0,"MGD","DQGwExt",218,0,"MGD",0]
["DQGwExt",219,0,"MGD","DQGwExt",219,0,"MGD","DQGwExt",219,0,"MGD",0]
["DQGwExt",220,0,"MGD","DQGwExt",220,0,"MGD","DQGwExt",220,0,"MGD",0]
["DQGwExt",221,0,"MGD","DQGwExt",221,0,"MGD","DQGwExt",221,0,"MGD",0]
["DQGwExt",222,0,"MGD","DQGwExt",222,0,"MGD","DQGwExt",222,0,"MGD",0]
["DQGwExt",223,0,"MGD","DQGwExt",223,0,"MGD","DQGwExt",223,0,"MGD",0]
["DQGwExt",224,0,"MGD","DQGwExt",224,0,"MGD","DQGwExt",224,0,"MGD",0]
["DQGwExt",225,0,"MGD","DQGwExt",225,0,"MGD","DQGwExt",225,0,"MGD",0]
["DQGwExt",226,0,"MGD","DQGwExt",226,0,"MGD","DQGwExt",226,0,"MGD",0]
["DQGwExt",227,0,"MGD","DQGwExt",227,0,"MGD","DQGwExt",227,0,"MGD",0]
["DQGwExt",228,0,"MGD","DQGwExt",228,0,"MGD","DQGwExt",228,0,"MGD",0]
["DQGwExt",229,0,"MGD","DQGwExt",229,0,"MGD","DQGwExt",229,0,"MGD",0]
["DQGwExt",230,0,"MGD","DQGwExt",230,0,"MGD","DQGwExt",230,0,"MGD",0]
["DQGwExt",231,0,"MGD","DQGwExt",231,0,"MGD","DQGwExt",231,0,"MGD",0]
["DQGwExt",232,0,"MGD","DQGwExt",232,0,"MGD","DQGwExt",232,0,"MGD",0]
["DQGwExt",233,0,"MGD","DQGwExt",233,0,"MGD","DQGwExt",233,0,"MGD",0]
["DQGwExt",234,0,"MGD","DQGwExt",234,0,"MGD","DQGwExt",234,0,"MGD",0]
["DQGwExt",235,0,"MGD","DQGwExt",235,0,"MGD","DQGwExt",235,0,"MGD",0]
["DQGwExt",236,0,"MGD","DQGwExt",236,0,"MGD","DQGwExt",236,0,"MGD",0]
["DQGwExt",237,0,"MGD","DQGwExt",237,0,"MGD","DQGwExt",237,0,"MGD",0]
["DQGwExt",238,0,"MGD","DQGwExt",238,0,"MGD","DQGwExt",238,0,"MGD",0]
["DQGwExt",239,0,"MGD","DQGwExt",239,0,"MGD","DQGwExt",239,0,"MGD",0]
["DQGwExt",240,0,"MGD","DQGwExt",240,0,"MGD","DQGwExt",240,0,"MGD",0]
["DQGwExt",241,0,"MGD","DQGwExt",241,0,"MGD","DQGwExt",241,0,"MGD",0]
["DQGwExt",242,0,"MGD","DQGwExt",242,0,"MGD","DQGwExt",242,0,"MGD",0]
["DQGwExt",243,0,"MGD","DQGwExt",243,0,"MGD","DQGwExt",243,0,"MGD",0]
["DQGwExt",244,0,"MGD","DQGwExt",244,0,"MGD","DQGwExt",244,0,"MGD",{"$f":"IF(ISNUMBER(C644),IF(AVERAGE(C644,G644,K644)<>MAX(C644,G644,K644),1,0),\"\")","v":0}]
["DQGwExt",245,0,"MGD","DQGwExt",245,0,"MGD","DQGwExt",245,0,"MGD",0]
["DQGwExt",246,0,"MGD","DQGwExt",246,0,"MGD","DQGwExt",246,0,"MGD",0]
["DQGwExt",247,0,"MGD","DQGwExt",247,0,"MGD","DQGwExt",247,0,"MGD",0]
["DQGwExt",248,0,"MGD","DQGwExt",248,0,"MGD","DQGwExt",248,0,"MGD",0]
["DQGwExt",249,0,"MGD","DQGwExt",249,0,"MGD","DQGwExt",249,0,"MGD",0]
["DQGwExt",250,0,"MGD","DQGwExt",250,0,"MGD","DQGwExt",250,0,"MGD",0]
["DQGwExt",251,0,"MGD","DQGwExt",251,0,"MGD","DQGwExt",251,0,"MGD",0]
["DQGwExt",252,0,"MGD","DQGwExt",252,0,"MGD","DQGwExt",252,0,"MGD",0]
["DQGwExt",253,0,"MGD","DQGwExt",253,0,"MGD","DQGwExt",253,0,"MGD",0]
["DQGwExt",254,0,"MGD","DQGwExt",254,0,"MGD","DQGwExt",254,0,"MGD",0]
["DQGwExt",255,0,"MGD","DQGwExt",255,0,"MGD","DQGwExt",255,0,"MGD",0]
["DQGwExt",256,0,"MGD","DQGwExt",256,0,"MGD","DQGwExt",256,0,"MGD",0]
["DQGwExt",257,0,"MGD","DQGwExt",257,0,"MGD","DQGwExt",257,0,"MGD",0]
["DQGwExt",258,0,"MGD","DQGwExt",258,0,"MGD","DQGwExt",258,0,"MGD",0]
["DQGwExt",259,0,"MGD","DQGwExt",259,0,"MGD","DQGwExt",259,0,"MGD",0]
["DQGwExt",260,0,"MGD","DQGwExt",260,0,"MGD","DQGwExt",260,0,"MGD",0]
["DQGwExt",261,0,"MGD","DQGwExt",261,0,"MGD","DQGwExt",261,0,"MGD",0]
["DQGwExt",262,0,"MGD","DQGwExt",262,0,"MGD","DQGwExt",262,0,"MGD",0]
["DQGwExt",263,0,"MGD","DQGwExt",263,0,"MGD","DQGwExt",263,0,"MGD",0]
["DQGwExt",264,0,"MGD","DQGwExt",264,0,"MGD","DQGwExt",264,0,"MGD",0]
["DQGwExt",265,0,"MGD","DQGwExt",265,0,"MGD","DQGwExt",265,0,"MGD",0]
["DQGwExt",266,0,"MGD","DQGwExt",266,0,"MGD","DQGwExt",266,0,"MGD",0]
["DQGwExt",267,0,"MGD","DQGwExt",267,0,"MGD","DQGwExt",267,0,"MGD",0]
["DQGwExt",268,0,"MGD","DQGwExt",268,0,"MGD","DQGwExt",268,0,"MGD",0]
["DQGwExt",269,0,"MGD","DQGwExt",269,0,"MGD","DQGwExt",269,0,"MGD",0]
["DQGwExt",270,0,"MGD","DQGwExt",270,0,"MGD","DQGwExt",270,0,"MGD",0]
["DQGwExt",271,0,"MGD","DQGwExt",271,0,"MGD","DQGwExt",271,0,"MGD",0]
["DQGwExt",272,0,"MGD","DQGwExt",272,0,"MGD","DQGwExt",272,0,"MGD",0]
["DQGwExt",273,0,"MGD","DQGwExt",273,0,"MGD","DQGwExt",273,0,"MGD",0]
["DQGwExt",274,0,"MGD","DQGwExt",274,0,"MGD","DQGwExt",274,0,"MGD",0]
["DQGwExt",275,0,"MGD","DQGwExt",275,0,"MGD","DQGwExt",275,0,"MGD",0]
["DQGwExt",276,0,"MGD","DQGwExt",276,0,"MGD","DQGwExt",276,0,"MGD",0]
["DQGwExt",277,0,"MGD","DQGwExt",277,0,"MGD","DQGwExt",277,0,"MGD",0]
["DQGwExt",278,0,"MGD","DQGwExt",278,0,"MGD","DQGwExt",278,0,"MGD",0]
["DQGwExt",279,0,"MGD","DQGwExt",279,0,"MGD","DQGwExt",279,0,"MGD",0]
["DQGwExt",280,0,"MGD","DQGwExt",280,0,"MGD","DQGwExt",280,0,"MGD",0]
["DQGwExt",281,0,"MGD","DQGwExt",281,0,"MGD","DQGwExt",281,0,"MGD",0]
["DQGwExt",282,0,"MGD","DQGwExt",282,0,"MGD","DQGwExt",282,0,"MGD",0]
["DQGwExt",283,0,"MGD","DQGwExt",283,0,"MGD","DQGwExt",283,0,"MGD",0]
["DQGwExt",284,0,"MGD","DQGwExt",284,0,"MGD","DQGwExt",284,0,"MGD",0]
["DQGwExt",285,0,"MGD","DQGwExt",285,0,"MGD","DQGwExt",285,0,"MGD",0]
["DQGwExt",286,0,"MGD","DQGwExt",286,0,"MGD","DQGwExt",286,0,"MGD",0]
["DQGwExt",287,0,"MGD","DQGwExt",287,0,"MGD","DQGwExt",287,0,"MGD",0]
["DQGwExt",288,0,"MGD","DQGwExt",288,0,"MGD","DQGwExt",288,0,"MGD",0]
["DQGwExt",289,0,"MGD","DQGwExt",289,0,"MGD","DQGwExt",289,0,"MGD",0]
["DQGwExt",290,0,"MGD","DQGwExt",290,0,"MGD","DQGwExt",290,0,"MGD",0]
["DQGwExt",291,0,"MGD","DQGwExt",291,0,"MGD","DQGwExt",291,0,"MGD",0]
["DQGwExt",292,0,"MGD","DQGwExt",292,0,"MGD","DQGwExt",292,0,"MGD",0]
["DQGwExt",293,0,"MGD","DQGwExt",293,0,"MGD","DQGwExt",293,0,"MGD",0]
["DQGwExt",294,0,"MGD","DQGwExt",294,0,"MGD","DQGwExt",294,0,"MGD",0]
["DQGwExt",295,0,"MGD","DQGwExt",295,0,"MGD","DQGwExt",295,0,"MGD",0]
["DQGwExt",296,0,"MGD","DQGwExt",296,0,"MGD","DQGwExt",296,0,"MGD",0]
["DQGwExt",297,0,"MGD","DQGwExt",297,0,"MGD","DQGwExt",297,0,"MGD",0]
["DQGwExt",298,0,"MGD","DQGwExt",298,0,"MGD","DQGwExt",298,0,"MGD",0]
["DQGwExt",299,0,"MGD","DQGwExt",299,0,"MGD","DQGwExt",299,0,"MGD",0]
["DQGwExt",300,0,"MGD","DQGwExt",300,0,"MGD","DQGwExt",300,0,"MGD",0]
["DQGwExt",301,0,"MGD","DQGwExt",301,0,"MGD","DQGwExt",301,0,"MGD",0]
["DQGwExt",302,0,"MGD","DQGwExt",302,0,"MGD","DQGwExt",302,0,"MGD",0]
["DQGwExt",303,0,"MGD","DQGwExt",303,0,"MGD","DQGwExt",303,0,"MGD",0]
["DQGwExt",304,0,"MGD","DQGwExt",304,0,"MGD","DQGwExt",304,0,"MGD",0]
["DQGwExt",305,0,"MGD","DQGwExt",305,0,"MGD","DQGwExt",305,0,"MGD",0]
["DQGwExt",306,0,"MGD","DQGwExt",306,0,"MGD","DQGwExt",306,0,"MGD",0]
["DQGwExt",307,0,"MGD","DQGwExt",307,0,"MGD","DQGwExt",307,0,"MGD",0]
["DQGwExt",308,0,"MGD","DQGwExt",308,0,"MGD","DQGwExt",308,0,"MGD",{"$f":"IF(ISNUMBER(C708),IF(AVERAGE(C708,G708,K708)<>MAX(C708,G708,K708),1,0),\"\")","v":0}]
["DQGwExt",309,0,"MGD","DQGwExt",309,0,"MGD","DQGwExt",309,0,"MGD",0]
["DQGwExt",310,0,"MGD","DQGwExt",310,0,"MGD","DQGwExt",310,0,"MGD",0]
["DQGwExt",311,0,"MGD","DQGwExt",311,0,"MGD","DQGwExt",311,0,"MGD",0]
["DQGwExt",312,0,"MGD","DQGwExt",312,0,"MGD","DQGwExt",312,0,"MGD",0]
["DQGwExt",313,0,"MGD","DQGwExt",313,0,"MGD","DQGwExt",313,0,"MGD",0]
["DQGwExt",314,0,"MGD","DQGwExt",314,0,"MGD","DQGwExt",314,0,"MGD",0]
["DQGwExt",315,0,"MGD","DQGwExt",315,0,"MGD","DQGwExt",315,0,"MGD",0]
["DQGwExt",316,0,"MGD","DQGwExt",316,0,"MGD","DQGwExt",316,0,"MGD",0]
["DQGwExt",317,0,"MGD","DQGwExt",317,0,"MGD","DQGwExt",317,0,"MGD",0]
["DQGwExt",318,0,"MGD","DQGwExt",318,0,"MGD","DQGwExt",318,0,"MGD",0]
["DQGwExt",319,0,"MGD","DQGwExt",319,0,"MGD","DQGwExt",319,0,"MGD",0]
["DQGwExt",320,0,"MGD","DQGwExt",320,0,"MGD","DQGwExt",320,0,"MGD",0]
["DQGwExt",321,0,"MGD","DQGwExt",321,0,"MGD","DQGwExt",321,0,"MGD",0]
["DQGwExt",322,0,"MGD","DQGwExt",322,0,"MGD","DQGwExt",322,0,"MGD",0]
["DQGwExt",323,0,"MGD","DQGwExt",323,0,"MGD","DQGwExt",323,0,"MGD",0]
["DQGwExt",324,0,"MGD","DQGwExt",324,0,"MGD","DQGwExt",324,0,"MGD",0]
["DQGwExt",325,0,"MGD","DQGwExt",325,0,"MGD","DQGwExt",325,0,"MGD",0]
["DQGwExt",326,0,"MGD","DQGwExt",326,0,"MGD","DQGwExt",326,0,"MGD",0]
["DQGwExt",327,0,"MGD","DQGwExt",327,0,"MGD","DQGwExt",327,0,"MGD",0]
["DQGwExt",328,0,"MGD","DQGwExt",328,0,"MGD","DQGwExt",328,0,"MGD",0]
["DQGwExt",329,0,"MGD","DQGwExt",329,0,"MGD","DQGwExt",329,0,"MGD",0]
["DQGwExt",330,0,"MGD","DQGwExt",330,0,"MGD","DQGwExt",330,0,"MGD",0]
["DQGwExt",331,0,"MGD","DQGwExt",331,0,"MGD","DQGwExt",331,0,"MGD",0]
["DQGwExt",332,0,"MGD","DQGwExt",332,0,"MGD","DQGwExt",332,0,"MGD",0]
["DQGwExt",333,0,"MGD","DQGwExt",333,0,"MGD","DQGwExt",333,0,"MGD",0]
["DQGwExt",334,0,"MGD","DQGwExt",334,0,"MGD","DQGwExt",334,0,"MGD",0]
["DQGwExt",335,0,"MGD","DQGwExt",335,0,"MGD","DQGwExt",335,0,"MGD",0]
["DQGwExt",336,0,"MGD","DQGwExt",336,0,"MGD","DQGwExt",336,0,"MGD",0]
["DQGwExt",337,0,"MGD","DQGwExt",337,0,"MGD","DQGwExt",337,0,"MGD",0]
["DQGwExt",338,0,"MGD","DQGwExt",338,0,"MGD","DQGwExt",338,0,"MGD",0]
["DQGwExt",339,0,"MGD","DQGwExt",339,0,"MGD","DQGwExt",339,0,"MGD",0]
["DQGwExt",340,0,"MGD","DQGwExt",340,0,"MGD","DQGwExt",340,0,"MGD",0]
["DQGwExt",341,0,"MGD","DQGwExt",341,0,"MGD","DQGwExt",341,0,"MGD",0]
["DQGwExt",342,0,"MGD","DQGwExt",342,0,"MGD","DQGwExt",342,0,"MGD",0]
["DQGwExt",343,0,"MGD","DQGwExt",343,0,"MGD","DQGwExt",343,0,"MGD",0]
["DQGwExt",344,0,"MGD","DQGwExt",344,0,"MGD","DQGwExt",344,0,"MGD",0]
["DQGwExt",345,0,"MGD","DQGwExt",345,0,"MGD","DQGwExt",345,0,"MGD",0]
["DQGwExt",346,0,"MGD","DQGwExt",346,0,"MGD","DQGwExt",346,0,"MGD",0]
["DQGwExt",347,0,"MGD","DQGwExt",347,0,"MGD","DQGwExt",347,0,"MGD",0]
["DQGwExt",348,0,"MGD","DQGwExt",348,0,"MGD","DQGwExt",348,0,"MGD",0]
["DQGwExt",349,0,"MGD","DQGwExt",349,0,"MGD","DQGwExt",349,0,"MGD",0]
["DQGwExt",350,0,"MGD","DQGwExt",350,0,"MGD","DQGwExt",350,0,"MGD",0]
["DQGwExt",351,0,"MGD","DQGwExt",351,0,"MGD","DQGwExt",351,0,"MGD",0]
["DQGwExt",352,0,"MGD","DQGwExt",352,0,"MGD","DQGwExt",352,0,"MGD",0]
["DQGwExt",353,0,"MGD","DQGwExt",353,0,"MGD","DQGwExt",353,0,"MGD",0]
["DQGwExt",354,0,"MGD","DQGwExt",354,0,"MGD","DQGwExt",354,0,"MGD",0]
["DQGwExt",355,0,"MGD","DQGwExt",355,0,"MGD","DQGwExt",355,0,"MGD",0]
["DQGwExt",356,0,"MGD","DQGwExt",356,0,"MGD","DQGwExt",356,0,"MGD",0]
["DQGwExt",357,0,"MGD","DQGwExt",357,0,"MGD","DQGwExt",357,0,"MGD",0]
["DQGwExt",358,0,"MGD","DQGwExt",358,0,"MGD","DQGwExt",358,0,"MGD",0]
["DQGwExt",359,0,"MGD","DQGwExt",359,0,"MGD","DQGwExt",359,0,"MGD",0]
["DQGwExt",360,0,"MGD","DQGwExt",360,0,"MGD","DQGwExt",360,0,"MGD",0]
["DQGwExt",361,0,"MGD","DQGwExt",361,0,"MGD","DQGwExt",361,0,"MGD",0]
["DQGwExt",362,0,"MGD","DQGwExt",362,0,"MGD","DQGwExt",362,0,"MGD",0]
["DQGwExt",363,0,"MGD","DQGwExt",363,0,"MGD","DQGwExt",363,0,"MGD",0]
["DQGwExt",364,0,"MGD","DQGwExt",364,0,"MGD","DQGwExt",364,0,"MGD",0]
["DQGwExt",365,0,"MGD","DQGwExt",365,0,"MGD","DQGwExt",365,0,"MGD",0]
["DQGwWtp",1,9.9099999999999991E-7,"MGD","DQGwWtp",1,9.9099999999999991E-7,"MGD","DQGwWtp",1,9.9099999999999991E-7,"MGD",0]
["DQGwWtp",2,9.9099999999999991E-7,"MGD","DQGwWtp",2,9.9099999999999991E-7,"MGD","DQGwWtp",2,9.9099999999999991E-7,"MGD",0]
["DQGwWtp",3,9.9099999999999991E-7,"MGD","DQGwWtp",3,9.9099999999999991E-7,"MGD","DQGwWtp",3,9.9099999999999991E-7,"MGD",0]
["DQGwWtp",4,9.9099999999999991E-7,"MGD","DQGwWtp",4,9.9099999999999991E-7,"MGD","DQGwWtp",4,9.9099999999999991E-7,"MGD",0]
["DQGwWtp",5,9.9099999999999991E-7,"MGD","DQGwWtp",5,9.9099999999999991E-7,"MGD","DQGwWtp",5,9.9099999999999991E-7,"MGD",0]
["DQGwWtp",6,9.9099999999999991E-7,"MGD","DQGwWtp",6,9.9099999999999991E-7,"MGD","DQGwWtp",6,9.9099999999999991E-7,"MGD",0]
["DQGwWtp",7,9.9099999999999991E-7,"MGD","DQGwWtp",7,9.9099999999999991E-7,"MGD","DQGwWtp",7,9.9099999999999991E-7,"MGD",{"$f":"IF(ISNUMBER(C772),IF(AVERAGE(C772,G772,K772)<>MAX(C772,G772,K772),1,0),\"\")","v":0}]
["DQGwWtp",8,9.9099999999999991E-7,"MGD","DQGwWtp",8,9.9099999999999991E-7,"MGD","DQGwWtp",8,9.9099999999999991E-7,"MGD",0]
["DQGwWtp",9,9.9099999999999991E-7,"MGD","DQGwWtp",9,9.9099999999999991E-7,"MGD","DQGwWtp",9,9.9099999999999991E-7,"MGD",0]
["DQGwWtp",10,9.9099999999999991E-7,"MGD","DQGwWtp",10,9.9099999999999991E-7,"MGD","DQGwWtp",10,9.9099999999999991E-7,"MGD",0]
["DQGwWtp",11,9.9099999999999991E-7,"MGD","DQGwWtp",11,9.9099999999999991E-7,"MGD","DQGwWtp",11,9.9099999999999991E-7,"MGD",0]
["DQGwWtp",12,9.9099999999999991E-7,"MGD","DQGwWtp",12,9.9099999999999991E-7,"MGD","DQGwWtp",12,9.9099999999999991E-7,"MGD",0]
["DQGwWtp",13,9.9099999999999991E-7,"MGD","DQGwWtp",13,9.9099999999999991E-7,"MGD","DQGwWtp",13,9.9099999999999991E-7,"MGD",0]
["DQGwWtp",14,9.9099999999999991E-7,"MGD","DQGwWtp",14,9.9099999999999991E-7,"MGD","DQGwWtp",14,9.9099999999999991E-7,"MGD",0]
["DQGwWtp",15,9.9099999999999991E-7,"MGD","DQGwWtp",15,9.9099999999999991E-7,"MGD","DQGwWtp",15,9.9099999999999991E-7,"MGD",0]
["DQGwWtp",16,9.9099999999999991E-7,"MGD","DQGwWtp",16,9.9099999999999991E-7,"MGD","DQGwWtp",16,9.9099999999999991E-7,"MGD",0]
["DQGwWtp",17,9.9099999999999991E-7,"MGD","DQGwWtp",17,9.9099999999999991E-7,"MGD","DQGwWtp",17,9.9099999999999991E-7,"MGD",0]
["DQGwWtp",18,9.9099999999999991E-7,"MGD","DQGwWtp",18,9.9099999999999991E-7,"MGD","DQGwWtp",18,9.9099999999999991E-7,"MGD",0]
["DQGwWtp",19,9.9099999999999991E-7,"MGD","DQGwWtp",19,9.9099999999999991E-7,"MGD","DQGwWtp",19,9.9099999999999991E-7,"MGD",0]
["DQGwWtp",20,9.9099999999999991E-7,"MGD","DQGwWtp",20,9.9099999999999991E-7,"MGD","DQGwWtp",20,9.9099999999999991E-7,"MGD",0]
["DQGwWtp",21,9.9099999999999991E-7,"MGD","DQGwWtp",21,9.9099999999999991E-7,"MGD","DQGwWtp",21,9.9099999999999991E-7,"MGD",0]
["DQGwWtp",22,9.9099999999999991E-7,"MGD","DQGwWtp",22,9.9099999999999991E-7,"MGD","DQGwWtp",22,9.9099999999999991E-7,"MGD",0]
["DQGwWtp",23,9.9099999999999991E-7,"MGD","DQGwWtp",23,9.9099999999999991E-7,"MGD","DQGwWtp",23,9.9099999999999991E-7,"MGD",0]
["DQGwWtp",24,9.9099999999999991E-7,"MGD","DQGwWtp",24,9.9099999999999991E-7,"MGD","DQGwWtp",24,9.9099999999999991E-7,"MGD",0]
["DQGwWtp",25,9.9099999999999991E-7,"MGD","DQGwWtp",25,9.9099999999999991E-7,"MGD","DQGwWtp",25,9.9099999999999991E-7,"MGD",0]
["DQGwWtp",26,9.9099999999999991E-7,"MGD","DQGwWtp",26,9.9099999999999991E-7,"MGD","DQGwWtp",26,9.9099999999999991E-7,"MGD",0]
["DQGwWtp",27,9.9099999999999991E-7,"MGD","DQGwWtp",27,9.9099999999999991E-7,"MGD","DQGwWtp",27,9.9099999999999991E-7,"MGD",0]
["DQGwWtp",28,9.9099999999999991E-7,"MGD","DQGwWtp",28,9.9099999999999991E-7,"MGD","DQGwWtp",28,9.9099999999999991E-7,"MGD",0]
["DQGwWtp",29,9.9099999999999991E-7,"MGD","DQGwWtp",29,9.9099999999999991E-7,"MGD","DQGwWtp",29,9.9099999999999991E-7,"MGD",0]
["DQGwWtp",30,9.9099999999999991E-7,"MGD","DQGwWtp",30,9.9099999999999991E-7,"MGD","DQGwWtp",30,9.9099999999999991E-7,"MGD",0]
["DQGwWtp",31,9.9099999999999991E-7,"MGD","DQGwWtp",31,9.9099999999999991E-7,"MGD","DQGwWtp",31,9.9099999999999991E-7,"MGD",0]
["DQGwWtp",32,9.9099999999999991E-7,"MGD","DQGwWtp",32,9.9099999999999991E-7,"MGD","DQGwWtp",32,9.9099999999999991E-7,"MGD",0]
["DQGwWtp",33,9.9099999999999991E-7,"MGD","DQGwWtp",33,9.9099999999999991E-7,"MGD","DQGwWtp",33,9.9099999999999991E-7,"MGD",0]
["DQGwWtp",34,9.9099999999999991E-7,"MGD","DQGwWtp",34,9.9099999999999991E-7,"MGD","DQGwWtp",34,9.9099999999999991E-7,"MGD",0]
["DQGwWtp",35,9.9099999999999991E-7,"MGD","DQGwWtp",35,9.9099999999999991E-7,"MGD","DQGwWtp",35,9.9099999999999991E-7,"MGD",0]
["DQGwWtp",36,9.9099999999999991E-7,"MGD","DQGwWtp",36,9.9099999999999991E-7,"MGD","DQGwWtp",36,9.9099999999999991E-7,"MGD",0]
["DQGwWtp",37,9.9099999999999991E-7,"MGD","DQGwWtp",37,9.9099999999999991E-7,"MGD","DQGwWtp",37,9.9099999999999991E-7,"MGD",0]
["DQGwWtp",38,9.9099999999999991E-7,"MGD","DQGwWtp",38,9.9099999999999991E-7,"MGD","DQGwWtp",38,9.9099999999999991E-7,"MGD",0]
["DQGwWtp",39,9.9099999999999991E-7,"MGD","DQGwWtp",39,9.9099999999999991E-7,"MGD","DQGwWtp",39,9.9099999999999991E-7,"MGD",0]
["DQGwWtp",40,9.9099999999999991E-7,"MGD","DQGwWtp",40,9.9099999999999991E-7,"MGD","DQGwWtp",40,9.9099999999999991E-7,"MGD",0]
["DQGwWtp",41,9.9099999999999991E-7,"MGD","DQGwWtp",41,9.9099999999999991E-7,"MGD","DQGwWtp",41,9.9099999999999991E-7,"MGD",0]
["DQGwWtp",42,9.9099999999999991E-7,"MGD","DQGwWtp",42,9.9099999999999991E-7,"MGD","DQGwWtp",42,9.9099999999999991E-7,"MGD",0]
["DQGwWtp",43,9.9099999999999991E-7,"MGD","DQGwWtp",43,9.9099999999999991E-7,"MGD","DQGwWtp",43,9.9099999999999991E-7,"MGD",0]
["DQGwWtp",44,9.9099999999999991E-7,"MGD","DQGwWtp",44,9.9099999999999991E-7,"MGD","DQGwWtp",44,9.9099999999999991E-7,"MGD",0]
["DQGwWtp",45,9.9099999999999991E-7,"MGD","DQGwWtp",45,9.9099999999999991E-7,"MGD","DQGwWtp",45,9.9099999999999991E-7,"MGD",0]
["DQGwWtp",46,9.9099999999999991E-7,"MGD","DQGwWtp",46,9.9099999999999991E-7,"MGD","DQGwWtp",46,9.9099999999999991E-7,"MGD",0]
["DQGwWtp",47,9.9099999999999991E-7,"MGD","DQGwWtp",47,9.9099999999999991E-7,"MGD","DQGwWtp",47,9.9099999999999991E-7,"MGD",0]
["DQGwWtp",48,9.9099999999999991E-7,"MGD","DQGwWtp",48,9.9099999999999991E-7,"MGD","DQGwWtp",48,9.9099999999999991E-7,"MGD",0]
["DQGwWtp",49,9.9099999999999991E-7,"MGD","DQGwWtp",49,9.9099999999999991E-7,"MGD","DQGwWtp",49,9.9099999999999991E-7,"MGD",0]
["DQGwWtp",50,9.9099999999999991E-7,"MGD","DQGwWtp",50,9.9099999999999991E-7,"MGD","DQGwWtp",50,9.9099999999999991E-7,"MGD",0]
["DQGwWtp",51,9.9099999999999991E-7,"MGD","DQGwWtp",51,9.9099999999999991E-7,"MGD","DQGwWtp",51,9.9099999999999991E-7,"MGD",0]
["DQGwWtp",52,9.9099999999999991E-7,"MGD","DQGwWtp",52,9.9099999999999991E-7,"MGD","DQGwWtp",52,9.9099999999999991E-7,"MGD",0]
["DQGwWtp",53,9.9099999999999991E-7,"MGD","DQGwWtp",53,9.9099999999999991E-7,"MGD","DQGwWtp",53,9.9099999999999991E-7,"MGD",0]
["DQGwWtp",54,9.9099999999999991E-7,"MGD","DQGwWtp",54,9.9099999999999991E-7,"MGD","DQGwWtp",54,9.9099999999999991E-7,"MGD",0]
["DQGwWtp",55,9.9099999999999991E-7,"MGD","DQGwWtp",55,9.9099999999999991E-7,"MGD","DQGwWtp",55,9.9099999999999991E-7,"MGD",0]
["DQGwWtp",56,9.9099999999999991E-7,"MGD","DQGwWtp",56,9.9099999999999991E-7,"MGD","DQGwWtp",56,9.9099999999999991E-7,"MGD",0]
["DQGwWtp",57,9.9099999999999991E-7,"MGD","DQGwWtp",57,9.9099999999999991E-7,"MGD","DQGwWtp",57,9.9099999999999991E-7,"MGD",0]
["DQGwWtp",58,9.9099999999999991E-7,"MGD","DQGwWtp",58,9.9099999999999991E-7,"MGD","DQGwWtp",58,9.9099999999999991E-7,"MGD",0]
["DQGwWtp",59,9.9099999999999991E-7,"MGD","DQGwWtp",59,9.9099999999999991E-7,"MGD","DQGwWtp",59,9.9099999999999991E-7,"MGD",0]
["DQGwWtp",60,9.9099999999999991E-7,"MGD","DQGwWtp",60,9.9099999999999991E-7,"MGD","DQGwWtp",60,9.9099999999999991E-7,"MGD",0]
["DQGwWtp",61,9.9099999999999991E-7,"MGD","DQGwWtp",61,9.9099999999999991E-7,"MGD","DQGwWtp",61,9.9099999999999991E-7,"MGD",0]
["DQGwWtp",62,9.9099999999999991E-7,"MGD","DQGwWtp",62,9.9099999999999991E-7,"MGD","DQGwWtp",62,9.9099999999999991E-7,"MGD",0]
["DQGwWtp",63,9.9099999999999991E-7,"MGD","DQGwWtp",63,9.9099999999999991E-7,"MGD","DQGwWtp",63,9.9099999999999991E-7,"MGD",0]
["DQGwWtp",64,9.9099999999999991E-7,"MGD","DQGwWtp",64,9.9099999999999991E-7,"MGD","DQGwWtp",64,9.9099999999999991E-7,"MGD",0]
["DQGwWtp",65,9.9099999999999991E-7,"MGD","DQGwWtp",65,9.9099999999999991E-7,"MGD","DQGwWtp",65,9.9099999999999991E-7,"MGD",0]
["DQGwWtp",66,9.9099999999999991E-7,"MGD","DQGwWtp",66,9.9099999999999991E-7,"MGD","DQGwWtp",66,9.9099999999999991E-7,"MGD",0]
["DQGwWtp",67,9.9099999999999991E-7,"MGD","DQGwWtp",67,9.9099999999999991E-7,"MGD","DQGwWtp",67,9.9099999999999991E-7,"MGD",0]
["DQGwWtp",68,9.9099999999999991E-7,"MGD","DQGwWtp",68,9.9099999999999991E-7,"MGD","DQGwWtp",68,9.9099999999999991E-7,"MGD",0]
["DQGwWtp",69,9.9099999999999991E-7,"MGD","DQGwWtp",69,9.9099999999999991E-7,"MGD","DQGwWtp",69,9.9099999999999991E-7,"MGD",0]
["DQGwWtp",70,9.9099999999999991E-7,"MGD","DQGwWtp",70,9.9099999999999991E-7,"MGD","DQGwWtp",70,9.9099999999999991E-7,"MGD",0]
["DQGwWtp",71,9.9099999999999991E-7,"MGD","DQGwWtp",71,9.9099999999999991E-7,"MGD","DQGwWtp",71,9.9099999999999991E-7,"MGD",{"$f":"IF(ISNUMBER(C836),IF(AVERAGE(C836,G836,K836)<>MAX(C836,G836,K836),1,0),\"\")","v":0}]
["DQGwWtp",72,9.9099999999999991E-7,"MGD","DQGwWtp",72,9.9099999999999991E-7,"MGD","DQGwWtp",72,9.9099999999999991E-7,"MGD",0]
["DQGwWtp",73,9.9099999999999991E-7,"MGD","DQGwWtp",73,9.9099999999999991E-7,"MGD","DQGwWtp",73,9.9099999999999991E-7,"MGD",0]
["DQGwWtp",74,9.9099999999999991E-7,"MGD","DQGwWtp",74,9.9099999999999991E-7,"MGD","DQGwWtp",74,9.9099999999999991E-7,"MGD",0]
["DQGwWtp",75,9.9099999999999991E-7,"MGD","DQGwWtp",75,9.9099999999999991E-7,"MGD","DQGwWtp",75,9.9099999999999991E-7,"MGD",0]
["DQGwWtp",76,9.9099999999999991E-7,"MGD","DQGwWtp",76,9.9099999999999991E-7,"MGD","DQGwWtp",76,9.9099999999999991E-7,"MGD",0]
["DQGwWtp",77,9.9099999999999991E-7,"MGD","DQGwWtp",77,9.9099999999999991E-7,"MGD","DQGwWtp",77,9.9099999999999991E-7,"MGD",0]
["DQGwWtp",78,9.9099999999999991E-7,"MGD","DQGwWtp",78,9.9099999999999991E-7,"MGD","DQGwWtp",78,9.9099999999999991E-7,"MGD",0]
["DQGwWtp",79,9.9099999999999991E-7,"MGD","DQGwWtp",79,9.9099999999999991E-7,"MGD","DQGwWtp",79,9.9099999999999991E-7,"MGD",0]
["DQGwWtp",80,9.9099999999999991E-7,"MGD","DQGwWtp",80,9.9099999999999991E-7,"MGD","DQGwWtp",80,9.9099999999999991E-7,"MGD",0]
["DQGwWtp",81,9.9099999999999991E-7,"MGD","DQGwWtp",81,9.9099999999999991E-7,"MGD","DQGwWtp",81,9.9099999999999991E-7,"MGD",0]
["DQGwWtp",82,9.9099999999999991E-7,"MGD","DQGwWtp",82,9.9099999999999991E-7,"MGD","DQGwWtp",82,9.9099999999999991E-7,"MGD",0]
["DQGwWtp",83,9.9099999999999991E-7,"MGD","DQGwWtp",83,9.9099999999999991E-7,"MGD","DQGwWtp",83,9.9099999999999991E-7,"MGD",0]
["DQGwWtp",84,9.9099999999999991E-7,"MGD","DQGwWtp",84,9.9099999999999991E-7,"MGD","DQGwWtp",84,9.9099999999999991E-7,"MGD",0]
["DQGwWtp",85,9.9099999999999991E-7,"MGD","DQGwWtp",85,9.9099999999999991E-7,"MGD","DQGwWtp",85,9.9099999999999991E-7,"MGD",0]
["DQGwWtp",86,9.9099999999999991E-7,"MGD","DQGwWtp",86,9.9099999999999991E-7,"MGD","DQGwWtp",86,9.9099999999999991E-7,"MGD",0]
["DQGwWtp",87,9.9099999999999991E-7,"MGD","DQGwWtp",87,9.9099999999999991E-7,"MGD","DQGwWtp",87,9.9099999999999991E-7,"MGD",0]
["DQGwWtp",88,9.9099999999999991E-7,"MGD","DQGwWtp",88,9.9099999999999991E-7,"MGD","DQGwWtp",88,9.9099999999999991E-7,"MGD",0]
["DQGwWtp",89,9.9099999999999991E-7,"MGD","DQGwWtp",89,9.9099999999999991E-7,"MGD","DQGwWtp",89,9.9099999999999991E-7,"MGD",0]
["DQGwWtp",90,9.9099999999999991E-7,"MGD","DQGwWtp",90,9.9099999999999991E-7,"MGD","DQGwWtp",90,9.9099999999999991E-7,"MGD",0]
["DQGwWtp",91,9.9099999999999991E-7,"MGD","DQGwWtp",91,9.9099999999999991E-7,"MGD","DQGwWtp",91,9.9099999999999991E-7,"MGD",0]
["DQGwWtp",92,9.9099999999999991E-7,"MGD","DQGwWtp",92,9.9099999999999991E-7,"MGD","DQGwWtp",92,9.9099999999999991E-7,"MGD",0]
["DQGwWtp",93,9.9099999999999991E-7,"MGD","DQGwWtp",93,9.9099999999999991E-7,"MGD","DQGwWtp",93,9.9099999999999991E-7,"MGD",0]
["DQGwWtp",94,9.9099999999999991E-7,"MGD","DQGwWtp",94,9.9099999999999991E-7,"MGD","DQGwWtp",94,9.9099999999999991E-7,"MGD",0]
["DQGwWtp",95,9.9099999999999991E-7,"MGD","DQGwWtp",95,9.9099999999999991E-7,"MGD","DQGwWtp",95,9.9099999999999991E-7,"MGD",0]
["DQGwWtp",96,9.9099999999999991E-7,"MGD","DQGwWtp",96,9.9099999999999991E-7,"MGD","DQGwWtp",96,9.9099999999999991E-7,"MGD",0]
["DQGwWtp",97,9.9099999999999991E-7,"MGD","DQGwWtp",97,9.9099999999999991E-7,"MGD","DQGwWtp",97,9.9099999999999991E-7,"MGD",0]
["DQGwWtp",98,9.9099999999999991E-7,"MGD","DQGwWtp",98,9.9099999999999991E-7,"MGD","DQGwWtp",98,9.9099999999999991E-7,"MGD",0]
["DQGwWtp",99,9.9099999999999991E-7,"MGD","DQGwWtp",99,9.9099999999999991E-7,"MGD","DQGwWtp",99,9.9099999999999991E-7,"MGD",0]
["DQGwWtp",100,9.9099999999999991E-7,"MGD","DQGwWtp",100,9.9099999999999991E-7,"MGD","DQGwWtp",100,9.9099999999999991E-7,"MGD",0]
["DQGwWtp",101,9.9099999999999991E-7,"MGD","DQGwWtp",101,9.9099999999999991E-7,"MGD","DQGwWtp",101,9.9099999999999991E-7,"MGD",0]
["DQGwWtp",102,9.9099999999999991E-7,"MGD","DQGwWtp",102,9.9099999999999991E-7,"MGD","DQGwWtp",102,9.9099999999999991E-7,"MGD",0]
["DQGwWtp",103,9.9099999999999991E-7,"MGD","DQGwWtp",103,9.9099999999999991E-7,"MGD","DQGwWtp",103,9.9099999999999991E-7,"MGD",0]
["DQGwWtp",104,9.9099999999999991E-7,"MGD","DQGwWtp",104,9.9099999999999991E-7,"MGD","DQGwWtp",104,9.9099999999999991E-7,"MGD",0]
["DQGwWtp",105,9.9099999999999991E-7,"MGD","DQGwWtp",105,9.9099999999999991E-7,"MGD","DQGwWtp",105,9.9099999999999991E-7,"MGD",0]
["DQGwWtp",106,9.9099999999999991E-7,"MGD","DQGwWtp",106,9.9099999999999991E-7,"MGD","DQGwWtp",106,9.9099999999999991E-7,"MGD",0]
["DQGwWtp",107,9.9099999999999991E-7,"MGD","DQGwWtp",107,9.9099999999999991E-7,"MGD","DQGwWtp",107,9.9099999999999991E-7,"MGD",0]
["DQGwWtp",108,9.9099999999999991E-7,"MGD","DQGwWtp",108,9.9099999999999991E-7,"MGD","DQGwWtp",108,9.9099999999999991E-7,"MGD",0]
["DQGwWtp",109,9.9099999999999991E-7,"MGD","DQGwWtp",109,9.9099999999999991E-7,"MGD","DQGwWtp",109,9.9099999999999991E-7,"MGD",0]
["DQGwWtp",110,9.9099999999999991E-7,"MGD","DQGwWtp",110,9.9099999999999991E-7,"MGD","DQGwWtp",110,9.9099999999999991E-7,"MGD",0]
["DQGwWtp",111,9.9099999999999991E-7,"MGD","DQGwWtp",111,9.9099999999999991E-7,"MGD","DQGwWtp",111,9.9099999999999991E-7,"MGD",0]
["DQGwWtp",112,9.9099999999999991E-7,"MGD","DQGwWtp",112,9.9099999999999991E-7,"MGD","DQGwWtp",112,9.9099999999999991E-7,"MGD",0]
["DQGwWtp",113,9.9099999999999991E-7,"MGD","DQGwWtp",113,9.9099999999999991E-7,"MGD","DQGwWtp",113,9.9099999999999991E-7,"MGD",0]
["DQGwWtp",114,9.9099999999999991E-7,"MGD","DQGwWtp",114,9.9099999999999991E-7,"MGD","DQGwWtp",114,9.9099999999999991E-7,"MGD",0]
["DQGwWtp",115,9.9099999999999991E-7,"MGD","DQGwWtp",115,9.9099999999999991E-7,"MGD","DQGwWtp",115,9.9099999999999991E-7,"MGD",0]
["DQGwWtp",116,9.9099999999999991E-7,"MGD","DQGwWtp",116,9.9099999999999991E-7,"MGD","DQGwWtp",116,9.9099999999999991E-7,"MGD",0]
["DQGwWtp",117,9.9099999999999991E-7,"MGD","DQGwWtp",117,9.9099999999999991E-7,"MGD","DQGwWtp",117,9.9099999999999991E-7,"MGD",0]
["DQGwWtp",118,9.9099999999999991E-7,"MGD","DQGwWtp",118,9.9099999999999991E-7,"MGD","DQGwWtp",118,9.9099999999999991E-7,"MGD",0]
["DQGwWtp",119,9.9099999999999991E-7,"MGD","DQGwWtp",119,9.9099999999999991E-7,"MGD","DQGwWtp",119,9.9099999999999991E-7,"MGD",0]
["DQGwWtp",120,9.9099999999999991E-7,"MGD","DQGwWtp",120,9.9099999999999991E-7,"MGD","DQGwWtp",120,9.9099999999999991E-7,"MGD",0]
["DQGwWtp",121,9.9099999999999991E-7,"MGD","DQGwWtp",121,9.9099999999999991E-7,"MGD","DQGwWtp",121,9.9099999999999991E-7,"MGD",0]
["DQGwWtp",122,9.9099999999999991E-7,"MGD","DQGwWtp",122,9.9099999999999991E-7,"MGD","DQGwWtp",122,9.9099999999999991E-7,"MGD",0]
["DQGwWtp",123,9.9099999999999991E-7,"MGD","DQGwWtp",123,9.9099999999999991E-7,"MGD","DQGwWtp",123,9.9099999999999991E-7,"MGD",0]
["DQGwWtp",124,9.9099999999999991E-7,"MGD","DQGwWtp",124,9.9099999999999991E-7,"MGD","DQGwWtp",124,9.9099999999999991E-7,"MGD",0]
["DQGwWtp",125,9.9099999999999991E-7,"MGD","DQGwWtp",125,9.9099999999999991E-7,"MGD","DQGwWtp",125,9.9099999999999991E-7,"MGD",0]
["DQGwWtp",126,9.9099999999999991E-7,"MGD","DQGwWtp",126,9.9099999999999991E-7,"MGD","DQGwWtp",126,9.9099999999999991E-7,"MGD",0]
["DQGwWtp",127,9.9099999999999991E-7,"MGD","DQGwWtp",127,9.9099999999999991E-7,"MGD","DQGwWtp",127,9.9099999999999991E-7,"MGD",0]
["DQGwWtp",128,9.9099999999999991E-7,"MGD","DQGwWtp",128,9.9099999999999991E-7,"MGD","DQGwWtp",128,9.9099999999999991E-7,"MGD",0]
["DQGwWtp",129,9.9099999999999991E-7,"MGD","DQGwWtp",129,9.9099999999999991E-7,"MGD","DQGwWtp",129,9.9099999999999991E-7,"MGD",0]
["DQGwWtp",130,9.9099999999999991E-7,"MGD","DQGwWtp",130,9.9099999999999991E-7,"MGD","DQGwWtp",130,9.9199999999999999E-7,"MGD",1]
["DQGwWtp",131,9.9099999999999991E-7,"MGD","DQGwWtp",131,9.9099999999999991E-7,"MGD","DQGwWtp",131,9.9199999999999999E-7,"MGD",1]
["DQGwWtp",132,9.9099999999999991E-7,"MGD","DQGwWtp",132,9.9099999999999991E-7,"MGD","DQGwWtp",132,9.9199999999999999E-7,"MGD",1]
["DQGwWtp",133,9.9099999999999991E-7,"MGD","DQGwWtp",133,9.9199999999999999E-7,"MGD","DQGwWtp",133,9.9199999999999999E-7,"MGD",1]
["DQGwWtp",134,9.9099999999999991E-7,"MGD","DQGwWtp",134,9.9199999999999999E-7,"MGD","DQGwWtp",134,9.9199999999999999E-7,"MGD",1]
["DQGwWtp",135,9.9099999999999991E-7,"MGD","DQGwWtp",135,9.9199999999999999E-7,"MGD","DQGwWtp",135,9.9199999999999999E-7,"MGD",{"$f":"IF(ISNUMBER(C900),IF(AVERAGE(C900,G900,K900)<>MAX(C900,G900,K900),1,0),\"\")","v":1}]
["DQGwWtp",136,9.9199999999999999E-7,"MGD","DQGwWtp",136,9.9199999999999999E-7,"MGD","DQGwWtp",136,9.9199999999999999E-7,"MGD",0]
["DQGwWtp",137,9.9199999999999999E-7,"MGD","DQGwWtp",137,9.9199999999999999E-7,"MGD","DQGwWtp",137,9.9199999999999999E-7,"MGD",0]
["DQGwWtp",138,9.9199999999999999E-7,"MGD","DQGwWtp",138,9.9199999999999999E-7,"MGD","DQGwWtp",138,9.9199999999999999E-7,"MGD",0]
["DQGwWtp",139,9.9199999999999999E-7,"MGD","DQGwWtp",139,9.9199999999999999E-7,"MGD","DQGwWtp",139,9.9199999999999999E-7,"MGD",0]
["DQGwWtp",140,9.9199999999999999E-7,"MGD","DQGwWtp",140,9.9199999999999999E-7,"MGD","DQGwWtp",140,9.9199999999999999E-7,"MGD",0]
["DQGwWtp",141,9.9199999999999999E-7,"MGD","DQGwWtp",141,9.9199999999999999E-7,"MGD","DQGwWtp",141,9.9199999999999999E-7,"MGD",0]
["DQGwWtp",142,9.9199999999999999E-7,"MGD","DQGwWtp",142,9.9199999999999999E-7,"MGD","DQGwWtp",142,9.9199999999999999E-7,"MGD",0]
["DQGwWtp",143,9.9199999999999999E-7,"MGD","DQGwWtp",143,9.9199999999999999E-7,"MGD","DQGwWtp",143,9.9199999999999999E-7,"MGD",0]
["DQGwWtp",144,9.9199999999999999E-7,"MGD","DQGwWtp",144,9.9199999999999999E-7,"MGD","DQGwWtp",144,9.9199999999999999E-7,"MGD",0]
["DQGwWtp",145,9.9199999999999999E-7,"MGD","DQGwWtp",145,9.9199999999999999E-7,"MGD","DQGwWtp",145,9.9199999999999999E-7,"MGD",0]
["DQGwWtp",146,9.9199999999999999E-7,"MGD","DQGwWtp",146,9.9199999999999999E-7,"MGD","DQGwWtp",146,9.9199999999999999E-7,"MGD",0]
["DQGwWtp",147,9.9199999999999999E-7,"MGD","DQGwWtp",147,9.9199999999999999E-7,"MGD","DQGwWtp",147,9.9199999999999999E-7,"MGD",0]
["DQGwWtp",148,9.9199999999999999E-7,"MGD","DQGwWtp",148,9.9199999999999999E-7,"MGD","DQGwWtp",148,9.9300000000000006E-7,"MGD",1]
["DQGwWtp",149,9.9199999999999999E-7,"MGD","DQGwWtp",149,9.9199999999999999E-7,"MGD","DQGwWtp",149,9.9300000000000006E-7,"MGD",1]
["DQGwWtp",150,9.9199999999999999E-7,"MGD","DQGwWtp",150,9.9199999999999999E-7,"MGD","DQGwWtp",150,9.9300000000000006E-7,"MGD",1]
["DQGwWtp",151,9.9199999999999999E-7,"MGD","DQGwWtp",151,9.9300000000000006E-7,"MGD","DQGwWtp",151,9.9300000000000006E-7,"MGD",1]
["DQGwWtp",152,9.9199999999999999E-7,"MGD","DQGwWtp",152,9.9300000000000006E-7,"MGD","DQGwWtp",152,9.9300000000000006E-7,"MGD",1]
["DQGwWtp",153,9.9199999999999999E-7,"MGD","DQGwWtp",153,9.9300000000000006E-7,"MGD","DQGwWtp",153,9.9300000000000006E-7,"MGD",1]
["DQGwWtp",154,9.9300000000000006E-7,"MGD","DQGwWtp",154,9.9300000000000006E-7,"MGD","DQGwWtp",154,9.9399999999999993E-7,"MGD",1]
["DQGwWtp",155,9.9300000000000006E-7,"MGD","DQGwWtp",155,9.9300000000000006E-7,"MGD","DQGwWtp",155,9.9399999999999993E-7,"MGD",1]
["DQGwWtp",156,9.9300000000000006E-7,"MGD","DQGwWtp",156,9.9300000000000006E-7,"MGD","DQGwWtp",156,9.9399999999999993E-7,"MGD",1]
["DQGwWtp",157,9.9300000000000006E-7,"MGD","DQGwWtp",157,9.9399999999999993E-7,"MGD","DQGwWtp",157,9.9399999999999993E-7,"MGD",1]
["DQGwWtp",158,9.9300000000000006E-7,"MGD","DQGwWtp",158,9.9399999999999993E-7,"MGD","DQGwWtp",158,9.95E-7,"MGD",1]
["DQGwWtp",159,9.9300000000000006E-7,"MGD","DQGwWtp",159,9.9399999999999993E-7,"MGD","DQGwWtp",159,9.95E-7,"MGD",1]
["DQGwWtp",160,9.9399999999999993E-7,"MGD","DQGwWtp",160,9.9399999999999993E-7,"MGD","DQGwWtp",160,9.95E-7,"MGD",1]
["DQGwWtp",161,9.9399999999999993E-7,"MGD","DQGwWtp",161,9.95E-7,"MGD","DQGwWtp",161,9.9600000000000008E-7,"MGD",1]
["DQGwWtp",162,9.9399999999999993E-7,"MGD","DQGwWtp",162,9.95E-7,"MGD","DQGwWtp",162,9.9600000000000008E-7,"MGD",1]
["DQGwWtp",163,9.9399999999999993E-7,"MGD","DQGwWtp",163,9.95E-7,"MGD","DQGwWtp",163,9.9699999999999994E-7,"MGD",1]
["DQGwWtp",164,9.95E-7,"MGD","DQGwWtp",164,9.9600000000000008E-7,"MGD","DQGwWtp",164,9.9699999999999994E-7,"MGD",1]
["DQGwWtp",165,9.95E-7,"MGD","DQGwWtp",165,9.9600000000000008E-7,"MGD","DQGwWtp",165,9.9800000000000002E-7,"MGD",1]
["DQGwWtp",166,9.95E-7,"MGD","DQGwWtp",166,9.9699999999999994E-7,"MGD","DQGwWtp",166,9.9900000000000009E-7,"MGD",1]
["DQGwWtp",167,9.9600000000000008E-7,"MGD","DQGwWtp",167,9.9699999999999994E-7,"MGD","DQGwWtp",167,9.9900000000000009E-7,"MGD",1]
["DQGwWtp",168,9.9600000000000008E-7,"MGD","DQGwWtp",168,9.9800000000000002E-7,"MGD","DQGwWtp",168,9.9999999999999995E-7,"MGD",1]
["DQGwWtp",169,9.9699999999999994E-7,"MGD","DQGwWtp",169,9.9900000000000009E-7,"MGD","DQGwWtp",169,9.9999999999999995E-7,"MGD",1]
["DQGwWtp",170,9.9699999999999994E-7,"MGD","DQGwWtp",170,9.9900000000000009E-7,"MGD","DQGwWtp",170,9.9999999999999995E-7,"MGD",1]
["DQGwWtp",171,9.9800000000000002E-7,"MGD","DQGwWtp",171,9.9999999999999995E-7,"MGD","DQGwWtp",171,9.9999999999999995E-7,"MGD",1]
["DQGwWtp",172,9.9900000000000009E-7,"MGD","DQGwWtp",172,9.9999999999999995E-7,"MGD","DQGwWtp",172,9.9999999999999995E-7,"MGD",1]
["DQGwWtp",173,9.9900000000000009E-7,"MGD","DQGwWtp",173,9.9999999999999995E-7,"MGD","DQGwWtp",173,1.0100000000000001E-6,"MGD",1]
["DQGwWtp",174,9.9999999999999995E-7,"MGD","DQGwWtp",174,9.9999999999999995E-7,"MGD","DQGwWtp",174,1.0100000000000001E-6,"MGD",1]
["DQGwWtp",175,9.9999999999999995E-7,"MGD","DQGwWtp",175,9.9999999999999995E-7,"MGD","DQGwWtp",175,1.0100000000000001E-6,"MGD",1]
["DQGwWtp",176,9.9999999999999995E-7,"MGD","DQGwWtp",176,1.0100000000000001E-6,"MGD","DQGwWtp",176,1.0100000000000001E-6,"MGD",1]
["DQGwWtp",177,9.9999999999999995E-7,"MGD","DQGwWtp",177,1.0100000000000001E-6,"MGD","DQGwWtp",177,1.0100000000000001E-6,"MGD",1]
["DQGwWtp",178,9.9999999999999995E-7,"MGD","DQGwWtp",178,1.0100000000000001E-6,"MGD","DQGwWtp",178,1.0100000000000001E-6,"MGD",1]
["DQGwWtp",179,1.0100000000000001E-6,"MGD","DQGwWtp",179,1.0100000000000001E-6,"MGD","DQGwWtp",179,1.02E-6,"MGD",1]
["DQGwWtp",180,1.0100000000000001E-6,"MGD","DQGwWtp",180,1.0100000000000001E-6,"MGD","DQGwWtp",180,1.02E-6,"MGD",1]
["DQGwWtp",181,1.0100000000000001E-6,"MGD","DQGwWtp",181,1.0100000000000001E-6,"MGD","DQGwWtp",181,1.02E-6,"MGD",1]
["DQGwWtp",182,0.42000040900000002,"MGD","DQGwWtp",182,0.42000041199999999,"MGD","DQGwWtp",182,0.42000041700000001,"MGD",1]
["DQGwWtp",183,0.42000040999999999,"MGD","DQGwWtp",183,0.42000041399999999,"MGD","DQGwWtp",183,0.42000041799999999,"MGD",1]
["DQGwWtp",184,0.42000041100000002,"MGD","DQGwWtp",184,0.42000041500000002,"MGD","DQGwWtp",184,0.42000041999999999,"MGD",1]
["DQGwWtp",185,0.42000041199999999,"MGD","DQGwWtp",185,0.42000041700000001,"MGD","DQGwWtp",185,0.42000042300000001,"MGD",1]
["DQGwWtp",186,0.42000041399999999,"MGD","DQGwWtp",186,0.42000041799999999,"MGD","DQGwWtp",186,0.42000042500000001,"MGD",1]
["DQGwWtp",187,0.42000041500000002,"MGD","DQGwWtp",187,0.42000041999999999,"MGD","DQGwWtp",187,0.42000042799999998,"MGD",1]
["DQGwWtp",188,0.42000041700000001,"MGD","DQGwWtp",188,0.42000042300000001,"MGD","DQGwWtp",188,0.42000043100000001,"MGD",1]
["DQGwWtp",189,0.42000041799999999,"MGD","DQGwWtp",189,0.42000042500000001,"MGD","DQGwWtp",189,0.42000043399999998,"MGD",1]
["DQGwWtp",190,0.42000041999999999,"MGD","DQGwWtp",190,0.42000042799999998,"MGD","DQGwWtp",190,0.42000043799999998,"MGD",1]
["DQGwWtp",191,0.42000042300000001,"MGD","DQGwWtp",191,0.42000043100000001,"MGD","DQGwWtp",191,0.42000044199999997,"MGD",1]
["DQGwWtp",192,0.42000042500000001,"MGD","DQGwWtp",192,0.42000043399999998,"MGD","DQGwWtp",192,0.42000044600000003,"MGD",1]
["DQGwWtp",193,0.42000042799999998,"MGD","DQGwWtp",193,0.42000043799999998,"MGD","DQGwWtp",193,0.42000045200000002,"MGD",1]
["DQGwWtp",194,0.42000043100000001,"MGD","DQGwWtp",194,0.42000044199999997,"MGD","DQGwWtp",194,0.42000045699999999,"MGD",1]
["DQGwWtp",195,0.42000043399999998,"MGD","DQGwWtp",195,0.42000044600000003,"MGD","DQGwWtp",195,0.42000046400000002,"MGD",1]
["DQGwWtp",196,0.42000043799999998,"MGD","DQGwWtp",196,0.42000045200000002,"MGD","DQGwWtp",196,0.42000047099999999,"MGD",1]
["DQGwWtp",197,0.42000044199999997,"MGD","DQGwWtp",197,0.42000045699999999,"MGD","DQGwWtp",197,0.42000047899999998,"MGD",1]
["DQGwWtp",198,0.42000044600000003,"MGD","DQGwWtp",198,0.42000046400000002,"MGD","DQGwWtp",198,0.42000048899999998,"MGD",1]
["DQGwWtp",199,0.42000045200000002,"MGD","DQGwWtp",199,0.42000047099999999,"MGD","DQGwWtp",199,0.42000049900000003,"MGD",{"$f":"IF(ISNUMBER(C964),IF(AVERAGE(C964,G964,K964)<>MAX(C964,G964,K964),1,0),\"\")","v":1}]
["DQGwWtp",200,0.42000045699999999,"MGD","DQGwWtp",200,0.42000047899999998,"MGD","DQGwWtp",200,0.42000051100000002,"MGD",1]
["DQGwWtp",201,0.42000046400000002,"MGD","DQGwWtp",201,0.42000048899999998,"MGD","DQGwWtp",201,0.42000052500000001,"MGD",1]
["DQGwWtp",202,0.42000047099999999,"MGD","DQGwWtp",202,0.42000049900000003,"MGD","DQGwWtp",202,0.42000054100000001,"MGD",1]
["DQGwWtp",203,0.42000047899999998,"MGD","DQGwWtp",203,0.42000051100000002,"MGD","DQGwWtp",203,0.42000056000000002,"MGD",1]
["DQGwWtp",204,0.42000048899999998,"MGD","DQGwWtp",204,0.42000052500000001,"MGD","DQGwWtp",204,0.42000058200000001,"MGD",1]
["DQGwWtp",205,0.42000049900000003,"MGD","DQGwWtp",205,0.42000054100000001,"MGD","DQGwWtp",205,0.42000060700000003,"MGD",1]
["DQGwWtp",206,0.42000051100000002,"MGD","DQGwWtp",206,0.42000056000000002,"MGD","DQGwWtp",206,0.42000063700000001,"MGD",1]
["DQGwWtp",207,0.42000052500000001,"MGD","DQGwWtp",207,0.42000058200000001,"MGD","DQGwWtp",207,0.42000067400000002,"MGD",1]
["DQGwWtp",208,0.42000054100000001,"MGD","DQGwWtp",208,0.42000060700000003,"MGD","DQGwWtp",208,0.420000718,"MGD",1]
["DQGwWtp",209,0.42000056000000002,"MGD","DQGwWtp",209,0.42000063700000001,"MGD","DQGwWtp",209,0.42000077299999999,"MGD",1]
["DQGwWtp",210,0.42000058099999998,"MGD","DQGwWtp",210,0.42000067400000002,"MGD","DQGwWtp",210,0.42000084300000001,"MGD",1]
["DQGwWtp",211,0.42000060700000003,"MGD","DQGwWtp",211,0.420000718,"MGD","DQGwWtp",211,0.42000093399999999,"MGD",1]
["DQGwWtp",212,0.42000063700000001,"MGD","DQGwWtp",212,0.42000077299999999,"MGD","DQGwWtp",212,0.42000105599999998,"MGD",1]
["DQGwWtp",213,2.000068E-2,"MGD","DQGwWtp",213,2.0000850000000001E-2,"MGD","DQGwWtp",213,2.0001235999999999E-2,"MGD",1]
["DQGwWtp",214,2.0000725E-2,"MGD","DQGwWtp",214,2.0000941000000001E-2,"MGD","DQGwWtp",214,2.0001497E-2,"MGD",1]
["DQGwWtp",215,2.0000779999999999E-2,"MGD","DQGwWtp",215,2.0001062999999999E-2,"MGD","DQGwWtp",215,2.0001934999999998E-2,"MGD",1]
["DQGwWtp",216,2.0000850000000001E-2,"MGD","DQGwWtp",216,2.0001235999999999E-2,"MGD","DQGwWtp",216,2.0002815E-2,"MGD",1]
["DQGwWtp",217,2.0000941000000001E-2,"MGD","DQGwWtp",217,2.0001497E-2,"MGD","DQGwWtp",217,2.0005464000000001E-2,"MGD",1]
["DQGwWtp",218,2.0001062999999999E-2,"MGD","DQGwWtp",218,2.0001934999999998E-2,"MGD","DQGwWtp",218,1.496658354,"MGD",1]
["DQGwWtp",219,2.0001235999999999E-2,"MGD","DQGwWtp",219,2.0002815E-2,"MGD","DQGwWtp",219,3.359984758,"MGD",1]
["DQGwWtp",220,2.0001497E-2,"MGD","DQGwWtp",220,2.0005464000000001E-2,"MGD","DQGwWtp",220,3.3599926959999999,"MGD",1]
["DQGwWtp",221,2.0001934999999998E-2,"MGD","DQGwWtp",221,0.89334380899999999,"MGD","DQGwWtp",221,3.3599953349999998,"MGD",1]
["DQGwWtp",222,2.0002815E-2,"MGD","DQGwWtp",222,3.359984758,"MGD","DQGwWtp",222,3.3599966509999999,"MGD",1]
["DQGwWtp",223,2.0005464000000001E-2,"MGD","DQGwWtp",223,3.3599926959999999,"MGD","DQGwWtp",223,3.3599974330000002,"MGD",1]
["DQGwWtp",224,3.1914414259999999,"MGD","DQGwWtp",224,3.3599953349999998,"MGD","DQGwWtp",224,3.359997951,"MGD",1]
["DQGwWtp",225,3.3599847610000002,"MGD","DQGwWtp",225,3.3599966509999999,"MGD","DQGwWtp",225,3.3599983180000002,"MGD",1]
["DQGwWtp",226,3.3599926990000002,"MGD","DQGwWtp",226,3.3599974330000002,"MGD","DQGwWtp",226,3.35999859,"MGD",1]
["DQGwWtp",227,3.3599953349999998,"MGD","DQGwWtp",227,3.359997951,"MGD","DQGwWtp",227,3.3599988010000001,"MGD",1]
["DQGwWtp",228,3.3599966509999999,"MGD","DQGwWtp",228,3.3599983180000002,"MGD","DQGwWtp",228,3.3599989649999999,"MGD",1]
["DQGwWtp",229,3.3599974330000002,"MGD","DQGwWtp",229,3.3599985929999998,"MGD","DQGwWtp",229,3.3599991,"MGD",1]
["DQGwWtp",230,3.359997951,"MGD","DQGwWtp",230,3.3599988010000001,"MGD","DQGwWtp",230,3.3599992080000001,"MGD",1]
["DQGwWtp",231,3.3599983180000002,"MGD","DQGwWtp",231,3.3599989649999999,"MGD","DQGwWtp",231,3.3599993010000002,"MGD",1]
["DQGwWtp",232,3.3599985819999998,"MGD","DQGwWtp",232,3.359999094,"MGD","DQGwWtp",232,3.3599993719999999,"MGD",1]
["DQGwWtp",233,3.3599987960000002,"MGD","DQGwWtp",233,3.3599992049999998,"MGD","DQGwWtp",233,3.359999438,"MGD",1]
["DQGwWtp",234,3.3599989649999999,"MGD","DQGwWtp",234,3.359999298,"MGD","DQGwWtp",234,3.3599994959999999,"MGD",1]
["DQGwWtp",235,3.3599990970000002,"MGD","DQGwWtp",235,3.359999374,"MGD","DQGwWtp",235,3.3599995439999999,"MGD",1]
["DQGwWtp",236,3.3599992080000001,"MGD","DQGwWtp",236,3.3599994409999998,"MGD","DQGwWtp",236,3.3599995859999998,"MGD",1]
["DQGwWtp",237,3.3599993010000002,"MGD","DQGwWtp",237,3.3599994959999999,"MGD","DQGwWtp",237,3.3599996230000002,"MGD",1]
["DQGwWtp",238,3.3599993769999998,"MGD","DQGwWtp",238,3.3599995460000001,"MGD","DQGwWtp",238,3.3599996569999999,"MGD",1]
["DQGwWtp",239,3.3599994459999998,"MGD","DQGwWtp",239,3.359999588,"MGD","DQGwWtp",239,3.3599996860000001,"MGD",1]
["DQGwWtp",240,3.3599995009999999,"MGD","DQGwWtp",240,3.3599996280000002,"MGD","DQGwWtp",240,3.3599997099999999,"MGD",1]
["DQGwWtp",241,3.3599999,"MGD","DQGwWtp",241,3.3599998979999999,"MGD","DQGwWtp",241,3.3599998979999999,"MGD",1]
["DQGwWtp",242,3.3599999,"MGD","DQGwWtp",242,3.3599999,"MGD","DQGwWtp",242,3.3599999,"MGD",0]
["DQGwWtp",243,3.3599999029999998,"MGD","DQGwWtp",243,3.3599999029999998,"MGD","DQGwWtp",243,3.3599999,"MGD",1]
["DQGwWtp",244,2.2699999219999998,"MGD","DQGwWtp",244,2.2699999219999998,"MGD","DQGwWtp",244,2.2699999210000001,"MGD",1]
["DQGwWtp",245,2.2699999239999999,"MGD","DQGwWtp",245,2.2699999229999999,"MGD","DQGwWtp",245,2.2699999219999998,"MGD",1]
["DQGwWtp",246,2.269999925,"MGD","DQGwWtp",246,2.2699999239999999,"MGD","DQGwWtp",246,2.2699999239999999,"MGD",1]
["DQGwWtp",247,2.2699999260000001,"MGD","DQGwWtp",247,2.2699999260000001,"MGD","DQGwWtp",247,2.269999925,"MGD",1]
["DQGwWtp",248,2.2699999279999998,"MGD","DQGwWtp",248,2.2699999270000002,"MGD","DQGwWtp",248,2.2699999260000001,"MGD",1]
["DQGwWtp",249,2.2699999289999999,"MGD","DQGwWtp",249,2.2699999279999998,"MGD","DQGwWtp",249,2.2699999279999998,"MGD",1]
["DQGwWtp",250,2.2699999289999999,"MGD","DQGwWtp",250,2.2699999289999999,"MGD","DQGwWtp",250,2.2699999289999999,"MGD",0]
["DQGwWtp",251,2.26999993,"MGD","DQGwWtp",251,2.26999993,"MGD","DQGwWtp",251,2.26999993,"MGD",0]
["DQGwWtp",252,2.2699999310000001,"MGD","DQGwWtp",252,2.2699999310000001,"MGD","DQGwWtp",252,2.2699999310000001,"MGD",0]
["DQGwWtp",253,2.2699999320000002,"MGD","DQGwWtp",253,2.2699999310000001,"MGD","DQGwWtp",253,2.2699999310000001,"MGD",1]
["DQGwWtp",254,2.2699999320000002,"MGD","DQGwWtp",254,2.2699999320000002,"MGD","DQGwWtp",254,2.2699999320000002,"MGD",0]
["DQGwWtp",255,2.2699999329999998,"MGD","DQGwWtp",255,2.2699999329999998,"MGD","DQGwWtp",255,2.2699999329999998,"MGD",0]
["DQGwWtp",256,2.2699999329999998,"MGD","DQGwWtp",256,2.2699999329999998,"MGD","DQGwWtp",256,2.2699999329999998,"MGD",0]
["DQGwWtp",257,2.2699999339999999,"MGD","DQGwWtp",257,2.2699999339999999,"MGD","DQGwWtp",257,2.2699999339999999,"MGD",0]
["DQGwWtp",258,2.2699999339999999,"MGD","DQGwWtp",258,2.2699999339999999,"MGD","DQGwWtp",258,2.2699999339999999,"MGD",0]
["DQGwWtp",259,2.2699998990000001,"MGD","DQGwWtp",259,2.2699999000000002,"MGD","DQGwWtp",259,2.2699998809999999,"MGD",1]
["DQGwWtp",260,2.2699999040000001,"MGD","DQGwWtp",260,2.2699998959999999,"MGD","DQGwWtp",260,2.2699998780000001,"MGD",1]
["DQGwWtp",261,2.2699999110000002,"MGD","DQGwWtp",261,2.269999903,"MGD","DQGwWtp",261,2.2699998890000002,"MGD",1]
["DQGwWtp",262,2.2699999169999998,"MGD","DQGwWtp",262,2.2699999100000001,"MGD","DQGwWtp",262,2.269999898,"MGD",1]
["DQGwWtp",263,2.2699999210000001,"MGD","DQGwWtp",263,2.2699999150000001,"MGD","DQGwWtp",263,2.2699999050000002,"MGD",{"$f":"IF(ISNUMBER(C1028),IF(AVERAGE(C1028,G1028,K1028)<>MAX(C1028,G1028,K1028),1,0),\"\")","v":1}]
["DQGwWtp",264,2.2699999239999999,"MGD","DQGwWtp",264,2.269999919,"MGD","DQGwWtp",264,2.2699999110000002,"MGD",1]
["DQGwWtp",265,2.2699999270000002,"MGD","DQGwWtp",265,2.2699999219999998,"MGD","DQGwWtp",265,2.2699999160000002,"MGD",1]
["DQGwWtp",266,2.269999919,"MGD","DQGwWtp",266,2.269999914,"MGD","DQGwWtp",266,2.2699999069999999,"MGD",1]
["DQGwWtp",267,2.269999919,"MGD","DQGwWtp",267,2.2699999150000001,"MGD","DQGwWtp",267,2.2699999100000001,"MGD",1]
["DQGwWtp",268,2.2699999219999998,"MGD","DQGwWtp",268,2.269999919,"MGD","DQGwWtp",268,2.269999914,"MGD",1]
["DQGwWtp",269,2.269999925,"MGD","DQGwWtp",269,2.2699999219999998,"MGD","DQGwWtp",269,2.2699999179999999,"MGD",1]
["DQGwWtp",270,2.2699999200000001,"MGD","DQGwWtp",270,2.2699999160000002,"MGD","DQGwWtp",270,2.2699999119999998,"MGD",1]
["DQGwWtp",271,2.2699999210000001,"MGD","DQGwWtp",271,2.2699999179999999,"MGD","DQGwWtp",271,2.269999914,"MGD",1]
["DQGwWtp",272,2.2699999239999999,"MGD","DQGwWtp",272,2.2699999210000001,"MGD","DQGwWtp",272,2.2699999179999999,"MGD",1]
["DQGwWtp",273,2.2699999260000001,"MGD","DQGwWtp",273,2.2699999239999999,"MGD","DQGwWtp",273,2.2699999210000001,"MGD",1]
["DQGwWtp",274,1.989999933,"MGD","DQGwWtp",274,1.9899999310000001,"MGD","DQGwWtp",274,1.989999928,"MGD",1]
["DQGwWtp",275,1.9899999340000001,"MGD","DQGwWtp",275,1.989999933,"MGD","DQGwWtp",275,1.98999993,"MGD",1]
["DQGwWtp",276,1.9899999349999999,"MGD","DQGwWtp",276,1.9899999340000001,"MGD","DQGwWtp",276,1.9899999319999999,"MGD",1]
["DQGwWtp",277,1.989999936,"MGD","DQGwWtp",277,1.9899999349999999,"MGD","DQGwWtp",277,1.9899999340000001,"MGD",1]
["DQGwWtp",278,1.9899999370000001,"MGD","DQGwWtp",278,1.989999936,"MGD","DQGwWtp",278,1.9899999349999999,"MGD",1]
["DQGwWtp",279,1.989999938,"MGD","DQGwWtp",279,1.9899999370000001,"MGD","DQGwWtp",279,1.989999936,"MGD",1]
["DQGwWtp",280,1.9899999390000001,"MGD","DQGwWtp",280,1.989999938,"MGD","DQGwWtp",280,1.9899999370000001,"MGD",1]
["DQGwWtp",281,1.9899999390000001,"MGD","DQGwWtp",281,1.9899999390000001,"MGD","DQGwWtp",281,1.989999938,"MGD",1]
["DQGwWtp",282,1.9899999399999999,"MGD","DQGwWtp",282,1.9899999390000001,"MGD","DQGwWtp",282,1.9899999390000001,"MGD",1]
["DQGwWtp",283,1.9899999399999999,"MGD","DQGwWtp",283,1.9899999399999999,"MGD","DQGwWtp",283,1.9899999390000001,"MGD",1]
["DQGwWtp",284,1.9899999399999999,"MGD","DQGwWtp",284,1.9899999399999999,"MGD","DQGwWtp",284,1.9899999399999999,"MGD",0]
["DQGwWtp",285,1.989999941,"MGD","DQGwWtp",285,1.9899999399999999,"MGD","DQGwWtp",285,1.9899999399999999,"MGD",1]
["DQGwWtp",286,1.989999941,"MGD","DQGwWtp",286,1.989999941,"MGD","DQGwWtp",286,1.9899999399999999,"MGD",1]
["DQGwWtp",287,1.989999941,"MGD","DQGwWtp",287,1.989999941,"MGD","DQGwWtp",287,1.989999941,"MGD",0]
["DQGwWtp",288,1.989999941,"MGD","DQGwWtp",288,1.989999941,"MGD","DQGwWtp",288,1.989999941,"MGD",0]
["DQGwWtp",289,1.9899999390000001,"MGD","DQGwWtp",289,1.9899999390000001,"MGD","DQGwWtp",289,1.989999938,"MGD",1]
["DQGwWtp",290,1.9899999390000001,"MGD","DQGwWtp",290,1.9899999390000001,"MGD","DQGwWtp",290,1.989999938,"MGD",1]
["DQGwWtp",291,1.9899999390000001,"MGD","DQGwWtp",291,1.9899999390000001,"MGD","DQGwWtp",291,1.9899999390000001,"MGD",0]
["DQGwWtp",292,1.9899999399999999,"MGD","DQGwWtp",292,1.9899999399999999,"MGD","DQGwWtp",292,1.9899999390000001,"MGD",1]
["DQGwWtp",293,1.9899999399999999,"MGD","DQGwWtp",293,1.9899999399999999,"MGD","DQGwWtp",293,1.9899999399999999,"MGD",0]
["DQGwWtp",294,1.9899999399999999,"MGD","DQGwWtp",294,1.9899999399999999,"MGD","DQGwWtp",294,1.9899999399999999,"MGD",0]
["DQGwWtp",295,1.989999941,"MGD","DQGwWtp",295,1.9899999399999999,"MGD","DQGwWtp",295,1.9899999399999999,"MGD",1]
["DQGwWtp",296,1.989999941,"MGD","DQGwWtp",296,1.989999941,"MGD","DQGwWtp",296,1.9899999399999999,"MGD",1]
["DQGwWtp",297,1.989999941,"MGD","DQGwWtp",297,1.989999941,"MGD","DQGwWtp",297,1.989999941,"MGD",0]
["DQGwWtp",298,1.989999941,"MGD","DQGwWtp",298,1.989999941,"MGD","DQGwWtp",298,1.989999941,"MGD",0]
["DQGwWtp",299,1.989999941,"MGD","DQGwWtp",299,1.9899999399999999,"MGD","DQGwWtp",299,1.9899999399999999,"MGD",1]
["DQGwWtp",300,1.989999941,"MGD","DQGwWtp",300,1.989999941,"MGD","DQGwWtp",300,1.9899999399999999,"MGD",1]
["DQGwWtp",301,1.989999941,"MGD","DQGwWtp",301,1.989999941,"MGD","DQGwWtp",301,1.989999941,"MGD",0]
["DQGwWtp",302,1.989999941,"MGD","DQGwWtp",302,1.989999941,"MGD","DQGwWtp",302,1.989999941,"MGD",0]
["DQGwWtp",303,1.989999941,"MGD","DQGwWtp",303,1.989999941,"MGD","DQGwWtp",303,1.989999941,"MGD",0]
["DQGwWtp",304,1.989999941,"MGD","DQGwWtp",304,1.989999941,"MGD","DQGwWtp",304,1.989999941,"MGD",0]
["DQGwWtp",305,1.6199999469999999,"MGD","DQGwWtp",305,1.6199999469999999,"MGD","DQGwWtp",305,1.6199999469999999,"MGD",0]
["DQGwWtp",306,1.6199999469999999,"MGD","DQGwWtp",306,1.6199999469999999,"MGD","DQGwWtp",306,1.6199999469999999,"MGD",0]
["DQGwWtp",307,1.6199999469999999,"MGD","DQGwWtp",307,1.6199999469999999,"MGD","DQGwWtp",307,1.6199999469999999,"MGD",0]
["DQGwWtp",308,1.619999948,"MGD","DQGwWtp",308,1.619999948,"MGD","DQGwWtp",308,1.6199999469999999,"MGD",1]
["DQGwWtp",309,1.619999948,"MGD","DQGwWtp",309,1.619999948,"MGD","DQGwWtp",309,1.619999948,"MGD",0]
["DQGwWtp",310,1.619999948,"MGD","DQGwWtp",310,1.619999948,"MGD","DQGwWtp",310,1.619999948,"MGD",0]
["DQGwWtp",311,1.619999948,"MGD","DQGwWtp",311,1.619999948,"MGD","DQGwWtp",311,1.619999948,"MGD",0]
["DQGwWtp",312,1.619999948,"MGD","DQGwWtp",312,1.619999948,"MGD","DQGwWtp",312,1.619999948,"MGD",0]
["DQGwWtp",313,1.619999948,"MGD","DQGwWtp",313,1.619999948,"MGD","DQGwWtp",313,1.619999948,"MGD",0]
["DQGwWtp",314,1.619999948,"MGD","DQGwWtp",314,1.619999948,"MGD","DQGwWtp",314,1.619999948,"MGD",0]
["DQGwWtp",315,1.619999948,"MGD","DQGwWtp",315,1.619999948,"MGD","DQGwWtp",315,1.619999948,"MGD",0]
["DQGwWtp",316,1.619999948,"MGD","DQGwWtp",316,1.619999948,"MGD","DQGwWtp",316,1.619999948,"MGD",0]
["DQGwWtp",317,1.619999948,"MGD","DQGwWtp",317,1.619999948,"MGD","DQGwWtp",317,1.619999948,"MGD",0]
["DQGwWtp",318,1.619999948,"MGD","DQGwWtp",318,1.619999948,"MGD","DQGwWtp",318,1.619999948,"MGD",0]
["DQGwWtp",319,1.619999948,"MGD","DQGwWtp",319,1.619999948,"MGD","DQGwWtp",319,1.619999948,"MGD",0]
["DQGwWtp",320,1.619999948,"MGD","DQGwWtp",320,1.619999948,"MGD","DQGwWtp",320,1.619999948,"MGD",0]
["DQGwWtp",321,1.619999948,"MGD","DQGwWtp",321,1.619999948,"MGD","DQGwWtp",321,1.619999948,"MGD",0]
["DQGwWtp",322,1.619999948,"MGD","DQGwWtp",322,1.619999948,"MGD","DQGwWtp",322,1.619999948,"MGD",0]
["DQGwWtp",323,1.619999948,"MGD","DQGwWtp",323,1.619999948,"MGD","DQGwWtp",323,1.619999948,"MGD",0]
["DQGwWtp",324,1.619999948,"MGD","DQGwWtp",324,1.619999948,"MGD","DQGwWtp",324,1.619999948,"MGD",0]
["DQGwWtp",325,1.619999948,"MGD","DQGwWtp",325,1.619999948,"MGD","DQGwWtp",325,1.619999948,"MGD",0]
["DQGwWtp",326,1.619999948,"MGD","DQGwWtp",326,1.619999948,"MGD","DQGwWtp",326,1.619999948,"MGD",0]
["DQGwWtp",327,1.619999948,"MGD","DQGwWtp",327,1.619999948,"MGD","DQGwWtp",327,1.619999948,"MGD",{"$f":"IF(ISNUMBER(C1092),IF(AVERAGE(C1092,G1092,K1092)<>MAX(C1092,G1092,K1092),1,0),\"\")","v":0}]
["DQGwWtp",328,1.619999948,"MGD","DQGwWtp",328,1.619999948,"MGD","DQGwWtp",328,1.619999948,"MGD",0]
["DQGwWtp",329,1.619999948,"MGD","DQGwWtp",329,1.619999948,"MGD","DQGwWtp",329,1.619999948,"MGD",0]
["DQGwWtp",330,1.619999948,"MGD","DQGwWtp",330,1.619999948,"MGD","DQGwWtp",330,1.619999948,"MGD",0]
["DQGwWtp",331,1.619999948,"MGD","DQGwWtp",331,1.619999948,"MGD","DQGwWtp",331,1.619999948,"MGD",0]
["DQGwWtp",332,1.619999948,"MGD","DQGwWtp",332,1.619999948,"MGD","DQGwWtp",332,1.619999948,"MGD",0]
["DQGwWtp",333,1.619999948,"MGD","DQGwWtp",333,1.619999948,"MGD","DQGwWtp",333,1.619999948,"MGD",0]
["DQGwWtp",334,1.619999948,"MGD","DQGwWtp",334,1.619999948,"MGD","DQGwWtp",334,1.619999948,"MGD",0]
["DQGwWtp",335,1.6599999480000001,"MGD","DQGwWtp",335,1.659999947,"MGD","DQGwWtp",335,1.659999947,"MGD",1]
["DQGwWtp",336,3.3899999520000001,"MGD","DQGwWtp",336,1.6599999480000001,"MGD","DQGwWtp",336,1.6599999480000001,"MGD",1]
["DQGwWtp",337,3.3899999539999999,"MGD","DQGwWtp",337,3.3899999539999999,"MGD","DQGwWtp",337,1.6599999480000001,"MGD",1]
["DQGwWtp",338,3.3899999539999999,"MGD","DQGwWtp",338,3.3899999539999999,"MGD","DQGwWtp",338,3.3899999539999999,"MGD",0]
["DQGwWtp",339,3.3899999539999999,"MGD","DQGwWtp",339,3.3899999539999999,"MGD","DQGwWtp",339,3.3899999539999999,"MGD",0]
["DQGwWtp",340,3.3899999539999999,"MGD","DQGwWtp",340,3.3899999539999999,"MGD","DQGwWtp",340,3.3899999539999999,"MGD",0]
["DQGwWtp",341,3.3899999539999999,"MGD","DQGwWtp",341,3.3899999539999999,"MGD","DQGwWtp",341,3.3899999539999999,"MGD",0]
["DQGwWtp",342,3.3899999539999999,"MGD","DQGwWtp",342,3.3899999539999999,"MGD","DQGwWtp",342,3.3899999539999999,"MGD",0]
["DQGwWtp",343,3.3899999539999999,"MGD","DQGwWtp",343,3.3899999539999999,"MGD","DQGwWtp",343,3.3899999539999999,"MGD",0]
["DQGwWtp",344,3.3899999539999999,"MGD","DQGwWtp",344,3.3899999539999999,"MGD","DQGwWtp",344,3.3899999539999999,"MGD",0]
["DQGwWtp",345,3.3899999539999999,"MGD","DQGwWtp",345,3.3899999539999999,"MGD","DQGwWtp",345,3.3899999539999999,"MGD",0]
["DQGwWtp",346,0,"MGD","DQGwWtp",346,0,"MGD","DQGwWtp",346,0,"MGD",0]
["DQGwWtp",347,9.9099999999999991E-7,"MGD","DQGwWtp",347,9.9099999999999991E-7,"MGD","DQGwWtp",347,9.9099999999999991E-7,"MGD",0]
["DQGwWtp",348,9.9099999999999991E-7,"MGD","DQGwWtp",348,9.9099999999999991E-7,"MGD","DQGwWtp",348,9.9099999999999991E-7,"MGD",0]
["DQGwWtp",349,9.9099999999999991E-7,"MGD","DQGwWtp",349,9.9099999999999991E-7,"MGD","DQGwWtp",349,9.9099999999999991E-7,"MGD",0]
["DQGwWtp",350,9.9099999999999991E-7,"MGD","DQGwWtp",350,9.9099999999999991E-7,"MGD","DQGwWtp",350,9.9099999999999991E-7,"MGD",0]
["DQGwWtp",351,9.9099999999999991E-7,"MGD","DQGwWtp",351,9.9099999999999991E-7,"MGD","DQGwWtp",351,9.9099999999999991E-7,"MGD",0]
["DQGwWtp",352,9.9099999999999991E-7,"MGD","DQGwWtp",352,9.9099999999999991E-7,"MGD","DQGwWtp",352,9.9099999999999991E-7,"MGD",0]
["DQGwWtp",353,9.9099999999999991E-7,"MGD","DQGwWtp",353,9.9099999999999991E-7,"MGD","DQGwWtp",353,9.9099999999999991E-7,"MGD",0]
["DQGwWtp",354,9.9099999999999991E-7,"MGD","DQGwWtp",354,9.9099999999999991E-7,"MGD","DQGwWtp",354,9.9099999999999991E-7,"MGD",0]
["DQGwWtp",355,9.9099999999999991E-7,"MGD","DQGwWtp",355,9.9099999999999991E-7,"MGD","DQGwWtp",355,9.9099999999999991E-7,"MGD",0]
["DQGwWtp",356,9.9099999999999991E-7,"MGD","DQGwWtp",356,9.9099999999999991E-7,"MGD","DQGwWtp",356,9.9099999999999991E-7,"MGD",0]
["DQGwWtp",357,9.9099999999999991E-7,"MGD","DQGwWtp",357,9.9099999999999991E-7,"MGD","DQGwWtp",357,9.9099999999999991E-7,"MGD",0]
["DQGwWtp",358,9.9099999999999991E-7,"MGD","DQGwWtp",358,9.9099999999999991E-7,"MGD","DQGwWtp",358,9.9099999999999991E-7,"MGD",0]
["DQGwWtp",359,9.9099999999999991E-7,"MGD","DQGwWtp",359,9.9099999999999991E-7,"MGD","DQGwWtp",359,9.9099999999999991E-7,"MGD",0]
["DQGwWtp",360,9.9099999999999991E-7,"MGD","DQGwWtp",360,9.9099999999999991E-7,"MGD","DQGwWtp",360,9.9099999999999991E-7,"MGD",0]
["DQGwWtp",361,9.9099999999999991E-7,"MGD","DQGwWtp",361,9.9099999999999991E-7,"MGD","DQGwWtp",361,9.9099999999999991E-7,"MGD",0]
["DQGwWtp",362,9.9099999999999991E-7,"MGD","DQGwWtp",362,9.9099999999999991E-7,"MGD","DQGwWtp",362,9.9099999999999991E-7,"MGD",0]
["DQGwWtp",363,9.9099999999999991E-7,"MGD","DQGwWtp",363,9.9099999999999991E-7,"MGD","DQGwWtp",363,9.9099999999999991E-7,"MGD",0]
["DQGwWtp",364,9.9099999999999991E-7,"MGD","DQGwWtp",364,9.9099999999999991E-7,"MGD","DQGwWtp",364,9.9099999999999991E-7,"MGD",0]
["DQGwWtp",365,9.9099999999999991E-7,"MGD","DQGwWtp",365,9.9099999999999991E-7,"MGD","DQGwWtp",365,9.9099999999999991E-7,"MGD",0]
["DQIbtWUseNp",1,0.79747184599999998,"MGD","DQIbtWUseNp",1,0.80045191299999996,"MGD","DQIbtWUseNp",1,0.80721107999999997,"MGD",1]
["DQIbtWUseNp",2,0.79741333599999997,"MGD","DQIbtWUseNp",2,0.80056944299999999,"MGD","DQIbtWUseNp",2,0.80711957899999998,"MGD",1]
["DQIbtWUseNp",3,0.79741505800000001,"MGD","DQIbtWUseNp",3,0.80057450100000005,"MGD","DQIbtWUseNp",3,0.80706568199999995,"MGD",1]
["DQIbtWUseNp",4,0.79735904099999999,"MGD","DQIbtWUseNp",4,0.80058703099999995,"MGD","DQIbtWUseNp",4,0.807029671,"MGD",1]
["DQIbtWUseNp",5,0.79724703799999996,"MGD","DQIbtWUseNp",5,0.80060040799999999,"MGD","DQIbtWUseNp",5,0.80700312600000002,"MGD",1]
["DQIbtWUseNp",6,0.79708010399999996,"MGD","DQIbtWUseNp",6,0.80061311000000002,"MGD","DQIbtWUseNp",6,0.80697678500000003,"MGD",1]
["DQIbtWUseNp",7,0.79711604300000005,"MGD","DQIbtWUseNp",7,0.80040773200000004,"MGD","DQIbtWUseNp",7,0.80702064200000001,"MGD",1]
["DQIbtWUseNp",8,0.79657102899999999,"MGD","DQIbtWUseNp",8,0.800539318,"MGD","DQIbtWUseNp",8,0.80702279300000002,"MGD",1]
["DQIbtWUseNp",9,0.79639536899999996,"MGD","DQIbtWUseNp",9,0.800537575,"MGD","DQIbtWUseNp",9,0.80701241899999998,"MGD",1]
["DQIbtWUseNp",10,0.79619932800000004,"MGD","DQIbtWUseNp",10,0.800542686,"MGD","DQIbtWUseNp",10,0.80699900800000002,"MGD",1]
["DQIbtWUseNp",11,0.79599324999999999,"MGD","DQIbtWUseNp",11,0.80048759899999999,"MGD","DQIbtWUseNp",11,0.80699964499999999,"MGD",1]
["DQIbtWUseNp",12,0.79562675500000002,"MGD","DQIbtWUseNp",12,0.80052183300000002,"MGD","DQIbtWUseNp",12,0.80699968499999997,"MGD",1]
["DQIbtWUseNp",13,0.79531779800000002,"MGD","DQIbtWUseNp",13,0.80034596199999997,"MGD","DQIbtWUseNp",13,0.80706126499999997,"MGD",1]
["DQIbtWUseNp",14,0.79536375400000003,"MGD","DQIbtWUseNp",14,0.80040468200000003,"MGD","DQIbtWUseNp",14,0.80705342599999996,"MGD",1]
["DQIbtWUseNp",15,0.79561025900000004,"MGD","DQIbtWUseNp",15,0.80037772799999995,"MGD","DQIbtWUseNp",15,0.80704598800000005,"MGD",1]
["DQIbtWUseNp",16,0.79588644500000005,"MGD","DQIbtWUseNp",16,0.80040909999999998,"MGD","DQIbtWUseNp",16,0.80703588999999998,"MGD",1]
["DQIbtWUseNp",17,0.79617799600000005,"MGD","DQIbtWUseNp",17,0.80041725799999996,"MGD","DQIbtWUseNp",17,0.80702798799999997,"MGD",1]
["DQIbtWUseNp",18,0.79642852600000003,"MGD","DQIbtWUseNp",18,0.80043150500000004,"MGD","DQIbtWUseNp",18,0.80702322599999998,"MGD",1]
["DQIbtWUseNp",19,0.79666600499999995,"MGD","DQIbtWUseNp",19,0.80042263999999996,"MGD","DQIbtWUseNp",19,0.80701945500000005,"MGD",1]
["DQIbtWUseNp",20,0.79683962100000005,"MGD","DQIbtWUseNp",20,0.80041973600000005,"MGD","DQIbtWUseNp",20,0.80702206499999996,"MGD",1]
["DQIbtWUseNp",21,0.79704503199999999,"MGD","DQIbtWUseNp",21,0.80040082300000004,"MGD","DQIbtWUseNp",21,0.80702443400000001,"MGD",1]
["DQIbtWUseNp",22,0.79721352199999995,"MGD","DQIbtWUseNp",22,0.80045056999999997,"MGD","DQIbtWUseNp",22,0.80702960400000001,"MGD",1]
["DQIbtWUseNp",23,0.79749597000000005,"MGD","DQIbtWUseNp",23,0.80045578699999997,"MGD","DQIbtWUseNp",23,0.80702495699999999,"MGD",1]
["DQIbtWUseNp",24,0.79778148299999996,"MGD","DQIbtWUseNp",24,0.80046097500000002,"MGD","DQIbtWUseNp",24,0.80702212299999998,"MGD",1]
["DQIbtWUseNp",25,0.79803764600000004,"MGD","DQIbtWUseNp",25,0.80048499500000003,"MGD","DQIbtWUseNp",25,0.80702150500000003,"MGD",1]
["DQIbtWUseNp",26,0.79827721799999996,"MGD","DQIbtWUseNp",26,0.80050250999999994,"MGD","DQIbtWUseNp",26,0.807020073,"MGD",{"$f":"IF(ISNUMBER(C1156),IF(AVERAGE(C1156,G1156,K1156)<>MAX(C1156,G1156,K1156),1,0),\"\")","v":1}]
["DQIbtWUseNp",27,0.7984812,"MGD","DQIbtWUseNp",27,0.80052095599999995,"MGD","DQIbtWUseNp",27,0.80701960900000003,"MGD",1]
["DQIbtWUseNp",28,0.79864679199999999,"MGD","DQIbtWUseNp",28,0.80054157699999995,"MGD","DQIbtWUseNp",28,0.80701741699999996,"MGD",1]
["DQIbtWUseNp",29,0.79877249500000003,"MGD","DQIbtWUseNp",29,0.80056125,"MGD","DQIbtWUseNp",29,0.80701306299999997,"MGD",1]
["DQIbtWUseNp",30,0.79886252700000004,"MGD","DQIbtWUseNp",30,0.80055706299999996,"MGD","DQIbtWUseNp",30,0.80700990399999994,"MGD",1]
["DQIbtWUseNp",31,0.79891779200000002,"MGD","DQIbtWUseNp",31,0.80056330499999995,"MGD","DQIbtWUseNp",31,0.80700601400000005,"MGD",1]
["DQIbtWUseNp",32,0.75498259400000001,"MGD","DQIbtWUseNp",32,0.75556240200000002,"MGD","DQIbtWUseNp",32,0.75991569000000003,"MGD",1]
["DQIbtWUseNp",33,0.75496784400000005,"MGD","DQIbtWUseNp",33,0.75558413000000002,"MGD","DQIbtWUseNp",33,0.759924143,"MGD",1]
["DQIbtWUseNp",34,0.75500445100000002,"MGD","DQIbtWUseNp",34,0.75558878299999999,"MGD","DQIbtWUseNp",34,0.75992125600000004,"MGD",1]
["DQIbtWUseNp",35,0.75503991800000003,"MGD","DQIbtWUseNp",35,0.75559811399999999,"MGD","DQIbtWUseNp",35,0.75991705499999995,"MGD",1]
["DQIbtWUseNp",36,0.75505914799999996,"MGD","DQIbtWUseNp",36,0.75561032299999997,"MGD","DQIbtWUseNp",36,0.75991379000000003,"MGD",1]
["DQIbtWUseNp",37,0.75506379800000001,"MGD","DQIbtWUseNp",37,0.75562325100000005,"MGD","DQIbtWUseNp",37,0.759908574,"MGD",1]
["DQIbtWUseNp",38,0.75504906299999996,"MGD","DQIbtWUseNp",38,0.75563473199999998,"MGD","DQIbtWUseNp",38,0.75990362899999997,"MGD",1]
["DQIbtWUseNp",39,0.75500924999999997,"MGD","DQIbtWUseNp",39,0.755651183,"MGD","DQIbtWUseNp",39,0.75989331800000004,"MGD",1]
["DQIbtWUseNp",40,0.75494279399999997,"MGD","DQIbtWUseNp",40,0.755667121,"MGD","DQIbtWUseNp",40,0.75987756200000001,"MGD",1]
["DQIbtWUseNp",41,0.75485594700000003,"MGD","DQIbtWUseNp",41,0.75566719900000001,"MGD","DQIbtWUseNp",41,0.75985604900000003,"MGD",1]
["DQIbtWUseNp",42,0.75474894699999995,"MGD","DQIbtWUseNp",42,0.75547229100000002,"MGD","DQIbtWUseNp",42,0.75992073599999999,"MGD",1]
["DQIbtWUseNp",43,0.75462246300000002,"MGD","DQIbtWUseNp",43,0.75556726900000004,"MGD","DQIbtWUseNp",43,0.75994684199999996,"MGD",1]
["DQIbtWUseNp",44,0.75463411599999997,"MGD","DQIbtWUseNp",44,0.75557297300000004,"MGD","DQIbtWUseNp",44,0.75993523799999996,"MGD",1]
["DQIbtWUseNp",45,0.75464295599999998,"MGD","DQIbtWUseNp",45,0.75558156099999996,"MGD","DQIbtWUseNp",45,0.75992658099999999,"MGD",1]
["DQIbtWUseNp",46,0.75464249000000005,"MGD","DQIbtWUseNp",46,0.75559456599999997,"MGD","DQIbtWUseNp",46,0.75991878599999996,"MGD",1]
["DQIbtWUseNp",47,0.75462241299999999,"MGD","DQIbtWUseNp",47,0.75561123600000002,"MGD","DQIbtWUseNp",47,0.759909116,"MGD",1]
["DQIbtWUseNp",48,0.75458078200000001,"MGD","DQIbtWUseNp",48,0.75561386900000005,"MGD","DQIbtWUseNp",48,0.75990267899999997,"MGD",1]
["DQIbtWUseNp",49,0.754497101,"MGD","DQIbtWUseNp",49,0.75562229700000005,"MGD","DQIbtWUseNp",49,0.75990289799999999,"MGD",1]
["DQIbtWUseNp",50,0.754394589,"MGD","DQIbtWUseNp",50,0.75564220299999996,"MGD","DQIbtWUseNp",50,0.75989472000000002,"MGD",1]
["DQIbtWUseNp",51,0.75428335800000001,"MGD","DQIbtWUseNp",51,0.75565357700000002,"MGD","DQIbtWUseNp",51,0.759876208,"MGD",1]
["DQIbtWUseNp",52,0.75413234100000004,"MGD","DQIbtWUseNp",52,0.75556875999999995,"MGD","DQIbtWUseNp",52,0.759925764,"MGD",1]
["DQIbtWUseNp",53,0.75395982399999995,"MGD","DQIbtWUseNp",53,0.75560078399999997,"MGD","DQIbtWUseNp",53,0.75993036899999999,"MGD",1]
["DQIbtWUseNp",54,0.75384988799999997,"MGD","DQIbtWUseNp",54,0.75560352900000005,"MGD","DQIbtWUseNp",54,0.75992132099999998,"MGD",1]
["DQIbtWUseNp",55,0.75372333499999999,"MGD","DQIbtWUseNp",55,0.75561368399999995,"MGD","DQIbtWUseNp",55,0.75991110399999995,"MGD",1]
["DQIbtWUseNp",56,0.75356970099999998,"MGD","DQIbtWUseNp",56,0.75562543699999996,"MGD","DQIbtWUseNp",56,0.75989841000000002,"MGD",1]
["DQIbtWUseNp",57,0.75338269300000005,"MGD","DQIbtWUseNp",57,0.75564075900000005,"MGD","DQIbtWUseNp",57,0.75987901700000005,"MGD",1]
["DQIbtWUseNp",58,0.75318493099999995,"MGD","DQIbtWUseNp",58,0.75558486700000005,"MGD","DQIbtWUseNp",58,0.75988169299999997,"MGD",1]
["DQIbtWUseNp",59,0.75275630500000001,"MGD","DQIbtWUseNp",59,0.75561321299999995,"MGD","DQIbtWUseNp",59,0.75990137400000002,"MGD",1]
["DQIbtWUseNp",60,0.72042194800000003,"MGD","DQIbtWUseNp",60,0.72240137199999999,"MGD","DQIbtWUseNp",60,0.72551196200000001,"MGD",1]
["DQIbtWUseNp",61,0.72007217099999998,"MGD","DQIbtWUseNp",61,0.72240013999999997,"MGD","DQIbtWUseNp",61,0.72547994100000002,"MGD",1]
["DQIbtWUseNp",62,0.71980340799999998,"MGD","DQIbtWUseNp",62,0.72213090800000002,"MGD","DQIbtWUseNp",62,0.72561217099999997,"MGD",1]
["DQIbtWUseNp",63,0.71987125399999996,"MGD","DQIbtWUseNp",63,0.72226141600000004,"MGD","DQIbtWUseNp",63,0.72559375000000004,"MGD",1]
["DQIbtWUseNp",64,0.72011156300000001,"MGD","DQIbtWUseNp",64,0.72226928300000004,"MGD","DQIbtWUseNp",64,0.72557366999999995,"MGD",1]
["DQIbtWUseNp",65,0.72030607000000002,"MGD","DQIbtWUseNp",65,0.72227908500000004,"MGD","DQIbtWUseNp",65,0.72555933299999997,"MGD",1]
["DQIbtWUseNp",66,0.72045226900000003,"MGD","DQIbtWUseNp",66,0.722288614,"MGD","DQIbtWUseNp",66,0.72554864200000002,"MGD",1]
["DQIbtWUseNp",67,0.72054808699999995,"MGD","DQIbtWUseNp",67,0.72229774899999999,"MGD","DQIbtWUseNp",67,0.72554158400000002,"MGD",1]
["DQIbtWUseNp",68,0.72060067999999999,"MGD","DQIbtWUseNp",68,0.72230345699999998,"MGD","DQIbtWUseNp",68,0.72553352900000001,"MGD",1]
["DQIbtWUseNp",69,0.72067174599999995,"MGD","DQIbtWUseNp",69,0.72225141299999995,"MGD","DQIbtWUseNp",69,0.72554644199999996,"MGD",1]
["DQIbtWUseNp",70,0.72064781700000002,"MGD","DQIbtWUseNp",70,0.72230208299999998,"MGD","DQIbtWUseNp",70,0.72554871499999996,"MGD",1]
["DQIbtWUseNp",71,0.72068797100000004,"MGD","DQIbtWUseNp",71,0.72230846000000004,"MGD","DQIbtWUseNp",71,0.72554301700000001,"MGD",1]
["DQIbtWUseNp",72,0.72071442399999996,"MGD","DQIbtWUseNp",72,0.72230814899999995,"MGD","DQIbtWUseNp",72,0.72553979099999999,"MGD",1]
["DQIbtWUseNp",73,0.720704189,"MGD","DQIbtWUseNp",73,0.72232477900000003,"MGD","DQIbtWUseNp",73,0.72553503399999997,"MGD",1]
["DQIbtWUseNp",74,0.72066019999999997,"MGD","DQIbtWUseNp",74,0.72233252599999997,"MGD","DQIbtWUseNp",74,0.72553171299999997,"MGD",1]
["DQIbtWUseNp",75,0.72058924700000004,"MGD","DQIbtWUseNp",75,0.72233208400000004,"MGD","DQIbtWUseNp",75,0.72552810499999998,"MGD",1]
["DQIbtWUseNp",76,0.72046159099999996,"MGD","DQIbtWUseNp",76,0.722346233,"MGD","DQIbtWUseNp",76,0.72552151799999998,"MGD",1]
["DQIbtWUseNp",77,0.72033163600000005,"MGD","DQIbtWUseNp",77,0.72231510600000004,"MGD","DQIbtWUseNp",77,0.72552130400000003,"MGD",1]
["DQIbtWUseNp",78,0.720062647,"MGD","DQIbtWUseNp",78,0.72233770900000005,"MGD","DQIbtWUseNp",78,0.72553047599999998,"MGD",1]
["DQIbtWUseNp",79,0.71987735500000005,"MGD","DQIbtWUseNp",79,0.72228683400000004,"MGD","DQIbtWUseNp",79,0.72554482099999995,"MGD",1]
["DQIbtWUseNp",80,0.71962304899999996,"MGD","DQIbtWUseNp",80,0.722301635,"MGD","DQIbtWUseNp",80,0.72557229400000001,"MGD",1]
["DQIbtWUseNp",81,0.71960586000000004,"MGD","DQIbtWUseNp",81,0.72229646400000003,"MGD","DQIbtWUseNp",81,0.72556016300000004,"MGD",1]
["DQIbtWUseNp",82,0.71955887500000004,"MGD","DQIbtWUseNp",82,0.72230237200000003,"MGD","DQIbtWUseNp",82,0.72555071100000001,"MGD",1]
["DQIbtWUseNp",83,0.71945356999999999,"MGD","DQIbtWUseNp",83,0.72231168300000004,"MGD","DQIbtWUseNp",83,0.72554158899999999,"MGD",1]
["DQIbtWUseNp",84,0.71925808199999997,"MGD","DQIbtWUseNp",84,0.72231906800000001,"MGD","DQIbtWUseNp",84,0.72553339699999997,"MGD",1]
["DQIbtWUseNp",85,0.718997946,"MGD","DQIbtWUseNp",85,0.722297148,"MGD","DQIbtWUseNp",85,0.72552512499999999,"MGD",1]
["DQIbtWUseNp",86,0.71872673499999995,"MGD","DQIbtWUseNp",86,0.72223925300000003,"MGD","DQIbtWUseNp",86,0.72559051399999996,"MGD",1]
["DQIbtWUseNp",87,0.71896049900000003,"MGD","DQIbtWUseNp",87,0.72226453499999999,"MGD","DQIbtWUseNp",87,0.72558162900000001,"MGD",1]
["DQIbtWUseNp",88,0.71920069499999995,"MGD","DQIbtWUseNp",88,0.72227372000000001,"MGD","DQIbtWUseNp",88,0.72557016799999996,"MGD",1]
["DQIbtWUseNp",89,0.71938203000000001,"MGD","DQIbtWUseNp",89,0.72227020200000003,"MGD","DQIbtWUseNp",89,0.72556617499999998,"MGD",1]
["DQIbtWUseNp",90,0.71948959700000004,"MGD","DQIbtWUseNp",90,0.72228183499999998,"MGD","DQIbtWUseNp",90,0.72556414599999997,"MGD",{"$f":"IF(ISNUMBER(C1220),IF(AVERAGE(C1220,G1220,K1220)<>MAX(C1220,G1220,K1220),1,0),\"\")","v":1}]
["DQIbtWUseNp",91,0.86258445800000005,"MGD","DQIbtWUseNp",91,0.87608428999999999,"MGD","DQIbtWUseNp",91,0.88839415700000002,"MGD",1]
["DQIbtWUseNp",92,0.86461519799999997,"MGD","DQIbtWUseNp",92,0.87622201300000002,"MGD","DQIbtWUseNp",92,0.88838794600000004,"MGD",1]
["DQIbtWUseNp",93,0.86640399199999996,"MGD","DQIbtWUseNp",93,0.87625991000000003,"MGD","DQIbtWUseNp",93,0.88838327900000003,"MGD",1]
["DQIbtWUseNp",94,0.86781198599999998,"MGD","DQIbtWUseNp",94,0.87629024799999999,"MGD","DQIbtWUseNp",94,0.88837984800000003,"MGD",1]
["DQIbtWUseNp",95,0.86899844800000003,"MGD","DQIbtWUseNp",95,0.87633418299999999,"MGD","DQIbtWUseNp",95,0.88837914699999998,"MGD",1]
["DQIbtWUseNp",96,0.87007769599999996,"MGD","DQIbtWUseNp",96,0.87637107299999994,"MGD","DQIbtWUseNp",96,0.88838068100000001,"MGD",1]
["DQIbtWUseNp",97,0.87105554799999996,"MGD","DQIbtWUseNp",97,0.87641019099999995,"MGD","DQIbtWUseNp",97,0.888384752,"MGD",1]
["DQIbtWUseNp",98,0.87191288600000005,"MGD","DQIbtWUseNp",98,0.87645062600000001,"MGD","DQIbtWUseNp",98,0.88839278899999996,"MGD",1]
["DQIbtWUseNp",99,0.87264415500000003,"MGD","DQIbtWUseNp",99,0.87648947399999999,"MGD","DQIbtWUseNp",99,0.88839539999999995,"MGD",1]
["DQIbtWUseNp",100,0.873303104,"MGD","DQIbtWUseNp",100,0.87647300699999997,"MGD","DQIbtWUseNp",100,0.88839419200000003,"MGD",1]
["DQIbtWUseNp",101,0.87378680399999997,"MGD","DQIbtWUseNp",101,0.87659530200000002,"MGD","DQIbtWUseNp",101,0.88840037699999996,"MGD",1]
["DQIbtWUseNp",102,0.87420455200000002,"MGD","DQIbtWUseNp",102,0.87665479499999999,"MGD","DQIbtWUseNp",102,0.888401153,"MGD",1]
["DQIbtWUseNp",103,0.87454317699999995,"MGD","DQIbtWUseNp",103,0.87670912199999995,"MGD","DQIbtWUseNp",103,0.88839999700000005,"MGD",1]
["DQIbtWUseNp",104,0.87481050699999996,"MGD","DQIbtWUseNp",104,0.87678003599999998,"MGD","DQIbtWUseNp",104,0.88840448900000002,"MGD",1]
["DQIbtWUseNp",105,0.87500066399999998,"MGD","DQIbtWUseNp",105,0.87683233699999996,"MGD","DQIbtWUseNp",105,0.88840298100000004,"MGD",1]
["DQIbtWUseNp",106,0.87512175599999997,"MGD","DQIbtWUseNp",106,0.87691514500000001,"MGD","DQIbtWUseNp",106,0.88841962100000005,"MGD",1]
["DQIbtWUseNp",107,0.87518571700000003,"MGD","DQIbtWUseNp",107,0.87698947199999999,"MGD","DQIbtWUseNp",107,0.88842686699999995,"MGD",1]
["DQIbtWUseNp",108,0.87518822699999999,"MGD","DQIbtWUseNp",108,0.87705149599999999,"MGD","DQIbtWUseNp",108,0.8884358,"MGD",1]
["DQIbtWUseNp",109,0.87513234500000003,"MGD","DQIbtWUseNp",109,0.87711656000000005,"MGD","DQIbtWUseNp",109,0.88844381100000003,"MGD",1]
["DQIbtWUseNp",110,0.875013449,"MGD","DQIbtWUseNp",110,0.87718753299999996,"MGD","DQIbtWUseNp",110,0.88845302400000004,"MGD",1]
["DQIbtWUseNp",111,0.87483419299999998,"MGD","DQIbtWUseNp",111,0.87726352600000002,"MGD","DQIbtWUseNp",111,0.88846082000000004,"MGD",1]
["DQIbtWUseNp",112,0.87466614399999998,"MGD","DQIbtWUseNp",112,0.87726462100000002,"MGD","DQIbtWUseNp",112,0.88847598900000002,"MGD",1]
["DQIbtWUseNp",113,0.87434024899999996,"MGD","DQIbtWUseNp",113,0.87742507199999997,"MGD","DQIbtWUseNp",113,0.88847927400000004,"MGD",1]
["DQIbtWUseNp",114,0.87399623999999998,"MGD","DQIbtWUseNp",114,0.87751533400000004,"MGD","DQIbtWUseNp",114,0.88847788400000005,"MGD",1]
["DQIbtWUseNp",115,0.87370710399999996,"MGD","DQIbtWUseNp",115,0.87753643699999995,"MGD","DQIbtWUseNp",115,0.88846952700000004,"MGD",1]
["DQIbtWUseNp",116,0.87314705999999997,"MGD","DQIbtWUseNp",116,0.87763884599999997,"MGD","DQIbtWUseNp",116,0.88849076400000004,"MGD",1]
["DQIbtWUseNp",117,0.87263554399999999,"MGD","DQIbtWUseNp",117,0.87773556799999997,"MGD","DQIbtWUseNp",117,0.88843474300000003,"MGD",1]
["DQIbtWUseNp",118,0.87088018599999995,"MGD","DQIbtWUseNp",118,0.87682364400000001,"MGD","DQIbtWUseNp",118,0.88858802800000003,"MGD",1]
["DQIbtWUseNp",119,0.86985131199999999,"MGD","DQIbtWUseNp",119,0.87658530700000004,"MGD","DQIbtWUseNp",119,0.88858506199999998,"MGD",1]
["DQIbtWUseNp",120,0.86961871000000002,"MGD","DQIbtWUseNp",120,0.87655815299999995,"MGD","DQIbtWUseNp",120,0.88855408300000005,"MGD",1]
["DQIbtWUseNp",121,0.98241210599999995,"MGD","DQIbtWUseNp",121,0.99855441199999995,"MGD","DQIbtWUseNp",121,1.022294101,"MGD",1]
["DQIbtWUseNp",122,0.98189278400000002,"MGD","DQIbtWUseNp",122,0.99845114999999995,"MGD","DQIbtWUseNp",122,1.0222923420000001,"MGD",1]
["DQIbtWUseNp",123,0.981398722,"MGD","DQIbtWUseNp",123,0.99835973499999997,"MGD","DQIbtWUseNp",123,1.022292953,"MGD",1]
["DQIbtWUseNp",124,0.98132196400000005,"MGD","DQIbtWUseNp",124,0.99849985100000005,"MGD","DQIbtWUseNp",124,1.022284824,"MGD",1]
["DQIbtWUseNp",125,0.98098304000000003,"MGD","DQIbtWUseNp",125,0.99864763700000003,"MGD","DQIbtWUseNp",125,1.022283126,"MGD",1]
["DQIbtWUseNp",126,0.98029269699999999,"MGD","DQIbtWUseNp",126,0.99879204399999999,"MGD","DQIbtWUseNp",126,1.0222849359999999,"MGD",1]
["DQIbtWUseNp",127,0.97920135100000005,"MGD","DQIbtWUseNp",127,0.99893318499999995,"MGD","DQIbtWUseNp",127,1.022288869,"MGD",1]
["DQIbtWUseNp",128,0.97759101000000004,"MGD","DQIbtWUseNp",128,0.99906760999999999,"MGD","DQIbtWUseNp",128,1.022293205,"MGD",1]
["DQIbtWUseNp",129,0.97516704099999996,"MGD","DQIbtWUseNp",129,0.99920956000000005,"MGD","DQIbtWUseNp",129,1.022295816,"MGD",1]
["DQIbtWUseNp",130,0.97151422700000001,"MGD","DQIbtWUseNp",130,0.99933745399999996,"MGD","DQIbtWUseNp",130,1.0222950420000001,"MGD",1]
["DQIbtWUseNp",131,0.966428501,"MGD","DQIbtWUseNp",131,0.999510389,"MGD","DQIbtWUseNp",131,1.02228382,"MGD",1]
["DQIbtWUseNp",132,0.95946315999999998,"MGD","DQIbtWUseNp",132,0.99960283800000005,"MGD","DQIbtWUseNp",132,1.022256697,"MGD",1]
["DQIbtWUseNp",133,0.95054627400000002,"MGD","DQIbtWUseNp",133,0.99836687899999998,"MGD","DQIbtWUseNp",133,1.0223429289999999,"MGD",1]
["DQIbtWUseNp",134,0.94825907700000001,"MGD","DQIbtWUseNp",134,0.99770919599999996,"MGD","DQIbtWUseNp",134,1.0223402260000001,"MGD",1]
["DQIbtWUseNp",135,0.95318280200000005,"MGD","DQIbtWUseNp",135,0.99778053,"MGD","DQIbtWUseNp",135,1.022306033,"MGD",1]
["DQIbtWUseNp",136,0.95668790299999995,"MGD","DQIbtWUseNp",136,0.99788636200000003,"MGD","DQIbtWUseNp",136,1.0222837389999999,"MGD",1]
["DQIbtWUseNp",137,0.95869991399999999,"MGD","DQIbtWUseNp",137,0.99798191599999997,"MGD","DQIbtWUseNp",137,1.0222708739999999,"MGD",1]
["DQIbtWUseNp",138,0.96381861899999999,"MGD","DQIbtWUseNp",138,0.99756791199999995,"MGD","DQIbtWUseNp",138,1.022249395,"MGD",1]
["DQIbtWUseNp",139,0.96948282900000005,"MGD","DQIbtWUseNp",139,0.99784668499999996,"MGD","DQIbtWUseNp",139,1.022275746,"MGD",1]
["DQIbtWUseNp",140,0.97448138399999995,"MGD","DQIbtWUseNp",140,0.99796455900000003,"MGD","DQIbtWUseNp",140,1.0222650719999999,"MGD",1]
["DQIbtWUseNp",141,0.97813888000000004,"MGD","DQIbtWUseNp",141,0.99808639200000004,"MGD","DQIbtWUseNp",141,1.0222610240000001,"MGD",1]
["DQIbtWUseNp",142,0.98115003099999998,"MGD","DQIbtWUseNp",142,0.99821157199999999,"MGD","DQIbtWUseNp",142,1.0222608630000001,"MGD",1]
["DQIbtWUseNp",143,0.983771536,"MGD","DQIbtWUseNp",143,0.99834139,"MGD","DQIbtWUseNp",143,1.022262931,"MGD",1]
["DQIbtWUseNp",144,0.98603413600000001,"MGD","DQIbtWUseNp",144,0.998475954,"MGD","DQIbtWUseNp",144,1.0222666979999999,"MGD",1]
["DQIbtWUseNp",145,0.98792899499999998,"MGD","DQIbtWUseNp",145,0.99861074400000005,"MGD","DQIbtWUseNp",145,1.0222721969999999,"MGD",1]
["DQIbtWUseNp",146,0.98948113599999998,"MGD","DQIbtWUseNp",146,0.99876713399999995,"MGD","DQIbtWUseNp",146,1.0222779259999999,"MGD",1]
["DQIbtWUseNp",147,0.99071577899999996,"MGD","DQIbtWUseNp",147,0.99892815800000001,"MGD","DQIbtWUseNp",147,1.0222850729999999,"MGD",1]
["DQIbtWUseNp",148,0.99167143999999996,"MGD","DQIbtWUseNp",148,0.99909192099999999,"MGD","DQIbtWUseNp",148,1.022292253,"MGD",1]
["DQIbtWUseNp",149,0.99238899700000005,"MGD","DQIbtWUseNp",149,0.99926512599999995,"MGD","DQIbtWUseNp",149,1.022300378,"MGD",1]
["DQIbtWUseNp",150,0.99286759700000005,"MGD","DQIbtWUseNp",150,0.99945308300000002,"MGD","DQIbtWUseNp",150,1.022307817,"MGD",1]
["DQIbtWUseNp",151,0.99319033400000001,"MGD","DQIbtWUseNp",151,0.99959254200000003,"MGD","DQIbtWUseNp",151,1.0223104139999999,"MGD",1]
["DQIbtWUseNp",152,1.147410007,"MGD","DQIbtWUseNp",152,1.158712226,"MGD","DQIbtWUseNp",152,1.2013472780000001,"MGD",1]
["DQIbtWUseNp",153,1.147380053,"MGD","DQIbtWUseNp",153,1.1593282389999999,"MGD","DQIbtWUseNp",153,1.201364737,"MGD",1]
["DQIbtWUseNp",154,1.146802817,"MGD","DQIbtWUseNp",154,1.1599056720000001,"MGD","DQIbtWUseNp",154,1.2013842429999999,"MGD",{"$f":"IF(ISNUMBER(C1284),IF(AVERAGE(C1284,G1284,K1284)<>MAX(C1284,G1284,K1284),1,0),\"\")","v":1}]
["DQIbtWUseNp",155,1.1457630130000001,"MGD","DQIbtWUseNp",155,1.1605043340000001,"MGD","DQIbtWUseNp",155,1.2013998050000001,"MGD",1]
["DQIbtWUseNp",156,1.144377749,"MGD","DQIbtWUseNp",156,1.161074688,"MGD","DQIbtWUseNp",156,1.2014119139999999,"MGD",1]
["DQIbtWUseNp",157,1.1429636700000001,"MGD","DQIbtWUseNp",157,1.1617257649999999,"MGD","DQIbtWUseNp",157,1.201409758,"MGD",1]
["DQIbtWUseNp",158,1.14980141,"MGD","DQIbtWUseNp",158,1.1577472950000001,"MGD","DQIbtWUseNp",158,1.2014057119999999,"MGD",1]
["DQIbtWUseNp",159,1.1559144830000001,"MGD","DQIbtWUseNp",159,1.1585757329999999,"MGD","DQIbtWUseNp",159,1.201382629,"MGD",1]
["DQIbtWUseNp",160,1.160648559,"MGD","DQIbtWUseNp",160,1.1592157809999999,"MGD","DQIbtWUseNp",160,1.2013622939999999,"MGD",1]
["DQIbtWUseNp",161,1.1645047129999999,"MGD","DQIbtWUseNp",161,1.1598859479999999,"MGD","DQIbtWUseNp",161,1.201351614,"MGD",1]
["DQIbtWUseNp",162,1.1677046090000001,"MGD","DQIbtWUseNp",162,1.1605860509999999,"MGD","DQIbtWUseNp",162,1.2013467950000001,"MGD",1]
["DQIbtWUseNp",163,1.17045365,"MGD","DQIbtWUseNp",163,1.161206154,"MGD","DQIbtWUseNp",163,1.201349861,"MGD",1]
["DQIbtWUseNp",164,1.1729100990000001,"MGD","DQIbtWUseNp",164,1.1621780610000001,"MGD","DQIbtWUseNp",164,1.2013513929999999,"MGD",1]
["DQIbtWUseNp",165,1.1749638659999999,"MGD","DQIbtWUseNp",165,1.163014861,"MGD","DQIbtWUseNp",165,1.2013572589999999,"MGD",1]
["DQIbtWUseNp",166,1.1768577979999999,"MGD","DQIbtWUseNp",166,1.163864904,"MGD","DQIbtWUseNp",166,1.2013707389999999,"MGD",1]
["DQIbtWUseNp",167,1.1786245399999999,"MGD","DQIbtWUseNp",167,1.1649579720000001,"MGD","DQIbtWUseNp",167,1.2013758539999999,"MGD",1]
["DQIbtWUseNp",168,1.180152954,"MGD","DQIbtWUseNp",168,1.1661200869999999,"MGD","DQIbtWUseNp",168,1.20138414,"MGD",1]
["DQIbtWUseNp",169,1.181489558,"MGD","DQIbtWUseNp",169,1.167238424,"MGD","DQIbtWUseNp",169,1.201395805,"MGD",1]
["DQIbtWUseNp",170,1.1827081989999999,"MGD","DQIbtWUseNp",170,1.168395933,"MGD","DQIbtWUseNp",170,1.201408665,"MGD",1]
["DQIbtWUseNp",171,1.1838261640000001,"MGD","DQIbtWUseNp",171,1.1695998750000001,"MGD","DQIbtWUseNp",171,1.2014430659999999,"MGD",1]
["DQIbtWUseNp",172,1.1848492690000001,"MGD","DQIbtWUseNp",172,1.170847631,"MGD","DQIbtWUseNp",172,1.201479559,"MGD",1]
["DQIbtWUseNp",173,1.185876844,"MGD","DQIbtWUseNp",173,1.17207324,"MGD","DQIbtWUseNp",173,1.201541865,"MGD",1]
["DQIbtWUseNp",174,1.186833126,"MGD","DQIbtWUseNp",174,1.173543029,"MGD","DQIbtWUseNp",174,1.201557633,"MGD",1]
["DQIbtWUseNp",175,1.1876834030000001,"MGD","DQIbtWUseNp",175,1.1749123779999999,"MGD","DQIbtWUseNp",175,1.201604516,"MGD",1]
["DQIbtWUseNp",176,1.1884820890000001,"MGD","DQIbtWUseNp",176,1.1762881220000001,"MGD","DQIbtWUseNp",176,1.201663073,"MGD",1]
["DQIbtWUseNp",177,1.189250688,"MGD","DQIbtWUseNp",177,1.1776456580000001,"MGD","DQIbtWUseNp",177,1.201722687,"MGD",1]
["DQIbtWUseNp",178,1.1899811469999999,"MGD","DQIbtWUseNp",178,1.179051034,"MGD","DQIbtWUseNp",178,1.2018102559999999,"MGD",1]
["DQIbtWUseNp",179,1.1907095329999999,"MGD","DQIbtWUseNp",179,1.1803642560000001,"MGD","DQIbtWUseNp",179,1.2018835219999999,"MGD",1]
["DQIbtWUseNp",180,1.1913880859999999,"MGD","DQIbtWUseNp",180,1.1818196329999999,"MGD","DQIbtWUseNp",180,1.202003068,"MGD",1]
["DQIbtWUseNp",181,1.1920065470000001,"MGD","DQIbtWUseNp",181,1.1831294400000001,"MGD","DQIbtWUseNp",181,1.2021330180000001,"MGD",1]
["DQIbtWUseNp",182,1.4611156359999999,"MGD","DQIbtWUseNp",182,1.433539919,"MGD","DQIbtWUseNp",182,1.476737577,"MGD",1]
["DQIbtWUseNp",183,1.4619099980000001,"MGD","DQIbtWUseNp",183,1.436581296,"MGD","DQIbtWUseNp",183,1.476950413,"MGD",1]
["DQIbtWUseNp",184,1.4626419070000001,"MGD","DQIbtWUseNp",184,1.4394546239999999,"MGD","DQIbtWUseNp",184,1.477174889,"MGD",1]
["DQIbtWUseNp",185,1.4633143710000001,"MGD","DQIbtWUseNp",185,1.442157168,"MGD","DQIbtWUseNp",185,1.4774098520000001,"MGD",1]
["DQIbtWUseNp",186,1.4639292989999999,"MGD","DQIbtWUseNp",186,1.4446772489999999,"MGD","DQIbtWUseNp",186,1.477646692,"MGD",1]
["DQIbtWUseNp",187,1.4644864879999999,"MGD","DQIbtWUseNp",187,1.447008807,"MGD","DQIbtWUseNp",187,1.4778695630000001,"MGD",1]
["DQIbtWUseNp",188,1.464987738,"MGD","DQIbtWUseNp",188,1.44918557,"MGD","DQIbtWUseNp",188,1.4780683670000001,"MGD",1]
["DQIbtWUseNp",189,1.4654337799999999,"MGD","DQIbtWUseNp",189,1.451159731,"MGD","DQIbtWUseNp",189,1.4782174379999999,"MGD",1]
["DQIbtWUseNp",190,1.465663954,"MGD","DQIbtWUseNp",190,1.452942621,"MGD","DQIbtWUseNp",190,1.4782681150000001,"MGD",1]
["DQIbtWUseNp",191,1.4661789780000001,"MGD","DQIbtWUseNp",191,1.4545729039999999,"MGD","DQIbtWUseNp",191,1.4781742360000001,"MGD",1]
["DQIbtWUseNp",192,1.4664525209999999,"MGD","DQIbtWUseNp",192,1.456011299,"MGD","DQIbtWUseNp",192,1.477890889,"MGD",1]
["DQIbtWUseNp",193,1.4666661599999999,"MGD","DQIbtWUseNp",193,1.4572821650000001,"MGD","DQIbtWUseNp",193,1.4774951890000001,"MGD",1]
["DQIbtWUseNp",194,1.4668210310000001,"MGD","DQIbtWUseNp",194,1.4583964949999999,"MGD","DQIbtWUseNp",194,1.477280336,"MGD",1]
["DQIbtWUseNp",195,1.466916015,"MGD","DQIbtWUseNp",195,1.4593680069999999,"MGD","DQIbtWUseNp",195,1.477578574,"MGD",1]
["DQIbtWUseNp",196,1.4669489419999999,"MGD","DQIbtWUseNp",196,1.460206844,"MGD","DQIbtWUseNp",196,1.4784168740000001,"MGD",1]
["DQIbtWUseNp",197,1.466917765,"MGD","DQIbtWUseNp",197,1.4609121599999999,"MGD","DQIbtWUseNp",197,1.4794611209999999,"MGD",1]
["DQIbtWUseNp",198,1.4668183210000001,"MGD","DQIbtWUseNp",198,1.461506094,"MGD","DQIbtWUseNp",198,1.480879415,"MGD",1]
["DQIbtWUseNp",199,1.4666510180000001,"MGD","DQIbtWUseNp",199,1.4620003050000001,"MGD","DQIbtWUseNp",199,1.480170784,"MGD",1]
["DQIbtWUseNp",200,1.4663902870000001,"MGD","DQIbtWUseNp",200,1.4624409190000001,"MGD","DQIbtWUseNp",200,1.476185276,"MGD",1]
["DQIbtWUseNp",201,1.466222476,"MGD","DQIbtWUseNp",201,1.4628535460000001,"MGD","DQIbtWUseNp",201,1.4771763760000001,"MGD",1]
["DQIbtWUseNp",202,1.465837214,"MGD","DQIbtWUseNp",202,1.4631357199999999,"MGD","DQIbtWUseNp",202,1.4784125180000001,"MGD",1]
["DQIbtWUseNp",203,1.4653475650000001,"MGD","DQIbtWUseNp",203,1.463397109,"MGD","DQIbtWUseNp",203,1.4779279869999999,"MGD",1]
["DQIbtWUseNp",204,1.4650779460000001,"MGD","DQIbtWUseNp",204,1.463639073,"MGD","DQIbtWUseNp",204,1.4806640010000001,"MGD",1]
["DQIbtWUseNp",205,1.464679445,"MGD","DQIbtWUseNp",205,1.464118045,"MGD","DQIbtWUseNp",205,1.480476092,"MGD",1]
["DQIbtWUseNp",206,1.46404427,"MGD","DQIbtWUseNp",206,1.4645139469999999,"MGD","DQIbtWUseNp",206,1.4802114280000001,"MGD",1]
["DQIbtWUseNp",207,1.463261251,"MGD","DQIbtWUseNp",207,1.464999046,"MGD","DQIbtWUseNp",207,1.48022133,"MGD",1]
["DQIbtWUseNp",208,1.462360495,"MGD","DQIbtWUseNp",208,1.4655862449999999,"MGD","DQIbtWUseNp",208,1.481481475,"MGD",1]
["DQIbtWUseNp",209,1.461349834,"MGD","DQIbtWUseNp",209,1.466269214,"MGD","DQIbtWUseNp",209,1.4819196429999999,"MGD",1]
["DQIbtWUseNp",210,1.4603967149999999,"MGD","DQIbtWUseNp",210,1.4669421359999999,"MGD","DQIbtWUseNp",210,1.4801674229999999,"MGD",1]
["DQIbtWUseNp",211,1.4591094309999999,"MGD","DQIbtWUseNp",211,1.467169156,"MGD","DQIbtWUseNp",211,1.479706424,"MGD",1]
["DQIbtWUseNp",212,1.457984645,"MGD","DQIbtWUseNp",212,1.466282589,"MGD","DQIbtWUseNp",212,1.4775789610000001,"MGD",1]
["DQIbtWUseNp",213,1.463926982,"MGD","DQIbtWUseNp",213,1.4682216260000001,"MGD","DQIbtWUseNp",213,1.4611521890000001,"MGD",1]
["DQIbtWUseNp",214,1.4644085010000001,"MGD","DQIbtWUseNp",214,1.4684334530000001,"MGD","DQIbtWUseNp",214,1.4816514890000001,"MGD",1]
["DQIbtWUseNp",215,1.465561991,"MGD","DQIbtWUseNp",215,1.468096184,"MGD","DQIbtWUseNp",215,1.4776562710000001,"MGD",1]
["DQIbtWUseNp",216,1.467026956,"MGD","DQIbtWUseNp",216,1.447160953,"MGD","DQIbtWUseNp",216,1.480015458,"MGD",1]
["DQIbtWUseNp",217,1.4682350879999999,"MGD","DQIbtWUseNp",217,1.469952616,"MGD","DQIbtWUseNp",217,1.4804795040000001,"MGD",1]
["DQIbtWUseNp",218,1.4686336600000001,"MGD","DQIbtWUseNp",218,1.4870863700000001,"MGD","DQIbtWUseNp",218,0.87466827599999997,"MGD",{"$f":"IF(ISNUMBER(C1348),IF(AVERAGE(C1348,G1348,K1348)<>MAX(C1348,G1348,K1348),1,0),\"\")","v":1}]
["DQIbtWUseNp",219,1.4537294679999999,"MGD","DQIbtWUseNp",219,1.5927844579999999,"MGD","DQIbtWUseNp",219,7.5800000000000003E-6,"MGD",1]
["DQIbtWUseNp",220,1.4411530859999999,"MGD","DQIbtWUseNp",220,1.599556891,"MGD","DQIbtWUseNp",220,3.6100000000000002E-6,"MGD",1]
["DQIbtWUseNp",221,1.4498838970000001,"MGD","DQIbtWUseNp",221,1.206028192,"MGD","DQIbtWUseNp",221,2.2900000000000001E-6,"MGD",1]
["DQIbtWUseNp",222,1.6136081659999999,"MGD","DQIbtWUseNp",222,7.5800000000000003E-6,"MGD","DQIbtWUseNp",222,1.6300000000000001E-6,"MGD",1]
["DQIbtWUseNp",223,1.6369258440000001,"MGD","DQIbtWUseNp",223,3.6100000000000002E-6,"MGD","DQIbtWUseNp",223,1.24E-6,"MGD",1]
["DQIbtWUseNp",224,8.0960952000000003E-2,"MGD","DQIbtWUseNp",224,2.2900000000000001E-6,"MGD","DQIbtWUseNp",224,9.8100000000000001E-7,"MGD",1]
["DQIbtWUseNp",225,7.5800000000000003E-6,"MGD","DQIbtWUseNp",225,1.6300000000000001E-6,"MGD","DQIbtWUseNp",225,7.9800000000000003E-7,"MGD",1]
["DQIbtWUseNp",226,3.6100000000000002E-6,"MGD","DQIbtWUseNp",226,1.24E-6,"MGD","DQIbtWUseNp",226,6.61E-7,"MGD",1]
["DQIbtWUseNp",227,2.2900000000000001E-6,"MGD","DQIbtWUseNp",227,9.8100000000000001E-7,"MGD","DQIbtWUseNp",227,5.5700000000000002E-7,"MGD",1]
["DQIbtWUseNp",228,1.6300000000000001E-6,"MGD","DQIbtWUseNp",228,7.9800000000000003E-7,"MGD","DQIbtWUseNp",228,4.7399999999999998E-7,"MGD",1]
["DQIbtWUseNp",229,1.24E-6,"MGD","DQIbtWUseNp",229,6.61E-7,"MGD","DQIbtWUseNp",229,4.0699999999999998E-7,"MGD",1]
["DQIbtWUseNp",230,9.8100000000000001E-7,"MGD","DQIbtWUseNp",230,5.5700000000000002E-7,"MGD","DQIbtWUseNp",230,3.53E-7,"MGD",1]
["DQIbtWUseNp",231,7.9800000000000003E-7,"MGD","DQIbtWUseNp",231,4.7399999999999998E-7,"MGD","DQIbtWUseNp",231,3.0699999999999998E-7,"MGD",1]
["DQIbtWUseNp",232,6.6599999999999996E-7,"MGD","DQIbtWUseNp",232,4.0999999999999999E-7,"MGD","DQIbtWUseNp",232,2.7099999999999998E-7,"MGD",1]
["DQIbtWUseNp",233,5.5899999999999996E-7,"MGD","DQIbtWUseNp",233,3.5400000000000002E-7,"MGD","DQIbtWUseNp",233,2.3799999999999999E-7,"MGD",1]
["DQIbtWUseNp",234,4.75E-7,"MGD","DQIbtWUseNp",234,3.0800000000000001E-7,"MGD","DQIbtWUseNp",234,2.0900000000000001E-7,"MGD",1]
["DQIbtWUseNp",235,4.0900000000000002E-7,"MGD","DQIbtWUseNp",235,2.7000000000000001E-7,"MGD","DQIbtWUseNp",235,1.85E-7,"MGD",1]
["DQIbtWUseNp",236,3.53E-7,"MGD","DQIbtWUseNp",236,2.3699999999999999E-7,"MGD","DQIbtWUseNp",236,1.6400000000000001E-7,"MGD",1]
["DQIbtWUseNp",237,3.0699999999999998E-7,"MGD","DQIbtWUseNp",237,2.0900000000000001E-7,"MGD","DQIbtWUseNp",237,1.4600000000000001E-7,"MGD",1]
["DQIbtWUseNp",238,2.6800000000000002E-7,"MGD","DQIbtWUseNp",238,1.8400000000000001E-7,"MGD","DQIbtWUseNp",238,1.29E-7,"MGD",1]
["DQIbtWUseNp",239,2.34E-7,"MGD","DQIbtWUseNp",239,1.6199999999999999E-7,"MGD","DQIbtWUseNp",239,1.14E-7,"MGD",1]
["DQIbtWUseNp",240,2.0599999999999999E-7,"MGD","DQIbtWUseNp",240,1.43E-7,"MGD","DQIbtWUseNp",240,1.02E-7,"MGD",1]
["DQIbtWUseNp",241,7.5100000000000007E-9,"MGD","DQIbtWUseNp",241,7.9500000000000001E-9,"MGD","DQIbtWUseNp",241,8.4800000000000005E-9,"MGD",1]
["DQIbtWUseNp",242,6.4899999999999997E-9,"MGD","DQIbtWUseNp",242,6.8800000000000002E-9,"MGD","DQIbtWUseNp",242,7.3600000000000002E-9,"MGD",1]
["DQIbtWUseNp",243,5.5500000000000001E-9,"MGD","DQIbtWUseNp",243,5.8800000000000004E-9,"MGD","DQIbtWUseNp",243,6.2900000000000004E-9,"MGD",1]
["DQIbtWUseNp",244,4.6999999999999999E-9,"MGD","DQIbtWUseNp",244,4.9799999999999998E-9,"MGD","DQIbtWUseNp",244,5.3199999999999998E-9,"MGD",1]
["DQIbtWUseNp",245,4.18E-9,"MGD","DQIbtWUseNp",245,4.5100000000000003E-9,"MGD","DQIbtWUseNp",245,4.9E-9,"MGD",1]
["DQIbtWUseNp",246,3.4999999999999999E-9,"MGD","DQIbtWUseNp",246,3.8199999999999996E-9,"MGD","DQIbtWUseNp",246,4.2100000000000001E-9,"MGD",1]
["DQIbtWUseNp",247,2.8699999999999998E-9,"MGD","DQIbtWUseNp",247,3.1500000000000001E-9,"MGD","DQIbtWUseNp",247,3.4900000000000001E-9,"MGD",1]
["DQIbtWUseNp",248,2.2600000000000001E-9,"MGD","DQIbtWUseNp",248,2.5000000000000001E-9,"MGD","DQIbtWUseNp",248,2.7900000000000001E-9,"MGD",1]
["DQIbtWUseNp",249,1.73E-9,"MGD","DQIbtWUseNp",249,1.92E-9,"MGD","DQIbtWUseNp",249,2.1700000000000002E-9,"MGD",1]
["DQIbtWUseNp",250,1.2400000000000001E-9,"MGD","DQIbtWUseNp",250,1.4100000000000001E-9,"MGD","DQIbtWUseNp",250,1.62E-9,"MGD",1]
["DQIbtWUseNp",251,8.1799999999999997E-10,"MGD","DQIbtWUseNp",251,9.5400000000000001E-10,"MGD","DQIbtWUseNp",251,1.13E-9,"MGD",1]
["DQIbtWUseNp",252,4.3799999999999999E-10,"MGD","DQIbtWUseNp",252,5.4999999999999996E-10,"MGD","DQIbtWUseNp",252,6.9199999999999999E-10,"MGD",1]
["DQIbtWUseNp",253,1.02E-10,"MGD","DQIbtWUseNp",253,1.9200000000000001E-10,"MGD","DQIbtWUseNp",253,3.0800000000000002E-10,"MGD",1]
["DQIbtWUseNp",254,0,"MGD","DQIbtWUseNp",254,0,"MGD","DQIbtWUseNp",254,0,"MGD",0]
["DQIbtWUseNp",255,0,"MGD","DQIbtWUseNp",255,0,"MGD","DQIbtWUseNp",255,0,"MGD",0]
["DQIbtWUseNp",256,0,"MGD","DQIbtWUseNp",256,0,"MGD","DQIbtWUseNp",256,0,"MGD",0]
["DQIbtWUseNp",257,0,"MGD","DQIbtWUseNp",257,0,"MGD","DQIbtWUseNp",257,0,"MGD",0]
["DQIbtWUseNp",258,0,"MGD","DQIbtWUseNp",258,0,"MGD","DQIbtWUseNp",258,0,"MGD",0]
["DQIbtWUseNp",259,1.6700000000000001E-8,"MGD","DQIbtWUseNp",259,1.6000000000000001E-8,"MGD","DQIbtWUseNp",259,2.5399999999999999E-8,"MGD",1]
["DQIbtWUseNp",260,1.4E-8,"MGD","DQIbtWUseNp",260,1.8200000000000001E-8,"MGD","DQIbtWUseNp",260,2.7E-8,"MGD",1]
["DQIbtWUseNp",261,1.05E-8,"MGD","DQIbtWUseNp",261,1.44E-8,"MGD","DQIbtWUseNp",261,2.1600000000000002E-8,"MGD",1]
["DQIbtWUseNp",262,7.6700000000000002E-9,"MGD","DQIbtWUseNp",262,1.11E-8,"MGD","DQIbtWUseNp",262,1.7100000000000001E-8,"MGD",1]
["DQIbtWUseNp",263,5.4700000000000003E-9,"MGD","DQIbtWUseNp",263,8.4900000000000003E-9,"MGD","DQIbtWUseNp",263,1.35E-8,"MGD",1]
["DQIbtWUseNp",264,3.77E-9,"MGD","DQIbtWUseNp",264,6.3600000000000004E-9,"MGD","DQIbtWUseNp",264,1.05E-8,"MGD",1]
["DQIbtWUseNp",265,2.4699999999999999E-9,"MGD","DQIbtWUseNp",265,4.6800000000000004E-9,"MGD","DQIbtWUseNp",265,8.09E-9,"MGD",1]
["DQIbtWUseNp",266,6.6199999999999999E-9,"MGD","DQIbtWUseNp",266,9.0200000000000007E-9,"MGD","DQIbtWUseNp",266,1.2499999999999999E-8,"MGD",1]
["DQIbtWUseNp",267,6.34E-9,"MGD","DQIbtWUseNp",267,8.3099999999999996E-9,"MGD","DQIbtWUseNp",267,1.1199999999999999E-8,"MGD",1]
["DQIbtWUseNp",268,4.8E-9,"MGD","DQIbtWUseNp",268,6.4899999999999997E-9,"MGD","DQIbtWUseNp",268,8.9500000000000007E-9,"MGD",1]
["DQIbtWUseNp",269,3.4699999999999998E-9,"MGD","DQIbtWUseNp",269,4.9200000000000004E-9,"MGD","DQIbtWUseNp",269,6.9900000000000001E-9,"MGD",1]
["DQIbtWUseNp",270,6.0600000000000002E-9,"MGD","DQIbtWUseNp",270,7.7499999999999999E-9,"MGD","DQIbtWUseNp",270,1.0099999999999999E-8,"MGD",1]
["DQIbtWUseNp",271,5.3400000000000002E-9,"MGD","DQIbtWUseNp",271,6.8299999999999998E-9,"MGD","DQIbtWUseNp",271,8.8599999999999996E-9,"MGD",1]
["DQIbtWUseNp",272,4.1299999999999996E-9,"MGD","DQIbtWUseNp",272,5.38E-9,"MGD","DQIbtWUseNp",272,7.0999999999999999E-9,"MGD",1]
["DQIbtWUseNp",273,3.0300000000000001E-9,"MGD","DQIbtWUseNp",273,4.1000000000000003E-9,"MGD","DQIbtWUseNp",273,5.5400000000000003E-9,"MGD",1]
["DQIbtWUseNp",274,2.0799999999999998E-9,"MGD","DQIbtWUseNp",274,2.9899999999999998E-9,"MGD","DQIbtWUseNp",274,4.2000000000000004E-9,"MGD",1]
["DQIbtWUseNp",275,1.2900000000000001E-9,"MGD","DQIbtWUseNp",275,2.0599999999999999E-9,"MGD","DQIbtWUseNp",275,3.0600000000000002E-9,"MGD",1]
["DQIbtWUseNp",276,6.2300000000000002E-10,"MGD","DQIbtWUseNp",276,1.27E-9,"MGD","DQIbtWUseNp",276,2.11E-9,"MGD",1]
["DQIbtWUseNp",277,6.8299999999999999E-11,"MGD","DQIbtWUseNp",277,6.1199999999999995E-10,"MGD","DQIbtWUseNp",277,1.31E-9,"MGD",1]
["DQIbtWUseNp",278,0,"MGD","DQIbtWUseNp",278,6.4600000000000002E-11,"MGD","DQIbtWUseNp",278,6.3799999999999997E-10,"MGD",1]
["DQIbtWUseNp",279,0,"MGD","DQIbtWUseNp",279,0,"MGD","DQIbtWUseNp",279,7.7899999999999997E-11,"MGD",1]
["DQIbtWUseNp",280,0,"MGD","DQIbtWUseNp",280,0,"MGD","DQIbtWUseNp",280,0,"MGD",0]
["DQIbtWUseNp",281,0,"MGD","DQIbtWUseNp",281,0,"MGD","DQIbtWUseNp",281,0,"MGD",0]
["DQIbtWUseNp",282,0,"MGD","DQIbtWUseNp",282,0,"MGD","DQIbtWUseNp",282,0,"MGD",{"$f":"IF(ISNUMBER(C1412),IF(AVERAGE(C1412,G1412,K1412)<>MAX(C1412,G1412,K1412),1,0),\"\")","v":0}]
["DQIbtWUseNp",283,0,"MGD","DQIbtWUseNp",283,0,"MGD","DQIbtWUseNp",283,0,"MGD",0]
["DQIbtWUseNp",284,0,"MGD","DQIbtWUseNp",284,0,"MGD","DQIbtWUseNp",284,0,"MGD",0]
["DQIbtWUseNp",285,0,"MGD","DQIbtWUseNp",285,0,"MGD","DQIbtWUseNp",285,0,"MGD",0]
["DQIbtWUseNp",286,0,"MGD","DQIbtWUseNp",286,0,"MGD","DQIbtWUseNp",286,0,"MGD",0]
["DQIbtWUseNp",287,0,"MGD","DQIbtWUseNp",287,0,"MGD","DQIbtWUseNp",287,0,"MGD",0]
["DQIbtWUseNp",288,0,"MGD","DQIbtWUseNp",288,0,"MGD","DQIbtWUseNp",288,0,"MGD",0]
["DQIbtWUseNp",289,0,"MGD","DQIbtWUseNp",289,0,"MGD","DQIbtWUseNp",289,0,"MGD",0]
["DQIbtWUseNp",290,0,"MGD","DQIbtWUseNp",290,0,"MGD","DQIbtWUseNp",290,0,"MGD",0]
["DQIbtWUseNp",291,0,"MGD","DQIbtWUseNp",291,0,"MGD","DQIbtWUseNp",291,0,"MGD",0]
["DQIbtWUseNp",292,0,"MGD","DQIbtWUseNp",292,0,"MGD","DQIbtWUseNp",292,0,"MGD",0]
["DQIbtWUseNp",293,0,"MGD","DQIbtWUseNp",293,0,"MGD","DQIbtWUseNp",293,0,"MGD",0]
["DQIbtWUseNp",294,0,"MGD","DQIbtWUseNp",294,0,"MGD","DQIbtWUseNp",294,0,"MGD",0]
["DQIbtWUseNp",295,0,"MGD","DQIbtWUseNp",295,0,"MGD","DQIbtWUseNp",295,0,"MGD",0]
["DQIbtWUseNp",296,0,"MGD","DQIbtWUseNp",296,0,"MGD","DQIbtWUseNp",296,0,"MGD",0]
["DQIbtWUseNp",297,0,"MGD","DQIbtWUseNp",297,0,"MGD","DQIbtWUseNp",297,0,"MGD",0]
["DQIbtWUseNp",298,0,"MGD","DQIbtWUseNp",298,0,"MGD","DQIbtWUseNp",298,0,"MGD",0]
["DQIbtWUseNp",299,0,"MGD","DQIbtWUseNp",299,0,"MGD","DQIbtWUseNp",299,0,"MGD",0]
["DQIbtWUseNp",300,0,"MGD","DQIbtWUseNp",300,0,"MGD","DQIbtWUseNp",300,0,"MGD",0]
["DQIbtWUseNp",301,0,"MGD","DQIbtWUseNp",301,0,"MGD","DQIbtWUseNp",301,0,"MGD",0]
["DQIbtWUseNp",302,0,"MGD","DQIbtWUseNp",302,0,"MGD","DQIbtWUseNp",302,0,"MGD",0]
["DQIbtWUseNp",303,0,"MGD","DQIbtWUseNp",303,0,"MGD","DQIbtWUseNp",303,0,"MGD",0]
["DQIbtWUseNp",304,0,"MGD","DQIbtWUseNp",304,0,"MGD","DQIbtWUseNp",304,0,"MGD",0]
["DQIbtWUseNp",305,0,"MGD","DQIbtWUseNp",305,0,"MGD","DQIbtWUseNp",305,0,"MGD",0]
["DQIbtWUseNp",306,0,"MGD","DQIbtWUseNp",306,0,"MGD","DQIbtWUseNp",306,0,"MGD",0]
["DQIbtWUseNp",307,0,"MGD","DQIbtWUseNp",307,0,"MGD","DQIbtWUseNp",307,0,"MGD",0]
["DQIbtWUseNp",308,0,"MGD","DQIbtWUseNp",308,0,"MGD","DQIbtWUseNp",308,0,"MGD",0]
["DQIbtWUseNp",309,0,"MGD","DQIbtWUseNp",309,0,"MGD","DQIbtWUseNp",309,0,"MGD",0]
["DQIbtWUseNp",310,0,"MGD","DQIbtWUseNp",310,0,"MGD","DQIbtWUseNp",310,0,"MGD",0]
["DQIbtWUseNp",311,0,"MGD","DQIbtWUseNp",311,0,"MGD","DQIbtWUseNp",311,0,"MGD",0]
["DQIbtWUseNp",312,0,"MGD","DQIbtWUseNp",312,0,"MGD","DQIbtWUseNp",312,0,"MGD",0]
["DQIbtWUseNp",313,0,"MGD","DQIbtWUseNp",313,0,"MGD","DQIbtWUseNp",313,0,"MGD",0]
["DQIbtWUseNp",314,0,"MGD","DQIbtWUseNp",314,0,"MGD","DQIbtWUseNp",314,0,"MGD",0]
["DQIbtWUseNp",315,0,"MGD","DQIbtWUseNp",315,0,"MGD","DQIbtWUseNp",315,0,"MGD",0]
["DQIbtWUseNp",316,0,"MGD","DQIbtWUseNp",316,0,"MGD","DQIbtWUseNp",316,0,"MGD",0]
["DQIbtWUseNp",317,0,"MGD","DQIbtWUseNp",317,0,"MGD","DQIbtWUseNp",317,0,"MGD",0]
["DQIbtWUseNp",318,0,"MGD","DQIbtWUseNp",318,0,"MGD","DQIbtWUseNp",318,0,"MGD",0]
["DQIbtWUseNp",319,0,"MGD","DQIbtWUseNp",319,0,"MGD","DQIbtWUseNp",319,0,"MGD",0]
["DQIbtWUseNp",320,0,"MGD","DQIbtWUseNp",320,0,"MGD","DQIbtWUseNp",320,0,"MGD",0]
["DQIbtWUseNp",321,0,"MGD","DQIbtWUseNp",321,0,"MGD","DQIbtWUseNp",321,0,"MGD",0]
["DQIbtWUseNp",322,0,"MGD","DQIbtWUseNp",322,0,"MGD","DQIbtWUseNp",322,0,"MGD",0]
["DQIbtWUseNp",323,0,"MGD","DQIbtWUseNp",323,0,"MGD","DQIbtWUseNp",323,0,"MGD",0]
["DQIbtWUseNp",324,0,"MGD","DQIbtWUseNp",324,0,"MGD","DQIbtWUseNp",324,0,"MGD",0]
["DQIbtWUseNp",325,0,"MGD","DQIbtWUseNp",325,0,"MGD","DQIbtWUseNp",325,0,"MGD",0]
["DQIbtWUseNp",326,0,"MGD","DQIbtWUseNp",326,0,"MGD","DQIbtWUseNp",326,0,"MGD",0]
["DQIbtWUseNp",327,0,"MGD","DQIbtWUseNp",327,0,"MGD","DQIbtWUseNp",327,0,"MGD",0]
["DQIbtWUseNp",328,0,"MGD","DQIbtWUseNp",328,0,"MGD","DQIbtWUseNp",328,0,"MGD",0]
["DQIbtWUseNp",329,0,"MGD","DQIbtWUseNp",329,0,"MGD","DQIbtWUseNp",329,0,"MGD",0]
["DQIbtWUseNp",330,0,"MGD","DQIbtWUseNp",330,0,"MGD","DQIbtWUseNp",330,0,"MGD",0]
["DQIbtWUseNp",331,0,"MGD","DQIbtWUseNp",331,0,"MGD","DQIbtWUseNp",331,0,"MGD",0]
["DQIbtWUseNp",332,0,"MGD","DQIbtWUseNp",332,0,"MGD","DQIbtWUseNp",332,0,"MGD",0]
["DQIbtWUseNp",333,0,"MGD","DQIbtWUseNp",333,0,"MGD","DQIbtWUseNp",333,0,"MGD",0]
["DQIbtWUseNp",334,0,"MGD","DQIbtWUseNp",334,0,"MGD","DQIbtWUseNp",334,0,"MGD",0]
["DQIbtWUseNp",335,0,"MGD","DQIbtWUseNp",335,0,"MGD","DQIbtWUseNp",335,0,"MGD",0]
["DQIbtWUseNp",336,0,"MGD","DQIbtWUseNp",336,0,"MGD","DQIbtWUseNp",336,0,"MGD",0]
["DQIbtWUseNp",337,0,"MGD","DQIbtWUseNp",337,0,"MGD","DQIbtWUseNp",337,0,"MGD",0]
["DQIbtWUseNp",338,0,"MGD","DQIbtWUseNp",338,0,"MGD","DQIbtWUseNp",338,0,"MGD",0]
["DQIbtWUseNp",339,0,"MGD","DQIbtWUseNp",339,0,"MGD","DQIbtWUseNp",339,0,"MGD",0]
["DQIbtWUseNp",340,0,"MGD","DQIbtWUseNp",340,0,"MGD","DQIbtWUseNp",340,0,"MGD",0]
["DQIbtWUseNp",341,0,"MGD","DQIbtWUseNp",341,0,"MGD","DQIbtWUseNp",341,0,"MGD",0]
["DQIbtWUseNp",342,0,"MGD","DQIbtWUseNp",342,0,"MGD","DQIbtWUseNp",342,0,"MGD",0]
["DQIbtWUseNp",343,0,"MGD","DQIbtWUseNp",343,0,"MGD","DQIbtWUseNp",343,0,"MGD",0]
["DQIbtWUseNp",344,0,"MGD","DQIbtWUseNp",344,0,"MGD","DQIbtWUseNp",344,0,"MGD",0]
["DQIbtWUseNp",345,0,"MGD","DQIbtWUseNp",345,0,"MGD","DQIbtWUseNp",345,0,"MGD",0]
["DQIbtWUseNp",346,0.73723087300000001,"MGD","DQIbtWUseNp",346,0.74020507099999999,"MGD","DQIbtWUseNp",346,0.74346331399999999,"MGD",{"$f":"IF(ISNUMBER(C1476),IF(AVERAGE(C1476,G1476,K1476)<>MAX(C1476,G1476,K1476),1,0),\"\")","v":1}]
["DQIbtWUseNp",347,0.72657965700000005,"MGD","DQIbtWUseNp",347,0.738865102,"MGD","DQIbtWUseNp",347,0.74362265900000002,"MGD",1]
["DQIbtWUseNp",348,0.72546047499999999,"MGD","DQIbtWUseNp",348,0.73879417599999997,"MGD","DQIbtWUseNp",348,0.74344791399999999,"MGD",1]
["DQIbtWUseNp",349,0.72566441800000003,"MGD","DQIbtWUseNp",349,0.73883185399999995,"MGD","DQIbtWUseNp",349,0.74329709899999996,"MGD",1]
["DQIbtWUseNp",350,0.72626083900000005,"MGD","DQIbtWUseNp",350,0.73881875900000005,"MGD","DQIbtWUseNp",350,0.743165454,"MGD",1]
["DQIbtWUseNp",351,0.72674638199999997,"MGD","DQIbtWUseNp",351,0.73884075900000001,"MGD","DQIbtWUseNp",351,0.74305918500000001,"MGD",1]
["DQIbtWUseNp",352,0.72726522100000002,"MGD","DQIbtWUseNp",352,0.73884103800000001,"MGD","DQIbtWUseNp",352,0.74298058300000003,"MGD",1]
["DQIbtWUseNp",353,0.72759995099999997,"MGD","DQIbtWUseNp",353,0.73883680699999998,"MGD","DQIbtWUseNp",353,0.74292605499999997,"MGD",1]
["DQIbtWUseNp",354,0.72863606400000003,"MGD","DQIbtWUseNp",354,0.73871728400000003,"MGD","DQIbtWUseNp",354,0.74287733899999997,"MGD",1]
["DQIbtWUseNp",355,0.72878140300000005,"MGD","DQIbtWUseNp",355,0.73881881500000002,"MGD","DQIbtWUseNp",355,0.74285599199999997,"MGD",1]
["DQIbtWUseNp",356,0.730177144,"MGD","DQIbtWUseNp",356,0.73881949099999999,"MGD","DQIbtWUseNp",356,0.74283617700000004,"MGD",1]
["DQIbtWUseNp",357,0.73135428700000005,"MGD","DQIbtWUseNp",357,0.738820649,"MGD","DQIbtWUseNp",357,0.74282698300000005,"MGD",1]
["DQIbtWUseNp",358,0.73235219500000004,"MGD","DQIbtWUseNp",358,0.73881666599999996,"MGD","DQIbtWUseNp",358,0.74282853599999998,"MGD",1]
["DQIbtWUseNp",359,0.733334033,"MGD","DQIbtWUseNp",359,0.73873498299999996,"MGD","DQIbtWUseNp",359,0.74283125100000003,"MGD",1]
["DQIbtWUseNp",360,0.73393505400000003,"MGD","DQIbtWUseNp",360,0.73881439400000004,"MGD","DQIbtWUseNp",360,0.74287125099999995,"MGD",1]
["DQIbtWUseNp",361,0.73484783799999998,"MGD","DQIbtWUseNp",361,0.73881095200000002,"MGD","DQIbtWUseNp",361,0.74290630499999999,"MGD",1]
["DQIbtWUseNp",362,0.73557719700000002,"MGD","DQIbtWUseNp",362,0.73879401600000005,"MGD","DQIbtWUseNp",362,0.74297500299999997,"MGD",1]
["DQIbtWUseNp",363,0.73612641199999995,"MGD","DQIbtWUseNp",363,0.73877511500000004,"MGD","DQIbtWUseNp",363,0.74308485800000001,"MGD",1]
["DQIbtWUseNp",364,0.73654278799999995,"MGD","DQIbtWUseNp",364,0.73876362600000001,"MGD","DQIbtWUseNp",364,0.74323826000000004,"MGD",1]
["DQIbtWUseNp",365,0.73688962999999996,"MGD","DQIbtWUseNp",365,0.73873233000000005,"MGD","DQIbtWUseNp",365,0.74342776899999996,"MGD",1]
["DQIbtWUseP",1,1.012527103,"MGD","DQIbtWUseP",1,1.009547035,"MGD","DQIbtWUseP",1,1.002787868,"MGD",1]
["DQIbtWUseP",2,1.0125856120000001,"MGD","DQIbtWUseP",2,1.0094295049999999,"MGD","DQIbtWUseP",2,1.002879369,"MGD",1]
["DQIbtWUseP",3,1.0125838899999999,"MGD","DQIbtWUseP",3,1.009424447,"MGD","DQIbtWUseP",3,1.002933267,"MGD",1]
["DQIbtWUseP",4,1.0126399070000001,"MGD","DQIbtWUseP",4,1.009411917,"MGD","DQIbtWUseP",4,1.0029692779999999,"MGD",1]
["DQIbtWUseP",5,1.0127519110000001,"MGD","DQIbtWUseP",5,1.0093985400000001,"MGD","DQIbtWUseP",5,1.002995823,"MGD",1]
["DQIbtWUseP",6,1.0129188440000001,"MGD","DQIbtWUseP",6,1.0093858389999999,"MGD","DQIbtWUseP",6,1.003022163,"MGD",1]
["DQIbtWUseP",7,1.012882906,"MGD","DQIbtWUseP",7,1.009591216,"MGD","DQIbtWUseP",7,1.002978307,"MGD",1]
["DQIbtWUseP",8,1.01342792,"MGD","DQIbtWUseP",8,1.0094596300000001,"MGD","DQIbtWUseP",8,1.0029761559999999,"MGD",1]
["DQIbtWUseP",9,1.013603579,"MGD","DQIbtWUseP",9,1.009461374,"MGD","DQIbtWUseP",9,1.002986529,"MGD",1]
["DQIbtWUseP",10,1.0137996199999999,"MGD","DQIbtWUseP",10,1.009456262,"MGD","DQIbtWUseP",10,1.00299994,"MGD",1]
["DQIbtWUseP",11,1.0140056980000001,"MGD","DQIbtWUseP",11,1.0095113490000001,"MGD","DQIbtWUseP",11,1.002999303,"MGD",1]
["DQIbtWUseP",12,1.0143721939999999,"MGD","DQIbtWUseP",12,1.0094771149999999,"MGD","DQIbtWUseP",12,1.002999263,"MGD",1]
["DQIbtWUseP",13,1.0146811499999999,"MGD","DQIbtWUseP",13,1.0096529860000001,"MGD","DQIbtWUseP",13,1.0029376830000001,"MGD",1]
["DQIbtWUseP",14,1.0146351950000001,"MGD","DQIbtWUseP",14,1.009594267,"MGD","DQIbtWUseP",14,1.0029455229999999,"MGD",1]
["DQIbtWUseP",15,1.014388689,"MGD","DQIbtWUseP",15,1.009621221,"MGD","DQIbtWUseP",15,1.00295296,"MGD",1]
["DQIbtWUseP",16,1.014112503,"MGD","DQIbtWUseP",16,1.0095898489999999,"MGD","DQIbtWUseP",16,1.002963058,"MGD",1]
["DQIbtWUseP",17,1.0138209520000001,"MGD","DQIbtWUseP",17,1.0095816900000001,"MGD","DQIbtWUseP",17,1.0029709600000001,"MGD",1]
["DQIbtWUseP",18,1.0135704219999999,"MGD","DQIbtWUseP",18,1.0095674429999999,"MGD","DQIbtWUseP",18,1.002975722,"MGD",1]
["DQIbtWUseP",19,1.013332943,"MGD","DQIbtWUseP",19,1.0095763090000001,"MGD","DQIbtWUseP",19,1.0029794940000001,"MGD",1]
["DQIbtWUseP",20,1.0131593270000001,"MGD","DQIbtWUseP",20,1.0095792130000001,"MGD","DQIbtWUseP",20,1.0029768830000001,"MGD",1]
["DQIbtWUseP",21,1.0129539160000001,"MGD","DQIbtWUseP",21,1.0095981249999999,"MGD","DQIbtWUseP",21,1.002974515,"MGD",1]
["DQIbtWUseP",22,1.012785426,"MGD","DQIbtWUseP",22,1.0095483780000001,"MGD","DQIbtWUseP",22,1.002969344,"MGD",1]
["DQIbtWUseP",23,1.012502979,"MGD","DQIbtWUseP",23,1.0095431610000001,"MGD","DQIbtWUseP",23,1.002973991,"MGD",1]
["DQIbtWUseP",24,1.0122174660000001,"MGD","DQIbtWUseP",24,1.009537973,"MGD","DQIbtWUseP",24,1.002976826,"MGD",1]
["DQIbtWUseP",25,1.0119613030000001,"MGD","DQIbtWUseP",25,1.0095139529999999,"MGD","DQIbtWUseP",25,1.002977443,"MGD",1]
["DQIbtWUseP",26,1.011721731,"MGD","DQIbtWUseP",26,1.009496438,"MGD","DQIbtWUseP",26,1.0029788749999999,"MGD",1]
["DQIbtWUseP",27,1.011517749,"MGD","DQIbtWUseP",27,1.0094779920000001,"MGD","DQIbtWUseP",27,1.0029793389999999,"MGD",1]
["DQIbtWUseP",28,1.0113521560000001,"MGD","DQIbtWUseP",28,1.0094573710000001,"MGD","DQIbtWUseP",28,1.0029815310000001,"MGD",1]
["DQIbtWUseP",29,1.0112264529999999,"MGD","DQIbtWUseP",29,1.0094376979999999,"MGD","DQIbtWUseP",29,1.002985885,"MGD",1]
["DQIbtWUseP",30,1.0111364220000001,"MGD","DQIbtWUseP",30,1.0094418860000001,"MGD","DQIbtWUseP",30,1.002989044,"MGD",1]
["DQIbtWUseP",31,1.0110811559999999,"MGD","DQIbtWUseP",31,1.009435643,"MGD","DQIbtWUseP",31,1.0029929339999999,"MGD",1]
["DQIbtWUseP",32,0.945016356,"MGD","DQIbtWUseP",32,0.94443654799999999,"MGD","DQIbtWUseP",32,0.94008325999999998,"MGD",1]
["DQIbtWUseP",33,0.94503110700000004,"MGD","DQIbtWUseP",33,0.94441481999999999,"MGD","DQIbtWUseP",33,0.94007480700000001,"MGD",1]
["DQIbtWUseP",34,0.94499449899999999,"MGD","DQIbtWUseP",34,0.94441016700000002,"MGD","DQIbtWUseP",34,0.94007769399999996,"MGD",1]
["DQIbtWUseP",35,0.94495903299999995,"MGD","DQIbtWUseP",35,0.94440083600000002,"MGD","DQIbtWUseP",35,0.94008189499999995,"MGD",1]
["DQIbtWUseP",36,0.94493980200000005,"MGD","DQIbtWUseP",36,0.94438862700000004,"MGD","DQIbtWUseP",36,0.94008515999999998,"MGD",1]
["DQIbtWUseP",37,0.94493515299999997,"MGD","DQIbtWUseP",37,0.94437569899999996,"MGD","DQIbtWUseP",37,0.94009037600000001,"MGD",1]
["DQIbtWUseP",38,0.94494988700000004,"MGD","DQIbtWUseP",38,0.94436421800000003,"MGD","DQIbtWUseP",38,0.94009532200000001,"MGD",1]
["DQIbtWUseP",39,0.94498970000000004,"MGD","DQIbtWUseP",39,0.944347767,"MGD","DQIbtWUseP",39,0.94010563199999997,"MGD",1]
["DQIbtWUseP",40,0.94505615600000004,"MGD","DQIbtWUseP",40,0.94433182900000001,"MGD","DQIbtWUseP",40,0.940121388,"MGD",1]
["DQIbtWUseP",41,0.94514300299999998,"MGD","DQIbtWUseP",41,0.944331751,"MGD","DQIbtWUseP",41,0.94014290099999998,"MGD",1]
["DQIbtWUseP",42,0.94525000299999995,"MGD","DQIbtWUseP",42,0.94452665999999996,"MGD","DQIbtWUseP",42,0.94007821499999999,"MGD",1]
["DQIbtWUseP",43,0.94537648699999999,"MGD","DQIbtWUseP",43,0.94443168099999997,"MGD","DQIbtWUseP",43,0.94005210800000005,"MGD",1]
["DQIbtWUseP",44,0.94536483400000004,"MGD","DQIbtWUseP",44,0.94442597699999997,"MGD","DQIbtWUseP",44,0.94006371300000002,"MGD",1]
["DQIbtWUseP",45,0.94535599400000003,"MGD","DQIbtWUseP",45,0.94441738900000005,"MGD","DQIbtWUseP",45,0.94007236900000002,"MGD",{"$f":"IF(ISNUMBER(C1540),IF(AVERAGE(C1540,G1540,K1540)<>MAX(C1540,G1540,K1540),1,0),\"\")","v":1}]
["DQIbtWUseP",46,0.94535645999999995,"MGD","DQIbtWUseP",46,0.94440438500000001,"MGD","DQIbtWUseP",46,0.94008016400000005,"MGD",1]
["DQIbtWUseP",47,0.94537653700000002,"MGD","DQIbtWUseP",47,0.94438771399999999,"MGD","DQIbtWUseP",47,0.94008983400000001,"MGD",1]
["DQIbtWUseP",48,0.945418168,"MGD","DQIbtWUseP",48,0.94438508099999996,"MGD","DQIbtWUseP",48,0.94009627100000004,"MGD",1]
["DQIbtWUseP",49,0.94550184999999998,"MGD","DQIbtWUseP",49,0.94437665299999995,"MGD","DQIbtWUseP",49,0.94009605200000002,"MGD",1]
["DQIbtWUseP",50,0.945604361,"MGD","DQIbtWUseP",50,0.94435674700000005,"MGD","DQIbtWUseP",50,0.94010422999999999,"MGD",1]
["DQIbtWUseP",51,0.94571559199999999,"MGD","DQIbtWUseP",51,0.94434537399999996,"MGD","DQIbtWUseP",51,0.94012274299999998,"MGD",1]
["DQIbtWUseP",52,0.94586660899999997,"MGD","DQIbtWUseP",52,0.94443018999999995,"MGD","DQIbtWUseP",52,0.94007318600000001,"MGD",1]
["DQIbtWUseP",53,0.94603912599999995,"MGD","DQIbtWUseP",53,0.94439816600000004,"MGD","DQIbtWUseP",53,0.94006858199999999,"MGD",1]
["DQIbtWUseP",54,0.94614906200000004,"MGD","DQIbtWUseP",54,0.94439542099999996,"MGD","DQIbtWUseP",54,0.94007762900000003,"MGD",1]
["DQIbtWUseP",55,0.94627561500000001,"MGD","DQIbtWUseP",55,0.94438526599999995,"MGD","DQIbtWUseP",55,0.94008784700000003,"MGD",1]
["DQIbtWUseP",56,0.94642925,"MGD","DQIbtWUseP",56,0.94437351300000005,"MGD","DQIbtWUseP",56,0.94010053999999998,"MGD",1]
["DQIbtWUseP",57,0.94661625699999996,"MGD","DQIbtWUseP",57,0.94435819099999996,"MGD","DQIbtWUseP",57,0.94011993299999996,"MGD",1]
["DQIbtWUseP",58,0.94681401899999995,"MGD","DQIbtWUseP",58,0.94441408299999996,"MGD","DQIbtWUseP",58,0.94011725700000004,"MGD",1]
["DQIbtWUseP",59,0.94724264499999999,"MGD","DQIbtWUseP",59,0.94438573699999995,"MGD","DQIbtWUseP",59,0.94009757599999999,"MGD",1]
["DQIbtWUseP",60,0.89957700299999999,"MGD","DQIbtWUseP",60,0.89759758000000001,"MGD","DQIbtWUseP",60,0.89448698900000001,"MGD",1]
["DQIbtWUseP",61,0.89992678000000004,"MGD","DQIbtWUseP",61,0.89759881100000005,"MGD","DQIbtWUseP",61,0.89451901099999998,"MGD",1]
["DQIbtWUseP",62,0.90019554400000001,"MGD","DQIbtWUseP",62,0.897868043,"MGD","DQIbtWUseP",62,0.89438678100000002,"MGD",1]
["DQIbtWUseP",63,0.90012769699999995,"MGD","DQIbtWUseP",63,0.89773753499999998,"MGD","DQIbtWUseP",63,0.89440520099999998,"MGD",1]
["DQIbtWUseP",64,0.89988738800000001,"MGD","DQIbtWUseP",64,0.89772966899999995,"MGD","DQIbtWUseP",64,0.89442528200000004,"MGD",1]
["DQIbtWUseP",65,0.89969288199999997,"MGD","DQIbtWUseP",65,0.89771986699999995,"MGD","DQIbtWUseP",65,0.89443961800000005,"MGD",1]
["DQIbtWUseP",66,0.89954668299999996,"MGD","DQIbtWUseP",66,0.89771033700000002,"MGD","DQIbtWUseP",66,0.894450309,"MGD",1]
["DQIbtWUseP",67,0.89945086500000004,"MGD","DQIbtWUseP",67,0.89770120200000003,"MGD","DQIbtWUseP",67,0.89445736799999997,"MGD",1]
["DQIbtWUseP",68,0.899398272,"MGD","DQIbtWUseP",68,0.89769549400000004,"MGD","DQIbtWUseP",68,0.89446542299999998,"MGD",1]
["DQIbtWUseP",69,0.89932720600000005,"MGD","DQIbtWUseP",69,0.89774753900000004,"MGD","DQIbtWUseP",69,0.89445251000000003,"MGD",1]
["DQIbtWUseP",70,0.89935113499999997,"MGD","DQIbtWUseP",70,0.89769686900000001,"MGD","DQIbtWUseP",70,0.89445023599999995,"MGD",1]
["DQIbtWUseP",71,0.89931097999999998,"MGD","DQIbtWUseP",71,0.89769049199999995,"MGD","DQIbtWUseP",71,0.89445593400000001,"MGD",1]
["DQIbtWUseP",72,0.89928452800000003,"MGD","DQIbtWUseP",72,0.89769080199999995,"MGD","DQIbtWUseP",72,0.894459161,"MGD",1]
["DQIbtWUseP",73,0.899294763,"MGD","DQIbtWUseP",73,0.89767417199999999,"MGD","DQIbtWUseP",73,0.89446391700000005,"MGD",1]
["DQIbtWUseP",74,0.89933875100000005,"MGD","DQIbtWUseP",74,0.89766642500000005,"MGD","DQIbtWUseP",74,0.89446723800000005,"MGD",1]
["DQIbtWUseP",75,0.89940970399999998,"MGD","DQIbtWUseP",75,0.89766686799999995,"MGD","DQIbtWUseP",75,0.89447084600000004,"MGD",1]
["DQIbtWUseP",76,0.89953736100000004,"MGD","DQIbtWUseP",76,0.89765271800000002,"MGD","DQIbtWUseP",76,0.89447743400000002,"MGD",1]
["DQIbtWUseP",77,0.89966731499999997,"MGD","DQIbtWUseP",77,0.89768384499999998,"MGD","DQIbtWUseP",77,0.89447764799999996,"MGD",1]
["DQIbtWUseP",78,0.89993630400000002,"MGD","DQIbtWUseP",78,0.89766124199999997,"MGD","DQIbtWUseP",78,0.89446847600000001,"MGD",1]
["DQIbtWUseP",79,0.90012159700000005,"MGD","DQIbtWUseP",79,0.89771211699999998,"MGD","DQIbtWUseP",79,0.89445413100000004,"MGD",1]
["DQIbtWUseP",80,0.90037590300000003,"MGD","DQIbtWUseP",80,0.89769731600000002,"MGD","DQIbtWUseP",80,0.89442665799999999,"MGD",1]
["DQIbtWUseP",81,0.90039309199999995,"MGD","DQIbtWUseP",81,0.89770248699999999,"MGD","DQIbtWUseP",81,0.89443878899999996,"MGD",1]
["DQIbtWUseP",82,0.90044007599999998,"MGD","DQIbtWUseP",82,0.89769657999999997,"MGD","DQIbtWUseP",82,0.89444824099999998,"MGD",1]
["DQIbtWUseP",83,0.90054538100000003,"MGD","DQIbtWUseP",83,0.89768726799999998,"MGD","DQIbtWUseP",83,0.89445736200000003,"MGD",1]
["DQIbtWUseP",84,0.90074087000000003,"MGD","DQIbtWUseP",84,0.89767988300000001,"MGD","DQIbtWUseP",84,0.89446555400000005,"MGD",1]
["DQIbtWUseP",85,0.90100100500000002,"MGD","DQIbtWUseP",85,0.89770180399999999,"MGD","DQIbtWUseP",85,0.89447382600000003,"MGD",1]
["DQIbtWUseP",86,0.90127221599999996,"MGD","DQIbtWUseP",86,0.89775969899999997,"MGD","DQIbtWUseP",86,0.89440843800000003,"MGD",1]
["DQIbtWUseP",87,0.90103845199999999,"MGD","DQIbtWUseP",87,0.89773441700000001,"MGD","DQIbtWUseP",87,0.89441732299999999,"MGD",1]
["DQIbtWUseP",88,0.90079825700000005,"MGD","DQIbtWUseP",88,0.89772523199999998,"MGD","DQIbtWUseP",88,0.89442878400000003,"MGD",1]
["DQIbtWUseP",89,0.90061692100000001,"MGD","DQIbtWUseP",89,0.89772874899999999,"MGD","DQIbtWUseP",89,0.89443277700000001,"MGD",1]
["DQIbtWUseP",90,0.90050935499999996,"MGD","DQIbtWUseP",90,0.89771711600000004,"MGD","DQIbtWUseP",90,0.89443480600000003,"MGD",1]
["DQIbtWUseP",91,1.137414487,"MGD","DQIbtWUseP",91,1.1239146550000001,"MGD","DQIbtWUseP",91,1.111604788,"MGD",1]
["DQIbtWUseP",92,1.1353837470000001,"MGD","DQIbtWUseP",92,1.123776932,"MGD","DQIbtWUseP",92,1.111610999,"MGD",1]
["DQIbtWUseP",93,1.1335949540000001,"MGD","DQIbtWUseP",93,1.1237390350000001,"MGD","DQIbtWUseP",93,1.1116156660000001,"MGD",1]
["DQIbtWUseP",94,1.132186959,"MGD","DQIbtWUseP",94,1.1237086970000001,"MGD","DQIbtWUseP",94,1.111619098,"MGD",1]
["DQIbtWUseP",95,1.131000497,"MGD","DQIbtWUseP",95,1.123664762,"MGD","DQIbtWUseP",95,1.111619798,"MGD",1]
["DQIbtWUseP",96,1.1299212489999999,"MGD","DQIbtWUseP",96,1.1236278719999999,"MGD","DQIbtWUseP",96,1.1116182640000001,"MGD",1]
["DQIbtWUseP",97,1.128943397,"MGD","DQIbtWUseP",97,1.123588754,"MGD","DQIbtWUseP",97,1.1116141930000001,"MGD",1]
["DQIbtWUseP",98,1.1280860589999999,"MGD","DQIbtWUseP",98,1.123548319,"MGD","DQIbtWUseP",98,1.1116061559999999,"MGD",1]
["DQIbtWUseP",99,1.1273547900000001,"MGD","DQIbtWUseP",99,1.123509471,"MGD","DQIbtWUseP",99,1.111603546,"MGD",1]
["DQIbtWUseP",100,1.1266958419999999,"MGD","DQIbtWUseP",100,1.123525938,"MGD","DQIbtWUseP",100,1.111604754,"MGD",1]
["DQIbtWUseP",101,1.1262121410000001,"MGD","DQIbtWUseP",101,1.1234036430000001,"MGD","DQIbtWUseP",101,1.1115985690000001,"MGD",1]
["DQIbtWUseP",102,1.1257943939999999,"MGD","DQIbtWUseP",102,1.1233441500000001,"MGD","DQIbtWUseP",102,1.1115977930000001,"MGD",1]
["DQIbtWUseP",103,1.1254557679999999,"MGD","DQIbtWUseP",103,1.1232898229999999,"MGD","DQIbtWUseP",103,1.1115989479999999,"MGD",1]
["DQIbtWUseP",104,1.1251884379999999,"MGD","DQIbtWUseP",104,1.1232189100000001,"MGD","DQIbtWUseP",104,1.111594456,"MGD",1]
["DQIbtWUseP",105,1.1249982810000001,"MGD","DQIbtWUseP",105,1.1231666090000001,"MGD","DQIbtWUseP",105,1.111595965,"MGD",1]
["DQIbtWUseP",106,1.124877189,"MGD","DQIbtWUseP",106,1.1230838000000001,"MGD","DQIbtWUseP",106,1.1115793249999999,"MGD",1]
["DQIbtWUseP",107,1.1248132280000001,"MGD","DQIbtWUseP",107,1.123009473,"MGD","DQIbtWUseP",107,1.111572078,"MGD",1]
["DQIbtWUseP",108,1.124810718,"MGD","DQIbtWUseP",108,1.122947449,"MGD","DQIbtWUseP",108,1.1115631459999999,"MGD",1]
["DQIbtWUseP",109,1.1248666,"MGD","DQIbtWUseP",109,1.122882385,"MGD","DQIbtWUseP",109,1.1115551340000001,"MGD",{"$f":"IF(ISNUMBER(C1604),IF(AVERAGE(C1604,G1604,K1604)<>MAX(C1604,G1604,K1604),1,0),\"\")","v":1}]
["DQIbtWUseP",110,1.1249854960000001,"MGD","DQIbtWUseP",110,1.122811413,"MGD","DQIbtWUseP",110,1.111545921,"MGD",1]
["DQIbtWUseP",111,1.1251647520000001,"MGD","DQIbtWUseP",111,1.1227354199999999,"MGD","DQIbtWUseP",111,1.111538125,"MGD",1]
["DQIbtWUseP",112,1.125332802,"MGD","DQIbtWUseP",112,1.1227343240000001,"MGD","DQIbtWUseP",112,1.111522956,"MGD",1]
["DQIbtWUseP",113,1.1256586959999999,"MGD","DQIbtWUseP",113,1.1225738730000001,"MGD","DQIbtWUseP",113,1.111519672,"MGD",1]
["DQIbtWUseP",114,1.126002706,"MGD","DQIbtWUseP",114,1.1224836119999999,"MGD","DQIbtWUseP",114,1.1115210609999999,"MGD",1]
["DQIbtWUseP",115,1.126291841,"MGD","DQIbtWUseP",115,1.122462509,"MGD","DQIbtWUseP",115,1.1115294179999999,"MGD",1]
["DQIbtWUseP",116,1.126851885,"MGD","DQIbtWUseP",116,1.122360099,"MGD","DQIbtWUseP",116,1.111508181,"MGD",1]
["DQIbtWUseP",117,1.1273634020000001,"MGD","DQIbtWUseP",117,1.1222633769999999,"MGD","DQIbtWUseP",117,1.1115642020000001,"MGD",1]
["DQIbtWUseP",118,1.129118759,"MGD","DQIbtWUseP",118,1.1231753010000001,"MGD","DQIbtWUseP",118,1.1114109169999999,"MGD",1]
["DQIbtWUseP",119,1.130147633,"MGD","DQIbtWUseP",119,1.123413639,"MGD","DQIbtWUseP",119,1.111413883,"MGD",1]
["DQIbtWUseP",120,1.1303802350000001,"MGD","DQIbtWUseP",120,1.123440792,"MGD","DQIbtWUseP",120,1.1114448619999999,"MGD",1]
["DQIbtWUseP",121,1.3275868340000001,"MGD","DQIbtWUseP",121,1.311444528,"MGD","DQIbtWUseP",121,1.2877048390000001,"MGD",1]
["DQIbtWUseP",122,1.328106156,"MGD","DQIbtWUseP",122,1.3115477900000001,"MGD","DQIbtWUseP",122,1.287706598,"MGD",1]
["DQIbtWUseP",123,1.3286002180000001,"MGD","DQIbtWUseP",123,1.3116392050000001,"MGD","DQIbtWUseP",123,1.2877059870000001,"MGD",1]
["DQIbtWUseP",124,1.3286769759999999,"MGD","DQIbtWUseP",124,1.311499089,"MGD","DQIbtWUseP",124,1.2877141160000001,"MGD",1]
["DQIbtWUseP",125,1.3290158999999999,"MGD","DQIbtWUseP",125,1.3113513029999999,"MGD","DQIbtWUseP",125,1.287715814,"MGD",1]
["DQIbtWUseP",126,1.329706243,"MGD","DQIbtWUseP",126,1.3112068960000001,"MGD","DQIbtWUseP",126,1.2877140039999999,"MGD",1]
["DQIbtWUseP",127,1.3307975889999999,"MGD","DQIbtWUseP",127,1.311065755,"MGD","DQIbtWUseP",127,1.287710071,"MGD",1]
["DQIbtWUseP",128,1.33240793,"MGD","DQIbtWUseP",128,1.3109313300000001,"MGD","DQIbtWUseP",128,1.2877057350000001,"MGD",1]
["DQIbtWUseP",129,1.3348318990000001,"MGD","DQIbtWUseP",129,1.3107893799999999,"MGD","DQIbtWUseP",129,1.2877031240000001,"MGD",1]
["DQIbtWUseP",130,1.3384847129999999,"MGD","DQIbtWUseP",130,1.310661485,"MGD","DQIbtWUseP",130,1.287703898,"MGD",1]
["DQIbtWUseP",131,1.3435704390000001,"MGD","DQIbtWUseP",131,1.3104885500000001,"MGD","DQIbtWUseP",131,1.2877151200000001,"MGD",1]
["DQIbtWUseP",132,1.35053578,"MGD","DQIbtWUseP",132,1.3103961019999999,"MGD","DQIbtWUseP",132,1.2877422430000001,"MGD",1]
["DQIbtWUseP",133,1.3594526659999999,"MGD","DQIbtWUseP",133,1.3116320610000001,"MGD","DQIbtWUseP",133,1.2876560109999999,"MGD",1]
["DQIbtWUseP",134,1.3617398629999999,"MGD","DQIbtWUseP",134,1.3122897440000001,"MGD","DQIbtWUseP",134,1.2876587129999999,"MGD",1]
["DQIbtWUseP",135,1.3568161379999999,"MGD","DQIbtWUseP",135,1.3122184100000001,"MGD","DQIbtWUseP",135,1.2876929070000001,"MGD",1]
["DQIbtWUseP",136,1.3533110370000001,"MGD","DQIbtWUseP",136,1.312112578,"MGD","DQIbtWUseP",136,1.2877152009999999,"MGD",1]
["DQIbtWUseP",137,1.3512990250000001,"MGD","DQIbtWUseP",137,1.312017024,"MGD","DQIbtWUseP",137,1.2877280659999999,"MGD",1]
["DQIbtWUseP",138,1.34618032,"MGD","DQIbtWUseP",138,1.3124310269999999,"MGD","DQIbtWUseP",138,1.2877495450000001,"MGD",1]
["DQIbtWUseP",139,1.3405161109999999,"MGD","DQIbtWUseP",139,1.312152255,"MGD","DQIbtWUseP",139,1.287723194,"MGD",1]
["DQIbtWUseP",140,1.3355175560000001,"MGD","DQIbtWUseP",140,1.3120343809999999,"MGD","DQIbtWUseP",140,1.287733867,"MGD",1]
["DQIbtWUseP",141,1.3318600599999999,"MGD","DQIbtWUseP",141,1.3119125469999999,"MGD","DQIbtWUseP",141,1.2877379149999999,"MGD",1]
["DQIbtWUseP",142,1.328848909,"MGD","DQIbtWUseP",142,1.311787367,"MGD","DQIbtWUseP",142,1.2877380759999999,"MGD",1]
["DQIbtWUseP",143,1.3262274039999999,"MGD","DQIbtWUseP",143,1.311657549,"MGD","DQIbtWUseP",143,1.287736008,"MGD",1]
["DQIbtWUseP",144,1.323964803,"MGD","DQIbtWUseP",144,1.3115229850000001,"MGD","DQIbtWUseP",144,1.2877322410000001,"MGD",1]
["DQIbtWUseP",145,1.322069945,"MGD","DQIbtWUseP",145,1.3113881949999999,"MGD","DQIbtWUseP",145,1.287726742,"MGD",1]
["DQIbtWUseP",146,1.3205178040000001,"MGD","DQIbtWUseP",146,1.311231805,"MGD","DQIbtWUseP",146,1.2877210130000001,"MGD",1]
["DQIbtWUseP",147,1.319283161,"MGD","DQIbtWUseP",147,1.311070781,"MGD","DQIbtWUseP",147,1.287713866,"MGD",1]
["DQIbtWUseP",148,1.318327499,"MGD","DQIbtWUseP",148,1.310907018,"MGD","DQIbtWUseP",148,1.2877066859999999,"MGD",1]
["DQIbtWUseP",149,1.317609942,"MGD","DQIbtWUseP",149,1.3107338129999999,"MGD","DQIbtWUseP",149,1.2876985599999999,"MGD",1]
["DQIbtWUseP",150,1.3171313419999999,"MGD","DQIbtWUseP",150,1.3105458560000001,"MGD","DQIbtWUseP",150,1.287691122,"MGD",1]
["DQIbtWUseP",151,1.3168086059999999,"MGD","DQIbtWUseP",151,1.3104063969999999,"MGD","DQIbtWUseP",151,1.2876885250000001,"MGD",1]
["DQIbtWUseP",152,1.572588925,"MGD","DQIbtWUseP",152,1.561286706,"MGD","DQIbtWUseP",152,1.518651653,"MGD",1]
["DQIbtWUseP",153,1.572618879,"MGD","DQIbtWUseP",153,1.560670692,"MGD","DQIbtWUseP",153,1.5186341940000001,"MGD",1]
["DQIbtWUseP",154,1.573196115,"MGD","DQIbtWUseP",154,1.5600932590000001,"MGD","DQIbtWUseP",154,1.518614688,"MGD",1]
["DQIbtWUseP",155,1.5742359189999999,"MGD","DQIbtWUseP",155,1.5594945979999999,"MGD","DQIbtWUseP",155,1.518599126,"MGD",1]
["DQIbtWUseP",156,1.575621183,"MGD","DQIbtWUseP",156,1.5589242430000001,"MGD","DQIbtWUseP",156,1.5185870159999999,"MGD",1]
["DQIbtWUseP",157,1.5770352620000001,"MGD","DQIbtWUseP",157,1.5582731649999999,"MGD","DQIbtWUseP",157,1.518589172,"MGD",1]
["DQIbtWUseP",158,1.5701975210000001,"MGD","DQIbtWUseP",158,1.5622516360000001,"MGD","DQIbtWUseP",158,1.5185932179999999,"MGD",1]
["DQIbtWUseP",159,1.564084448,"MGD","DQIbtWUseP",159,1.5614231970000001,"MGD","DQIbtWUseP",159,1.518616301,"MGD",1]
["DQIbtWUseP",160,1.5593503719999999,"MGD","DQIbtWUseP",160,1.5607831489999999,"MGD","DQIbtWUseP",160,1.5186366360000001,"MGD",1]
["DQIbtWUseP",161,1.555494218,"MGD","DQIbtWUseP",161,1.5601129819999999,"MGD","DQIbtWUseP",161,1.5186473140000001,"MGD",1]
["DQIbtWUseP",162,1.552294321,"MGD","DQIbtWUseP",162,1.5594128780000001,"MGD","DQIbtWUseP",162,1.518652133,"MGD",1]
["DQIbtWUseP",163,1.54954528,"MGD","DQIbtWUseP",163,1.5587927749999999,"MGD","DQIbtWUseP",163,1.5186490669999999,"MGD",1]
["DQIbtWUseP",164,1.5470888309999999,"MGD","DQIbtWUseP",164,1.557820867,"MGD","DQIbtWUseP",164,1.5186475340000001,"MGD",1]
["DQIbtWUseP",165,1.545035063,"MGD","DQIbtWUseP",165,1.5569840669999999,"MGD","DQIbtWUseP",165,1.518641667,"MGD",1]
["DQIbtWUseP",166,1.5431411310000001,"MGD","DQIbtWUseP",166,1.5561340239999999,"MGD","DQIbtWUseP",166,1.518628187,"MGD",1]
["DQIbtWUseP",167,1.541374389,"MGD","DQIbtWUseP",167,1.5550409549999999,"MGD","DQIbtWUseP",167,1.5186230709999999,"MGD",1]
["DQIbtWUseP",168,1.539845975,"MGD","DQIbtWUseP",168,1.553878839,"MGD","DQIbtWUseP",168,1.518614785,"MGD",1]
["DQIbtWUseP",169,1.538509369,"MGD","DQIbtWUseP",169,1.5527605019999999,"MGD","DQIbtWUseP",169,1.5186031179999999,"MGD",1]
["DQIbtWUseP",170,1.5372907280000001,"MGD","DQIbtWUseP",170,1.5516029929999999,"MGD","DQIbtWUseP",170,1.5185902570000001,"MGD",1]
["DQIbtWUseP",171,1.5361727629999999,"MGD","DQIbtWUseP",171,1.5503990489999999,"MGD","DQIbtWUseP",171,1.518555855,"MGD",1]
["DQIbtWUseP",172,1.5351496570000001,"MGD","DQIbtWUseP",172,1.549151293,"MGD","DQIbtWUseP",172,1.5185193610000001,"MGD",1]
["DQIbtWUseP",173,1.5341220820000001,"MGD","DQIbtWUseP",173,1.5479256830000001,"MGD","DQIbtWUseP",173,1.5184570529999999,"MGD",{"$f":"IF(ISNUMBER(C1668),IF(AVERAGE(C1668,G1668,K1668)<>MAX(C1668,G1668,K1668),1,0),\"\")","v":1}]
["DQIbtWUseP",174,1.533165798,"MGD","DQIbtWUseP",174,1.546455892,"MGD","DQIbtWUseP",174,1.5184412839999999,"MGD",1]
["DQIbtWUseP",175,1.53231552,"MGD","DQIbtWUseP",175,1.545086542,"MGD","DQIbtWUseP",175,1.5183944,"MGD",1]
["DQIbtWUseP",176,1.531516834,"MGD","DQIbtWUseP",176,1.5437107969999999,"MGD","DQIbtWUseP",176,1.5183358410000001,"MGD",1]
["DQIbtWUseP",177,1.530748233,"MGD","DQIbtWUseP",177,1.542353259,"MGD","DQIbtWUseP",177,1.5182762249999999,"MGD",1]
["DQIbtWUseP",178,1.5300177740000001,"MGD","DQIbtWUseP",178,1.540947882,"MGD","DQIbtWUseP",178,1.518188654,"MGD",1]
["DQIbtWUseP",179,1.5292893860000001,"MGD","DQIbtWUseP",179,1.539634658,"MGD","DQIbtWUseP",179,1.518115385,"MGD",1]
["DQIbtWUseP",180,1.5286108309999999,"MGD","DQIbtWUseP",180,1.538179279,"MGD","DQIbtWUseP",180,1.517995837,"MGD",1]
["DQIbtWUseP",181,1.527992368,"MGD","DQIbtWUseP",181,1.536869469,"MGD","DQIbtWUseP",181,1.517865883,"MGD",1]
["DQIbtWUseP",182,1.878883863,"MGD","DQIbtWUseP",182,1.906459576,"MGD","DQIbtWUseP",182,1.863261914,"MGD",1]
["DQIbtWUseP",183,1.8780895,"MGD","DQIbtWUseP",183,1.903418198,"MGD","DQIbtWUseP",183,1.863049076,"MGD",1]
["DQIbtWUseP",184,1.877357589,"MGD","DQIbtWUseP",184,1.900544869,"MGD","DQIbtWUseP",184,1.862824598,"MGD",1]
["DQIbtWUseP",185,1.876685124,"MGD","DQIbtWUseP",185,1.8978423230000001,"MGD","DQIbtWUseP",185,1.862589633,"MGD",1]
["DQIbtWUseP",186,1.8760701950000001,"MGD","DQIbtWUseP",186,1.89532224,"MGD","DQIbtWUseP",186,1.8623527900000001,"MGD",1]
["DQIbtWUseP",187,1.8755130040000001,"MGD","DQIbtWUseP",187,1.89299068,"MGD","DQIbtWUseP",187,1.8621299170000001,"MGD",1]
["DQIbtWUseP",188,1.8750117529999999,"MGD","DQIbtWUseP",188,1.8908139150000001,"MGD","DQIbtWUseP",188,1.86193111,"MGD",1]
["DQIbtWUseP",189,1.8745657090000001,"MGD","DQIbtWUseP",189,1.8888397509999999,"MGD","DQIbtWUseP",189,1.8617820350000001,"MGD",1]
["DQIbtWUseP",190,1.874335533,"MGD","DQIbtWUseP",190,1.887056858,"MGD","DQIbtWUseP",190,1.8617313550000001,"MGD",1]
["DQIbtWUseP",191,1.873820507,"MGD","DQIbtWUseP",191,1.8854265729999999,"MGD","DQIbtWUseP",191,1.86182523,"MGD",1]
["DQIbtWUseP",192,1.873546961,"MGD","DQIbtWUseP",192,1.883988174,"MGD","DQIbtWUseP",192,1.8621085719999999,"MGD",1]
["DQIbtWUseP",193,1.87333332,"MGD","DQIbtWUseP",193,1.8827173049999999,"MGD","DQIbtWUseP",193,1.862504267,"MGD",1]
["DQIbtWUseP",194,1.8731784460000001,"MGD","DQIbtWUseP",194,1.8816029700000001,"MGD","DQIbtWUseP",194,1.8627191139999999,"MGD",1]
["DQIbtWUseP",195,1.873083458,"MGD","DQIbtWUseP",195,1.880631454,"MGD","DQIbtWUseP",195,1.86242087,"MGD",1]
["DQIbtWUseP",196,1.873050527,"MGD","DQIbtWUseP",196,1.8797926119999999,"MGD","DQIbtWUseP",196,1.861582563,"MGD",1]
["DQIbtWUseP",197,1.8730817,"MGD","DQIbtWUseP",197,1.87908729,"MGD","DQIbtWUseP",197,1.8605383069999999,"MGD",1]
["DQIbtWUseP",198,1.87318114,"MGD","DQIbtWUseP",198,1.878493349,"MGD","DQIbtWUseP",198,1.859120004,"MGD",1]
["DQIbtWUseP",199,1.8733484380000001,"MGD","DQIbtWUseP",199,1.877999132,"MGD","DQIbtWUseP",199,1.8598286239999999,"MGD",1]
["DQIbtWUseP",200,1.873609163,"MGD","DQIbtWUseP",200,1.877558509,"MGD","DQIbtWUseP",200,1.86381412,"MGD",1]
["DQIbtWUseP",201,1.873776967,"MGD","DQIbtWUseP",201,1.8771458729999999,"MGD","DQIbtWUseP",201,1.8628230059999999,"MGD",1]
["DQIbtWUseP",202,1.874162222,"MGD","DQIbtWUseP",202,1.876863688,"MGD","DQIbtWUseP",202,1.861586848,"MGD",1]
["DQIbtWUseP",203,1.874651863,"MGD","DQIbtWUseP",203,1.8766022870000001,"MGD","DQIbtWUseP",203,1.8620713609999999,"MGD",1]
["DQIbtWUseP",204,1.8749214729999999,"MGD","DQIbtWUseP",204,1.8763603090000001,"MGD","DQIbtWUseP",204,1.859335325,"MGD",1]
["DQIbtWUseP",205,1.8753199629999999,"MGD","DQIbtWUseP",205,1.875881321,"MGD","DQIbtWUseP",205,1.859523209,"MGD",1]
["DQIbtWUseP",206,1.875955126,"MGD","DQIbtWUseP",206,1.8754854009999999,"MGD","DQIbtWUseP",206,1.859787842,"MGD",1]
["DQIbtWUseP",207,1.876738131,"MGD","DQIbtWUseP",207,1.8750002800000001,"MGD","DQIbtWUseP",207,1.8597779029999999,"MGD",1]
["DQIbtWUseP",208,1.877638871,"MGD","DQIbtWUseP",208,1.8744130560000001,"MGD","DQIbtWUseP",208,1.858517714,"MGD",1]
["DQIbtWUseP",209,1.878649513,"MGD","DQIbtWUseP",209,1.8737300560000001,"MGD","DQIbtWUseP",209,1.858079491,"MGD",1]
["DQIbtWUseP",210,1.8796026109999999,"MGD","DQIbtWUseP",210,1.8730570980000001,"MGD","DQIbtWUseP",210,1.859831641,"MGD",1]
["DQIbtWUseP",211,1.880889869,"MGD","DQIbtWUseP",211,1.8728300330000001,"MGD","DQIbtWUseP",211,1.86029255,"MGD",1]
["DQIbtWUseP",212,1.8820146259999999,"MGD","DQIbtWUseP",212,1.873716545,"MGD","DQIbtWUseP",212,1.86241989,"MGD",1]
["DQIbtWUseP",213,1.8760722510000001,"MGD","DQIbtWUseP",213,1.8717774380000001,"MGD","DQIbtWUseP",213,1.8788464890000001,"MGD",1]
["DQIbtWUseP",214,1.875590689,"MGD","DQIbtWUseP",214,1.8715655200000001,"MGD","DQIbtWUseP",214,1.858346928,"MGD",1]
["DQIbtWUseP",215,1.874437143,"MGD","DQIbtWUseP",215,1.8719026670000001,"MGD","DQIbtWUseP",215,1.862341708,"MGD",1]
["DQIbtWUseP",216,1.8729721079999999,"MGD","DQIbtWUseP",216,1.8928377249999999,"MGD","DQIbtWUseP",216,1.85998164,"MGD",1]
["DQIbtWUseP",217,1.8717638860000001,"MGD","DQIbtWUseP",217,1.8700458010000001,"MGD","DQIbtWUseP",217,1.859514946,"MGD",1]
["DQIbtWUseP",218,1.871365191,"MGD","DQIbtWUseP",218,1.852911609,"MGD","DQIbtWUseP",218,0.98867328300000001,"MGD",1]
["DQIbtWUseP",219,1.88626921,"MGD","DQIbtWUseP",219,1.747212641,"MGD","DQIbtWUseP",219,7.5800000000000003E-6,"MGD",1]
["DQIbtWUseP",220,1.898845331,"MGD","DQIbtWUseP",220,1.7404375590000001,"MGD","DQIbtWUseP",220,3.6100000000000002E-6,"MGD",1]
["DQIbtWUseP",221,1.890114082,"MGD","DQIbtWUseP",221,1.260627913,"MGD","DQIbtWUseP",221,2.2900000000000001E-6,"MGD",1]
["DQIbtWUseP",222,1.726388933,"MGD","DQIbtWUseP",222,7.5800000000000003E-6,"MGD","DQIbtWUseP",222,1.6300000000000001E-6,"MGD",1]
["DQIbtWUseP",223,1.703068606,"MGD","DQIbtWUseP",223,3.6100000000000002E-6,"MGD","DQIbtWUseP",223,1.24E-6,"MGD",1]
["DQIbtWUseP",224,8.7597537000000003E-2,"MGD","DQIbtWUseP",224,2.2900000000000001E-6,"MGD","DQIbtWUseP",224,9.8100000000000001E-7,"MGD",1]
["DQIbtWUseP",225,7.5800000000000003E-6,"MGD","DQIbtWUseP",225,1.6300000000000001E-6,"MGD","DQIbtWUseP",225,7.9800000000000003E-7,"MGD",1]
["DQIbtWUseP",226,3.6100000000000002E-6,"MGD","DQIbtWUseP",226,1.24E-6,"MGD","DQIbtWUseP",226,6.61E-7,"MGD",1]
["DQIbtWUseP",227,2.2900000000000001E-6,"MGD","DQIbtWUseP",227,9.8100000000000001E-7,"MGD","DQIbtWUseP",227,5.5700000000000002E-7,"MGD",1]
["DQIbtWUseP",228,1.6300000000000001E-6,"MGD","DQIbtWUseP",228,7.9800000000000003E-7,"MGD","DQIbtWUseP",228,4.7399999999999998E-7,"MGD",1]
["DQIbtWUseP",229,1.24E-6,"MGD","DQIbtWUseP",229,6.61E-7,"MGD","DQIbtWUseP",229,4.0699999999999998E-7,"MGD",1]
["DQIbtWUseP",230,9.8100000000000001E-7,"MGD","DQIbtWUseP",230,5.5700000000000002E-7,"MGD","DQIbtWUseP",230,3.53E-7,"MGD",1]
["DQIbtWUseP",231,7.9800000000000003E-7,"MGD","DQIbtWUseP",231,4.7399999999999998E-7,"MGD","DQIbtWUseP",231,3.0699999999999998E-7,"MGD",1]
["DQIbtWUseP",232,6.6599999999999996E-7,"MGD","DQIbtWUseP",232,4.0999999999999999E-7,"MGD","DQIbtWUseP",232,2.7099999999999998E-7,"MGD",1]
["DQIbtWUseP",233,5.5899999999999996E-7,"MGD","DQIbtWUseP",233,3.5400000000000002E-7,"MGD","DQIbtWUseP",233,2.3799999999999999E-7,"MGD",1]
["DQIbtWUseP",234,4.75E-7,"MGD","DQIbtWUseP",234,3.0800000000000001E-7,"MGD","DQIbtWUseP",234,2.0900000000000001E-7,"MGD",1]
["DQIbtWUseP",235,4.0900000000000002E-7,"MGD","DQIbtWUseP",235,2.7000000000000001E-7,"MGD","DQIbtWUseP",235,1.85E-7,"MGD",1]
["DQIbtWUseP",236,3.53E-7,"MGD","DQIbtWUseP",236,2.3699999999999999E-7,"MGD","DQIbtWUseP",236,1.6400000000000001E-7,"MGD",1]
["DQIbtWUseP",237,3.0699999999999998E-7,"MGD","DQIbtWUseP",237,2.0900000000000001E-7,"MGD","DQIbtWUseP",237,1.4600000000000001E-7,"MGD",{"$f":"IF(ISNUMBER(C1732),IF(AVERAGE(C1732,G1732,K1732)<>MAX(C1732,G1732,K1732),1,0),\"\")","v":1}]
["DQIbtWUseP",238,2.6800000000000002E-7,"MGD","DQIbtWUseP",238,1.8400000000000001E-7,"MGD","DQIbtWUseP",238,1.29E-7,"MGD",1]
["DQIbtWUseP",239,2.34E-7,"MGD","DQIbtWUseP",239,1.6199999999999999E-7,"MGD","DQIbtWUseP",239,1.14E-7,"MGD",1]
["DQIbtWUseP",240,2.0599999999999999E-7,"MGD","DQIbtWUseP",240,1.43E-7,"MGD","DQIbtWUseP",240,1.02E-7,"MGD",1]
["DQIbtWUseP",241,7.5100000000000007E-9,"MGD","DQIbtWUseP",241,7.9500000000000001E-9,"MGD","DQIbtWUseP",241,8.4800000000000005E-9,"MGD",1]
["DQIbtWUseP",242,6.4899999999999997E-9,"MGD","DQIbtWUseP",242,6.8800000000000002E-9,"MGD","DQIbtWUseP",242,7.3600000000000002E-9,"MGD",1]
["DQIbtWUseP",243,5.5500000000000001E-9,"MGD","DQIbtWUseP",243,5.8800000000000004E-9,"MGD","DQIbtWUseP",243,6.2900000000000004E-9,"MGD",1]
["DQIbtWUseP",244,4.6999999999999999E-9,"MGD","DQIbtWUseP",244,4.9799999999999998E-9,"MGD","DQIbtWUseP",244,5.3199999999999998E-9,"MGD",1]
["DQIbtWUseP",245,4.18E-9,"MGD","DQIbtWUseP",245,4.5100000000000003E-9,"MGD","DQIbtWUseP",245,4.9E-9,"MGD",1]
["DQIbtWUseP",246,3.4999999999999999E-9,"MGD","DQIbtWUseP",246,3.8199999999999996E-9,"MGD","DQIbtWUseP",246,4.2100000000000001E-9,"MGD",1]
["DQIbtWUseP",247,2.8699999999999998E-9,"MGD","DQIbtWUseP",247,3.1500000000000001E-9,"MGD","DQIbtWUseP",247,3.4900000000000001E-9,"MGD",1]
["DQIbtWUseP",248,2.2600000000000001E-9,"MGD","DQIbtWUseP",248,2.5000000000000001E-9,"MGD","DQIbtWUseP",248,2.7900000000000001E-9,"MGD",1]
["DQIbtWUseP",249,1.73E-9,"MGD","DQIbtWUseP",249,1.92E-9,"MGD","DQIbtWUseP",249,2.1700000000000002E-9,"MGD",1]
["DQIbtWUseP",250,1.2400000000000001E-9,"MGD","DQIbtWUseP",250,1.4100000000000001E-9,"MGD","DQIbtWUseP",250,1.62E-9,"MGD",1]
["DQIbtWUseP",251,8.1799999999999997E-10,"MGD","DQIbtWUseP",251,9.5400000000000001E-10,"MGD","DQIbtWUseP",251,1.13E-9,"MGD",1]
["DQIbtWUseP",252,4.3799999999999999E-10,"MGD","DQIbtWUseP",252,5.4999999999999996E-10,"MGD","DQIbtWUseP",252,6.9199999999999999E-10,"MGD",1]
["DQIbtWUseP",253,1.02E-10,"MGD","DQIbtWUseP",253,1.9200000000000001E-10,"MGD","DQIbtWUseP",253,3.0800000000000002E-10,"MGD",1]
["DQIbtWUseP",254,0,"MGD","DQIbtWUseP",254,0,"MGD","DQIbtWUseP",254,0,"MGD",0]
["DQIbtWUseP",255,0,"MGD","DQIbtWUseP",255,0,"MGD","DQIbtWUseP",255,0,"MGD",0]
["DQIbtWUseP",256,0,"MGD","DQIbtWUseP",256,0,"MGD","DQIbtWUseP",256,0,"MGD",0]
["DQIbtWUseP",257,0,"MGD","DQIbtWUseP",257,0,"MGD","DQIbtWUseP",257,0,"MGD",0]
["DQIbtWUseP",258,0,"MGD","DQIbtWUseP",258,0,"MGD","DQIbtWUseP",258,0,"MGD",0]
["DQIbtWUseP",259,1.6700000000000001E-8,"MGD","DQIbtWUseP",259,1.6000000000000001E-8,"MGD","DQIbtWUseP",259,2.5399999999999999E-8,"MGD",1]
["DQIbtWUseP",260,1.4E-8,"MGD","DQIbtWUseP",260,1.8200000000000001E-8,"MGD","DQIbtWUseP",260,2.7E-8,"MGD",1]
["DQIbtWUseP",261,1.05E-8,"MGD","DQIbtWUseP",261,1.44E-8,"MGD","DQIbtWUseP",261,2.1600000000000002E-8,"MGD",1]
["DQIbtWUseP",262,7.6700000000000002E-9,"MGD","DQIbtWUseP",262,1.11E-8,"MGD","DQIbtWUseP",262,1.7100000000000001E-8,"MGD",1]
["DQIbtWUseP",263,5.4700000000000003E-9,"MGD","DQIbtWUseP",263,8.4900000000000003E-9,"MGD","DQIbtWUseP",263,1.35E-8,"MGD",1]
["DQIbtWUseP",264,3.77E-9,"MGD","DQIbtWUseP",264,6.3600000000000004E-9,"MGD","DQIbtWUseP",264,1.05E-8,"MGD",1]
["DQIbtWUseP",265,2.4699999999999999E-9,"MGD","DQIbtWUseP",265,4.6800000000000004E-9,"MGD","DQIbtWUseP",265,8.09E-9,"MGD",1]
["DQIbtWUseP",266,6.6199999999999999E-9,"MGD","DQIbtWUseP",266,9.0200000000000007E-9,"MGD","DQIbtWUseP",266,1.2499999999999999E-8,"MGD",1]
["DQIbtWUseP",267,6.34E-9,"MGD","DQIbtWUseP",267,8.3099999999999996E-9,"MGD","DQIbtWUseP",267,1.1199999999999999E-8,"MGD",1]
["DQIbtWUseP",268,4.8E-9,"MGD","DQIbtWUseP",268,6.4899999999999997E-9,"MGD","DQIbtWUseP",268,8.9500000000000007E-9,"MGD",1]
["DQIbtWUseP",269,3.4699999999999998E-9,"MGD","DQIbtWUseP",269,4.9200000000000004E-9,"MGD","DQIbtWUseP",269,6.9900000000000001E-9,"MGD",1]
["DQIbtWUseP",270,6.0600000000000002E-9,"MGD","DQIbtWUseP",270,7.7499999999999999E-9,"MGD","DQIbtWUseP",270,1.0099999999999999E-8,"MGD",1]
["DQIbtWUseP",271,5.3400000000000002E-9,"MGD","DQIbtWUseP",271,6.8299999999999998E-9,"MGD","DQIbtWUseP",271,8.8599999999999996E-9,"MGD",1]
["DQIbtWUseP",272,4.1299999999999996E-9,"MGD","DQIbtWUseP",272,5.38E-9,"MGD","DQIbtWUseP",272,7.0999999999999999E-9,"MGD",1]
["DQIbtWUseP",273,3.0300000000000001E-9,"MGD","DQIbtWUseP",273,4.1000000000000003E-9,"MGD","DQIbtWUseP",273,5.5400000000000003E-9,"MGD",1]
["DQIbtWUseP",274,2.0799999999999998E-9,"MGD","DQIbtWUseP",274,2.9899999999999998E-9,"MGD","DQIbtWUseP",274,4.2000000000000004E-9,"MGD",1]
["DQIbtWUseP",275,1.2900000000000001E-9,"MGD","DQIbtWUseP",275,2.0599999999999999E-9,"MGD","DQIbtWUseP",275,3.0600000000000002E-9,"MGD",1]
["DQIbtWUseP",276,6.2300000000000002E-10,"MGD","DQIbtWUseP",276,1.27E-9,"MGD","DQIbtWUseP",276,2.11E-9,"MGD",1]
["DQIbtWUseP",277,6.8299999999999999E-11,"MGD","DQIbtWUseP",277,6.1199999999999995E-10,"MGD","DQIbtWUseP",277,1.31E-9,"MGD",1]
["DQIbtWUseP",278,0,"MGD","DQIbtWUseP",278,6.4600000000000002E-11,"MGD","DQIbtWUseP",278,6.3799999999999997E-10,"MGD",1]
["DQIbtWUseP",279,0,"MGD","DQIbtWUseP",279,0,"MGD","DQIbtWUseP",279,7.7899999999999997E-11,"MGD",1]
["DQIbtWUseP",280,0,"MGD","DQIbtWUseP",280,0,"MGD","DQIbtWUseP",280,0,"MGD",0]
["DQIbtWUseP",281,0,"MGD","DQIbtWUseP",281,0,"MGD","DQIbtWUseP",281,0,"MGD",0]
["DQIbtWUseP",282,0,"MGD","DQIbtWUseP",282,0,"MGD","DQIbtWUseP",282,0,"MGD",0]
["DQIbtWUseP",283,0,"MGD","DQIbtWUseP",283,0,"MGD","DQIbtWUseP",283,0,"MGD",0]
["DQIbtWUseP",284,0,"MGD","DQIbtWUseP",284,0,"MGD","DQIbtWUseP",284,0,"MGD",0]
["DQIbtWUseP",285,0,"MGD","DQIbtWUseP",285,0,"MGD","DQIbtWUseP",285,0,"MGD",0]
["DQIbtWUseP",286,0,"MGD","DQIbtWUseP",286,0,"MGD","DQIbtWUseP",286,0,"MGD",0]
["DQIbtWUseP",287,0,"MGD","DQIbtWUseP",287,0,"MGD","DQIbtWUseP",287,0,"MGD",0]
["DQIbtWUseP",288,0,"MGD","DQIbtWUseP",288,0,"MGD","DQIbtWUseP",288,0,"MGD",0]
["DQIbtWUseP",289,0,"MGD","DQIbtWUseP",289,0,"MGD","DQIbtWUseP",289,0,"MGD",0]
["DQIbtWUseP",290,0,"MGD","DQIbtWUseP",290,0,"MGD","DQIbtWUseP",290,0,"MGD",0]
["DQIbtWUseP",291,0,"MGD","DQIbtWUseP",291,0,"MGD","DQIbtWUseP",291,0,"MGD",0]
["DQIbtWUseP",292,0,"MGD","DQIbtWUseP",292,0,"MGD","DQIbtWUseP",292,0,"MGD",0]
["DQIbtWUseP",293,0,"MGD","DQIbtWUseP",293,0,"MGD","DQIbtWUseP",293,0,"MGD",0]
["DQIbtWUseP",294,0,"MGD","DQIbtWUseP",294,0,"MGD","DQIbtWUseP",294,0,"MGD",0]
["DQIbtWUseP",295,0,"MGD","DQIbtWUseP",295,0,"MGD","DQIbtWUseP",295,0,"MGD",0]
["DQIbtWUseP",296,0,"MGD","DQIbtWUseP",296,0,"MGD","DQIbtWUseP",296,0,"MGD",0]
["DQIbtWUseP",297,0,"MGD","DQIbtWUseP",297,0,"MGD","DQIbtWUseP",297,0,"MGD",0]
["DQIbtWUseP",298,0,"MGD","DQIbtWUseP",298,0,"MGD","DQIbtWUseP",298,0,"MGD",0]
["DQIbtWUseP",299,0,"MGD","DQIbtWUseP",299,0,"MGD","DQIbtWUseP",299,0,"MGD",0]
["DQIbtWUseP",300,0,"MGD","DQIbtWUseP",300,0,"MGD","DQIbtWUseP",300,0,"MGD",0]
["DQIbtWUseP",301,0,"MGD","DQIbtWUseP",301,0,"MGD","DQIbtWUseP",301,0,"MGD",{"$f":"IF(ISNUMBER(C1796),IF(AVERAGE(C1796,G1796,K1796)<>MAX(C1796,G1796,K1796),1,0),\"\")","v":0}]
["DQIbtWUseP",302,0,"MGD","DQIbtWUseP",302,0,"MGD","DQIbtWUseP",302,0,"MGD",0]
["DQIbtWUseP",303,0,"MGD","DQIbtWUseP",303,0,"MGD","DQIbtWUseP",303,0,"MGD",0]
["DQIbtWUseP",304,0,"MGD","DQIbtWUseP",304,0,"MGD","DQIbtWUseP",304,0,"MGD",0]
["DQIbtWUseP",305,0,"MGD","DQIbtWUseP",305,0,"MGD","DQIbtWUseP",305,0,"MGD",0]
["DQIbtWUseP",306,0,"MGD","DQIbtWUseP",306,0,"MGD","DQIbtWUseP",306,0,"MGD",0]
["DQIbtWUseP",307,0,"MGD","DQIbtWUseP",307,0,"MGD","DQIbtWUseP",307,0,"MGD",0]
["DQIbtWUseP",308,0,"MGD","DQIbtWUseP",308,0,"MGD","DQIbtWUseP",308,0,"MGD",0]
["DQIbtWUseP",309,0,"MGD","DQIbtWUseP",309,0,"MGD","DQIbtWUseP",309,0,"MGD",0]
["DQIbtWUseP",310,0,"MGD","DQIbtWUseP",310,0,"MGD","DQIbtWUseP",310,0,"MGD",0]
["DQIbtWUseP",311,0,"MGD","DQIbtWUseP",311,0,"MGD","DQIbtWUseP",311,0,"MGD",0]
["DQIbtWUseP",312,0,"MGD","DQIbtWUseP",312,0,"MGD","DQIbtWUseP",312,0,"MGD",0]
["DQIbtWUseP",313,0,"MGD","DQIbtWUseP",313,0,"MGD","DQIbtWUseP",313,0,"MGD",0]
["DQIbtWUseP",314,0,"MGD","DQIbtWUseP",314,0,"MGD","DQIbtWUseP",314,0,"MGD",0]
["DQIbtWUseP",315,0,"MGD","DQIbtWUseP",315,0,"MGD","DQIbtWUseP",315,0,"MGD",0]
["DQIbtWUseP",316,0,"MGD","DQIbtWUseP",316,0,"MGD","DQIbtWUseP",316,0,"MGD",0]
["DQIbtWUseP",317,0,"MGD","DQIbtWUseP",317,0,"MGD","DQIbtWUseP",317,0,"MGD",0]
["DQIbtWUseP",318,0,"MGD","DQIbtWUseP",318,0,"MGD","DQIbtWUseP",318,0,"MGD",0]
["DQIbtWUseP",319,0,"MGD","DQIbtWUseP",319,0,"MGD","DQIbtWUseP",319,0,"MGD",0]
["DQIbtWUseP",320,0,"MGD","DQIbtWUseP",320,0,"MGD","DQIbtWUseP",320,0,"MGD",0]
["DQIbtWUseP",321,0,"MGD","DQIbtWUseP",321,0,"MGD","DQIbtWUseP",321,0,"MGD",0]
["DQIbtWUseP",322,0,"MGD","DQIbtWUseP",322,0,"MGD","DQIbtWUseP",322,0,"MGD",0]
["DQIbtWUseP",323,0,"MGD","DQIbtWUseP",323,0,"MGD","DQIbtWUseP",323,0,"MGD",0]
["DQIbtWUseP",324,0,"MGD","DQIbtWUseP",324,0,"MGD","DQIbtWUseP",324,0,"MGD",0]
["DQIbtWUseP",325,0,"MGD","DQIbtWUseP",325,0,"MGD","DQIbtWUseP",325,0,"MGD",0]
["DQIbtWUseP",326,0,"MGD","DQIbtWUseP",326,0,"MGD","DQIbtWUseP",326,0,"MGD",0]
["DQIbtWUseP",327,0,"MGD","DQIbtWUseP",327,0,"MGD","DQIbtWUseP",327,0,"MGD",0]
["DQIbtWUseP",328,0,"MGD","DQIbtWUseP",328,0,"MGD","DQIbtWUseP",328,0,"MGD",0]
["DQIbtWUseP",329,0,"MGD","DQIbtWUseP",329,0,"MGD","DQIbtWUseP",329,0,"MGD",0]
["DQIbtWUseP",330,0,"MGD","DQIbtWUseP",330,0,"MGD","DQIbtWUseP",330,0,"MGD",0]
["DQIbtWUseP",331,0,"MGD","DQIbtWUseP",331,0,"MGD","DQIbtWUseP",331,0,"MGD",0]
["DQIbtWUseP",332,0,"MGD","DQIbtWUseP",332,0,"MGD","DQIbtWUseP",332,0,"MGD",0]
["DQIbtWUseP",333,0,"MGD","DQIbtWUseP",333,0,"MGD","DQIbtWUseP",333,0,"MGD",0]
["DQIbtWUseP",334,0,"MGD","DQIbtWUseP",334,0,"MGD","DQIbtWUseP",334,0,"MGD",0]
["DQIbtWUseP",335,0,"MGD","DQIbtWUseP",335,0,"MGD","DQIbtWUseP",335,0,"MGD",0]
["DQIbtWUseP",336,0,"MGD","DQIbtWUseP",336,0,"MGD","DQIbtWUseP",336,0,"MGD",0]
["DQIbtWUseP",337,0,"MGD","DQIbtWUseP",337,0,"MGD","DQIbtWUseP",337,0,"MGD",0]
["DQIbtWUseP",338,0,"MGD","DQIbtWUseP",338,0,"MGD","DQIbtWUseP",338,0,"MGD",0]
["DQIbtWUseP",339,0,"MGD","DQIbtWUseP",339,0,"MGD","DQIbtWUseP",339,0,"MGD",0]
["DQIbtWUseP",340,0,"MGD","DQIbtWUseP",340,0,"MGD","DQIbtWUseP",340,0,"MGD",0]
["DQIbtWUseP",341,0,"MGD","DQIbtWUseP",341,0,"MGD","DQIbtWUseP",341,0,"MGD",0]
["DQIbtWUseP",342,0,"MGD","DQIbtWUseP",342,0,"MGD","DQIbtWUseP",342,0,"MGD",0]
["DQIbtWUseP",343,0,"MGD","DQIbtWUseP",343,0,"MGD","DQIbtWUseP",343,0,"MGD",0]
["DQIbtWUseP",344,0,"MGD","DQIbtWUseP",344,0,"MGD","DQIbtWUseP",344,0,"MGD",0]
["DQIbtWUseP",345,0,"MGD","DQIbtWUseP",345,0,"MGD","DQIbtWUseP",345,0,"MGD",0]
["DQIbtWUseP",346,0.92276906999999997,"MGD","DQIbtWUseP",346,0.91979487199999999,"MGD","DQIbtWUseP",346,0.91653662899999999,"MGD",1]
["DQIbtWUseP",347,0.93341929400000001,"MGD","DQIbtWUseP",347,0.92113384899999995,"MGD","DQIbtWUseP",347,0.91637629200000004,"MGD",1]
["DQIbtWUseP",348,0.93453847599999995,"MGD","DQIbtWUseP",348,0.92120477499999998,"MGD","DQIbtWUseP",348,0.91655103699999996,"MGD",1]
["DQIbtWUseP",349,0.93433453300000002,"MGD","DQIbtWUseP",349,0.92116709600000002,"MGD","DQIbtWUseP",349,0.91670185199999998,"MGD",1]
["DQIbtWUseP",350,0.93373811200000001,"MGD","DQIbtWUseP",350,0.92118019100000004,"MGD","DQIbtWUseP",350,0.91683349700000005,"MGD",1]
["DQIbtWUseP",351,0.93325256899999998,"MGD","DQIbtWUseP",351,0.92115819099999996,"MGD","DQIbtWUseP",351,0.91693976600000004,"MGD",1]
["DQIbtWUseP",352,0.93273373000000004,"MGD","DQIbtWUseP",352,0.92115791300000005,"MGD","DQIbtWUseP",352,0.91701836800000003,"MGD",1]
["DQIbtWUseP",353,0.93239899999999998,"MGD","DQIbtWUseP",353,0.92116214299999999,"MGD","DQIbtWUseP",353,0.91707289599999997,"MGD",1]
["DQIbtWUseP",354,0.93136288700000003,"MGD","DQIbtWUseP",354,0.92128166700000003,"MGD","DQIbtWUseP",354,0.917121611,"MGD",1]
["DQIbtWUseP",355,0.93121754700000003,"MGD","DQIbtWUseP",355,0.92118013600000004,"MGD","DQIbtWUseP",355,0.91714295899999998,"MGD",1]
["DQIbtWUseP",356,0.92982180699999994,"MGD","DQIbtWUseP",356,0.92117945999999995,"MGD","DQIbtWUseP",356,0.91716277400000001,"MGD",1]
["DQIbtWUseP",357,0.92864466400000001,"MGD","DQIbtWUseP",357,0.92117830199999995,"MGD","DQIbtWUseP",357,0.917171968,"MGD",1]
["DQIbtWUseP",358,0.92764675600000002,"MGD","DQIbtWUseP",358,0.92118228499999999,"MGD","DQIbtWUseP",358,0.91717041499999996,"MGD",1]
["DQIbtWUseP",359,0.92666491799999995,"MGD","DQIbtWUseP",359,0.92126396799999999,"MGD","DQIbtWUseP",359,0.91716770000000003,"MGD",1]
["DQIbtWUseP",360,0.92606389700000002,"MGD","DQIbtWUseP",360,0.92118455700000001,"MGD","DQIbtWUseP",360,0.91712769999999999,"MGD",1]
["DQIbtWUseP",361,0.92515111299999997,"MGD","DQIbtWUseP",361,0.92118799900000004,"MGD","DQIbtWUseP",361,0.91709264599999996,"MGD",1]
["DQIbtWUseP",362,0.92442175299999996,"MGD","DQIbtWUseP",362,0.921204935,"MGD","DQIbtWUseP",362,0.91702394799999998,"MGD",1]
["DQIbtWUseP",363,0.92387253899999999,"MGD","DQIbtWUseP",363,0.92122383600000002,"MGD","DQIbtWUseP",363,0.91691409300000004,"MGD",1]
["DQIbtWUseP",364,0.923456163,"MGD","DQIbtWUseP",364,0.92123532500000005,"MGD","DQIbtWUseP",364,0.91676069100000002,"MGD",1]
["DQIbtWUseP",365,0.92310932099999998,"MGD","DQIbtWUseP",365,0.92126662100000001,"MGD","DQIbtWUseP",365,0.91657118199999998,"MGD",{"$f":"IF(ISNUMBER(C1860),IF(AVERAGE(C1860,G1860,K1860)<>MAX(C1860,G1860,K1860),1,0),\"\")","v":1}]
["DQResAsr",1,0,"MGD","DQResAsr",1,0,"MGD","DQResAsr",1,0,"MGD",0]
["DQResAsr",2,0,"MGD","DQResAsr",2,0,"MGD","DQResAsr",2,0,"MGD",0]
["DQResAsr",3,0,"MGD","DQResAsr",3,0,"MGD","DQResAsr",3,0,"MGD",0]
["DQResAsr",4,0,"MGD","DQResAsr",4,0,"MGD","DQResAsr",4,0,"MGD",0]
["DQResAsr",5,0,"MGD","DQResAsr",5,0,"MGD","DQResAsr",5,0,"MGD",0]
["DQResAsr",6,0,"MGD","DQResAsr",6,0,"MGD","DQResAsr",6,0,"MGD",0]
["DQResAsr",7,0,"MGD","DQResAsr",7,0,"MGD","DQResAsr",7,0,"MGD",0]
["DQResAsr",8,0,"MGD","DQResAsr",8,0,"MGD","DQResAsr",8,0,"MGD",0]
["DQResAsr",9,0,"MGD","DQResAsr",9,0,"MGD","DQResAsr",9,0,"MGD",0]
["DQResAsr",10,0,"MGD","DQResAsr",10,0,"MGD","DQResAsr",10,0,"MGD",0]
["DQResAsr",11,0,"MGD","DQResAsr",11,0,"MGD","DQResAsr",11,0,"MGD",0]
["DQResAsr",12,0,"MGD","DQResAsr",12,0,"MGD","DQResAsr",12,0,"MGD",0]
["DQResAsr",13,0,"MGD","DQResAsr",13,0,"MGD","DQResAsr",13,0,"MGD",0]
["DQResAsr",14,0,"MGD","DQResAsr",14,0,"MGD","DQResAsr",14,0,"MGD",0]
["DQResAsr",15,0,"MGD","DQResAsr",15,0,"MGD","DQResAsr",15,0,"MGD",0]
["DQResAsr",16,0,"MGD","DQResAsr",16,0,"MGD","DQResAsr",16,0,"MGD",0]
["DQResAsr",17,0,"MGD","DQResAsr",17,0,"MGD","DQResAsr",17,0,"MGD",0]
["DQResAsr",18,0,"MGD","DQResAsr",18,0,"MGD","DQResAsr",18,0,"MGD",0]
["DQResAsr",19,0,"MGD","DQResAsr",19,0,"MGD","DQResAsr",19,0,"MGD",0]
["DQResAsr",20,0,"MGD","DQResAsr",20,0,"MGD","DQResAsr",20,0,"MGD",0]
["DQResAsr",21,0,"MGD","DQResAsr",21,0,"MGD","DQResAsr",21,0,"MGD",0]
["DQResAsr",22,0,"MGD","DQResAsr",22,0,"MGD","DQResAsr",22,0,"MGD",0]
["DQResAsr",23,0,"MGD","DQResAsr",23,0,"MGD","DQResAsr",23,0,"MGD",0]
["DQResAsr",24,0,"MGD","DQResAsr",24,0,"MGD","DQResAsr",24,0,"MGD",0]
["DQResAsr",25,0,"MGD","DQResAsr",25,0,"MGD","DQResAsr",25,0,"MGD",0]
["DQResAsr",26,0,"MGD","DQResAsr",26,0,"MGD","DQResAsr",26,0,"MGD",0]
["DQResAsr",27,0,"MGD","DQResAsr",27,0,"MGD","DQResAsr",27,0,"MGD",0]
["DQResAsr",28,0,"MGD","DQResAsr",28,0,"MGD","DQResAsr",28,0,"MGD",0]
["DQResAsr",29,0,"MGD","DQResAsr",29,0,"MGD","DQResAsr",29,0,"MGD",0]
["DQResAsr",30,0,"MGD","DQResAsr",30,0,"MGD","DQResAsr",30,0,"MGD",0]
["DQResAsr",31,0,"MGD","DQResAsr",31,0,"MGD","DQResAsr",31,0,"MGD",0]
["DQResAsr",32,0,"MGD","DQResAsr",32,0,"MGD","DQResAsr",32,0,"MGD",0]
["DQResAsr",33,0,"MGD","DQResAsr",33,0,"MGD","DQResAsr",33,0,"MGD",0]
["DQResAsr",34,0,"MGD","DQResAsr",34,0,"MGD","DQResAsr",34,0,"MGD",0]
["DQResAsr",35,0,"MGD","DQResAsr",35,0,"MGD","DQResAsr",35,0,"MGD",0]
["DQResAsr",36,0,"MGD","DQResAsr",36,0,"MGD","DQResAsr",36,0,"MGD",0]
["DQResAsr",37,0,"MGD","DQResAsr",37,0,"MGD","DQResAsr",37,0,"MGD",0]
["DQResAsr",38,0,"MGD","DQResAsr",38,0,"MGD","DQResAsr",38,0,"MGD",0]
["DQResAsr",39,0,"MGD","DQResAsr",39,0,"MGD","DQResAsr",39,0,"MGD",0]
["DQResAsr",40,0,"MGD","DQResAsr",40,0,"MGD","DQResAsr",40,0,"MGD",0]
["DQResAsr",41,0,"MGD","DQResAsr",41,0,"MGD","DQResAsr",41,0,"MGD",0]
["DQResAsr",42,0,"MGD","DQResAsr",42,0,"MGD","DQResAsr",42,0,"MGD",0]
["DQResAsr",43,0,"MGD","DQResAsr",43,0,"MGD","DQResAsr",43,0,"MGD",0]
["DQResAsr",44,0,"MGD","DQResAsr",44,0,"MGD","DQResAsr",44,0,"MGD",0]
["DQResAsr",45,0,"MGD","DQResAsr",45,0,"MGD","DQResAsr",45,0,"MGD",0]
["DQResAsr",46,0,"MGD","DQResAsr",46,0,"MGD","DQResAsr",46,0,"MGD",0]
["DQResAsr",47,0,"MGD","DQResAsr",47,0,"MGD","DQResAsr",47,0,"MGD",0]
["DQResAsr",48,0,"MGD","DQResAsr",48,0,"MGD","DQResAsr",48,0,"MGD",0]
["DQResAsr",49,0,"MGD","DQResAsr",49,0,"MGD","DQResAsr",49,0,"MGD",0]
["DQResAsr",50,0,"MGD","DQResAsr",50,0,"MGD","DQResAsr",50,0,"MGD",0]
["DQResAsr",51,0,"MGD","DQResAsr",51,0,"MGD","DQResAsr",51,0,"MGD",0]
["DQResAsr",52,0,"MGD","DQResAsr",52,0,"MGD","DQResAsr",52,0,"MGD",0]
["DQResAsr",53,0,"MGD","DQResAsr",53,0,"MGD","DQResAsr",53,0,"MGD",0]
["DQResAsr",54,0,"MGD","DQResAsr",54,0,"MGD","DQResAsr",54,0,"MGD",0]
["DQResAsr",55,0,"MGD","DQResAsr",55,0,"MGD","DQResAsr",55,0,"MGD",0]
["DQResAsr",56,0,"MGD","DQResAsr",56,0,"MGD","DQResAsr",56,0,"MGD",0]
["DQResAsr",57,0,"MGD","DQResAsr",57,0,"MGD","DQResAsr",57,0,"MGD",0]
["DQResAsr",58,0,"MGD","DQResAsr",58,0,"MGD","DQResAsr",58,0,"MGD",0]
["DQResAsr",59,0,"MGD","DQResAsr",59,0,"MGD","DQResAsr",59,0,"MGD",0]
["DQResAsr",60,0,"MGD","DQResAsr",60,0,"MGD","DQResAsr",60,0,"MGD",0]
["DQResAsr",61,0,"MGD","DQResAsr",61,0,"MGD","DQResAsr",61,0,"MGD",0]
["DQResAsr",62,0,"MGD","DQResAsr",62,0,"MGD","DQResAsr",62,0,"MGD",0]
["DQResAsr",63,0,"MGD","DQResAsr",63,0,"MGD","DQResAsr",63,0,"MGD",0]
["DQResAsr",64,0,"MGD","DQResAsr",64,0,"MGD","DQResAsr",64,0,"MGD",{"$f":"IF(ISNUMBER(C1924),IF(AVERAGE(C1924,G1924,K1924)<>MAX(C1924,G1924,K1924),1,0),\"\")","v":0}]
["DQResAsr",65,0,"MGD","DQResAsr",65,0,"MGD","DQResAsr",65,0,"MGD",0]
["DQResAsr",66,0,"MGD","DQResAsr",66,0,"MGD","DQResAsr",66,0,"MGD",0]
["DQResAsr",67,0,"MGD","DQResAsr",67,0,"MGD","DQResAsr",67,0,"MGD",0]
["DQResAsr",68,0,"MGD","DQResAsr",68,0,"MGD","DQResAsr",68,0,"MGD",0]
["DQResAsr",69,0,"MGD","DQResAsr",69,0,"MGD","DQResAsr",69,0,"MGD",0]
["DQResAsr",70,0,"MGD","DQResAsr",70,0,"MGD","DQResAsr",70,0,"MGD",0]
["DQResAsr",71,0,"MGD","DQResAsr",71,0,"MGD","DQResAsr",71,0,"MGD",0]
["DQResAsr",72,0,"MGD","DQResAsr",72,0,"MGD","DQResAsr",72,0,"MGD",0]
["DQResAsr",73,0,"MGD","DQResAsr",73,0,"MGD","DQResAsr",73,0,"MGD",0]
["DQResAsr",74,0,"MGD","DQResAsr",74,0,"MGD","DQResAsr",74,0,"MGD",0]
["DQResAsr",75,0,"MGD","DQResAsr",75,0,"MGD","DQResAsr",75,0,"MGD",0]
["DQResAsr",76,0,"MGD","DQResAsr",76,0,"MGD","DQResAsr",76,0,"MGD",0]
["DQResAsr",77,0,"MGD","DQResAsr",77,0,"MGD","DQResAsr",77,0,"MGD",0]
["DQResAsr",78,0,"MGD","DQResAsr",78,0,"MGD","DQResAsr",78,0,"MGD",0]
["DQResAsr",79,0,"MGD","DQResAsr",79,0,"MGD","DQResAsr",79,0,"MGD",0]
["DQResAsr",80,0,"MGD","DQResAsr",80,0,"MGD","DQResAsr",80,0,"MGD",0]
["DQResAsr",81,0,"MGD","DQResAsr",81,0,"MGD","DQResAsr",81,0,"MGD",0]
["DQResAsr",82,0,"MGD","DQResAsr",82,0,"MGD","DQResAsr",82,0,"MGD",0]
["DQResAsr",83,0,"MGD","DQResAsr",83,0,"MGD","DQResAsr",83,0,"MGD",0]
["DQResAsr",84,0,"MGD","DQResAsr",84,0,"MGD","DQResAsr",84,0,"MGD",0]
["DQResAsr",85,0,"MGD","DQResAsr",85,0,"MGD","DQResAsr",85,0,"MGD",0]
["DQResAsr",86,0,"MGD","DQResAsr",86,0,"MGD","DQResAsr",86,0,"MGD",0]
["DQResAsr",87,0,"MGD","DQResAsr",87,0,"MGD","DQResAsr",87,0,"MGD",0]
["DQResAsr",88,0,"MGD","DQResAsr",88,0,"MGD","DQResAsr",88,0,"MGD",0]
["DQResAsr",89,0,"MGD","DQResAsr",89,0,"MGD","DQResAsr",89,0,"MGD",0]
["DQResAsr",90,0,"MGD","DQResAsr",90,0,"MGD","DQResAsr",90,0,"MGD",0]
["DQResAsr",91,0,"MGD","DQResAsr",91,0,"MGD","DQResAsr",91,0,"MGD",0]
["DQResAsr",92,0,"MGD","DQResAsr",92,0,"MGD","DQResAsr",92,0,"MGD",0]
["DQResAsr",93,0,"MGD","DQResAsr",93,0,"MGD","DQResAsr",93,0,"MGD",0]
["DQResAsr",94,0,"MGD","DQResAsr",94,0,"MGD","DQResAsr",94,0,"MGD",0]
["DQResAsr",95,0,"MGD","DQResAsr",95,0,"MGD","DQResAsr",95,0,"MGD",0]
["DQResAsr",96,0,"MGD","DQResAsr",96,0,"MGD","DQResAsr",96,0,"MGD",0]
["DQResAsr",97,0,"MGD","DQResAsr",97,0,"MGD","DQResAsr",97,0,"MGD",0]
["DQResAsr",98,0,"MGD","DQResAsr",98,0,"MGD","DQResAsr",98,0,"MGD",0]
["DQResAsr",99,0,"MGD","DQResAsr",99,0,"MGD","DQResAsr",99,0,"MGD",0]
["DQResAsr",100,0,"MGD","DQResAsr",100,0,"MGD","DQResAsr",100,0,"MGD",0]
["DQResAsr",101,0,"MGD","DQResAsr",101,0,"MGD","DQResAsr",101,0,"MGD",0]
["DQResAsr",102,0,"MGD","DQResAsr",102,0,"MGD","DQResAsr",102,0,"MGD",0]
["DQResAsr",103,0,"MGD","DQResAsr",103,0,"MGD","DQResAsr",103,0,"MGD",0]
["DQResAsr",104,0,"MGD","DQResAsr",104,0,"MGD","DQResAsr",104,0,"MGD",0]
["DQResAsr",105,0,"MGD","DQResAsr",105,0,"MGD","DQResAsr",105,0,"MGD",0]
["DQResAsr",106,0,"MGD","DQResAsr",106,0,"MGD","DQResAsr",106,0,"MGD",0]
["DQResAsr",107,0,"MGD","DQResAsr",107,0,"MGD","DQResAsr",107,0,"MGD",0]
["DQResAsr",108,0,"MGD","DQResAsr",108,0,"MGD","DQResAsr",108,0,"MGD",0]
["DQResAsr",109,0,"MGD","DQResAsr",109,0,"MGD","DQResAsr",109,0,"MGD",0]
["DQResAsr",110,0,"MGD","DQResAsr",110,0,"MGD","DQResAsr",110,0,"MGD",0]
["DQResAsr",111,0,"MGD","DQResAsr",111,0,"MGD","DQResAsr",111,0,"MGD",0]
["DQResAsr",112,0,"MGD","DQResAsr",112,0,"MGD","DQResAsr",112,0,"MGD",0]
["DQResAsr",113,0,"MGD","DQResAsr",113,0,"MGD","DQResAsr",113,0,"MGD",0]
["DQResAsr",114,0,"MGD","DQResAsr",114,0,"MGD","DQResAsr",114,0,"MGD",0]
["DQResAsr",115,0,"MGD","DQResAsr",115,0,"MGD","DQResAsr",115,0,"MGD",0]
["DQResAsr",116,0,"MGD","DQResAsr",116,0,"MGD","DQResAsr",116,0,"MGD",0]
["DQResAsr",117,0,"MGD","DQResAsr",117,0,"MGD","DQResAsr",117,0,"MGD",0]
["DQResAsr",118,0,"MGD","DQResAsr",118,0,"MGD","DQResAsr",118,0,"MGD",0]
["DQResAsr",119,0,"MGD","DQResAsr",119,0,"MGD","DQResAsr",119,0,"MGD",0]
["DQResAsr",120,0,"MGD","DQResAsr",120,0,"MGD","DQResAsr",120,0,"MGD",0]
["DQResAsr",121,0,"MGD","DQResAsr",121,0,"MGD","DQResAsr",121,0,"MGD",0]
["DQResAsr",122,0,"MGD","DQResAsr",122,0,"MGD","DQResAsr",122,0,"MGD",0]
["DQResAsr",123,0,"MGD","DQResAsr",123,0,"MGD","DQResAsr",123,0,"MGD",0]
["DQResAsr",124,0,"MGD","DQResAsr",124,0,"MGD","DQResAsr",124,0,"MGD",0]
["DQResAsr",125,0,"MGD","DQResAsr",125,0,"MGD","DQResAsr",125,0,"MGD",0]
["DQResAsr",126,0,"MGD","DQResAsr",126,0,"MGD","DQResAsr",126,0,"MGD",0]
["DQResAsr",127,0,"MGD","DQResAsr",127,0,"MGD","DQResAsr",127,0,"MGD",0]
["DQResAsr",128,0,"MGD","DQResAsr",128,0,"MGD","DQResAsr",128,0,"MGD",{"$f":"IF(ISNUMBER(C1988),IF(AVERAGE(C1988,G1988,K1988)<>MAX(C1988,G1988,K1988),1,0),\"\")","v":0}]
["DQResAsr",129,0,"MGD","DQResAsr",129,0,"MGD","DQResAsr",129,0,"MGD",0]
["DQResAsr",130,0,"MGD","DQResAsr",130,0,"MGD","DQResAsr",130,0,"MGD",0]
["DQResAsr",131,0,"MGD","DQResAsr",131,0,"MGD","DQResAsr",131,0,"MGD",0]
["DQResAsr",132,0,"MGD","DQResAsr",132,0,"MGD","DQResAsr",132,0,"MGD",0]
["DQResAsr",133,0,"MGD","DQResAsr",133,0,"MGD","DQResAsr",133,0,"MGD",0]
["DQResAsr",134,0,"MGD","DQResAsr",134,0,"MGD","DQResAsr",134,0,"MGD",0]
["DQResAsr",135,0,"MGD","DQResAsr",135,0,"MGD","DQResAsr",135,0,"MGD",0]
["DQResAsr",136,0,"MGD","DQResAsr",136,0,"MGD","DQResAsr",136,0,"MGD",0]
["DQResAsr",137,0,"MGD","DQResAsr",137,0,"MGD","DQResAsr",137,0,"MGD",0]
["DQResAsr",138,0,"MGD","DQResAsr",138,0,"MGD","DQResAsr",138,0,"MGD",0]
["DQResAsr",139,0,"MGD","DQResAsr",139,0,"MGD","DQResAsr",139,0,"MGD",0]
["DQResAsr",140,0,"MGD","DQResAsr",140,0,"MGD","DQResAsr",140,0,"MGD",0]
["DQResAsr",156,0,"MGD","DQResAsr",156,0,"MGD","DQResAsr",156,0,"MGD",0]
["DQResAsr",163,0,"MGD","DQResAsr",163,0,"MGD","DQResAsr",163,0,"MGD",0]
["DQResAsr",178,0,"MGD","DQResAsr",178,0,"MGD","DQResAsr",178,0,"MGD",0]
["DQResAsr",210,0,"MGD","DQResAsr",210,0,"MGD","DQResAsr",210,0,"MGD",0]
["DQResAsr",221,0,"MGD","DQResAsr",221,0,"MGD","DQResAsr",221,0,"MGD",0]
["DQResAsr",235,0,"MGD","DQResAsr",235,0,"MGD","DQResAsr",235,0,"MGD",0]
["DQResAsr",264,0,"MGD","DQResAsr",264,0,"MGD","DQResAsr",264,0,"MGD",0]
["DQResAsr",282,0,"MGD","DQResAsr",282,0,"MGD","DQResAsr",282,0,"MGD",0]
["DQResAsr",288,0,"MGD","DQResAsr",288,0,"MGD","DQResAsr",288,0,"MGD",0]
["DQResAsr",311,0,"MGD","DQResAsr",311,0,"MGD","DQResAsr",311,0,"MGD",0]
["DQResAsr",325,0,"MGD","DQResAsr",325,0,"MGD","DQResAsr",325,0,"MGD",0]
["DQResAsr",358,0,"MGD","DQResAsr",358,0,"MGD","DQResAsr",358,0,"MGD",0]
["DQResWtp",3,0.86485169500000003,"MGD","DQResWtp",3,0.86635553499999995,"MGD","DQResWtp",3,0.87034915099999999,"MGD",1]
["DQResWtp",18,0.85092950999999994,"MGD","DQResWtp",18,0.85156131999999995,"MGD","DQResWtp",18,0.86354832299999995,"MGD",1]
["DQResWtp",46,0.84702696600000005,"MGD","DQResWtp",46,0.84848626800000004,"MGD","DQResWtp",46,0.86385763800000004,"MGD",1]
["DQResWtp",65,0.84457842999999999,"MGD","DQResWtp",65,0.84617343099999998,"MGD","DQResWtp",65,0.86210719300000005,"MGD",1]
["DQResWtp",89,0.84508723600000002,"MGD","DQResWtp",89,0.84635212999999998,"MGD","DQResWtp",89,0.86248709499999998,"MGD",1]
["DQResWtp",94,0.84586388599999995,"MGD","DQResWtp",94,0.84662601100000001,"MGD","DQResWtp",94,0.86188780600000003,"MGD",1]
["DQResWtp",126,0.85245686200000004,"MGD","DQResWtp",126,0.85177107600000002,"MGD","DQResWtp",126,0.86287508700000004,"MGD",1]
["DQResWtp",141,0.85394091500000002,"MGD","DQResWtp",141,0.85085853499999997,"MGD","DQResWtp",141,0.86064697400000001,"MGD",1]
["DQResWtp",150,0.85574737300000003,"MGD","DQResWtp",150,0.85360446499999998,"MGD","DQResWtp",150,0.86269282300000005,"MGD",1]
["DQResWtp",170,0.8585216,"MGD","DQResWtp",170,0.85835199900000003,"MGD","DQResWtp",170,0.86433489900000005,"MGD",1]
["DQResWtp",193,0.93009921200000001,"MGD","DQResWtp",193,0.93998344499999997,"MGD","DQResWtp",193,0.74284189700000003,"MGD",1]
["DQResWtp",213,0.98202400300000003,"MGD","DQResWtp",213,0.95721442400000001,"MGD","DQResWtp",213,0.84406680899999997,"MGD",1]
["DQResWtp",236,0.902777469,"MGD","DQResWtp",236,0.796907904,"MGD","DQResWtp",236,1.0113820410000001,"MGD",1]
["DQResWtp",242,0.95200341200000005,"MGD","DQResWtp",242,0.88816352099999996,"MGD","DQResWtp",242,0.955910802,"MGD",1]
["DQResWtp",273,0.858452365,"MGD","DQResWtp",273,0.86421354800000005,"MGD","DQResWtp",273,0.869760109,"MGD",1]
["DQResWtp",289,0.86344564300000004,"MGD","DQResWtp",289,0.86503943800000005,"MGD","DQResWtp",289,0.86707645899999997,"MGD",1]
["DQResWtp",297,0.86832072400000004,"MGD","DQResWtp",297,0.86883834900000001,"MGD","DQResWtp",297,0.870756325,"MGD",1]
["DQResWtp",318,0.86389611799999999,"MGD","DQResWtp",318,0.86528008199999995,"MGD","DQResWtp",318,0.86802378099999999,"MGD",1]
["DQResWtp",340,0,"MGD","DQResWtp",340,0,"MGD","DQResWtp",340,0,"MGD",0]
["DQResWtp",361,0.85129031200000005,"MGD","DQResWtp",361,0.85097515499999998,"MGD","DQResWtp",361,0.86404262799999998,"MGD",1]
["DQSwAsr",18,0,"MGD","DQSwAsr",18,0,"MGD","DQSwAsr",18,0,"MGD",0]
["DQSwAsr",25,0,"MGD","DQSwAsr",25,0,"MGD","DQSwAsr",25,0,"MGD",0]
["DQSwAsr",55,0,"MGD","DQSwAsr",55,0,"MGD","DQSwAsr",55,0,"MGD",0]
["DQSwAsr",72,0,"MGD","DQSwAsr",72,0,"MGD","DQSwAsr",72,0,"MGD",0]
["DQSwAsr",79,0,"MGD","DQSwAsr",79,0,"MGD","DQSwAsr",79,0,"MGD",0]
["DQSwAsr",101,0,"MGD","DQSwAsr",101,0,"MGD","DQSwAsr",101,0,"MGD",0]
["DQSwAsr",122,0,"MGD","DQSwAsr",122,0,"MGD","DQSwAsr",122,0,"MGD",0]
["DQSwAsr",144,0,"MGD","DQSwAsr",144,0,"MGD","DQSwAsr",144,0,"MGD",0]
["DQSwAsr",165,0,"MGD","DQSwAsr",165,0,"MGD","DQSwAsr",165,0,"MGD",0]
["DQSwAsr",173,0,"MGD","DQSwAsr",173,0,"MGD","DQSwAsr",173,0,"MGD",0]
["DQSwAsr",189,0,"MGD","DQSwAsr",189,0,"MGD","DQSwAsr",189,0,"MGD",0]
["DQSwAsr",220,0,"MGD","DQSwAsr",220,0,"MGD","DQSwAsr",220,0,"MGD",0]
["DQSwAsr",226,0,"MGD","DQSwAsr",226,0,"MGD","DQSwAsr",226,0,"MGD",0]
["DQSwAsr",249,0,"MGD","DQSwAsr",249,0,"MGD","DQSwAsr",249,0,"MGD",0]
["DQSwAsr",269,0,"MGD","DQSwAsr",269,0,"MGD","DQSwAsr",269,0,"MGD",0]
["DQSwAsr",292,0,"MGD","DQSwAsr",292,0,"MGD","DQSwAsr",292,0,"MGD",0]
["DQSwAsr",312,0,"MGD","DQSwAsr",312,0,"MGD","DQSwAsr",312,0,"MGD",0]
["DQSwAsr",321,0,"MGD","DQSwAsr",321,0,"MGD","DQSwAsr",321,0,"MGD",0]
["DQSwAsr",336,0,"MGD","DQSwAsr",336,0,"MGD","DQSwAsr",336,0,"MGD",0]
["DQSwWtp",3,0.86514830700000001,"MGD","DQSwWtp",3,0.863644466,"MGD","DQSwWtp",3,0.85965085100000005,"MGD",1]
["DQSwWtp",8,0.87337532699999998,"MGD","DQSwWtp",8,0.87256243899999997,"MGD","DQSwWtp",8,0.86467028499999998,"MGD",1]
["DQSwWtp",32,0.87853254000000003,"MGD","DQSwWtp",32,0.87769960800000002,"MGD","DQSwWtp",32,0.86486768000000003,"MGD",1]
["DQSwWtp",51,0.88108993800000002,"MGD","DQSwWtp",51,0.87952258800000005,"MGD","DQSwWtp",51,0.86459993300000004,"MGD",1]
["DQSwWtp",79,0.88380693399999999,"MGD","DQSwWtp",79,0.88263428499999996,"MGD","DQSwWtp",79,0.86727211900000001,"MGD",1]
["DQSwWtp",94,0.88413611599999997,"MGD","DQSwWtp",94,0.88337399100000003,"MGD","DQSwWtp",94,0.86811219500000003,"MGD",1]
["DQSwWtp",104,0.87878445900000002,"MGD","DQSwWtp",104,0.87900551699999996,"MGD","DQSwWtp",104,0.86636960500000004,"MGD",1]
["DQSwWtp",118,0.88107874200000003,"MGD","DQSwWtp",118,0.881089974,"MGD","DQSwWtp",118,0.86923146100000004,"MGD",1]
["DQSwWtp",151,0.87272562499999995,"MGD","DQSwWtp",151,0.87438102900000003,"MGD","DQSwWtp",151,0.86518331800000003,"MGD",1]
["DQSwWtp",155,0.871568432,"MGD","DQSwWtp",155,0.87381681600000005,"MGD","DQSwWtp",155,0.86571182300000005,"MGD",1]
["DQSwWtp",180,0.85326596099999996,"MGD","DQSwWtp",180,0.85489791000000004,"MGD","DQSwWtp",180,0.86333233499999995,"MGD",1]
["DQSwWtp",198,0.7813601,"MGD","DQSwWtp",198,0.76582426999999997,"MGD","DQSwWtp",198,1.0427097329999999,"MGD",1]
["DQSwWtp",227,1.038365472,"MGD","DQSwWtp",227,1.1030465149999999,"MGD","DQSwWtp",227,0.73877259399999995,"MGD",1]
["DQSwWtp",241,0.88372927300000004,"MGD","DQSwWtp",241,0.95203396600000001,"MGD","DQSwWtp",241,0.87105925100000003,"MGD",1]
["DQSwWtp",252,0.65171212599999995,"MGD","DQSwWtp",252,0.68499407999999995,"MGD","DQSwWtp",252,0.543117611,"MGD",1]
["DQSwWtp",284,0.85151817600000002,"MGD","DQSwWtp",284,0.85280769999999995,"MGD","DQSwWtp",284,0.85205154800000005,"MGD",1]
["DQSwWtp",299,0.86391592100000003,"MGD","DQSwWtp",299,0.86247268600000004,"MGD","DQSwWtp",299,0.86116857999999996,"MGD",1]
["DQSwWtp",321,0.86569353299999996,"MGD","DQSwWtp",321,0.86407429700000005,"MGD","DQSwWtp",321,0.86215882600000004,"MGD",1]
["DQSwWtp",328,0.86646672199999997,"MGD","DQSwWtp",328,0.86411330799999997,"MGD","DQSwWtp",328,0.861406585,"MGD",1]
["DQSwWtp",345,0,"MGD","DQSwWtp",345,0,"MGD","DQSwWtp",345,0,"MGD",0]
["DQUseNpIbtWw",10,0.270790794,"MGD","DQUseNpIbtWw",10,0.270070011,"MGD","DQUseNpIbtWw",10,0.26926619800000001,"MGD",1]
["DQUseNpIbtWw",23,0.27070332000000003,"MGD","DQUseNpIbtWw",23,0.27007107400000002,"MGD","DQUseNpIbtWw",23,0.26926657300000001,"MGD",1]
["DQUseNpIbtWw",35,0.270015536,"MGD","DQUseNpIbtWw",35,0.26938715400000002,"MGD","DQUseNpIbtWw",35,0.26862530000000001,"MGD",1]
["DQUseNpIbtWw",66,0.26982816700000001,"MGD","DQUseNpIbtWw",66,0.26883279599999998,"MGD","DQUseNpIbtWw",66,0.26812488299999998,"MGD",1]
["DQUseNpIbtWw",82,0.26986959199999999,"MGD","DQUseNpIbtWw",82,0.26883172100000002,"MGD","DQUseNpIbtWw",82,0.26812442399999997,"MGD",1]
["DQUseNpIbtWw",90,0.26986020799999999,"MGD","DQUseNpIbtWw",90,0.26883251699999999,"MGD","DQUseNpIbtWw",90,0.26812492199999999,"MGD",1]
["DQUseNpIbtWw",111,0.27105108,"MGD","DQUseNpIbtWw",111,0.270838095,"MGD","DQUseNpIbtWw",111,0.27001531499999998,"MGD",1]
["DQUseNpIbtWw",127,0.27122741700000003,"MGD","DQUseNpIbtWw",127,0.270595005,"MGD","DQUseNpIbtWw",127,0.26991540000000003,"MGD",1]
["DQUseNpIbtWw",158,0.27876952599999999,"MGD","DQUseNpIbtWw",158,0.278813115,"MGD","DQUseNpIbtWw",158,0.27834195699999997,"MGD",1]
["DQUseNpIbtWw",170,0.27854402299999997,"MGD","DQUseNpIbtWw",170,0.27882559800000001,"MGD","DQUseNpIbtWw",170,0.27831841499999999,"MGD",1]
["DQUseNpIbtWw",183,0.28066965399999999,"MGD","DQUseNpIbtWw",183,0.28112086400000003,"MGD","DQUseNpIbtWw",183,0.280899338,"MGD",1]
["DQUseNpIbtWw",213,0.27898567299999999,"MGD","DQUseNpIbtWw",213,0.27959422900000003,"MGD","DQUseNpIbtWw",213,0.279805523,"MGD",1]
["DQUseNpIbtWw",230,0.27902244700000001,"MGD","DQUseNpIbtWw",230,0.27962813600000003,"MGD","DQUseNpIbtWw",230,0.27980259200000002,"MGD",1]
["DQUseNpIbtWw",237,0.27937136000000001,"MGD","DQUseNpIbtWw",237,0.279721426,"MGD","DQUseNpIbtWw",237,0.279810593,"MGD",1]
["DQUseNpIbtWw",259,0.27996095399999998,"MGD","DQUseNpIbtWw",259,0.28053092299999999,"MGD","DQUseNpIbtWw",259,0.28008546600000001,"MGD",1]
["DQUseNpIbtWw",274,0.27161758600000002,"MGD","DQUseNpIbtWw",274,0.27112513900000001,"MGD","DQUseNpIbtWw",274,0.27029425200000001,"MGD",1]
["DQUseNpIbtWw",306,0.26995940299999999,"MGD","DQUseNpIbtWw",306,0.268894627,"MGD","DQUseNpIbtWw",306,0.268185652,"MGD",1]
["DQUseNpIbtWw",317,0.27013750399999997,"MGD","DQUseNpIbtWw",317,0.268889396,"MGD","DQUseNpIbtWw",317,0.26818556300000002,"MGD",1]
["DQUseNpIbtWw",331,0.26992834799999998,"MGD","DQUseNpIbtWw",331,0.26886437299999999,"MGD","DQUseNpIbtWw",331,0.26818188500000001,"MGD",1]
["DQUseNpIbtWw",360,0.270150681,"MGD","DQUseNpIbtWw",360,0.269110566,"MGD","DQUseNpIbtWw",360,0.26837555099999999,"MGD",1]
["DQUsePIbtWw",13,0.309229221,"MGD","DQUsePIbtWw",13,0.30993404899999999,"MGD","DQUsePIbtWw",13,0.31073299500000001,"MGD",1]
["DQUsePIbtWw",19,0.30925328699999999,"MGD","DQUsePIbtWw",19,0.30992922299999998,"MGD","DQUsePIbtWw",19,0.310733386,"MGD",1]
["DQUsePIbtWw",42,0.31011230099999998,"MGD","DQUsePIbtWw",42,0.31064638,"MGD","DQUsePIbtWw",42,0.31137211300000001,"MGD",1]
["DQUsePIbtWw",56,0.30980411200000002,"MGD","DQUsePIbtWw",56,0.31061374600000002,"MGD","DQUsePIbtWw",56,0.31137451999999999,"MGD",1]
["DQUsePIbtWw",89,0.31014634499999999,"MGD","DQUsePIbtWw",89,0.31116777200000001,"MGD","DQUsePIbtWw",89,0.31187574800000001,"MGD",1]
["DQUsePIbtWw",99,0.308839957,"MGD","DQUsePIbtWw",99,0.30916281899999998,"MGD","DQUsePIbtWw",99,0.30999178100000002,"MGD",1]
["DQUsePIbtWw",118,0.308753638,"MGD","DQUsePIbtWw",118,0.309165207,"MGD","DQUsePIbtWw",118,0.30998346900000001,"MGD",1]
["DQUsePIbtWw",142,0.30887619700000002,"MGD","DQUsePIbtWw",142,0.30940482800000002,"MGD","DQUsePIbtWw",142,0.31008270300000002,"MGD",1]
["DQUsePIbtWw",161,0.30128942600000003,"MGD","DQUsePIbtWw",161,0.30116268099999999,"MGD","DQUsePIbtWw",161,0.30166594200000002,"MGD",1]
["DQUsePIbtWw",166,0.30142310300000003,"MGD","DQUsePIbtWw",166,0.30118275500000002,"MGD","DQUsePIbtWw",166,0.30167189799999999,"MGD",1]
["DQUsePIbtWw",190,0.29946140199999999,"MGD","DQUsePIbtWw",190,0.29902800699999998,"MGD","DQUsePIbtWw",190,0.29909724999999998,"MGD",1]
["DQUsePIbtWw",203,0.29978817899999999,"MGD","DQUsePIbtWw",203,0.29930335899999999,"MGD","DQUsePIbtWw",203,0.29909317499999999,"MGD",1]
["DQUsePIbtWw",237,0.300628642,"MGD","DQUsePIbtWw",237,0.30027857499999999,"MGD","DQUsePIbtWw",237,0.30018940900000002,"MGD",1]
["DQUsePIbtWw",246,0.30000252199999999,"MGD","DQUsePIbtWw",246,0.29953848900000002,"MGD","DQUsePIbtWw",246,0.29991935199999997,"MGD",1]
["DQUsePIbtWw",266,0.29971421300000001,"MGD","DQUsePIbtWw",266,0.29944641599999999,"MGD","DQUsePIbtWw",266,0.29992048199999999,"MGD",1]
["DQUsePIbtWw",289,0.30830491599999998,"MGD","DQUsePIbtWw",289,0.30888965000000002,"MGD","DQUsePIbtWw",289,0.30970376799999999,"MGD",1]
["DQUsePIbtWw",309,0.30995872600000002,"MGD","DQUsePIbtWw",309,0.31111063700000002,"MGD","DQUsePIbtWw",309,0.31181472100000002,"MGD",1]
["DQUsePIbtWw",313,0.30991009000000003,"MGD","DQUsePIbtWw",313,0.31111421500000003,"MGD","DQUsePIbtWw",313,0.311815224,"MGD",1]
["DQUsePIbtWw",338,0.30995167099999998,"MGD","DQUsePIbtWw",338,0.31097055400000001,"MGD","DQUsePIbtWw",338,0.31163992899999998,"MGD",1]
["DQUsePIbtWw",356,0.309756539,"MGD","DQUsePIbtWw",356,0.31088946899999997,"MGD","DQUsePIbtWw",356,0.311627029,"MGD",1]
["DQWMake",20,0,"MGD","DQWMake",20,0,"MGD","DQWMake",20,0,"MGD",0]
["DQWMake",28,0,"MGD","DQWMake",28,0,"MGD","DQWMake",28,0,"MGD",0]
["DQWMake",49,0,"MGD","DQWMake",49,0,"MGD","DQWMake",49,0,"MGD",0]
["DQWMake",71,0,"MGD","DQWMake",71,0,"MGD","DQWMake",71,0,"MGD",0]
["DQWMake",92,0,"MGD","DQWMake",92,0,"MGD","DQWMake",92,0,"MGD",0]
["DQWMake",114,0,"MGD","DQWMake",114,0,"MGD","DQWMake",114,0,"MGD",{"$f":"IF(ISNUMBER(C4164),IF(AVERAGE(C4164,G4164,K4164)<>MAX(C4164,G4164,K4164),1,0),\"\")","v":0}]
["DQWMake",121,0,"MGD","DQWMake",121,0,"MGD","DQWMake",121,0,"MGD",0]
["DQWMake",138,0,"MGD","DQWMake",138,0,"MGD","DQWMake",138,0,"MGD",0]
["DQWMake",168,0,"MGD","DQWMake",168,0,"MGD","DQWMake",168,0,"MGD",0]
["DQWMake",175,0,"MGD","DQWMake",175,0,"MGD","DQWMake",175,0,"MGD",0]
["DQWMake",197,0,"MGD","DQWMake",197,0,"MGD","DQWMake",197,0,"MGD",0]
["DQWMake",218,0,"MGD","DQWMake",218,0,"MGD","DQWMake",218,0,"MGD",0]
["DQWMake",240,0,"MGD","DQWMake",240,0,"MGD","DQWMake",240,0,"MGD",0]
["DQWMake",261,0,"MGD","DQWMake",261,0,"MGD","DQWMake",261,0,"MGD",0]
["DQWMake",269,0,"MGD","DQWMake",269,0,"MGD","DQWMake",269,0,"MGD",0]
["DQWMake",285,0,"MGD","DQWMake",285,0,"MGD","DQWMake",285,0,"MGD",0]
["DQWMake",316,0,"MGD","DQWMake",316,0,"MGD","DQWMake",316,0,"MGD",0]
["DQWMake",322,0,"MGD","DQWMake",322,0,"MGD","DQWMake",322,0,"MGD",0]
["DQWMake",345,0,"MGD","DQWMake",345,0,"MGD","DQWMake",345,0,"MGD",0]
["DQWMake",365,0,"MGD","DQWMake",365,0,"MGD","DQWMake",365,0,"MGD",0]
["DQGwMake",9,0,"MGD","DQGwMake",9,0,"MGD","DQGwMake",9,0,"MGD",0]
["DQGwMake",43,0,"MGD","DQGwMake",43,0,"MGD","DQGwMake",43,0,"MGD",0]
["DQGwMake",52,0,"MGD","DQGwMake",52,0,"MGD","DQGwMake",52,0,"MGD",0]
["DQGwMake",67,0,"MGD","DQGwMake",67,0,"MGD","DQGwMake",67,0,"MGD",0]
["DQGwMake",99,0,"MGD","DQGwMake",99,0,"MGD","DQGwMake",99,0,"MGD",0]
["DQGwMake",104,0,"MGD","DQGwMake",104,0,"MGD","DQGwMake",104,0,"MGD",0]
["DQGwMake",128,0,"MGD","DQGwMake",128,0,"MGD","DQGwMake",128,0,"MGD",0]
["DQGwMake",147,0,"MGD","DQGwMake",147,0,"MGD","DQGwMake",147,0,"MGD",0]
["DQGwMake",157,0,"MGD","DQGwMake",157,0,"MGD","DQGwMake",157,0,"MGD",0]
["DQGwMake",190,0,"MGD","DQGwMake",190,0,"MGD","DQGwMake",190,0,"MGD",0]
["DQGwMake",200,0,"MGD","DQGwMake",200,0,"MGD","DQGwMake",200,0,"MGD",0]
["DQGwMake",214,0,"MGD","DQGwMake",214,0,"MGD","DQGwMake",214,0,"MGD",0]
["DQGwMake",247,0,"MGD","DQGwMake",247,0,"MGD","DQGwMake",247,0,"MGD",0]
["DQGwMake",257,0,"MGD","DQGwMake",257,0,"MGD","DQGwMake",257,0,"MGD",0]
["DQGwMake",276,0,"MGD","DQGwMake",276,0,"MGD","DQGwMake",276,0,"MGD",0]
["DQGwMake",294,0,"MGD","DQGwMake",294,0,"MGD","DQGwMake",294,0,"MGD",0]
["DQGwMake",305,0,"MGD","DQGwMake",305,0,"MGD","DQGwMake",305,0,"MGD",0]
["DQGwMake",337,0,"MGD","DQGwMake",337,0,"MGD","DQGwMake",337,0,"MGD",0]
["DQGwMake",348,0,"MGD","DQGwMake",348,0,"MGD","DQGwMake",348,0,"MGD",0]
["DQGwMake",361,0,"MGD","DQGwMake",361,0,"MGD","DQGwMake",361,0,"MGD",0]
["DQWrfUseNp",30,0,"MGD","DQWrfUseNp",30,0,"MGD","DQWrfUseNp",30,0,"MGD",0]
["DQWrfUseNp",39,0,"MGD","DQWrfUseNp",39,0,"MGD","DQWrfUseNp",39,0,"MGD",0]
["DQWrfUseNp",59,0,"MGD","DQWrfUseNp",59,0,"MGD","DQWrfUseNp",59,0,"MGD",0]
["DQWrfUseNp",76,0,"MGD","DQWrfUseNp",76,0,"MGD","DQWrfUseNp",76,0,"MGD",0]
["DQWrfUseNp",88,0,"MGD","DQWrfUseNp",88,0,"MGD","DQWrfUseNp",88,0,"MGD",{"$f":"IF(ISNUMBER(C4868),IF(AVERAGE(C4868,G4868,K4868)<>MAX(C4868,G4868,K4868),1,0),\"\")","v":0}]
["DQWrfUseNp",119,0,"MGD","DQWrfUseNp",119,0,"MGD","DQWrfUseNp",119,0,"MGD",0]
["DQWrfUseNp",131,0,"MGD","DQWrfUseNp",131,0,"MGD","DQWrfUseNp",131,0,"MGD",0]
["DQWrfUseNp",143,0,"MGD","DQWrfUseNp",143,0,"MGD","DQWrfUseNp",143,0,"MGD",0]
["DQWrfUseNp",178,0,"MGD","DQWrfUseNp",178,0,"MGD","DQWrfUseNp",178,0,"MGD",0]
["DQWrfUseNp",186,0,"MGD","DQWrfUseNp",186,0,"MGD","DQWrfUseNp",186,0,"MGD",0]
["DQWrfUseNp",207,0,"MGD","DQWrfUseNp",207,0,"MGD","DQWrfUseNp",207,0,"MGD",0]
["DQWrfUseNp",223,0,"MGD","DQWrfUseNp",223,0,"MGD","DQWrfUseNp",223,0,"MGD",0]
["DQWrfUseNp",236,0,"MGD","DQWrfUseNp",236,0,"MGD","DQWrfUseNp",236,0,"MGD",0]
["DQWrfUseNp",266,0,"MGD","DQWrfUseNp",266,0,"MGD","DQWrfUseNp",266,0,"MGD",0]
["DQWrfUseNp",283,0,"MGD","DQWrfUseNp",283,0,"MGD","DQWrfUseNp",283,0,"MGD",0]
["DQWrfUseNp",309,0,"MGD","DQWrfUseNp",309,0,"MGD","DQWrfUseNp",309,0,"MGD",0]
["DQWrfUseNp",326,0,"MGD","DQWrfUseNp",326,0,"MGD","DQWrfUseNp",326,0,"MGD",0]
["DQWrfUseNp",333,0,"MGD","DQWrfUseNp",333,0,"MGD","DQWrfUseNp",333,0,"MGD",0]
["DQWrfUseNp",355,0,"MGD","DQWrfUseNp",355,0,"MGD","DQWrfUseNp",355,0,"MGD",0]
["DQWtpUseNp",5,0.63375293700000002,"MGD","DQWtpUseNp",5,0.63039956699999999,"MGD","DQWtpUseNp",5,0.62399684899999996,"MGD",1]
["DQWtpUseNp",19,0.63433397000000002,"MGD","DQWtpUseNp",19,0.63057733500000002,"MGD","DQWtpUseNp",19,0.62398052000000004,"MGD",1]
["DQWtpUseNp",48,0.63141919400000002,"MGD","DQWtpUseNp",48,0.63038610699999997,"MGD","DQWtpUseNp",48,0.62609729599999997,"MGD",1]
["DQWtpUseNp",66,0.62954770800000004,"MGD","DQWtpUseNp",66,0.62771136199999999,"MGD","DQWtpUseNp",66,0.62445133399999997,"MGD",1]
["DQWtpUseNp",91,0.64041551500000005,"MGD","DQWtpUseNp",91,0.62691568399999997,"MGD","DQWtpUseNp",91,0.61460581700000005,"MGD",1]
["DQWtpUseNp",109,0.62786762900000004,"MGD","DQWtpUseNp",109,0.62588341300000006,"MGD","DQWtpUseNp",109,0.61455616199999996,"MGD",1]
["DQWtpUseNp",115,0.62929286900000003,"MGD","DQWtpUseNp",115,0.62546353700000001,"MGD","DQWtpUseNp",115,0.61453044599999995,"MGD",1]
["DQWtpUseNp",138,0.66518135199999995,"MGD","DQWtpUseNp",138,0.63143205899999999,"MGD","DQWtpUseNp",138,0.60675057700000001,"MGD",1]
["DQWtpUseNp",152,0.64808996100000005,"MGD","DQWtpUseNp",152,0.63678774199999999,"MGD","DQWtpUseNp",152,0.59415269000000004,"MGD",1]
["DQWtpUseNp",167,0.61687542799999995,"MGD","DQWtpUseNp",167,0.63054199600000005,"MGD","DQWtpUseNp",167,0.59412411399999998,"MGD",1]
["DQWtpUseNp",195,0.74708394600000005,"MGD","DQWtpUseNp",195,0.75463195400000005,"MGD","DQWtpUseNp",195,0.73642138700000004,"MGD",1]
["DQWtpUseNp",214,0.58759146299999998,"MGD","DQWtpUseNp",214,0.58356651100000001,"MGD","DQWtpUseNp",214,0.57034847499999997,"MGD",1]
["DQWtpUseNp",238,2.0519996960000002,"MGD","DQWtpUseNp",238,2.0519997800000001,"MGD","DQWtpUseNp",238,2.0519998350000002,"MGD",1]
["DQWtpUseNp",257,1.6154999729999999,"MGD","DQWtpUseNp",257,1.6154999720000001,"MGD","DQWtpUseNp",257,1.6154999720000001,"MGD",1]
["DQWtpUseNp",262,1.6154999640000001,"MGD","DQWtpUseNp",262,1.61549996,"MGD","DQWtpUseNp",262,1.6154999539999999,"MGD",1]
["DQWtpUseNp",286,1.5029999759999999,"MGD","DQWtpUseNp",286,1.5029999759999999,"MGD","DQWtpUseNp",286,1.502999975,"MGD",1]
["DQWtpUseNp",305,1.3544999790000001,"MGD","DQWtpUseNp",305,1.3544999790000001,"MGD","DQWtpUseNp",305,1.3544999790000001,"MGD",0]
["DQWtpUseNp",315,1.3544999790000001,"MGD","DQWtpUseNp",315,1.3544999790000001,"MGD","DQWtpUseNp",315,1.3544999790000001,"MGD",0]
["DQWtpUseNp",342,1.3679999789999999,"MGD","DQWtpUseNp",342,1.3679999789999999,"MGD","DQWtpUseNp",342,1.3679999789999999,"MGD",0]
["DQWtpUseNp",362,0.63242277899999999,"MGD","DQWtpUseNp",362,0.62920595999999995,"MGD","DQWtpUseNp",362,0.62502497300000004,"MGD",1]
["DQWrfAsr",20,0,"MGD","DQWrfAsr",20,0,"MGD","DQWrfAsr",20,0,"MGD",0]
["DQWrfAsr",40,0,"MGD","DQWrfAsr",40,0,"MGD","DQWrfAsr",40,0,"MGD",0]
["DQWrfAsr",44,0,"MGD","DQWrfAsr",44,0,"MGD","DQWrfAsr",44,0,"MGD",0]
["DQWrfAsr",69,0,"MGD","DQWrfAsr",69,0,"MGD","DQWrfAsr",69,0,"MGD",0]
["DQWrfAsr",87,0,"MGD","DQWrfAsr",87,0,"MGD","DQWrfAsr",87,0,"MGD",0]
["DQWrfAsr",98,0,"MGD","DQWrfAsr",98,0,"MGD","DQWrfAsr",98,0,"MGD",0]
["DQWrfAsr",124,0,"MGD","DQWrfAsr",124,0,"MGD","DQWrfAsr",124,0,"MGD",0]
["DQWrfAsr",145,0,"MGD","DQWrfAsr",145,0,"MGD","DQWrfAsr",145,0,"MGD",0]
["DQWrfAsr",167,0,"MGD","DQWrfAsr",167,0,"MGD","DQWrfAsr",167,0,"MGD",0]
["DQWrfAsr",174,0,"MGD","DQWrfAsr",174,0,"MGD","DQWrfAsr",174,0,"MGD",0]
["DQWrfAsr",191,0,"MGD","DQWrfAsr",191,0,"MGD","DQWrfAsr",191,0,"MGD",0]
["DQWrfAsr",217,0,"MGD","DQWrfAsr",217,0,"MGD","DQWrfAsr",217,0,"MGD",0]
["DQWrfAsr",234,0,"MGD","DQWrfAsr",234,0,"MGD","DQWrfAsr",234,0,"MGD",0]
["DQWrfAsr",246,0,"MGD","DQWrfAsr",246,0,"MGD","DQWrfAsr",246,0,"MGD",0]
["DQWrfAsr",271,0,"MGD","DQWrfAsr",271,0,"MGD","DQWrfAsr",271,0,"MGD",0]
["DQWrfAsr",293,0,"MGD","DQWrfAsr",293,0,"MGD","DQWrfAsr",293,0,"MGD",0]
["DQWrfAsr",314,0,"MGD","DQWrfAsr",314,0,"MGD","DQWrfAsr",314,0,"MGD",0]
["DQWrfAsr",322,0,"MGD","DQWrfAsr",322,0,"MGD","DQWrfAsr",322,0,"MGD",0]
["DQWrfAsr",338,0,"MGD","DQWrfAsr",338,0,"MGD","DQWrfAsr",338,0,"MGD",0]
["DQWrfAsr",365,0,"MGD","DQWrfAsr",365,0,"MGD","DQWrfAsr",365,0,"MGD",0]
["DQWwtpWrf",16,0,"MGD","DQWwtpWrf",16,0,"MGD","DQWwtpWrf",16,0,"MGD",0]
["DQWwtpWrf",29,0,"MGD","DQWwtpWrf",29,0,"MGD","DQWwtpWrf",29,0,"MGD",0]
["DQWwtpWrf",53,0,"MGD","DQWwtpWrf",53,0,"MGD","DQWwtpWrf",53,0,"MGD",0]
["DQWwtpWrf",76,0,"MGD","DQWwtpWrf",76,0,"MGD","DQWwtpWrf",76,0,"MGD",0]
["DQWwtpWrf",96,0,"MGD","DQWwtpWrf",96,0,"MGD","DQWwtpWrf",96,0,"MGD",0]
["DQWwtpWrf",105,0,"MGD","DQWwtpWrf",105,0,"MGD","DQWwtpWrf",105,0,"MGD",0]
["DQWwtpWrf",139,0,"MGD","DQWwtpWrf",139,0,"MGD","DQWwtpWrf",139,0,"MGD",0]
["DQWwtpWrf",148,0,"MGD","DQWwtpWrf",148,0,"MGD","DQWwtpWrf",148,0,"MGD",0]
["DQWwtpWrf",163,0,"MGD","DQWwtpWrf",163,0,"MGD","DQWwtpWrf",163,0,"MGD",0]
["DQWwtpWrf",177,0,"MGD","DQWwtpWrf",177,0,"MGD","DQWwtpWrf",177,0,"MGD",0]
["DQWwtpWrf",206,0,"MGD","DQWwtpWrf",206,0,"MGD","DQWwtpWrf",206,0,"MGD",0]
["DQWwtpWrf",224,0,"MGD","DQWwtpWrf",224,0,"MGD","DQWwtpWrf",224,0,"MGD",0]
["DQWwtpWrf",243,0,"MGD","DQWwtpWrf",243,0,"MGD","DQWwtpWrf",243,0,"MGD",0]
["DQWwtpWrf",253,0,"MGD","DQWwtpWrf",253,0,"MGD","DQWwtpWrf",253,0,"MGD",0]
["DQWwtpWrf",286,0,"MGD","DQWwtpWrf",286,0,"MGD","DQWwtpWrf",286,0,"MGD",0]
["DQWwtpWrf",296,0,"MGD","DQWwtpWrf",296,0,"MGD","DQWwtpWrf",296,0,"MGD",0]
["DQWwtpWrf",310,0,"MGD","DQWwtpWrf",310,0,"MGD","DQWwtpWrf",310,0,"MGD",0]
["DQWwtpWrf",325,0,"MGD","DQWwtpWrf",325,0,"MGD","DQWwtpWrf",325,0,"MGD",0]
["DQWwtpWrf",353,0,"MGD","DQWwtpWrf",353,0,"MGD","DQWwtpWrf",353,0,"MGD",0]
["QRu",7,57.748299240000001,"MGD","QRu",7,62.772800089999997,"MGD","QRu",7,68.026880590000005,"MGD",1]
["QRu",25,0,"MGD","QRu",25,0,"MGD","QRu",25,0,"MGD",0]
["QRu",36,0,"MGD","QRu",36,0,"MGD","QRu",36,0,"MGD",{"$f":"IF(ISNUMBER(C6276),IF(AVERAGE(C6276,G6276,K6276)<>MAX(C6276,G6276,K6276),1,0),\"\")","v":0}]
["QRu",68,0,"MGD","QRu",68,0,"MGD","QRu",68,0,"MGD",0]
["QRu",79,64.67120783,"MGD","QRu",79,70.234456539999996,"MGD","QRu",79,75.392383690000003,"MGD",1]
["QRu",92,0,"MGD","QRu",92,0,"MGD","QRu",92,0,"MGD",0]
["QRu",108,0,"MGD","QRu",108,0,"MGD","QRu",108,0,"MGD",0]
["QRu",135,0,"MGD","QRu",135,0,"MGD","QRu",135,0,"MGD",0]
["QRu",155,0,"MGD","QRu",155,0,"MGD","QRu",155,0,"MGD",0]
["QRu",172,0,"MGD","QRu",172,0,"MGD","QRu",172,0,"MGD",0]
["QRu",184,0,"MGD","QRu",184,0,"MGD","QRu",184,0,"MGD",0]
["QRu",215,0,"MGD","QRu",215,0,"MGD","QRu",215,0,"MGD",0]
["QRu",231,0,"MGD","QRu",231,0,"MGD","QRu",231,0,"MGD",0]
["QRu",239,0,"MGD","QRu",239,0,"MGD","QRu",239,0,"MGD",0]
["QRu",256,0,"MGD","QRu",256,0,"MGD","QRu",256,0,"MGD",0]
["QRu",282,0,"MGD","QRu",282,0,"MGD","QRu",282,0,"MGD",0]
["QRu",303,0,"MGD","QRu",303,0,"MGD","QRu",303,0,"MGD",0]
["QRu",319,0,"MGD","QRu",319,0,"MGD","QRu",319,0,"MGD",0]
["QRu",332,0,"MGD","QRu",332,0,"MGD","QRu",332,0,"MGD",0]
["QRu",362,0,"MGD","QRu",362,0,"MGD","QRu",362,0,"MGD",0]
["QRe",14,267.34533750000003,"MGD","QRe",14,270.7873788,"MGD","QRe",14,273.92545510000002,"MGD",1]
["QRe",21,162.5324147,"MGD","QRe",21,185.7211719,"MGD","QRe",21,209.91482819999999,"MGD",1]
["QRe",39,16.424182340000002,"MGD","QRe",39,12.884033799999999,"MGD","QRe",39,12.00603076,"MGD",1]
["QRe",64,101.1584635,"MGD","QRe",64,94.287861530000001,"MGD","QRe",64,91.493527510000007,"MGD",1]
["QRe",86,1084.2079980000001,"MGD","QRe",86,1234.0937120000001,"MGD","QRe",86,1377.8980839999999,"MGD",1]
["QRe",107,0,"MGD","QRe",107,0,"MGD","QRe",107,0,"MGD",0]
["QRe",115,2.8876468919999998,"MGD","QRe",115,3.126914449,"MGD","QRe",115,3.2930938219999999,"MGD",1]
["QRe",144,0.26586356900000002,"MGD","QRe",144,0.33989594699999998,"MGD","QRe",144,0.42316069899999997,"MGD",1]
["QRe",162,0,"MGD","QRe",162,0,"MGD","QRe",162,0,"MGD",0]
["QRe",168,0,"MGD","QRe",168,0,"MGD","QRe",168,0.16978517100000001,"MGD",1]
["QRe",187,0,"MGD","QRe",187,0,"MGD","QRe",187,0,"MGD",0]
["QRe",211,0,"MGD","QRe",211,0,"MGD","QRe",211,0,"MGD",0]
["QRe",234,0,"MGD","QRe",234,0,"MGD","QRe",234,0,"MGD",0]
["QRe",254,0,"MGD","QRe",254,0,"MGD","QRe",254,0,"MGD",0]
["QRe",263,0,"MGD","QRe",263,0,"MGD","QRe",263,0,"MGD",0]
["QRe",291,72.338599680000002,"MGD","QRe",291,63.325630959999998,"MGD","QRe",291,59.799688750000001,"MGD",1]
["QRe",310,189.11882420000001,"MGD","QRe",310,219.6976994,"MGD","QRe",310,256.16112240000001,"MGD",1]
["QRe",334,85.593877199999994,"MGD","QRe",334,89.751820109999997,"MGD","QRe",334,95.875097049999994,"MGD",1]
["QRe",335,59.056368990000003,"MGD","QRe",335,59.298239449999997,"MGD","QRe",335,61.153331350000002,"MGD",1]
["QRe",358,50.782976419999997,"MGD","QRe",358,48.09047236,"MGD","QRe",358,46.925878390000001,"MGD",1]
["QSepGw",17,1.8927359859999999,"MGD","QSepGw",17,1.8927359859999999,"MGD","QSepGw",17,1.8927359859999999,"MGD",0]
["QSepGw",36,1.8332159859999999,"MGD","QSepGw",36,1.8332159859999999,"MGD","QSepGw",36,1.8332159859999999,"MGD",0]
["QSepGw",46,1.8332159859999999,"MGD","QSepGw",46,1.8332159859999999,"MGD","QSepGw",46,1.8332159859999999,"MGD",0]
["QSepGw",73,1.7855999870000001,"MGD","QSepGw",73,1.7855999870000001,"MGD","QSepGw",73,1.7855999870000001,"MGD",0]
["QSepGw",93,1.9465519849999999,"MGD","QSepGw",93,1.9465519849999999,"MGD","QSepGw",93,1.9465519849999999,"MGD",0]
["QSepGw",116,1.9465519849999999,"MGD","QSepGw",116,1.9465519849999999,"MGD","QSepGw",116,1.9465519849999999,"MGD",0]
["QSepGw",122,1.795519987,"MGD","QSepGw",122,1.795519987,"MGD","QSepGw",122,1.795519987,"MGD",0]
["QSepGw",140,1.795519987,"MGD","QSepGw",140,1.795519987,"MGD","QSepGw",140,1.795519987,"MGD",0]
["QSepGw",165,1.8306119860000001,"MGD","QSepGw",165,1.8306119860000001,"MGD","QSepGw",165,1.8306119860000001,"MGD",0]
["QSepGw",183,2.1657839839999999,"MGD","QSepGw",183,2.1657839839999999,"MGD","QSepGw",183,2.1657839839999999,"MGD",0]
["QSepGw",194,2.1657839839999999,"MGD","QSepGw",194,2.1657839839999999,"MGD","QSepGw",194,2.1657839839999999,"MGD",0]
["QSepGw",220,2.1203999840000001,"MGD","QSepGw",220,2.1203999840000001,"MGD","QSepGw",220,2.1203999840000001,"MGD",0]
["QSepGw",241,2.1203999840000001,"MGD","QSepGw",241,2.1203999840000001,"MGD","QSepGw",241,2.1203999840000001,"MGD",0]
["QSepGw",263,1.780639986,"MGD","QSepGw",263,1.780639986,"MGD","QSepGw",263,1.780639986,"MGD",0]
["QSepGw",270,1.780639986,"MGD","QSepGw",270,1.780639986,"MGD","QSepGw",270,1.780639986,"MGD",0]
["QSepGw",287,1.987967985,"MGD","QSepGw",287,1.987967985,"MGD","QSepGw",287,1.987967985,"MGD",0]
["QSepGw",313,1.7915519870000001,"MGD","QSepGw",313,1.7915519870000001,"MGD","QSepGw",313,1.7915519870000001,"MGD",0]
["QSepGw",330,1.7915519870000001,"MGD","QSepGw",330,1.7915519870000001,"MGD","QSepGw",330,1.7915519870000001,"MGD",{"$f":"IF(ISNUMBER(C7300),IF(AVERAGE(C7300,G7300,K7300)<>MAX(C7300,G7300,K7300),1,0),\"\")","v":0}]
["QSepGw",342,1.8094079860000001,"MGD","QSepGw",342,1.8094079860000001,"MGD","QSepGw",342,1.8094079860000001,"MGD",0]
["QWtpUseP",8,0.73557204899999995,"MGD","QWtpUseP",8,0.73954033900000005,"MGD","QWtpUseP",8,0.74602381399999995,"MGD",1]
["QWtpUseP",24,0.736782504,"MGD","QWtpUseP",24,0.73946199599999995,"MGD","QWtpUseP",24,0.74602314300000006,"MGD",1]
["QWtpUseP",45,0.74864397599999999,"MGD","QWtpUseP",45,0.74958258099999997,"MGD","QWtpUseP",45,0.753927601,"MGD",1]
["QWtpUseP",53,0.74796084399999996,"MGD","QWtpUseP",53,0.74960180399999998,"MGD","QWtpUseP",53,0.75393138900000001,"MGD",1]
["QWtpUseP",69,0.75067276500000002,"MGD","QWtpUseP",69,0.752252433,"MGD","QWtpUseP",69,0.75554746100000003,"MGD",1]
["QWtpUseP",96,0.70707871899999997,"MGD","QWtpUseP",96,0.71337209599999996,"MGD","QWtpUseP",96,0.72538170400000002,"MGD",1]
["QWtpUseP",112,0.71166716600000002,"MGD","QWtpUseP",112,0.71426564400000003,"MGD","QWtpUseP",112,0.72547701200000003,"MGD",1]
["QWtpUseP",125,0.66198406499999995,"MGD","QWtpUseP",125,0.67964866199999996,"MGD","QWtpUseP",125,0.70328415099999997,"MGD",1]
["QWtpUseP",155,0.62026404300000004,"MGD","QWtpUseP",155,0.63500536399999996,"MGD","QWtpUseP",155,0.67590083499999998,"MGD",1]
["QWtpUseP",172,0.65935030500000003,"MGD","QWtpUseP",172,0.64534866899999999,"MGD","QWtpUseP",172,0.67598060100000001,"MGD",1]
["QWtpUseP",192,0.83245299100000003,"MGD","QWtpUseP",192,0.82201177800000003,"MGD","QWtpUseP",192,0.84389137999999997,"MGD",1]
["QWtpUseP",201,0.83222298500000003,"MGD","QWtpUseP",201,0.82885408000000005,"MGD","QWtpUseP",201,0.84317694600000004,"MGD",1]
["QWtpUseP",216,0.63502784800000001,"MGD","QWtpUseP",216,0.615162231,"MGD","QWtpUseP",216,0.64801831600000004,"MGD",1]
["QWtpUseP",244,1.974499961,"MGD","QWtpUseP",244,1.9744999599999999,"MGD","QWtpUseP",244,1.9744999599999999,"MGD",1]
["QWtpUseP",259,1.9744999489999999,"MGD","QWtpUseP",259,1.9744999489999999,"MGD","QWtpUseP",259,1.9744999400000001,"MGD",1]
["QWtpUseP",273,1.9744999620000001,"MGD","QWtpUseP",273,1.974499961,"MGD","QWtpUseP",273,1.9744999599999999,"MGD",1]
["QWtpUseP",302,1.8369999699999999,"MGD","QWtpUseP",302,1.8369999699999999,"MGD","QWtpUseP",302,1.8369999699999999,"MGD",0]
["QWtpUseP",320,1.655499973,"MGD","QWtpUseP",320,1.655499973,"MGD","QWtpUseP",320,1.655499973,"MGD",0]
["QWtpUseP",339,1.6719999729999999,"MGD","QWtpUseP",339,1.6719999729999999,"MGD","QWtpUseP",339,1.6719999729999999,"MGD",0]
["QWtpUseP",349,0.73766543799999995,"MGD","QWtpUseP",349,0.75083287399999998,"MGD","QWtpUseP",349,0.75529811899999999,"MGD",{"$f":"IF(ISNUMBER(C7684),IF(AVERAGE(C7684,G7684,K7684)<>MAX(C7684,G7684,K7684),1,0),\"\")","v":1}]
["QWtpUseP",363,0.74812743199999998,"MGD","QWtpUseP",363,0.75077613399999998,"MGD","QWtpUseP",363,0.75508587800000004,"MGD",1]
["QWwtpSw",31,0.72564317700000003,"MGD","QWwtpSw",31,0.72564317700000003,"MGD","QWwtpSw",31,0.72564317700000003,"MGD",0]
["QWwtpSw",41,0.68458521500000002,"MGD","QWwtpSw",41,0.68458521500000002,"MGD","QWwtpSw",41,0.68458521500000002,"MGD",0]
["QWwtpSw",56,0.68458521500000002,"MGD","QWwtpSw",56,0.68458521500000002,"MGD","QWwtpSw",56,0.68458521500000002,"MGD",0]
["QWwtpSw",84,0.65173884599999998,"MGD","QWwtpSw",84,0.65173884599999998,"MGD","QWwtpSw",84,0.65173884599999998,"MGD",0]
["QWwtpSw",103,0.76276641700000003,"MGD","QWwtpSw",103,0.76276641700000003,"MGD","QWwtpSw",103,0.76276641700000003,"MGD",0]
["QWwtpSw",121,0.65858183999999997,"MGD","QWwtpSw",121,0.65858183999999997,"MGD","QWwtpSw",121,0.65858183999999997,"MGD",0]
["QWwtpSw",132,0.65858183999999997,"MGD","QWwtpSw",132,0.65858183999999997,"MGD","QWwtpSw",132,0.65858183999999997,"MGD",0]
["QWwtpSw",164,0.68278892999999996,"MGD","QWwtpSw",164,0.68278892999999996,"MGD","QWwtpSw",164,0.68278892999999996,"MGD",0]
["QWwtpSw",179,0.68278892999999996,"MGD","QWwtpSw",179,0.68278892999999996,"MGD","QWwtpSw",179,0.68278892999999996,"MGD",0]
["QWwtpSw",188,0.91399657599999995,"MGD","QWwtpSw",188,0.91399657599999995,"MGD","QWwtpSw",188,0.91399657599999995,"MGD",0]
["QWwtpSw",204,0.91399657599999995,"MGD","QWwtpSw",204,0.91399657599999995,"MGD","QWwtpSw",204,0.91399657599999995,"MGD",0]
["QWwtpSw",231,0.88268988000000004,"MGD","QWwtpSw",231,0.88268988000000004,"MGD","QWwtpSw",231,0.88268988000000004,"MGD",0]
["QWwtpSw",251,0.64831734900000004,"MGD","QWwtpSw",251,0.64831734900000004,"MGD","QWwtpSw",251,0.64831734900000004,"MGD",0]
["QWwtpSw",268,0.64831734900000004,"MGD","QWwtpSw",268,0.64831734900000004,"MGD","QWwtpSw",268,0.64831734900000004,"MGD",0]
["QWwtpSw",280,0.79133591599999997,"MGD","QWwtpSw",280,0.79133591599999997,"MGD","QWwtpSw",280,0.79133591599999997,"MGD",0]
["QWwtpSw",311,0.65584464200000003,"MGD","QWwtpSw",311,0.65584464200000003,"MGD","QWwtpSw",311,0.65584464200000003,"MGD",0]
["QWwtpSw",327,0.65584464200000003,"MGD","QWwtpSw",327,0.65584464200000003,"MGD","QWwtpSw",327,0.65584464200000003,"MGD",0]
["QWwtpSw",335,0.66816203100000005,"MGD","QWwtpSw",335,0.66816203100000005,"MGD","QWwtpSw",335,0.66816203100000005,"MGD",0]
["QWwtpSw",352,0.66816203100000005,"MGD","QWwtpSw",352,0.66816203100000005,"MGD","QWwtpSw",352,0.66816203100000005,"MGD",0]
["QWrfSw",13,0,"MGD","QWrfSw",13,0,"MGD","QWrfSw",13,0,"MGD",0]
["QWrfSw",34,0,"MGD","QWrfSw",34,0,"MGD","QWrfSw",34,0,"MGD",0]
["QWrfSw",56,0,"MGD","QWrfSw",56,0,"MGD","QWrfSw",56,0,"MGD",0]
["QWrfSw",63,0,"MGD","QWrfSw",63,0,"MGD","QWrfSw",63,0,"MGD",0]
["QWrfSw",93,0,"MGD","QWrfSw",93,0,"MGD","QWrfSw",93,0,"MGD",0]
["QWrfSw",110,0,"MGD","QWrfSw",110,0,"MGD","QWrfSw",110,0,"MGD",0]
["QWrfSw",117,0,"MGD","QWrfSw",117,0,"MGD","QWrfSw",117,0,"MGD",0]
["QWrfSw",135,0,"MGD","QWrfSw",135,0,"MGD","QWrfSw",135,0,"MGD",0]
["QWrfSw",160,0,"MGD","QWrfSw",160,0,"MGD","QWrfSw",160,0,"MGD",0]
["QWrfSw",182,0,"MGD","QWrfSw",182,0,"MGD","QWrfSw",182,0,"MGD",0]
["QWrfSw",203,0,"MGD","QWrfSw",203,0,"MGD","QWrfSw",203,0,"MGD",0]
["QWrfSw",211,0,"MGD","QWrfSw",211,0,"MGD","QWrfSw",211,0,"MGD",0]
["QWrfSw",240,0,"MGD","QWrfSw",240,0,"MGD","QWrfSw",240,0,"MGD",0]
["QWrfSw",258,0,"MGD","QWrfSw",258,0,"MGD","QWrfSw",258,0,"MGD",0]
["QWrfSw",264,0,"MGD","QWrfSw",264,0,"MGD","QWrfSw",264,0,"MGD",0]
["QWrfSw",287,0,"MGD","QWrfSw",287,0,"MGD","QWrfSw",287,0,"MGD",0]
["QWrfSw",307,0,"MGD","QWrfSw",307,0,"MGD","QWrfSw",307,0,"MGD",0]
["QWrfSw",330,0,"MGD","QWrfSw",330,0,"MGD","QWrfSw",330,0,"MGD",0]
["QWrfSw",350,0,"MGD","QWrfSw",350,0,"MGD","QWrfSw",350,0,"MGD",0]
["QWrfSw",359,0,"MGD","QWrfSw",359,0,"MGD","QWrfSw",359,0,"MGD",0]
["QAsrGw",22,0,"MGD","QAsrGw",22,0,"MGD","QAsrGw",22,0,"MGD",{"$f":"IF(ISNUMBER(C8452),IF(AVERAGE(C8452,G8452,K8452)<>MAX(C8452,G8452,K8452),1,0),\"\")","v":0}]
["QAsrGw",41,0,"MGD","QAsrGw",41,0,"MGD","QAsrGw",41,0,"MGD",0]
["QAsrGw",46,0,"MGD","QAsrGw",46,0,"MGD","QAsrGw",46,0,"MGD",0]
["QAsrGw",70,0,"MGD","QAsrGw",70,0,"MGD","QAsrGw",70,0,"MGD",0]
["QAsrGw",89,0,"MGD","QAsrGw",89,0,"MGD","QAsrGw",89,0,"MGD",0]
["QAsrGw",113,0,"MGD","QAsrGw",113,0,"MGD","QAsrGw",113,0,"MGD",0]
["QAsrGw",132,0,"MGD","QAsrGw",132,0,"MGD","QAsrGw",132,0,"MGD",0]
["QAsrGw",142,0,"MGD","QAsrGw",142,0,"MGD","QAsrGw",142,0,"MGD",0]
["QAsrGw",169,0,"MGD","QAsrGw",169,0,"MGD","QAsrGw",169,0,"MGD",0]
["QAsrGw",189,0,"MGD","QAsrGw",189,0,"MGD","QAsrGw",189,0,"MGD",0]
["QAsrGw",193,0,"MGD","QAsrGw",193,0,"MGD","QAsrGw",193,0,"MGD",0]
["QAsrGw",218,0,"MGD","QAsrGw",218,0,"MGD","QAsrGw",218,0,"MGD",0]
["QAsrGw",236,0,"MGD","QAsrGw",236,0,"MGD","QAsrGw",236,0,"MGD",0]
["QAsrGw",261,0,"MGD","QAsrGw",261,0,"MGD","QAsrGw",261,0,"MGD",0]
["QAsrGw",279,0,"MGD","QAsrGw",279,0,"MGD","QAsrGw",279,0,"MGD",0]
["QAsrGw",290,0,"MGD","QAsrGw",290,0,"MGD","QAsrGw",290,0,"MGD",0]
["QAsrGw",322,0,"MGD","QAsrGw",322,0,"MGD","QAsrGw",322,0,"MGD",0]
["QAsrGw",337,0,"MGD","QAsrGw",337,0,"MGD","QAsrGw",337,0,"MGD",0]
["QAsrGw",359,0,"MGD","QAsrGw",359,0,"MGD","QAsrGw",359,0,"MGD",0]
["VGw",1,1301.574627,"MG","VGw",1,1299.1254429999999,"MG","VGw",1,1298.109843,"MG",1]
["VGw",18,1724.4696120000001,"MG","VGw",18,1852.8659520000001,"MG","VGw",18,1981.48703,"MG",1]
["VGw",44,1032.6915469999999,"MG","VGw",44,1108.833116,"MG","VGw",44,1202.5901240000001,"MG",1]
["VGw",61,812.98492929999998,"MG","VGw",61,846.15945959999999,"MG","VGw",61,909.93063470000004,"MG",1]
["VGw",73,1355.493033,"MG","VGw",73,1432.8936799999999,"MG","VGw",73,1537.3027529999999,"MG",1]
["VGw",104,994.05543499999999,"MG","VGw",104,1059.6338579999999,"MG","VGw",104,1141.954371,"MG",1]
["VGw",120,1046.555079,"MG","VGw",120,1201.006721,"MG","VGw",120,1381.726251,"MG",1]
["VGw",141,2515.3203579999999,"MG","VGw",141,2724.6496959999999,"MG","VGw",141,2993.0485490000001,"MG",1]
["VGw",149,1201.628471,"MG","VGw",149,1300.11232,"MG","VGw",149,1426.37952,"MG",1]
["VGw",165,1107.8057229999999,"MG","VGw",165,1231.7248790000001,"MG","VGw",165,1413.191043,"MG",1]
["VGw",196,88.672367940000001,"MG","VGw",196,95.589424039999997,"MG","VGw",196,105.61325119999999,"MG",1]
["VGw",208,50.685425979999998,"MG","VGw",208,53.436237069999997,"MG","VGw",208,57.242833650000001,"MG",1]
["VGw",221,42.803633550000001,"MG","VGw",221,43.82762864,"MG","VGw",221,36.722499499999998,"MG",1]
["VGw",251,26.405149510000001,"MG","VGw",251,29.585731540000001,"MG","VGw",251,32.772980369999999,"MG",1]
["VGw",268,680.41132589999995,"MG","VGw",268,879.85401839999997,"MG","VGw",268,1107.2653889999999,"MG",1]
["VGw",288,288.2603446,"MG","VGw",288,335.01062100000001,"MG","VGw",288,389.45934419999998,"MG",1]
["VGw",297,933.03044580000005,"MG","VGw",297,990.98757090000004,"MG","VGw",297,1103.9804899999999,"MG",{"$f":"IF(ISNUMBER(C9092),IF(AVERAGE(C9092,G9092,K9092)<>MAX(C9092,G9092,K9092),1,0),\"\")","v":1}]
["VGw",312,1083.053576,"MG","VGw",312,1149.7086220000001,"MG","VGw",312,1258.964968,"MG",1]
["VGw",344,1263.560862,"MG","VGw",344,1348.0469049999999,"MG","VGw",344,1444.9356009999999,"MG",1]
["VGw",355,3663.1857580000001,"MG","VGw",355,4012.3661870000001,"MG","VGw",355,4342.2154760000003,"MG",1]
["QSwRes",4,100.0840235,"MGD","QSwRes",4,99.479336810000007,"MGD","QSwRes",4,99.235853950000006,"MGD",1]
["QSwRes",33,89.209170380000003,"MGD","QSwRes",33,95.301993670000002,"MGD","QSwRes",33,102.31108639999999,"MGD",1]
["QSwRes",51,70.195241330000002,"MGD","QSwRes",51,73.050009169999996,"MGD","QSwRes",51,77.937257029999998,"MGD",1]
["QSwRes",70,143.34999569999999,"MGD","QSwRes",70,154.1054906,"MGD","QSwRes",70,167.11152999999999,"MGD",1]
["QSwRes",80,115.4654748,"MGD","QSwRes",80,125.89133750000001,"MGD","QSwRes",80,138.9340723,"MGD",1]
["QSwRes",94,236.91231329999999,"MGD","QSwRes",94,256.69092060000003,"MGD","QSwRes",94,278.53334059999997,"MGD",1]
["QSwRes",127,83.809880579999998,"MGD","QSwRes",127,93.192223299999995,"MGD","QSwRes",127,105.6346435,"MGD",1]
["QSwRes",137,199.08678449999999,"MGD","QSwRes",137,216.8879915,"MGD","QSwRes",137,240.9493057,"MGD",1]
["QSwRes",152,97.845130789999999,"MGD","QSwRes",152,105.8367796,"MGD","QSwRes",152,115.85149440000001,"MGD",1]
["QSwRes",180,29.022200460000001,"MGD","QSwRes",180,32.096740259999997,"MGD","QSwRes",180,36.551301539999997,"MGD",1]
["QSwRes",199,6.6094676469999998,"MGD","QSwRes",199,7.1407322110000004,"MGD","QSwRes",199,7.6029196890000001,"MGD",1]
["QSwRes",204,20.218598979999999,"MGD","QSwRes",204,21.98620799,"MGD","QSwRes",204,23.879537410000001,"MGD",1]
["QSwRes",228,2.2343997990000002,"MGD","QSwRes",228,1.748310585,"MGD","QSwRes",228,1.8236994449999999,"MGD",1]
["QSwRes",241,52.952231529999999,"MGD","QSwRes",241,56.414653299999998,"MGD","QSwRes",241,60.775717479999997,"MGD",1]
["QSwRes",275,89.429150269999994,"MGD","QSwRes",275,104.5725442,"MGD","QSwRes",275,122.3083141,"MGD",1]
["QSwRes",284,56.118869969999999,"MGD","QSwRes",284,63.545808559999998,"MGD","QSwRes",284,72.582847130000005,"MGD",1]
["QSwRes",300,150.73910420000001,"MGD","QSwRes",300,168.24525320000001,"MGD","QSwRes",300,190.33789329999999,"MGD",1]
["QSwRes",327,336.88422200000002,"MGD","QSwRes",327,371.20200799999998,"MGD","QSwRes",327,404.89285969999997,"MGD",1]
["QSwRes",347,158.9418819,"MGD","QSwRes",347,176.00074910000001,"MGD","QSwRes",347,193.57488979999999,"MGD",1]
["QSwRes",351,275.21756499999998,"MGD","QSwRes",351,302.5740467,"MGD","QSwRes",351,329.25807759999998,"MGD",1]
["VRes",11,93.33335228,"MG","VRes",11,95.304485630000002,"MG","VRes",11,95.631255809999999,"MG",1]
["VRes",23,93.141277819999999,"MG","VRes",23,93.890609799999993,"MG","VRes",23,93.599714340000006,"MG",1]
["VRes",58,95.211583160000004,"MG","VRes",58,97.194488190000001,"MG","VRes",58,97.450543359999998,"MG",1]
["VRes",66,93.339642339999997,"MG","VRes",66,93.579886590000001,"MG","VRes",66,93.25740648,"MG",1]
["VRes",83,91.804764030000001,"MG","VRes",83,92.260382359999994,"MG","VRes",83,92.319323740000002,"MG",1]
["VRes",109,90.14204359,"MG","VRes",109,91.249129929999995,"MG","VRes",109,86.658159530000006,"MG",1]
["VRes",130,88.782069079999999,"MG","VRes",130,89.839691439999996,"MG","VRes",130,89.994990610000002,"MG",1]
["VRes",152,93.710256630000003,"MG","VRes",152,94.719520739999993,"MG","VRes",152,89.767165829999996,"MG",1]
["VRes",159,96.485794200000001,"MG","VRes",159,96.73181683,"MG","VRes",159,93.453189879999996,"MG",1]
["VRes",189,86.515459870000001,"MG","VRes",189,93.135938589999995,"MG","VRes",189,92.85115338,"MG",1]
["VRes",206,81.208708669999993,"MG","VRes",206,93.180062930000005,"MG","VRes",206,88.857245340000006,"MG",1]
["VRes",213,58.190487750000003,"MG","VRes",213,70.344032440000007,"MG","VRes",213,51.71356823,"MG",1]
["VRes",235,85.389405609999997,"MG","VRes",235,94.629360590000005,"MG","VRes",235,98.041199070000005,"MG",1]
["VRes",256,55.830306440000001,"MG","VRes",256,59.142215350000001,"MG","VRes",256,71.28512542,"MG",1]
["VRes",278,95.303696209999998,"MG","VRes",278,93.439594900000003,"MG","VRes",278,94.397870589999997,"MG",1]
["VRes",299,99.385647140000003,"MG","VRes",299,100.3497919,"MG","VRes",299,99.982386890000001,"MG",1]
["VRes",307,91.725077490000004,"MG","VRes",307,91.749666379999994,"MG","VRes",307,91.736540910000002,"MG",1]
["VRes",336,90.398362969999994,"MG","VRes",336,90.645890069999993,"MG","VRes",336,90.382024990000005,"MG",1]
["VRes",354,97.116685770000004,"MG","VRes",354,98.552047299999998,"MG","VRes",354,97.964206180000005,"MG",1]
["VRes",360,93.652969839999997,"MG","VRes",360,94.668454249999996,"MG","VRes",360,94.110071910000002,"MG",1]
["QGwSw",18,163.72335960000001,"MGD","QGwSw",18,176.43680409999999,"MGD","QGwSw",18,189.05777499999999,"MGD",1]
["QGwSw",38,80.077448950000004,"MGD","QGwSw",38,84.451006759999999,"MGD","QGwSw",38,90.132519430000002,"MGD",1]
["QGwSw",61,75.546779209999997,"MGD","QGwSw",61,79.193887489999995,"MGD","QGwSw",61,85.519209660000001,"MGD",1]
["QGwSw",81,150.56058239999999,"MGD","QGwSw",81,164.03399640000001,"MGD","QGwSw",81,179.40261319999999,"MGD",1]
["QGwSw",90,179.61113649999999,"MGD","QGwSw",90,192.9061164,"MGD","QGwSw",90,208.6022394,"MGD",1]
["QGwSw",105,89.464989149999994,"MGD","QGwSw",105,95.367047200000002,"MGD","QGwSw",105,102.7758934,"MGD",1]
["QGwSw",137,199.5282363,"MGD","QGwSw",137,217.59030440000001,"MGD","QGwSw",137,241.61637110000001,"MGD",1]
["QGwSw",142,226.37883220000001,"MGD","QGwSw",142,245.21847260000001,"MGD","QGwSw",142,269.37436960000002,"MGD",1]
["QGwSw",166,99.702515039999994,"MGD","QGwSw",166,110.85523910000001,"MGD","QGwSw",166,127.1871939,"MGD",1]
["QGwSw",185,19.304717490000002,"MGD","QGwSw",185,21.224347550000001,"MGD","QGwSw",185,24.009400329999998,"MGD",1]
["QGwSw",209,4.5616883369999996,"MGD","QGwSw",209,4.8092613369999997,"MGD","QGwSw",209,5.151855029,"MGD",1]
["QGwSw",228,2.3570202889999998,"MGD","QGwSw",228,2.0042032060000001,"MGD","QGwSw",228,1.6410711790000001,"MGD",1]
["QGwSw",238,1.372718393,"MGD","QGwSw",238,1.3727184400000001,"MGD","QGwSw",238,1.372718471,"MGD",1]
["QGwSw",252,2.3764634560000002,"MGD","QGwSw",252,2.662715838,"MGD","QGwSw",252,2.949568234,"MGD",1]
["QGwSw",285,36.074456830000003,"MGD","QGwSw",285,42.032616330000003,"MGD","QGwSw",285,49.000282380000002,"MGD",1]
["QGwSw",289,25.943431019999998,"MGD","QGwSw",289,30.150955880000001,"MGD","QGwSw",289,35.05134099,"MGD",1]
["QGwSw",314,91.891574980000001,"MGD","QGwSw",314,97.061862669999996,"MGD","QGwSw",314,105.99332,"MGD",1]
["QGwSw",332,249.39924920000001,"MGD","QGwSw",332,271.73238459999999,"MGD","QGwSw",332,294.24151519999998,"MGD",1]
["QGwSw",357,311.75542869999998,"MGD","QGwSw",357,340.09521260000002,"MGD","QGwSw",357,367.0058421,"MGD",1]
["QStSSw",10,0,"MGD","QStSSw",10,0,"MGD","QStSSw",10,0,"MGD",0]
["QStSSw",21,30.83529352,"MGD","QStSSw",21,33.457871900000001,"MGD","QStSSw",21,35.940614689999997,"MGD",1]
["QStSSw",34,0,"MGD","QStSSw",34,0,"MGD","QStSSw",34,0,"MGD",0]
["QStSSw",68,0,"MGD","QStSSw",68,0,"MGD","QStSSw",68,0,"MGD",0]
["QStSSw",71,0,"MGD","QStSSw",71,0,"MGD","QStSSw",71,0,"MGD",0]
["QStSSw",97,0,"MGD","QStSSw",97,0,"MGD","QStSSw",97,0,"MGD",0]
["QStSSw",114,0,"MGD","QStSSw",114,0,"MGD","QStSSw",114,0,"MGD",0]
["QStSSw",126,0,"MGD","QStSSw",126,0,"MGD","QStSSw",126,0,"MGD",0]
["QStSSw",157,49.928380079999997,"MGD","QStSSw",157,57.65261306,"MGD","QStSSw",157,65.87111281,"MGD",1]
["QStSSw",169,0,"MGD","QStSSw",169,0,"MGD","QStSSw",169,0,"MGD",0]
["QStSSw",181,0,"MGD","QStSSw",181,0,"MGD","QStSSw",181,0,"MGD",{"$f":"IF(ISNUMBER(C10436),IF(AVERAGE(C10436,G10436,K10436)<>MAX(C10436,G10436,K10436),1,0),\"\")","v":0}]
["QStSSw",216,0,"MGD","QStSSw",216,0,"MGD","QStSSw",216,0,"MGD",0]
["QStSSw",218,0,"MGD","QStSSw",218,0,"MGD","QStSSw",218,0,"MGD",0]
["QStSSw",245,91.551517610000005,"MGD","QStSSw",245,98.656597930000004,"MGD","QStSSw",245,106.2108987,"MGD",{"$f":"IF(ISNUMBER(C10500),IF(AVERAGE(C10500,G10500,K10500)<>MAX(C10500,G10500,K10500),1,0),\"\")","v":1}]
["QStSSw",261,0,"MGD","QStSSw",261,0,"MGD","QStSSw",261,0,"MGD",0]
["QStSSw",274,0,"MGD","QStSSw",274,0,"MGD","QStSSw",274,0,"MGD",0]
["QStSSw",304,0,"MGD","QStSSw",304,0,"MGD","QStSSw",304,0,"MGD",0]
["QStSSw",317,88.742034439999998,"MGD","QStSSw",317,96.351279239999997,"MGD","QStSSw",317,105.6173544,"MGD",1]
["QStSSw",347,0,"MGD","QStSSw",347,0,"MGD","QStSSw",347,0,"MGD",0]
["QStSSw",364,0,"MGD","QStSSw",364,0,"MGD","QStSSw",364,0,"MGD",0]
["DQUsePSanS",19,0.31246849199999999,"MGD","DQUsePSanS",19,0.311792556,"MGD","DQUsePSanS",19,0.31098839299999997,"MGD",1]
["DQUsePSanS",28,0.31232478699999999,"MGD","DQUsePSanS",28,0.311793661,"MGD","DQUsePSanS",28,0.31098781199999997,"MGD",1]
["DQUsePSanS",43,0.29223154600000001,"MGD","DQUsePSanS",43,0.29155731200000001,"MGD","DQUsePSanS",43,0.29079624399999998,"MGD",1]
["DQUsePSanS",57,0.29238584000000001,"MGD","DQUsePSanS",57,0.29155698000000002,"MGD","DQUsePSanS",57,0.29079655599999998,"MGD",1]
["DQUsePSanS",86,0.27638008800000002,"MGD","DQUsePSanS",86,0.275360732,"MGD","DQUsePSanS",86,0.27465521399999998,"MGD",1]
["DQUsePSanS",100,0.33011905200000002,"MGD","DQUsePSanS",100,0.32987426399999997,"MGD","DQUsePSanS",100,0.32904318900000001,"MGD",1]
["DQUsePSanS",129,0.27794681300000001,"MGD","DQUsePSanS",129,0.27728665600000002,"MGD","DQUsePSanS",129,0.276608929,"MGD",1]
["DQUsePSanS",147,0.27759510700000001,"MGD","DQUsePSanS",147,0.27728818100000002,"MGD","DQUsePSanS",147,0.27661021299999999,"MGD",1]
["DQUsePSanS",153,0.281850765,"MGD","DQUsePSanS",153,0.28181944399999997,"MGD","DQUsePSanS",153,0.28131166499999999,"MGD",1]
["DQUsePSanS",176,0.28144070500000001,"MGD","DQUsePSanS",176,0.28178242100000001,"MGD","DQUsePSanS",176,0.28131299999999998,"MGD",1]
["DQUsePSanS",190,0.38855137499999998,"MGD","DQUsePSanS",190,0.38898476999999998,"MGD","DQUsePSanS",190,0.38891552699999998,"MGD",1]
["DQUsePSanS",205,0.38813218900000002,"MGD","DQUsePSanS",205,0.38866346200000002,"MGD","DQUsePSanS",205,0.38891752400000001,"MGD",1]
["DQUsePSanS",233,0.374789072,"MGD","DQUsePSanS",233,0.37551803299999997,"MGD","DQUsePSanS",233,0.375602508,"MGD",1]
["DQUsePSanS",248,0.26373053899999999,"MGD","DQUsePSanS",248,0.26389634200000001,"MGD","DQUsePSanS",248,0.26349680599999997,"MGD",1]
["DQUsePSanS",276,0.34461176999999998,"MGD","DQUsePSanS",276,0.34412848400000001,"MGD","DQUsePSanS",276,0.34329723200000001,"MGD",1]
["DQUsePSanS",295,0.34477324599999998,"MGD","DQUsePSanS",295,0.34412377500000002,"MGD","DQUsePSanS",295,0.343297301,"MGD",1]
["DQUsePSanS",300,0.34482209899999999,"MGD","DQUsePSanS",300,0.34412200799999998,"MGD","DQUsePSanS",300,0.34329780199999999,"MGD",1]
["DQUsePSanS",324,0.27860044899999997,"MGD","DQUsePSanS",324,0.27737099900000001,"MGD","DQUsePSanS",324,0.27667427300000003,"MGD",1]
["DQUsePSanS",337,0.284383577,"MGD","DQUsePSanS",337,0.283387426,"MGD","DQUsePSanS",337,0.28271338400000001,"MGD",1]
["DQUsePSanS",353,0.28466208300000001,"MGD","DQUsePSanS",353,0.28346091400000001,"MGD","DQUsePSanS",353,0.28272445200000001,"MGD",1]
["DQUseNpSanS",15,0.26753308100000001,"MGD","DQUseNpSanS",15,0.268272014,"MGD","DQUseNpSanS",15,0.269075385,"MGD",1]
["DQUseNpSanS",35,0.25139764599999997,"MGD","DQUseNpSanS",35,0.25202602899999998,"MGD","DQUseNpSanS",35,0.25278788200000002,"MGD",1]
["DQUseNpSanS",58,0.25127637000000003,"MGD","DQUseNpSanS",58,0.25203341200000001,"MGD","DQUseNpSanS",58,0.25278883600000002,"MGD",1]
["DQUseNpSanS",78,0.238027932,"MGD","DQUseNpSanS",78,0.23903928999999999,"MGD","DQUseNpSanS",78,0.239746191,"MGD",1]
["DQUseNpSanS",82,0.23800039100000001,"MGD","DQUseNpSanS",82,0.239038262,"MGD","DQUseNpSanS",82,0.239745559,"MGD",1]
["DQUseNpSanS",107,0.28297991300000003,"MGD","DQUseNpSanS",107,0.28316638500000002,"MGD","DQUseNpSanS",107,0.28399313199999998,"MGD",1]
["DQUseNpSanS",119,0.282679346,"MGD","DQUseNpSanS",119,0.28316955199999999,"MGD","DQUseNpSanS",119,0.28398960699999998,"MGD",1]
["DQUseNpSanS",136,0.24241328400000001,"MGD","DQUseNpSanS",136,0.243194513,"MGD","DQUseNpSanS",136,0.24387104200000001,"MGD",1]
["DQUseNpSanS",162,0.26032401999999999,"MGD","DQUseNpSanS",162,0.260172554,"MGD","DQUseNpSanS",162,0.260679789,"MGD",1]
["DQUseNpSanS",183,0.35873352400000003,"MGD","DQUseNpSanS",183,0.35828231500000002,"MGD","DQUseNpSanS",183,0.35850384099999999,"MGD",1]
["DQUseNpSanS",205,0.35928376499999998,"MGD","DQUseNpSanS",205,0.35875249100000001,"MGD","DQUseNpSanS",205,0.35849842900000001,"MGD",1]
["DQUseNpSanS",226,0.34500450300000002,"MGD","DQUseNpSanS",226,0.34424766099999998,"MGD","DQUseNpSanS",226,0.34401550400000003,"MGD",1]
["DQUseNpSanS",229,0.34492144400000002,"MGD","DQUseNpSanS",229,0.34420439200000003,"MGD","DQUseNpSanS",229,0.34400893199999999,"MGD",1]
["DQUseNpSanS",255,0.24688072799999999,"MGD","DQUseNpSanS",255,0.24745502699999999,"MGD","DQUseNpSanS",255,0.24786086900000001,"MGD",1]
["DQUseNpSanS",276,0.29382018700000001,"MGD","DQUseNpSanS",276,0.29430347299999998,"MGD","DQUseNpSanS",276,0.29513472600000001,"MGD",1]
["DQUseNpSanS",290,0.29367612700000001,"MGD","DQUseNpSanS",290,0.29430847999999998,"MGD","DQUseNpSanS",290,0.29513425700000001,"MGD",1]
["DQUseNpSanS",305,0.23962228199999999,"MGD","DQUseNpSanS",305,0.24066696000000001,"MGD","DQUseNpSanS",305,0.241377327,"MGD",1]
["DQUseNpSanS",333,0.239638663,"MGD","DQUseNpSanS",333,0.240704482,"MGD","DQUseNpSanS",333,0.24138430799999999,"MGD",1]
["DQUseNpSanS",352,0.244324335,"MGD","DQUseNpSanS",352,0.245531004,"MGD","DQUseNpSanS",352,0.246268294,"MGD",1]
["QUseNpSewer",5,0,"MGD","QUseNpSewer",5,0,"MGD","QUseNpSewer",5,0,"MGD",0]
["QUseNpSewer",16,0,"MGD","QUseNpSewer",16,0,"MGD","QUseNpSewer",16,0,"MGD",0]
["QUseNpSewer",29,0,"MGD","QUseNpSewer",29,0,"MGD","QUseNpSewer",29,0,"MGD",0]
["QUseNpSewer",63,0,"MGD","QUseNpSewer",63,0,"MGD","QUseNpSewer",63,0,"MGD",0]
["QUseNpSewer",72,0,"MGD","QUseNpSewer",72,0,"MGD","QUseNpSewer",72,0,"MGD",0]
["QUseNpSewer",88,0,"MGD","QUseNpSewer",88,0,"MGD","QUseNpSewer",88,0,"MGD",0]
["QUseNpSewer",115,0,"MGD","QUseNpSewer",115,0,"MGD","QUseNpSewer",115,0,"MGD",0]
["QUseNpSewer",135,0,"MGD","QUseNpSewer",135,0,"MGD","QUseNpSewer",135,0,"MGD",0]
["QUseNpSewer",152,0,"MGD","QUseNpSewer",152,0,"MGD","QUseNpSewer",152,0,"MGD",0]
["QUseNpSewer",164,0,"MGD","QUseNpSewer",164,0,"MGD","QUseNpSewer",164,0,"MGD",0]
["QUseNpSewer",195,0,"MGD","QUseNpSewer",195,0,"MGD","QUseNpSewer",195,0,"MGD",0]
["QUseNpSewer",211,0,"MGD","QUseNpSewer",211,0,"MGD","QUseNpSewer",211,0,"MGD",0]
["QUseNpSewer",219,0,"MGD","QUseNpSewer",219,0,"MGD","QUseNpSewer",219,0,"MGD",0]
["QUseNpSewer",236,0,"MGD","QUseNpSewer",236,0,"MGD","QUseNpSewer",236,0,"MGD",0]
["QUseNpSewer",262,0,"MGD","QUseNpSewer",262,0,"MGD","QUseNpSewer",262,0,"MGD",0]
["QUseNpSewer",283,0,"MGD","QUseNpSewer",283,0,"MGD","QUseNpSewer",283,0,"MGD",0]
["QUseNpSewer",305,0,"MGD","QUseNpSewer",305,0,"MGD","QUseNpSewer",305,0,"MGD",0]
["QUseNpSewer",312,0,"MGD","QUseNpSewer",312,0,"MGD","QUseNpSewer",312,0,"MGD",0]
["QUseNpSewer",342,0,"MGD","QUseNpSewer",342,0,"MGD","QUseNpSewer",342,0,"MGD",0]
["QUseNpSewer",359,0,"MGD","QUseNpSewer",359,0,"MGD","QUseNpSewer",359,0,"MGD",0]
["LRu1",1,0,"lbs/day","LRu1",1,0,"lbs/day","LRu1",1,0,"lbs/day",{"$f":"IF(ISNUMBER(C11716),IF(AVERAGE(C11716,G11716,K11716)<>MAX(C11716,G11716,K11716),1,0),\"\")","v":0}]
["LRu1",19,130.907635,"lbs/day","LRu1",19,135.20390610000001,"lbs/day","LRu1",19,141.89795889999999,"lbs/day",1]
["LRu1",44,0,"lbs/day","LRu1",44,0,"lbs/day","LRu1",44,0,"lbs/day",0]
["LRu1",66,0,"lbs/day","LRu1",66,0,"lbs/day","LRu1",66,0,"lbs/day",0]
["LRu1",87,0,"lbs/day","LRu1",87,0,"lbs/day","LRu1",87,0,"lbs/day",0]
["LRu1",95,0,"lbs/day","LRu1",95,0,"lbs/day","LRu1",95,0,"lbs/day",0]
["LRu1",124,0,"lbs/day","LRu1",124,0,"lbs/day","LRu1",124,0,"lbs/day",0]
["LRu1",142,0,"lbs/day","LRu1",142,0,"lbs/day","LRu1",142,0,"lbs/day",0]
["LRu1",148,0,"lbs/day","LRu1",148,0,"lbs/day","LRu1",148,0,"lbs/day",0]
["LRu1",167,151.75520370000001,"lbs/day","LRu1",167,156.08036269999999,"lbs/day","LRu1",167,158.98823160000001,"lbs/day",1]
["LRu1",191,22.717286659999999,"lbs/day","LRu1",191,28.4431604,"lbs/day","LRu1",191,34.458792000000003,"lbs/day",1]
["LRu1",214,755.94110639999997,"lbs/day","LRu1",214,782.40568800000005,"lbs/day","LRu1",214,804.25633449999998,"lbs/day",1]
["LRu1",234,0,"lbs/day","LRu1",234,0,"lbs/day","LRu1",234,0,"lbs/day",0]
["LRu1",243,0,"lbs/day","LRu1",243,0,"lbs/day","LRu1",243,0,"lbs/day",0]
["LRu1",271,10.44853256,"lbs/day","LRu1",271,10.73246586,"lbs/day","LRu1",271,11.741835740000001,"lbs/day",1]
["LRu1",290,0,"lbs/day","LRu1",290,0,"lbs/day","LRu1",290,0,"lbs/day",0]
["LRu1",295,0,"lbs/day","LRu1",295,0,"lbs/day","LRu1",295,0,"lbs/day",0]
["LRu1",319,0,"lbs/day","LRu1",319,0,"lbs/day","LRu1",319,0,"lbs/day",0]
["LRu1",338,0,"lbs/day","LRu1",338,0,"lbs/day","LRu1",338,0,"lbs/day",0]
["LRu1",362,0,"lbs/day","LRu1",362,0,"lbs/day","LRu1",362,0,"lbs/day",0]
["LRe1",16,0,"lbs/day","LRe1",16,0,"lbs/day","LRe1",16,0,"lbs/day",0]
["LRe1",26,0,"lbs/day","LRe1",26,0,"lbs/day","LRe1",26,0,"lbs/day",0]
["LRe1",53,0,"lbs/day","LRe1",53,0,"lbs/day","LRe1",53,0,"lbs/day",0]
["LRe1",73,0,"lbs/day","LRe1",73,0,"lbs/day","LRe1",73,0,"lbs/day",0]
["LRe1",77,0,"lbs/day","LRe1",77,0,"lbs/day","LRe1",77,0,"lbs/day",0]
["LRe1",102,0,"lbs/day","LRe1",102,0,"lbs/day","LRe1",102,0,"lbs/day",0]
["LRe1",120,0,"lbs/day","LRe1",120,0,"lbs/day","LRe1",120,0,"lbs/day",0]
["LRe1",145,0,"lbs/day","LRe1",145,0,"lbs/day","LRe1",145,0,"lbs/day",0]
["LRe1",163,0,"lbs/day","LRe1",163,0,"lbs/day","LRe1",163,0,"lbs/day",0]
["LRe1",174,0,"lbs/day","LRe1",174,0,"lbs/day","LRe1",174,0,"lbs/day",0]
["LRe1",200,0,"lbs/day","LRe1",200,0,"lbs/day","LRe1",200,0,"lbs/day",0]
["LRe1",221,0,"lbs/day","LRe1",221,0,"lbs/day","LRe1",221,0,"lbs/day",0]
["LRe1",224,0,"lbs/day","LRe1",224,0,"lbs/day","LRe1",224,0,"lbs/day",0]
["LRe1",250,0,"lbs/day","LRe1",250,0,"lbs/day","LRe1",250,0,"lbs/day",0]
["LRe1",267,0,"lbs/day","LRe1",267,0,"lbs/day","LRe1",267,0,"lbs/day",0]
["LRe1",293,0,"lbs/day","LRe1",293,0,"lbs/day","LRe1",293,0,"lbs/day",0]
["LRe1",310,0,"lbs/day","LRe1",310,0,"lbs/day","LRe1",310,0,"lbs/day",0]
["LRe1",322,0,"lbs/day","LRe1",322,0,"lbs/day","LRe1",322,0,"lbs/day",0]
["LRe1",353,0,"lbs/day","LRe1",353,0,"lbs/day","LRe1",353,0,"lbs/day",0]
["LGw1",4,3549.6433710000001,"lbs/day","LGw1",4,3547.6538220000002,"lbs/day","LGw1",4,3546.885307,"lbs/day",1]
["LGw1",25,3836.0315890000002,"lbs/day","LGw1",25,3843.2393419999999,"lbs/day","LGw1",25,3850.3522119999998,"lbs/day",1]
["LGw1",33,3768.5754700000002,"lbs/day","LGw1",33,3776.6699819999999,"lbs/day","LGw1",33,3786.1652250000002,"lbs/day",1]
["LGw1",49,3738.9686630000001,"lbs/day","LGw1",49,3738.6924479999998,"lbs/day","LGw1",49,3744.1959510000002,"lbs/day",1]
["LGw1",76,3724.6378610000002,"lbs/day","LGw1",76,3768.2974829999998,"lbs/day","LGw1",76,3783.9664939999998,"lbs/day",1]
["LGw1",92,3949.6823559999998,"lbs/day","LGw1",92,3964.9429270000001,"lbs/day","LGw1",92,3977.4470379999998,"lbs/day",1]
["LGw1",105,3690.7589499999999,"lbs/day","LGw1",105,3696.8110200000001,"lbs/day","LGw1",105,3703.8248920000001,"lbs/day",1]
["LGw1",135,4062.7147770000001,"lbs/day","LGw1",135,4158.6150479999997,"lbs/day","LGw1",135,4693.3318149999996,"lbs/day",1]
["LGw1",152,3677.902799,"lbs/day","LGw1",152,3705.8482880000001,"lbs/day","LGw1",152,3851.8210749999998,"lbs/day",1]
["LGw1",172,3552.5545579999998,"lbs/day","LGw1",172,3578.7183949999999,"lbs/day","LGw1",172,3620.0484369999999,"lbs/day",1]
["LGw1",181,3381.552893,"lbs/day","LGw1",181,3410.0987449999998,"lbs/day","LGw1",181,3447.7945669999999,"lbs/day",1]
["LGw1",196,2870.9692060000002,"lbs/day","LGw1",196,2930.569935,"lbs/day","LGw1",196,3004.9469570000001,"lbs/day",1]
["LGw1",228,1191.642366,"lbs/day","LGw1",228,1009.212492,"lbs/day","LGw1",228,824.42594499999996,"lbs/day",1]
["LGw1",239,572.73931140000002,"lbs/day","LGw1",239,566.76221769999995,"lbs/day","LGw1",239,560.64897359999998,"lbs/day",1]
["LGw1",253,1092.4171710000001,"lbs/day","LGw1",253,1172.578366,"lbs/day","LGw1",253,1245.742461,"lbs/day",1]
["LGw1",282,3251.9677649999999,"lbs/day","LGw1",282,3363.9211030000001,"lbs/day","LGw1",282,3407.0568229999999,"lbs/day",1]
["LGw1",300,3835.2362459999999,"lbs/day","LGw1",300,3869.5691280000001,"lbs/day","LGw1",300,3917.7290849999999,"lbs/day",1]
["LGw1",319,3878.2044770000002,"lbs/day","LGw1",319,3892.9926690000002,"lbs/day","LGw1",319,3909.553465,"lbs/day",1]
["LGw1",329,3869.613507,"lbs/day","LGw1",329,3882.7660249999999,"lbs/day","LGw1",329,3940.9783550000002,"lbs/day",1]
["LGw1",343,3650.6139990000001,"lbs/day","LGw1",343,3658.2884880000001,"lbs/day","LGw1",343,3679.8988530000001,"lbs/day",1]
["XGwF1",11,0.41578442999999998,"mg/L","XGwF1",11,0.39865999800000002,"mg/L","XGwF1",11,0.38045080799999997,"mg/L",1]
["XGwF1",21,0.27923115999999998,"mg/L","XGwF1",21,0.25905308900000001,"mg/L","XGwF1",21,0.24119210099999999,"mg/L",1]
["XGwF1",36,0.47321225900000002,"mg/L","XGwF1",36,0.44670349199999998,"mg/L","XGwF1",36,0.41809421299999999,"mg/L",1]
["XGwF1",64,0.22534015700000001,"mg/L","XGwF1",64,0.21647175799999999,"mg/L","XGwF1",64,0.20280725299999999,"mg/L",1]
["XGwF1",83,0.30905814500000001,"mg/L","XGwF1",83,0.29310012000000002,"mg/L","XGwF1",83,0.27283402000000001,"mg/L",1]
["XGwF1",101,0.34114422900000002,"mg/L","XGwF1",101,0.32034186100000001,"mg/L","XGwF1",101,0.29761690699999999,"mg/L",1]
["XGwF1",112,0.86422470200000001,"mg/L","XGwF1",112,0.81386078500000003,"mg/L","XGwF1",112,0.75869050400000004,"mg/L",1]
["XGwF1",125,0.43805332400000002,"mg/L","XGwF1",125,0.39580857200000003,"mg/L","XGwF1",125,0.35137423499999998,"mg/L",1]
["XGwF1",159,0.235808508,"mg/L","XGwF1",159,0.21491987700000001,"mg/L","XGwF1",159,0.19200112799999999,"mg/L",1]
["XGwF1",168,0.50597158900000005,"mg/L","XGwF1",168,0.45911406100000002,"mg/L","XGwF1",168,0.40619741999999998,"mg/L",1]
["XGwF1",184,1.839272539,"mg/L","XGwF1",184,1.690220388,"mg/L","XGwF1",184,1.5135532,"mg/L",1]
["XGwF1",211,5.6323388789999997,"mg/L","XGwF1",211,5.530160629,"mg/L","XGwF1",211,5.3887438899999998,"mg/L",1]
["XGwF1",231,6.168972718,"mg/L","XGwF1",231,6.1766559470000004,"mg/L","XGwF1",231,6.1923439489999996,"mg/L",1]
["XGwF1",235,5.0172209280000004,"mg/L","XGwF1",235,4.817754023,"mg/L","XGwF1",235,4.6116748630000002,"mg/L",1]
["XGwF1",260,0.440029701,"mg/L","XGwF1",260,0.385282599,"mg/L","XGwF1",260,0.27511047300000002,"mg/L",1]
["XGwF1",272,0.29730878799999999,"mg/L","XGwF1",272,0.27465531199999998,"mg/L","XGwF1",272,0.23929370599999999,"mg/L",1]
["XGwF1",307,0.39533675499999998,"mg/L","XGwF1",307,0.376751585,"mg/L","XGwF1",307,0.347802112,"mg/L",1]
["XGwF1",315,0.436166571,"mg/L","XGwF1",315,0.41218242999999999,"mg/L","XGwF1",315,0.37890624899999997,"mg/L",1]
["XGwF1",332,0.17015548599999999,"mg/L","XGwF1",332,0.156853772,"mg/L","XGwF1",332,0.14668334499999999,"mg/L",1]
["XGwF1",358,0.154466462,"mg/L","XGwF1",358,0.144705522,"mg/L","XGwF1",358,0.13596404600000001,"mg/L",1]
["XUseP1",14,39.660672630000001,"mg/L","XUseP1",14,39.657922560000003,"mg/L","XUseP1",14,39.654295349999998,"mg/L",1]
["XUseP1",17,39.660228420000003,"mg/L","XUseP1",17,39.657915699999997,"mg/L","XUseP1",17,39.654309230000003,"mg/L",1]
["XUseP1",43,40.907827500000003,"mg/L","XUseP1",43,40.907295329999997,"mg/L","XUseP1",43,40.90482849,"mg/L",1]
["XUseP1",54,40.908262659999998,"mg/L","XUseP1",54,40.907274909999998,"mg/L","XUseP1",54,40.904842860000002,"mg/L",1]
["XUseP1",90,41.971509820000001,"mg/L","XUseP1",90,41.969895119999997,"mg/L","XUseP1",90,41.967997019999999,"mg/L",1]
["XUseP1",97,37.808837080000004,"mg/L","XUseP1",97,37.806115269999999,"mg/L","XUseP1",97,37.800028490000003,"mg/L",1]
["XUseP1",115,37.807489269999998,"mg/L","XUseP1",115,37.805542789999997,"mg/L","XUseP1",115,37.799985399999997,"mg/L",1]
["XUseP1",140,34.882031769999998,"mg/L","XUseP1",140,34.872702619999998,"mg/L","XUseP1",140,34.863048759999998,"mg/L",1]
["XUseP1",162,31.67017062,"mg/L","XUseP1",162,31.672483700000001,"mg/L","XUseP1",162,31.65923905,"mg/L",1]
["XUseP1",183,25.753457430000001,"mg/L","XUseP1",183,25.759845510000002,"mg/L","XUseP1",183,25.749664119999998,"mg/L",1]
["XUseP1",191,25.75238075,"mg/L","XUseP1",191,25.755307890000001,"mg/L","XUseP1",191,25.74935546,"mg/L",1]
["XUseP1",220,27.822522320000001,"mg/L","XUseP1",220,27.776839689999999,"mg/L","XUseP1",220,27.274922459999999,"mg/L",1]
["XUseP1",238,27.274921490000001,"mg/L","XUseP1",238,27.274921469999999,"mg/L","XUseP1",238,27.274921450000001,"mg/L",1]
["XUseP1",244,34.636979699999998,"mg/L","XUseP1",244,34.636979699999998,"mg/L","XUseP1",244,34.636979699999998,"mg/L",0]
["XUseP1",267,34.636979699999998,"mg/L","XUseP1",267,34.636979699999998,"mg/L","XUseP1",267,34.636979699999998,"mg/L",0]
["XUseP1",287,37.235984979999998,"mg/L","XUseP1",287,37.235984979999998,"mg/L","XUseP1",287,37.235984979999998,"mg/L",0]
["XUseP1",310,41.313207579999997,"mg/L","XUseP1",310,41.313207579999997,"mg/L","XUseP1",310,41.313207579999997,"mg/L",0]
["XUseP1",330,41.313207579999997,"mg/L","XUseP1",330,41.313207579999997,"mg/L","XUseP1",330,41.313207579999997,"mg/L",0]
["XUseP1",339,40.905973029999998,"mg/L","XUseP1",339,40.905973029999998,"mg/L","XUseP1",339,40.905973029999998,"mg/L",0]
["XUseNp1",2,22.09540518,"mg/L","XUseNp1",2,22.097632319999999,"mg/L","XUseNp1",2,22.10225449,"mg/L",1]
["XUseNp1",21,22.095145280000001,"mg/L","XUseNp1",21,22.097513330000002,"mg/L","XUseNp1",21,22.102187350000001,"mg/L",1]
["XUseNp1",26,22.096014780000001,"mg/L","XUseNp1",26,22.097585089999999,"mg/L","XUseNp1",26,22.102184269999999,"mg/L",1]
["XUseNp1",50,22.779839089999999,"mg/L","XUseNp1",50,22.780748070000001,"mg/L","XUseNp1",50,22.783846329999999,"mg/L",1]
["XUseNp1",69,23.360756779999999,"mg/L","XUseNp1",69,23.361938370000001,"mg/L","XUseNp1",69,23.36440305,"mg/L",1]
["XUseNp1",93,21.072906140000001,"mg/L","XUseNp1",93,21.079394130000001,"mg/L","XUseNp1",93,21.087374740000001,"mg/L",1]
["XUseNp1",112,21.078344980000001,"mg/L","XUseNp1",112,21.080055519999998,"mg/L","XUseNp1",112,21.087435769999999,"mg/L",1]
["XUseNp1",122,19.423779159999999,"mg/L","XUseNp1",122,19.432384630000001,"mg/L","XUseNp1",122,19.444775029999999,"mg/L",1]
["XUseNp1",136,19.41068005,"mg/L","XUseNp1",136,19.432091110000002,"mg/L","XUseNp1",136,19.444770559999998,"mg/L",1]
["XUseNp1",169,17.691689700000001,"mg/L","XUseNp1",169,17.685293959999999,"mg/L","XUseNp1",169,17.700623400000001,"mg/L",1]
["XUseNp1",173,17.693658670000001,"mg/L","XUseNp1",173,17.687463770000001,"mg/L","XUseNp1",173,17.70068895,"mg/L",1]
["XUseNp1",198,14.437069510000001,"mg/L","XUseNp1",198,14.43520951,"mg/L","XUseNp1",198,14.4419928,"mg/L",1]
["XUseNp1",216,15.60508593,"mg/L","XUseNp1",216,15.597186000000001,"mg/L","XUseNp1",216,15.610250949999999,"mg/L",1]
["XUseNp1",241,15.021706780000001,"mg/L","XUseNp1",241,15.021706780000001,"mg/L","XUseNp1",241,15.021706780000001,"mg/L",0]
["XUseNp1",259,19.072688840000001,"mg/L","XUseNp1",259,19.072688840000001,"mg/L","XUseNp1",259,19.072688849999999,"mg/L",1]
["XUseNp1",270,19.072688840000001,"mg/L","XUseNp1",270,19.072688840000001,"mg/L","XUseNp1",270,19.072688840000001,"mg/L",0]
["XUseNp1",283,20.50356674,"mg/L","XUseNp1",283,20.50356674,"mg/L","XUseNp1",283,20.50356674,"mg/L",0]
["XUseNp1",317,22.74603917,"mg/L","XUseNp1",317,22.74603917,"mg/L","XUseNp1",317,22.74603917,"mg/L",0]
["XUseNp1",320,22.74603917,"mg/L","XUseNp1",320,22.74603917,"mg/L","XUseNp1",320,22.74603917,"mg/L",0]
["XUseNp1",346,23.066252970000001,"mg/L","XUseNp1",346,23.06844839,"mg/L","XUseNp1",346,23.070853490000001,"mg/L",1]
["XUseNp1",363,23.0654377,"mg/L","XUseNp1",363,23.067392860000002,"mg/L","XUseNp1",363,23.070574130000001,"mg/L",1]
["LStSSw1",24,45.724292679999998,"lbs/day","LStSSw1",24,48.632104890000001,"lbs/day","LStSSw1",24,50.925004139999999,"lbs/day",1]
["LStSSw1",41,66.191535329999994,"lbs/day","LStSSw1",41,73.60024387,"lbs/day","LStSSw1",41,82.057346519999996,"lbs/day",1]
["LStSSw1",53,0,"lbs/day","LStSSw1",53,0,"lbs/day","LStSSw1",53,0,"lbs/day",0]
["LStSSw1",65,0,"lbs/day","LStSSw1",65,0,"lbs/day","LStSSw1",65,0,"lbs/day",0]
["LStSSw1",100,296.3660276,"lbs/day","LStSSw1",100,313.65536839999999,"lbs/day","LStSSw1",100,329.40574930000002,"lbs/day",1]
["LStSSw1",102,0,"lbs/day","LStSSw1",102,0,"lbs/day","LStSSw1",102,0,"lbs/day",0]
["LStSSw1",129,0,"lbs/day","LStSSw1",129,0,"lbs/day","LStSSw1",129,0,"lbs/day",0]
["LStSSw1",145,24.072880619999999,"lbs/day","LStSSw1",145,28.291899019999999,"lbs/day","LStSSw1",145,32.686862740000002,"lbs/day",1]
["LStSSw1",158,645.59044510000001,"lbs/day","LStSSw1",158,684.20412590000001,"lbs/day","LStSSw1",158,727.2702468,"lbs/day",1]
["LStSSw1",188,0,"lbs/day","LStSSw1",188,0,"lbs/day","LStSSw1",188,0,"lbs/day",0]
["LStSSw1",201,97.225299010000001,"lbs/day","LStSSw1",201,107.9388527,"lbs/day","LStSSw1",201,119.1080705,"lbs/day",1]
["LStSSw1",212,0,"lbs/day","LStSSw1",212,0,"lbs/day","LStSSw1",212,0,"lbs/day",0]
["LStSSw1",248,0,"lbs/day","LStSSw1",248,0,"lbs/day","LStSSw1",248,0,"lbs/day",0]
["LStSSw1",249,0,"lbs/day","LStSSw1",249,0,"lbs/day","LStSSw1",249,0,"lbs/day",0]
["LStSSw1",277,0,"lbs/day","LStSSw1",277,0,"lbs/day","LStSSw1",277,0,"lbs/day",0]
["LStSSw1",292,0,"lbs/day","LStSSw1",292,0,"lbs/day","LStSSw1",292,0,"lbs/day",0]
["LStSSw1",306,0,"lbs/day","LStSSw1",306,0,"lbs/day","LStSSw1",306,0,"lbs/day",0]
["LStSSw1",335,0,"lbs/day","LStSSw1",335,0,"lbs/day","LStSSw1",335,0,"lbs/day",0]
["LStSSw1",349,6.9022537249999996,"lbs/day","LStSSw1",349,6.8823674229999998,"lbs/day","LStSSw1",349,6.933846816,"lbs/day",1]
["XSwF1",13,0.53782684300000005,"mg/L","XSwF1",13,0.49667894099999998,"mg/L","XSwF1",13,0.46057573600000001,"mg/L",1]
["XSwF1",31,0.670495124,"mg/L","XSwF1",31,0.64470320999999997,"mg/L","XSwF1",31,0.61578757699999997,"mg/L",1]
["XSwF1",37,0.51263576700000002,"mg/L","XSwF1",37,0.48661702200000001,"mg/L","XSwF1",37,0.45689643299999999,"mg/L",1]
["XSwF1",60,0.54723202699999995,"mg/L","XSwF1",60,0.52263792099999995,"mg/L","XSwF1",60,0.48552949400000001,"mg/L",1]
["XSwF1",74,0.36095490400000002,"mg/L","XSwF1",74,0.34727376100000001,"mg/L","XSwF1",74,0.32587335899999997,"mg/L",1]
["XSwF1",89,0.30220423200000002,"mg/L","XSwF1",89,0.28617732699999998,"mg/L","XSwF1",89,0.268608442,"mg/L",1]
["XSwF1",117,1.269191014,"mg/L","XSwF1",117,1.1449954259999999,"mg/L","XSwF1",117,0.98327642400000004,"mg/L",1]
["XSwF1",132,1.136149769,"mg/L","XSwF1",132,1.0657226319999999,"mg/L","XSwF1",132,0.97966264599999997,"mg/L",1]
["XSwF1",160,0.26413509099999999,"mg/L","XSwF1",160,0.24061255400000001,"mg/L","XSwF1",160,0.214586464,"mg/L",1]
["XSwF1",179,1.3786001109999999,"mg/L","XSwF1",179,1.2930634489999999,"mg/L","XSwF1",179,1.18452595,"mg/L",1]
["XSwF1",184,1.844076735,"mg/L","XSwF1",184,1.701275133,"mg/L","XSwF1",184,1.530381285,"mg/L",1]
["XSwF1",208,4.713875035,"mg/L","XSwF1",208,4.6302555810000001,"mg/L","XSwF1",208,4.5142411339999997,"mg/L",1]
["XSwF1",221,4.5489164579999999,"mg/L","XSwF1",221,4.5094439839999998,"mg/L","XSwF1",221,4.3640600630000002,"mg/L",1]
["XSwF1",237,2.2054068170000001,"mg/L","XSwF1",237,2.097049926,"mg/L","XSwF1",237,1.9994690509999999,"mg/L",1]
["XSwF1",264,0.86031095999999996,"mg/L","XSwF1",264,0.65744735399999998,"mg/L","XSwF1",264,0.46596864799999999,"mg/L",1]
["XSwF1",280,0.69134290399999998,"mg/L","XSwF1",280,0.615912707,"mg/L","XSwF1",280,0.53505496699999999,"mg/L",1]
["XSwF1",307,0.406224894,"mg/L","XSwF1",307,0.38717832099999999,"mg/L","XSwF1",307,0.35753839100000001,"mg/L",1]
["XSwF1",327,0.132894387,"mg/L","XSwF1",327,0.121700559,"mg/L","XSwF1",327,0.113977368,"mg/L",1]
["XSwF1",331,0.31072978400000001,"mg/L","XSwF1",331,0.29249888000000002,"mg/L","XSwF1",331,0.277063846,"mg/L",1]
["XSwF1",356,0.14000922900000001,"mg/L","XSwF1",356,0.13089009900000001,"mg/L","XSwF1",356,0.122788629,"mg/L",1]
["LRes1",3,623.55628119999994,"lbs/day","LRes1",3,631.41428699999994,"lbs/day","LRes1",3,634.82510239999999,"lbs/day",1]
["LRes1",20,664.05932180000002,"lbs/day","LRes1",20,631.59046960000001,"lbs/day","LRes1",20,596.30949050000004,"lbs/day",1]
["LRes1",46,1009.139544,"lbs/day","LRes1",46,963.92967969999995,"lbs/day","LRes1",46,893.35095469999999,"lbs/day",1]
["LRes1",67,539.63286089999997,"lbs/day","LRes1",67,515.52068480000003,"lbs/day","LRes1",67,477.881122,"lbs/day",1]
["LRes1",89,555.87382639999998,"lbs/day","LRes1",89,523.36812850000001,"lbs/day","LRes1",89,485.2512979,"lbs/day",{"$f":"IF(ISNUMBER(C14724),IF(AVERAGE(C14724,G14724,K14724)<>MAX(C14724,G14724,K14724),1,0),\"\")","v":1}]
["LRes1",110,1131.0236170000001,"lbs/day","LRes1",110,1089.9668859999999,"lbs/day","LRes1",110,985.7522338,"lbs/day",1]
["LRes1",113,1531.2079879999999,"lbs/day","LRes1",113,1498.1118899999999,"lbs/day","LRes1",113,1412.7552780000001,"lbs/day",1]
["LRes1",139,462.92885369999999,"lbs/day","LRes1",139,427.83235439999999,"lbs/day","LRes1",139,402.83969389999999,"lbs/day",1]
["LRes1",150,655.39881600000001,"lbs/day","LRes1",150,617.6801567,"lbs/day","LRes1",150,564.92192680000005,"lbs/day",1]
["LRes1",168,993.98859140000002,"lbs/day","LRes1",168,921.09741910000002,"lbs/day","LRes1",168,748.11701140000002,"lbs/day",1]
["LRes1",193,3204.69056,"lbs/day","LRes1",193,3240.293592,"lbs/day","LRes1",193,3019.6846169999999,"lbs/day",1]
["LRes1",215,4496.1287259999999,"lbs/day","LRes1",215,4689.79331,"lbs/day","LRes1",215,4085.5931289999999,"lbs/day",1]
["LRes1",236,4298.8289709999999,"lbs/day","LRes1",236,4513.3407230000003,"lbs/day","LRes1",236,4122.9636419999997,"lbs/day",1]
["LRes1",258,3118.7143129999999,"lbs/day","LRes1",258,3212.3738349999999,"lbs/day","LRes1",258,3407.5926800000002,"lbs/day",1]
["LRes1",260,1959.112263,"lbs/day","LRes1",260,1792.2147299999999,"lbs/day","LRes1",260,1670.045417,"lbs/day",1]
["LRes1",287,1807.0032040000001,"lbs/day","LRes1",287,1712.4961579999999,"lbs/day","LRes1",287,1573.837329,"lbs/day",1]
["LRes1",297,922.30546660000005,"lbs/day","LRes1",297,875.58261349999998,"lbs/day","LRes1",297,807.18430130000002,"lbs/day",1]
["LRes1",316,1092.1972510000001,"lbs/day","LRes1",316,1044.8913849999999,"lbs/day","LRes1",316,969.23893090000001,"lbs/day",1]
["LRes1",340,578.64333309999995,"lbs/day","LRes1",340,548.41213019999998,"lbs/day","LRes1",340,517.20615009999995,"lbs/day",1]
["LRes1",363,331.4296306,"lbs/day","LRes1",363,310.26952949999998,"lbs/day","LRes1",363,288.49898949999999,"lbs/day",1]
["XResF1",18,0.29389858499999999,"mg/L","XResF1",18,0.272626231,"mg/L","XResF1",18,0.25366208400000001,"mg/L",1]
["XResF1",41,0.61469971000000001,"mg/L","XResF1",41,0.591426122,"mg/L","XResF1",41,0.56344091100000004,"mg/L",1]
["XResF1",42,0.69185765399999999,"mg/L","XResF1",42,0.66194549899999999,"mg/L","XResF1",42,0.62935217399999999,"mg/L",1]
["XResF1",70,0.36792462599999998,"mg/L","XResF1",70,0.35179570500000001,"mg/L","XResF1",70,0.330969811,"mg/L",1]
["XResF1",85,0.44538243799999999,"mg/L","XResF1",85,0.42805818299999998,"mg/L","XResF1",85,0.406115002,"mg/L",1]
["XResF1",99,0.27271723199999998,"mg/L","XResF1",99,0.25724023800000001,"mg/L","XResF1",99,0.24384201799999999,"mg/L",1]
["XResF1",122,0.63381932500000004,"mg/L","XResF1",122,0.56545716300000004,"mg/L","XResF1",122,0.49477283799999999,"mg/L",1]
["XResF1",146,0.27255440399999997,"mg/L","XResF1",146,0.25680471399999999,"mg/L","XResF1",146,0.252569443,"mg/L",1]
["XResF1",165,0.40740277600000002,"mg/L","XResF1",165,0.37498498099999999,"mg/L","XResF1",165,0.33653540900000001,"mg/L",1]
["XResF1",189,1.5673766790000001,"mg/L","XResF1",189,1.4462968329999999,"mg/L","XResF1",189,1.3308313970000001,"mg/L",1]
["XResF1",208,2.7861956220000001,"mg/L","XResF1",208,2.5756303690000002,"mg/L","XResF1",208,2.5893691699999999,"mg/L",1]
["XResF1",218,2.4595550519999998,"mg/L","XResF1",218,2.3134787910000001,"mg/L","XResF1",218,2.1624012719999999,"mg/L",1]
["XResF1",232,2.380753694,"mg/L","XResF1",232,2.2687719660000001,"mg/L","XResF1",232,1.9855062670000001,"mg/L",1]
["XResF1",247,1.5422769869999999,"mg/L","XResF1",247,1.5272149150000001,"mg/L","XResF1",247,1.341058321,"mg/L",1]
["XResF1",269,0.68600682400000002,"mg/L","XResF1",269,0.561030641,"mg/L","XResF1",269,0.444520209,"mg/L",1]
["XResF1",294,0.40321663299999999,"mg/L","XResF1",294,0.36579599400000001,"mg/L","XResF1",294,0.32412345799999998,"mg/L",1]
["XResF1",312,0.50557757800000003,"mg/L","XResF1",312,0.48124336400000001,"mg/L","XResF1",312,0.44487849099999999,"mg/L",1]
["XResF1",323,0.14963589199999999,"mg/L","XResF1",323,0.13523988200000001,"mg/L","XResF1",323,0.125124596,"mg/L",1]
["XResF1",355,0.194720849,"mg/L","XResF1",355,0.178692241,"mg/L","XResF1",355,0.16518407099999999,"mg/L",1]
["DPGwWwtpFix","None",0,"% of leaks","DPGwWwtpFix","None",0,"% of leaks","DPGwWwtpFix","None",0,"% of leaks",0]
["DVResAddl","None",0,"MGD","DVResAddl","None",0,"MGD","DVResAddl","None",0,"MGD",0]
["COmGwPump",12,6.6400000000000002E-7,"$/yr","COmGwPump",12,6.6400000000000002E-7,"$/yr","COmGwPump",12,6.6400000000000002E-7,"$/yr",0]
["COmGwPump",33,6.6400000000000002E-7,"$/yr","COmGwPump",33,6.6400000000000002E-7,"$/yr","COmGwPump",33,6.6400000000000002E-7,"$/yr",0]
["COmGwPump",59,6.6400000000000002E-7,"$/yr","COmGwPump",59,6.6400000000000002E-7,"$/yr","COmGwPump",59,6.6400000000000002E-7,"$/yr",0]
["COmGwPump",76,6.6400000000000002E-7,"$/yr","COmGwPump",76,6.6400000000000002E-7,"$/yr","COmGwPump",76,6.6400000000000002E-7,"$/yr",0]
["COmGwPump",88,6.6400000000000002E-7,"$/yr","COmGwPump",88,6.6400000000000002E-7,"$/yr","COmGwPump",88,6.6400000000000002E-7,"$/yr",0]
["COmGwPump",119,6.6400000000000002E-7,"$/yr","COmGwPump",119,6.6400000000000002E-7,"$/yr","COmGwPump",119,6.6400000000000002E-7,"$/yr",0]
["COmGwPump",131,6.6400000000000002E-7,"$/yr","COmGwPump",131,6.6400000000000002E-7,"$/yr","COmGwPump",131,6.6400000000000002E-7,"$/yr",0]
["COmGwPump",143,6.6400000000000002E-7,"$/yr","COmGwPump",143,6.6499999999999999E-7,"$/yr","COmGwPump",143,6.6499999999999999E-7,"$/yr",1]
["COmGwPump",160,6.6599999999999996E-7,"$/yr","COmGwPump",160,6.6599999999999996E-7,"$/yr","COmGwPump",160,6.6700000000000003E-7,"$/yr",1]
["COmGwPump",180,6.75E-7,"$/yr","COmGwPump",180,6.7800000000000001E-7,"$/yr","COmGwPump",180,6.8299999999999996E-7,"$/yr",1]
["COmGwPump",207,0.28140875399999998,"$/yr","COmGwPump",207,0.28140879200000002,"$/yr","COmGwPump",207,0.28140885399999999,"$/yr",1]
["COmGwPump",223,1.3404061E-2,"$/yr","COmGwPump",223,2.2512623270000001,"$/yr","COmGwPump",223,2.2512655000000001,"$/yr",1]
["COmGwPump",236,2.25126669,"$/yr","COmGwPump",236,2.251266845,"$/yr","COmGwPump",236,2.2512669430000001,"$/yr",1]
["COmGwPump",266,1.5209453589999999,"$/yr","COmGwPump",266,1.5209453559999999,"$/yr","COmGwPump",266,1.5209453509999999,"$/yr",1]
["COmGwPump",279,1.33333977,"$/yr","COmGwPump",279,1.33333977,"$/yr","COmGwPump",279,1.333339769,"$/yr",1]
["COmGwPump",290,1.3333397709999999,"$/yr","COmGwPump",290,1.3333397709999999,"$/yr","COmGwPump",290,1.3333397709999999,"$/yr",0]
["COmGwPump",308,1.0854323749999999,"$/yr","COmGwPump",308,1.0854323749999999,"$/yr","COmGwPump",308,1.0854323749999999,"$/yr",0]
["COmGwPump",333,1.0854323749999999,"$/yr","COmGwPump",333,1.0854323749999999,"$/yr","COmGwPump",333,1.0854323749999999,"$/yr",0]
["COmGwPump",355,6.6400000000000002E-7,"$/yr","COmGwPump",355,6.6400000000000002E-7,"$/yr","COmGwPump",355,6.6400000000000002E-7,"$/yr",0]
["COmSwPump",3,0.31996350299999998,"$/yr","COmSwPump",3,0.31996350299999998,"$/yr","COmSwPump",3,0.31996350299999998,"$/yr",0]
["COmSwPump",17,0.31996350299999998,"$/yr","COmSwPump",17,0.31996350299999998,"$/yr","COmSwPump",17,0.31996350299999998,"$/yr",0]
["COmSwPump",46,0.31996350299999998,"$/yr","COmSwPump",46,0.31996350299999998,"$/yr","COmSwPump",46,0.31996350299999998,"$/yr",0]
["COmSwPump",60,0.31996350299999998,"$/yr","COmSwPump",60,0.31996350299999998,"$/yr","COmSwPump",60,0.31996350299999998,"$/yr",0]
["COmSwPump",70,0.31996350299999998,"$/yr","COmSwPump",70,0.31996350299999998,"$/yr","COmSwPump",70,0.31996350299999998,"$/yr",0]
["COmSwPump",89,0.31996350299999998,"$/yr","COmSwPump",89,0.31996350299999998,"$/yr","COmSwPump",89,0.31996350299999998,"$/yr",0]
["COmSwPump",113,0.31996350299999998,"$/yr","COmSwPump",113,0.31996350299999998,"$/yr","COmSwPump",113,0.31996350299999998,"$/yr",0]
["COmSwPump",136,0.31996350299999998,"$/yr","COmSwPump",136,0.31996350299999998,"$/yr","COmSwPump",136,0.31996350299999998,"$/yr",0]
["COmSwPump",150,0.31996350299999998,"$/yr","COmSwPump",150,0.31996350299999998,"$/yr","COmSwPump",150,0.31996350299999998,"$/yr",0]
["COmSwPump",165,0.31996350299999998,"$/yr","COmSwPump",165,0.31996350299999998,"$/yr","COmSwPump",165,0.31996350299999998,"$/yr",0]
["COmSwPump",193,0.31996350299999998,"$/yr","COmSwPump",193,0.31996350299999998,"$/yr","COmSwPump",193,0.31996350299999998,"$/yr",0]
["COmSwPump",212,0.31996350299999998,"$/yr","COmSwPump",212,0.31996350299999998,"$/yr","COmSwPump",212,0.31996350299999998,"$/yr",0]
["COmSwPump",217,0.31996350299999998,"$/yr","COmSwPump",217,0.31996350299999998,"$/yr","COmSwPump",217,0.31996350299999998,"$/yr",0]
["COmSwPump",237,0.31996350299999998,"$/yr","COmSwPump",237,0.31996350299999998,"$/yr","COmSwPump",237,0.31996350299999998,"$/yr",0]
["COmSwPump",260,0.31996350299999998,"$/yr","COmSwPump",260,0.31996350299999998,"$/yr","COmSwPump",260,0.31996350299999998,"$/yr",0]
["COmSwPump",284,0.31996350299999998,"$/yr","COmSwPump",284,0.31996350299999998,"$/yr","COmSwPump",284,0.31996350299999998,"$/yr",0]
["COmSwPump",297,0.31996350299999998,"$/yr","COmSwPump",297,0.31996350299999998,"$/yr","COmSwPump",297,0.31996350299999998,"$/yr",0]
["COmSwPump",313,0.31996350299999998,"$/yr","COmSwPump",313,0.31996350299999998,"$/yr","COmSwPump",313,0.31996350299999998,"$/yr",0]
["COmSwPump",340,0,"$/yr","COmSwPump",340,0,"$/yr","COmSwPump",340,0,"$/yr",0]
["COmSwPump",360,0.31996350299999998,"$/yr","COmSwPump",360,0.31996350299999998,"$/yr","COmSwPump",360,0.31996350299999998,"$/yr",0]
["COmWtp",16,0,"$/yr","COmWtp",16,0,"$/yr","COmWtp",16,0,"$/yr",0]
["COmWtp",18,0,"$/yr","COmWtp",18,0,"$/yr","COmWtp",18,0,"$/yr",0]
["COmWtp",40,0,"$/yr","COmWtp",40,0,"$/yr","COmWtp",40,0,"$/yr",0]
["COmWtp",65,0,"$/yr","COmWtp",65,0,"$/yr","COmWtp",65,0,"$/yr",0]
["COmWtp",77,0,"$/yr","COmWtp",77,0,"$/yr","COmWtp",77,0,"$/yr",0]
["COmWtp",94,0,"$/yr","COmWtp",94,0,"$/yr","COmWtp",94,0,"$/yr",0]
["COmWtp",120,0,"$/yr","COmWtp",120,0,"$/yr","COmWtp",120,0,"$/yr",0]
["COmWtp",141,0,"$/yr","COmWtp",141,0,"$/yr","COmWtp",141,0,"$/yr",0]
["COmWtp",163,0,"$/yr","COmWtp",163,0,"$/yr","COmWtp",163,0,"$/yr",0]
["COmWtp",166,0,"$/yr","COmWtp",166,0,"$/yr","COmWtp",166,0,"$/yr",0]
["COmWtp",187,0,"$/yr","COmWtp",187,0,"$/yr","COmWtp",187,0,"$/yr",0]
["COmWtp",213,0,"$/yr","COmWtp",213,0,"$/yr","COmWtp",213,0,"$/yr",0]
["COmWtp",230,0,"$/yr","COmWtp",230,0,"$/yr","COmWtp",230,0,"$/yr",0]
["COmWtp",242,0,"$/yr","COmWtp",242,0,"$/yr","COmWtp",242,0,"$/yr",0]
["COmWtp",267,0,"$/yr","COmWtp",267,0,"$/yr","COmWtp",267,0,"$/yr",0]
["COmWtp",289,0,"$/yr","COmWtp",289,0,"$/yr","COmWtp",289,0,"$/yr",0]
["COmWtp",310,0,"$/yr","COmWtp",310,0,"$/yr","COmWtp",310,0,"$/yr",0]
["COmWtp",314,0,"$/yr","COmWtp",314,0,"$/yr","COmWtp",314,0,"$/yr",0]
["COmWtp",334,0,"$/yr","COmWtp",334,0,"$/yr","COmWtp",334,0,"$/yr",0]
["COmWtp",361,0,"$/yr","COmWtp",361,0,"$/yr","COmWtp",361,0,"$/yr",0]
["COmWwtp",9,6.8673644559999998,"$/yr","COmWwtp",9,6.8673644559999998,"$/yr","COmWwtp",9,6.8673644559999998,"$/yr",0]
["COmWwtp",22,6.8673644559999998,"$/yr","COmWwtp",22,6.8673644559999998,"$/yr","COmWwtp",22,6.8673644559999998,"$/yr",0]
["COmWwtp",46,6.4787988419999998,"$/yr","COmWwtp",46,6.4787988419999998,"$/yr","COmWwtp",46,6.4787988419999998,"$/yr",0]
["COmWwtp",69,6.1679463520000004,"$/yr","COmWwtp",69,6.1679463520000004,"$/yr","COmWwtp",69,6.1679463520000004,"$/yr",0]
["COmWwtp",89,6.1679463520000004,"$/yr","COmWwtp",89,6.1679463520000004,"$/yr","COmWwtp",89,6.1679463520000004,"$/yr",0]
["COmWwtp",94,7.2186925310000003,"$/yr","COmWwtp",94,7.2186925310000003,"$/yr","COmWwtp",94,7.2186925310000003,"$/yr",0]
["COmWwtp",113,7.2186925310000003,"$/yr","COmWwtp",113,7.2186925310000003,"$/yr","COmWwtp",113,7.2186925310000003,"$/yr",0]
["COmWwtp",141,6.2327072870000002,"$/yr","COmWwtp",141,6.2327072870000002,"$/yr","COmWwtp",141,6.2327072870000002,"$/yr",0]
["COmWwtp",156,6.4617990970000001,"$/yr","COmWwtp",156,6.4617990970000001,"$/yr","COmWwtp",156,6.4617990970000001,"$/yr",0]
["COmWwtp",170,6.4617990970000001,"$/yr","COmWwtp",170,6.4617990970000001,"$/yr","COmWwtp",170,6.4617990970000001,"$/yr",0]
["COmWwtp",193,8.6499092060000002,"$/yr","COmWwtp",193,8.6499092060000002,"$/yr","COmWwtp",193,8.6499092060000002,"$/yr",0]
["COmWwtp",217,8.3536279259999997,"$/yr","COmWwtp",217,8.3536279259999997,"$/yr","COmWwtp",217,8.3536279259999997,"$/yr",0]
["COmWwtp",236,8.3536279259999997,"$/yr","COmWwtp",236,8.3536279259999997,"$/yr","COmWwtp",236,8.3536279259999997,"$/yr",0]
["COmWwtp",246,6.135565884,"$/yr","COmWwtp",246,6.135565884,"$/yr","COmWwtp",246,6.135565884,"$/yr",0]
["COmWwtp",260,6.135565884,"$/yr","COmWwtp",260,6.135565884,"$/yr","COmWwtp",260,6.135565884,"$/yr",0]
["COmWwtp",289,7.4890694370000004,"$/yr","COmWwtp",289,7.4890694370000004,"$/yr","COmWwtp",289,7.4890694370000004,"$/yr",0]
["COmWwtp",303,7.4890694370000004,"$/yr","COmWwtp",303,7.4890694370000004,"$/yr","COmWwtp",303,7.4890694370000004,"$/yr",0]
["COmWwtp",318,6.2068029129999998,"$/yr","COmWwtp",318,6.2068029129999998,"$/yr","COmWwtp",318,6.2068029129999998,"$/yr",0]
["COmWwtp",340,6.3233725969999997,"$/yr","COmWwtp",340,6.3233725969999997,"$/yr","COmWwtp",340,6.3233725969999997,"$/yr",0]
["COmWwtp",365,6.3233725969999997,"$/yr","COmWwtp",365,6.3233725969999997,"$/yr","COmWwtp",365,6.3233725969999997,"$/yr",0]
["COmWrf",13,0,"$/yr","COmWrf",13,0,"$/yr","COmWrf",13,0,"$/yr",0]
["COmWrf",24,0,"$/yr","COmWrf",24,0,"$/yr","COmWrf",24,0,"$/yr",0]
["COmWrf",37,0,"$/yr","COmWrf",37,0,"$/yr","COmWrf",37,0,"$/yr",0]
["COmWrf",67,0,"$/yr","COmWrf",67,0,"$/yr","COmWrf",67,0,"$/yr",0]
["COmWrf",80,0,"$/yr","COmWrf",80,0,"$/yr","COmWrf",80,0,"$/yr",0]
["COmWrf",96,0,"$/yr","COmWrf",96,0,"$/yr","COmWrf",96,0,"$/yr",0]
["COmWrf",123,0,"$/yr","COmWrf",123,0,"$/yr","COmWrf",123,0,"$/yr",0]
["COmWrf",143,0,"$/yr","COmWrf",143,0,"$/yr","COmWrf",143,0,"$/yr",0]
["COmWrf",160,0,"$/yr","COmWrf",160,0,"$/yr","COmWrf",160,0,"$/yr",0]
["COmWrf",172,0,"$/yr","COmWrf",172,0,"$/yr","COmWrf",172,0,"$/yr",0]
["COmWrf",203,0,"$/yr","COmWrf",203,0,"$/yr","COmWrf",203,0,"$/yr",0]
["COmWrf",215,0,"$/yr","COmWrf",215,0,"$/yr","COmWrf",215,0,"$/yr",0]
["COmWrf",227,0,"$/yr","COmWrf",227,0,"$/yr","COmWrf",227,0,"$/yr",0]
["COmWrf",244,0,"$/yr","COmWrf",244,0,"$/yr","COmWrf",244,0,"$/yr",0]
["COmWrf",270,0,"$/yr","COmWrf",270,0,"$/yr","COmWrf",270,0,"$/yr",0]
["COmWrf",291,0,"$/yr","COmWrf",291,0,"$/yr","COmWrf",291,0,"$/yr",0]
["COmWrf",307,0,"$/yr","COmWrf",307,0,"$/yr","COmWrf",307,0,"$/yr",0]
["COmWrf",320,0,"$/yr","COmWrf",320,0,"$/yr","COmWrf",320,0,"$/yr",0]
["COmWrf",350,0,"$/yr","COmWrf",350,0,"$/yr","COmWrf",350,0,"$/yr",0]
["COmWrf",363,0,"$/yr","COmWrf",363,0,"$/yr","COmWrf",363,0,"$/yr",0]
["COmNpdist",7,0,"$/yr","COmNpdist",7,0,"$/yr","COmNpdist",7,0,"$/yr",0]
["COmNpdist",25,0,"$/yr","COmNpdist",25,0,"$/yr","COmNpdist",25,0,"$/yr",0]
["COmNpdist",50,0,"$/yr","COmNpdist",50,0,"$/yr","COmNpdist",50,0,"$/yr",0]
["COmNpdist",72,0,"$/yr","COmNpdist",72,0,"$/yr","COmNpdist",72,0,"$/yr",0]
["COmNpdist",87,0,"$/yr","COmNpdist",87,0,"$/yr","COmNpdist",87,0,"$/yr",0]
["COmNpdist",101,0,"$/yr","COmNpdist",101,0,"$/yr","COmNpdist",101,0,"$/yr",0]
["COmNpdist",130,0,"$/yr","COmNpdist",130,0,"$/yr","COmNpdist",130,0,"$/yr",0]
["COmNpdist",148,0,"$/yr","COmNpdist",148,0,"$/yr","COmNpdist",148,0,"$/yr",0]
["COmNpdist",154,0,"$/yr","COmNpdist",154,0,"$/yr","COmNpdist",154,0,"$/yr",0]
["COmNpdist",173,0,"$/yr","COmNpdist",173,0,"$/yr","COmNpdist",173,0,"$/yr",0]
["COmNpdist",197,0,"$/yr","COmNpdist",197,0,"$/yr","COmNpdist",197,0,"$/yr",0]
["COmNpdist",220,0,"$/yr","COmNpdist",220,0,"$/yr","COmNpdist",220,0,"$/yr",0]
["COmNpdist",234,0,"$/yr","COmNpdist",234,0,"$/yr","COmNpdist",234,0,"$/yr",0]
["COmNpdist",249,0,"$/yr","COmNpdist",249,0,"$/yr","COmNpdist",249,0,"$/yr",0]
["COmNpdist",277,0,"$/yr","COmNpdist",277,0,"$/yr","COmNpdist",277,0,"$/yr",0]
["COmNpdist",296,0,"$/yr","COmNpdist",296,0,"$/yr","COmNpdist",296,0,"$/yr",0]
["COmNpdist",301,0,"$/yr","COmNpdist",301,0,"$/yr","COmNpdist",301,0,"$/yr",0]
["COmNpdist",321,0,"$/yr","COmNpdist",321,0,"$/yr","COmNpdist",321,0,"$/yr",0]
["COmNpdist",344,0,"$/yr","COmNpdist",344,0,"$/yr","COmNpdist",344,0,"$/yr",0]
["COmAsr",1,0,"$/yr","COmAsr",1,0,"$/yr","COmAsr",1,0,"$/yr",0]
["COmAsr",14,0,"$/yr","COmAsr",14,0,"$/yr","COmAsr",14,0,"$/yr",0]
["COmAsr",30,0,"$/yr","COmAsr",30,0,"$/yr","COmAsr",30,0,"$/yr",0]
["COmAsr",57,0,"$/yr","COmAsr",57,0,"$/yr","COmAsr",57,0,"$/yr",0]
["COmAsr",77,0,"$/yr","COmAsr",77,0,"$/yr","COmAsr",77,0,"$/yr",0]
["COmAsr",81,0,"$/yr","COmAsr",81,0,"$/yr","COmAsr",81,0,"$/yr",0]
["COmAsr",102,0,"$/yr","COmAsr",102,0,"$/yr","COmAsr",102,0,"$/yr",0]
["COmAsr",124,0,"$/yr","COmAsr",124,0,"$/yr","COmAsr",124,0,"$/yr",0]
["COmAsr",149,0,"$/yr","COmAsr",149,0,"$/yr","COmAsr",149,0,"$/yr",0]
["COmAsr",167,0,"$/yr","COmAsr",167,0,"$/yr","COmAsr",167,0,"$/yr",0]
["COmAsr",178,0,"$/yr","COmAsr",178,0,"$/yr","COmAsr",178,0,"$/yr",0]
["COmAsr",204,0,"$/yr","COmAsr",204,0,"$/yr","COmAsr",204,0,"$/yr",0]
["COmAsr",225,0,"$/yr","COmAsr",225,0,"$/yr","COmAsr",225,0,"$/yr",0]
["COmAsr",228,0,"$/yr","COmAsr",228,0,"$/yr","COmAsr",228,0,"$/yr",0]
["COmAsr",250,0,"$/yr","COmAsr",250,0,"$/yr","COmAsr",250,0,"$/yr",0]
["COmAsr",271,0,"$/yr","COmAsr",271,0,"$/yr","COmAsr",271,0,"$/yr",{"$f":"IF(ISNUMBER(C17860),IF(AVERAGE(C17860,G17860,K17860)<>MAX(C17860,G17860,K17860),1,0),\"\")","v":0}]
["COmAsr",297,0,"$/yr","COmAsr",297,0,"$/yr","COmAsr",297,0,"$/yr",0]
["COmAsr",314,0,"$/yr","COmAsr",314,0,"$/yr","COmAsr",314,0,"$/yr",0]
["COmAsr",326,0,"$/yr","COmAsr",326,0,"$/yr","COmAsr",326,0,"$/yr",0]
["COmAsr",351,0,"$/yr","COmAsr",351,0,"$/yr","COmAsr",351,0,"$/yr",0]
["COmRes",6,0,"$/yr","COmRes",6,0,"$/yr","COmRes",6,0,"$/yr",0]
["COmRes",27,0,"$/yr","COmRes",27,0,"$/yr","COmRes",27,0,"$/yr",0]
["COmRes",35,0,"$/yr","COmRes",35,0,"$/yr","COmRes",35,0,"$/yr",0]
["COmRes",51,0,"$/yr","COmRes",51,0,"$/yr","COmRes",51,0,"$/yr",0]
["COmRes",78,0,"$/yr","COmRes",78,0,"$/yr","COmRes",78,0,"$/yr",0]
["COmRes",94,0,"$/yr","COmRes",94,0,"$/yr","COmRes",94,0,"$/yr",0]
["COmRes",107,0,"$/yr","COmRes",107,0,"$/yr","COmRes",107,0,"$/yr",0]
["COmRes",131,0,"$/yr","COmRes",131,0,"$/yr","COmRes",131,0,"$/yr",0]
["COmRes",154,0,"$/yr","COmRes",154,0,"$/yr","COmRes",154,0,"$/yr",0]
["COmRes",174,0,"$/yr","COmRes",174,0,"$/yr","COmRes",174,0,"$/yr",0]
["COmRes",183,0,"$/yr","COmRes",183,0,"$/yr","COmRes",183,0,"$/yr",0]
["COmRes",198,0,"$/yr","COmRes",198,0,"$/yr","COmRes",198,0,"$/yr",0]
["COmRes",226,0,"$/yr","COmRes",226,0,"$/yr","COmRes",226,0,"$/yr",0]
["COmRes",241,0,"$/yr","COmRes",241,0,"$/yr","COmRes",241,0,"$/yr",0]
["COmRes",255,0,"$/yr","COmRes",255,0,"$/yr","COmRes",255,0,"$/yr",0]
["COmRes",278,0,"$/yr","COmRes",278,0,"$/yr","COmRes",278,0,"$/yr",0]
["COmRes",302,0,"$/yr","COmRes",302,0,"$/yr","COmRes",302,0,"$/yr",0]
["COmRes",321,0,"$/yr","COmRes",321,0,"$/yr","COmRes",321,0,"$/yr",0]
["COmRes",331,0,"$/yr","COmRes",331,0,"$/yr","COmRes",331,0,"$/yr",0]
["COmRes",345,0,"$/yr","COmRes",345,0,"$/yr","COmRes",345,0,"$/yr",0]
["COmIbtW",7,1.212699306,"$/yr","COmIbtW",7,1.212699306,"$/yr","COmIbtW",7,1.212699306,"$/yr",0]
["COmIbtW",21,1.212699306,"$/yr","COmIbtW",21,1.212699306,"$/yr","COmIbtW",21,1.212699306,"$/yr",0]
["COmIbtW",36,1.138999307,"$/yr","COmIbtW",36,1.138999307,"$/yr","COmIbtW",36,1.138999307,"$/yr",0]
["COmIbtW",64,1.0853993070000001,"$/yr","COmIbtW",64,1.0853993070000001,"$/yr","COmIbtW",64,1.0853993070000001,"$/yr",0]
["COmIbtW",83,1.0853993070000001,"$/yr","COmIbtW",83,1.0853993070000001,"$/yr","COmIbtW",83,1.0853993070000001,"$/yr",0]
["COmIbtW",101,1.3399993050000001,"$/yr","COmIbtW",101,1.3399993050000001,"$/yr","COmIbtW",101,1.3399993050000001,"$/yr",0]
["COmIbtW",112,1.3399993050000001,"$/yr","COmIbtW",112,1.3399993050000001,"$/yr","COmIbtW",112,1.3399993050000001,"$/yr",0]
["COmIbtW",125,1.547699304,"$/yr","COmIbtW",125,1.547699304,"$/yr","COmIbtW",125,1.547699304,"$/yr",0]
["COmIbtW",155,1.8223993009999999,"$/yr","COmIbtW",155,1.8223993000000001,"$/yr","COmIbtW",155,1.8223993000000001,"$/yr",1]
["COmIbtW",168,1.8223992979999999,"$/yr","COmIbtW",168,1.822399297,"$/yr","COmIbtW",168,1.8223992959999999,"$/yr",1]
["COmIbtW",184,2.237799683,"$/yr","COmIbtW",184,2.2377996800000002,"$/yr","COmIbtW",184,2.2377996759999998,"$/yr",1]
["COmIbtW",211,2.2377995510000002,"$/yr","COmIbtW",211,2.2377994769999998,"$/yr","COmIbtW",211,2.2377993319999998,"$/yr",1]
["COmIbtW",231,1.0699999999999999E-6,"$/yr","COmIbtW",231,6.3499999999999996E-7,"$/yr","COmIbtW",231,4.1199999999999998E-7,"$/yr",1]
["COmIbtW",248,3.0300000000000001E-9,"$/yr","COmIbtW",248,3.3499999999999998E-9,"$/yr","COmIbtW",248,3.7399999999999999E-9,"$/yr",1]
["COmIbtW",260,1.8699999999999999E-8,"$/yr","COmIbtW",260,2.4299999999999999E-8,"$/yr","COmIbtW",260,3.6099999999999999E-8,"$/yr",1]
["COmIbtW",272,5.5299999999999997E-9,"$/yr","COmIbtW",272,7.2099999999999997E-9,"$/yr","COmIbtW",272,9.5100000000000005E-9,"$/yr",1]
["COmIbtW",307,0,"$/yr","COmIbtW",307,0,"$/yr","COmIbtW",307,0,"$/yr",0]
["COmIbtW",315,0,"$/yr","COmIbtW",315,0,"$/yr","COmIbtW",315,0,"$/yr",0]
["COmIbtW",332,0,"$/yr","COmIbtW",332,0,"$/yr","COmIbtW",332,0,"$/yr",0]
["COmIbtW",358,1.112199307,"$/yr","COmIbtW",358,1.112199307,"$/yr","COmIbtW",358,1.112199307,"$/yr",0]
["COmIbtWw",12,0.548680006,"$/yr","COmIbtWw",12,0.548680006,"$/yr","COmIbtWw",12,0.548680006,"$/yr",0]
["COmIbtWw",28,0.548680006,"$/yr","COmIbtWw",28,0.548680006,"$/yr","COmIbtWw",28,0.548680006,"$/yr",0]
["COmIbtWw",41,0.548680006,"$/yr","COmIbtWw",41,0.548680006,"$/yr","COmIbtWw",41,0.548680006,"$/yr",0]
["COmIbtWw",52,0.548680006,"$/yr","COmIbtWw",52,0.548680006,"$/yr","COmIbtWw",52,0.548680006,"$/yr",0]
["COmIbtWw",88,0.548680006,"$/yr","COmIbtWw",88,0.548680006,"$/yr","COmIbtWw",88,0.548680006,"$/yr",0]
["COmIbtWw",95,0.548680006,"$/yr","COmIbtWw",95,0.548680006,"$/yr","COmIbtWw",95,0.548680006,"$/yr",0]
["COmIbtWw",113,0.548680006,"$/yr","COmIbtWw",113,0.548680006,"$/yr","COmIbtWw",113,0.548680006,"$/yr",0]
["COmIbtWw",138,0.548680006,"$/yr","COmIbtWw",138,0.548680006,"$/yr","COmIbtWw",138,0.548680006,"$/yr",0]
["COmIbtWw",160,0.548680006,"$/yr","COmIbtWw",160,0.548680006,"$/yr","COmIbtWw",160,0.548680006,"$/yr",0]
["COmIbtWw",175,0.548680006,"$/yr","COmIbtWw",175,0.548680006,"$/yr","COmIbtWw",175,0.548680006,"$/yr",0]
["COmIbtWw",189,0.548680006,"$/yr","COmIbtWw",189,0.548680006,"$/yr","COmIbtWw",189,0.548680006,"$/yr",0]
["COmIbtWw",218,0.548680006,"$/yr","COmIbtWw",218,0.548680006,"$/yr","COmIbtWw",218,0.548680006,"$/yr",0]
["COmIbtWw",236,0.548680006,"$/yr","COmIbtWw",236,0.548680006,"$/yr","COmIbtWw",236,0.548680006,"$/yr",0]
["COmIbtWw",242,0.548680006,"$/yr","COmIbtWw",242,0.548680006,"$/yr","COmIbtWw",242,0.548680006,"$/yr",0]
["COmIbtWw",261,0.548680006,"$/yr","COmIbtWw",261,0.548680006,"$/yr","COmIbtWw",261,0.548680006,"$/yr",0]
["COmIbtWw",285,0.548680006,"$/yr","COmIbtWw",285,0.548680006,"$/yr","COmIbtWw",285,0.548680006,"$/yr",0]
["COmIbtWw",308,0.548680006,"$/yr","COmIbtWw",308,0.548680006,"$/yr","COmIbtWw",308,0.548680006,"$/yr",0]
["COmIbtWw",328,0.548680006,"$/yr","COmIbtWw",328,0.548680006,"$/yr","COmIbtWw",328,0.548680006,"$/yr",0]
["COmIbtWw",337,0.548680006,"$/yr","COmIbtWw",337,0.548680006,"$/yr","COmIbtWw",337,0.548680006,"$/yr",0]
["COmIbtWw",365,0.548680006,"$/yr","COmIbtWw",365,0.548680006,"$/yr","COmIbtWw",365,0.548680006,"$/yr",0]
["CFlood",16,0,"$/yr","CFlood",16,0,"$/yr","CFlood",16,0,"$/yr",0]
["CFlood",21,0,"$/yr","CFlood",21,0,"$/yr","CFlood",21,0,"$/yr",0]
["CFlood",41,0,"$/yr","CFlood",41,0,"$/yr","CFlood",41,0,"$/yr",0]
["CFlood",64,0,"$/yr","CFlood",64,0,"$/yr","CFlood",64,0,"$/yr",0]
["CFlood",88,0,"$/yr","CFlood",88,0,"$/yr","CFlood",88,0,"$/yr",0]
["CFlood",107,0,"$/yr","CFlood",107,0,"$/yr","CFlood",107,0,"$/yr",0]
["CFlood",117,0,"$/yr","CFlood",117,0,"$/yr","CFlood",117,0,"$/yr",0]
["CFlood",144,0,"$/yr","CFlood",144,0,"$/yr","CFlood",144,0,"$/yr",0]
["CFlood",164,0,"$/yr","CFlood",164,0,"$/yr","CFlood",164,0,"$/yr",0]
["CFlood",168,0,"$/yr","CFlood",168,0,"$/yr","CFlood",168,0,"$/yr",0]
["CFlood",189,0,"$/yr","CFlood",189,0,"$/yr","CFlood",189,0,"$/yr",0]
["CFlood",211,0,"$/yr","CFlood",211,0,"$/yr","CFlood",211,0,"$/yr",0]
["CFlood",236,0,"$/yr","CFlood",236,0,"$/yr","CFlood",236,0,"$/yr",0]
["CFlood",254,0,"$/yr","CFlood",254,0,"$/yr","CFlood",254,0,"$/yr",0]
["CFlood",265,0,"$/yr","CFlood",265,0,"$/yr","CFlood",265,0,"$/yr",0]
["CFlood",291,0,"$/yr","CFlood",291,0,"$/yr","CFlood",291,0,"$/yr",0]
["CFlood",312,0,"$/yr","CFlood",312,0,"$/yr","CFlood",312,0,"$/yr",0]
["CFlood",315,0,"$/yr","CFlood",315,0,"$/yr","CFlood",315,0,"$/yr",0]
["CFlood",341,0,"$/yr","CFlood",341,0,"$/yr","CFlood",341,0,"$/yr",0]
["CFlood",358,0,"$/yr","CFlood",358,0,"$/yr","CFlood",358,0,"$/yr",0]
["QWtpGw",19,0.35999999700000002,"MGD","QWtpGw",19,0.35999999700000002,"MGD","QWtpGw",19,0.35999999700000002,"MGD",0]
["QWtpGw",36,0.34999999700000001,"MGD","QWtpGw",36,0.34999999700000001,"MGD","QWtpGw",36,0.34999999700000001,"MGD",0]
["QWtpGw",48,0.34999999700000001,"MGD","QWtpGw",48,0.34999999700000001,"MGD","QWtpGw",48,0.34999999700000001,"MGD",0]
["QWtpGw",73,0.34999999700000001,"MGD","QWtpGw",73,0.34999999700000001,"MGD","QWtpGw",73,0.34999999700000001,"MGD",0]
["QWtpGw",95,0.38999999699999999,"MGD","QWtpGw",95,0.38999999699999999,"MGD","QWtpGw",95,0.38999999699999999,"MGD",0]
["QWtpGw",97,0.38999999699999999,"MGD","QWtpGw",97,0.38999999699999999,"MGD","QWtpGw",97,0.38999999699999999,"MGD",0]
["QWtpGw",124,0.41999999700000001,"MGD","QWtpGw",124,0.41999999700000001,"MGD","QWtpGw",124,0.41999999700000001,"MGD",0]
["QWtpGw",140,0.41999999700000001,"MGD","QWtpGw",140,0.41999999700000001,"MGD","QWtpGw",140,0.41999999700000001,"MGD",0]
["QWtpGw",167,0.45999999699999999,"MGD","QWtpGw",167,0.45999999699999999,"MGD","QWtpGw",167,0.45999999699999999,"MGD",0]
["QWtpGw",183,0.56999999599999995,"MGD","QWtpGw",183,0.56999999599999995,"MGD","QWtpGw",183,0.56999999599999995,"MGD",0]
["QWtpGw",196,0.56999999599999995,"MGD","QWtpGw",196,0.56999999599999995,"MGD","QWtpGw",196,0.56999999599999995,"MGD",0]
["QWtpGw",207,0.56999999599999995,"MGD","QWtpGw",207,0.56999999599999995,"MGD","QWtpGw",207,0.56999999599999995,"MGD",0]
["QWtpGw",243,0.52999999600000003,"MGD","QWtpGw",243,0.52999999600000003,"MGD","QWtpGw",243,0.52999999600000003,"MGD",0]
["QWtpGw",244,0.409999997,"MGD","QWtpGw",244,0.409999997,"MGD","QWtpGw",244,0.409999997,"MGD",0]
["QWtpGw",272,0.409999997,"MGD","QWtpGw",272,0.409999997,"MGD","QWtpGw",272,0.409999997,"MGD",0]
["QWtpGw",287,0.37999999699999998,"MGD","QWtpGw",287,0.37999999699999998,"MGD","QWtpGw",287,0.37999999699999998,"MGD",0]
["QWtpGw",315,0.339999997,"MGD","QWtpGw",315,0.339999997,"MGD","QWtpGw",315,0.339999997,"MGD",0]
["QWtpGw",330,0.339999997,"MGD","QWtpGw",330,0.339999997,"MGD","QWtpGw",330,0.339999997,"MGD",0]
["QWtpGw",344,0.34999999700000001,"MGD","QWtpGw",344,0.34999999700000001,"MGD","QWtpGw",344,0.34999999700000001,"MGD",0]
["QUseP2",8,1.35299999,"MGD","QUseP2",8,1.35299999,"MGD","QUseP2",8,1.35299999,"MGD",0]
["QUseP2",26,1.35299999,"MGD","QUseP2",26,1.35299999,"MGD","QUseP2",26,1.35299999,"MGD",0]
["QUseP2",45,1.3199999899999999,"MGD","QUseP2",45,1.3199999899999999,"MGD","QUseP2",45,1.3199999899999999,"MGD",0]
["QUseP2",55,1.3199999899999999,"MGD","QUseP2",55,1.3199999899999999,"MGD","QUseP2",55,1.3199999899999999,"MGD",0]
["QUseP2",69,1.28699999,"MGD","QUseP2",69,1.28699999,"MGD","QUseP2",69,1.28699999,"MGD",0]
["QUseP2",98,1.4244999890000001,"MGD","QUseP2",98,1.4244999890000001,"MGD","QUseP2",98,1.4244999890000001,"MGD",0]
["QUseP2",112,1.4244999890000001,"MGD","QUseP2",112,1.4244999890000001,"MGD","QUseP2",112,1.4244999890000001,"MGD",0]
["QUseP2",127,1.5509999880000001,"MGD","QUseP2",127,1.5509999880000001,"MGD","QUseP2",127,1.5509999880000001,"MGD",0]
["QUseP2",155,1.7104999869999999,"MGD","QUseP2",155,1.7104999869999999,"MGD","QUseP2",155,1.7104999869999999,"MGD",0]
["QUseP2",174,1.7104999869999999,"MGD","QUseP2",174,1.7104999869999999,"MGD","QUseP2",174,1.7104999869999999,"MGD",0]
["QUseP2",192,2.106499984,"MGD","QUseP2",192,2.106499984,"MGD","QUseP2",192,2.106499984,"MGD",0]
["QUseP2",203,2.106499984,"MGD","QUseP2",203,2.106499984,"MGD","QUseP2",203,2.106499984,"MGD",0]
["QUseP2",216,1.9469999849999999,"MGD","QUseP2",216,1.9469999849999999,"MGD","QUseP2",216,1.9469999849999999,"MGD",0]
["QUseP2",232,1.9469999849999999,"MGD","QUseP2",232,1.9469999849999999,"MGD","QUseP2",232,1.9469999849999999,"MGD",0]
["QUseP2",259,1.5344999880000001,"MGD","QUseP2",259,1.5344999880000001,"MGD","QUseP2",259,1.5344999880000001,"MGD",0]
["QUseP2",275,1.4299999889999999,"MGD","QUseP2",275,1.4299999889999999,"MGD","QUseP2",275,1.4299999889999999,"MGD",0]
["QUseP2",302,1.4299999889999999,"MGD","QUseP2",302,1.4299999889999999,"MGD","QUseP2",302,1.4299999889999999,"MGD",0]
["QUseP2",322,1.28699999,"MGD","QUseP2",322,1.28699999,"MGD","QUseP2",322,1.28699999,"MGD",0]
["QUseP2",339,1.2979999900000001,"MGD","QUseP2",339,1.2979999900000001,"MGD","QUseP2",339,1.2979999900000001,"MGD",0]
["QUseP2",351,1.2979999900000001,"MGD","QUseP2",351,1.2979999900000001,"MGD","QUseP2",351,1.2979999900000001,"MGD",0]
["QUseP2",363,1.2979999900000001,"MGD","QUseP2",363,1.2979999900000001,"MGD","QUseP2",363,1.2979999900000001,"MGD",0]
["QUseP3",15,1.6500000000000001E-2,"MGD","QUseP3",15,1.6500000000000001E-2,"MGD","QUseP3",15,1.6500000000000001E-2,"MGD",0]
["QUseP3",41,1.0999999999999999E-2,"MGD","QUseP3",41,1.0999999999999999E-2,"MGD","QUseP3",41,1.0999999999999999E-2,"MGD",0]
["QUseP3",58,1.0999999999999999E-2,"MGD","QUseP3",58,1.0999999999999999E-2,"MGD","QUseP3",58,1.0999999999999999E-2,"MGD",0]
["QUseP3",84,1.0999999999999999E-2,"MGD","QUseP3",84,1.0999999999999999E-2,"MGD","QUseP3",84,1.0999999999999999E-2,"MGD",0]
["QUseP3",105,1.6500000000000001E-2,"MGD","QUseP3",105,1.6500000000000001E-2,"MGD","QUseP3",105,1.6500000000000001E-2,"MGD",0]
["QUseP3",108,1.6500000000000001E-2,"MGD","QUseP3",108,1.6500000000000001E-2,"MGD","QUseP3",108,1.6500000000000001E-2,"MGD",0]
["QUseP3",134,1.6500000000000001E-2,"MGD","QUseP3",134,1.6500000000000001E-2,"MGD","QUseP3",134,1.6500000000000001E-2,"MGD",0]
["QUseP3",145,1.6500000000000001E-2,"MGD","QUseP3",145,1.6500000000000001E-2,"MGD","QUseP3",145,1.6500000000000001E-2,"MGD",0]
["QUseP3",163,1.6500000000000001E-2,"MGD","QUseP3",163,1.6500000000000001E-2,"MGD","QUseP3",163,1.6500000000000001E-2,"MGD",0]
["QUseP3",188,2.1999999999999999E-2,"MGD","QUseP3",188,2.1999999999999999E-2,"MGD","QUseP3",188,2.1999999999999999E-2,"MGD",0]
["QUseP3",206,2.1999999999999999E-2,"MGD","QUseP3",206,2.1999999999999999E-2,"MGD","QUseP3",206,2.1999999999999999E-2,"MGD",0]
["QUseP3",231,2.1999999999999999E-2,"MGD","QUseP3",231,2.1999999999999999E-2,"MGD","QUseP3",231,2.1999999999999999E-2,"MGD",0]
["QUseP3",253,1.6500000000000001E-2,"MGD","QUseP3",253,1.6500000000000001E-2,"MGD","QUseP3",253,1.6500000000000001E-2,"MGD",0]
["QUseP3",255,1.6500000000000001E-2,"MGD","QUseP3",255,1.6500000000000001E-2,"MGD","QUseP3",255,1.6500000000000001E-2,"MGD",0]
["QUseP3",282,1.6500000000000001E-2,"MGD","QUseP3",282,1.6500000000000001E-2,"MGD","QUseP3",282,1.6500000000000001E-2,"MGD",0]
["QUseP3",292,1.6500000000000001E-2,"MGD","QUseP3",292,1.6500000000000001E-2,"MGD","QUseP3",292,1.6500000000000001E-2,"MGD",0]
["QUseP3",311,1.0999999999999999E-2,"MGD","QUseP3",311,1.0999999999999999E-2,"MGD","QUseP3",311,1.0999999999999999E-2,"MGD",0]
["QUseP3",335,1.0999999999999999E-2,"MGD","QUseP3",335,1.0999999999999999E-2,"MGD","QUseP3",335,1.0999999999999999E-2,"MGD",0]
["QUseP3",354,1.0999999999999999E-2,"MGD","QUseP3",354,1.0999999999999999E-2,"MGD","QUseP3",354,1.0999999999999999E-2,"MGD",0]
["QUseP4",14,0.19799999800000001,"MGD","QUseP4",14,0.19799999800000001,"MGD","QUseP4",14,0.19799999800000001,"MGD",0]
["QUseP4",31,0.19799999800000001,"MGD","QUseP4",31,0.19799999800000001,"MGD","QUseP4",31,0.19799999800000001,"MGD",0]
["QUseP4",43,0.19799999800000001,"MGD","QUseP4",43,0.19799999800000001,"MGD","QUseP4",43,0.19799999800000001,"MGD",0]
["QUseP4",55,0.19799999800000001,"MGD","QUseP4",55,0.19799999800000001,"MGD","QUseP4",55,0.19799999800000001,"MGD",0]
["QUseP4",86,0.186999999,"MGD","QUseP4",86,0.186999999,"MGD","QUseP4",86,0.186999999,"MGD",0]
["QUseP4",98,0.20899999799999999,"MGD","QUseP4",98,0.20899999799999999,"MGD","QUseP4",98,0.20899999799999999,"MGD",0]
["QUseP4",115,0.20899999799999999,"MGD","QUseP4",115,0.20899999799999999,"MGD","QUseP4",115,0.20899999799999999,"MGD",0]
["QUseP4",141,0.22549999800000001,"MGD","QUseP4",141,0.22549999800000001,"MGD","QUseP4",141,0.22549999800000001,"MGD",0]
["QUseP4",162,0.247499998,"MGD","QUseP4",162,0.247499998,"MGD","QUseP4",162,0.247499998,"MGD",0]
["QUseP4",178,0.247499998,"MGD","QUseP4",178,0.247499998,"MGD","QUseP4",178,0.247499998,"MGD",0]
["QUseP4",191,0.307999998,"MGD","QUseP4",191,0.307999998,"MGD","QUseP4",191,0.307999998,"MGD",0]
["QUseP4",221,0.28599999799999998,"MGD","QUseP4",221,0.28599999799999998,"MGD","QUseP4",221,0.28599999799999998,"MGD",0]
["QUseP4",234,0.28599999799999998,"MGD","QUseP4",234,0.28599999799999998,"MGD","QUseP4",234,0.28599999799999998,"MGD",0]
["QUseP4",245,0.22549999800000001,"MGD","QUseP4",245,0.22549999800000001,"MGD","QUseP4",245,0.22549999800000001,"MGD",0]
["QUseP4",263,0.22549999800000001,"MGD","QUseP4",263,0.22549999800000001,"MGD","QUseP4",263,0.22549999800000001,"MGD",0]
["QUseP4",288,0.20899999799999999,"MGD","QUseP4",288,0.20899999799999999,"MGD","QUseP4",288,0.20899999799999999,"MGD",0]
["QUseP4",310,0.186999999,"MGD","QUseP4",310,0.186999999,"MGD","QUseP4",310,0.186999999,"MGD",0]
["QUseP4",325,0.186999999,"MGD","QUseP4",325,0.186999999,"MGD","QUseP4",325,0.186999999,"MGD",0]
["QUseP4",339,0.192499999,"MGD","QUseP4",339,0.192499999,"MGD","QUseP4",339,0.192499999,"MGD",0]
["QUseP5",3,0,"MGD","QUseP5",3,0,"MGD","QUseP5",3,0,"MGD",0]
["QUseP5",17,0,"MGD","QUseP5",17,0,"MGD","QUseP5",17,0,"MGD",0]
["QUseP5",27,0,"MGD","QUseP5",27,0,"MGD","QUseP5",27,0,"MGD",0]
["QUseP5",46,0,"MGD","QUseP5",46,0,"MGD","QUseP5",46,0,"MGD",0]
["QUseP5",70,0,"MGD","QUseP5",70,0,"MGD","QUseP5",70,0,"MGD",0]
["QUseP5",93,0,"MGD","QUseP5",93,0,"MGD","QUseP5",93,0,"MGD",0]
["QUseP5",107,0,"MGD","QUseP5",107,0,"MGD","QUseP5",107,0,"MGD",0]
["QUseP5",122,5.4999999999999997E-3,"MGD","QUseP5",122,5.4999999999999997E-3,"MGD","QUseP5",122,5.4999999999999997E-3,"MGD",0]
["QUseP5",150,5.4999999999999997E-3,"MGD","QUseP5",150,5.4999999999999997E-3,"MGD","QUseP5",150,5.4999999999999997E-3,"MGD",0]
["QUseP5",169,5.4999999999999997E-3,"MGD","QUseP5",169,5.4999999999999997E-3,"MGD","QUseP5",169,5.4999999999999997E-3,"MGD",0]
["QUseP5",174,5.4999999999999997E-3,"MGD","QUseP5",174,5.4999999999999997E-3,"MGD","QUseP5",174,5.4999999999999997E-3,"MGD",0]
["QUseP5",194,5.4999999999999997E-3,"MGD","QUseP5",194,5.4999999999999997E-3,"MGD","QUseP5",194,5.4999999999999997E-3,"MGD",0]
["QUseP5",217,5.4999999999999997E-3,"MGD","QUseP5",217,5.4999999999999997E-3,"MGD","QUseP5",217,5.4999999999999997E-3,"MGD",0]
["QUseP5",241,5.4999999999999997E-3,"MGD","QUseP5",241,5.4999999999999997E-3,"MGD","QUseP5",241,5.4999999999999997E-3,"MGD",{"$f":"IF(ISNUMBER(C21124),IF(AVERAGE(C21124,G21124,K21124)<>MAX(C21124,G21124,K21124),1,0),\"\")","v":0}]
["QUseP5",254,5.4999999999999997E-3,"MGD","QUseP5",254,5.4999999999999997E-3,"MGD","QUseP5",254,5.4999999999999997E-3,"MGD",0]
["QUseP5",270,5.4999999999999997E-3,"MGD","QUseP5",270,5.4999999999999997E-3,"MGD","QUseP5",270,5.4999999999999997E-3,"MGD",0]
["QUseP5",297,0,"MGD","QUseP5",297,0,"MGD","QUseP5",297,0,"MGD",0]
["QUseP5",317,0,"MGD","QUseP5",317,0,"MGD","QUseP5",317,0,"MGD",0]
["QUseP5",321,0,"MGD","QUseP5",321,0,"MGD","QUseP5",321,0,"MGD",0]
["QUseP5",342,0,"MGD","QUseP5",342,0,"MGD","QUseP5",342,0,"MGD",0]
["QUseP5",364,0,"MGD","QUseP5",364,0,"MGD","QUseP5",364,0,"MGD",0]
["QUseP6",24,9.3499999E-2,"MGD","QUseP6",24,9.3499999E-2,"MGD","QUseP6",24,9.3499999E-2,"MGD",0]
["QUseP6",42,8.7999998999999995E-2,"MGD","QUseP6",42,8.7999998999999995E-2,"MGD","QUseP6",42,8.7999998999999995E-2,"MGD",0]
["QUseP6",53,8.7999998999999995E-2,"MGD","QUseP6",53,8.7999998999999995E-2,"MGD","QUseP6",53,8.7999998999999995E-2,"MGD",0]
["QUseP6",79,8.7999998999999995E-2,"MGD","QUseP6",79,8.7999998999999995E-2,"MGD","QUseP6",79,8.7999998999999995E-2,"MGD",0]
["QUseP6",100,9.8999999000000005E-2,"MGD","QUseP6",100,9.8999999000000005E-2,"MGD","QUseP6",100,9.8999999000000005E-2,"MGD",0]
["QUseP6",103,9.8999999000000005E-2,"MGD","QUseP6",103,9.8999999000000005E-2,"MGD","QUseP6",103,9.8999999000000005E-2,"MGD",0]
["QUseP6",125,9.8999999000000005E-2,"MGD","QUseP6",125,9.8999999000000005E-2,"MGD","QUseP6",125,9.8999999000000005E-2,"MGD",0]
["QUseP6",146,9.8999999000000005E-2,"MGD","QUseP6",146,9.8999999000000005E-2,"MGD","QUseP6",146,9.8999999000000005E-2,"MGD",0]
["QUseP6",172,0.109999999,"MGD","QUseP6",172,0.109999999,"MGD","QUseP6",172,0.109999999,"MGD",0]
["QUseP6",189,0.13199999900000001,"MGD","QUseP6",189,0.13199999900000001,"MGD","QUseP6",189,0.13199999900000001,"MGD",0]
["QUseP6",201,0.13199999900000001,"MGD","QUseP6",201,0.13199999900000001,"MGD","QUseP6",201,0.13199999900000001,"MGD",0]
["QUseP6",226,0.126499999,"MGD","QUseP6",226,0.126499999,"MGD","QUseP6",226,0.126499999,"MGD",0]
["QUseP6",248,9.8999999000000005E-2,"MGD","QUseP6",248,9.8999999000000005E-2,"MGD","QUseP6",248,9.8999999000000005E-2,"MGD",0]
["QUseP6",250,9.8999999000000005E-2,"MGD","QUseP6",250,9.8999999000000005E-2,"MGD","QUseP6",250,9.8999999000000005E-2,"MGD",0]
["QUseP6",273,9.8999999000000005E-2,"MGD","QUseP6",273,9.8999999000000005E-2,"MGD","QUseP6",273,9.8999999000000005E-2,"MGD",0]
["QUseP6",293,9.3499999E-2,"MGD","QUseP6",293,9.3499999E-2,"MGD","QUseP6",293,9.3499999E-2,"MGD",0]
["QUseP6",320,8.7999998999999995E-2,"MGD","QUseP6",320,8.7999998999999995E-2,"MGD","QUseP6",320,8.7999998999999995E-2,"MGD",0]
["QUseP6",336,8.7999998999999995E-2,"MGD","QUseP6",336,8.7999998999999995E-2,"MGD","QUseP6",336,8.7999998999999995E-2,"MGD",0]
["QUseP6",349,8.7999998999999995E-2,"MGD","QUseP6",349,8.7999998999999995E-2,"MGD","QUseP6",349,8.7999998999999995E-2,"MGD",0]
["QUseP7",8,7.6999999E-2,"MGD","QUseP7",8,7.6999999E-2,"MGD","QUseP7",8,7.6999999E-2,"MGD",0]
["QUseP7",31,7.6999999E-2,"MGD","QUseP7",31,7.6999999E-2,"MGD","QUseP7",31,7.6999999E-2,"MGD",0]
["QUseP7",51,7.1499998999999995E-2,"MGD","QUseP7",51,7.1499998999999995E-2,"MGD","QUseP7",51,7.1499998999999995E-2,"MGD",0]
["QUseP7",60,7.1499998999999995E-2,"MGD","QUseP7",60,7.1499998999999995E-2,"MGD","QUseP7",60,7.1499998999999995E-2,"MGD",0]
["QUseP7",75,7.1499998999999995E-2,"MGD","QUseP7",75,7.1499998999999995E-2,"MGD","QUseP7",75,7.1499998999999995E-2,"MGD",0]
["QUseP7",103,7.6999999E-2,"MGD","QUseP7",103,7.6999999E-2,"MGD","QUseP7",103,7.6999999E-2,"MGD",0]
["QUseP7",118,7.6999999E-2,"MGD","QUseP7",118,7.6999999E-2,"MGD","QUseP7",118,7.6999999E-2,"MGD",0]
["QUseP7",132,8.2499999000000004E-2,"MGD","QUseP7",132,8.2499999000000004E-2,"MGD","QUseP7",132,8.2499999000000004E-2,"MGD",0]
["QUseP7",155,9.3499999E-2,"MGD","QUseP7",155,9.3499999E-2,"MGD","QUseP7",155,9.3499999E-2,"MGD",0]
["QUseP7",179,9.3499999E-2,"MGD","QUseP7",179,9.3499999E-2,"MGD","QUseP7",179,9.3499999E-2,"MGD",0]
["QUseP7",198,0.11549999900000001,"MGD","QUseP7",198,0.11549999900000001,"MGD","QUseP7",198,0.11549999900000001,"MGD",0]
["QUseP7",208,0.11549999900000001,"MGD","QUseP7",208,0.11549999900000001,"MGD","QUseP7",208,0.11549999900000001,"MGD",0]
["QUseP7",222,0.109999999,"MGD","QUseP7",222,0.109999999,"MGD","QUseP7",222,0.109999999,"MGD",0]
["QUseP7",251,8.2499999000000004E-2,"MGD","QUseP7",251,8.2499999000000004E-2,"MGD","QUseP7",251,8.2499999000000004E-2,"MGD",0]
["QUseP7",265,8.2499999000000004E-2,"MGD","QUseP7",265,8.2499999000000004E-2,"MGD","QUseP7",265,8.2499999000000004E-2,"MGD",0]
["QUseP7",280,7.6999999E-2,"MGD","QUseP7",280,7.6999999E-2,"MGD","QUseP7",280,7.6999999E-2,"MGD",0]
["QUseP7",302,7.6999999E-2,"MGD","QUseP7",302,7.6999999E-2,"MGD","QUseP7",302,7.6999999E-2,"MGD",0]
["QUseP7",327,7.1499998999999995E-2,"MGD","QUseP7",327,7.1499998999999995E-2,"MGD","QUseP7",327,7.1499998999999995E-2,"MGD",0]
["QUseP7",345,7.1499998999999995E-2,"MGD","QUseP7",345,7.1499998999999995E-2,"MGD","QUseP7",345,7.1499998999999995E-2,"MGD",0]
["QUseP7",356,7.1499998999999995E-2,"MGD","QUseP7",356,7.1499998999999995E-2,"MGD","QUseP7",356,7.1499998999999995E-2,"MGD",0]
["QUseP8",4,1.0999999999999999E-2,"MGD","QUseP8",4,1.0999999999999999E-2,"MGD","QUseP8",4,1.0999999999999999E-2,"MGD",0]
["QUseP8",34,5.4999999999999997E-3,"MGD","QUseP8",34,5.4999999999999997E-3,"MGD","QUseP8",34,5.4999999999999997E-3,"MGD",0]
["QUseP8",47,5.4999999999999997E-3,"MGD","QUseP8",47,5.4999999999999997E-3,"MGD","QUseP8",47,5.4999999999999997E-3,"MGD",0]
["QUseP8",63,5.4999999999999997E-3,"MGD","QUseP8",63,5.4999999999999997E-3,"MGD","QUseP8",63,5.4999999999999997E-3,"MGD",0]
["QUseP8",90,5.4999999999999997E-3,"MGD","QUseP8",90,5.4999999999999997E-3,"MGD","QUseP8",90,5.4999999999999997E-3,"MGD",0]
["QUseP8",110,1.0999999999999999E-2,"MGD","QUseP8",110,1.0999999999999999E-2,"MGD","QUseP8",110,1.0999999999999999E-2,"MGD",0]
["QUseP8",127,1.0999999999999999E-2,"MGD","QUseP8",127,1.0999999999999999E-2,"MGD","QUseP8",127,1.0999999999999999E-2,"MGD",0]
["QUseP8",139,1.0999999999999999E-2,"MGD","QUseP8",139,1.0999999999999999E-2,"MGD","QUseP8",139,1.0999999999999999E-2,"MGD",0]
["QUseP8",151,1.0999999999999999E-2,"MGD","QUseP8",151,1.0999999999999999E-2,"MGD","QUseP8",151,1.0999999999999999E-2,"MGD",0]
["QUseP8",182,1.6500000000000001E-2,"MGD","QUseP8",182,1.6500000000000001E-2,"MGD","QUseP8",182,1.6500000000000001E-2,"MGD",0]
["QUseP8",194,1.6500000000000001E-2,"MGD","QUseP8",194,1.6500000000000001E-2,"MGD","QUseP8",194,1.6500000000000001E-2,"MGD",0]
["QUseP8",211,1.6500000000000001E-2,"MGD","QUseP8",211,1.6500000000000001E-2,"MGD","QUseP8",211,1.6500000000000001E-2,"MGD",0]
["QUseP8",237,1.0999999999999999E-2,"MGD","QUseP8",237,1.0999999999999999E-2,"MGD","QUseP8",237,1.0999999999999999E-2,"MGD",0]
["QUseP8",258,1.0999999999999999E-2,"MGD","QUseP8",258,1.0999999999999999E-2,"MGD","QUseP8",258,1.0999999999999999E-2,"MGD",0]
["QUseP8",274,1.0999999999999999E-2,"MGD","QUseP8",274,1.0999999999999999E-2,"MGD","QUseP8",274,1.0999999999999999E-2,"MGD",0]
["QUseP8",287,1.0999999999999999E-2,"MGD","QUseP8",287,1.0999999999999999E-2,"MGD","QUseP8",287,1.0999999999999999E-2,"MGD",0]
["QUseP8",298,1.0999999999999999E-2,"MGD","QUseP8",298,1.0999999999999999E-2,"MGD","QUseP8",298,1.0999999999999999E-2,"MGD",{"$f":"IF(ISNUMBER(C22276),IF(AVERAGE(C22276,G22276,K22276)<>MAX(C22276,G22276,K22276),1,0),\"\")","v":0}]
["QUseP8",316,1.0999999999999999E-2,"MGD","QUseP8",316,1.0999999999999999E-2,"MGD","QUseP8",316,1.0999999999999999E-2,"MGD",0]
["QUseP8",341,1.0999999999999999E-2,"MGD","QUseP8",341,1.0999999999999999E-2,"MGD","QUseP8",341,1.0999999999999999E-2,"MGD",0]
["QUseP8",359,1.0999999999999999E-2,"MGD","QUseP8",359,1.0999999999999999E-2,"MGD","QUseP8",359,1.0999999999999999E-2,"MGD",0]
["QUseNp2",19,1.106999992,"MGD","QUseNp2",19,1.106999992,"MGD","QUseNp2",19,1.106999992,"MGD",0]
["QUseNp2",41,1.0799999920000001,"MGD","QUseNp2",41,1.0799999920000001,"MGD","QUseNp2",41,1.0799999920000001,"MGD",0]
["QUseNp2",56,1.0799999920000001,"MGD","QUseNp2",56,1.0799999920000001,"MGD","QUseNp2",56,1.0799999920000001,"MGD",0]
["QUseNp2",70,1.0529999919999999,"MGD","QUseNp2",70,1.0529999919999999,"MGD","QUseNp2",70,1.0529999919999999,"MGD",0]
["QUseNp2",80,1.0529999919999999,"MGD","QUseNp2",80,1.0529999919999999,"MGD","QUseNp2",80,1.0529999919999999,"MGD",0]
["QUseNp2",99,1.1654999909999999,"MGD","QUseNp2",99,1.1654999909999999,"MGD","QUseNp2",99,1.1654999909999999,"MGD",0]
["QUseNp2",123,1.26899999,"MGD","QUseNp2",123,1.26899999,"MGD","QUseNp2",123,1.26899999,"MGD",0]
["QUseNp2",142,1.26899999,"MGD","QUseNp2",142,1.26899999,"MGD","QUseNp2",142,1.26899999,"MGD",0]
["QUseNp2",166,1.3994999889999999,"MGD","QUseNp2",166,1.3994999889999999,"MGD","QUseNp2",166,1.3994999889999999,"MGD",0]
["QUseNp2",189,1.7234999870000001,"MGD","QUseNp2",189,1.7234999870000001,"MGD","QUseNp2",189,1.7234999870000001,"MGD",{"$f":"IF(ISNUMBER(C22532),IF(AVERAGE(C22532,G22532,K22532)<>MAX(C22532,G22532,K22532),1,0),\"\")","v":0}]
["QUseNp2",203,1.7234999870000001,"MGD","QUseNp2",203,1.7234999870000001,"MGD","QUseNp2",203,1.7234999870000001,"MGD",0]
["QUseNp2",218,1.5929999880000001,"MGD","QUseNp2",218,1.5929999880000001,"MGD","QUseNp2",218,1.5929999880000001,"MGD",0]
["QUseNp2",246,1.2554999899999999,"MGD","QUseNp2",246,1.2554999899999999,"MGD","QUseNp2",246,1.2554999899999999,"MGD",0]
["QUseNp2",247,1.2554999899999999,"MGD","QUseNp2",247,1.2554999899999999,"MGD","QUseNp2",247,1.2554999899999999,"MGD",0]
["QUseNp2",270,1.2554999899999999,"MGD","QUseNp2",270,1.2554999899999999,"MGD","QUseNp2",270,1.2554999899999999,"MGD",0]
["QUseNp2",290,1.1699999910000001,"MGD","QUseNp2",290,1.1699999910000001,"MGD","QUseNp2",290,1.1699999910000001,"MGD",0]
["QUseNp2",313,1.0529999919999999,"MGD","QUseNp2",313,1.0529999919999999,"MGD","QUseNp2",313,1.0529999919999999,"MGD",0]
["QUseNp2",337,1.0619999920000001,"MGD","QUseNp2",337,1.0619999920000001,"MGD","QUseNp2",337,1.0619999920000001,"MGD",0]
["QUseNp2",356,1.0619999920000001,"MGD","QUseNp2",356,1.0619999920000001,"MGD","QUseNp2",356,1.0619999920000001,"MGD",0]
["QUseNp3",1,1.35E-2,"MGD","QUseNp3",1,1.35E-2,"MGD","QUseNp3",1,1.35E-2,"MGD",0]
["QUseNp3",28,1.35E-2,"MGD","QUseNp3",28,1.35E-2,"MGD","QUseNp3",28,1.35E-2,"MGD",0]
["QUseNp3",30,1.35E-2,"MGD","QUseNp3",30,1.35E-2,"MGD","QUseNp3",30,1.35E-2,"MGD",0]
["QUseNp3",52,8.9999999999999993E-3,"MGD","QUseNp3",52,8.9999999999999993E-3,"MGD","QUseNp3",52,8.9999999999999993E-3,"MGD",0]
["QUseNp3",73,8.9999999999999993E-3,"MGD","QUseNp3",73,8.9999999999999993E-3,"MGD","QUseNp3",73,8.9999999999999993E-3,"MGD",0]
["QUseNp3",95,1.35E-2,"MGD","QUseNp3",95,1.35E-2,"MGD","QUseNp3",95,1.35E-2,"MGD",0]
["QUseNp3",120,1.35E-2,"MGD","QUseNp3",120,1.35E-2,"MGD","QUseNp3",120,1.35E-2,"MGD",0]
["QUseNp3",138,1.35E-2,"MGD","QUseNp3",138,1.35E-2,"MGD","QUseNp3",138,1.35E-2,"MGD",0]
["QUseNp3",149,1.35E-2,"MGD","QUseNp3",149,1.35E-2,"MGD","QUseNp3",149,1.35E-2,"MGD",0]
["QUseNp3",175,1.35E-2,"MGD","QUseNp3",175,1.35E-2,"MGD","QUseNp3",175,1.35E-2,"MGD",0]
["QUseNp3",178,1.35E-2,"MGD","QUseNp3",178,1.35E-2,"MGD","QUseNp3",178,1.35E-2,"MGD",0]
["QUseNp3",199,1.7999999999999999E-2,"MGD","QUseNp3",199,1.7999999999999999E-2,"MGD","QUseNp3",199,1.7999999999999999E-2,"MGD",0]
["QUseNp3",225,1.7999999999999999E-2,"MGD","QUseNp3",225,1.7999999999999999E-2,"MGD","QUseNp3",225,1.7999999999999999E-2,"MGD",0]
["QUseNp3",242,1.7999999999999999E-2,"MGD","QUseNp3",242,1.7999999999999999E-2,"MGD","QUseNp3",242,1.7999999999999999E-2,"MGD",0]
["QUseNp3",268,1.35E-2,"MGD","QUseNp3",268,1.35E-2,"MGD","QUseNp3",268,1.35E-2,"MGD",0]
["QUseNp3",285,1.35E-2,"MGD","QUseNp3",285,1.35E-2,"MGD","QUseNp3",285,1.35E-2,"MGD",0]
["QUseNp3",297,1.35E-2,"MGD","QUseNp3",297,1.35E-2,"MGD","QUseNp3",297,1.35E-2,"MGD",0]
["QUseNp3",322,8.9999999999999993E-3,"MGD","QUseNp3",322,8.9999999999999993E-3,"MGD","QUseNp3",322,8.9999999999999993E-3,"MGD",0]
["QUseNp3",326,8.9999999999999993E-3,"MGD","QUseNp3",326,8.9999999999999993E-3,"MGD","QUseNp3",326,8.9999999999999993E-3,"MGD",0]
["QUseNp3",346,8.9999999999999993E-3,"MGD","QUseNp3",346,8.9999999999999993E-3,"MGD","QUseNp3",346,8.9999999999999993E-3,"MGD",0]
["QUseNp4",8,0.16199999900000001,"MGD","QUseNp4",8,0.16199999900000001,"MGD","QUseNp4",8,0.16199999900000001,"MGD",0]
["QUseNp4",24,0.16199999900000001,"MGD","QUseNp4",24,0.16199999900000001,"MGD","QUseNp4",24,0.16199999900000001,"MGD",0]
["QUseNp4",51,0.16199999900000001,"MGD","QUseNp4",51,0.16199999900000001,"MGD","QUseNp4",51,0.16199999900000001,"MGD",0]
["QUseNp4",67,0.152999999,"MGD","QUseNp4",67,0.152999999,"MGD","QUseNp4",67,0.152999999,"MGD",0]
["QUseNp4",80,0.152999999,"MGD","QUseNp4",80,0.152999999,"MGD","QUseNp4",80,0.152999999,"MGD",0]
["QUseNp4",104,0.17099999900000001,"MGD","QUseNp4",104,0.17099999900000001,"MGD","QUseNp4",104,0.17099999900000001,"MGD",0]
["QUseNp4",109,0.17099999900000001,"MGD","QUseNp4",109,0.17099999900000001,"MGD","QUseNp4",109,0.17099999900000001,"MGD",0]
["QUseNp4",128,0.184499999,"MGD","QUseNp4",128,0.184499999,"MGD","QUseNp4",128,0.184499999,"MGD",0]
["QUseNp4",156,0.20249999799999999,"MGD","QUseNp4",156,0.20249999799999999,"MGD","QUseNp4",156,0.20249999799999999,"MGD",0]
["QUseNp4",171,0.20249999799999999,"MGD","QUseNp4",171,0.20249999799999999,"MGD","QUseNp4",171,0.20249999799999999,"MGD",0]
["QUseNp4",199,0.251999998,"MGD","QUseNp4",199,0.251999998,"MGD","QUseNp4",199,0.251999998,"MGD",0]
["QUseNp4",214,0.23399999799999999,"MGD","QUseNp4",214,0.23399999799999999,"MGD","QUseNp4",214,0.23399999799999999,"MGD",0]
["QUseNp4",228,0.23399999799999999,"MGD","QUseNp4",228,0.23399999799999999,"MGD","QUseNp4",228,0.23399999799999999,"MGD",0]
["QUseNp4",238,0.23399999799999999,"MGD","QUseNp4",238,0.23399999799999999,"MGD","QUseNp4",238,0.23399999799999999,"MGD",0]
["QUseNp4",257,0.184499999,"MGD","QUseNp4",257,0.184499999,"MGD","QUseNp4",257,0.184499999,"MGD",0]
["QUseNp4",275,0.17099999900000001,"MGD","QUseNp4",275,0.17099999900000001,"MGD","QUseNp4",275,0.17099999900000001,"MGD",0]
["QUseNp4",304,0.17099999900000001,"MGD","QUseNp4",304,0.17099999900000001,"MGD","QUseNp4",304,0.17099999900000001,"MGD",0]
["QUseNp4",318,0.152999999,"MGD","QUseNp4",318,0.152999999,"MGD","QUseNp4",318,0.152999999,"MGD",0]
["QUseNp4",347,0.157499999,"MGD","QUseNp4",347,0.157499999,"MGD","QUseNp4",347,0.157499999,"MGD",0]
["QUseNp4",361,0.157499999,"MGD","QUseNp4",361,0.157499999,"MGD","QUseNp4",361,0.157499999,"MGD",0]
["QUseNp5",11,0,"MGD","QUseNp5",11,0,"MGD","QUseNp5",11,0,"MGD",0]
["QUseNp5",39,0,"MGD","QUseNp5",39,0,"MGD","QUseNp5",39,0,"MGD",0]
["QUseNp5",40,0,"MGD","QUseNp5",40,0,"MGD","QUseNp5",40,0,"MGD",0]
["QUseNp5",76,0,"MGD","QUseNp5",76,0,"MGD","QUseNp5",76,0,"MGD",0]
["QUseNp5",87,0,"MGD","QUseNp5",87,0,"MGD","QUseNp5",87,0,"MGD",0]
["QUseNp5",100,0,"MGD","QUseNp5",100,0,"MGD","QUseNp5",100,0,"MGD",0]
["QUseNp5",130,4.4999999999999997E-3,"MGD","QUseNp5",130,4.4999999999999997E-3,"MGD","QUseNp5",130,4.4999999999999997E-3,"MGD",0]
["QUseNp5",143,4.4999999999999997E-3,"MGD","QUseNp5",143,4.4999999999999997E-3,"MGD","QUseNp5",143,4.4999999999999997E-3,"MGD",0]
["QUseNp5",159,4.4999999999999997E-3,"MGD","QUseNp5",159,4.4999999999999997E-3,"MGD","QUseNp5",159,4.4999999999999997E-3,"MGD",0]
["QUseNp5",186,4.4999999999999997E-3,"MGD","QUseNp5",186,4.4999999999999997E-3,"MGD","QUseNp5",186,4.4999999999999997E-3,"MGD",0]
["QUseNp5",188,4.4999999999999997E-3,"MGD","QUseNp5",188,4.4999999999999997E-3,"MGD","QUseNp5",188,4.4999999999999997E-3,"MGD",0]
["QUseNp5",223,4.4999999999999997E-3,"MGD","QUseNp5",223,4.4999999999999997E-3,"MGD","QUseNp5",223,4.4999999999999997E-3,"MGD",0]
["QUseNp5",235,4.4999999999999997E-3,"MGD","QUseNp5",235,4.4999999999999997E-3,"MGD","QUseNp5",235,4.4999999999999997E-3,"MGD",0]
["QUseNp5",247,4.4999999999999997E-3,"MGD","QUseNp5",247,4.4999999999999997E-3,"MGD","QUseNp5",247,4.4999999999999997E-3,"MGD",0]
["QUseNp5",264,4.4999999999999997E-3,"MGD","QUseNp5",264,4.4999999999999997E-3,"MGD","QUseNp5",264,4.4999999999999997E-3,"MGD",0]
["QUseNp5",290,0,"MGD","QUseNp5",290,0,"MGD","QUseNp5",290,0,"MGD",0]
["QUseNp5",307,0,"MGD","QUseNp5",307,0,"MGD","QUseNp5",307,0,"MGD",0]
["QUseNp5",333,0,"MGD","QUseNp5",333,0,"MGD","QUseNp5",333,0,"MGD",0]
["QUseNp5",336,0,"MGD","QUseNp5",336,0,"MGD","QUseNp5",336,0,"MGD",0]
["QUseNp6",5,7.6499998999999999E-2,"MGD","QUseNp6",5,7.6499998999999999E-2,"MGD","QUseNp6",5,7.6499998999999999E-2,"MGD",0]
["QUseNp6",18,7.6499998999999999E-2,"MGD","QUseNp6",18,7.6499998999999999E-2,"MGD","QUseNp6",18,7.6499998999999999E-2,"MGD",0]
["QUseNp6",29,7.6499998999999999E-2,"MGD","QUseNp6",29,7.6499998999999999E-2,"MGD","QUseNp6",29,7.6499998999999999E-2,"MGD",0]
["QUseNp6",47,7.1999998999999995E-2,"MGD","QUseNp6",47,7.1999998999999995E-2,"MGD","QUseNp6",47,7.1999998999999995E-2,"MGD",0]
["QUseNp6",72,7.1999998999999995E-2,"MGD","QUseNp6",72,7.1999998999999995E-2,"MGD","QUseNp6",72,7.1999998999999995E-2,"MGD",0]
["QUseNp6",90,7.1999998999999995E-2,"MGD","QUseNp6",90,7.1999998999999995E-2,"MGD","QUseNp6",90,7.1999998999999995E-2,"MGD",0]
["QUseNp6",115,8.0999999000000003E-2,"MGD","QUseNp6",115,8.0999999000000003E-2,"MGD","QUseNp6",115,8.0999999000000003E-2,"MGD",0]
["QUseNp6",119,8.0999999000000003E-2,"MGD","QUseNp6",119,8.0999999000000003E-2,"MGD","QUseNp6",119,8.0999999000000003E-2,"MGD",0]
["QUseNp6",139,8.0999999000000003E-2,"MGD","QUseNp6",139,8.0999999000000003E-2,"MGD","QUseNp6",139,8.0999999000000003E-2,"MGD",0]
["QUseNp6",166,8.9999998999999997E-2,"MGD","QUseNp6",166,8.9999998999999997E-2,"MGD","QUseNp6",166,8.9999998999999997E-2,"MGD",0]
["QUseNp6",176,8.9999998999999997E-2,"MGD","QUseNp6",176,8.9999998999999997E-2,"MGD","QUseNp6",176,8.9999998999999997E-2,"MGD",0]
["QUseNp6",195,0.107999999,"MGD","QUseNp6",195,0.107999999,"MGD","QUseNp6",195,0.107999999,"MGD",0]
["QUseNp6",219,0.103499999,"MGD","QUseNp6",219,0.103499999,"MGD","QUseNp6",219,0.103499999,"MGD",0]
["QUseNp6",238,0.103499999,"MGD","QUseNp6",238,0.103499999,"MGD","QUseNp6",238,0.103499999,"MGD",0]
["QUseNp6",262,8.0999999000000003E-2,"MGD","QUseNp6",262,8.0999999000000003E-2,"MGD","QUseNp6",262,8.0999999000000003E-2,"MGD",0]
["QUseNp6",267,8.0999999000000003E-2,"MGD","QUseNp6",267,8.0999999000000003E-2,"MGD","QUseNp6",267,8.0999999000000003E-2,"MGD",0]
["QUseNp6",286,7.6499998999999999E-2,"MGD","QUseNp6",286,7.6499998999999999E-2,"MGD","QUseNp6",286,7.6499998999999999E-2,"MGD",0]
["QUseNp6",314,7.1999998999999995E-2,"MGD","QUseNp6",314,7.1999998999999995E-2,"MGD","QUseNp6",314,7.1999998999999995E-2,"MGD",0]
["QUseNp6",323,7.1999998999999995E-2,"MGD","QUseNp6",323,7.1999998999999995E-2,"MGD","QUseNp6",323,7.1999998999999995E-2,"MGD",0]
["QUseNp6",343,7.1999998999999995E-2,"MGD","QUseNp6",343,7.1999998999999995E-2,"MGD","QUseNp6",343,7.1999998999999995E-2,"MGD",0]
["QUseNp7",1,6.3E-2,"MGD","QUseNp7",1,6.3E-2,"MGD","QUseNp7",1,6.3E-2,"MGD",0]
["QUseNp7",21,6.3E-2,"MGD","QUseNp7",21,6.3E-2,"MGD","QUseNp7",21,6.3E-2,"MGD",0]
["QUseNp7",44,5.8500000000000003E-2,"MGD","QUseNp7",44,5.8500000000000003E-2,"MGD","QUseNp7",44,5.8500000000000003E-2,"MGD",0]
["QUseNp7",50,5.8500000000000003E-2,"MGD","QUseNp7",50,5.8500000000000003E-2,"MGD","QUseNp7",50,5.8500000000000003E-2,"MGD",0]
["QUseNp7",68,5.8500000000000003E-2,"MGD","QUseNp7",68,5.8500000000000003E-2,"MGD","QUseNp7",68,5.8500000000000003E-2,"MGD",0]
["QUseNp7",97,6.3E-2,"MGD","QUseNp7",97,6.3E-2,"MGD","QUseNp7",97,6.3E-2,"MGD",0]
["QUseNp7",105,6.3E-2,"MGD","QUseNp7",105,6.3E-2,"MGD","QUseNp7",105,6.3E-2,"MGD",0]
["QUseNp7",126,6.7499999000000005E-2,"MGD","QUseNp7",126,6.7499999000000005E-2,"MGD","QUseNp7",126,6.7499999000000005E-2,"MGD",0]
["QUseNp7",148,6.7499999000000005E-2,"MGD","QUseNp7",148,6.7499999000000005E-2,"MGD","QUseNp7",148,6.7499999000000005E-2,"MGD",0]
["QUseNp7",173,7.6499998999999999E-2,"MGD","QUseNp7",173,7.6499998999999999E-2,"MGD","QUseNp7",173,7.6499998999999999E-2,"MGD",0]
["QUseNp7",191,9.4499999000000001E-2,"MGD","QUseNp7",191,9.4499999000000001E-2,"MGD","QUseNp7",191,9.4499999000000001E-2,"MGD",0]
["QUseNp7",198,9.4499999000000001E-2,"MGD","QUseNp7",198,9.4499999000000001E-2,"MGD","QUseNp7",198,9.4499999000000001E-2,"MGD",0]
["QUseNp7",234,8.9999998999999997E-2,"MGD","QUseNp7",234,8.9999998999999997E-2,"MGD","QUseNp7",234,8.9999998999999997E-2,"MGD",0]
["QUseNp7",245,6.7499999000000005E-2,"MGD","QUseNp7",245,6.7499999000000005E-2,"MGD","QUseNp7",245,6.7499999000000005E-2,"MGD",0]
["QUseNp7",271,6.7499999000000005E-2,"MGD","QUseNp7",271,6.7499999000000005E-2,"MGD","QUseNp7",271,6.7499999000000005E-2,"MGD",0]
["QUseNp7",274,6.3E-2,"MGD","QUseNp7",274,6.3E-2,"MGD","QUseNp7",274,6.3E-2,"MGD",0]
["QUseNp7",295,6.3E-2,"MGD","QUseNp7",295,6.3E-2,"MGD","QUseNp7",295,6.3E-2,"MGD",0]
["QUseNp7",321,5.8500000000000003E-2,"MGD","QUseNp7",321,5.8500000000000003E-2,"MGD","QUseNp7",321,5.8500000000000003E-2,"MGD",0]
["QUseNp7",338,5.8500000000000003E-2,"MGD","QUseNp7",338,5.8500000000000003E-2,"MGD","QUseNp7",338,5.8500000000000003E-2,"MGD",0]
["QUseNp7",346,5.8500000000000003E-2,"MGD","QUseNp7",346,5.8500000000000003E-2,"MGD","QUseNp7",346,5.8500000000000003E-2,"MGD",0]
["QUseNp8",16,8.9999999999999993E-3,"MGD","QUseNp8",16,8.9999999999999993E-3,"MGD","QUseNp8",16,8.9999999999999993E-3,"MGD",0]
["QUseNp8",28,8.9999999999999993E-3,"MGD","QUseNp8",28,8.9999999999999993E-3,"MGD","QUseNp8",28,8.9999999999999993E-3,"MGD",0]
["QUseNp8",53,4.4999999999999997E-3,"MGD","QUseNp8",53,4.4999999999999997E-3,"MGD","QUseNp8",53,4.4999999999999997E-3,"MGD",0]
["QUseNp8",57,4.4999999999999997E-3,"MGD","QUseNp8",57,4.4999999999999997E-3,"MGD","QUseNp8",57,4.4999999999999997E-3,"MGD",0]
["QUseNp8",77,4.4999999999999997E-3,"MGD","QUseNp8",77,4.4999999999999997E-3,"MGD","QUseNp8",77,4.4999999999999997E-3,"MGD",0]
["QUseNp8",104,8.9999999999999993E-3,"MGD","QUseNp8",104,8.9999999999999993E-3,"MGD","QUseNp8",104,8.9999999999999993E-3,"MGD",0]
["QUseNp8",120,8.9999999999999993E-3,"MGD","QUseNp8",120,8.9999999999999993E-3,"MGD","QUseNp8",120,8.9999999999999993E-3,"MGD",0]
["QUseNp8",129,8.9999999999999993E-3,"MGD","QUseNp8",129,8.9999999999999993E-3,"MGD","QUseNp8",129,8.9999999999999993E-3,"MGD",0]
["QUseNp8",163,8.9999999999999993E-3,"MGD","QUseNp8",163,8.9999999999999993E-3,"MGD","QUseNp8",163,8.9999999999999993E-3,"MGD",0]
["QUseNp8",176,8.9999999999999993E-3,"MGD","QUseNp8",176,8.9999999999999993E-3,"MGD","QUseNp8",176,8.9999999999999993E-3,"MGD",0]
["QUseNp8",187,1.35E-2,"MGD","QUseNp8",187,1.35E-2,"MGD","QUseNp8",187,1.35E-2,"MGD",0]
["QUseNp8",205,1.35E-2,"MGD","QUseNp8",205,1.35E-2,"MGD","QUseNp8",205,1.35E-2,"MGD",0]
["QUseNp8",224,8.9999999999999993E-3,"MGD","QUseNp8",224,8.9999999999999993E-3,"MGD","QUseNp8",224,8.9999999999999993E-3,"MGD",0]
["QUseNp8",252,8.9999999999999993E-3,"MGD","QUseNp8",252,8.9999999999999993E-3,"MGD","QUseNp8",252,8.9999999999999993E-3,"MGD",0]
["QUseNp8",267,8.9999999999999993E-3,"MGD","QUseNp8",267,8.9999999999999993E-3,"MGD","QUseNp8",267,8.9999999999999993E-3,"MGD",0]
["QUseNp8",277,8.9999999999999993E-3,"MGD","QUseNp8",277,8.9999999999999993E-3,"MGD","QUseNp8",277,8.9999999999999993E-3,"MGD",0]
["QUseNp8",310,8.9999999999999993E-3,"MGD","QUseNp8",310,8.9999999999999993E-3,"MGD","QUseNp8",310,8.9999999999999993E-3,"MGD",0]
["QUseNp8",324,8.9999999999999993E-3,"MGD","QUseNp8",324,8.9999999999999993E-3,"MGD","QUseNp8",324,8.9999999999999993E-3,"MGD",0]
["QUseNp8",334,8.9999999999999993E-3,"MGD","QUseNp8",334,8.9999999999999993E-3,"MGD","QUseNp8",334,8.9999999999999993E-3,"MGD",0]
["QUseNp8",353,8.9999999999999993E-3,"MGD","QUseNp8",353,8.9999999999999993E-3,"MGD","QUseNp8",353,8.9999999999999993E-3,"MGD",0]
["QGwWwtp",6,0.14557921800000001,"MGD","QGwWwtp",6,0.14557921800000001,"MGD","QGwWwtp",6,0.14557921800000001,"MGD",0]
["QGwWwtp",35,0.14100125499999999,"MGD","QGwWwtp",35,0.14100125499999999,"MGD","QGwWwtp",35,0.14100125499999999,"MGD",0]
["QGwWwtp",49,0.14100125499999999,"MGD","QGwWwtp",49,0.14100125499999999,"MGD","QGwWwtp",49,0.14100125499999999,"MGD",0]
["QGwWwtp",64,0.13733888499999999,"MGD","QGwWwtp",64,0.13733888499999999,"MGD","QGwWwtp",64,0.13733888499999999,"MGD",0]
["QGwWwtp",92,0.149718459,"MGD","QGwWwtp",92,0.149718459,"MGD","QGwWwtp",92,0.149718459,"MGD",0]
["QGwWwtp",107,0.149718459,"MGD","QGwWwtp",107,0.149718459,"MGD","QGwWwtp",107,0.149718459,"MGD",0]
["QGwWwtp",116,0.149718459,"MGD","QGwWwtp",116,0.149718459,"MGD","QGwWwtp",116,0.149718459,"MGD",0]
["QGwWwtp",136,0.13810187900000001,"MGD","QGwWwtp",136,0.13810187900000001,"MGD","QGwWwtp",136,0.13810187900000001,"MGD",0]
["QGwWwtp",153,0.140800969,"MGD","QGwWwtp",153,0.140800969,"MGD","QGwWwtp",153,0.140800969,"MGD",0]
["QGwWwtp",183,0.16658062200000001,"MGD","QGwWwtp",183,0.16658062200000001,"MGD","QGwWwtp",183,0.16658062200000001,"MGD",0]
["QGwWwtp",196,0.16658062200000001,"MGD","QGwWwtp",196,0.16658062200000001,"MGD","QGwWwtp",196,0.16658062200000001,"MGD",0]
["QGwWwtp",212,0.16658062200000001,"MGD","QGwWwtp",212,0.16658062200000001,"MGD","QGwWwtp",212,0.16658062200000001,"MGD",0]
["QGwWwtp",239,0.163089926,"MGD","QGwWwtp",239,0.163089926,"MGD","QGwWwtp",239,0.163089926,"MGD",0]
["QGwWwtp",255,0.13695738800000001,"MGD","QGwWwtp",255,0.13695738800000001,"MGD","QGwWwtp",255,0.13695738800000001,"MGD",0]
["QGwWwtp",263,0.13695738800000001,"MGD","QGwWwtp",263,0.13695738800000001,"MGD","QGwWwtp",263,0.13695738800000001,"MGD",0]
["QGwWwtp",284,0.15290395800000001,"MGD","QGwWwtp",284,0.15290395800000001,"MGD","QGwWwtp",284,0.15290395800000001,"MGD",0]
["QGwWwtp",300,0.15290395800000001,"MGD","QGwWwtp",300,0.15290395800000001,"MGD","QGwWwtp",300,0.15290395800000001,"MGD",0]
["QGwWwtp",331,0.137796681,"MGD","QGwWwtp",331,0.137796681,"MGD","QGwWwtp",331,0.137796681,"MGD",0]
["QGwWwtp",343,0.13917007000000001,"MGD","QGwWwtp",343,0.13917007000000001,"MGD","QGwWwtp",343,0.13917007000000001,"MGD",0]
["QGwWwtp",360,0.13917007000000001,"MGD","QGwWwtp",360,0.13917007000000001,"MGD","QGwWwtp",360,0.13917007000000001,"MGD",0]
["QUsePSep",21,1.014388192,"MGD","QUsePSep",21,1.014388192,"MGD","QUsePSep",21,1.014388192,"MGD",{"$f":"IF(ISNUMBER(C25284),IF(AVERAGE(C25284,G25284,K25284)<>MAX(C25284,G25284,K25284),1,0),\"\")","v":0}]
["QUsePSep",38,0.98248919199999996,"MGD","QUsePSep",38,0.98248919199999996,"MGD","QUsePSep",38,0.98248919199999996,"MGD",0]
["QUsePSep",64,0.95696999299999996,"MGD","QUsePSep",64,0.95696999299999996,"MGD","QUsePSep",64,0.95696999299999996,"MGD",0]
["QUsePSep",67,0.95696999299999996,"MGD","QUsePSep",67,0.95696999299999996,"MGD","QUsePSep",67,0.95696999299999996,"MGD",0]
["QUsePSep",88,0.95696999299999996,"MGD","QUsePSep",88,0.95696999299999996,"MGD","QUsePSep",88,0.95696999299999996,"MGD",0]
["QUsePSep",114,1.0426477919999999,"MGD","QUsePSep",114,1.0426477919999999,"MGD","QUsePSep",114,1.0426477919999999,"MGD",0]
["QUsePSep",125,0.95723659299999997,"MGD","QUsePSep",125,0.95723659299999997,"MGD","QUsePSep",125,0.95723659299999997,"MGD",0]
["QUsePSep",143,0.95723659299999997,"MGD","QUsePSep",143,0.95723659299999997,"MGD","QUsePSep",143,0.95723659299999997,"MGD",0]
["QUsePSep",168,0.95117609299999994,"MGD","QUsePSep",168,0.95117609299999994,"MGD","QUsePSep",168,0.95117609299999994,"MGD",0]
["QUsePSep",186,1.1225471920000001,"MGD","QUsePSep",186,1.1225471920000001,"MGD","QUsePSep",186,1.1225471920000001,"MGD",0]
["QUsePSep",211,1.1225471920000001,"MGD","QUsePSep",211,1.1225471920000001,"MGD","QUsePSep",211,1.1225471920000001,"MGD",0]
["QUsePSep",215,1.102607992,"MGD","QUsePSep",215,1.102607992,"MGD","QUsePSep",215,1.102607992,"MGD",0]
["QUsePSep",235,1.102607992,"MGD","QUsePSep",235,1.102607992,"MGD","QUsePSep",235,1.102607992,"MGD",0]
["QUsePSep",262,0.91925539300000003,"MGD","QUsePSep",262,0.91925539300000003,"MGD","QUsePSep",262,0.91925539300000003,"MGD",0]
["QUsePSep",272,0.91925539300000003,"MGD","QUsePSep",272,0.91925539300000003,"MGD","QUsePSep",272,0.91925539300000003,"MGD",0]
["QUsePSep",291,1.0654265919999999,"MGD","QUsePSep",291,1.0654265919999999,"MGD","QUsePSep",291,1.0654265919999999,"MGD",0]
["QUsePSep",315,0.96015989300000004,"MGD","QUsePSep",315,0.96015989300000004,"MGD","QUsePSep",315,0.96015989300000004,"MGD",0]
["QUsePSep",338,0.96972959299999995,"MGD","QUsePSep",338,0.96972959299999995,"MGD","QUsePSep",338,0.96972959299999995,"MGD",0]
["QUsePSep",358,0.96972959299999995,"MGD","QUsePSep",358,0.96972959299999995,"MGD","QUsePSep",358,0.96972959299999995,"MGD",0]
["QUsePSep",363,0.96972959299999995,"MGD","QUsePSep",363,0.96972959299999995,"MGD","QUsePSep",363,0.96972959299999995,"MGD",0]
["QUsePSepExt",17,0,"MGD","QUsePSepExt",17,0,"MGD","QUsePSepExt",17,0,"MGD",0]
["QUsePSepExt",45,0,"MGD","QUsePSepExt",45,0,"MGD","QUsePSepExt",45,0,"MGD",0]
["QUsePSepExt",54,0,"MGD","QUsePSepExt",54,0,"MGD","QUsePSepExt",54,0,"MGD",0]
["QUsePSepExt",74,0,"MGD","QUsePSepExt",74,0,"MGD","QUsePSepExt",74,0,"MGD",0]
["QUsePSepExt",97,0,"MGD","QUsePSepExt",97,0,"MGD","QUsePSepExt",97,0,"MGD",0]
["QUsePSepExt",121,0,"MGD","QUsePSepExt",121,0,"MGD","QUsePSepExt",121,0,"MGD",0]
["QUsePSepExt",140,0,"MGD","QUsePSepExt",140,0,"MGD","QUsePSepExt",140,0,"MGD",0]
["QUsePSepExt",146,0,"MGD","QUsePSepExt",146,0,"MGD","QUsePSepExt",146,0,"MGD",0]
["QUsePSepExt",164,0,"MGD","QUsePSepExt",164,0,"MGD","QUsePSepExt",164,0,"MGD",0]
["QUsePSepExt",193,0,"MGD","QUsePSepExt",193,0,"MGD","QUsePSepExt",193,0,"MGD",0]
["QUsePSepExt",201,0,"MGD","QUsePSepExt",201,0,"MGD","QUsePSepExt",201,0,"MGD",0]
["QUsePSepExt",222,0,"MGD","QUsePSepExt",222,0,"MGD","QUsePSepExt",222,0,"MGD",0]
["QUsePSepExt",244,0,"MGD","QUsePSepExt",244,0,"MGD","QUsePSepExt",244,0,"MGD",0]
["QUsePSepExt",269,0,"MGD","QUsePSepExt",269,0,"MGD","QUsePSepExt",269,0,"MGD",0]
["QUsePSepExt",287,0,"MGD","QUsePSepExt",287,0,"MGD","QUsePSepExt",287,0,"MGD",0]
["QUsePSepExt",294,0,"MGD","QUsePSepExt",294,0,"MGD","QUsePSepExt",294,0,"MGD",0]
["QUsePSepExt",311,0,"MGD","QUsePSepExt",311,0,"MGD","QUsePSepExt",311,0,"MGD",0]
["QUsePSepExt",341,0,"MGD","QUsePSepExt",341,0,"MGD","QUsePSepExt",341,0,"MGD",0]
["QUsePSepExt",354,0,"MGD","QUsePSepExt",354,0,"MGD","QUsePSepExt",354,0,"MGD",0]
["QUseNpSep",5,0.87834779299999999,"MGD","QUseNpSep",5,0.87834779299999999,"MGD","QUseNpSep",5,0.87834779299999999,"MGD",0]
["QUseNpSep",26,0.87834779299999999,"MGD","QUseNpSep",26,0.87834779299999999,"MGD","QUseNpSep",26,0.87834779299999999,"MGD",0]
["QUseNpSep",52,0.85072679399999995,"MGD","QUseNpSep",52,0.85072679399999995,"MGD","QUseNpSep",52,0.85072679399999995,"MGD",0]
["QUseNpSep",69,0.82862999400000004,"MGD","QUseNpSep",69,0.82862999400000004,"MGD","QUseNpSep",69,0.82862999400000004,"MGD",0]
["QUseNpSep",77,0.82862999400000004,"MGD","QUseNpSep",77,0.82862999400000004,"MGD","QUseNpSep",77,0.82862999400000004,"MGD",0]
["QUseNpSep",93,0.90390419300000002,"MGD","QUseNpSep",93,0.90390419300000002,"MGD","QUseNpSep",93,0.90390419300000002,"MGD",0]
["QUseNpSep",124,0.83828339399999996,"MGD","QUseNpSep",124,0.83828339399999996,"MGD","QUseNpSep",124,0.83828339399999996,"MGD",0]
["QUseNpSep",136,0.83828339399999996,"MGD","QUseNpSep",136,0.83828339399999996,"MGD","QUseNpSep",136,0.83828339399999996,"MGD",0]
["QUseNpSep",153,0.87943589300000002,"MGD","QUseNpSep",153,0.87943589300000002,"MGD","QUseNpSep",153,0.87943589300000002,"MGD",0]
["QUseNpSep",173,0.87943589300000002,"MGD","QUseNpSep",173,0.87943589300000002,"MGD","QUseNpSep",173,0.87943589300000002,"MGD",0]
["QUseNpSep",200,1.0432367920000001,"MGD","QUseNpSep",200,1.0432367920000001,"MGD","QUseNpSep",200,1.0432367920000001,"MGD",0]
["QUseNpSep",216,1.017791992,"MGD","QUseNpSep",216,1.017791992,"MGD","QUseNpSep",216,1.017791992,"MGD",0]
["QUseNpSep",225,1.017791992,"MGD","QUseNpSep",225,1.017791992,"MGD","QUseNpSep",225,1.017791992,"MGD",0]
["QUseNpSep",259,0.861384594,"MGD","QUseNpSep",259,0.861384594,"MGD","QUseNpSep",259,0.861384594,"MGD",0]
["QUseNpSep",272,0.861384594,"MGD","QUseNpSep",272,0.861384594,"MGD","QUseNpSep",272,0.861384594,"MGD",0]
["QUseNpSep",283,0.92254139300000004,"MGD","QUseNpSep",283,0.92254139300000004,"MGD","QUseNpSep",283,0.92254139300000004,"MGD",0]
["QUseNpSep",301,0.92254139300000004,"MGD","QUseNpSep",301,0.92254139300000004,"MGD","QUseNpSep",301,0.92254139300000004,"MGD",0]
["QUseNpSep",320,0.83139209400000003,"MGD","QUseNpSep",320,0.83139209400000003,"MGD","QUseNpSep",320,0.83139209400000003,"MGD",0]
["QUseNpSep",348,0.83967839399999999,"MGD","QUseNpSep",348,0.83967839399999999,"MGD","QUseNpSep",348,0.83967839399999999,"MGD",0]
["QUseNpSep",363,0.83967839399999999,"MGD","QUseNpSep",363,0.83967839399999999,"MGD","QUseNpSep",363,0.83967839399999999,"MGD",0]
["QUseNpSepExt",12,0,"MGD","QUseNpSepExt",12,0,"MGD","QUseNpSepExt",12,0,"MGD",0]
["QUseNpSepExt",41,0,"MGD","QUseNpSepExt",41,0,"MGD","QUseNpSepExt",41,0,"MGD",0]
["QUseNpSepExt",55,0,"MGD","QUseNpSepExt",55,0,"MGD","QUseNpSepExt",55,0,"MGD",0]
["QUseNpSepExt",65,0,"MGD","QUseNpSepExt",65,0,"MGD","QUseNpSepExt",65,0,"MGD",0]
["QUseNpSepExt",84,0,"MGD","QUseNpSepExt",84,0,"MGD","QUseNpSepExt",84,0,"MGD",0]
["QUseNpSepExt",102,0,"MGD","QUseNpSepExt",102,0,"MGD","QUseNpSepExt",102,0,"MGD",0]
["QUseNpSepExt",131,0,"MGD","QUseNpSepExt",131,0,"MGD","QUseNpSepExt",131,0,"MGD",0]
["QUseNpSepExt",145,0,"MGD","QUseNpSepExt",145,0,"MGD","QUseNpSepExt",145,0,"MGD",0]
["QUseNpSepExt",160,0,"MGD","QUseNpSepExt",160,0,"MGD","QUseNpSepExt",160,0,"MGD",0]
["QUseNpSepExt",188,0,"MGD","QUseNpSepExt",188,0,"MGD","QUseNpSepExt",188,0,"MGD",0]
["QUseNpSepExt",203,0,"MGD","QUseNpSepExt",203,0,"MGD","QUseNpSepExt",203,0,"MGD",0]
["QUseNpSepExt",212,0,"MGD","QUseNpSepExt",212,0,"MGD","QUseNpSepExt",212,0,"MGD",0]
["QUseNpSepExt",232,0,"MGD","QUseNpSepExt",232,0,"MGD","QUseNpSepExt",232,0,"MGD",0]
["QUseNpSepExt",255,0,"MGD","QUseNpSepExt",255,0,"MGD","QUseNpSepExt",255,0,"MGD",0]
["QUseNpSepExt",279,0,"MGD","QUseNpSepExt",279,0,"MGD","QUseNpSepExt",279,0,"MGD",0]
["QUseNpSepExt",292,0,"MGD","QUseNpSepExt",292,0,"MGD","QUseNpSepExt",292,0,"MGD",0]
["QUseNpSepExt",308,0,"MGD","QUseNpSepExt",308,0,"MGD","QUseNpSepExt",308,0,"MGD",0]
["QUseNpSepExt",335,0,"MGD","QUseNpSepExt",335,0,"MGD","QUseNpSepExt",335,0,"MGD",0]
["QUseNpSepExt",351,0,"MGD","QUseNpSepExt",351,0,"MGD","QUseNpSepExt",351,0,"MGD",0]
["QUseNpSepExt",359,0,"MGD","QUseNpSepExt",359,0,"MGD","QUseNpSepExt",359,0,"MGD",0]
["LWtpUseP1",15,0.306531051,"lbs/day","LWtpUseP1",15,0.30852037100000002,"lbs/day","LWtpUseP1",15,0.31130283399999997,"lbs/day",1]
["LWtpUseP1",37,0.31256207400000002,"lbs/day","LWtpUseP1",37,0.31279551700000002,"lbs/day","LWtpUseP1",37,0.31458365300000002,"lbs/day",1]
["LWtpUseP1",62,0.31287069099999998,"lbs/day","LWtpUseP1",62,0.31384188600000001,"lbs/day","LWtpUseP1",62,0.31529451200000003,"lbs/day",1]
["LWtpUseP1",74,0.31322820499999998,"lbs/day","LWtpUseP1",74,0.313926015,"lbs/day","LWtpUseP1",74,0.31526093999999999,"lbs/day",1]
["LWtpUseP1",91,0.29191584500000001,"lbs/day","LWtpUseP1",91,0.297548916,"lbs/day","LWtpUseP1",91,0.30268545099999999,"lbs/day",1]
["LWtpUseP1",117,0.296109858,"lbs/day","LWtpUseP1",117,0.29823794399999998,"lbs/day","LWtpUseP1",117,0.30270238599999999,"lbs/day",1]
["LWtpUseP1",134,0.26257119299999998,"lbs/day","LWtpUseP1",134,0.283205231,"lbs/day","LWtpUseP1",134,0.29348301399999999,"lbs/day",1]
["LWtpUseP1",141,0.27503913000000002,"lbs/day","LWtpUseP1",141,0.28336262299999998,"lbs/day","LWtpUseP1",141,0.29344996600000001,"lbs/day",1]
["LWtpUseP1",163,0.26912006599999999,"lbs/day","LWtpUseP1",163,0.265261366,"lbs/day","LWtpUseP1",163,0.28201211999999998,"lbs/day",1]
["LWtpUseP1",184,0.34576737499999999,"lbs/day","LWtpUseP1",184,0.33609202500000002,"lbs/day","LWtpUseP1",184,0.35183155199999999,"lbs/day",1]
["LWtpUseP1",210,0.34483059599999999,"lbs/day","LWtpUseP1",210,0.34756184000000001,"lbs/day","LWtpUseP1",210,0.35308042299999998,"lbs/day",1]
["LWtpUseP1",221,0.25782507199999999,"lbs/day","LWtpUseP1",221,0.52049059600000003,"lbs/day","LWtpUseP1",221,1.04651151,"lbs/day",1]
["LWtpUseP1",239,1.0465123670000001,"lbs/day","LWtpUseP1",239,1.0465123970000001,"lbs/day","LWtpUseP1",239,1.046512417,"lbs/day",1]
["LWtpUseP1",264,0.82389906599999996,"lbs/day","LWtpUseP1",264,0.82389906499999999,"lbs/day","LWtpUseP1",264,0.82389906300000004,"lbs/day",1]
["LWtpUseP1",286,0.76652448200000001,"lbs/day","LWtpUseP1",286,0.76652448100000004,"lbs/day","LWtpUseP1",286,0.76652448100000004,"lbs/day",1]
["LWtpUseP1",288,0.76652448200000001,"lbs/day","LWtpUseP1",288,0.76652448200000001,"lbs/day","LWtpUseP1",288,0.76652448200000001,"lbs/day",0]
["LWtpUseP1",311,0.69079002700000003,"lbs/day","LWtpUseP1",311,0.69079002700000003,"lbs/day","LWtpUseP1",311,0.69079002700000003,"lbs/day",0]
["LWtpUseP1",331,0.69079002700000003,"lbs/day","LWtpUseP1",331,0.69079002700000003,"lbs/day","LWtpUseP1",331,0.69079002700000003,"lbs/day",0]
["LWtpUseP1",358,0.31059606499999998,"lbs/day","LWtpUseP1",358,0.31329349299999998,"lbs/day","LWtpUseP1",358,0.31496752500000003,"lbs/day",1]
["LWtpUseNp1",3,0.26437580700000002,"lbs/day","LWtpUseNp1",3,0.26305746699999999,"lbs/day","LWtpUseNp1",3,0.260348894,"lbs/day",1]
["LWtpUseNp1",22,0.26445990200000002,"lbs/day","LWtpUseNp1",22,0.26310918,"lbs/day","LWtpUseNp1",22,0.26036394800000001,"lbs/day",1]
["LWtpUseNp1",46,0.26344636700000001,"lbs/day","LWtpUseNp1",46,0.26304909500000001,"lbs/day","LWtpUseNp1",46,0.26124472900000001,"lbs/day",1]
["LWtpUseNp1",69,0.26259962100000001,"lbs/day","LWtpUseNp1",69,0.26194047399999998,"lbs/day","LWtpUseNp1",69,0.26056555799999997,"lbs/day",1]
["LWtpUseNp1",89,0.26313777999999999,"lbs/day","LWtpUseNp1",89,0.26193263300000003,"lbs/day","LWtpUseNp1",89,0.26055732399999998,"lbs/day",1]
["LWtpUseNp1",94,0.26504472000000001,"lbs/day","LWtpUseNp1",94,0.26150699799999999,"lbs/day","LWtpUseNp1",94,0.25646237399999999,"lbs/day",1]
["LWtpUseNp1",113,0.262320673,"lbs/day","LWtpUseNp1",113,0.26103346999999999,"lbs/day","LWtpUseNp1",113,0.25642088699999999,"lbs/day",1]
["LWtpUseNp1",141,0.27158463199999999,"lbs/day","LWtpUseNp1",141,0.26326113899999998,"lbs/day","LWtpUseNp1",141,0.25317379699999998,"lbs/day",1]
["LWtpUseNp1",156,0.27169359300000001,"lbs/day","LWtpUseNp1",156,0.26472646500000002,"lbs/day","LWtpUseNp1",156,0.247894962,"lbs/day",1]
["LWtpUseNp1",170,0.25569945599999999,"lbs/day","LWtpUseNp1",170,0.26167153199999998,"lbs/day","LWtpUseNp1",170,0.247896318,"lbs/day",1]
["LWtpUseNp1",193,0.31183977299999999,"lbs/day","LWtpUseNp1",193,0.31575543099999998,"lbs/day","LWtpUseNp1",193,0.30732114799999999,"lbs/day",1]
["LWtpUseNp1",217,0.243587412,"lbs/day","LWtpUseNp1",217,0.24287074,"lbs/day","LWtpUseNp1",217,0.23847818800000001,"lbs/day",1]
["LWtpUseNp1",236,0.85623732399999997,"lbs/day","LWtpUseNp1",236,0.85623737200000005,"lbs/day","LWtpUseNp1",236,0.85623740299999995,"lbs/day",1]
["LWtpUseNp1",242,0.856237468,"lbs/day","LWtpUseNp1",242,0.856237468,"lbs/day","LWtpUseNp1",242,0.856237468,"lbs/day",0]
["LWtpUseNp1",260,0.67409923100000002,"lbs/day","LWtpUseNp1",260,0.67409923000000005,"lbs/day","LWtpUseNp1",260,0.67409922600000005,"lbs/day",1]
["LWtpUseNp1",289,0.62715639400000001,"lbs/day","LWtpUseNp1",289,0.62715639400000001,"lbs/day","LWtpUseNp1",289,0.62715639400000001,"lbs/day",0]
["LWtpUseNp1",303,0.62715639400000001,"lbs/day","LWtpUseNp1",303,0.62715639400000001,"lbs/day","LWtpUseNp1",303,0.62715639400000001,"lbs/day",0]
["LWtpUseNp1",318,0.56519184,"lbs/day","LWtpUseNp1",318,0.56519184,"lbs/day","LWtpUseNp1",318,0.56519184,"lbs/day",0]
["LWtpUseNp1",340,0.57082498199999998,"lbs/day","LWtpUseNp1",340,0.57082498199999998,"lbs/day","LWtpUseNp1",340,0.57082498199999998,"lbs/day",0]
["LWtpUseNp1",365,0.26334324399999998,"lbs/day","LWtpUseNp1",365,0.26257434099999999,"lbs/day","LWtpUseNp1",365,0.260615076,"lbs/day",1]
["LWtpGw1",18,0.15021710199999999,"lbs/day","LWtpGw1",18,0.15021710199999999,"lbs/day","LWtpGw1",18,0.15021710199999999,"lbs/day",0]
["LWtpGw1",25,0.15021710199999999,"lbs/day","LWtpGw1",25,0.15021710199999999,"lbs/day","LWtpGw1",25,0.15021710199999999,"lbs/day",0]
["LWtpGw1",42,0.14604440399999999,"lbs/day","LWtpGw1",42,0.14604440399999999,"lbs/day","LWtpGw1",42,0.14604440399999999,"lbs/day",0]
["LWtpGw1",72,0.14604440399999999,"lbs/day","LWtpGw1",72,0.14604440399999999,"lbs/day","LWtpGw1",72,0.14604440399999999,"lbs/day",0]
["LWtpGw1",85,0.14604440399999999,"lbs/day","LWtpGw1",85,0.14604440399999999,"lbs/day","LWtpGw1",85,0.14604440399999999,"lbs/day",0]
["LWtpGw1",101,0.162735194,"lbs/day","LWtpGw1",101,0.162735194,"lbs/day","LWtpGw1",101,0.162735194,"lbs/day",0]
["LWtpGw1",122,0.17525328500000001,"lbs/day","LWtpGw1",122,0.17525328500000001,"lbs/day","LWtpGw1",122,0.17525328500000001,"lbs/day",0]
["LWtpGw1",148,0.17525328500000001,"lbs/day","LWtpGw1",148,0.17525328500000001,"lbs/day","LWtpGw1",148,0.17525328500000001,"lbs/day",0]
["LWtpGw1",165,0.19194407399999999,"lbs/day","LWtpGw1",165,0.19194407399999999,"lbs/day","LWtpGw1",165,0.19194407399999999,"lbs/day",0]
["LWtpGw1",177,0.19194407399999999,"lbs/day","LWtpGw1",177,0.19194407399999999,"lbs/day","LWtpGw1",177,0.19194407399999999,"lbs/day",0]
["LWtpGw1",189,0.237843744,"lbs/day","LWtpGw1",189,0.237843744,"lbs/day","LWtpGw1",189,0.237843744,"lbs/day",0]
["LWtpGw1",220,0.22115295500000001,"lbs/day","LWtpGw1",220,0.22115295500000001,"lbs/day","LWtpGw1",220,0.22115295500000001,"lbs/day",0]
["LWtpGw1",232,0.22115295500000001,"lbs/day","LWtpGw1",232,0.22115295500000001,"lbs/day","LWtpGw1",232,0.22115295500000001,"lbs/day",0]
["LWtpGw1",249,0.17108058800000001,"lbs/day","LWtpGw1",249,0.17108058800000001,"lbs/day","LWtpGw1",249,0.17108058800000001,"lbs/day",0]
["LWtpGw1",269,0.17108058800000001,"lbs/day","LWtpGw1",269,0.17108058800000001,"lbs/day","LWtpGw1",269,0.17108058800000001,"lbs/day",0]
["LWtpGw1",296,0.158562496,"lbs/day","LWtpGw1",296,0.158562496,"lbs/day","LWtpGw1",296,0.158562496,"lbs/day",0]
["LWtpGw1",312,0.14187170700000001,"lbs/day","LWtpGw1",312,0.14187170700000001,"lbs/day","LWtpGw1",312,0.14187170700000001,"lbs/day",0]
["LWtpGw1",325,0.14187170700000001,"lbs/day","LWtpGw1",325,0.14187170700000001,"lbs/day","LWtpGw1",325,0.14187170700000001,"lbs/day",0]
["LWtpGw1",336,0.14604440399999999,"lbs/day","LWtpGw1",336,0.14604440399999999,"lbs/day","LWtpGw1",336,0.14604440399999999,"lbs/day",0]
["LWwtpSw1",3,12.11155731,"lbs/day","LWwtpSw1",3,12.11155731,"lbs/day","LWwtpSw1",3,12.11155731,"lbs/day",0]
["LWwtpSw1",14,12.11155731,"lbs/day","LWwtpSw1",14,12.11155731,"lbs/day","LWwtpSw1",14,12.11155731,"lbs/day",0]
["LWwtpSw1",32,11.42626752,"lbs/day","LWwtpSw1",32,11.42626752,"lbs/day","LWwtpSw1",32,11.42626752,"lbs/day",0]
["LWwtpSw1",51,11.42626752,"lbs/day","LWwtpSw1",51,11.42626752,"lbs/day","LWwtpSw1",51,11.42626752,"lbs/day",0]
["LWwtpSw1",79,10.8780357,"lbs/day","LWwtpSw1",79,10.8780357,"lbs/day","LWwtpSw1",79,10.8780357,"lbs/day",0]
["LWwtpSw1",94,12.731173480000001,"lbs/day","LWwtpSw1",94,12.731173480000001,"lbs/day","LWwtpSw1",94,12.731173480000001,"lbs/day",0]
["LWwtpSw1",108,12.731173480000001,"lbs/day","LWwtpSw1",108,12.731173480000001,"lbs/day","LWwtpSw1",108,12.731173480000001,"lbs/day",0]
["LWwtpSw1",118,12.731173480000001,"lbs/day","LWwtpSw1",118,12.731173480000001,"lbs/day","LWwtpSw1",118,12.731173480000001,"lbs/day",0]
["LWwtpSw1",151,10.99225066,"lbs/day","LWwtpSw1",151,10.99225066,"lbs/day","LWwtpSw1",151,10.99225066,"lbs/day",0]
["LWwtpSw1",161,11.396286099999999,"lbs/day","LWwtpSw1",161,11.396286099999999,"lbs/day","LWwtpSw1",161,11.396286099999999,"lbs/day",0]
["LWwtpSw1",180,11.396286099999999,"lbs/day","LWwtpSw1",180,11.396286099999999,"lbs/day","LWwtpSw1",180,11.396286099999999,"lbs/day",0]
["LWwtpSw1",204,15.255324180000001,"lbs/day","LWwtpSw1",204,15.255324180000001,"lbs/day","LWwtpSw1",204,15.255324180000001,"lbs/day",0]
["LWwtpSw1",227,14.732790720000001,"lbs/day","LWwtpSw1",227,14.732790720000001,"lbs/day","LWwtpSw1",227,14.732790720000001,"lbs/day",0]
["LWwtpSw1",241,14.732790720000001,"lbs/day","LWwtpSw1",241,14.732790720000001,"lbs/day","LWwtpSw1",241,14.732790720000001,"lbs/day",0]
["LWwtpSw1",256,10.820928220000001,"lbs/day","LWwtpSw1",256,10.820928220000001,"lbs/day","LWwtpSw1",256,10.820928220000001,"lbs/day",0]
["LWwtpSw1",284,13.208020960000001,"lbs/day","LWwtpSw1",284,13.208020960000001,"lbs/day","LWwtpSw1",284,13.208020960000001,"lbs/day",0]
["LWwtpSw1",299,13.208020960000001,"lbs/day","LWwtpSw1",299,13.208020960000001,"lbs/day","LWwtpSw1",299,13.208020960000001,"lbs/day",0]
["LWwtpSw1",308,10.94656468,"lbs/day","LWwtpSw1",308,10.94656468,"lbs/day","LWwtpSw1",308,10.94656468,"lbs/day",0]
["LWwtpSw1",328,10.94656468,"lbs/day","LWwtpSw1",328,10.94656468,"lbs/day","LWwtpSw1",328,10.94656468,"lbs/day",0]
["LWwtpSw1",351,11.152151610000001,"lbs/day","LWwtpSw1",351,11.152151610000001,"lbs/day","LWwtpSw1",351,11.152151610000001,"lbs/day",0]
["LWwtpWrf1",10,0,"lbs/day","LWwtpWrf1",10,0,"lbs/day","LWwtpWrf1",10,0,"lbs/day",0]
["LWwtpWrf1",23,0,"lbs/day","LWwtpWrf1",23,0,"lbs/day","LWwtpWrf1",23,0,"lbs/day",0]
["LWwtpWrf1",39,0,"lbs/day","LWwtpWrf1",39,0,"lbs/day","LWwtpWrf1",39,0,"lbs/day",0]
["LWwtpWrf1",66,0,"lbs/day","LWwtpWrf1",66,0,"lbs/day","LWwtpWrf1",66,0,"lbs/day",0]
["LWwtpWrf1",68,0,"lbs/day","LWwtpWrf1",68,0,"lbs/day","LWwtpWrf1",68,0,"lbs/day",0]
["LWwtpWrf1",90,0,"lbs/day","LWwtpWrf1",90,0,"lbs/day","LWwtpWrf1",90,0,"lbs/day",0]
["LWwtpWrf1",111,0,"lbs/day","LWwtpWrf1",111,0,"lbs/day","LWwtpWrf1",111,0,"lbs/day",0]
["LWwtpWrf1",133,0,"lbs/day","LWwtpWrf1",133,0,"lbs/day","LWwtpWrf1",133,0,"lbs/day",0]
["LWwtpWrf1",158,0,"lbs/day","LWwtpWrf1",158,0,"lbs/day","LWwtpWrf1",158,0,"lbs/day",0]
["LWwtpWrf1",170,0,"lbs/day","LWwtpWrf1",170,0,"lbs/day","LWwtpWrf1",170,0,"lbs/day",0]
["LWwtpWrf1",187,0,"lbs/day","LWwtpWrf1",187,0,"lbs/day","LWwtpWrf1",187,0,"lbs/day",0]
["LWwtpWrf1",213,0,"lbs/day","LWwtpWrf1",213,0,"lbs/day","LWwtpWrf1",213,0,"lbs/day",0]
["LWwtpWrf1",216,0,"lbs/day","LWwtpWrf1",216,0,"lbs/day","LWwtpWrf1",216,0,"lbs/day",0]
["LWwtpWrf1",237,0,"lbs/day","LWwtpWrf1",237,0,"lbs/day","LWwtpWrf1",237,0,"lbs/day",{"$f":"IF(ISNUMBER(C28420),IF(AVERAGE(C28420,G28420,K28420)<>MAX(C28420,G28420,K28420),1,0),\"\")","v":0}]
["LWwtpWrf1",259,0,"lbs/day","LWwtpWrf1",259,0,"lbs/day","LWwtpWrf1",259,0,"lbs/day",0]
["LWwtpWrf1",280,0,"lbs/day","LWwtpWrf1",280,0,"lbs/day","LWwtpWrf1",280,0,"lbs/day",0]
["LWwtpWrf1",306,0,"lbs/day","LWwtpWrf1",306,0,"lbs/day","LWwtpWrf1",306,0,"lbs/day",0]
["LWwtpWrf1",317,0,"lbs/day","LWwtpWrf1",317,0,"lbs/day","LWwtpWrf1",317,0,"lbs/day",0]
["LWwtpWrf1",335,0,"lbs/day","LWwtpWrf1",335,0,"lbs/day","LWwtpWrf1",335,0,"lbs/day",0]
["LWwtpWrf1",360,0,"lbs/day","LWwtpWrf1",360,0,"lbs/day","LWwtpWrf1",360,0,"lbs/day",0]
["LWwtpWrf1",364,0,"lbs/day","LWwtpWrf1",364,0,"lbs/day","LWwtpWrf1",364,0,"lbs/day",0]
["LWrfUseNp1",19,0,"lbs/day","LWrfUseNp1",19,0,"lbs/day","LWrfUseNp1",19,0,"lbs/day",0]
["LWrfUseNp1",42,0,"lbs/day","LWrfUseNp1",42,0,"lbs/day","LWrfUseNp1",42,0,"lbs/day",0]
["LWrfUseNp1",62,0,"lbs/day","LWrfUseNp1",62,0,"lbs/day","LWrfUseNp1",62,0,"lbs/day",0]
["LWrfUseNp1",89,0,"lbs/day","LWrfUseNp1",89,0,"lbs/day","LWrfUseNp1",89,0,"lbs/day",0]
["LWrfUseNp1",105,0,"lbs/day","LWrfUseNp1",105,0,"lbs/day","LWrfUseNp1",105,0,"lbs/day",0]
["LWrfUseNp1",118,0,"lbs/day","LWrfUseNp1",118,0,"lbs/day","LWrfUseNp1",118,0,"lbs/day",0]
["LWrfUseNp1",142,0,"lbs/day","LWrfUseNp1",142,0,"lbs/day","LWrfUseNp1",142,0,"lbs/day",0]
["LWrfUseNp1",147,0,"lbs/day","LWrfUseNp1",147,0,"lbs/day","LWrfUseNp1",147,0,"lbs/day",0]
["LWrfUseNp1",166,0,"lbs/day","LWrfUseNp1",166,0,"lbs/day","LWrfUseNp1",166,0,"lbs/day",0]
["LWrfUseNp1",190,0,"lbs/day","LWrfUseNp1",190,0,"lbs/day","LWrfUseNp1",190,0,"lbs/day",0]
["LWrfUseNp1",209,0,"lbs/day","LWrfUseNp1",209,0,"lbs/day","LWrfUseNp1",209,0,"lbs/day",0]
["LWrfUseNp1",237,0,"lbs/day","LWrfUseNp1",237,0,"lbs/day","LWrfUseNp1",237,0,"lbs/day",0]
["LWrfUseNp1",252,0,"lbs/day","LWrfUseNp1",252,0,"lbs/day","LWrfUseNp1",252,0,"lbs/day",0]
["LWrfUseNp1",266,0,"lbs/day","LWrfUseNp1",266,0,"lbs/day","LWrfUseNp1",266,0,"lbs/day",0]
["LWrfUseNp1",289,0,"lbs/day","LWrfUseNp1",289,0,"lbs/day","LWrfUseNp1",289,0,"lbs/day",0]
["LWrfUseNp1",295,0,"lbs/day","LWrfUseNp1",295,0,"lbs/day","LWrfUseNp1",295,0,"lbs/day",0]
["LWrfUseNp1",313,0,"lbs/day","LWrfUseNp1",313,0,"lbs/day","LWrfUseNp1",313,0,"lbs/day",0]
["LWrfUseNp1",338,0,"lbs/day","LWrfUseNp1",338,0,"lbs/day","LWrfUseNp1",338,0,"lbs/day",0]
["LWrfUseNp1",356,0,"lbs/day","LWrfUseNp1",356,0,"lbs/day","LWrfUseNp1",356,0,"lbs/day",0]
["LWrfAsr1",20,0,"lbs/day","LWrfAsr1",20,0,"lbs/day","LWrfAsr1",20,0,"lbs/day",0]
["LWrfAsr1",34,0,"lbs/day","LWrfAsr1",34,0,"lbs/day","LWrfAsr1",34,0,"lbs/day",0]
["LWrfAsr1",49,0,"lbs/day","LWrfAsr1",49,0,"lbs/day","LWrfAsr1",49,0,"lbs/day",0]
["LWrfAsr1",71,0,"lbs/day","LWrfAsr1",71,0,"lbs/day","LWrfAsr1",71,0,"lbs/day",0]
["LWrfAsr1",78,0,"lbs/day","LWrfAsr1",78,0,"lbs/day","LWrfAsr1",78,0,"lbs/day",0]
["LWrfAsr1",114,0,"lbs/day","LWrfAsr1",114,0,"lbs/day","LWrfAsr1",114,0,"lbs/day",0]
["LWrfAsr1",125,0,"lbs/day","LWrfAsr1",125,0,"lbs/day","LWrfAsr1",125,0,"lbs/day",0]
["LWrfAsr1",138,0,"lbs/day","LWrfAsr1",138,0,"lbs/day","LWrfAsr1",138,0,"lbs/day",0]
["LWrfAsr1",168,0,"lbs/day","LWrfAsr1",168,0,"lbs/day","LWrfAsr1",168,0,"lbs/day",0]
["LWrfAsr1",181,0,"lbs/day","LWrfAsr1",181,0,"lbs/day","LWrfAsr1",181,0,"lbs/day",0]
["LWrfAsr1",197,0,"lbs/day","LWrfAsr1",197,0,"lbs/day","LWrfAsr1",197,0,"lbs/day",0]
["LWrfAsr1",218,0,"lbs/day","LWrfAsr1",218,0,"lbs/day","LWrfAsr1",218,0,"lbs/day",0]
["LWrfAsr1",226,0,"lbs/day","LWrfAsr1",226,0,"lbs/day","LWrfAsr1",226,0,"lbs/day",0]
["LWrfAsr1",261,0,"lbs/day","LWrfAsr1",261,0,"lbs/day","LWrfAsr1",261,0,"lbs/day",0]
["LWrfAsr1",273,0,"lbs/day","LWrfAsr1",273,0,"lbs/day","LWrfAsr1",273,0,"lbs/day",0]
["LWrfAsr1",285,0,"lbs/day","LWrfAsr1",285,0,"lbs/day","LWrfAsr1",285,0,"lbs/day",0]
["LWrfAsr1",316,0,"lbs/day","LWrfAsr1",316,0,"lbs/day","LWrfAsr1",316,0,"lbs/day",0]
["LWrfAsr1",328,0,"lbs/day","LWrfAsr1",328,0,"lbs/day","LWrfAsr1",328,0,"lbs/day",0]
["LWrfAsr1",345,0,"lbs/day","LWrfAsr1",345,0,"lbs/day","LWrfAsr1",345,0,"lbs/day",0]
["LWrfSw1",6,0,"lbs/day","LWrfSw1",6,0,"lbs/day","LWrfSw1",6,0,"lbs/day",0]
["LWrfSw1",9,0,"lbs/day","LWrfSw1",9,0,"lbs/day","LWrfSw1",9,0,"lbs/day",0]
["LWrfSw1",43,0,"lbs/day","LWrfSw1",43,0,"lbs/day","LWrfSw1",43,0,"lbs/day",0]
["LWrfSw1",56,0,"lbs/day","LWrfSw1",56,0,"lbs/day","LWrfSw1",56,0,"lbs/day",0]
["LWrfSw1",67,0,"lbs/day","LWrfSw1",67,0,"lbs/day","LWrfSw1",67,0,"lbs/day",0]
["LWrfSw1",99,0,"lbs/day","LWrfSw1",99,0,"lbs/day","LWrfSw1",99,0,"lbs/day",0]
["LWrfSw1",110,0,"lbs/day","LWrfSw1",110,0,"lbs/day","LWrfSw1",110,0,"lbs/day",0]
["LWrfSw1",128,0,"lbs/day","LWrfSw1",128,0,"lbs/day","LWrfSw1",128,0,"lbs/day",0]
["LWrfSw1",153,0,"lbs/day","LWrfSw1",153,0,"lbs/day","LWrfSw1",153,0,"lbs/day",0]
["LWrfSw1",157,0,"lbs/day","LWrfSw1",157,0,"lbs/day","LWrfSw1",157,0,"lbs/day",0]
["LWrfSw1",190,0,"lbs/day","LWrfSw1",190,0,"lbs/day","LWrfSw1",190,0,"lbs/day",0]
["LWrfSw1",204,0,"lbs/day","LWrfSw1",204,0,"lbs/day","LWrfSw1",204,0,"lbs/day",0]
["LWrfSw1",214,0,"lbs/day","LWrfSw1",214,0,"lbs/day","LWrfSw1",214,0,"lbs/day",0]
["LWrfSw1",247,0,"lbs/day","LWrfSw1",247,0,"lbs/day","LWrfSw1",247,0,"lbs/day",0]
["LWrfSw1",257,0,"lbs/day","LWrfSw1",257,0,"lbs/day","LWrfSw1",257,0,"lbs/day",0]
["LWrfSw1",276,0,"lbs/day","LWrfSw1",276,0,"lbs/day","LWrfSw1",276,0,"lbs/day",0]
["LWrfSw1",300,0,"lbs/day","LWrfSw1",300,0,"lbs/day","LWrfSw1",300,0,"lbs/day",0]
["LWrfSw1",305,0,"lbs/day","LWrfSw1",305,0,"lbs/day","LWrfSw1",305,0,"lbs/day",0]
["LWrfSw1",337,0,"lbs/day","LWrfSw1",337,0,"lbs/day","LWrfSw1",337,0,"lbs/day",0]
["LWrfSw1",352,0,"lbs/day","LWrfSw1",352,0,"lbs/day","LWrfSw1",352,0,"lbs/day",0]
["LWrfSw1",361,0,"lbs/day","LWrfSw1",361,0,"lbs/day","LWrfSw1",361,0,"lbs/day",0]
["LAsrGw1",16,0,"lbs/day","LAsrGw1",16,0,"lbs/day","LAsrGw1",16,0,"lbs/day",0]
["LAsrGw1",39,0,"lbs/day","LAsrGw1",39,0,"lbs/day","LAsrGw1",39,0,"lbs/day",0]
["LAsrGw1",59,0,"lbs/day","LAsrGw1",59,0,"lbs/day","LAsrGw1",59,0,"lbs/day",0]
["LAsrGw1",82,0,"lbs/day","LAsrGw1",82,0,"lbs/day","LAsrGw1",82,0,"lbs/day",0]
["LAsrGw1",88,0,"lbs/day","LAsrGw1",88,0,"lbs/day","LAsrGw1",88,0,"lbs/day",0]
["LAsrGw1",109,0,"lbs/day","LAsrGw1",109,0,"lbs/day","LAsrGw1",109,0,"lbs/day",0]
["LAsrGw1",124,0,"lbs/day","LAsrGw1",124,0,"lbs/day","LAsrGw1",124,0,"lbs/day",0]
["LAsrGw1",156,0,"lbs/day","LAsrGw1",156,0,"lbs/day","LAsrGw1",156,0,"lbs/day",0]
["LAsrGw1",167,0,"lbs/day","LAsrGw1",167,0,"lbs/day","LAsrGw1",167,0,"lbs/day",0]
["LAsrGw1",185,0,"lbs/day","LAsrGw1",185,0,"lbs/day","LAsrGw1",185,0,"lbs/day",{"$f":"IF(ISNUMBER(C29828),IF(AVERAGE(C29828,G29828,K29828)<>MAX(C29828,G29828,K29828),1,0),\"\")","v":0}]
["LAsrGw1",204,0,"lbs/day","LAsrGw1",204,0,"lbs/day","LAsrGw1",204,0,"lbs/day",0]
["LAsrGw1",232,0,"lbs/day","LAsrGw1",232,0,"lbs/day","LAsrGw1",232,0,"lbs/day",0]
["LAsrGw1",247,0,"lbs/day","LAsrGw1",247,0,"lbs/day","LAsrGw1",247,0,"lbs/day",0]
["LAsrGw1",261,0,"lbs/day","LAsrGw1",261,0,"lbs/day","LAsrGw1",261,0,"lbs/day",0]
["LAsrGw1",290,0,"lbs/day","LAsrGw1",290,0,"lbs/day","LAsrGw1",290,0,"lbs/day",0]
["LAsrGw1",304,0,"lbs/day","LAsrGw1",304,0,"lbs/day","LAsrGw1",304,0,"lbs/day",0]
["LAsrGw1",314,0,"lbs/day","LAsrGw1",314,0,"lbs/day","LAsrGw1",314,0,"lbs/day",0]
["LAsrGw1",333,0,"lbs/day","LAsrGw1",333,0,"lbs/day","LAsrGw1",333,0,"lbs/day",0]
["LAsrGw1",351,0,"lbs/day","LAsrGw1",351,0,"lbs/day","LAsrGw1",351,0,"lbs/day",0]
["LSepGw1",15,110.5694007,"lbs/day","LSepGw1",15,110.5694007,"lbs/day","LSepGw1",15,110.5694007,"lbs/day",0]
["LSepGw1",29,110.5694007,"lbs/day","LSepGw1",29,110.5694007,"lbs/day","LSepGw1",29,110.5694007,"lbs/day",0]
["LSepGw1",44,107.0923756,"lbs/day","LSepGw1",44,107.0923756,"lbs/day","LSepGw1",44,107.0923756,"lbs/day",0]
["LSepGw1",72,104.31075540000001,"lbs/day","LSepGw1",72,104.31075540000001,"lbs/day","LSepGw1",72,104.31075540000001,"lbs/day",0]
["LSepGw1",87,104.31075540000001,"lbs/day","LSepGw1",87,104.31075540000001,"lbs/day","LSepGw1",87,104.31075540000001,"lbs/day",0]
["LSepGw1",96,113.713211,"lbs/day","LSepGw1",96,113.713211,"lbs/day","LSepGw1",96,113.713211,"lbs/day",0]
["LSepGw1",116,113.713211,"lbs/day","LSepGw1",116,113.713211,"lbs/day","LSepGw1",116,113.713211,"lbs/day",0]
["LSepGw1",133,104.89025959999999,"lbs/day","LSepGw1",133,104.89025959999999,"lbs/day","LSepGw1",133,104.89025959999999,"lbs/day",0]
["LSepGw1",163,106.94025569999999,"lbs/day","LSepGw1",163,106.94025569999999,"lbs/day","LSepGw1",163,106.94025569999999,"lbs/day",0]
["LSepGw1",176,106.94025569999999,"lbs/day","LSepGw1",176,106.94025569999999,"lbs/day","LSepGw1",176,106.94025569999999,"lbs/day",0]
["LSepGw1",192,126.5202537,"lbs/day","LSepGw1",192,126.5202537,"lbs/day","LSepGw1",192,126.5202537,"lbs/day",0]
["LSepGw1",219,123.869022,"lbs/day","LSepGw1",219,123.869022,"lbs/day","LSepGw1",219,123.869022,"lbs/day",0]
["LSepGw1",235,123.869022,"lbs/day","LSepGw1",235,123.869022,"lbs/day","LSepGw1",235,123.869022,"lbs/day",0]
["LSepGw1",243,123.869022,"lbs/day","LSepGw1",243,123.869022,"lbs/day","LSepGw1",243,123.869022,"lbs/day",0]
["LSepGw1",264,104.0210033,"lbs/day","LSepGw1",264,104.0210033,"lbs/day","LSepGw1",264,104.0210033,"lbs/day",0]
["LSepGw1",286,116.13264100000001,"lbs/day","LSepGw1",286,116.13264100000001,"lbs/day","LSepGw1",286,116.13264100000001,"lbs/day",0]
["LSepGw1",311,104.6584579,"lbs/day","LSepGw1",311,104.6584579,"lbs/day","LSepGw1",311,104.6584579,"lbs/day",0]
["LSepGw1",323,104.6584579,"lbs/day","LSepGw1",323,104.6584579,"lbs/day","LSepGw1",323,104.6584579,"lbs/day",0]
["LSepGw1",340,105.7015655,"lbs/day","LSepGw1",340,105.7015655,"lbs/day","LSepGw1",340,105.7015655,"lbs/day",0]
["LGwSw1",1,315.45591350000001,"lbs/day","LGwSw1",1,315.45591350000001,"lbs/day","LGwSw1",1,315.45591350000001,"lbs/day",0]
["LGwSw1",18,362.8489065,"lbs/day","LGwSw1",18,364.85956449999998,"lbs/day","LGwSw1",18,366.45551380000001,"lbs/day",1]
["LGwSw1",25,360.60035260000001,"lbs/day","LGwSw1",25,362.3094931,"lbs/day","LGwSw1",25,363.64640750000001,"lbs/day",1]
["LGwSw1",47,358.94373389999998,"lbs/day","LGwSw1",47,361.17193079999998,"lbs/day","LGwSw1",47,362.8005665,"lbs/day",1]
["LGwSw1",68,371.4948693,"lbs/day","LGwSw1",68,381.3157344,"lbs/day","LGwSw1",68,384.2899668,"lbs/day",1]
["LGwSw1",94,375.8481342,"lbs/day","LGwSw1",94,378.53753710000001,"lbs/day","LGwSw1",94,380.19856490000001,"lbs/day",1]
["LGwSw1",105,359.66166980000003,"lbs/day","LGwSw1",105,360.28976840000001,"lbs/day","LGwSw1",105,361.02933000000002,"lbs/day",1]
["LGwSw1",123,301.93801389999999,"lbs/day","LGwSw1",123,305.20654519999999,"lbs/day","LGwSw1",123,308.68229550000001,"lbs/day",1]
["LGwSw1",148,368.7896872,"lbs/day","LGwSw1",148,372.43069630000002,"lbs/day","LGwSw1",148,392.95764389999999,"lbs/day",1]
["LGwSw1",166,355.41381410000002,"lbs/day","LGwSw1",166,358.6836629,"lbs/day","LGwSw1",166,364.48225500000001,"lbs/day",1]
["LGwSw1",172,346.1266066,"lbs/day","LGwSw1",172,348.84743170000002,"lbs/day","LGwSw1",172,353.07590320000003,"lbs/day",1]
["LGwSw1",195,278.19168239999999,"lbs/day","LGwSw1",195,284.30958950000002,"lbs/day","LGwSw1",195,291.9294443,"lbs/day",1]
["LGwSw1",215,166.93061700000001,"lbs/day","LGwSw1",215,167.4767832,"lbs/day","LGwSw1",215,169.41715049999999,"lbs/day",1]
["LGwSw1",242,57.014568070000003,"lbs/day","LGwSw1",242,57.367721930000002,"lbs/day","LGwSw1",242,57.391707650000001,"lbs/day",1]
["LGwSw1",252,104.6486376,"lbs/day","LGwSw1",252,112.5562918,"lbs/day","LGwSw1",252,119.7257678,"lbs/day",1]
["LGwSw1",271,248.0788005,"lbs/day","LGwSw1",271,277.00090890000001,"lbs/day","LGwSw1",271,287.72167309999998,"lbs/day",1]
["LGwSw1",295,353.70654209999998,"lbs/day","LGwSw1",295,358.20255550000002,"lbs/day","LGwSw1",295,364.31205219999998,"lbs/day",1]
["LGwSw1",318,334.3961079,"lbs/day","LGwSw1",318,338.91671650000001,"lbs/day","LGwSw1",318,343.41485719999997,"lbs/day",1]
["LGwSw1",319,363.49605200000002,"lbs/day","LGwSw1",319,366.73307260000001,"lbs/day","LGwSw1",319,369.59782330000002,"lbs/day",1]
["LGwSw1",343,347.99660319999998,"lbs/day","LGwSw1",343,349.62989829999998,"lbs/day","LGwSw1",343,352.16907759999998,"lbs/day",1]
["LGwSw1",362,368.63897980000002,"lbs/day","LGwSw1",362,375.14343209999998,"lbs/day","LGwSw1",362,378.89057860000003,"lbs/day",1]
["LGwWtp1",25,2.5399999999999998E-6,"lbs/day","LGwWtp1",25,2.3700000000000002E-6,"lbs/day","LGwWtp1",25,2.21E-6,"lbs/day",1]
["LGwWtp1",34,3.6200000000000001E-6,"lbs/day","LGwWtp1",34,3.3900000000000002E-6,"lbs/day","LGwWtp1",34,3.1499999999999999E-6,"lbs/day",1]
["LGwWtp1",54,4.1699999999999999E-6,"lbs/day","LGwWtp1",54,3.9500000000000003E-6,"lbs/day","LGwWtp1",54,3.6600000000000001E-6,"lbs/day",1]
["LGwWtp1",77,3.3100000000000001E-6,"lbs/day","LGwWtp1",77,3.19E-6,"lbs/day","LGwWtp1",77,2.9799999999999998E-6,"lbs/day",1]
["LGwWtp1",101,2.8200000000000001E-6,"lbs/day","LGwWtp1",101,2.65E-6,"lbs/day","LGwWtp1",101,2.4600000000000002E-6,"lbs/day",1]
["LGwWtp1",120,3.5999999999999998E-6,"lbs/day","LGwWtp1",120,3.1599999999999998E-6,"lbs/day","LGwWtp1",120,2.7700000000000002E-6,"lbs/day",1]
["LGwWtp1",126,3.9400000000000004E-6,"lbs/day","LGwWtp1",126,3.5599999999999998E-6,"lbs/day","LGwWtp1",126,3.1599999999999998E-6,"lbs/day",1]
["LGwWtp1",144,2.0099999999999998E-6,"lbs/day","LGwWtp1",144,1.88E-6,"lbs/day","LGwWtp1",144,1.8500000000000001E-6,"lbs/day",1]
["LGwWtp1",173,6.4200000000000004E-6,"lbs/day","LGwWtp1",173,5.84E-6,"lbs/day","LGwWtp1",173,5.1900000000000003E-6,"lbs/day",1]
["LGwWtp1",187,7.9980921670000003,"lbs/day","LGwWtp1",187,7.3944978600000004,"lbs/day","LGwWtp1",187,6.66753251,"lbs/day",1]
["LGwWtp1",202,16.757562660000001,"lbs/day","LGwWtp1",202,16.141690799999999,"lbs/day","LGwWtp1",202,15.31958221,"lbs/day",1]
["LGwWtp1",224,155.77817450000001,"lbs/day","LGwWtp1",224,162.7382964,"lbs/day","LGwWtp1",224,162.5737144,"lbs/day",1]
["LGwWtp1",249,82.838803540000001,"lbs/day","LGwWtp1",249,78.001529000000005,"lbs/day","LGwWtp1",249,73.694332419999995,"lbs/day",1]
["LGwWtp1",267,7.6991052089999998,"lbs/day","LGwWtp1",267,6.8031313520000003,"lbs/day","LGwWtp1",267,5.5750155860000001,"lbs/day",1]
["LGwWtp1",274,6.1042861899999998,"lbs/day","LGwWtp1",274,5.5656547789999999,"lbs/day","LGwWtp1",274,4.8385153609999998,"lbs/day",1]
["LGwWtp1",291,4.8209230730000003,"lbs/day","LGwWtp1",291,4.4597794410000002,"lbs/day","LGwWtp1",291,4.0490243450000003,"lbs/day",1]
["LGwWtp1",321,1.708203776,"lbs/day","LGwWtp1",321,1.552986263,"lbs/day","LGwWtp1",321,1.4618948009999999,"lbs/day",1]
["LGwWtp1",334,2.561917137,"lbs/day","LGwWtp1",334,2.3688278089999999,"lbs/day","LGwWtp1",334,2.2150252840000002,"lbs/day",1]
["LGwWtp1",350,1.2500000000000001E-6,"lbs/day","LGwWtp1",350,1.1400000000000001E-6,"lbs/day","LGwWtp1",350,1.06E-6,"lbs/day",1]
["LGwWwtp1",6,0.57623298899999997,"lbs/day","LGwWwtp1",6,0.58323820699999995,"lbs/day","LGwWwtp1",6,0.58606791800000002,"lbs/day",1]
["LGwWwtp1",32,0.52374242000000004,"lbs/day","LGwWwtp1",32,0.491362085,"lbs/day","LGwWwtp1",32,0.45898815999999998,"lbs/day",1]
["LGwWwtp1",49,0.63307181000000001,"lbs/day","LGwWwtp1",49,0.60542716200000002,"lbs/day","LGwWwtp1",49,0.56764742099999999,"lbs/day",1]
["LGwWwtp1",57,0.69908795800000001,"lbs/day","LGwWwtp1",57,0.67352753200000004,"lbs/day","LGwWwtp1",57,0.63026930999999997,"lbs/day",1]
["LGwWwtp1",73,0.37878098500000001,"lbs/day","LGwWwtp1",73,0.36403765399999999,"lbs/day","LGwWwtp1",73,0.34112309200000002,"lbs/day",1]
["LGwWwtp1",104,0.55264698800000001,"lbs/day","LGwWwtp1",104,0.51926279600000003,"lbs/day","LGwWwtp1",104,0.48271852799999998,"lbs/day",1]
["LGwWwtp1",116,1.4425789179999999,"lbs/day","LGwWwtp1",116,1.342581486,"lbs/day","LGwWwtp1",116,1.152360372,"lbs/day",1]
["LGwWwtp1",133,0.53232940299999998,"lbs/day","LGwWwtp1",133,0.45077689700000001,"lbs/day","LGwWwtp1",133,0.37239678500000001,"lbs/day",{"$f":"IF(ISNUMBER(C31236),IF(AVERAGE(C31236,G31236,K31236)<>MAX(C31236,G31236,K31236),1,0),\"\")","v":1}]
["LGwWwtp1",153,0.60555897700000005,"lbs/day","LGwWwtp1",153,0.56388296100000002,"lbs/day","LGwWwtp1",153,0.53296264699999996,"lbs/day",1]
["LGwWwtp1",180,1.585552506,"lbs/day","LGwWwtp1",180,1.447964236,"lbs/day","LGwWwtp1",180,1.2877365329999999,"lbs/day",1]
["LGwWwtp1",196,5.3397603130000002,"lbs/day","LGwWwtp1",196,5.0561945970000002,"lbs/day","LGwWwtp1",196,4.6924530210000004,"lbs/day",1]
["LGwWwtp1",209,7.5767936059999998,"lbs/day","LGwWwtp1",209,7.4038792999999998,"lbs/day","LGwWwtp1",209,7.1726050460000002,"lbs/day",1]
["LGwWwtp1",220,7.5151735889999998,"lbs/day","LGwWwtp1",220,7.360870974,"lbs/day","LGwWwtp1",220,7.2199230830000003,"lbs/day",1]
["LGwWwtp1",252,6.0309801959999998,"lbs/day","LGwWwtp1",252,5.7893581760000004,"lbs/day","LGwWwtp1",252,5.559230071,"lbs/day",1]
["LGwWwtp1",263,0.83246172200000002,"lbs/day","LGwWwtp1",263,0.647299454,"lbs/day","LGwWwtp1",263,0.457983684,"lbs/day",1]
["LGwWwtp1",281,0.94101712400000004,"lbs/day","LGwWwtp1",281,0.83604034900000002,"lbs/day","LGwWwtp1",281,0.72536068399999998,"lbs/day",1]
["LGwWwtp1",300,0.313737247,"lbs/day","LGwWwtp1",300,0.28914561,"lbs/day","LGwWwtp1",300,0.26350469199999998,"lbs/day",1]
["LGwWwtp1",328,0.15701295500000001,"lbs/day","LGwWwtp1",328,0.14419062899999999,"lbs/day","LGwWwtp1",328,0.13520511399999999,"lbs/day",1]
["LGwWwtp1",343,0.37062750900000002,"lbs/day","LGwWwtp1",343,0.34717176799999999,"lbs/day","LGwWwtp1",343,0.32535715199999998,"lbs/day",1]
["LGwWwtp1",357,0.16750146799999999,"lbs/day","LGwWwtp1",357,0.156811754,"lbs/day","LGwWwtp1",357,0.147268024,"lbs/day",1]
["LGwExt1",2,0,"lbs/day","LGwExt1",2,0,"lbs/day","LGwExt1",2,0,"lbs/day",0]
["LGwExt1",35,0,"lbs/day","LGwExt1",35,0,"lbs/day","LGwExt1",35,0,"lbs/day",0]
["LGwExt1",45,0,"lbs/day","LGwExt1",45,0,"lbs/day","LGwExt1",45,0,"lbs/day",0]
["LGwExt1",64,0,"lbs/day","LGwExt1",64,0,"lbs/day","LGwExt1",64,0,"lbs/day",0]
["LGwExt1",82,0,"lbs/day","LGwExt1",82,0,"lbs/day","LGwExt1",82,0,"lbs/day",0]
["LGwExt1",111,0,"lbs/day","LGwExt1",111,0,"lbs/day","LGwExt1",111,0,"lbs/day",0]
["LGwExt1",125,0,"lbs/day","LGwExt1",125,0,"lbs/day","LGwExt1",125,0,"lbs/day",0]
["LGwExt1",140,0,"lbs/day","LGwExt1",140,0,"lbs/day","LGwExt1",140,0,"lbs/day",0]
["LGwExt1",149,0,"lbs/day","LGwExt1",149,0,"lbs/day","LGwExt1",149,0,"lbs/day",0]
["LGwExt1",183,0,"lbs/day","LGwExt1",183,0,"lbs/day","LGwExt1",183,0,"lbs/day",0]
["LGwExt1",192,0,"lbs/day","LGwExt1",192,0,"lbs/day","LGwExt1",192,0,"lbs/day",0]
["LGwExt1",212,0,"lbs/day","LGwExt1",212,0,"lbs/day","LGwExt1",212,0,"lbs/day",0]
["LGwExt1",235,0,"lbs/day","LGwExt1",235,0,"lbs/day","LGwExt1",235,0,"lbs/day",0]
["LGwExt1",259,0,"lbs/day","LGwExt1",259,0,"lbs/day","LGwExt1",259,0,"lbs/day",0]
["LGwExt1",272,0,"lbs/day","LGwExt1",272,0,"lbs/day","LGwExt1",272,0,"lbs/day",0]
["LGwExt1",288,0,"lbs/day","LGwExt1",288,0,"lbs/day","LGwExt1",288,0,"lbs/day",0]
["LGwExt1",315,0,"lbs/day","LGwExt1",315,0,"lbs/day","LGwExt1",315,0,"lbs/day",0]
["LGwExt1",331,0,"lbs/day","LGwExt1",331,0,"lbs/day","LGwExt1",331,0,"lbs/day",0]
["LGwExt1",339,0,"lbs/day","LGwExt1",339,0,"lbs/day","LGwExt1",339,0,"lbs/day",0]
["LGwExt1",360,0,"lbs/day","LGwExt1",360,0,"lbs/day","LGwExt1",360,0,"lbs/day",0]
["LGwPt1",17,6.369245286,"lbs/day","LGwPt1",17,5.92771414,"lbs/day","LGwPt1",17,5.5468579990000002,"lbs/day",1]
["LGwPt1",42,11.65605015,"lbs/day","LGwPt1",42,10.721027749999999,"lbs/day","LGwPt1",42,9.7807674339999995,"lbs/day",1]
["LGwPt1",54,12.62152839,"lbs/day","LGwPt1",54,11.942447659999999,"lbs/day","LGwPt1",54,11.076492699999999,"lbs/day",1]
["LGwPt1",71,8.0492913359999996,"lbs/day","LGwPt1",71,7.7120814150000001,"lbs/day","LGwPt1",71,7.2101580289999996,"lbs/day",1]
["LGwPt1",97,6.6363978460000004,"lbs/day","LGwPt1",97,6.2295116239999997,"lbs/day","LGwPt1",97,5.7855646600000004,"lbs/day",1]
["LGwPt1",100,8.5878837299999997,"lbs/day","LGwPt1",100,8.0628768419999997,"lbs/day","LGwPt1",100,7.4896558019999997,"lbs/day",1]
["LGwPt1",121,12.68286518,"lbs/day","LGwPt1",121,11.26431556,"lbs/day","LGwPt1",121,9.907131175,"lbs/day",1]
["LGwPt1",143,6.2853807890000004,"lbs/day","LGwPt1",143,5.8849468270000003,"lbs/day","LGwPt1",143,5.8037008630000004,"lbs/day",1]
["LGwPt1",164,11.003603460000001,"lbs/day","LGwPt1",164,9.9957467520000005,"lbs/day","LGwPt1",164,8.8677833960000001,"lbs/day",1]
["LGwPt1",190,93.030638449999998,"lbs/day","LGwPt1",190,86.598938149999995,"lbs/day","LGwPt1",190,78.721589370000004,"lbs/day",1]
["LGwPt1",201,155.294028,"lbs/day","LGwPt1",201,149.12672929999999,"lbs/day","LGwPt1",201,140.97675100000001,"lbs/day",1]
["LGwPt1",219,186.0785487,"lbs/day","LGwPt1",219,181.77907429999999,"lbs/day","LGwPt1",219,177.36826769999999,"lbs/day",1]
["LGwPt1",244,148.6744764,"lbs/day","LGwPt1",244,143.8957968,"lbs/day","LGwPt1",244,139.1952642,"lbs/day",1]
["LGwPt1",248,110.08555250000001,"lbs/day","LGwPt1",248,103.009057,"lbs/day","LGwPt1",248,96.838216990000006,"lbs/day",1]
["LGwPt1",268,12.523967860000001,"lbs/day","LGwPt1",268,10.97803467,"lbs/day","LGwPt1",268,8.9989597020000005,"lbs/day",1]
["LGwPt1",291,7.6068838159999999,"lbs/day","LGwPt1",291,7.0370390780000003,"lbs/day","LGwPt1",291,6.3889129340000004,"lbs/day",1]
["LGwPt1",311,10.17570658,"lbs/day","LGwPt1",311,9.5767987980000004,"lbs/day","LGwPt1",311,8.7648919949999993,"lbs/day",1]
["LGwPt1",338,5.7481023929999999,"lbs/day","LGwPt1",338,5.3476169330000003,"lbs/day","LGwPt1",338,5.0047907049999996,"lbs/day",1]
["LGwPt1",348,3.7222684629999998,"lbs/day","LGwPt1",348,3.3647726499999999,"lbs/day","LGwPt1",348,3.1195323460000002,"lbs/day",1]
["LUseP1",2,578.87462110000001,"lbs/day","LUseP1",2,578.84948940000004,"lbs/day","LUseP1",2,578.79733160000001,"lbs/day",1]
["LUseP1",26,578.86774209999999,"lbs/day","LUseP1",26,578.85002239999994,"lbs/day","LUseP1",26,578.79812389999995,"lbs/day",1]
["LUseP1",31,578.86264119999998,"lbs/day","LUseP1",31,578.84953829999995,"lbs/day","LUseP1",31,578.79823569999996,"lbs/day",1]
["LUseP1",50,578.31978930000002,"lbs/day","LUseP1",50,578.30985480000004,"lbs/day","LUseP1",50,578.27599250000003,"lbs/day",1]
["LUseP1",74,577.93420739999999,"lbs/day","LUseP1",74,577.92089080000005,"lbs/day","LUseP1",74,577.8954162,"lbs/day",1]
["LUseP1",93,579.66423199999997,"lbs/day","LUseP1",93,579.58742859999995,"lbs/day","LUseP1",93,579.4929558,"lbs/day",1]
["LUseP1",121,579.53634030000001,"lbs/day","LUseP1",121,579.42978630000005,"lbs/day","LUseP1",121,579.27308310000001,"lbs/day",1]
["LUseP1",136,579.70614320000004,"lbs/day","LUseP1",136,579.43419619999997,"lbs/day","LUseP1",136,579.27315139999996,"lbs/day",1]
["LUseP1",150,579.46732459999998,"lbs/day","LUseP1",150,579.42385439999998,"lbs/day","LUseP1",150,579.27299240000002,"lbs/day",1]
["LUseP1",173,579.89835470000003,"lbs/day","LUseP1",173,579.98049820000006,"lbs/day","LUseP1",173,579.80513410000003,"lbs/day",1]
["LUseP1",179,579.86959590000004,"lbs/day","LUseP1",179,579.93115950000004,"lbs/day","LUseP1",179,579.80310080000004,"lbs/day",1]
["LUseP1",197,581.55246880000004,"lbs/day","LUseP1",197,581.58667370000001,"lbs/day","LUseP1",197,581.48102779999999,"lbs/day",1]
["LUseP1",222,581.29138179999995,"lbs/day","LUseP1",222,570.87095039999997,"lbs/day","LUseP1",222,570.87091450000003,"lbs/day",1]
["LUseP1",240,570.87090590000003,"lbs/day","LUseP1",240,570.87090560000001,"lbs/day","LUseP1",240,570.87090520000004,"lbs/day",1]
["LUseP1",269,570.74750559999995,"lbs/day","LUseP1",269,570.74750559999995,"lbs/day","LUseP1",269,570.74750559999995,"lbs/day",0]
["LUseP1",283,570.84588099999996,"lbs/day","LUseP1",283,570.84588099999996,"lbs/day","LUseP1",283,570.84588099999996,"lbs/day",0]
["LUseP1",298,570.84588099999996,"lbs/day","LUseP1",298,570.84588099999996,"lbs/day","LUseP1",298,570.84588099999996,"lbs/day",0]
["LUseP1",320,570.77503490000004,"lbs/day","LUseP1",320,570.77503490000004,"lbs/day","LUseP1",320,570.77503490000004,"lbs/day",0]
["LUseP1",327,570.77503490000004,"lbs/day","LUseP1",327,570.77503490000004,"lbs/day","LUseP1",327,570.77503490000004,"lbs/day",0]
["LUseP1",344,570.78147539999998,"lbs/day","LUseP1",344,570.78147539999998,"lbs/day","LUseP1",344,570.78147539999998,"lbs/day",0]
["LUsePSanS1",9,103.43006750000001,"lbs/day","LUsePSanS1",9,103.1907393,"lbs/day","LUsePSanS1",9,102.9155157,"lbs/day",1]
["LUsePSanS1",22,103.4134289,"lbs/day","LUsePSanS1",22,103.19149040000001,"lbs/day","LUsePSanS1",22,102.9155907,"lbs/day",1]
["LUsePSanS1",52,99.763193119999997,"lbs/day","LUsePSanS1",52,99.533088329999998,"lbs/day","LUsePSanS1",52,99.268520409999994,"lbs/day",1]
["LUsePSanS1",65,96.801073360000004,"lbs/day","LUsePSanS1",65,96.447294209999995,"lbs/day","LUsePSanS1",65,96.194890049999998,"lbs/day",1]
["LUsePSanS1",81,96.813193830000003,"lbs/day","LUsePSanS1",81,96.446852140000004,"lbs/day","LUsePSanS1",81,96.194745229999995,"lbs/day",{"$f":"IF(ISNUMBER(C32644),IF(AVERAGE(C32644,G32644,K32644)<>MAX(C32644,G32644,K32644),1,0),\"\")","v":1}]
["LUsePSanS1",102,104.158766,"lbs/day","LUsePSanS1",102,104.079362,"lbs/day","LUsePSanS1",102,103.8017311,"lbs/day",1]
["LUsePSanS1",110,104.1447604,"lbs/day","LUsePSanS1",110,104.07874440000001,"lbs/day","LUsePSanS1",110,103.8030603,"lbs/day",1]
["LUsePSanS1",145,80.815247170000006,"lbs/day","LUsePSanS1",145,80.697371849999996,"lbs/day","LUsePSanS1",145,80.479025329999999,"lbs/day",{"$f":"IF(ISNUMBER(C32708),IF(AVERAGE(C32708,G32708,K32708)<>MAX(C32708,G32708,K32708),1,0),\"\")","v":1}]
["LUsePSanS1",157,74.512349529999995,"lbs/day","LUsePSanS1",157,74.481911969999999,"lbs/day","LUsePSanS1",157,74.326009470000002,"lbs/day",1]
["LUsePSanS1",169,74.400273960000007,"lbs/day","LUsePSanS1",169,74.481938310000004,"lbs/day","LUsePSanS1",169,74.32206807,"lbs/day",1]
["LUsePSanS1",200,83.450907240000006,"lbs/day","LUsePSanS1",200,83.552024689999996,"lbs/day","LUsePSanS1",200,83.576067129999998,"lbs/day",1]
["LUsePSanS1",212,83.403517539999996,"lbs/day","LUsePSanS1",212,83.521150230000003,"lbs/day","LUsePSanS1",212,83.574237870000005,"lbs/day",1]
["LUsePSanS1",229,85.284316810000007,"lbs/day","LUsePSanS1",229,85.447531859999998,"lbs/day","LUsePSanS1",229,85.492022259999999,"lbs/day",1]
["LUsePSanS1",249,76.268234930000006,"lbs/day","LUsePSanS1",249,76.281000919999997,"lbs/day","LUsePSanS1",249,76.166414029999999,"lbs/day",1]
["LUsePSanS1",258,76.260952560000007,"lbs/day","LUsePSanS1",258,76.284323540000003,"lbs/day","LUsePSanS1",258,76.166562749999997,"lbs/day",1]
["LUsePSanS1",292,107.1257968,"lbs/day","LUsePSanS1",292,106.93636170000001,"lbs/day","LUsePSanS1",292,106.67930339999999,"lbs/day",1]
["LUsePSanS1",305,95.994219049999998,"lbs/day","LUsePSanS1",305,95.634040029999994,"lbs/day","LUsePSanS1",305,95.389123369999993,"lbs/day",1]
["LUsePSanS1",316,96.046790400000006,"lbs/day","LUsePSanS1",316,95.629143089999999,"lbs/day","LUsePSanS1",316,95.389699160000006,"lbs/day",1]
["LUsePSanS1",348,98.445341450000001,"lbs/day","LUsePSanS1",348,98.009148190000005,"lbs/day","LUsePSanS1",348,97.750725259999996,"lbs/day",1]
["LUsePSanS1",359,98.325513650000005,"lbs/day","LUsePSanS1",359,98.004804190000002,"lbs/day","LUsePSanS1",359,97.748839689999997,"lbs/day",1]
["LUsePSep1",12,335.74500949999998,"lbs/day","LUsePSep1",12,335.72240249999999,"lbs/day","LUsePSep1",12,335.69248579999999,"lbs/day",1]
["LUsePSep1",37,335.41187559999997,"lbs/day","LUsePSep1",37,335.40929199999999,"lbs/day","LUsePSep1",37,335.38950089999997,"lbs/day",1]
["LUsePSep1",41,335.41283570000002,"lbs/day","LUsePSep1",41,335.40908889999997,"lbs/day","LUsePSep1",41,335.38974359999997,"lbs/day",1]
["LUsePSep1",74,335.19133570000002,"lbs/day","LUsePSep1",74,335.18361249999998,"lbs/day","LUsePSep1",74,335.16883760000002,"lbs/day",1]
["LUsePSep1",88,335.1980762,"lbs/day","LUsePSep1",88,335.18388390000001,"lbs/day","LUsePSep1",88,335.16865990000002,"lbs/day",1]
["LUsePSep1",98,328.98251649999997,"lbs/day","LUsePSep1",98,328.96244630000001,"lbs/day","LUsePSep1",98,328.90962669999999,"lbs/day",1]
["LUsePSep1",131,278.68126369999999,"lbs/day","LUsePSep1",131,278.57627509999998,"lbs/day","LUsePSep1",131,278.50400139999999,"lbs/day",1]
["LUsePSep1",141,278.64409949999998,"lbs/day","LUsePSep1",141,278.58079429999998,"lbs/day","LUsePSep1",141,278.50407369999999,"lbs/day",1]
["LUsePSep1",160,251.41410859999999,"lbs/day","LUsePSep1",160,251.41780420000001,"lbs/day","LUsePSep1",160,251.30909460000001,"lbs/day",1]
["LUsePSep1",184,241.25921640000001,"lbs/day","LUsePSep1",184,241.31400120000001,"lbs/day","LUsePSep1",184,241.22487949999999,"lbs/day",1]
["LUsePSep1",189,241.2526202,"lbs/day","LUsePSep1",189,241.28634539999999,"lbs/day","LUsePSep1",189,241.22241600000001,"lbs/day",1]
["LUsePSep1",221,255.99130009999999,"lbs/day","LUsePSep1",221,254.32086810000001,"lbs/day","LUsePSep1",221,250.97561719999999,"lbs/day",1]
["LUsePSep1",236,250.97561210000001,"lbs/day","LUsePSep1",236,250.9756117,"lbs/day","LUsePSep1",236,250.9756117,"lbs/day",1]
["LUsePSep1",245,265.71928680000002,"lbs/day","LUsePSep1",245,265.71928680000002,"lbs/day","LUsePSep1",245,265.71928680000002,"lbs/day",0]
["LUsePSep1",279,331.08023530000003,"lbs/day","LUsePSep1",279,331.08023530000003,"lbs/day","LUsePSep1",279,331.08023530000003,"lbs/day",0]
["LUsePSep1",288,331.08023530000003,"lbs/day","LUsePSep1",288,331.08023530000003,"lbs/day","LUsePSep1",288,331.08023530000003,"lbs/day",0]
["LUsePSep1",308,331.03914580000003,"lbs/day","LUsePSep1",308,331.03914580000003,"lbs/day","LUsePSep1",308,331.03914580000003,"lbs/day",0]
["LUsePSep1",331,331.03914580000003,"lbs/day","LUsePSep1",331,331.03914580000003,"lbs/day","LUsePSep1",331,331.03914580000003,"lbs/day",0]
["LUsePSep1",337,331.04288109999999,"lbs/day","LUsePSep1",337,331.04288109999999,"lbs/day","LUsePSep1",337,331.04288109999999,"lbs/day",0]
["LUsePSepExt1",3,0,"lbs/day","LUsePSepExt1",3,0,"lbs/day","LUsePSepExt1",3,0,"lbs/day",0]
["LUsePSepExt1",19,0,"lbs/day","LUsePSepExt1",19,0,"lbs/day","LUsePSepExt1",19,0,"lbs/day",0]
["LUsePSepExt1",27,0,"lbs/day","LUsePSepExt1",27,0,"lbs/day","LUsePSepExt1",27,0,"lbs/day",0]
["LUsePSepExt1",48,0,"lbs/day","LUsePSepExt1",48,0,"lbs/day","LUsePSepExt1",48,0,"lbs/day",0]
["LUsePSepExt1",70,0,"lbs/day","LUsePSepExt1",70,0,"lbs/day","LUsePSepExt1",70,0,"lbs/day",0]
["LUsePSepExt1",91,0,"lbs/day","LUsePSepExt1",91,0,"lbs/day","LUsePSepExt1",91,0,"lbs/day",0]
["LUsePSepExt1",113,0,"lbs/day","LUsePSepExt1",113,0,"lbs/day","LUsePSepExt1",113,0,"lbs/day",0]
["LUsePSepExt1",120,0,"lbs/day","LUsePSepExt1",120,0,"lbs/day","LUsePSepExt1",120,0,"lbs/day",0]
["LUsePSepExt1",150,0,"lbs/day","LUsePSepExt1",150,0,"lbs/day","LUsePSepExt1",150,0,"lbs/day",0]
["LUsePSepExt1",167,0,"lbs/day","LUsePSepExt1",167,0,"lbs/day","LUsePSepExt1",167,0,"lbs/day",0]
["LUsePSepExt1",174,0,"lbs/day","LUsePSepExt1",174,0,"lbs/day","LUsePSepExt1",174,0,"lbs/day",0]
["LUsePSepExt1",196,0,"lbs/day","LUsePSepExt1",196,0,"lbs/day","LUsePSepExt1",196,0,"lbs/day",0]
["LUsePSepExt1",217,0,"lbs/day","LUsePSepExt1",217,0,"lbs/day","LUsePSepExt1",217,0,"lbs/day",0]
["LUsePSepExt1",239,0,"lbs/day","LUsePSepExt1",239,0,"lbs/day","LUsePSepExt1",239,0,"lbs/day",0]
["LUsePSepExt1",260,0,"lbs/day","LUsePSepExt1",260,0,"lbs/day","LUsePSepExt1",260,0,"lbs/day",0]
["LUsePSepExt1",268,0,"lbs/day","LUsePSepExt1",268,0,"lbs/day","LUsePSepExt1",268,0,"lbs/day",0]
["LUsePSepExt1",303,0,"lbs/day","LUsePSepExt1",303,0,"lbs/day","LUsePSepExt1",303,0,"lbs/day",0]
["LUsePSepExt1",315,0,"lbs/day","LUsePSepExt1",315,0,"lbs/day","LUsePSepExt1",315,0,"lbs/day",0]
["LUsePSepExt1",340,0,"lbs/day","LUsePSepExt1",340,0,"lbs/day","LUsePSepExt1",340,0,"lbs/day",0]
["LUsePSepExt1",344,0,"lbs/day","LUsePSepExt1",344,0,"lbs/day","LUsePSepExt1",344,0,"lbs/day",0]
["LUsePSepExt1",364,0,"lbs/day","LUsePSepExt1",364,0,"lbs/day","LUsePSepExt1",364,0,"lbs/day",0]
["LUsePIbtWw1",22,102.3612736,"lbs/day","LUsePIbtWw1",22,102.57404940000001,"lbs/day","LUsePIbtWw1",22,102.8313266,"lbs/day",1]
["LUsePIbtWw1",42,105.8696628,"lbs/day","LUsePIbtWw1",42,106.0509364,"lbs/day","LUsePIbtWw1",42,106.29218210000001,"lbs/day",1]
["LUsePIbtWw1",51,105.795272,"lbs/day","LUsePIbtWw1",51,106.0394727,"lbs/day","LUsePIbtWw1",51,106.2931136,"lbs/day",1]
["LUsePIbtWw1",85,108.6500151,"lbs/day","LUsePIbtWw1",85,108.9892559,"lbs/day","LUsePIbtWw1",85,109.23159339999999,"lbs/day",1]
["LUsePIbtWw1",98,97.434386230000001,"lbs/day","LUsePIbtWw1",98,97.542921039999996,"lbs/day","LUsePIbtWw1",98,97.786712989999998,"lbs/day",1]
["LUsePIbtWw1",122,89.907317359999993,"lbs/day","LUsePIbtWw1",122,90.046989909999994,"lbs/day","LUsePIbtWw1",122,90.217792650000007,"lbs/day",1]
["LUsePIbtWw1",127,89.880201220000004,"lbs/day","LUsePIbtWw1",127,90.044048660000001,"lbs/day","LUsePIbtWw1",127,90.217818679999993,"lbs/day",1]
["LUsePIbtWw1",146,89.955572869999997,"lbs/day","LUsePIbtWw1",146,90.044085210000006,"lbs/day","LUsePIbtWw1",146,90.21753056,"lbs/day",1]
["LUsePIbtWw1",170,79.66257143,"lbs/day","LUsePIbtWw1",170,79.599851689999994,"lbs/day","LUsePIbtWw1",170,79.706892170000003,"lbs/day",1]
["LUsePIbtWw1",189,64.352752199999998,"lbs/day","LUsePIbtWw1",189,64.269293000000005,"lbs/day","LUsePIbtWw1",189,64.272636790000007,"lbs/day",1]
["LUsePIbtWw1",199,64.403917370000002,"lbs/day","LUsePIbtWw1",199,64.311870560000003,"lbs/day","LUsePIbtWw1",199,64.270368129999994,"lbs/day",1]
["LUsePIbtWw1",232,68.56630036,"lbs/day","LUsePIbtWw1",232,68.360619700000001,"lbs/day","LUsePIbtWw1",232,68.330589419999995,"lbs/day",1]
["LUsePIbtWw1",246,86.718508099999994,"lbs/day","LUsePIbtWw1",246,86.584375030000004,"lbs/day","LUsePIbtWw1",246,86.694467090000003,"lbs/day",1]
["LUsePIbtWw1",269,86.616313689999998,"lbs/day","LUsePIbtWw1",269,86.554624029999999,"lbs/day","LUsePIbtWw1",269,86.694793750000002,"lbs/day",1]
["LUsePIbtWw1",275,95.831326189999999,"lbs/day","LUsePIbtWw1",275,95.982526039999996,"lbs/day","LUsePIbtWw1",275,96.240802079999995,"lbs/day",1]
["LUsePIbtWw1",293,95.792415750000004,"lbs/day","LUsePIbtWw1",293,95.983779319999996,"lbs/day","LUsePIbtWw1",293,96.240850710000004,"lbs/day",1]
["LUsePIbtWw1",322,106.8346106,"lbs/day","LUsePIbtWw1",322,107.26331070000001,"lbs/day","LUsePIbtWw1",322,107.5045794,"lbs/day",1]
["LUsePIbtWw1",336,105.8009483,"lbs/day","LUsePIbtWw1",336,106.1519921,"lbs/day","LUsePIbtWw1",336,106.3857296,"lbs/day",1]
["LUsePIbtWw1",347,107.08728240000001,"lbs/day","LUsePIbtWw1",347,107.4943615,"lbs/day","LUsePIbtWw1",347,107.73801589999999,"lbs/day",1]
["LUseNp1",14,263.85178939999997,"lbs/day","LUseNp1",14,263.89427019999999,"lbs/day","LUseNp1",14,263.9503004,"lbs/day",1]
["LUseNp1",29,263.88051560000002,"lbs/day","LUseNp1",29,263.89558970000002,"lbs/day","LUseNp1",29,263.94996020000002,"lbs/day",{"$f":"IF(ISNUMBER(C34052),IF(AVERAGE(C34052,G34052,K34052)<>MAX(C34052,G34052,K34052),1,0),\"\")","v":1}]
["LUseNp1",51,263.48700810000003,"lbs/day","LUseNp1",51,263.4985552,"lbs/day","LUseNp1",51,263.53414020000002,"lbs/day",1]
["LUseNp1",58,263.47775159999998,"lbs/day","LUseNp1",58,263.4979763,"lbs/day","LUseNp1",58,263.53418629999999,"lbs/day",1]
["LUseNp1",75,263.1881904,"lbs/day","LUseNp1",75,263.20287760000002,"lbs/day","LUseNp1",75,263.22981099999998,"lbs/day",1]
["LUseNp1",105,264.39113839999999,"lbs/day","LUseNp1",105,264.40626229999998,"lbs/day","LUseNp1",105,264.50180039999998,"lbs/day",1]
["LUseNp1",118,264.35711579999997,"lbs/day","LUseNp1",118,264.40619070000002,"lbs/day","LUseNp1",118,264.50332839999999,"lbs/day",1]
["LUseNp1",130,263.98610539999999,"lbs/day","LUseNp1",130,264.18268230000001,"lbs/day","LUseNp1",130,264.34488260000001,"lbs/day",1]
["LUseNp1",161,264.98081560000003,"lbs/day","LUseNp1",161,264.9497556,"lbs/day","LUseNp1",161,265.22860059999999,"lbs/day",1]
["LUseNp1",177,265.14722540000002,"lbs/day","LUseNp1",177,265.06918469999999,"lbs/day","LUseNp1",177,265.23109599999998,"lbs/day",1]
["LUseNp1",185,266.72678180000003,"lbs/day","LUseNp1",185,266.58990840000001,"lbs/day","LUseNp1",185,266.81797039999998,"lbs/day",1]
["LUseNp1",206,266.73150390000001,"lbs/day","LUseNp1",206,266.73454229999999,"lbs/day","LUseNp1",206,266.83609480000001,"lbs/day",1]
["LUseNp1",222,268.23138119999999,"lbs/day","LUseNp1",222,257.24301609999998,"lbs/day","LUseNp1",222,257.2429755,"lbs/day",1]
["LUseNp1",253,257.13769980000001,"lbs/day","LUseNp1",253,257.13769980000001,"lbs/day","LUseNp1",253,257.13769980000001,"lbs/day",0]
["LUseNp1",265,257.13769980000001,"lbs/day","LUseNp1",265,257.13769980000001,"lbs/day","LUseNp1",265,257.13769980000001,"lbs/day",0]
["LUseNp1",278,257.17885919999998,"lbs/day","LUseNp1",278,257.17885919999998,"lbs/day","LUseNp1",278,257.17885919999998,"lbs/day",0]
["LUseNp1",308,257.11751429999998,"lbs/day","LUseNp1",308,257.11751429999998,"lbs/day","LUseNp1",308,257.11751429999998,"lbs/day",0]
["LUseNp1",325,257.11751429999998,"lbs/day","LUseNp1",325,257.11751429999998,"lbs/day","LUseNp1",325,257.11751429999998,"lbs/day",0]
["LUseNp1",332,257.11751429999998,"lbs/day","LUseNp1",332,257.11751429999998,"lbs/day","LUseNp1",332,257.11751429999998,"lbs/day",0]
["LUseNp1",354,263.26343800000001,"lbs/day","LUseNp1",354,263.34839440000002,"lbs/day","LUseNp1",354,263.38345179999999,"lbs/day",1]
["LUseNpSanS1",4,49.35155271,"lbs/day","LUseNpSanS1",4,49.472698899999997,"lbs/day","LUseNpSanS1",4,49.631518460000002,"lbs/day",1]
["LUseNpSanS1",36,47.793803599999997,"lbs/day","LUseNpSanS1",36,47.913709910000001,"lbs/day","LUseNpSanS1",36,48.065173569999999,"lbs/day",1]
["LUseNpSanS1",47,47.784023779999998,"lbs/day","LUseNpSanS1",47,47.91375876,"lbs/day","LUseNpSanS1",47,48.065150699999997,"lbs/day",1]
["LUseNpSanS1",61,46.403866800000003,"lbs/day","LUseNpSanS1",61,46.604715239999997,"lbs/day","LUseNpSanS1",61,46.74632896,"lbs/day",1]
["LUseNpSanS1",90,46.399375769999999,"lbs/day","LUseNpSanS1",90,46.603887980000003,"lbs/day","LUseNpSanS1",90,46.746756329999997,"lbs/day",1]
["LUseNpSanS1",108,49.778981459999997,"lbs/day","LUseNpSanS1",108,49.81463308,"lbs/day","LUseNpSanS1",108,49.977680290000002,"lbs/day",1]
["LUseNpSanS1",133,39.25593842,"lbs/day","LUseNpSanS1",133,39.444366430000002,"lbs/day","LUseNpSanS1",133,39.574269940000001,"lbs/day",1]
["LUseNpSanS1",137,39.271703809999998,"lbs/day","LUseNpSanS1",137,39.438661340000003,"lbs/day","LUseNpSanS1",137,39.573728170000003,"lbs/day",1]
["LUseNpSanS1",170,38.457326180000003,"lbs/day","LUseNpSanS1",170,38.401805269999997,"lbs/day","LUseNpSanS1",170,38.508895549999998,"lbs/day",1]
["LUseNpSanS1",184,43.218723730000001,"lbs/day","LUseNpSanS1",184,43.140907169999998,"lbs/day","LUseNpSanS1",184,43.204423380000001,"lbs/day",1]
["LUseNpSanS1",194,43.246896110000002,"lbs/day","LUseNpSanS1",194,43.187428750000002,"lbs/day","LUseNpSanS1",194,43.203912959999997,"lbs/day",1]
["LUseNpSanS1",213,44.902868380000001,"lbs/day","LUseNpSanS1",213,44.828527819999998,"lbs/day","LUseNpSanS1",213,44.792939410000002,"lbs/day",1]
["LUseNpSanS1",237,43.17928817,"lbs/day","LUseNpSanS1",237,43.135402939999999,"lbs/day","LUseNpSanS1",237,43.124224810000001,"lbs/day",1]
["LUseNpSanS1",256,39.311794380000002,"lbs/day","LUseNpSanS1",256,39.385614429999997,"lbs/day","LUseNpSanS1",256,39.451835619999997,"lbs/day",1]
["LUseNpSanS1",280,50.265031299999997,"lbs/day","LUseNpSanS1",280,50.358785849999997,"lbs/day","LUseNpSanS1",280,50.500686039999998,"lbs/day",1]
["LUseNpSanS1",285,50.270936370000001,"lbs/day","LUseNpSanS1",285,50.359982590000001,"lbs/day","LUseNpSanS1",285,50.500628059999997,"lbs/day",1]
["LUseNpSanS1",317,45.448844180000002,"lbs/day","LUseNpSanS1",317,45.685765850000003,"lbs/day","LUseNpSanS1",317,45.819370759999998,"lbs/day",1]
["LUseNpSanS1",332,45.482400720000001,"lbs/day","LUseNpSanS1",332,45.690562900000003,"lbs/day","LUseNpSanS1",332,45.820470839999999,"lbs/day",1]
["LUseNpSanS1",341,45.980134820000004,"lbs/day","LUseNpSanS1",341,46.17063623,"lbs/day","LUseNpSanS1",341,46.290216479999998,"lbs/day",1]
["LUseNpSanS1",361,47.065146249999998,"lbs/day","LUseNpSanS1",361,47.266476509999997,"lbs/day","LUseNpSanS1",361,47.413835300000002,"lbs/day",1]
["LUseNpSep1",19,161.958966,"lbs/day","LUseNpSep1",19,161.97839759999999,"lbs/day","LUseNpSep1",19,162.01252030000001,"lbs/day",1]
["LUseNpSep1",39,161.73208199999999,"lbs/day","LUseNpSep1",39,161.73540249999999,"lbs/day","LUseNpSep1",39,161.75734539999999,"lbs/day",1]
["LUseNpSep1",62,161.54084800000001,"lbs/day","LUseNpSep1",62,161.55288730000001,"lbs/day","LUseNpSep1",62,161.57089450000001,"lbs/day",1]
["LUseNpSep1",68,161.544972,"lbs/day","LUseNpSep1",68,161.5537798,"lbs/day","LUseNpSep1",68,161.5704877,"lbs/day",1]
["LUseNpSep1",99,158.99313050000001,"lbs/day","LUseNpSep1",99,159.01222519999999,"lbs/day","LUseNpSep1",99,159.07134669999999,"lbs/day",1]
["LUseNpSep1",115,158.99840879999999,"lbs/day","LUseNpSep1",115,159.01742419999999,"lbs/day","LUseNpSep1",115,159.0717148,"lbs/day",1]
["LUseNpSep1",123,135.8831888,"lbs/day","LUseNpSep1",123,135.94485499999999,"lbs/day","LUseNpSep1",123,136.0318704,"lbs/day",1]
["LUseNpSep1",144,135.90004210000001,"lbs/day","LUseNpSep1",144,135.9452775,"lbs/day","LUseNpSep1",144,136.03177489999999,"lbs/day",1]
["LUseNpSep1",166,129.828293,"lbs/day","LUseNpSep1",166,129.7854974,"lbs/day","LUseNpSep1",166,129.9090329,"lbs/day",1]
["LUseNpSep1",187,125.6852339,"lbs/day","LUseNpSep1",187,125.63195570000001,"lbs/day","LUseNpSep1",187,125.72603030000001,"lbs/day",1]
["LUseNpSep1",209,125.6756723,"lbs/day","LUseNpSep1",209,125.6906683,"lbs/day","LUseNpSep1",209,125.73837640000001,"lbs/day",1]
["LUseNpSep1",216,132.54766169999999,"lbs/day","LUseNpSep1",216,132.48056070000001,"lbs/day","LUseNpSep1",216,132.59153269999999,"lbs/day",1]
["LUseNpSep1",233,127.5925135,"lbs/day","LUseNpSep1",233,127.59251279999999,"lbs/day","LUseNpSep1",233,127.5925125,"lbs/day",1]
["LUseNpSep1",263,137.10582289999999,"lbs/day","LUseNpSep1",263,137.10582289999999,"lbs/day","LUseNpSep1",263,137.10582299999999,"lbs/day",1]
["LUseNpSep1",270,137.10582289999999,"lbs/day","LUseNpSep1",270,137.10582289999999,"lbs/day","LUseNpSep1",270,137.10582299999999,"lbs/day",1]
["LUseNpSep1",292,157.85638539999999,"lbs/day","LUseNpSep1",292,157.85638539999999,"lbs/day","LUseNpSep1",292,157.85638539999999,"lbs/day",0]
["LUseNpSep1",313,157.81873189999999,"lbs/day","LUseNpSep1",313,157.81873189999999,"lbs/day","LUseNpSep1",313,157.81873189999999,"lbs/day",0]
["LUseNpSep1",335,157.82215500000001,"lbs/day","LUseNpSep1",335,157.82215500000001,"lbs/day","LUseNpSep1",335,157.82215500000001,"lbs/day",0]
["LUseNpSep1",356,161.59907129999999,"lbs/day","LUseNpSep1",356,161.64377469999999,"lbs/day","LUseNpSep1",356,161.66455149999999,"lbs/day",1]
["LUseNpSep1",364,161.63199829999999,"lbs/day","LUseNpSep1",364,161.64348580000001,"lbs/day","LUseNpSep1",364,161.66663130000001,"lbs/day",1]
["LUseNpSepExt1",15,0,"lbs/day","LUseNpSepExt1",15,0,"lbs/day","LUseNpSepExt1",15,0,"lbs/day",0]
["LUseNpSepExt1",46,0,"lbs/day","LUseNpSepExt1",46,0,"lbs/day","LUseNpSepExt1",46,0,"lbs/day",0]
["LUseNpSepExt1",52,0,"lbs/day","LUseNpSepExt1",52,0,"lbs/day","LUseNpSepExt1",52,0,"lbs/day",0]
["LUseNpSepExt1",75,0,"lbs/day","LUseNpSepExt1",75,0,"lbs/day","LUseNpSepExt1",75,0,"lbs/day",0]
["LUseNpSepExt1",95,0,"lbs/day","LUseNpSepExt1",95,0,"lbs/day","LUseNpSepExt1",95,0,"lbs/day",0]
["LUseNpSepExt1",122,0,"lbs/day","LUseNpSepExt1",122,0,"lbs/day","LUseNpSepExt1",122,0,"lbs/day",0]
["LUseNpSepExt1",138,0,"lbs/day","LUseNpSepExt1",138,0,"lbs/day","LUseNpSepExt1",138,0,"lbs/day",0]
["LUseNpSepExt1",147,0,"lbs/day","LUseNpSepExt1",147,0,"lbs/day","LUseNpSepExt1",147,0,"lbs/day",0]
["LUseNpSepExt1",162,0,"lbs/day","LUseNpSepExt1",162,0,"lbs/day","LUseNpSepExt1",162,0,"lbs/day",0]
["LUseNpSepExt1",194,0,"lbs/day","LUseNpSepExt1",194,0,"lbs/day","LUseNpSepExt1",194,0,"lbs/day",0]
["LUseNpSepExt1",199,0,"lbs/day","LUseNpSepExt1",199,0,"lbs/day","LUseNpSepExt1",199,0,"lbs/day",0]
["LUseNpSepExt1",223,0,"lbs/day","LUseNpSepExt1",223,0,"lbs/day","LUseNpSepExt1",223,0,"lbs/day",0]
["LUseNpSepExt1",242,0,"lbs/day","LUseNpSepExt1",242,0,"lbs/day","LUseNpSepExt1",242,0,"lbs/day",0]
["LUseNpSepExt1",270,0,"lbs/day","LUseNpSepExt1",270,0,"lbs/day","LUseNpSepExt1",270,0,"lbs/day",0]
["LUseNpSepExt1",285,0,"lbs/day","LUseNpSepExt1",285,0,"lbs/day","LUseNpSepExt1",285,0,"lbs/day",0]
["LUseNpSepExt1",295,0,"lbs/day","LUseNpSepExt1",295,0,"lbs/day","LUseNpSepExt1",295,0,"lbs/day",0]
["LUseNpSepExt1",328,0,"lbs/day","LUseNpSepExt1",328,0,"lbs/day","LUseNpSepExt1",328,0,"lbs/day",0]
["LUseNpSepExt1",342,0,"lbs/day","LUseNpSepExt1",342,0,"lbs/day","LUseNpSepExt1",342,0,"lbs/day",{"$f":"IF(ISNUMBER(C35460),IF(AVERAGE(C35460,G35460,K35460)<>MAX(C35460,G35460,K35460),1,0),\"\")","v":0}]
["LUseNpSepExt1",365,0,"lbs/day","LUseNpSepExt1",365,0,"lbs/day","LUseNpSepExt1",365,0,"lbs/day",0]
["LUseNpIbtWw1",6,49.919309820000002,"lbs/day","LUseNpIbtWw1",6,49.804734969999998,"lbs/day","LUseNpIbtWw1",6,49.666428449999998,"lbs/day",1]
["LUseNpIbtWw1",24,49.911162060000002,"lbs/day","LUseNpIbtWw1",24,49.80413618,"lbs/day","LUseNpIbtWw1",24,49.666621169999999,"lbs/day",1]
["LUseNpIbtWw1",53,51.356149629999997,"lbs/day","LUseNpIbtWw1",53,51.214148160000001,"lbs/day","LUseNpIbtWw1",53,51.076554020000003,"lbs/day",1]
["LUseNpIbtWw1",67,52.602799879999999,"lbs/day","LUseNpIbtWw1",67,52.41290996,"lbs/day","LUseNpIbtWw1",67,52.280516689999999,"lbs/day",1]
["LUseNpIbtWw1",78,52.605959120000001,"lbs/day","LUseNpIbtWw1",78,52.412611779999999,"lbs/day","LUseNpIbtWw1",78,52.280134599999997,"lbs/day",1]
["LUseNpIbtWw1",110,47.678147119999998,"lbs/day","LUseNpIbtWw1",110,47.646272019999998,"lbs/day","LUseNpIbtWw1",110,47.518033000000003,"lbs/day",1]
["LUseNpIbtWw1",125,43.958168319999999,"lbs/day","LUseNpIbtWw1",125,43.882846239999999,"lbs/day","LUseNpIbtWw1",125,43.800333569999999,"lbs/day",1]
["LUseNpIbtWw1",134,43.954089660000001,"lbs/day","LUseNpIbtWw1",134,43.88062489,"lbs/day","LUseNpIbtWw1",134,43.800448260000003,"lbs/day",1]
["LUseNpIbtWw1",154,41.138784010000002,"lbs/day","LUseNpIbtWw1",154,41.146459970000002,"lbs/day","LUseNpIbtWw1",154,41.115103019999999,"lbs/day",1]
["LUseNpIbtWw1",171,41.126365249999999,"lbs/day","LUseNpIbtWw1",171,41.154154689999999,"lbs/day","LUseNpIbtWw1",171,41.114275399999997,"lbs/day",1]
["LUseNpIbtWw1",201,33.76442548,"lbs/day","LUseNpIbtWw1",201,33.817949290000001,"lbs/day","LUseNpIbtWw1",201,33.852921420000001,"lbs/day",1]
["LUseNpIbtWw1",214,36.32381556,"lbs/day","LUseNpIbtWw1",214,36.408777030000003,"lbs/day","LUseNpIbtWw1",214,36.450137499999997,"lbs/day",1]
["LUseNpIbtWw1",226,34.95138438,"lbs/day","LUseNpIbtWw1",226,35.04626141,"lbs/day","LUseNpIbtWw1",226,35.075364630000003,"lbs/day",1]
["LUseNpIbtWw1",257,44.696680720000003,"lbs/day","LUseNpIbtWw1",257,44.649789839999997,"lbs/day","LUseNpIbtWw1",257,44.580779880000001,"lbs/day",1]
["LUseNpIbtWw1",273,44.661218750000003,"lbs/day","LUseNpIbtWw1",273,44.657283229999997,"lbs/day","LUseNpIbtWw1",273,44.580025239999998,"lbs/day",1]
["LUseNpIbtWw1",281,46.479108670000002,"lbs/day","LUseNpIbtWw1",281,46.391791959999999,"lbs/day","LUseNpIbtWw1",281,46.249994489999999,"lbs/day",1]
["LUseNpIbtWw1",302,46.505340760000003,"lbs/day","LUseNpIbtWw1",302,46.391255139999998,"lbs/day","LUseNpIbtWw1",302,46.250101340000001,"lbs/day",1]
["LUseNpIbtWw1",318,51.278164879999999,"lbs/day","LUseNpIbtWw1",318,51.04181646,"lbs/day","LUseNpIbtWw1",318,50.90790209,"lbs/day",1]
["LUseNpIbtWw1",349,52.019547019999997,"lbs/day","LUseNpIbtWw1",349,51.805478899999997,"lbs/day","LUseNpIbtWw1",349,51.671535409999997,"lbs/day",1]
["LUseNpIbtWw1",361,51.994250770000001,"lbs/day","LUseNpIbtWw1",361,51.805484790000001,"lbs/day","LUseNpIbtWw1",361,51.671109520000002,"lbs/day",{"$f":"IF(ISNUMBER(C35844),IF(AVERAGE(C35844,G35844,K35844)<>MAX(C35844,G35844,K35844),1,0),\"\")","v":1}]
["LUseNpSewer1",9,0,"lbs/day","LUseNpSewer1",9,0,"lbs/day","LUseNpSewer1",9,0,"lbs/day",0]
["LUseNpSewer1",39,0,"lbs/day","LUseNpSewer1",39,0,"lbs/day","LUseNpSewer1",39,0,"lbs/day",0]
["LUseNpSewer1",56,0,"lbs/day","LUseNpSewer1",56,0,"lbs/day","LUseNpSewer1",56,0,"lbs/day",0]
["LUseNpSewer1",63,0,"lbs/day","LUseNpSewer1",63,0,"lbs/day","LUseNpSewer1",63,0,"lbs/day",0]
["LUseNpSewer1",85,0,"lbs/day","LUseNpSewer1",85,0,"lbs/day","LUseNpSewer1",85,0,"lbs/day",0]
["LUseNpSewer1",100,0,"lbs/day","LUseNpSewer1",100,0,"lbs/day","LUseNpSewer1",100,0,"lbs/day",0]
["LUseNpSewer1",132,0,"lbs/day","LUseNpSewer1",132,0,"lbs/day","LUseNpSewer1",132,0,"lbs/day",0]
["LUseNpSewer1",143,0,"lbs/day","LUseNpSewer1",143,0,"lbs/day","LUseNpSewer1",143,0,"lbs/day",0]
["LUseNpSewer1",161,0,"lbs/day","LUseNpSewer1",161,0,"lbs/day","LUseNpSewer1",161,0,"lbs/day",0]
["LUseNpSewer1",186,0,"lbs/day","LUseNpSewer1",186,0,"lbs/day","LUseNpSewer1",186,0,"lbs/day",0]
["LUseNpSewer1",204,0,"lbs/day","LUseNpSewer1",204,0,"lbs/day","LUseNpSewer1",204,0,"lbs/day",0]
["LUseNpSewer1",210,0,"lbs/day","LUseNpSewer1",210,0,"lbs/day","LUseNpSewer1",210,0,"lbs/day",0]
["LUseNpSewer1",233,0,"lbs/day","LUseNpSewer1",233,0,"lbs/day","LUseNpSewer1",233,0,"lbs/day",0]
["LUseNpSewer1",247,0,"lbs/day","LUseNpSewer1",247,0,"lbs/day","LUseNpSewer1",247,0,"lbs/day",0]
["LUseNpSewer1",280,0,"lbs/day","LUseNpSewer1",280,0,"lbs/day","LUseNpSewer1",280,0,"lbs/day",0]
["LUseNpSewer1",290,0,"lbs/day","LUseNpSewer1",290,0,"lbs/day","LUseNpSewer1",290,0,"lbs/day",0]
["LUseNpSewer1",309,0,"lbs/day","LUseNpSewer1",309,0,"lbs/day","LUseNpSewer1",309,0,"lbs/day",0]
["LUseNpSewer1",333,0,"lbs/day","LUseNpSewer1",333,0,"lbs/day","LUseNpSewer1",333,0,"lbs/day",0]
["LUseNpSewer1",352,0,"lbs/day","LUseNpSewer1",352,0,"lbs/day","LUseNpSewer1",352,0,"lbs/day",0]
["LUseNpSewer1",357,0,"lbs/day","LUseNpSewer1",357,0,"lbs/day","LUseNpSewer1",357,0,"lbs/day",0]
["LSw1",16,368.01296150000002,"lbs/day","LSw1",16,370.67137709999997,"lbs/day","LSw1",16,372.87595299999998,"lbs/day",1]
["LSw1",35,362.25931050000003,"lbs/day","LSw1",35,364.30887730000001,"lbs/day","LSw1",35,365.93198690000003,"lbs/day",1]
["LSw1",63,361.33589990000002,"lbs/day","LSw1",63,379.19620989999999,"lbs/day","LSw1",63,386.57769960000002,"lbs/day",1]
["LSw1",72,468.89928980000002,"lbs/day","LSw1",72,481.98326659999998,"lbs/day","LSw1",72,489.71637070000003,"lbs/day",1]
["LSw1",92,381.0569916,"lbs/day","LSw1",92,385.48722290000001,"lbs/day","LSw1",92,388.62182510000002,"lbs/day",1]
["LSw1",115,827.1291804,"lbs/day","LSw1",115,838.02747899999997,"lbs/day","LSw1",115,845.37471430000005,"lbs/day",1]
["LSw1",135,393.02227570000002,"lbs/day","LSw1",135,405.2096664,"lbs/day","LSw1",135,457.8885042,"lbs/day",1]
["LSw1",158,760.91706910000005,"lbs/day","LSw1",158,797.1823723,"lbs/day","LSw1",158,837.7573787,"lbs/day",1]
["LSw1",164,374.24600820000001,"lbs/day","LSw1",164,377.90274349999999,"lbs/day","LSw1",164,384.5203487,"lbs/day",1]
["LSw1",182,343.67197909999999,"lbs/day","LSw1",182,346.93036119999999,"lbs/day","LSw1",182,351.12889899999999,"lbs/day",1]
["LSw1",211,215.84820830000001,"lbs/day","LSw1",211,221.71112489999999,"lbs/day","LSw1",211,229.34010900000001,"lbs/day",1]
["LSw1",219,206.86810249999999,"lbs/day","LSw1",219,212.48488900000001,"lbs/day","LSw1",219,213.74663340000001,"lbs/day",1]
["LSw1",240,69.497112509999994,"lbs/day","LSw1",240,69.165284439999994,"lbs/day","LSw1",240,68.825897670000003,"lbs/day",1]
["LSw1",262,189.79864610000001,"lbs/day","LSw1",262,245.1474963,"lbs/day","LSw1",262,259.59659959999999,"lbs/day",1]
["LSw1",283,332.854131,"lbs/day","LSw1",283,343.35414830000002,"lbs/day","LSw1",283,347.72735560000001,"lbs/day",1]
["LSw1",305,376.41464389999999,"lbs/day","LSw1",305,379.60247570000001,"lbs/day","LSw1",305,383.0484209,"lbs/day",1]
["LSw1",312,350.3816612,"lbs/day","LSw1",312,353.21027950000001,"lbs/day","LSw1",312,356.77333119999997,"lbs/day",1]
["LSw1",329,384.21979570000002,"lbs/day","LSw1",329,386.37740730000002,"lbs/day","LSw1",329,392.58597830000002,"lbs/day",1]
["LSw1",359,975.35652119999997,"lbs/day","LSw1",359,996.68095330000006,"lbs/day","LSw1",359,1019.30565,"lbs/day",1]
["LSwRes1",1,527.14843429999996,"lbs/day","LSwRes1",1,530.68578209999998,"lbs/day","LSwRes1",1,536.87597700000003,"lbs/day",1]
["LSwRes1",23,366.48132550000003,"lbs/day","LSwRes1",23,368.73173020000002,"lbs/day","LSwRes1",23,370.77134009999997,"lbs/day",1]
["LSwRes1",44,347.99091099999998,"lbs/day","LSwRes1",44,351.77266459999998,"lbs/day","LSwRes1",44,355.2975907,"lbs/day",1]
["LSwRes1",70,351.04198559999998,"lbs/day","LSwRes1",70,360.30138940000001,"lbs/day","LSwRes1",70,364.36522389999999,"lbs/day",1]
["LSwRes1",87,360.36484899999999,"lbs/day","LSwRes1",87,365.71353529999999,"lbs/day","LSwRes1",87,370.09736989999999,"lbs/day",1]
["LSwRes1",95,387.46762210000003,"lbs/day","LSwRes1",95,390.19903310000001,"lbs/day","LSwRes1",95,391.97957680000002,"lbs/day",1]
["LSwRes1",111,354.35246990000002,"lbs/day","LSwRes1",111,355.89842599999997,"lbs/day","LSwRes1",111,357.68742200000003,"lbs/day",1]
["LSwRes1",142,400.49176519999997,"lbs/day","LSwRes1",142,406.59957919999999,"lbs/day","LSwRes1",142,442.3854728,"lbs/day",1]
["LSwRes1",148,377.25093409999999,"lbs/day","LSwRes1",148,381.20332919999998,"lbs/day","LSwRes1",148,401.9315234,"lbs/day",1]
["LSwRes1",171,352.54649389999997,"lbs/day","LSwRes1",171,356.07549069999999,"lbs/day","LSwRes1",171,361.40375449999999,"lbs/day",1]
["LSwRes1",191,300.56349310000002,"lbs/day","LSwRes1",191,313.7831036,"lbs/day","LSwRes1",191,325.51566659999997,"lbs/day",1]
["LSwRes1",218,160.99469379999999,"lbs/day","LSwRes1",218,165.95761340000001,"lbs/day","LSwRes1",218,158.8568598,"lbs/day",1]
["LSwRes1",234,57.623808169999997,"lbs/day","LSwRes1",234,48.670300419999997,"lbs/day","LSwRes1",234,54.410303900000002,"lbs/day",1]
["LSwRes1",243,47.447149019999998,"lbs/day","LSwRes1",243,49.159675129999997,"lbs/day","LSwRes1",243,54.192164529999999,"lbs/day",1]
["LSwRes1",258,728.45686169999999,"lbs/day","LSwRes1",258,763.45543899999996,"lbs/day","LSwRes1",258,797.37377719999995,"lbs/day",1]
["LSwRes1",290,292.85155459999999,"lbs/day","LSwRes1",290,307.08526080000001,"lbs/day","LSwRes1",290,323.00331060000002,"lbs/day",{"$f":"IF(ISNUMBER(C36868),IF(AVERAGE(C36868,G36868,K36868)<>MAX(C36868,G36868,K36868),1,0),\"\")","v":1}]
["LSwRes1",301,369.06177989999998,"lbs/day","LSwRes1",301,374.87317030000003,"lbs/day","LSwRes1",301,381.09379489999998,"lbs/day",1]
["LSwRes1",319,374.63592649999998,"lbs/day","LSwRes1",319,377.993944,"lbs/day","LSwRes1",319,380.97015779999998,"lbs/day",1]
["LSwRes1",338,364.0708798,"lbs/day","LSwRes1",338,365.6266938,"lbs/day","LSwRes1",338,368.90417120000001,"lbs/day",1]
["LSwAsr1",1,0,"lbs/day","LSwAsr1",1,0,"lbs/day","LSwAsr1",1,0,"lbs/day",0]
["LSwAsr1",16,0,"lbs/day","LSwAsr1",16,0,"lbs/day","LSwAsr1",16,0,"lbs/day",0]
["LSwAsr1",26,0,"lbs/day","LSwAsr1",26,0,"lbs/day","LSwAsr1",26,0,"lbs/day",0]
["LSwAsr1",40,0,"lbs/day","LSwAsr1",40,0,"lbs/day","LSwAsr1",40,0,"lbs/day",0]
["LSwAsr1",73,0,"lbs/day","LSwAsr1",73,0,"lbs/day","LSwAsr1",73,0,"lbs/day",0]
["LSwAsr1",83,0,"lbs/day","LSwAsr1",83,0,"lbs/day","LSwAsr1",83,0,"lbs/day",0]
["LSwAsr1",102,0,"lbs/day","LSwAsr1",102,0,"lbs/day","LSwAsr1",102,0,"lbs/day",0]
["LSwAsr1",120,0,"lbs/day","LSwAsr1",120,0,"lbs/day","LSwAsr1",120,0,"lbs/day",0]
["LSwAsr1",149,0,"lbs/day","LSwAsr1",149,0,"lbs/day","LSwAsr1",149,0,"lbs/day",0]
["LSwAsr1",163,0,"lbs/day","LSwAsr1",163,0,"lbs/day","LSwAsr1",163,0,"lbs/day",0]
["LSwAsr1",174,0,"lbs/day","LSwAsr1",174,0,"lbs/day","LSwAsr1",174,0,"lbs/day",0]
["LSwAsr1",187,0,"lbs/day","LSwAsr1",187,0,"lbs/day","LSwAsr1",187,0,"lbs/day",0]
["LSwAsr1",221,0,"lbs/day","LSwAsr1",221,0,"lbs/day","LSwAsr1",221,0,"lbs/day",0]
["LSwAsr1",230,0,"lbs/day","LSwAsr1",230,0,"lbs/day","LSwAsr1",230,0,"lbs/day",0]
["LSwAsr1",250,0,"lbs/day","LSwAsr1",250,0,"lbs/day","LSwAsr1",250,0,"lbs/day",0]
["LSwAsr1",267,0,"lbs/day","LSwAsr1",267,0,"lbs/day","LSwAsr1",267,0,"lbs/day",0]
["LSwAsr1",297,0,"lbs/day","LSwAsr1",297,0,"lbs/day","LSwAsr1",297,0,"lbs/day",0]
["LSwAsr1",310,0,"lbs/day","LSwAsr1",310,0,"lbs/day","LSwAsr1",310,0,"lbs/day",0]
["LSwAsr1",326,0,"lbs/day","LSwAsr1",326,0,"lbs/day","LSwAsr1",326,0,"lbs/day",0]
["LSwAsr1",353,0,"lbs/day","LSwAsr1",353,0,"lbs/day","LSwAsr1",353,0,"lbs/day",0]
["LSwWtp1",4,3.0348451910000001,"lbs/day","LSwWtp1",4,3.0529581640000001,"lbs/day","LSwWtp1",4,3.0448288479999999,"lbs/day",1]
["LSwWtp1",12,3.0249519739999999,"lbs/day","LSwWtp1",12,2.879692038,"lbs/day","LSwWtp1",12,2.7039045000000002,"lbs/day",1]
["LSwWtp1",33,3.2824021559999998,"lbs/day","LSwWtp1",33,3.0635954929999998,"lbs/day","LSwWtp1",33,2.8035620680000002,"lbs/day",1]
["LSwWtp1",49,4.925228765,"lbs/day","LSwWtp1",49,4.7316694180000001,"lbs/day","LSwWtp1",49,4.3990139299999997,"lbs/day",1]
["LSwWtp1",80,2.1232422350000002,"lbs/day","LSwWtp1",80,1.9668358340000001,"lbs/day","LSwWtp1",80,1.772420375,"lbs/day",1]
["LSwWtp1",92,1.2868981690000001,"lbs/day","LSwWtp1",92,1.185908685,"lbs/day","LSwWtp1",92,1.0740143740000001,"lbs/day",1]
["LSwWtp1",109,5.1714721910000003,"lbs/day","LSwWtp1",109,4.9136156639999999,"lbs/day","LSwWtp1",109,4.5612273959999996,"lbs/day",1]
["LSwWtp1",135,1.4989977489999999,"lbs/day","LSwWtp1",135,1.4082773799999999,"lbs/day","LSwWtp1",135,1.4089976319999999,"lbs/day",1]
["LSwWtp1",152,4.4346714030000003,"lbs/day","LSwWtp1",152,4.1427007830000004,"lbs/day","LSwWtp1",152,3.8564157649999999,"lbs/day",1]
["LSwWtp1",159,1.7790626409999999,"lbs/day","LSwWtp1",159,1.6232876110000001,"lbs/day","LSwWtp1",159,1.437085913,"lbs/day",1]
["LSwWtp1",181,10.273272159999999,"lbs/day","LSwWtp1",181,9.4522497479999998,"lbs/day","LSwWtp1",181,8.5826139099999992,"lbs/day",1]
["LSwWtp1",196,23.876321180000001,"lbs/day","LSwWtp1",196,22.402593670000002,"lbs/day","LSwWtp1",196,27.718290719999999,"lbs/day",1]
["LSwWtp1",228,36.129652200000002,"lbs/day","LSwWtp1",228,39.348486540000003,"lbs/day","LSwWtp1",228,22.766772570000001,"lbs/day",1]
["LSwWtp1",239,19.558685499999999,"lbs/day","LSwWtp1",239,26.57660091,"lbs/day","LSwWtp1",239,17.063547870000001,"lbs/day",1]
["LSwWtp1",257,24.176377080000002,"lbs/day","LSwWtp1",257,26.174829150000001,"lbs/day","LSwWtp1",257,25.934550420000001,"lbs/day",1]
["LSwWtp1",282,5.9258858180000002,"lbs/day","LSwWtp1",282,5.2702785209999998,"lbs/day","LSwWtp1",282,4.5765723359999999,"lbs/day",1]
["LSwWtp1",300,1.8533035309999999,"lbs/day","LSwWtp1",300,1.7037655350000001,"lbs/day","LSwWtp1",300,1.5470892460000001,"lbs/day",1]
["LSwWtp1",306,2.707173627,"lbs/day","LSwWtp1",306,2.5664852929999999,"lbs/day","LSwWtp1",306,2.3612749640000001,"lbs/day",1]
["LSwWtp1",329,1.088804782,"lbs/day","LSwWtp1",329,0.99931666699999999,"lbs/day","LSwWtp1",329,0.93403757799999998,"lbs/day",1]
["LSwWtp1",349,1.1465228949999999,"lbs/day","LSwWtp1",349,1.0436839019999999,"lbs/day","LSwWtp1",349,0.96497169199999999,"lbs/day",1]
["LSwPt1",11,4.609053093,"lbs/day","LSwPt1",11,4.4513663550000002,"lbs/day","LSwPt1",11,4.2743184660000004,"lbs/day",1]
["LSwPt1",21,3.0422452579999999,"lbs/day","LSwPt1",21,2.8615362389999999,"lbs/day","LSwPt1",21,2.6867081769999999,"lbs/day",1]
["LSwPt1",40,4.1240512870000003,"lbs/day","LSwPt1",40,3.9719830260000002,"lbs/day","LSwPt1",40,3.7548507959999999,"lbs/day",1]
["LSwPt1",64,1.5498525139999999,"lbs/day","LSwPt1",64,1.487200643,"lbs/day","LSwPt1",64,1.393036669,"lbs/day",1]
["LSwPt1",83,2.1225512110000002,"lbs/day","LSwPt1",83,2.012716932,"lbs/day","LSwPt1",83,1.8738964440000001,"lbs/day",1]
["LSwPt1",88,1.508443837,"lbs/day","LSwPt1",88,1.4071620250000001,"lbs/day","LSwPt1",88,1.3042666519999999,"lbs/day",1]
["LSwPt1",112,8.2204675740000006,"lbs/day","LSwPt1",112,7.9168868210000003,"lbs/day","LSwPt1",112,7.5266560480000004,"lbs/day",1]
["LSwPt1",131,4.5966501339999999,"lbs/day","LSwPt1",131,4.169189748,"lbs/day","LSwPt1",131,3.7144493000000001,"lbs/day",1]
["LSwPt1",159,1.43958056,"lbs/day","LSwPt1",159,1.311884837,"lbs/day","LSwPt1",159,1.1716440910000001,"lbs/day",1]
["LSwPt1",168,3.0513525260000001,"lbs/day","LSwPt1",168,2.7722016190000001,"lbs/day","LSwPt1",168,2.4561781850000002,"lbs/day",1]
["LSwPt1",188,14.97630867,"lbs/day","LSwPt1",188,13.947146829999999,"lbs/day","LSwPt1",188,12.683999160000001,"lbs/day",1]
["LSwPt1",211,30.34333122,"lbs/day","LSwPt1",211,30.007031099999999,"lbs/day","LSwPt1",211,29.508039350000001,"lbs/day",1]
["LSwPt1",217,18.559775779999999,"lbs/day","LSwPt1",217,18.228241870000002,"lbs/day","LSwPt1",217,17.868802580000001,"lbs/day",1]
["LSwPt1",235,8.5470444959999998,"lbs/day","LSwPt1",235,8.0150042280000005,"lbs/day","LSwPt1",235,7.5410027690000003,"lbs/day",1]
["LSwPt1",260,0,"lbs/day","LSwPt1",260,0,"lbs/day","LSwPt1",260,0,"lbs/day",0]
["LSwPt1",278,0,"lbs/day","LSwPt1",278,0,"lbs/day","LSwPt1",278,0,"lbs/day",0]
["LSwPt1",307,0,"lbs/day","LSwPt1",307,0,"lbs/day","LSwPt1",307,0,"lbs/day",0]
["LSwPt1",315,0,"lbs/day","LSwPt1",315,0,"lbs/day","LSwPt1",315,0,"lbs/day",0]
["LSwPt1",336,1.0543453220000001,"lbs/day","LSwPt1",336,0.97857629999999995,"lbs/day","LSwPt1",336,0.91577235300000004,"lbs/day",1]
["LSwPt1",358,0.75560268500000005,"lbs/day","LSwPt1",358,0.70756027200000005,"lbs/day","LSwPt1",358,0.66467710300000005,"lbs/day",1]
["LSwPt1",365,1.224693091,"lbs/day","LSwPt1",365,1.161026592,"lbs/day","LSwPt1",365,1.1018619629999999,"lbs/day",1]
["LResPt1",17,0,"lbs/day","LResPt1",17,0,"lbs/day","LResPt1",17,0,"lbs/day",0]
["LResPt1",43,0,"lbs/day","LResPt1",43,0,"lbs/day","LResPt1",43,0,"lbs/day",0]
["LResPt1",60,0,"lbs/day","LResPt1",60,0,"lbs/day","LResPt1",60,0,"lbs/day",0]
["LResPt1",90,0,"lbs/day","LResPt1",90,0,"lbs/day","LResPt1",90,0,"lbs/day",0]
["LResPt1",97,0,"lbs/day","LResPt1",97,0,"lbs/day","LResPt1",97,0,"lbs/day",0]
["LResPt1",119,0,"lbs/day","LResPt1",119,0,"lbs/day","LResPt1",119,0,"lbs/day",0]
["LResPt1",140,0,"lbs/day","LResPt1",140,0,"lbs/day","LResPt1",140,0,"lbs/day",0]
["LResPt1",148,0,"lbs/day","LResPt1",148,0,"lbs/day","LResPt1",148,0,"lbs/day",0]
["LResPt1",183,0,"lbs/day","LResPt1",183,0,"lbs/day","LResPt1",183,0,"lbs/day",0]
["LResPt1",191,0,"lbs/day","LResPt1",191,0,"lbs/day","LResPt1",191,0,"lbs/day",0]
["LResPt1",207,0,"lbs/day","LResPt1",207,0,"lbs/day","LResPt1",207,0,"lbs/day",0]
["LResPt1",238,0,"lbs/day","LResPt1",238,0,"lbs/day","LResPt1",238,0,"lbs/day",{"$f":"IF(ISNUMBER(C38276),IF(AVERAGE(C38276,G38276,K38276)<>MAX(C38276,G38276,K38276),1,0),\"\")","v":0}]
["LResPt1",250,0,"lbs/day","LResPt1",250,0,"lbs/day","LResPt1",250,0,"lbs/day",0]
["LResPt1",267,0,"lbs/day","LResPt1",267,0,"lbs/day","LResPt1",267,0,"lbs/day",0]
["LResPt1",287,0,"lbs/day","LResPt1",287,0,"lbs/day","LResPt1",287,0,"lbs/day",0]
["LResPt1",296,0,"lbs/day","LResPt1",296,0,"lbs/day","LResPt1",296,0,"lbs/day",0]
["LResPt1",330,0,"lbs/day","LResPt1",330,0,"lbs/day","LResPt1",330,0,"lbs/day",0]
["LResPt1",339,0,"lbs/day","LResPt1",339,0,"lbs/day","LResPt1",339,0,"lbs/day",0]
["LResPt1",354,0,"lbs/day","LResPt1",354,0,"lbs/day","LResPt1",354,0,"lbs/day",0]
["LResWtp1",21,2.7945818610000002,"lbs/day","LResWtp1",21,2.6429367369999999,"lbs/day","LResWtp1",21,2.5372352060000001,"lbs/day",1]
["LResWtp1",32,3.9539211500000002,"lbs/day","LResWtp1",32,3.789154205,"lbs/day","LResWtp1",32,3.6790213789999999,"lbs/day",1]
["LResWtp1",50,4.1999462899999997,"lbs/day","LResWtp1",50,4.0246827170000001,"lbs/day","LResWtp1",50,3.857022953,"lbs/day",1]
["LResWtp1",69,2.8666097420000001,"lbs/day","LResWtp1",69,2.7616787010000001,"lbs/day","LResWtp1",69,2.6699894309999999,"lbs/day",1]
["LResWtp1",79,3.6611270600000001,"lbs/day","LResWtp1",79,3.4871224019999998,"lbs/day","LResWtp1",79,3.3275842290000002,"lbs/day",1]
["LResWtp1",112,5.7854698789999999,"lbs/day","LResWtp1",112,5.5629397450000004,"lbs/day","LResWtp1",112,5.3459378700000002,"lbs/day",1]
["LResWtp1",126,3.5805822630000002,"lbs/day","LResWtp1",126,3.1942079560000001,"lbs/day","LResWtp1",126,2.836240213,"lbs/day",1]
["LResWtp1",136,1.968585721,"lbs/day","LResWtp1",136,1.768406076,"lbs/day","LResWtp1",136,1.695329989,"lbs/day",1]
["LResWtp1",169,3.776186187,"lbs/day","LResWtp1",169,3.4781874460000002,"lbs/day","LResWtp1",169,3.2953282750000001,"lbs/day",1]
["LResWtp1",179,6.9410805709999996,"lbs/day","LResWtp1",179,6.4607666259999998,"lbs/day","LResWtp1",179,5.455549446,"lbs/day",1]
["LResWtp1",198,17.76772111,"lbs/day","LResWtp1",198,16.54659655,"lbs/day","LResWtp1",198,11.27607955,"lbs/day",1]
["LResWtp1",216,18.333986020000001,"lbs/day","LResWtp1",216,17.433133949999998,"lbs/day","LResWtp1",216,7.642594355,"lbs/day",1]
["LResWtp1",227,18.191653349999999,"lbs/day","LResWtp1",227,15.441225660000001,"lbs/day","LResWtp1",227,23.258074650000001,"lbs/day",1]
["LResWtp1",259,6.9194830779999998,"lbs/day","LResWtp1",259,6.4927482850000002,"lbs/day","LResWtp1",259,5.9723859050000003,"lbs/day",1]
["LResWtp1",274,2.9516998839999999,"lbs/day","LResWtp1",274,2.601049325,"lbs/day","LResWtp1",274,2.203214343,"lbs/day",1]
["LResWtp1",283,5.2967183440000003,"lbs/day","LResWtp1",283,4.7805832629999996,"lbs/day","LResWtp1",283,4.2431356950000003,"lbs/day",1]
["LResWtp1",317,3.3018229689999998,"lbs/day","LResWtp1",317,3.0415581089999999,"lbs/day","LResWtp1",317,2.7504037650000002,"lbs/day",1]
["LResWtp1",326,1.6396294039999999,"lbs/day","LResWtp1",326,1.535745286,"lbs/day","LResWtp1",326,1.459513238,"lbs/day",1]
["LResWtp1",346,3.6410227929999999,"lbs/day","LResWtp1",346,3.4349476179999998,"lbs/day","LResWtp1",346,3.252992404,"lbs/day",1]
["LResWtp1",363,1.2500216719999999,"lbs/day","LResWtp1",363,1.165616762,"lbs/day","LResWtp1",363,1.10773425,"lbs/day",1]
["LResAsr1",10,0,"lbs/day","LResAsr1",10,0,"lbs/day","LResAsr1",10,0,"lbs/day",0]
["LResAsr1",41,0,"lbs/day","LResAsr1",41,0,"lbs/day","LResAsr1",41,0,"lbs/day",0]
["LResAsr1",57,0,"lbs/day","LResAsr1",57,0,"lbs/day","LResAsr1",57,0,"lbs/day",0]
["LResAsr1",65,0,"lbs/day","LResAsr1",65,0,"lbs/day","LResAsr1",65,0,"lbs/day",0]
["LResAsr1",100,0,"lbs/day","LResAsr1",100,0,"lbs/day","LResAsr1",100,0,"lbs/day",0]
["LResAsr1",108,0,"lbs/day","LResAsr1",108,0,"lbs/day","LResAsr1",108,0,"lbs/day",0]
["LResAsr1",129,0,"lbs/day","LResAsr1",129,0,"lbs/day","LResAsr1",129,0,"lbs/day",0]
["LResAsr1",151,0,"lbs/day","LResAsr1",151,0,"lbs/day","LResAsr1",151,0,"lbs/day",0]
["LResAsr1",158,0,"lbs/day","LResAsr1",158,0,"lbs/day","LResAsr1",158,0,"lbs/day",0]
["LResAsr1",188,0,"lbs/day","LResAsr1",188,0,"lbs/day","LResAsr1",188,0,"lbs/day",0]
["LResAsr1",205,0,"lbs/day","LResAsr1",205,0,"lbs/day","LResAsr1",205,0,"lbs/day",0]
["LResAsr1",212,0,"lbs/day","LResAsr1",212,0,"lbs/day","LResAsr1",212,0,"lbs/day",{"$f":"IF(ISNUMBER(C38980),IF(AVERAGE(C38980,G38980,K38980)<>MAX(C38980,G38980,K38980),1,0),\"\")","v":0}]
["LResAsr1",231,0,"lbs/day","LResAsr1",231,0,"lbs/day","LResAsr1",231,0,"lbs/day",0]
["LResAsr1",232,0,"lbs/day","LResAsr1",232,0,"lbs/day","LResAsr1",232,0,"lbs/day",0]
["LResAsr1",233,0,"lbs/day","LResAsr1",233,0,"lbs/day","LResAsr1",233,0,"lbs/day",0]
["LResAsr1",234,0,"lbs/day","LResAsr1",234,0,"lbs/day","LResAsr1",234,0,"lbs/day",0]
["LResAsr1",235,0,"lbs/day","LResAsr1",235,0,"lbs/day","LResAsr1",235,0,"lbs/day",0]
["LResAsr1",236,0,"lbs/day","LResAsr1",236,0,"lbs/day","LResAsr1",236,0,"lbs/day",0]
["LResAsr1",237,0,"lbs/day","LResAsr1",237,0,"lbs/day","LResAsr1",237,0,"lbs/day",0]
["LResAsr1",238,0,"lbs/day","LResAsr1",238,0,"lbs/day","LResAsr1",238,0,"lbs/day",0]
["LResAsr1",239,0,"lbs/day","LResAsr1",239,0,"lbs/day","LResAsr1",239,0,"lbs/day",0]
["LResAsr1",240,0,"lbs/day","LResAsr1",240,0,"lbs/day","LResAsr1",240,0,"lbs/day",0]
["LResAsr1",241,0,"lbs/day","LResAsr1",241,0,"lbs/day","LResAsr1",241,0,"lbs/day",0]
["LResAsr1",242,0,"lbs/day","LResAsr1",242,0,"lbs/day","LResAsr1",242,0,"lbs/day",0]
["LResAsr1",243,0,"lbs/day","LResAsr1",243,0,"lbs/day","LResAsr1",243,0,"lbs/day",0]
["LResAsr1",244,0,"lbs/day","LResAsr1",244,0,"lbs/day","LResAsr1",244,0,"lbs/day",0]
["LResAsr1",245,0,"lbs/day","LResAsr1",245,0,"lbs/day","LResAsr1",245,0,"lbs/day",0]
["LResAsr1",246,0,"lbs/day","LResAsr1",246,0,"lbs/day","LResAsr1",246,0,"lbs/day",0]
["LResAsr1",247,0,"lbs/day","LResAsr1",247,0,"lbs/day","LResAsr1",247,0,"lbs/day",0]
["LResAsr1",248,0,"lbs/day","LResAsr1",248,0,"lbs/day","LResAsr1",248,0,"lbs/day",0]
["LResAsr1",249,0,"lbs/day","LResAsr1",249,0,"lbs/day","LResAsr1",249,0,"lbs/day",0]
["LResAsr1",250,0,"lbs/day","LResAsr1",250,0,"lbs/day","LResAsr1",250,0,"lbs/day",0]
["LResAsr1",251,0,"lbs/day","LResAsr1",251,0,"lbs/day","LResAsr1",251,0,"lbs/day",0]
["LResAsr1",252,0,"lbs/day","LResAsr1",252,0,"lbs/day","LResAsr1",252,0,"lbs/day",0]
["LResAsr1",253,0,"lbs/day","LResAsr1",253,0,"lbs/day","LResAsr1",253,0,"lbs/day",0]
["LResAsr1",254,0,"lbs/day","LResAsr1",254,0,"lbs/day","LResAsr1",254,0,"lbs/day",0]
["LResAsr1",255,0,"lbs/day","LResAsr1",255,0,"lbs/day","LResAsr1",255,0,"lbs/day",0]
["LResAsr1",256,0,"lbs/day","LResAsr1",256,0,"lbs/day","LResAsr1",256,0,"lbs/day",0]
["LResAsr1",257,0,"lbs/day","LResAsr1",257,0,"lbs/day","LResAsr1",257,0,"lbs/day",0]
["LResAsr1",258,0,"lbs/day","LResAsr1",258,0,"lbs/day","LResAsr1",258,0,"lbs/day",0]
["LResAsr1",259,0,"lbs/day","LResAsr1",259,0,"lbs/day","LResAsr1",259,0,"lbs/day",0]
["LResAsr1",260,0,"lbs/day","LResAsr1",260,0,"lbs/day","LResAsr1",260,0,"lbs/day",0]
["LResAsr1",261,0,"lbs/day","LResAsr1",261,0,"lbs/day","LResAsr1",261,0,"lbs/day",0]
["LResAsr1",262,0,"lbs/day","LResAsr1",262,0,"lbs/day","LResAsr1",262,0,"lbs/day",0]
["LResAsr1",263,0,"lbs/day","LResAsr1",263,0,"lbs/day","LResAsr1",263,0,"lbs/day",0]
["LResAsr1",264,0,"lbs/day","LResAsr1",264,0,"lbs/day","LResAsr1",264,0,"lbs/day",0]
["LResAsr1",265,0,"lbs/day","LResAsr1",265,0,"lbs/day","LResAsr1",265,0,"lbs/day",0]
["LResAsr1",266,0,"lbs/day","LResAsr1",266,0,"lbs/day","LResAsr1",266,0,"lbs/day",0]
["LResAsr1",267,0,"lbs/day","LResAsr1",267,0,"lbs/day","LResAsr1",267,0,"lbs/day",0]
["LResAsr1",268,0,"lbs/day","LResAsr1",268,0,"lbs/day","LResAsr1",268,0,"lbs/day",0]
["LResAsr1",269,0,"lbs/day","LResAsr1",269,0,"lbs/day","LResAsr1",269,0,"lbs/day",0]
["LResAsr1",270,0,"lbs/day","LResAsr1",270,0,"lbs/day","LResAsr1",270,0,"lbs/day",0]
["LResAsr1",271,0,"lbs/day","LResAsr1",271,0,"lbs/day","LResAsr1",271,0,"lbs/day",0]
["LResAsr1",272,0,"lbs/day","LResAsr1",272,0,"lbs/day","LResAsr1",272,0,"lbs/day",0]
["LResAsr1",273,0,"lbs/day","LResAsr1",273,0,"lbs/day","LResAsr1",273,0,"lbs/day",0]
["LResAsr1",274,0,"lbs/day","LResAsr1",274,0,"lbs/day","LResAsr1",274,0,"lbs/day",0]
["LResAsr1",275,0,"lbs/day","LResAsr1",275,0,"lbs/day","LResAsr1",275,0,"lbs/day",0]
["LResAsr1",276,0,"lbs/day","LResAsr1",276,0,"lbs/day","LResAsr1",276,0,"lbs/day",{"$f":"IF(ISNUMBER(C39044),IF(AVERAGE(C39044,G39044,K39044)<>MAX(C39044,G39044,K39044),1,0),\"\")","v":0}]
["LResAsr1",277,0,"lbs/day","LResAsr1",277,0,"lbs/day","LResAsr1",277,0,"lbs/day",0]
["LResAsr1",278,0,"lbs/day","LResAsr1",278,0,"lbs/day","LResAsr1",278,0,"lbs/day",0]
["LResAsr1",279,0,"lbs/day","LResAsr1",279,0,"lbs/day","LResAsr1",279,0,"lbs/day",0]
["LResAsr1",280,0,"lbs/day","LResAsr1",280,0,"lbs/day","LResAsr1",280,0,"lbs/day",0]
["LResAsr1",281,0,"lbs/day","LResAsr1",281,0,"lbs/day","LResAsr1",281,0,"lbs/day",0]
["LResAsr1",282,0,"lbs/day","LResAsr1",282,0,"lbs/day","LResAsr1",282,0,"lbs/day",0]
["LResAsr1",283,0,"lbs/day","LResAsr1",283,0,"lbs/day","LResAsr1",283,0,"lbs/day",0]
["LResAsr1",284,0,"lbs/day","LResAsr1",284,0,"lbs/day","LResAsr1",284,0,"lbs/day",0]
["LResAsr1",285,0,"lbs/day","LResAsr1",285,0,"lbs/day","LResAsr1",285,0,"lbs/day",0]
["LResAsr1",286,0,"lbs/day","LResAsr1",286,0,"lbs/day","LResAsr1",286,0,"lbs/day",0]
["LResAsr1",287,0,"lbs/day","LResAsr1",287,0,"lbs/day","LResAsr1",287,0,"lbs/day",0]
["LResAsr1",288,0,"lbs/day","LResAsr1",288,0,"lbs/day","LResAsr1",288,0,"lbs/day",0]
["LResAsr1",289,0,"lbs/day","LResAsr1",289,0,"lbs/day","LResAsr1",289,0,"lbs/day",0]
["LResAsr1",290,0,"lbs/day","LResAsr1",290,0,"lbs/day","LResAsr1",290,0,"lbs/day",0]
["LResAsr1",291,0,"lbs/day","LResAsr1",291,0,"lbs/day","LResAsr1",291,0,"lbs/day",0]
["LResAsr1",292,0,"lbs/day","LResAsr1",292,0,"lbs/day","LResAsr1",292,0,"lbs/day",0]
["LResAsr1",293,0,"lbs/day","LResAsr1",293,0,"lbs/day","LResAsr1",293,0,"lbs/day",0]
["LResAsr1",294,0,"lbs/day","LResAsr1",294,0,"lbs/day","LResAsr1",294,0,"lbs/day",0]
["LResAsr1",295,0,"lbs/day","LResAsr1",295,0,"lbs/day","LResAsr1",295,0,"lbs/day",0]
["LResAsr1",296,0,"lbs/day","LResAsr1",296,0,"lbs/day","LResAsr1",296,0,"lbs/day",0]
["LResAsr1",297,0,"lbs/day","LResAsr1",297,0,"lbs/day","LResAsr1",297,0,"lbs/day",0]
["LResAsr1",298,0,"lbs/day","LResAsr1",298,0,"lbs/day","LResAsr1",298,0,"lbs/day",0]
["LResAsr1",299,0,"lbs/day","LResAsr1",299,0,"lbs/day","LResAsr1",299,0,"lbs/day",0]
["LResAsr1",300,0,"lbs/day","LResAsr1",300,0,"lbs/day","LResAsr1",300,0,"lbs/day",0]
["LResAsr1",301,0,"lbs/day","LResAsr1",301,0,"lbs/day","LResAsr1",301,0,"lbs/day",0]
["LResAsr1",302,0,"lbs/day","LResAsr1",302,0,"lbs/day","LResAsr1",302,0,"lbs/day",0]
["LResAsr1",303,0,"lbs/day","LResAsr1",303,0,"lbs/day","LResAsr1",303,0,"lbs/day",0]
["LResAsr1",304,0,"lbs/day","LResAsr1",304,0,"lbs/day","LResAsr1",304,0,"lbs/day",0]
["LResAsr1",305,0,"lbs/day","LResAsr1",305,0,"lbs/day","LResAsr1",305,0,"lbs/day",0]
["LResAsr1",306,0,"lbs/day","LResAsr1",306,0,"lbs/day","LResAsr1",306,0,"lbs/day",0]
["LResAsr1",307,0,"lbs/day","LResAsr1",307,0,"lbs/day","LResAsr1",307,0,"lbs/day",0]
["LResAsr1",308,0,"lbs/day","LResAsr1",308,0,"lbs/day","LResAsr1",308,0,"lbs/day",0]
["LResAsr1",309,0,"lbs/day","LResAsr1",309,0,"lbs/day","LResAsr1",309,0,"lbs/day",0]
["LResAsr1",310,0,"lbs/day","LResAsr1",310,0,"lbs/day","LResAsr1",310,0,"lbs/day",0]
["LResAsr1",311,0,"lbs/day","LResAsr1",311,0,"lbs/day","LResAsr1",311,0,"lbs/day",0]
["LResAsr1",312,0,"lbs/day","LResAsr1",312,0,"lbs/day","LResAsr1",312,0,"lbs/day",0]
["LResAsr1",313,0,"lbs/day","LResAsr1",313,0,"lbs/day","LResAsr1",313,0,"lbs/day",0]
["LResAsr1",314,0,"lbs/day","LResAsr1",314,0,"lbs/day","LResAsr1",314,0,"lbs/day",0]
["LResAsr1",315,0,"lbs/day","LResAsr1",315,0,"lbs/day","LResAsr1",315,0,"lbs/day",0]
["LResAsr1",316,0,"lbs/day","LResAsr1",316,0,"lbs/day","LResAsr1",316,0,"lbs/day",0]
["LResAsr1",317,0,"lbs/day","LResAsr1",317,0,"lbs/day","LResAsr1",317,0,"lbs/day",0]
["LResAsr1",318,0,"lbs/day","LResAsr1",318,0,"lbs/day","LResAsr1",318,0,"lbs/day",0]
["LResAsr1",319,0,"lbs/day","LResAsr1",319,0,"lbs/day","LResAsr1",319,0,"lbs/day",0]
["LResAsr1",320,0,"lbs/day","LResAsr1",320,0,"lbs/day","LResAsr1",320,0,"lbs/day",0]
["LResAsr1",321,0,"lbs/day","LResAsr1",321,0,"lbs/day","LResAsr1",321,0,"lbs/day",0]
["LResAsr1",322,0,"lbs/day","LResAsr1",322,0,"lbs/day","LResAsr1",322,0,"lbs/day",0]
["LResAsr1",323,0,"lbs/day","LResAsr1",323,0,"lbs/day","LResAsr1",323,0,"lbs/day",0]
["LResAsr1",324,0,"lbs/day","LResAsr1",324,0,"lbs/day","LResAsr1",324,0,"lbs/day",0]
["LResAsr1",325,0,"lbs/day","LResAsr1",325,0,"lbs/day","LResAsr1",325,0,"lbs/day",0]
["LResAsr1",326,0,"lbs/day","LResAsr1",326,0,"lbs/day","LResAsr1",326,0,"lbs/day",0]
["LResAsr1",327,0,"lbs/day","LResAsr1",327,0,"lbs/day","LResAsr1",327,0,"lbs/day",0]
["LResAsr1",328,0,"lbs/day","LResAsr1",328,0,"lbs/day","LResAsr1",328,0,"lbs/day",0]
["LResAsr1",329,0,"lbs/day","LResAsr1",329,0,"lbs/day","LResAsr1",329,0,"lbs/day",0]
["LResAsr1",330,0,"lbs/day","LResAsr1",330,0,"lbs/day","LResAsr1",330,0,"lbs/day",0]
["LResAsr1",331,0,"lbs/day","LResAsr1",331,0,"lbs/day","LResAsr1",331,0,"lbs/day",0]
["LResAsr1",332,0,"lbs/day","LResAsr1",332,0,"lbs/day","LResAsr1",332,0,"lbs/day",0]
["LResAsr1",333,0,"lbs/day","LResAsr1",333,0,"lbs/day","LResAsr1",333,0,"lbs/day",0]
["LResAsr1",334,0,"lbs/day","LResAsr1",334,0,"lbs/day","LResAsr1",334,0,"lbs/day",0]
["LResAsr1",335,0,"lbs/day","LResAsr1",335,0,"lbs/day","LResAsr1",335,0,"lbs/day",0]
["LResAsr1",336,0,"lbs/day","LResAsr1",336,0,"lbs/day","LResAsr1",336,0,"lbs/day",0]
["LResAsr1",337,0,"lbs/day","LResAsr1",337,0,"lbs/day","LResAsr1",337,0,"lbs/day",0]
["LResAsr1",338,0,"lbs/day","LResAsr1",338,0,"lbs/day","LResAsr1",338,0,"lbs/day",0]
["LResAsr1",339,0,"lbs/day","LResAsr1",339,0,"lbs/day","LResAsr1",339,0,"lbs/day",0]
["LResAsr1",340,0,"lbs/day","LResAsr1",340,0,"lbs/day","LResAsr1",340,0,"lbs/day",{"$f":"IF(ISNUMBER(C39108),IF(AVERAGE(C39108,G39108,K39108)<>MAX(C39108,G39108,K39108),1,0),\"\")","v":0}]
["LResAsr1",341,0,"lbs/day","LResAsr1",341,0,"lbs/day","LResAsr1",341,0,"lbs/day",0]
["LResAsr1",342,0,"lbs/day","LResAsr1",342,0,"lbs/day","LResAsr1",342,0,"lbs/day",0]
["LResAsr1",343,0,"lbs/day","LResAsr1",343,0,"lbs/day","LResAsr1",343,0,"lbs/day",0]
["LResAsr1",344,0,"lbs/day","LResAsr1",344,0,"lbs/day","LResAsr1",344,0,"lbs/day",0]
["LResAsr1",345,0,"lbs/day","LResAsr1",345,0,"lbs/day","LResAsr1",345,0,"lbs/day",0]
["LResAsr1",346,0,"lbs/day","LResAsr1",346,0,"lbs/day","LResAsr1",346,0,"lbs/day",0]
["LResAsr1",347,0,"lbs/day","LResAsr1",347,0,"lbs/day","LResAsr1",347,0,"lbs/day",0]
["LResAsr1",348,0,"lbs/day","LResAsr1",348,0,"lbs/day","LResAsr1",348,0,"lbs/day",0]
["LResAsr1",349,0,"lbs/day","LResAsr1",349,0,"lbs/day","LResAsr1",349,0,"lbs/day",0]
["LResAsr1",350,0,"lbs/day","LResAsr1",350,0,"lbs/day","LResAsr1",350,0,"lbs/day",0]
["LResAsr1",351,0,"lbs/day","LResAsr1",351,0,"lbs/day","LResAsr1",351,0,"lbs/day",0]
["LResAsr1",352,0,"lbs/day","LResAsr1",352,0,"lbs/day","LResAsr1",352,0,"lbs/day",0]
["LResAsr1",353,0,"lbs/day","LResAsr1",353,0,"lbs/day","LResAsr1",353,0,"lbs/day",0]
["LResAsr1",354,0,"lbs/day","LResAsr1",354,0,"lbs/day","LResAsr1",354,0,"lbs/day",0]
["LResAsr1",355,0,"lbs/day","LResAsr1",355,0,"lbs/day","LResAsr1",355,0,"lbs/day",0]
["LResAsr1",356,0,"lbs/day","LResAsr1",356,0,"lbs/day","LResAsr1",356,0,"lbs/day",0]
["LResAsr1",357,0,"lbs/day","LResAsr1",357,0,"lbs/day","LResAsr1",357,0,"lbs/day",0]
["LResAsr1",358,0,"lbs/day","LResAsr1",358,0,"lbs/day","LResAsr1",358,0,"lbs/day",0]
["LResAsr1",359,0,"lbs/day","LResAsr1",359,0,"lbs/day","LResAsr1",359,0,"lbs/day",0]
["LResAsr1",360,0,"lbs/day","LResAsr1",360,0,"lbs/day","LResAsr1",360,0,"lbs/day",0]
["LResAsr1",361,0,"lbs/day","LResAsr1",361,0,"lbs/day","LResAsr1",361,0,"lbs/day",0]
["LResAsr1",362,0,"lbs/day","LResAsr1",362,0,"lbs/day","LResAsr1",362,0,"lbs/day",0]
["LResAsr1",363,0,"lbs/day","LResAsr1",363,0,"lbs/day","LResAsr1",363,0,"lbs/day",0]
["LResAsr1",364,0,"lbs/day","LResAsr1",364,0,"lbs/day","LResAsr1",364,0,"lbs/day",0]
["LResAsr1",365,0,"lbs/day","LResAsr1",365,0,"lbs/day","LResAsr1",365,0,"lbs/day",0]
["LSwExt1",1,109.10958890000001,"lbs/day","LSwExt1",1,109.4859283,"lbs/day","LSwExt1",1,109.68677649999999,"lbs/day",1]
["LSwExt1",2,260.7576105,"lbs/day","LSwExt1",2,258.22212839999997,"lbs/day","LSwExt1",2,259.77094890000001,"lbs/day",1]
["LSwExt1",3,296.35055,"lbs/day","LSwExt1",3,295.35116069999998,"lbs/day","LSwExt1",3,296.82821639999997,"lbs/day",1]
["LSwExt1",4,301.76246709999998,"lbs/day","LSwExt1",4,300.5683444,"lbs/day","LSwExt1",4,301.459521,"lbs/day",1]
["LSwExt1",5,306.04653580000002,"lbs/day","LSwExt1",5,304.53206089999998,"lbs/day","LSwExt1",5,304.46624079999998,"lbs/day",1]
["LSwExt1",6,332.11524780000002,"lbs/day","LSwExt1",6,331.68559640000001,"lbs/day","LSwExt1",6,330.25774059999998,"lbs/day",1]
["LSwExt1",7,598.94218149999995,"lbs/day","LSwExt1",7,605.59975559999998,"lbs/day","LSwExt1",7,622.23143689999995,"lbs/day",1]
["LSwExt1",8,443.12299400000001,"lbs/day","LSwExt1",8,449.0546319,"lbs/day","LSwExt1",8,457.19353539999997,"lbs/day",1]
["LSwExt1",9,419.13351060000002,"lbs/day","LSwExt1",9,426.38707699999998,"lbs/day","LSwExt1",9,432.6305132,"lbs/day",1]
["LSwExt1",10,412.96080910000001,"lbs/day","LSwExt1",10,419.11130279999998,"lbs/day","LSwExt1",10,422.64736640000001,"lbs/day",1]
["LSwExt1",11,539.02488530000005,"lbs/day","LSwExt1",11,550.03544020000004,"lbs/day","LSwExt1",11,561.46154290000004,"lbs/day",1]
["LSwExt1",12,444.85191589999999,"lbs/day","LSwExt1",12,448.00807680000003,"lbs/day","LSwExt1",12,451.3357044,"lbs/day",1]
["LSwExt1",13,718.77615920000005,"lbs/day","LSwExt1",13,731.20723520000001,"lbs/day","LSwExt1",13,739.92870530000005,"lbs/day",1]
["LSwExt1",14,549.13180629999999,"lbs/day","LSwExt1",14,562.44164950000004,"lbs/day","LSwExt1",14,567.19771549999996,"lbs/day",1]
["LSwExt1",15,574.23140639999997,"lbs/day","LSwExt1",15,581.29561839999997,"lbs/day","LSwExt1",15,582.44869440000002,"lbs/day",1]
["LSwExt1",16,470.2362157,"lbs/day","LSwExt1",16,472.05626239999998,"lbs/day","LSwExt1",16,470.2261307,"lbs/day",1]
["LSwExt1",17,435.48736760000003,"lbs/day","LSwExt1",17,436.1594288,"lbs/day","LSwExt1",17,434.66214289999999,"lbs/day",1]
["LSwExt1",18,402.84522129999999,"lbs/day","LSwExt1",18,403.06727530000001,"lbs/day","LSwExt1",18,401.9319266,"lbs/day",1]
["LSwExt1",19,442.6568082,"lbs/day","LSwExt1",19,446.1059904,"lbs/day","LSwExt1",19,450.91937689999997,"lbs/day",1]
["LSwExt1",20,470.32086029999999,"lbs/day","LSwExt1",20,475.44349590000002,"lbs/day","LSwExt1",20,482.83403720000001,"lbs/day",1]
["LSwExt1",21,557.33248519999995,"lbs/day","LSwExt1",21,567.14700019999998,"lbs/day","LSwExt1",21,574.80114519999995,"lbs/day",1]
["LSwExt1",22,437.92861900000003,"lbs/day","LSwExt1",22,443.01836780000002,"lbs/day","LSwExt1",22,448.43881320000003,"lbs/day",1]
["LSwExt1",23,416.09643599999998,"lbs/day","LSwExt1",23,419.78714359999998,"lbs/day","LSwExt1",23,421.26657039999998,"lbs/day",1]
["LSwExt1",24,409.46189290000001,"lbs/day","LSwExt1",24,413.01382280000001,"lbs/day","LSwExt1",24,414.92979489999999,"lbs/day",1]
["LSwExt1",25,380.56790310000002,"lbs/day","LSwExt1",25,382.5542734,"lbs/day","LSwExt1",25,383.6153645,"lbs/day",1]
["LSwExt1",26,365.29750940000002,"lbs/day","LSwExt1",26,366.7609655,"lbs/day","LSwExt1",26,367.75684589999997,"lbs/day",1]
["LSwExt1",27,353.84997989999999,"lbs/day","LSwExt1",27,355.05953210000001,"lbs/day","LSwExt1",27,356.33713169999999,"lbs/day",1]
["LSwExt1",28,345.65988779999998,"lbs/day","LSwExt1",28,346.77085670000002,"lbs/day","LSwExt1",28,348.30212649999999,"lbs/day",1]
["LSwExt1",29,344.7067371,"lbs/day","LSwExt1",29,346.20272569999997,"lbs/day","LSwExt1",29,347.55679320000002,"lbs/day",1]
["LSwExt1",30,389.2263092,"lbs/day","LSwExt1",30,394.68967099999998,"lbs/day","LSwExt1",30,401.5726684,"lbs/day",1]
["LSwExt1",31,444.30946669999997,"lbs/day","LSwExt1",31,452.44945510000002,"lbs/day","LSwExt1",31,463.50153610000001,"lbs/day",1]
["LSwExt1",32,488.48018689999998,"lbs/day","LSwExt1",32,497.7790248,"lbs/day","LSwExt1",32,509.49465959999998,"lbs/day",1]
["LSwExt1",33,403.85868599999998,"lbs/day","LSwExt1",33,409.60044310000001,"lbs/day","LSwExt1",33,416.24970309999998,"lbs/day",1]
["LSwExt1",34,390.21535640000002,"lbs/day","LSwExt1",34,396.42838870000003,"lbs/day","LSwExt1",34,401.84992820000002,"lbs/day",1]
["LSwExt1",35,376.63753079999998,"lbs/day","LSwExt1",35,380.91003169999999,"lbs/day","LSwExt1",35,384.58802079999998,"lbs/day",1]
["LSwExt1",36,361.81075079999999,"lbs/day","LSwExt1",36,364.35496010000003,"lbs/day","LSwExt1",36,366.8385222,"lbs/day",1]
["LSwExt1",37,350.61251820000001,"lbs/day","LSwExt1",37,351.9187771,"lbs/day","LSwExt1",37,353.6892737,"lbs/day",1]
["LSwExt1",38,345.22121540000001,"lbs/day","LSwExt1",38,345.95268920000001,"lbs/day","LSwExt1",38,348.11611449999998,"lbs/day",1]
["LSwExt1",39,335.07986640000001,"lbs/day","LSwExt1",39,335.07214909999999,"lbs/day","LSwExt1",39,336.61980979999998,"lbs/day",{"$f":"IF(ISNUMBER(C39172),IF(AVERAGE(C39172,G39172,K39172)<>MAX(C39172,G39172,K39172),1,0),\"\")","v":1}]
["LSwExt1",40,334.01710200000002,"lbs/day","LSwExt1",40,333.40455689999999,"lbs/day","LSwExt1",40,334.64660700000002,"lbs/day",1]
["LSwExt1",41,372.82975590000001,"lbs/day","LSwExt1",41,372.46261850000002,"lbs/day","LSwExt1",41,375.56417740000001,"lbs/day",1]
["LSwExt1",42,613.42338740000002,"lbs/day","LSwExt1",42,624.92800790000001,"lbs/day","LSwExt1",42,641.40052419999995,"lbs/day",1]
["LSwExt1",43,469.74547480000001,"lbs/day","LSwExt1",43,482.81657130000002,"lbs/day","LSwExt1",43,495.94006280000002,"lbs/day",1]
["LSwExt1",44,448.26004610000001,"lbs/day","LSwExt1",44,457.48934869999999,"lbs/day","LSwExt1",44,463.9178599,"lbs/day",1]
["LSwExt1",45,421.62340660000001,"lbs/day","LSwExt1",45,426.32766379999998,"lbs/day","LSwExt1",45,428.3997559,"lbs/day",1]
["LSwExt1",46,398.45618869999998,"lbs/day","LSwExt1",46,399.86304239999998,"lbs/day","LSwExt1",46,399.81761449999999,"lbs/day",1]
["LSwExt1",47,382.83425160000002,"lbs/day","LSwExt1",47,382.75329570000002,"lbs/day","LSwExt1",47,381.74434609999997,"lbs/day",1]
["LSwExt1",48,402.03695449999998,"lbs/day","LSwExt1",48,403.5746527,"lbs/day","LSwExt1",48,406.56765960000001,"lbs/day",1]
["LSwExt1",49,395.50533239999999,"lbs/day","LSwExt1",49,396.70666619999997,"lbs/day","LSwExt1",49,400.67915790000001,"lbs/day",1]
["LSwExt1",50,369.4836932,"lbs/day","LSwExt1",50,369.50924789999999,"lbs/day","LSwExt1",50,371.41493000000003,"lbs/day",1]
["LSwExt1",51,377.39188100000001,"lbs/day","LSwExt1",51,376.48633819999998,"lbs/day","LSwExt1",51,377.29354110000003,"lbs/day",1]
["LSwExt1",52,533.06710169999997,"lbs/day","LSwExt1",52,539.77489460000004,"lbs/day","LSwExt1",52,551.13041190000001,"lbs/day",1]
["LSwExt1",53,427.4888828,"lbs/day","LSwExt1",53,433.15265449999998,"lbs/day","LSwExt1",53,440.75026800000001,"lbs/day",1]
["LSwExt1",54,409.80314579999998,"lbs/day","LSwExt1",54,415.4168378,"lbs/day","LSwExt1",54,420.40246359999998,"lbs/day",1]
["LSwExt1",55,392.61540839999998,"lbs/day","LSwExt1",55,395.75524519999999,"lbs/day","LSwExt1",55,398.20730209999999,"lbs/day",1]
["LSwExt1",56,378.79369659999998,"lbs/day","LSwExt1",56,379.75380919999998,"lbs/day","LSwExt1",56,380.40284409999998,"lbs/day",1]
["LSwExt1",57,387.06081280000001,"lbs/day","LSwExt1",57,387.0842821,"lbs/day","LSwExt1",57,386.91199369999998,"lbs/day",1]
["LSwExt1",58,549.08505760000003,"lbs/day","LSwExt1",58,559.0295327,"lbs/day","LSwExt1",58,572.0392094,"lbs/day",1]
["LSwExt1",59,412.23819159999999,"lbs/day","LSwExt1",59,414.20635440000001,"lbs/day","LSwExt1",59,419.85882720000001,"lbs/day",1]
["LSwExt1",60,411.43490809999997,"lbs/day","LSwExt1",60,415.90726369999999,"lbs/day","LSwExt1",60,421.54134649999997,"lbs/day",1]
["LSwExt1",61,433.63472530000001,"lbs/day","LSwExt1",61,434.1213793,"lbs/day","LSwExt1",61,438.23750519999999,"lbs/day",1]
["LSwExt1",62,956.89282830000002,"lbs/day","LSwExt1",62,1014.892098,"lbs/day","LSwExt1",62,1077.009601,"lbs/day",1]
["LSwExt1",63,678.35874720000004,"lbs/day","LSwExt1",63,690.03749549999998,"lbs/day","LSwExt1",63,679.89396699999998,"lbs/day",1]
["LSwExt1",64,547.76138409999999,"lbs/day","LSwExt1",64,552.30246480000005,"lbs/day","LSwExt1",64,538.76035119999995,"lbs/day",1]
["LSwExt1",65,463.19387719999997,"lbs/day","LSwExt1",65,467.4838307,"lbs/day","LSwExt1",65,458.89585679999999,"lbs/day",1]
["LSwExt1",66,413.77566580000001,"lbs/day","LSwExt1",66,419.70392290000001,"lbs/day","LSwExt1",66,415.58994940000002,"lbs/day",1]
["LSwExt1",67,383.96704199999999,"lbs/day","LSwExt1",67,390.9755098,"lbs/day","LSwExt1",67,390.42510390000001,"lbs/day",1]
["LSwExt1",68,379.9624263,"lbs/day","LSwExt1",68,387.91188140000003,"lbs/day","LSwExt1",68,390.1184318,"lbs/day",1]
["LSwExt1",69,613.12744050000003,"lbs/day","LSwExt1",69,642.93074330000002,"lbs/day","LSwExt1",69,667.76055469999994,"lbs/day",1]
["LSwExt1",70,447.08910409999999,"lbs/day","LSwExt1",70,460.04982230000002,"lbs/day","LSwExt1",70,471.20244600000001,"lbs/day",1]
["LSwExt1",71,414.4574551,"lbs/day","LSwExt1",71,423.98923180000003,"lbs/day","LSwExt1",71,427.08446090000001,"lbs/day",1]
["LSwExt1",72,425.910256,"lbs/day","LSwExt1",72,435.8751082,"lbs/day","LSwExt1",72,440.73216650000001,"lbs/day",1]
["LSwExt1",73,389.1786942,"lbs/day","LSwExt1",73,396.95451509999998,"lbs/day","LSwExt1",73,399.69118090000001,"lbs/day",1]
["LSwExt1",74,368.0638697,"lbs/day","LSwExt1",74,374.54719870000002,"lbs/day","LSwExt1",74,376.5259653,"lbs/day",1]
["LSwExt1",75,389.9387385,"lbs/day","LSwExt1",75,397.93833799999999,"lbs/day","LSwExt1",75,403.39646119999998,"lbs/day",1]
["LSwExt1",76,377.89472899999998,"lbs/day","LSwExt1",76,385.32448649999998,"lbs/day","LSwExt1",76,388.08855590000002,"lbs/day",1]
["LSwExt1",77,534.82185070000003,"lbs/day","LSwExt1",77,548.66895869999996,"lbs/day","LSwExt1",77,563.75894349999999,"lbs/day",1]
["LSwExt1",78,445.16062160000001,"lbs/day","LSwExt1",78,451.65718120000003,"lbs/day","LSwExt1",78,457.0221818,"lbs/day",1]
["LSwExt1",79,678.93410429999994,"lbs/day","LSwExt1",79,694.98559639999996,"lbs/day","LSwExt1",79,706.6105685,"lbs/day",1]
["LSwExt1",80,453.99545519999998,"lbs/day","LSwExt1",80,462.39866019999999,"lbs/day","LSwExt1",80,466.71418690000002,"lbs/day",1]
["LSwExt1",81,474.8342111,"lbs/day","LSwExt1",81,483.59034020000001,"lbs/day","LSwExt1",81,483.94186869999999,"lbs/day",1]
["LSwExt1",82,434.61651649999999,"lbs/day","LSwExt1",82,437.8541487,"lbs/day","LSwExt1",82,435.26990169999999,"lbs/day",1]
["LSwExt1",83,402.0702167,"lbs/day","LSwExt1",83,403.38672009999999,"lbs/day","LSwExt1",83,400.789603,"lbs/day",1]
["LSwExt1",84,389.32477210000002,"lbs/day","LSwExt1",84,390.6529726,"lbs/day","LSwExt1",84,388.22154369999998,"lbs/day",1]
["LSwExt1",85,558.36577650000004,"lbs/day","LSwExt1",85,567.55082000000004,"lbs/day","LSwExt1",85,580.10453629999995,"lbs/day",1]
["LSwExt1",86,695.49452329999997,"lbs/day","LSwExt1",86,697.05061169999999,"lbs/day","LSwExt1",86,703.16388959999995,"lbs/day",1]
["LSwExt1",87,554.95046760000002,"lbs/day","LSwExt1",87,562.49819560000003,"lbs/day","LSwExt1",87,561.32439710000006,"lbs/day",1]
["LSwExt1",88,476.4015268,"lbs/day","LSwExt1",88,477.57908950000001,"lbs/day","LSwExt1",88,472.8334825,"lbs/day",1]
["LSwExt1",89,486.3830686,"lbs/day","LSwExt1",89,490.00348550000001,"lbs/day","LSwExt1",89,492.2870886,"lbs/day",1]
["LSwExt1",90,450.69885429999999,"lbs/day","LSwExt1",90,452.03872269999999,"lbs/day","LSwExt1",90,453.73917340000003,"lbs/day",1]
["LSwExt1",91,743.25037910000003,"lbs/day","LSwExt1",91,748.29946710000002,"lbs/day","LSwExt1",91,754.2135313,"lbs/day",1]
["LSwExt1",92,539.41607550000003,"lbs/day","LSwExt1",92,542.85558170000002,"lbs/day","LSwExt1",92,541.2325495,"lbs/day",1]
["LSwExt1",93,451.32970899999998,"lbs/day","LSwExt1",93,450.48248690000003,"lbs/day","LSwExt1",93,446.98353759999998,"lbs/day",1]
["LSwExt1",94,412.5610939,"lbs/day","LSwExt1",94,413.25698949999997,"lbs/day","LSwExt1",94,412.5513325,"lbs/day",1]
["LSwExt1",95,383.95573510000003,"lbs/day","LSwExt1",95,385.06529610000001,"lbs/day","LSwExt1",95,386.38637629999999,"lbs/day",1]
["LSwExt1",96,369.02267369999998,"lbs/day","LSwExt1",96,370.44708220000001,"lbs/day","LSwExt1",96,373.05571750000001,"lbs/day",1]
["LSwExt1",97,359.68648030000003,"lbs/day","LSwExt1",97,361.24266069999999,"lbs/day","LSwExt1",97,366.0316737,"lbs/day",1]
["LSwExt1",98,352.84885209999999,"lbs/day","LSwExt1",98,354.47780829999999,"lbs/day","LSwExt1",98,362.7281117,"lbs/day",1]
["LSwExt1",99,354.85924260000002,"lbs/day","LSwExt1",99,357.26630979999999,"lbs/day","LSwExt1",99,369.90300780000001,"lbs/day",1]
["LSwExt1",100,460.02443260000001,"lbs/day","LSwExt1",100,471.65976660000001,"lbs/day","LSwExt1",100,477.23982539999997,"lbs/day",1]
["LSwExt1",101,389.20886089999999,"lbs/day","LSwExt1",101,396.46256030000001,"lbs/day","LSwExt1",101,438.49491239999998,"lbs/day",1]
["LSwExt1",102,362.51414089999997,"lbs/day","LSwExt1",102,367.62993449999999,"lbs/day","LSwExt1",102,392.77823640000003,"lbs/day",1]
["LSwExt1",103,356.81033109999998,"lbs/day","LSwExt1",103,361.42094639999999,"lbs/day","LSwExt1",103,334.85421630000002,"lbs/day",{"$f":"IF(ISNUMBER(C39236),IF(AVERAGE(C39236,G39236,K39236)<>MAX(C39236,G39236,K39236),1,0),\"\")","v":1}]
["LSwExt1",104,342.6592832,"lbs/day","LSwExt1",104,347.54656790000001,"lbs/day","LSwExt1",104,413.17084699999998,"lbs/day",1]
["LSwExt1",105,356.00657230000002,"lbs/day","LSwExt1",105,360.17842830000001,"lbs/day","LSwExt1",105,299.48060140000001,"lbs/day",1]
["LSwExt1",106,329.95790940000001,"lbs/day","LSwExt1",106,335.31898059999997,"lbs/day","LSwExt1",106,391.84639879999997,"lbs/day",1]
["LSwExt1",107,316.68487249999998,"lbs/day","LSwExt1",107,320.30723890000002,"lbs/day","LSwExt1",107,297.53076929999997,"lbs/day",1]
["LSwExt1",108,307.64715890000002,"lbs/day","LSwExt1",108,311.64472339999998,"lbs/day","LSwExt1",108,324.5340334,"lbs/day",1]
["LSwExt1",109,304.18023040000003,"lbs/day","LSwExt1",109,308.26262070000001,"lbs/day","LSwExt1",109,309.8406602,"lbs/day",1]
["LSwExt1",110,299.77242139999998,"lbs/day","LSwExt1",110,303.09284919999999,"lbs/day","LSwExt1",110,302.95259920000001,"lbs/day",1]
["LSwExt1",111,315.093009,"lbs/day","LSwExt1",111,318.86017199999998,"lbs/day","LSwExt1",111,314.6376214,"lbs/day",1]
["LSwExt1",112,411.58008940000002,"lbs/day","LSwExt1",112,421.2597887,"lbs/day","LSwExt1",112,426.0367091,"lbs/day",1]
["LSwExt1",113,343.75892049999999,"lbs/day","LSwExt1",113,348.0873436,"lbs/day","LSwExt1",113,351.71863660000002,"lbs/day",1]
["LSwExt1",114,355.04534649999999,"lbs/day","LSwExt1",114,357.3377759,"lbs/day","LSwExt1",114,359.43227949999999,"lbs/day",1]
["LSwExt1",115,543.06269710000004,"lbs/day","LSwExt1",115,563.04834270000003,"lbs/day","LSwExt1",115,576.28094099999998,"lbs/day",1]
["LSwExt1",116,479.14415259999998,"lbs/day","LSwExt1",116,497.00880530000001,"lbs/day","LSwExt1",116,526.71282050000002,"lbs/day",1]
["LSwExt1",117,388.71636669999998,"lbs/day","LSwExt1",117,386.2093916,"lbs/day","LSwExt1",117,396.8829672,"lbs/day",1]
["LSwExt1",118,613.26992329999996,"lbs/day","LSwExt1",118,635.33394239999996,"lbs/day","LSwExt1",118,652.88673800000004,"lbs/day",1]
["LSwExt1",119,518.36448280000002,"lbs/day","LSwExt1",119,554.56034199999999,"lbs/day","LSwExt1",119,581.76670379999996,"lbs/day",1]
["LSwExt1",120,550.55177760000004,"lbs/day","LSwExt1",120,575.8639422,"lbs/day","LSwExt1",120,582.66572870000005,"lbs/day",1]
["LSwExt1",121,530.19236460000002,"lbs/day","LSwExt1",121,537.01423,"lbs/day","LSwExt1",121,529.94604719999995,"lbs/day",1]
["LSwExt1",122,615.08231339999998,"lbs/day","LSwExt1",122,615.30620869999996,"lbs/day","LSwExt1",122,611.87527350000005,"lbs/day",1]
["LSwExt1",123,528.91228239999998,"lbs/day","LSwExt1",123,526.98174670000003,"lbs/day","LSwExt1",123,521.16599150000002,"lbs/day",1]
["LSwExt1",124,474.58768579999997,"lbs/day","LSwExt1",124,472.31785120000001,"lbs/day","LSwExt1",124,466.78116189999997,"lbs/day",1]
["LSwExt1",125,425.50020860000001,"lbs/day","LSwExt1",125,421.31586370000002,"lbs/day","LSwExt1",125,416.47433719999998,"lbs/day",1]
["LSwExt1",126,386.72269369999998,"lbs/day","LSwExt1",126,383.96549920000001,"lbs/day","LSwExt1",126,381.2693003,"lbs/day",1]
["LSwExt1",127,359.75235279999998,"lbs/day","LSwExt1",127,358.60385380000002,"lbs/day","LSwExt1",127,358.11507060000002,"lbs/day",1]
["LSwExt1",128,341.44716549999998,"lbs/day","LSwExt1",128,341.62159480000003,"lbs/day","LSwExt1",128,342.97626589999999,"lbs/day",1]
["LSwExt1",129,333.45792899999998,"lbs/day","LSwExt1",129,334.77089489999997,"lbs/day","LSwExt1",129,336.99297389999998,"lbs/day",1]
["LSwExt1",130,357.7124354,"lbs/day","LSwExt1",130,362.18465650000002,"lbs/day","LSwExt1",130,369.0206584,"lbs/day",1]
["LSwExt1",131,359.13700189999997,"lbs/day","LSwExt1",131,360.98085859999998,"lbs/day","LSwExt1",131,363.8748741,"lbs/day",1]
["LSwExt1",132,540.62513390000004,"lbs/day","LSwExt1",132,546.44228350000003,"lbs/day","LSwExt1",132,563.56596249999996,"lbs/day",1]
["LSwExt1",133,1063.806507,"lbs/day","LSwExt1",133,1109.693552,"lbs/day","LSwExt1",133,1137.686177,"lbs/day",1]
["LSwExt1",134,777.34122530000002,"lbs/day","LSwExt1",134,807.05711919999999,"lbs/day","LSwExt1",134,843.00037180000004,"lbs/day",1]
["LSwExt1",135,621.09630319999997,"lbs/day","LSwExt1",135,609.38274349999995,"lbs/day","LSwExt1",135,624.94830339999999,"lbs/day",1]
["LSwExt1",136,505.7485155,"lbs/day","LSwExt1",136,497.22049470000002,"lbs/day","LSwExt1",136,522.99509109999997,"lbs/day",1]
["LSwExt1",137,448.3116283,"lbs/day","LSwExt1",137,444.68374019999999,"lbs/day","LSwExt1",137,477.39108110000001,"lbs/day",1]
["LSwExt1",138,846.97613879999994,"lbs/day","LSwExt1",138,881.65112169999998,"lbs/day","LSwExt1",138,974.23979059999999,"lbs/day",1]
["LSwExt1",139,552.07731909999995,"lbs/day","LSwExt1",139,560.21801619999997,"lbs/day","LSwExt1",139,595.02683330000002,"lbs/day",1]
["LSwExt1",140,465.13554820000002,"lbs/day","LSwExt1",140,469.33049119999998,"lbs/day","LSwExt1",140,502.522559,"lbs/day",1]
["LSwExt1",141,416.36263020000001,"lbs/day","LSwExt1",141,420.67569830000002,"lbs/day","LSwExt1",141,455.02294169999999,"lbs/day",1]
["LSwExt1",142,389.81431220000002,"lbs/day","LSwExt1",142,395.00315080000001,"lbs/day","LSwExt1",142,429.563874,"lbs/day",1]
["LSwExt1",143,374.00991699999997,"lbs/day","LSwExt1",143,379.95427799999999,"lbs/day","LSwExt1",143,412.67248119999999,"lbs/day",1]
["LSwExt1",144,364.83080740000003,"lbs/day","LSwExt1",144,371.24205490000003,"lbs/day","LSwExt1",144,403.95110190000003,"lbs/day",1]
["LSwExt1",145,364.0539741,"lbs/day","LSwExt1",145,372.5421791,"lbs/day","LSwExt1",145,402.73658189999998,"lbs/day",1]
["LSwExt1",146,352.34336139999999,"lbs/day","LSwExt1",146,359.63847340000001,"lbs/day","LSwExt1",146,390.11194469999998,"lbs/day",1]
["LSwExt1",147,343.87543579999999,"lbs/day","LSwExt1",147,350.39667730000002,"lbs/day","LSwExt1",147,373.9000451,"lbs/day",1]
["LSwExt1",148,337.08177840000002,"lbs/day","LSwExt1",148,343.36167970000002,"lbs/day","LSwExt1",148,369.0438929,"lbs/day",1]
["LSwExt1",149,333.18227769999999,"lbs/day","LSwExt1",149,338.73406110000002,"lbs/day","LSwExt1",149,364.99461489999999,"lbs/day",1]
["LSwExt1",150,343.46160680000003,"lbs/day","LSwExt1",150,349.63338759999999,"lbs/day","LSwExt1",150,391.19931000000003,"lbs/day",1]
["LSwExt1",151,509.20155080000001,"lbs/day","LSwExt1",151,534.1619068,"lbs/day","LSwExt1",151,542.07026540000004,"lbs/day",1]
["LSwExt1",152,428.90316439999998,"lbs/day","LSwExt1",152,441.05627959999998,"lbs/day","LSwExt1",152,500.78415639999997,"lbs/day",1]
["LSwExt1",153,372.31265739999998,"lbs/day","LSwExt1",153,379.7522429,"lbs/day","LSwExt1",153,398.79440340000002,"lbs/day",1]
["LSwExt1",154,348.07154500000001,"lbs/day","LSwExt1",154,354.77599729999997,"lbs/day","LSwExt1",154,366.28188060000002,"lbs/day",1]
["LSwExt1",155,346.17852429999999,"lbs/day","LSwExt1",155,352.0260116,"lbs/day","LSwExt1",155,359.74044300000003,"lbs/day",1]
["LSwExt1",156,427.99574630000001,"lbs/day","LSwExt1",156,435.84596160000001,"lbs/day","LSwExt1",156,451.08426489999999,"lbs/day",1]
["LSwExt1",157,614.26960829999996,"lbs/day","LSwExt1",157,639.81735879999997,"lbs/day","LSwExt1",157,690.34025680000002,"lbs/day",1]
["LSwExt1",158,1061.914327,"lbs/day","LSwExt1",158,1129.926365,"lbs/day","LSwExt1",158,1188.9420190000001,"lbs/day",1]
["LSwExt1",159,606.7463917,"lbs/day","LSwExt1",159,608.10692749999998,"lbs/day","LSwExt1",159,612.79092449999996,"lbs/day",1]
["LSwExt1",160,494.62235240000001,"lbs/day","LSwExt1",160,490.12722769999999,"lbs/day","LSwExt1",160,484.7132211,"lbs/day",1]
["LSwExt1",161,424.39679210000003,"lbs/day","LSwExt1",161,421.84215449999999,"lbs/day","LSwExt1",161,424.12547310000002,"lbs/day",1]
["LSwExt1",162,392.99287399999997,"lbs/day","LSwExt1",162,392.4602936,"lbs/day","LSwExt1",162,392.99734690000003,"lbs/day",1]
["LSwExt1",163,486.1629891,"lbs/day","LSwExt1",163,500.65728799999999,"lbs/day","LSwExt1",163,525.89782100000002,"lbs/day",1]
["LSwExt1",164,395.47605809999999,"lbs/day","LSwExt1",164,403.83910969999999,"lbs/day","LSwExt1",164,437.07695899999999,"lbs/day",1]
["LSwExt1",165,389.21094470000003,"lbs/day","LSwExt1",165,395.99512149999998,"lbs/day","LSwExt1",165,395.60899030000002,"lbs/day",1]
["LSwExt1",166,475.6264309,"lbs/day","LSwExt1",166,492.76327329999998,"lbs/day","LSwExt1",166,550.34665070000005,"lbs/day",1]
["LSwExt1",167,436.62286879999999,"lbs/day","LSwExt1",167,450.39449439999999,"lbs/day","LSwExt1",167,465.93984540000002,"lbs/day",{"$f":"IF(ISNUMBER(C39300),IF(AVERAGE(C39300,G39300,K39300)<>MAX(C39300,G39300,K39300),1,0),\"\")","v":1}]
["LSwExt1",168,363.47959780000002,"lbs/day","LSwExt1",168,372.02414809999999,"lbs/day","LSwExt1",168,403.75255010000001,"lbs/day",1]
["LSwExt1",169,336.24053780000003,"lbs/day","LSwExt1",169,344.2370889,"lbs/day","LSwExt1",169,394.20953589999999,"lbs/day",1]
["LSwExt1",170,325.53873620000002,"lbs/day","LSwExt1",170,330.62085139999999,"lbs/day","LSwExt1",170,262.5091099,"lbs/day",1]
["LSwExt1",171,310.35556259999998,"lbs/day","LSwExt1",171,318.89275670000001,"lbs/day","LSwExt1",171,391.52610220000003,"lbs/day",1]
["LSwExt1",172,309.6432982,"lbs/day","LSwExt1",172,319.31126669999998,"lbs/day","LSwExt1",172,441.90551820000002,"lbs/day",1]
["LSwExt1",173,354.2101844,"lbs/day","LSwExt1",173,353.4810167,"lbs/day","LSwExt1",173,182.3181155,"lbs/day",1]
["LSwExt1",174,304.18527440000003,"lbs/day","LSwExt1",174,316.02585759999999,"lbs/day","LSwExt1",174,463.78716359999999,"lbs/day",1]
["LSwExt1",175,284.94175949999999,"lbs/day","LSwExt1",175,294.20194550000002,"lbs/day","LSwExt1",175,223.8805777,"lbs/day",1]
["LSwExt1",176,274.82453229999999,"lbs/day","LSwExt1",176,283.27322099999998,"lbs/day","LSwExt1",176,422.04339970000001,"lbs/day",1]
["LSwExt1",177,274.98121049999997,"lbs/day","LSwExt1",177,280.71035289999998,"lbs/day","LSwExt1",177,159.00080560000001,"lbs/day",1]
["LSwExt1",178,266.5371164,"lbs/day","LSwExt1",178,275.48309219999999,"lbs/day","LSwExt1",178,462.62632380000002,"lbs/day",1]
["LSwExt1",179,278.94731130000002,"lbs/day","LSwExt1",179,279.2988009,"lbs/day","LSwExt1",179,114.05826690000001,"lbs/day",1]
["LSwExt1",180,250.58965130000001,"lbs/day","LSwExt1",180,260.63925699999999,"lbs/day","LSwExt1",180,341.62823200000003,"lbs/day",1]
["LSwExt1",181,235.43129880000001,"lbs/day","LSwExt1",181,237.62948840000001,"lbs/day","LSwExt1",181,314.5099457,"lbs/day",1]
["LSwExt1",182,224.0520535,"lbs/day","LSwExt1",182,231.97572500000001,"lbs/day","LSwExt1",182,110.9066206,"lbs/day",1]
["LSwExt1",183,214.98231089999999,"lbs/day","LSwExt1",183,222.5309508,"lbs/day","LSwExt1",183,250.9676662,"lbs/day",1]
["LSwExt1",184,206.9884351,"lbs/day","LSwExt1",184,196.4888224,"lbs/day","LSwExt1",184,220.7191167,"lbs/day",1]
["LSwExt1",185,199.68453210000001,"lbs/day","LSwExt1",185,204.6690557,"lbs/day","LSwExt1",185,207.2366954,"lbs/day",1]
["LSwExt1",186,192.9896057,"lbs/day","LSwExt1",186,196.34786270000001,"lbs/day","LSwExt1",186,192.5101856,"lbs/day",1]
["LSwExt1",187,186.79133659999999,"lbs/day","LSwExt1",187,189.41231020000001,"lbs/day","LSwExt1",187,183.6978914,"lbs/day",1]
["LSwExt1",188,181.18196979999999,"lbs/day","LSwExt1",188,167.51292699999999,"lbs/day","LSwExt1",188,183.28780320000001,"lbs/day",1]
["LSwExt1",189,176.17092969999999,"lbs/day","LSwExt1",189,175.7689895,"lbs/day","LSwExt1",189,180.5739614,"lbs/day",1]
["LSwExt1",190,170.80143219999999,"lbs/day","LSwExt1",190,171.36555010000001,"lbs/day","LSwExt1",190,169.8162719,"lbs/day",1]
["LSwExt1",191,164.8436087,"lbs/day","LSwExt1",191,155.51817990000001,"lbs/day","LSwExt1",191,169.8116311,"lbs/day",1]
["LSwExt1",192,158.6912888,"lbs/day","LSwExt1",192,156.78013659999999,"lbs/day","LSwExt1",192,165.86992129999999,"lbs/day",1]
["LSwExt1",193,153.56035069999999,"lbs/day","LSwExt1",193,150.6401185,"lbs/day","LSwExt1",193,162.2403376,"lbs/day",1]
["LSwExt1",194,149.59577289999999,"lbs/day","LSwExt1",194,145.9123951,"lbs/day","LSwExt1",194,137.6150633,"lbs/day",1]
["LSwExt1",195,146.58178770000001,"lbs/day","LSwExt1",195,142.43417819999999,"lbs/day","LSwExt1",195,154.50209090000001,"lbs/day",1]
["LSwExt1",196,144.72898939999999,"lbs/day","LSwExt1",196,134.70339540000001,"lbs/day","LSwExt1",196,154.4949895,"lbs/day",1]
["LSwExt1",197,143.92182299999999,"lbs/day","LSwExt1",197,138.2258291,"lbs/day","LSwExt1",197,155.55490259999999,"lbs/day",1]
["LSwExt1",198,144.52471349999999,"lbs/day","LSwExt1",198,137.9744058,"lbs/day","LSwExt1",198,158.05271980000001,"lbs/day",1]
["LSwExt1",199,146.83784249999999,"lbs/day","LSwExt1",199,139.08517330000001,"lbs/day","LSwExt1",199,162.31694490000001,"lbs/day",1]
["LSwExt1",200,149.3135393,"lbs/day","LSwExt1",200,142.30895770000001,"lbs/day","LSwExt1",200,165.0146364,"lbs/day",1]
["LSwExt1",201,152.0980974,"lbs/day","LSwExt1",201,142.82103190000001,"lbs/day","LSwExt1",201,110.8269021,"lbs/day",1]
["LSwExt1",202,156.39641549999999,"lbs/day","LSwExt1",202,148.10831540000001,"lbs/day","LSwExt1",202,171.30052140000001,"lbs/day",1]
["LSwExt1",203,169.01456160000001,"lbs/day","LSwExt1",203,152.05385910000001,"lbs/day","LSwExt1",203,185.2049408,"lbs/day",1]
["LSwExt1",204,157.0753775,"lbs/day","LSwExt1",204,159.8269627,"lbs/day","LSwExt1",204,168.65758339999999,"lbs/day",1]
["LSwExt1",205,152.16849389999999,"lbs/day","LSwExt1",205,160.96736139999999,"lbs/day","LSwExt1",205,194.50092050000001,"lbs/day",1]
["LSwExt1",206,147.22025310000001,"lbs/day","LSwExt1",206,151.2283425,"lbs/day","LSwExt1",206,182.83617140000001,"lbs/day",1]
["LSwExt1",207,145.3265768,"lbs/day","LSwExt1",207,146.6622375,"lbs/day","LSwExt1",207,182.27153509999999,"lbs/day",1]
["LSwExt1",208,146.01505969999999,"lbs/day","LSwExt1",208,145.61408,"lbs/day","LSwExt1",208,184.92430529999999,"lbs/day",1]
["LSwExt1",209,149.39268820000001,"lbs/day","LSwExt1",209,147.39438250000001,"lbs/day","LSwExt1",209,191.9525577,"lbs/day",1]
["LSwExt1",210,155.04179930000001,"lbs/day","LSwExt1",210,152.17138170000001,"lbs/day","LSwExt1",210,206.30164049999999,"lbs/day",1]
["LSwExt1",211,164.8650098,"lbs/day","LSwExt1",211,158.44504380000001,"lbs/day","LSwExt1",211,220.8779538,"lbs/day",1]
["LSwExt1",212,181.20375609999999,"lbs/day","LSwExt1",212,166.44092359999999,"lbs/day","LSwExt1",212,247.61592160000001,"lbs/day",1]
["LSwExt1",213,210.08296920000001,"lbs/day","LSwExt1",213,171.72809040000001,"lbs/day","LSwExt1",213,332.68091889999999,"lbs/day",1]
["LSwExt1",214,447.8842755,"lbs/day","LSwExt1",214,672.50874899999997,"lbs/day","LSwExt1",214,584.4130384,"lbs/day",1]
["LSwExt1",215,210.98319190000001,"lbs/day","LSwExt1",215,215.9472595,"lbs/day","LSwExt1",215,203.01840039999999,"lbs/day",1]
["LSwExt1",216,165.1399093,"lbs/day","LSwExt1",216,160.80429100000001,"lbs/day","LSwExt1",216,178.78804779999999,"lbs/day",1]
["LSwExt1",217,142.46657479999999,"lbs/day","LSwExt1",217,136.47585190000001,"lbs/day","LSwExt1",217,163.0387576,"lbs/day",1]
["LSwExt1",218,129.163321,"lbs/day","LSwExt1",218,122.61989920000001,"lbs/day","LSwExt1",218,139.98769200000001,"lbs/day",1]
["LSwExt1",219,120.76792880000001,"lbs/day","LSwExt1",219,113.9364195,"lbs/day","LSwExt1",219,140.1222774,"lbs/day",1]
["LSwExt1",220,115.1414984,"lbs/day","LSwExt1",220,112.4137145,"lbs/day","LSwExt1",220,125.2679143,"lbs/day",1]
["LSwExt1",221,111.4881568,"lbs/day","LSwExt1",221,114.8012282,"lbs/day","LSwExt1",221,113.4569053,"lbs/day",1]
["LSwExt1",222,109.41140710000001,"lbs/day","LSwExt1",222,116.2705826,"lbs/day","LSwExt1",222,100.76569069999999,"lbs/day",1]
["LSwExt1",223,112.7309161,"lbs/day","LSwExt1",223,111.24293830000001,"lbs/day","LSwExt1",223,91.278743120000001,"lbs/day",1]
["LSwExt1",224,118.2461029,"lbs/day","LSwExt1",224,108.99421599999999,"lbs/day","LSwExt1",224,77.667591810000005,"lbs/day",1]
["LSwExt1",225,117.5576154,"lbs/day","LSwExt1",225,107.78968,"lbs/day","LSwExt1",225,78.374995970000001,"lbs/day",1]
["LSwExt1",226,117.6217298,"lbs/day","LSwExt1",226,108.3484208,"lbs/day","LSwExt1",226,77.039699130000002,"lbs/day",1]
["LSwExt1",227,119.5775637,"lbs/day","LSwExt1",227,110.495367,"lbs/day","LSwExt1",227,75.346398339999993,"lbs/day",1]
["LSwExt1",228,123.9604471,"lbs/day","LSwExt1",228,114.7168336,"lbs/day","LSwExt1",228,76.137328780000004,"lbs/day",1]
["LSwExt1",229,131.2561853,"lbs/day","LSwExt1",229,121.7309047,"lbs/day","LSwExt1",229,78.123338930000003,"lbs/day",1]
["LSwExt1",230,143.84678980000001,"lbs/day","LSwExt1",230,132.80474810000001,"lbs/day","LSwExt1",230,81.716894569999994,"lbs/day",1]
["LSwExt1",231,167.68689810000001,"lbs/day","LSwExt1",231,150.5380069,"lbs/day","LSwExt1",231,86.893093759999999,"lbs/day",{"$f":"IF(ISNUMBER(C39364),IF(AVERAGE(C39364,G39364,K39364)<>MAX(C39364,G39364,K39364),1,0),\"\")","v":1}]
["LSwExt1",232,204.8901793,"lbs/day","LSwExt1",232,195.48107859999999,"lbs/day","LSwExt1",232,128.52699910000001,"lbs/day",1]
["LSwExt1",233,181.75722350000001,"lbs/day","LSwExt1",233,176.64617659999999,"lbs/day","LSwExt1",233,170.09105790000001,"lbs/day",1]
["LSwExt1",234,172.81899559999999,"lbs/day","LSwExt1",234,164.92917370000001,"lbs/day","LSwExt1",234,145.6481976,"lbs/day",1]
["LSwExt1",235,168.58658030000001,"lbs/day","LSwExt1",235,170.72029319999999,"lbs/day","LSwExt1",235,151.2501924,"lbs/day",1]
["LSwExt1",236,161.5731586,"lbs/day","LSwExt1",236,161.8070712,"lbs/day","LSwExt1",236,142.38022129999999,"lbs/day",1]
["LSwExt1",237,160.2856721,"lbs/day","LSwExt1",237,163.7069888,"lbs/day","LSwExt1",237,141.2054799,"lbs/day",1]
["LSwExt1",238,161.96625409999999,"lbs/day","LSwExt1",238,161.27999389999999,"lbs/day","LSwExt1",238,146.11914669999999,"lbs/day",1]
["LSwExt1",239,173.3740889,"lbs/day","LSwExt1",239,171.85135990000001,"lbs/day","LSwExt1",239,150.30217110000001,"lbs/day",1]
["LSwExt1",240,199.498569,"lbs/day","LSwExt1",240,190.95491039999999,"lbs/day","LSwExt1",240,143.88316180000001,"lbs/day",1]
["LSwExt1",241,275.52027199999998,"lbs/day","LSwExt1",241,300.70736310000001,"lbs/day","LSwExt1",241,236.30338560000001,"lbs/day",1]
["LSwExt1",242,236.57832139999999,"lbs/day","LSwExt1",242,243.25637699999999,"lbs/day","LSwExt1",242,323.64114239999998,"lbs/day",1]
["LSwExt1",243,230.3771911,"lbs/day","LSwExt1",243,228.43724019999999,"lbs/day","LSwExt1",243,298.26441390000002,"lbs/day",1]
["LSwExt1",244,253.55501599999999,"lbs/day","LSwExt1",244,240.97651200000001,"lbs/day","LSwExt1",244,267.94259140000003,"lbs/day",1]
["LSwExt1",245,621.59943209999994,"lbs/day","LSwExt1",245,751.20414940000001,"lbs/day","LSwExt1",245,593.90151100000003,"lbs/day",1]
["LSwExt1",246,297.68232879999999,"lbs/day","LSwExt1",246,320.97282560000002,"lbs/day","LSwExt1",246,360.09003730000001,"lbs/day",1]
["LSwExt1",247,214.57778769999999,"lbs/day","LSwExt1",247,229.53334330000001,"lbs/day","LSwExt1",247,185.51786100000001,"lbs/day",1]
["LSwExt1",248,142.2296068,"lbs/day","LSwExt1",248,145.03209620000001,"lbs/day","LSwExt1",248,128.49476469999999,"lbs/day",1]
["LSwExt1",249,120.9329209,"lbs/day","LSwExt1",249,122.1416504,"lbs/day","LSwExt1",249,102.105959,"lbs/day",1]
["LSwExt1",250,112.02739339999999,"lbs/day","LSwExt1",250,113.13203780000001,"lbs/day","LSwExt1",250,92.980730039999997,"lbs/day",1]
["LSwExt1",251,108.80425390000001,"lbs/day","LSwExt1",251,110.23814489999999,"lbs/day","LSwExt1",251,90.094530180000007,"lbs/day",1]
["LSwExt1",252,109.2813484,"lbs/day","LSwExt1",252,111.30987759999999,"lbs/day","LSwExt1",252,90.989228979999993,"lbs/day",1]
["LSwExt1",253,112.9720451,"lbs/day","LSwExt1",253,115.853177,"lbs/day","LSwExt1",253,95.441015649999997,"lbs/day",1]
["LSwExt1",254,120.330631,"lbs/day","LSwExt1",254,124.51433040000001,"lbs/day","LSwExt1",254,104.8584432,"lbs/day",1]
["LSwExt1",255,133.0130762,"lbs/day","LSwExt1",255,139.01625440000001,"lbs/day","LSwExt1",255,122.7786917,"lbs/day",1]
["LSwExt1",256,155.52347449999999,"lbs/day","LSwExt1",256,164.3944693,"lbs/day","LSwExt1",256,160.2779855,"lbs/day",1]
["LSwExt1",257,202.84770940000001,"lbs/day","LSwExt1",257,216.17846309999999,"lbs/day","LSwExt1",257,263.04860710000003,"lbs/day",1]
["LSwExt1",258,410.42129499999999,"lbs/day","LSwExt1",258,461.1252801,"lbs/day","LSwExt1",258,353.05881570000003,"lbs/day",1]
["LSwExt1",259,1660.2072820000001,"lbs/day","LSwExt1",259,1943.3780240000001,"lbs/day","LSwExt1",259,2228.6944990000002,"lbs/day",1]
["LSwExt1",260,387.21350589999997,"lbs/day","LSwExt1",260,429.36250380000001,"lbs/day","LSwExt1",260,560.61373490000005,"lbs/day",1]
["LSwExt1",261,311.56923610000001,"lbs/day","LSwExt1",261,406.26854179999998,"lbs/day","LSwExt1",261,507.5961489,"lbs/day",1]
["LSwExt1",262,278.13749309999997,"lbs/day","LSwExt1",262,361.74581790000002,"lbs/day","LSwExt1",262,425.25355159999998,"lbs/day",1]
["LSwExt1",263,262.46902679999999,"lbs/day","LSwExt1",263,327.69049430000001,"lbs/day","LSwExt1",263,369.51095620000001,"lbs/day",1]
["LSwExt1",264,269.34732209999999,"lbs/day","LSwExt1",264,317.8613861,"lbs/day","LSwExt1",264,343.26782400000002,"lbs/day",1]
["LSwExt1",265,336.3516032,"lbs/day","LSwExt1",265,381.28989739999997,"lbs/day","LSwExt1",265,401.27934210000001,"lbs/day",1]
["LSwExt1",266,667.83828740000001,"lbs/day","LSwExt1",266,743.54167399999994,"lbs/day","LSwExt1",266,753.7879054,"lbs/day",1]
["LSwExt1",267,411.20326010000002,"lbs/day","LSwExt1",267,444.3557505,"lbs/day","LSwExt1",267,451.25038030000002,"lbs/day",1]
["LSwExt1",268,396.78578909999999,"lbs/day","LSwExt1",268,417.62984460000001,"lbs/day","LSwExt1",268,411.5653173,"lbs/day",1]
["LSwExt1",269,417.48542220000002,"lbs/day","LSwExt1",269,430.14640780000002,"lbs/day","LSwExt1",269,420.33761249999998,"lbs/day",1]
["LSwExt1",270,622.22795159999998,"lbs/day","LSwExt1",270,631.59508549999998,"lbs/day","LSwExt1",270,616.36360420000005,"lbs/day",1]
["LSwExt1",271,499.77638230000002,"lbs/day","LSwExt1",271,500.78503560000001,"lbs/day","LSwExt1",271,494.02138380000002,"lbs/day",1]
["LSwExt1",272,486.2173004,"lbs/day","LSwExt1",272,440.58675460000001,"lbs/day","LSwExt1",272,426.95655440000002,"lbs/day",1]
["LSwExt1",273,306.37686550000001,"lbs/day","LSwExt1",273,383.88677239999998,"lbs/day","LSwExt1",273,372.79420570000002,"lbs/day",1]
["LSwExt1",274,357.47132399999998,"lbs/day","LSwExt1",274,343.21177699999998,"lbs/day","LSwExt1",274,339.12914910000001,"lbs/day",1]
["LSwExt1",275,313.50341930000002,"lbs/day","LSwExt1",275,320.59815859999998,"lbs/day","LSwExt1",275,321.74968250000001,"lbs/day",1]
["LSwExt1",276,287.69129959999998,"lbs/day","LSwExt1",276,306.31224650000001,"lbs/day","LSwExt1",276,309.79997759999998,"lbs/day",1]
["LSwExt1",277,271.4429682,"lbs/day","LSwExt1",277,300.47457000000003,"lbs/day","LSwExt1",277,304.7751897,"lbs/day",1]
["LSwExt1",278,303.598996,"lbs/day","LSwExt1",278,316.37049080000003,"lbs/day","LSwExt1",278,326.80677809999997,"lbs/day",1]
["LSwExt1",279,283.13726789999998,"lbs/day","LSwExt1",279,296.79260720000002,"lbs/day","LSwExt1",279,306.65715119999999,"lbs/day",1]
["LSwExt1",280,278.82031110000003,"lbs/day","LSwExt1",280,286.4806107,"lbs/day","LSwExt1",280,296.46922599999999,"lbs/day",1]
["LSwExt1",281,268.79940929999998,"lbs/day","LSwExt1",281,279.95546610000002,"lbs/day","LSwExt1",281,289.5288127,"lbs/day",1]
["LSwExt1",282,267.70649179999998,"lbs/day","LSwExt1",282,278.99609709999999,"lbs/day","LSwExt1",282,287.34986659999998,"lbs/day",1]
["LSwExt1",283,284.56411250000002,"lbs/day","LSwExt1",283,295.37964160000001,"lbs/day","LSwExt1",283,300.73939569999999,"lbs/day",1]
["LSwExt1",284,368.60335800000001,"lbs/day","LSwExt1",284,386.83226230000002,"lbs/day","LSwExt1",284,401.14951559999997,"lbs/day",1]
["LSwExt1",285,464.2547884,"lbs/day","LSwExt1",285,494.92843299999998,"lbs/day","LSwExt1",285,520.57650639999997,"lbs/day",1]
["LSwExt1",286,389.93903719999997,"lbs/day","LSwExt1",286,410.36522359999998,"lbs/day","LSwExt1",286,430.05568090000003,"lbs/day",1]
["LSwExt1",287,350.03096169999998,"lbs/day","LSwExt1",287,362.17554460000002,"lbs/day","LSwExt1",287,375.97048050000001,"lbs/day",1]
["LSwExt1",288,365.95151570000002,"lbs/day","LSwExt1",288,368.37434150000001,"lbs/day","LSwExt1",288,378.80484109999998,"lbs/day",1]
["LSwExt1",289,1002.1406480000001,"lbs/day","LSwExt1",289,1093.1073610000001,"lbs/day","LSwExt1",289,1142.9599599999999,"lbs/day",1]
["LSwExt1",290,644.52916619999996,"lbs/day","LSwExt1",290,650.91128000000003,"lbs/day","LSwExt1",290,658.18571850000001,"lbs/day",1]
["LSwExt1",291,586.18187399999999,"lbs/day","LSwExt1",291,575.46625329999995,"lbs/day","LSwExt1",291,561.73269440000001,"lbs/day",1]
["LSwExt1",292,493.36636579999998,"lbs/day","LSwExt1",292,482.77106070000002,"lbs/day","LSwExt1",292,470.03187409999998,"lbs/day",1]
["LSwExt1",293,432.22682680000003,"lbs/day","LSwExt1",293,423.56003679999998,"lbs/day","LSwExt1",293,415.70025229999999,"lbs/day",1]
["LSwExt1",294,390.0693905,"lbs/day","LSwExt1",294,385.1515867,"lbs/day","LSwExt1",294,381.85871450000002,"lbs/day",1]
["LSwExt1",295,372.64171279999999,"lbs/day","LSwExt1",295,371.69067610000002,"lbs/day","LSwExt1",295,371.0300805,"lbs/day",{"$f":"IF(ISNUMBER(C39428),IF(AVERAGE(C39428,G39428,K39428)<>MAX(C39428,G39428,K39428),1,0),\"\")","v":1}]
["LSwExt1",296,453.54717169999998,"lbs/day","LSwExt1",296,463.41307749999999,"lbs/day","LSwExt1",296,478.76072699999997,"lbs/day",1]
["LSwExt1",297,382.15663519999998,"lbs/day","LSwExt1",297,387.02220390000002,"lbs/day","LSwExt1",297,395.82813959999999,"lbs/day",1]
["LSwExt1",298,388.00442629999998,"lbs/day","LSwExt1",298,388.81054540000002,"lbs/day","LSwExt1",298,395.52734570000001,"lbs/day",1]
["LSwExt1",299,826.19399929999997,"lbs/day","LSwExt1",299,850.42174799999998,"lbs/day","LSwExt1",299,877.33462959999997,"lbs/day",1]
["LSwExt1",300,563.13070440000001,"lbs/day","LSwExt1",300,574.21940789999996,"lbs/day","LSwExt1",300,581.01580449999994,"lbs/day",1]
["LSwExt1",301,509.97863410000002,"lbs/day","LSwExt1",301,510.20333520000003,"lbs/day","LSwExt1",301,504.89314150000001,"lbs/day",1]
["LSwExt1",302,445.73774939999998,"lbs/day","LSwExt1",302,443.30735190000001,"lbs/day","LSwExt1",302,437.95764809999997,"lbs/day",1]
["LSwExt1",303,402.43389189999999,"lbs/day","LSwExt1",303,400.36893529999998,"lbs/day","LSwExt1",303,397.63249480000002,"lbs/day",1]
["LSwExt1",304,376.58998530000002,"lbs/day","LSwExt1",304,375.77612049999999,"lbs/day","LSwExt1",304,375.43516790000001,"lbs/day",1]
["LSwExt1",305,356.64644340000001,"lbs/day","LSwExt1",305,356.77326590000001,"lbs/day","LSwExt1",305,358.43645729999997,"lbs/day",1]
["LSwExt1",306,342.9321309,"lbs/day","LSwExt1",306,343.81014019999998,"lbs/day","LSwExt1",306,346.68743480000001,"lbs/day",1]
["LSwExt1",307,334.12547269999999,"lbs/day","LSwExt1",307,335.16986250000002,"lbs/day","LSwExt1",307,338.54397549999999,"lbs/day",1]
["LSwExt1",308,332.6209715,"lbs/day","LSwExt1",308,333.9921951,"lbs/day","LSwExt1",308,337.05467750000003,"lbs/day",1]
["LSwExt1",309,357.98703030000001,"lbs/day","LSwExt1",309,360.84818940000002,"lbs/day","LSwExt1",309,363.57924220000001,"lbs/day",1]
["LSwExt1",310,606.31726089999995,"lbs/day","LSwExt1",310,620.04094850000001,"lbs/day","LSwExt1",310,643.86094920000005,"lbs/day",1]
["LSwExt1",311,438.92460340000002,"lbs/day","LSwExt1",311,447.31852720000001,"lbs/day","LSwExt1",311,459.11366199999998,"lbs/day",1]
["LSwExt1",312,420.84066510000002,"lbs/day","LSwExt1",312,427.99086840000001,"lbs/day","LSwExt1",312,435.32035990000003,"lbs/day",1]
["LSwExt1",313,409.75760869999999,"lbs/day","LSwExt1",313,414.4146844,"lbs/day","LSwExt1",313,416.81971140000002,"lbs/day",1]
["LSwExt1",314,487.86724570000001,"lbs/day","LSwExt1",314,495.5286448,"lbs/day","LSwExt1",314,504.6586451,"lbs/day",1]
["LSwExt1",315,478.4419125,"lbs/day","LSwExt1",315,481.85794979999997,"lbs/day","LSwExt1",315,486.4337165,"lbs/day",1]
["LSwExt1",316,639.31276960000002,"lbs/day","LSwExt1",316,646.40635889999999,"lbs/day","LSwExt1",316,653.66187000000002,"lbs/day",1]
["LSwExt1",317,699.83499389999997,"lbs/day","LSwExt1",317,699.47456279999994,"lbs/day","LSwExt1",317,697.26276940000002,"lbs/day",1]
["LSwExt1",318,590.85085619999995,"lbs/day","LSwExt1",318,592.28228690000003,"lbs/day","LSwExt1",318,580.58857520000004,"lbs/day",1]
["LSwExt1",319,505.55079990000002,"lbs/day","LSwExt1",319,500.59647469999999,"lbs/day","LSwExt1",319,488.9202836,"lbs/day",1]
["LSwExt1",320,545.6300397,"lbs/day","LSwExt1",320,547.17647069999998,"lbs/day","LSwExt1",320,547.44918240000004,"lbs/day",1]
["LSwExt1",321,755.60057900000004,"lbs/day","LSwExt1",321,752.44352809999998,"lbs/day","LSwExt1",321,757.53992549999998,"lbs/day",1]
["LSwExt1",322,581.78172099999995,"lbs/day","LSwExt1",322,580.46344820000002,"lbs/day","LSwExt1",322,582.9761628,"lbs/day",1]
["LSwExt1",323,458.9856322,"lbs/day","LSwExt1",323,457.03156460000002,"lbs/day","LSwExt1",323,460.91467669999997,"lbs/day",1]
["LSwExt1",324,408.7205156,"lbs/day","LSwExt1",324,407.8809531,"lbs/day","LSwExt1",324,413.64893519999998,"lbs/day",1]
["LSwExt1",325,391.5365238,"lbs/day","LSwExt1",325,391.68739190000002,"lbs/day","LSwExt1",325,398.27524490000002,"lbs/day",1]
["LSwExt1",326,713.93716380000001,"lbs/day","LSwExt1",326,733.04370960000006,"lbs/day","LSwExt1",326,764.80692369999997,"lbs/day",1]
["LSwExt1",327,487.15570639999999,"lbs/day","LSwExt1",327,492.28628809999998,"lbs/day","LSwExt1",327,499.43361520000002,"lbs/day",1]
["LSwExt1",328,419.3148084,"lbs/day","LSwExt1",328,420.6186328,"lbs/day","LSwExt1",328,424.85951299999999,"lbs/day",1]
["LSwExt1",329,387.9214442,"lbs/day","LSwExt1",329,389.01898340000002,"lbs/day","LSwExt1",329,393.69438430000002,"lbs/day",1]
["LSwExt1",330,378.83633409999999,"lbs/day","LSwExt1",330,380.63099469999997,"lbs/day","LSwExt1",330,385.79545639999998,"lbs/day",1]
["LSwExt1",331,580.05996149999999,"lbs/day","LSwExt1",331,596.62069169999995,"lbs/day","LSwExt1",331,619.16135099999997,"lbs/day",1]
["LSwExt1",332,439.52713230000001,"lbs/day","LSwExt1",332,445.70690769999999,"lbs/day","LSwExt1",332,453.37458950000001,"lbs/day",1]
["LSwExt1",333,458.78840179999997,"lbs/day","LSwExt1",333,464.58238720000003,"lbs/day","LSwExt1",333,473.9563991,"lbs/day",1]
["LSwExt1",334,395.77589699999999,"lbs/day","LSwExt1",334,398.10101839999999,"lbs/day","LSwExt1",334,402.64678040000001,"lbs/day",1]
["LSwExt1",335,371.65362040000002,"lbs/day","LSwExt1",335,373.34064369999999,"lbs/day","LSwExt1",335,377.12684730000001,"lbs/day",1]
["LSwExt1",336,365.7628057,"lbs/day","LSwExt1",336,364.87598029999998,"lbs/day","LSwExt1",336,368.80849569999998,"lbs/day",1]
["LSwExt1",337,445.44293859999999,"lbs/day","LSwExt1",337,454.28578049999999,"lbs/day","LSwExt1",337,464.05243940000003,"lbs/day",1]
["LSwExt1",338,394.32143250000001,"lbs/day","LSwExt1",338,399.49510040000001,"lbs/day","LSwExt1",338,404.49593060000001,"lbs/day",1]
["LSwExt1",339,445.03945959999999,"lbs/day","LSwExt1",339,453.21462289999999,"lbs/day","LSwExt1",339,463.37551830000001,"lbs/day",1]
["LSwExt1",340,398.625651,"lbs/day","LSwExt1",340,403.64179990000002,"lbs/day","LSwExt1",340,409.59022210000001,"lbs/day",1]
["LSwExt1",341,370.66659929999997,"lbs/day","LSwExt1",341,374.03482170000001,"lbs/day","LSwExt1",341,378.17239360000002,"lbs/day",1]
["LSwExt1",342,355.51443449999999,"lbs/day","LSwExt1",342,357.96114189999997,"lbs/day","LSwExt1",342,361.07265869999998,"lbs/day",1]
["LSwExt1",343,344.93878510000002,"lbs/day","LSwExt1",343,346.93691619999998,"lbs/day","LSwExt1",343,349.71542870000002,"lbs/day",1]
["LSwExt1",344,340.90763939999999,"lbs/day","LSwExt1",344,342.3378677,"lbs/day","LSwExt1",344,344.4022496,"lbs/day",1]
["LSwExt1",345,364.11901810000001,"lbs/day","LSwExt1",345,365.39681539999998,"lbs/day","LSwExt1",345,363.53843490000003,"lbs/day",1]
["LSwExt1",346,760.54309609999996,"lbs/day","LSwExt1",346,769.65049090000002,"lbs/day","LSwExt1",346,798.02838680000002,"lbs/day",1]
["LSwExt1",347,562.51700189999997,"lbs/day","LSwExt1",347,571.53888040000004,"lbs/day","LSwExt1",347,575.86248899999998,"lbs/day",1]
["LSwExt1",348,836.35461250000003,"lbs/day","LSwExt1",348,838.77779009999995,"lbs/day","LSwExt1",348,841.02991180000004,"lbs/day",1]
["LSwExt1",349,570.27176050000003,"lbs/day","LSwExt1",349,566.84958440000003,"lbs/day","LSwExt1",349,560.07181509999998,"lbs/day",1]
["LSwExt1",350,582.27351380000005,"lbs/day","LSwExt1",350,582.27924069999995,"lbs/day","LSwExt1",350,584.19002350000005,"lbs/day",1]
["LSwExt1",351,442.11377679999998,"lbs/day","LSwExt1",351,440.1098614,"lbs/day","LSwExt1",351,440.98531930000001,"lbs/day",1]
["LSwExt1",352,404.03918490000001,"lbs/day","LSwExt1",352,402.5549666,"lbs/day","LSwExt1",352,404.28532919999998,"lbs/day",1]
["LSwExt1",353,391.62445309999998,"lbs/day","LSwExt1",353,389.98311530000001,"lbs/day","LSwExt1",353,391.5267556,"lbs/day",1]
["LSwExt1",354,849.72410060000004,"lbs/day","LSwExt1",354,881.57647110000005,"lbs/day","LSwExt1",354,919.84852390000003,"lbs/day",1]
["LSwExt1",355,508.31094030000003,"lbs/day","LSwExt1",355,517.95563049999998,"lbs/day","LSwExt1",355,523.21509189999995,"lbs/day",1]
["LSwExt1",356,446.44463300000001,"lbs/day","LSwExt1",356,451.43562400000002,"lbs/day","LSwExt1",356,452.19417090000002,"lbs/day",1]
["LSwExt1",357,403.15853220000002,"lbs/day","LSwExt1",357,408.39498509999999,"lbs/day","LSwExt1",357,410.56651859999999,"lbs/day",1]
["LSwExt1",358,390.43053149999997,"lbs/day","LSwExt1",358,396.2439354,"lbs/day","LSwExt1",358,399.03720149999998,"lbs/day",1]
["LSwExt1",359,734.84760070000004,"lbs/day","LSwExt1",359,760.95569469999998,"lbs/day","LSwExt1",359,793.76754219999998,"lbs/day",{"$f":"IF(ISNUMBER(C39492),IF(AVERAGE(C39492,G39492,K39492)<>MAX(C39492,G39492,K39492),1,0),\"\")","v":1}]
["LSwExt1",360,474.54869960000002,"lbs/day","LSwExt1",360,484.14559100000002,"lbs/day","LSwExt1",360,489.80219620000003,"lbs/day",1]
["LSwExt1",361,428.98061269999999,"lbs/day","LSwExt1",361,435.4057555,"lbs/day","LSwExt1",361,436.71108629999998,"lbs/day",1]
["LSwExt1",362,393.78690560000001,"lbs/day","LSwExt1",362,399.09343910000001,"lbs/day","LSwExt1",362,401.00526580000002,"lbs/day",1]
["LSwExt1",363,376.20811980000002,"lbs/day","LSwExt1",363,381.54487599999999,"lbs/day","LSwExt1",363,384.33076039999997,"lbs/day",1]
["LSwExt1",364,369.23923150000002,"lbs/day","LSwExt1",364,375.07962129999999,"lbs/day","LSwExt1",364,377.70421279999999,"lbs/day",1]
["LSwExt1",365,436.7047877,"lbs/day","LSwExt1",365,452.18874949999997,"lbs/day","LSwExt1",365,459.11041660000001,"lbs/day"]

{"sheet":"Model Input Data","index":5,"n_rows":9323,"n_cols":13,"rows_kept":4500,"cut":true,"hidden":false,"merged":[],"bounds":{"rows_first":2000,"rows_last":500,"rows_between":2000,"halvings":0}}
["Wading3Mile_bmpsTN2002","Wading3Mile_bmpsTN2002","Wading3Mile_bmpsTN2002","Wading3Mile_bmpsTN2002","Wadi_2","Wadi_2","Wadi_2","Wadi_2","Wadi_3","Wadi_3","Wadi_3","Wadi_3","Data Difference"]
["Variable","Identifier","Value","Units","Variable","Identifier","Value","Units","Variable","Identifier","Value","Units"]
["AvgAnnualPrecip","None",42.05,"total inches per year","AvgAnnualPrecip","None",46.258000000000003,"total inches per year","AvgAnnualPrecip","None",50.286999999999999,"total inches per year",{"$f":"IF(ISNUMBER(C3),IF(AVERAGE(C3,G3,K3)<>MAX(C3,G3,K3),1,0),\"\")","v":1}]
["AvgTemp","None",52.697000000000003,"deg F","AvgTemp","None",57.097000000000001,"deg F","AvgTemp","None",58.896999999999998,"deg F",{"$f":"IF(ISNUMBER(C4),IF(AVERAGE(C4,G4,K4)<>MAX(C4,G4,K4),1,0),\"\")","v":1}]
["NDateHydro","None",365,"time steps in model","NDateHydro","None",365,"time steps in model","NDateHydro","None",365,"time steps in model",0]
["Dt","None",1,"days in time step","Dt","None",1,"days in time step","Dt","None",1,"days in time step",0]
["NLu","None",16,"# HRUs","NLu","None",16,"# HRUs","NLu","None",16,"# HRUs",0]
["NLuName",1,"forest sand","-","NLuName",1,"forest sand","-","NLuName",1,"forest sand","-",""]
["NLuName",2,"open nonres sand","-","NLuName",2,"open nonres sand","-","NLuName",2,"open nonres sand","-",""]
["NLuName",3,"MLD res sand","-","NLuName",3,"MLD res sand","-","NLuName",3,"MLD res sand","-",""]
["NLuName",4,"MHHD resid sand","-","NLuName",4,"MHHD resid sand","-","NLuName",4,"MHHD resid sand","-",""]
["NLuName",5,"comindtr sand","-","NLuName",5,"comindtr sand","-","NLuName",5,"comindtr sand","-",""]
["NLuName",6,"ag sand","-","NLuName",6,"ag sand","-","NLuName",6,"ag sand","-",""]
["NLuName",7,"forest till","-","NLuName",7,"forest till","-","NLuName",7,"forest till","-",""]
["NLuName",8,"open nonres till","-","NLuName",8,"open nonres till","-","NLuName",8,"open nonres till","-",""]
["NLuName",9,"MLD res till","-","NLuName",9,"MLD res till","-","NLuName",9,"MLD res till","-",""]
["NLuName",10,"MHHD resid till","-","NLuName",10,"MHHD resid till","-","NLuName",10,"MHHD resid till","-",""]
["NLuName",11,"comindtr till","-","NLuName",11,"comindtr till","-","NLuName",11,"comindtr till","-",""]
["NLuName",12,"ag till","-","NLuName",12,"ag till","-","NLuName",12,"ag till","-",""]
["NLuName",13,"cranberry bog","-","NLuName",13,"cranberry bog","-","NLuName",13,"cranberry bog","-",""]
["NLuName",14,"forested wetland","-","NLuName",14,"forested wetland","-","NLuName",14,"forested wetland","-",""]
["NLuName",15,"nonforested wetlnd","-","NLuName",15,"nonforested wetlnd","-","NLuName",15,"nonforested wetlnd","-",""]
["NLuName",16,"water","-","NLuName",16,"water","-","NLuName",16,"water","-",""]
["ALuBase",1,13646.96783,"acre","ALuBase",1,13646.96783,"acre","ALuBase",1,13646.96783,"acre",0]
["ALuBase",2,2296.364779,"acre","ALuBase",2,2296.364779,"acre","ALuBase",2,2296.364779,"acre",0]
["ALuBase",3,5948.6782860000003,"acre","ALuBase",3,5948.6782860000003,"acre","ALuBase",3,5948.6782860000003,"acre",0]
["ALuBase",4,973.22126370000001,"acre","ALuBase",4,973.22126370000001,"acre","ALuBase",4,973.22126370000001,"acre",0]
["ALuBase",5,2536.9363279999998,"acre","ALuBase",5,2536.9363279999998,"acre","ALuBase",5,2536.9363279999998,"acre",0]
["ALuBase",6,634.23408189999998,"acre","ALuBase",6,634.23408189999998,"acre","ALuBase",6,634.23408189999998,"acre",0]
["ALuBase",7,12553.460789999999,"acre","ALuBase",7,12553.460789999999,"acre","ALuBase",7,12553.460789999999,"acre",0]
["ALuBase",8,1082.571968,"acre","ALuBase",8,1082.571968,"acre","ALuBase",8,1082.571968,"acre",0]
["ALuBase",9,2821.248157,"acre","ALuBase",9,2821.248157,"acre","ALuBase",9,2821.248157,"acre",0]
["ALuBase",10,448.33788550000003,"acre","ALuBase",10,448.33788550000003,"acre","ALuBase",10,448.33788550000003,"acre",0]
["ALuBase",11,1104.442108,"acre","ALuBase",11,1104.442108,"acre","ALuBase",11,1104.442108,"acre",0]
["ALuBase",12,240.57154829999999,"acre","ALuBase",12,240.57154829999999,"acre","ALuBase",12,240.57154829999999,"acre",0]
["ALuBase",13,98.415633400000004,"acre","ALuBase",13,98.415633400000004,"acre","ALuBase",13,98.415633400000004,"acre",0]
["ALuBase",14,6473.5616639999998,"acre","ALuBase",14,6473.5616639999998,"acre","ALuBase",14,6473.5616639999998,"acre",0]
["ALuBase",15,2132.3387240000002,"acre","ALuBase",15,2132.3387240000002,"acre","ALuBase",15,2132.3387240000002,"acre",0]
["ALuBase",16,1330.475287,"acre","ALuBase",16,1330.475287,"acre","ALuBase",16,1330.475287,"acre",0]
["EIALu",1,0,"fraction","EIALu",1,0,"fraction","EIALu",1,0,"fraction",0]
["EIALu",2,4.2625000000000003E-2,"fraction","EIALu",2,4.2625000000000003E-2,"fraction","EIALu",2,4.2625000000000003E-2,"fraction",0]
["EIALu",3,4.4001999999999999E-2,"fraction","EIALu",3,4.4001999999999999E-2,"fraction","EIALu",3,4.4001999999999999E-2,"fraction",0]
["EIALu",4,0.153117,"fraction","EIALu",4,0.153117,"fraction","EIALu",4,0.153117,"fraction",0]
["EIALu",5,0.65720199999999995,"fraction","EIALu",5,0.65720199999999995,"fraction","EIALu",5,0.65720199999999995,"fraction",0]
["EIALu",6,0,"fraction","EIALu",6,0,"fraction","EIALu",6,0,"fraction",0]
["EIALu",7,0,"fraction","EIALu",7,0,"fraction","EIALu",7,0,"fraction",0]
["EIALu",8,4.3409999999999997E-2,"fraction","EIALu",8,4.3409999999999997E-2,"fraction","EIALu",8,4.3409999999999997E-2,"fraction",0]
["EIALu",9,4.4025000000000002E-2,"fraction","EIALu",9,4.4025000000000002E-2,"fraction","EIALu",9,4.4025000000000002E-2,"fraction",0]
["EIALu",10,0.14929799999999999,"fraction","EIALu",10,0.14929799999999999,"fraction","EIALu",10,0.14929799999999999,"fraction",0]
["EIALu",11,0.657918,"fraction","EIALu",11,0.657918,"fraction","EIALu",11,0.657918,"fraction",0]
["EIALu",12,0,"fraction","EIALu",12,0,"fraction","EIALu",12,0,"fraction",0]
["EIALu",13,0,"fraction","EIALu",13,0,"fraction","EIALu",13,0,"fraction",0]
["EIALu",14,0,"fraction","EIALu",14,0,"fraction","EIALu",14,0,"fraction",0]
["EIALu",15,0,"fraction","EIALu",15,0,"fraction","EIALu",15,0,"fraction",0]
["EIALu",16,0,"fraction","EIALu",16,0,"fraction","EIALu",16,0,"fraction",0]
["InfiltLu",1,9.5,"in/hr","InfiltLu",1,9.5,"in/hr","InfiltLu",1,9.5,"in/hr",0]
["InfiltLu",2,8.4550000000000001,"in/hr","InfiltLu",2,8.4550000000000001,"in/hr","InfiltLu",2,8.4550000000000001,"in/hr",0]
["InfiltLu",3,8.0749999999999993,"in/hr","InfiltLu",3,8.0749999999999993,"in/hr","InfiltLu",3,8.0749999999999993,"in/hr",0]
["InfiltLu",4,5.95,"in/hr","InfiltLu",4,5.95,"in/hr","InfiltLu",4,5.95,"in/hr",0]
["InfiltLu",5,3.08,"in/hr","InfiltLu",5,3.08,"in/hr","InfiltLu",5,3.08,"in/hr",0]
["InfiltLu",6,8.01,"in/hr","InfiltLu",6,8.01,"in/hr","InfiltLu",6,8.01,"in/hr",0]
["InfiltLu",7,0.93799999999999994,"in/hr","InfiltLu",7,0.93799999999999994,"in/hr","InfiltLu",7,0.93799999999999994,"in/hr",0]
["InfiltLu",8,0.83199999999999996,"in/hr","InfiltLu",8,0.83199999999999996,"in/hr","InfiltLu",8,0.83199999999999996,"in/hr",0]
["InfiltLu",9,0.80600000000000005,"in/hr","InfiltLu",9,0.80600000000000005,"in/hr","InfiltLu",9,0.80600000000000005,"in/hr",0]
["InfiltLu",10,0.60499999999999998,"in/hr","InfiltLu",10,0.60499999999999998,"in/hr","InfiltLu",10,0.60499999999999998,"in/hr",0]
["InfiltLu",11,0.33600000000000002,"in/hr","InfiltLu",11,0.33600000000000002,"in/hr","InfiltLu",11,0.33600000000000002,"in/hr",0]
["InfiltLu",12,0.76800000000000002,"in/hr","InfiltLu",12,0.76800000000000002,"in/hr","InfiltLu",12,0.76800000000000002,"in/hr",0]
["InfiltLu",13,0.2,"in/hr","InfiltLu",13,0.2,"in/hr","InfiltLu",13,0.2,"in/hr",{"$f":"IF(ISNUMBER(C68),IF(AVERAGE(C68,G68,K68)<>MAX(C68,G68,K68),1,0),\"\")","v":0}]
["InfiltLu",14,0.2,"in/hr","InfiltLu",14,0.2,"in/hr","InfiltLu",14,0.2,"in/hr",0]
["InfiltLu",15,0.2,"in/hr","InfiltLu",15,0.2,"in/hr","InfiltLu",15,0.2,"in/hr",0]
["InfiltLu",16,9.5,"in/hr","InfiltLu",16,9.5,"in/hr","InfiltLu",16,9.5,"in/hr",0]
["Database_HRUID",1,1,"-","Database_HRUID",1,1,"-","Database_HRUID",1,1,"-",0]
["Database_HRUID",2,2,"-","Database_HRUID",2,2,"-","Database_HRUID",2,2,"-",0]
["Database_HRUID",3,3,"-","Database_HRUID",3,3,"-","Database_HRUID",3,3,"-",0]
["Database_HRUID",4,6,"-","Database_HRUID",4,6,"-","Database_HRUID",4,6,"-",0]
["Database_HRUID",5,7,"-","Database_HRUID",5,7,"-","Database_HRUID",5,7,"-",0]
["Database_HRUID",6,8,"-","Database_HRUID",6,8,"-","Database_HRUID",6,8,"-",0]
["Database_HRUID",7,9,"-","Database_HRUID",7,9,"-","Database_HRUID",7,9,"-",0]
["Database_HRUID",8,10,"-","Database_HRUID",8,10,"-","Database_HRUID",8,10,"-",0]
["Database_HRUID",9,11,"-","Database_HRUID",9,11,"-","Database_HRUID",9,11,"-",0]
["Database_HRUID",10,14,"-","Database_HRUID",10,14,"-","Database_HRUID",10,14,"-",0]
["Database_HRUID",11,15,"-","Database_HRUID",11,15,"-","Database_HRUID",11,15,"-",0]
["Database_HRUID",12,16,"-","Database_HRUID",12,16,"-","Database_HRUID",12,16,"-",0]
["Database_HRUID",13,17,"-","Database_HRUID",13,17,"-","Database_HRUID",13,17,"-",0]
["Database_HRUID",14,18,"-","Database_HRUID",14,18,"-","Database_HRUID",14,18,"-",0]
["Database_HRUID",15,19,"-","Database_HRUID",15,19,"-","Database_HRUID",15,19,"-",0]
["Database_HRUID",16,100,"-","Database_HRUID",16,100,"-","Database_HRUID",16,100,"-",0]
["BMPName",1,"Infiltration Basin","-","BMPName",1,"Infiltration Basin","-","BMPName",1,"Infiltration Basin","-",""]
["BMPDesignDepth",1,0.6,"in","BMPDesignDepth",1,0.6,"in","BMPDesignDepth",1,0.6,"in",0]
["DecayRate1",1,0.42,"1/hr","DecayRate1",1,0.42,"1/hr","DecayRate1",1,0.42,"1/hr",0]
["BMPManagedA",1,1,"acre","BMPManagedA",1,1,"acre","BMPManagedA",1,1,"acre",0]
["BMPSettlingV",1,null,"1/s","BMPSettlingV",1,null,"1/s","BMPSettlingV",1,null,"1/s",""]
["AgCN",1,null,"unitless","AgCN",1,null,"unitless","AgCN",1,null,"unitless",""]
["AgCN",2,null,"unitless","AgCN",2,null,"unitless","AgCN",2,null,"unitless",""]
["AgCN",3,null,"unitless","AgCN",3,null,"unitless","AgCN",3,null,"unitless",""]
["AgCN",4,null,"unitless","AgCN",4,null,"unitless","AgCN",4,null,"unitless",""]
["AgCN",5,null,"unitless","AgCN",5,null,"unitless","AgCN",5,null,"unitless",""]
["AgCN",6,null,"unitless","AgCN",6,null,"unitless","AgCN",6,null,"unitless",""]
["AgCN",7,null,"unitless","AgCN",7,null,"unitless","AgCN",7,null,"unitless",""]
["AgCN",8,null,"unitless","AgCN",8,null,"unitless","AgCN",8,null,"unitless",""]
["AgCN",9,null,"unitless","AgCN",9,null,"unitless","AgCN",9,null,"unitless",""]
["AgCN",10,null,"unitless","AgCN",10,null,"unitless","AgCN",10,null,"unitless",""]
["AgCN",11,null,"unitless","AgCN",11,null,"unitless","AgCN",11,null,"unitless",""]
["AgCN",12,null,"unitless","AgCN",12,null,"unitless","AgCN",12,null,"unitless",""]
["AgCN",13,null,"unitless","AgCN",13,null,"unitless","AgCN",13,null,"unitless",""]
["AgCN",14,null,"unitless","AgCN",14,null,"unitless","AgCN",14,null,"unitless",""]
["AgCN",15,null,"unitless","AgCN",15,null,"unitless","AgCN",15,null,"unitless",""]
["AgCN",16,null,"unitless","AgCN",16,null,"unitless","AgCN",16,null,"unitless",""]
["AgFLength",1,null,"feet","AgFLength",1,null,"feet","AgFLength",1,null,"feet",""]
["AgFLength",2,null,"feet","AgFLength",2,null,"feet","AgFLength",2,null,"feet",""]
["AgFLength",3,null,"feet","AgFLength",3,null,"feet","AgFLength",3,null,"feet",""]
["AgFLength",4,null,"feet","AgFLength",4,null,"feet","AgFLength",4,null,"feet",""]
["AgFLength",5,null,"feet","AgFLength",5,null,"feet","AgFLength",5,null,"feet",""]
["AgFLength",6,null,"feet","AgFLength",6,null,"feet","AgFLength",6,null,"feet",""]
["AgFLength",7,null,"feet","AgFLength",7,null,"feet","AgFLength",7,null,"feet",""]
["AgFLength",8,null,"feet","AgFLength",8,null,"feet","AgFLength",8,null,"feet",""]
["AgFLength",9,null,"feet","AgFLength",9,null,"feet","AgFLength",9,null,"feet",""]
["AgFLength",10,null,"feet","AgFLength",10,null,"feet","AgFLength",10,null,"feet",""]
["AgFLength",11,null,"feet","AgFLength",11,null,"feet","AgFLength",11,null,"feet",""]
["AgFLength",12,null,"feet","AgFLength",12,null,"feet","AgFLength",12,null,"feet",""]
["AgFLength",13,null,"feet","AgFLength",13,null,"feet","AgFLength",13,null,"feet",""]
["AgFLength",14,null,"feet","AgFLength",14,null,"feet","AgFLength",14,null,"feet",""]
["AgFLength",15,null,"feet","AgFLength",15,null,"feet","AgFLength",15,null,"feet",""]
["AgFLength",16,null,"feet","AgFLength",16,null,"feet","AgFLength",16,null,"feet",""]
["AgSurfStorage",1,null,"in","AgSurfStorage",1,null,"in","AgSurfStorage",1,null,"in",""]
["AgSurfStorage",2,null,"in","AgSurfStorage",2,null,"in","AgSurfStorage",2,null,"in",""]
["AgSurfStorage",3,null,"in","AgSurfStorage",3,null,"in","AgSurfStorage",3,null,"in",""]
["AgSurfStorage",4,null,"in","AgSurfStorage",4,null,"in","AgSurfStorage",4,null,"in",""]
["AgSurfStorage",5,null,"in","AgSurfStorage",5,null,"in","AgSurfStorage",5,null,"in",""]
["AgSurfStorage",6,null,"in","AgSurfStorage",6,null,"in","AgSurfStorage",6,null,"in",""]
["AgSurfStorage",7,null,"in","AgSurfStorage",7,null,"in","AgSurfStorage",7,null,"in",""]
["AgSurfStorage",8,null,"in","AgSurfStorage",8,null,"in","AgSurfStorage",8,null,"in",{"$f":"IF(ISNUMBER(C132),IF(AVERAGE(C132,G132,K132)<>MAX(C132,G132,K132),1,0),\"\")","v":""}]
["AgSurfStorage",9,null,"in","AgSurfStorage",9,null,"in","AgSurfStorage",9,null,"in",""]
["AgSurfStorage",10,null,"in","AgSurfStorage",10,null,"in","AgSurfStorage",10,null,"in",""]
["AgSurfStorage",11,null,"in","AgSurfStorage",11,null,"in","AgSurfStorage",11,null,"in",""]
["AgSurfStorage",12,null,"in","AgSurfStorage",12,null,"in","AgSurfStorage",12,null,"in",""]
["AgSurfStorage",13,null,"in","AgSurfStorage",13,null,"in","AgSurfStorage",13,null,"in",""]
["AgSurfStorage",14,null,"in","AgSurfStorage",14,null,"in","AgSurfStorage",14,null,"in",""]
["AgSurfStorage",15,null,"in","AgSurfStorage",15,null,"in","AgSurfStorage",15,null,"in",""]
["AgSurfStorage",16,null,"in","AgSurfStorage",16,null,"in","AgSurfStorage",16,null,"in",""]
["AgManningsN",1,null,"unitless","AgManningsN",1,null,"unitless","AgManningsN",1,null,"unitless",""]
["AgManningsN",2,null,"unitless","AgManningsN",2,null,"unitless","AgManningsN",2,null,"unitless",""]
["AgManningsN",3,null,"unitless","AgManningsN",3,null,"unitless","AgManningsN",3,null,"unitless",""]
["AgManningsN",4,null,"unitless","AgManningsN",4,null,"unitless","AgManningsN",4,null,"unitless",""]
["AgManningsN",5,null,"unitless","AgManningsN",5,null,"unitless","AgManningsN",5,null,"unitless",""]
["AgManningsN",6,null,"unitless","AgManningsN",6,null,"unitless","AgManningsN",6,null,"unitless",""]
["AgManningsN",7,null,"unitless","AgManningsN",7,null,"unitless","AgManningsN",7,null,"unitless",""]
["AgManningsN",8,null,"unitless","AgManningsN",8,null,"unitless","AgManningsN",8,null,"unitless",""]
["AgManningsN",9,null,"unitless","AgManningsN",9,null,"unitless","AgManningsN",9,null,"unitless",""]
["AgManningsN",10,null,"unitless","AgManningsN",10,null,"unitless","AgManningsN",10,null,"unitless",""]
["AgManningsN",11,null,"unitless","AgManningsN",11,null,"unitless","AgManningsN",11,null,"unitless",""]
["AgManningsN",12,null,"unitless","AgManningsN",12,null,"unitless","AgManningsN",12,null,"unitless",""]
["AgManningsN",13,null,"unitless","AgManningsN",13,null,"unitless","AgManningsN",13,null,"unitless",""]
["AgManningsN",14,null,"unitless","AgManningsN",14,null,"unitless","AgManningsN",14,null,"unitless",""]
["AgManningsN",15,null,"unitless","AgManningsN",15,null,"unitless","AgManningsN",15,null,"unitless",""]
["AgManningsN",16,null,"unitless","AgManningsN",16,null,"unitless","AgManningsN",16,null,"unitless",""]
["AgOverlandSlope",1,null,"ft/ft","AgOverlandSlope",1,null,"ft/ft","AgOverlandSlope",1,null,"ft/ft",""]
["AgOverlandSlope",2,null,"ft/ft","AgOverlandSlope",2,null,"ft/ft","AgOverlandSlope",2,null,"ft/ft",""]
["AgOverlandSlope",3,null,"ft/ft","AgOverlandSlope",3,null,"ft/ft","AgOverlandSlope",3,null,"ft/ft",""]
["AgOverlandSlope",4,null,"ft/ft","AgOverlandSlope",4,null,"ft/ft","AgOverlandSlope",4,null,"ft/ft",""]
["AgOverlandSlope",5,null,"ft/ft","AgOverlandSlope",5,null,"ft/ft","AgOverlandSlope",5,null,"ft/ft",""]
["AgOverlandSlope",6,null,"ft/ft","AgOverlandSlope",6,null,"ft/ft","AgOverlandSlope",6,null,"ft/ft",""]
["AgOverlandSlope",7,null,"ft/ft","AgOverlandSlope",7,null,"ft/ft","AgOverlandSlope",7,null,"ft/ft",""]
["AgOverlandSlope",8,null,"ft/ft","AgOverlandSlope",8,null,"ft/ft","AgOverlandSlope",8,null,"ft/ft",""]
["AgOverlandSlope",9,null,"ft/ft","AgOverlandSlope",9,null,"ft/ft","AgOverlandSlope",9,null,"ft/ft",""]
["AgOverlandSlope",10,null,"ft/ft","AgOverlandSlope",10,null,"ft/ft","AgOverlandSlope",10,null,"ft/ft",""]
["AgOverlandSlope",11,null,"ft/ft","AgOverlandSlope",11,null,"ft/ft","AgOverlandSlope",11,null,"ft/ft",""]
["AgOverlandSlope",12,null,"ft/ft","AgOverlandSlope",12,null,"ft/ft","AgOverlandSlope",12,null,"ft/ft",""]
["AgOverlandSlope",13,null,"ft/ft","AgOverlandSlope",13,null,"ft/ft","AgOverlandSlope",13,null,"ft/ft",""]
["AgOverlandSlope",14,null,"ft/ft","AgOverlandSlope",14,null,"ft/ft","AgOverlandSlope",14,null,"ft/ft",""]
["AgOverlandSlope",15,null,"ft/ft","AgOverlandSlope",15,null,"ft/ft","AgOverlandSlope",15,null,"ft/ft",""]
["AgOverlandSlope",16,null,"ft/ft","AgOverlandSlope",16,null,"ft/ft","AgOverlandSlope",16,null,"ft/ft",""]
["NLuSet","None",2,"# of HRU Sets","NLuSet","None",2,"# of HRU Sets","NLuSet","None",2,"# of HRU Sets",0]
["NLuSetName",1,"Land Area w/ Conservation","-","NLuSetName",1,"Land Area w/ Conservation","-","NLuSetName",1,"Land Area w/ Conservation","-",""]
["NLuSetName",2,"0.6'' Infiltration Basin","-","NLuSetName",2,"0.6'' Infiltration Basin","-","NLuSetName",2,"0.6'' Infiltration Basin","-",""]
["ALuMin","1;1",13646.96783,"acre","ALuMin","1;1",13646.96783,"acre","ALuMin","1;1",13646.96783,"acre",0]
["ALuMin","2;1",2296.364779,"acre","ALuMin","2;1",2296.364779,"acre","ALuMin","2;1",2296.364779,"acre",0]
["ALuMin","3;1",5948.6782860000003,"acre","ALuMin","3;1",5948.6782860000003,"acre","ALuMin","3;1",5948.6782860000003,"acre",0]
["ALuMin","4;1",973.22126370000001,"acre","ALuMin","4;1",973.22126370000001,"acre","ALuMin","4;1",973.22126370000001,"acre",0]
["ALuMin","5;1",2536.9363279999998,"acre","ALuMin","5;1",2536.9363279999998,"acre","ALuMin","5;1",2536.9363279999998,"acre",0]
["ALuMin","6;1",634.23408189999998,"acre","ALuMin","6;1",634.23408189999998,"acre","ALuMin","6;1",634.23408189999998,"acre",0]
["ALuMin","7;1",12553.460789999999,"acre","ALuMin","7;1",12553.460789999999,"acre","ALuMin","7;1",12553.460789999999,"acre",0]
["ALuMin","8;1",1082.571968,"acre","ALuMin","8;1",1082.571968,"acre","ALuMin","8;1",1082.571968,"acre",0]
["ALuMin","9;1",2821.248157,"acre","ALuMin","9;1",2821.248157,"acre","ALuMin","9;1",2821.248157,"acre",0]
["ALuMin","10;1",448.33788550000003,"acre","ALuMin","10;1",448.33788550000003,"acre","ALuMin","10;1",448.33788550000003,"acre",0]
["ALuMin","11;1",1104.442108,"acre","ALuMin","11;1",1104.442108,"acre","ALuMin","11;1",1104.442108,"acre",0]
["ALuMin","12;1",240.57154829999999,"acre","ALuMin","12;1",240.57154829999999,"acre","ALuMin","12;1",240.57154829999999,"acre",0]
["ALuMin","13;1",98.415633400000004,"acre","ALuMin","13;1",98.415633400000004,"acre","ALuMin","13;1",98.415633400000004,"acre",0]
["ALuMin","14;1",6473.5616639999998,"acre","ALuMin","14;1",6473.5616639999998,"acre","ALuMin","14;1",6473.5616639999998,"acre",0]
["ALuMin","15;1",2132.3387240000002,"acre","ALuMin","15;1",2132.3387240000002,"acre","ALuMin","15;1",2132.3387240000002,"acre",0]
["ALuMin","16;1",1330.475287,"acre","ALuMin","16;1",1330.475287,"acre","ALuMin","16;1",1330.475287,"acre",0]
["ALuMin","1;2",0,"acre","ALuMin","1;2",0,"acre","ALuMin","1;2",0,"acre",0]
["ALuMin","2;2",0,"acre","ALuMin","2;2",0,"acre","ALuMin","2;2",0,"acre",0]
["ALuMin","3;2",0,"acre","ALuMin","3;2",0,"acre","ALuMin","3;2",0,"acre",0]
["ALuMin","4;2",0,"acre","ALuMin","4;2",0,"acre","ALuMin","4;2",0,"acre",0]
["ALuMin","5;2",0,"acre","ALuMin","5;2",0,"acre","ALuMin","5;2",0,"acre",{"$f":"IF(ISNUMBER(C196),IF(AVERAGE(C196,G196,K196)<>MAX(C196,G196,K196),1,0),\"\")","v":0}]
["ALuMin","6;2",0,"acre","ALuMin","6;2",0,"acre","ALuMin","6;2",0,"acre",0]
["ALuMin","7;2",0,"acre","ALuMin","7;2",0,"acre","ALuMin","7;2",0,"acre",0]
["ALuMin","8;2",0,"acre","ALuMin","8;2",0,"acre","ALuMin","8;2",0,"acre",0]
["ALuMin","9;2",0,"acre","ALuMin","9;2",0,"acre","ALuMin","9;2",0,"acre",0]
["ALuMin","10;2",0,"acre","ALuMin","10;2",0,"acre","ALuMin","10;2",0,"acre",0]
["ALuMin","11;2",0,"acre","ALuMin","11;2",0,"acre","ALuMin","11;2",0,"acre",0]
["ALuMin","12;2",0,"acre","ALuMin","12;2",0,"acre","ALuMin","12;2",0,"acre",0]
["ALuMin","13;2",0,"acre","ALuMin","13;2",0,"acre","ALuMin","13;2",0,"acre",0]
["ALuMin","14;2",0,"acre","ALuMin","14;2",0,"acre","ALuMin","14;2",0,"acre",0]
["ALuMin","15;2",0,"acre","ALuMin","15;2",0,"acre","ALuMin","15;2",0,"acre",0]
["ALuMin","16;2",0,"acre","ALuMin","16;2",0,"acre","ALuMin","16;2",0,"acre",0]
["ALuMax","1;1",13646.96783,"acre","ALuMax","1;1",13646.96783,"acre","ALuMax","1;1",13646.96783,"acre",0]
["ALuMax","2;1",2296.364779,"acre","ALuMax","2;1",2296.364779,"acre","ALuMax","2;1",2296.364779,"acre",0]
["ALuMax","3;1",5948.6782860000003,"acre","ALuMax","3;1",5948.6782860000003,"acre","ALuMax","3;1",5948.6782860000003,"acre",0]
["ALuMax","4;1",973.22126370000001,"acre","ALuMax","4;1",973.22126370000001,"acre","ALuMax","4;1",973.22126370000001,"acre",0]
["ALuMax","5;1",2536.9363279999998,"acre","ALuMax","5;1",2536.9363279999998,"acre","ALuMax","5;1",2536.9363279999998,"acre",0]
["ALuMax","6;1",634.23408189999998,"acre","ALuMax","6;1",634.23408189999998,"acre","ALuMax","6;1",634.23408189999998,"acre",0]
["ALuMax","7;1",12553.460789999999,"acre","ALuMax","7;1",12553.460789999999,"acre","ALuMax","7;1",12553.460789999999,"acre",0]
["ALuMax","8;1",1082.571968,"acre","ALuMax","8;1",1082.571968,"acre","ALuMax","8;1",1082.571968,"acre",0]
["ALuMax","9;1",2821.248157,"acre","ALuMax","9;1",2821.248157,"acre","ALuMax","9;1",2821.248157,"acre",0]
["ALuMax","10;1",448.33788550000003,"acre","ALuMax","10;1",448.33788550000003,"acre","ALuMax","10;1",448.33788550000003,"acre",0]
["ALuMax","11;1",1104.442108,"acre","ALuMax","11;1",1104.442108,"acre","ALuMax","11;1",1104.442108,"acre",0]
["ALuMax","12;1",240.57154829999999,"acre","ALuMax","12;1",240.57154829999999,"acre","ALuMax","12;1",240.57154829999999,"acre",0]
["ALuMax","13;1",98.415633400000004,"acre","ALuMax","13;1",98.415633400000004,"acre","ALuMax","13;1",98.415633400000004,"acre",0]
["ALuMax","14;1",6473.5616639999998,"acre","ALuMax","14;1",6473.5616639999998,"acre","ALuMax","14;1",6473.5616639999998,"acre",0]
["ALuMax","15;1",2132.3387240000002,"acre","ALuMax","15;1",2132.3387240000002,"acre","ALuMax","15;1",2132.3387240000002,"acre",0]
["ALuMax","16;1",1330.475287,"acre","ALuMax","16;1",1330.475287,"acre","ALuMax","16;1",1330.475287,"acre",0]
["ALuMax","1;2",0,"acre","ALuMax","1;2",0,"acre","ALuMax","1;2",0,"acre",0]
["ALuMax","2;2",2296.364779,"acre","ALuMax","2;2",2296.364779,"acre","ALuMax","2;2",2296.364779,"acre",0]
["ALuMax","3;2",5948.6782860000003,"acre","ALuMax","3;2",5948.6782860000003,"acre","ALuMax","3;2",5948.6782860000003,"acre",0]
["ALuMax","4;2",973.22126370000001,"acre","ALuMax","4;2",973.22126370000001,"acre","ALuMax","4;2",973.22126370000001,"acre",0]
["ALuMax","5;2",2536.9363279999998,"acre","ALuMax","5;2",2536.9363279999998,"acre","ALuMax","5;2",2536.9363279999998,"acre",0]
["ALuMax","6;2",0,"acre","ALuMax","6;2",0,"acre","ALuMax","6;2",0,"acre",0]
["ALuMax","7;2",0,"acre","ALuMax","7;2",0,"acre","ALuMax","7;2",0,"acre",0]
["ALuMax","8;2",1082.571968,"acre","ALuMax","8;2",1082.571968,"acre","ALuMax","8;2",1082.571968,"acre",0]
["ALuMax","9;2",2821.248157,"acre","ALuMax","9;2",2821.248157,"acre","ALuMax","9;2",2821.248157,"acre",0]
["ALuMax","10;2",448.33788550000003,"acre","ALuMax","10;2",448.33788550000003,"acre","ALuMax","10;2",448.33788550000003,"acre",0]
["ALuMax","11;2",1104.442108,"acre","ALuMax","11;2",1104.442108,"acre","ALuMax","11;2",1104.442108,"acre",0]
["ALuMax","12;2",0,"acre","ALuMax","12;2",0,"acre","ALuMax","12;2",0,"acre",0]
["ALuMax","13;2",0,"acre","ALuMax","13;2",0,"acre","ALuMax","13;2",0,"acre",0]
["ALuMax","14;2",0,"acre","ALuMax","14;2",0,"acre","ALuMax","14;2",0,"acre",0]
["ALuMax","15;2",0,"acre","ALuMax","15;2",0,"acre","ALuMax","15;2",0,"acre",0]
["ALuMax","16;2",0,"acre","ALuMax","16;2",0,"acre","ALuMax","16;2",0,"acre",0]
["CCLu","1;1",-9,"$/acre","CCLu","1;1",-9,"$/acre","CCLu","1;1",-9,"$/acre",0]
["CCLu","2;1",-9,"$/acre","CCLu","2;1",-9,"$/acre","CCLu","2;1",-9,"$/acre",0]
["CCLu","3;1",-9,"$/acre","CCLu","3;1",-9,"$/acre","CCLu","3;1",-9,"$/acre",0]
["CCLu","4;1",-9,"$/acre","CCLu","4;1",-9,"$/acre","CCLu","4;1",-9,"$/acre",0]
["CCLu","5;1",-9,"$/acre","CCLu","5;1",-9,"$/acre","CCLu","5;1",-9,"$/acre",0]
["CCLu","6;1",-9,"$/acre","CCLu","6;1",-9,"$/acre","CCLu","6;1",-9,"$/acre",0]
["CCLu","7;1",-9,"$/acre","CCLu","7;1",-9,"$/acre","CCLu","7;1",-9,"$/acre",0]
["CCLu","8;1",-9,"$/acre","CCLu","8;1",-9,"$/acre","CCLu","8;1",-9,"$/acre",0]
["CCLu","9;1",-9,"$/acre","CCLu","9;1",-9,"$/acre","CCLu","9;1",-9,"$/acre",0]
["CCLu","10;1",-9,"$/acre","CCLu","10;1",-9,"$/acre","CCLu","10;1",-9,"$/acre",0]
["CCLu","11;1",-9,"$/acre","CCLu","11;1",-9,"$/acre","CCLu","11;1",-9,"$/acre",0]
["CCLu","12;1",-9,"$/acre","CCLu","12;1",-9,"$/acre","CCLu","12;1",-9,"$/acre",0]
["CCLu","13;1",-9,"$/acre","CCLu","13;1",-9,"$/acre","CCLu","13;1",-9,"$/acre",0]
["CCLu","14;1",-9,"$/acre","CCLu","14;1",-9,"$/acre","CCLu","14;1",-9,"$/acre",0]
["CCLu","15;1",-9,"$/acre","CCLu","15;1",-9,"$/acre","CCLu","15;1",-9,"$/acre",0]
["CCLu","16;1",-9,"$/acre","CCLu","16;1",-9,"$/acre","CCLu","16;1",-9,"$/acre",0]
["CCLu","1;2",-9,"$/acre","CCLu","1;2",-9,"$/acre","CCLu","1;2",-9,"$/acre",0]
["CCLu","2;2",1.1586088800000001,"$/acre","CCLu","2;2",1.1586088800000001,"$/acre","CCLu","2;2",1.1586088800000001,"$/acre",0]
["CCLu","3;2",1.1960377230000001,"$/acre","CCLu","3;2",1.1960377230000001,"$/acre","CCLu","3;2",1.1960377230000001,"$/acre",0]
["CCLu","4;2",4.1619405479999996,"$/acre","CCLu","4;2",4.1619405479999996,"$/acre","CCLu","4;2",4.1619405479999996,"$/acre",0]
["CCLu","5;2",17.863696730000001,"$/acre","CCLu","5;2",17.863696730000001,"$/acre","CCLu","5;2",17.863696730000001,"$/acre",{"$f":"IF(ISNUMBER(C260),IF(AVERAGE(C260,G260,K260)<>MAX(C260,G260,K260),1,0),\"\")","v":0}]
["CCLu","6;2",-9,"$/acre","CCLu","6;2",-9,"$/acre","CCLu","6;2",-9,"$/acre",0]
["CCLu","7;2",-9,"$/acre","CCLu","7;2",-9,"$/acre","CCLu","7;2",-9,"$/acre",0]
["CCLu","8;2",1.1799463100000001,"$/acre","CCLu","8;2",1.1799463100000001,"$/acre","CCLu","8;2",1.1799463100000001,"$/acre",0]
["CCLu","9;2",1.1966628960000001,"$/acre","CCLu","9;2",1.1966628960000001,"$/acre","CCLu","9;2",1.1966628960000001,"$/acre",0]
["CCLu","10;2",4.0581346290000004,"$/acre","CCLu","10;2",4.0581346290000004,"$/acre","CCLu","10;2",4.0581346290000004,"$/acre",0]
["CCLu","11;2",17.883158640000001,"$/acre","CCLu","11;2",17.883158640000001,"$/acre","CCLu","11;2",17.883158640000001,"$/acre",0]
["CCLu","12;2",-9,"$/acre","CCLu","12;2",-9,"$/acre","CCLu","12;2",-9,"$/acre",0]
["CCLu","13;2",-9,"$/acre","CCLu","13;2",-9,"$/acre","CCLu","13;2",-9,"$/acre",0]
["CCLu","14;2",-9,"$/acre","CCLu","14;2",-9,"$/acre","CCLu","14;2",-9,"$/acre",0]
["CCLu","15;2",-9,"$/acre","CCLu","15;2",-9,"$/acre","CCLu","15;2",-9,"$/acre",0]
["CCLu","16;2",-9,"$/acre","CCLu","16;2",-9,"$/acre","CCLu","16;2",-9,"$/acre",0]
["COmLu","1;1",-9,"$/acre/yr","COmLu","1;1",-9,"$/acre/yr","COmLu","1;1",-9,"$/acre/yr",0]
["COmLu","2;1",-9,"$/acre/yr","COmLu","2;1",-9,"$/acre/yr","COmLu","2;1",-9,"$/acre/yr",0]
["COmLu","3;1",-9,"$/acre/yr","COmLu","3;1",-9,"$/acre/yr","COmLu","3;1",-9,"$/acre/yr",0]
["COmLu","4;1",-9,"$/acre/yr","COmLu","4;1",-9,"$/acre/yr","COmLu","4;1",-9,"$/acre/yr",0]
["COmLu","5;1",-9,"$/acre/yr","COmLu","5;1",-9,"$/acre/yr","COmLu","5;1",-9,"$/acre/yr",0]
["COmLu","6;1",-9,"$/acre/yr","COmLu","6;1",-9,"$/acre/yr","COmLu","6;1",-9,"$/acre/yr",0]
["COmLu","7;1",-9,"$/acre/yr","COmLu","7;1",-9,"$/acre/yr","COmLu","7;1",-9,"$/acre/yr",0]
["COmLu","8;1",-9,"$/acre/yr","COmLu","8;1",-9,"$/acre/yr","COmLu","8;1",-9,"$/acre/yr",0]
["COmLu","9;1",-9,"$/acre/yr","COmLu","9;1",-9,"$/acre/yr","COmLu","9;1",-9,"$/acre/yr",0]
["COmLu","10;1",-9,"$/acre/yr","COmLu","10;1",-9,"$/acre/yr","COmLu","10;1",-9,"$/acre/yr",0]
["COmLu","11;1",-9,"$/acre/yr","COmLu","11;1",-9,"$/acre/yr","COmLu","11;1",-9,"$/acre/yr",0]
["COmLu","12;1",-9,"$/acre/yr","COmLu","12;1",-9,"$/acre/yr","COmLu","12;1",-9,"$/acre/yr",0]
["COmLu","13;1",-9,"$/acre/yr","COmLu","13;1",-9,"$/acre/yr","COmLu","13;1",-9,"$/acre/yr",0]
["COmLu","14;1",-9,"$/acre/yr","COmLu","14;1",-9,"$/acre/yr","COmLu","14;1",-9,"$/acre/yr",0]
["COmLu","15;1",-9,"$/acre/yr","COmLu","15;1",-9,"$/acre/yr","COmLu","15;1",-9,"$/acre/yr",0]
["COmLu","16;1",-9,"$/acre/yr","COmLu","16;1",-9,"$/acre/yr","COmLu","16;1",-9,"$/acre/yr",0]
["COmLu","1;2",-9,"$/acre/yr","COmLu","1;2",-9,"$/acre/yr","COmLu","1;2",-9,"$/acre/yr",0]
["COmLu","2;2",5.7930443999999998E-2,"$/acre/yr","COmLu","2;2",5.7930443999999998E-2,"$/acre/yr","COmLu","2;2",5.7930443999999998E-2,"$/acre/yr",0]
["COmLu","3;2",5.9801885999999999E-2,"$/acre/yr","COmLu","3;2",5.9801885999999999E-2,"$/acre/yr","COmLu","3;2",5.9801885999999999E-2,"$/acre/yr",0]
["COmLu","4;2",0.20809702699999999,"$/acre/yr","COmLu","4;2",0.20809702699999999,"$/acre/yr","COmLu","4;2",0.20809702699999999,"$/acre/yr",0]
["COmLu","5;2",0.89318483699999995,"$/acre/yr","COmLu","5;2",0.89318483699999995,"$/acre/yr","COmLu","5;2",0.89318483699999995,"$/acre/yr",0]
["COmLu","6;2",-9,"$/acre/yr","COmLu","6;2",-9,"$/acre/yr","COmLu","6;2",-9,"$/acre/yr",0]
["COmLu","7;2",-9,"$/acre/yr","COmLu","7;2",-9,"$/acre/yr","COmLu","7;2",-9,"$/acre/yr",0]
["COmLu","8;2",5.8997316000000001E-2,"$/acre/yr","COmLu","8;2",5.8997316000000001E-2,"$/acre/yr","COmLu","8;2",5.8997316000000001E-2,"$/acre/yr",0]
["COmLu","9;2",5.9833144999999997E-2,"$/acre/yr","COmLu","9;2",5.9833144999999997E-2,"$/acre/yr","COmLu","9;2",5.9833144999999997E-2,"$/acre/yr",0]
["COmLu","10;2",0.20290673100000001,"$/acre/yr","COmLu","10;2",0.20290673100000001,"$/acre/yr","COmLu","10;2",0.20290673100000001,"$/acre/yr",0]
["COmLu","11;2",0.89415793200000004,"$/acre/yr","COmLu","11;2",0.89415793200000004,"$/acre/yr","COmLu","11;2",0.89415793200000004,"$/acre/yr",0]
["COmLu","12;2",-9,"$/acre/yr","COmLu","12;2",-9,"$/acre/yr","COmLu","12;2",-9,"$/acre/yr",0]
["COmLu","13;2",-9,"$/acre/yr","COmLu","13;2",-9,"$/acre/yr","COmLu","13;2",-9,"$/acre/yr",0]
["COmLu","14;2",-9,"$/acre/yr","COmLu","14;2",-9,"$/acre/yr","COmLu","14;2",-9,"$/acre/yr",0]
["COmLu","15;2",-9,"$/acre/yr","COmLu","15;2",-9,"$/acre/yr","COmLu","15;2",-9,"$/acre/yr",0]
["COmLu","16;2",-9,"$/acre/yr","COmLu","16;2",-9,"$/acre/yr","COmLu","16;2",-9,"$/acre/yr",0]
["NWUser","None",8,"# of Water Users","NWUser","None",8,"# of Water Users","NWUser","None",8,"# of Water Users",0]
["NamesWUse",1,"Unaccounted","-","NamesWUse",1,"Unaccounted","-","NamesWUse",1,"Unaccounted","-",""]
["NamesWUse",2,"Residential","-","NamesWUse",2,"Residential","-","NamesWUse",2,"Residential","-",""]
["NamesWUse",3,"Residential.Institutions","-","NamesWUse",3,"Residential.Institutions","-","NamesWUse",3,"Residential.Institutions","-",""]
["NamesWUse",4,"Commercial.Business","-","NamesWUse",4,"Commercial.Business","-","NamesWUse",4,"Commercial.Business","-",""]
["NamesWUse",5,"Agricultural","-","NamesWUse",5,"Agricultural","-","NamesWUse",5,"Agricultural","-",""]
["NamesWUse",6,"Industrial","-","NamesWUse",6,"Industrial","-","NamesWUse",6,"Industrial","-",""]
["NamesWUse",7,"Municipal.Institutional.Non.profits","-","NamesWUse",7,"Municipal.Institutional.Non.profits","-","NamesWUse",7,"Municipal.Institutional.Non.profits","-",""]
["NamesWUse",8,"Other","-","NamesWUse",8,"Other","-","NamesWUse",8,"Other","-",""]
["PConsUsePI","1;2",4,"%","PConsUsePI","1;2",4,"%","PConsUsePI","1;2",4,"%",0]
["PConsUsePI","2;2",4,"%","PConsUsePI","2;2",4,"%","PConsUsePI","2;2",4,"%",0]
["PConsUsePI","3;2",4,"%","PConsUsePI","3;2",4,"%","PConsUsePI","3;2",4,"%",0]
["PConsUsePI","4;2",6,"%","PConsUsePI","4;2",6,"%","PConsUsePI","4;2",6,"%",0]
["PConsUsePI","5;2",20,"%","PConsUsePI","5;2",20,"%","PConsUsePI","5;2",20,"%",0]
["PConsUsePI","6;2",26,"%","PConsUsePI","6;2",26,"%","PConsUsePI","6;2",26,"%",0]
["PConsUsePI","7;2",29,"%","PConsUsePI","7;2",29,"%","PConsUsePI","7;2",29,"%",0]
["PConsUsePI","8;2",25,"%","PConsUsePI","8;2",25,"%","PConsUsePI","8;2",25,"%",0]
["PConsUsePI","9;2",20,"%","PConsUsePI","9;2",20,"%","PConsUsePI","9;2",20,"%",0]
["PConsUsePI","10;2",4,"%","PConsUsePI","10;2",4,"%","PConsUsePI","10;2",4,"%",0]
["PConsUsePI","11;2",4,"%","PConsUsePI","11;2",4,"%","PConsUsePI","11;2",4,"%",0]
["PConsUsePI","12;2",4,"%","PConsUsePI","12;2",4,"%","PConsUsePI","12;2",4,"%",{"$f":"IF(ISNUMBER(C324),IF(AVERAGE(C324,G324,K324)<>MAX(C324,G324,K324),1,0),\"\")","v":0}]
["PConsUsePI","1;3",4,"%","PConsUsePI","1;3",4,"%","PConsUsePI","1;3",4,"%",0]
["PConsUsePI","2;3",4,"%","PConsUsePI","2;3",4,"%","PConsUsePI","2;3",4,"%",0]
["PConsUsePI","3;3",4,"%","PConsUsePI","3;3",4,"%","PConsUsePI","3;3",4,"%",0]
["PConsUsePI","4;3",6,"%","PConsUsePI","4;3",6,"%","PConsUsePI","4;3",6,"%",0]
["PConsUsePI","5;3",20,"%","PConsUsePI","5;3",20,"%","PConsUsePI","5;3",20,"%",0]
["PConsUsePI","6;3",26,"%","PConsUsePI","6;3",26,"%","PConsUsePI","6;3",26,"%",0]
["PConsUsePI","7;3",29,"%","PConsUsePI","7;3",29,"%","PConsUsePI","7;3",29,"%",0]
["PConsUsePI","8;3",25,"%","PConsUsePI","8;3",25,"%","PConsUsePI","8;3",25,"%",0]
["PConsUsePI","9;3",20,"%","PConsUsePI","9;3",20,"%","PConsUsePI","9;3",20,"%",0]
["PConsUsePI","10;3",4,"%","PConsUsePI","10;3",4,"%","PConsUsePI","10;3",4,"%",0]
["PConsUsePI","11;3",4,"%","PConsUsePI","11;3",4,"%","PConsUsePI","11;3",4,"%",0]
["PConsUsePI","12;3",4,"%","PConsUsePI","12;3",4,"%","PConsUsePI","12;3",4,"%",0]
["PConsUsePI","1;4",4,"%","PConsUsePI","1;4",4,"%","PConsUsePI","1;4",4,"%",0]
["PConsUsePI","2;4",4,"%","PConsUsePI","2;4",4,"%","PConsUsePI","2;4",4,"%",0]
["PConsUsePI","3;4",4,"%","PConsUsePI","3;4",4,"%","PConsUsePI","3;4",4,"%",0]
["PConsUsePI","4;4",6,"%","PConsUsePI","4;4",6,"%","PConsUsePI","4;4",6,"%",0]
["PConsUsePI","5;4",20,"%","PConsUsePI","5;4",20,"%","PConsUsePI","5;4",20,"%",0]
["PConsUsePI","6;4",26,"%","PConsUsePI","6;4",26,"%","PConsUsePI","6;4",26,"%",0]
["PConsUsePI","7;4",29,"%","PConsUsePI","7;4",29,"%","PConsUsePI","7;4",29,"%",0]
["PConsUsePI","8;4",25,"%","PConsUsePI","8;4",25,"%","PConsUsePI","8;4",25,"%",0]
["PConsUsePI","9;4",20,"%","PConsUsePI","9;4",20,"%","PConsUsePI","9;4",20,"%",0]
["PConsUsePI","10;4",4,"%","PConsUsePI","10;4",4,"%","PConsUsePI","10;4",4,"%",0]
["PConsUsePI","11;4",4,"%","PConsUsePI","11;4",4,"%","PConsUsePI","11;4",4,"%",0]
["PConsUsePI","12;4",4,"%","PConsUsePI","12;4",4,"%","PConsUsePI","12;4",4,"%",0]
["PConsUsePI","1;5",4,"%","PConsUsePI","1;5",4,"%","PConsUsePI","1;5",4,"%",0]
["PConsUsePI","2;5",4,"%","PConsUsePI","2;5",4,"%","PConsUsePI","2;5",4,"%",0]
["PConsUsePI","3;5",4,"%","PConsUsePI","3;5",4,"%","PConsUsePI","3;5",4,"%",0]
["PConsUsePI","4;5",6,"%","PConsUsePI","4;5",6,"%","PConsUsePI","4;5",6,"%",0]
["PConsUsePI","5;5",20,"%","PConsUsePI","5;5",20,"%","PConsUsePI","5;5",20,"%",0]
["PConsUsePI","6;5",26,"%","PConsUsePI","6;5",26,"%","PConsUsePI","6;5",26,"%",0]
["PConsUsePI","7;5",29,"%","PConsUsePI","7;5",29,"%","PConsUsePI","7;5",29,"%",0]
["PConsUsePI","8;5",25,"%","PConsUsePI","8;5",25,"%","PConsUsePI","8;5",25,"%",0]
["PConsUsePI","9;5",20,"%","PConsUsePI","9;5",20,"%","PConsUsePI","9;5",20,"%",0]
["PConsUsePI","10;5",4,"%","PConsUsePI","10;5",4,"%","PConsUsePI","10;5",4,"%",0]
["PConsUsePI","11;5",4,"%","PConsUsePI","11;5",4,"%","PConsUsePI","11;5",4,"%",0]
["PConsUsePI","12;5",4,"%","PConsUsePI","12;5",4,"%","PConsUsePI","12;5",4,"%",0]
["PConsUsePI","1;6",4,"%","PConsUsePI","1;6",4,"%","PConsUsePI","1;6",4,"%",0]
["PConsUsePI","2;6",4,"%","PConsUsePI","2;6",4,"%","PConsUsePI","2;6",4,"%",0]
["PConsUsePI","3;6",4,"%","PConsUsePI","3;6",4,"%","PConsUsePI","3;6",4,"%",0]
["PConsUsePI","4;6",6,"%","PConsUsePI","4;6",6,"%","PConsUsePI","4;6",6,"%",0]
["PConsUsePI","5;6",20,"%","PConsUsePI","5;6",20,"%","PConsUsePI","5;6",20,"%",0]
["PConsUsePI","6;6",26,"%","PConsUsePI","6;6",26,"%","PConsUsePI","6;6",26,"%",0]
["PConsUsePI","7;6",29,"%","PConsUsePI","7;6",29,"%","PConsUsePI","7;6",29,"%",0]
["PConsUsePI","8;6",25,"%","PConsUsePI","8;6",25,"%","PConsUsePI","8;6",25,"%",0]
["PConsUsePI","9;6",20,"%","PConsUsePI","9;6",20,"%","PConsUsePI","9;6",20,"%",0]
["PConsUsePI","10;6",4,"%","PConsUsePI","10;6",4,"%","PConsUsePI","10;6",4,"%",0]
["PConsUsePI","11;6",4,"%","PConsUsePI","11;6",4,"%","PConsUsePI","11;6",4,"%",0]
["PConsUsePI","12;6",4,"%","PConsUsePI","12;6",4,"%","PConsUsePI","12;6",4,"%",0]
["PConsUsePI","1;7",4,"%","PConsUsePI","1;7",4,"%","PConsUsePI","1;7",4,"%",0]
["PConsUsePI","2;7",4,"%","PConsUsePI","2;7",4,"%","PConsUsePI","2;7",4,"%",0]
["PConsUsePI","3;7",4,"%","PConsUsePI","3;7",4,"%","PConsUsePI","3;7",4,"%",0]
["PConsUsePI","4;7",6,"%","PConsUsePI","4;7",6,"%","PConsUsePI","4;7",6,"%",0]
["PConsUsePI","5;7",20,"%","PConsUsePI","5;7",20,"%","PConsUsePI","5;7",20,"%",0]
["PConsUsePI","6;7",26,"%","PConsUsePI","6;7",26,"%","PConsUsePI","6;7",26,"%",0]
["PConsUsePI","7;7",29,"%","PConsUsePI","7;7",29,"%","PConsUsePI","7;7",29,"%",0]
["PConsUsePI","8;7",25,"%","PConsUsePI","8;7",25,"%","PConsUsePI","8;7",25,"%",0]
["PConsUsePI","9;7",20,"%","PConsUsePI","9;7",20,"%","PConsUsePI","9;7",20,"%",0]
["PConsUsePI","10;7",4,"%","PConsUsePI","10;7",4,"%","PConsUsePI","10;7",4,"%",0]
["PConsUsePI","11;7",4,"%","PConsUsePI","11;7",4,"%","PConsUsePI","11;7",4,"%",0]
["PConsUsePI","12;7",4,"%","PConsUsePI","12;7",4,"%","PConsUsePI","12;7",4,"%",0]
["PConsUsePI","1;8",4,"%","PConsUsePI","1;8",4,"%","PConsUsePI","1;8",4,"%",0]
["PConsUsePI","2;8",4,"%","PConsUsePI","2;8",4,"%","PConsUsePI","2;8",4,"%",0]
["PConsUsePI","3;8",4,"%","PConsUsePI","3;8",4,"%","PConsUsePI","3;8",4,"%",0]
["PConsUsePI","4;8",6,"%","PConsUsePI","4;8",6,"%","PConsUsePI","4;8",6,"%",{"$f":"IF(ISNUMBER(C388),IF(AVERAGE(C388,G388,K388)<>MAX(C388,G388,K388),1,0),\"\")","v":0}]
["PConsUsePI","5;8",20,"%","PConsUsePI","5;8",20,"%","PConsUsePI","5;8",20,"%",0]
["PConsUsePI","6;8",26,"%","PConsUsePI","6;8",26,"%","PConsUsePI","6;8",26,"%",0]
["PConsUsePI","7;8",29,"%","PConsUsePI","7;8",29,"%","PConsUsePI","7;8",29,"%",0]
["PConsUsePI","8;8",25,"%","PConsUsePI","8;8",25,"%","PConsUsePI","8;8",25,"%",0]
["PConsUsePI","9;8",20,"%","PConsUsePI","9;8",20,"%","PConsUsePI","9;8",20,"%",0]
["PConsUsePI","10;8",4,"%","PConsUsePI","10;8",4,"%","PConsUsePI","10;8",4,"%",0]
["PConsUsePI","11;8",4,"%","PConsUsePI","11;8",4,"%","PConsUsePI","11;8",4,"%",0]
["PConsUsePI","12;8",4,"%","PConsUsePI","12;8",4,"%","PConsUsePI","12;8",4,"%",0]
["QUsePI","1;1",0.36,"MG/time step","QUsePI","1;1",0.36,"MG/time step","QUsePI","1;1",0.36,"MG/time step",0]
["QUsePI","2;1",0.36,"MG/time step","QUsePI","2;1",0.36,"MG/time step","QUsePI","2;1",0.36,"MG/time step",0]
["QUsePI","3;1",0.36,"MG/time step","QUsePI","3;1",0.36,"MG/time step","QUsePI","3;1",0.36,"MG/time step",0]
["QUsePI","4;1",0.36,"MG/time step","QUsePI","4;1",0.36,"MG/time step","QUsePI","4;1",0.36,"MG/time step",0]
["QUsePI","5;1",0.36,"MG/time step","QUsePI","5;1",0.36,"MG/time step","QUsePI","5;1",0.36,"MG/time step",0]
["QUsePI","6;1",0.36,"MG/time step","QUsePI","6;1",0.36,"MG/time step","QUsePI","6;1",0.36,"MG/time step",0]
["QUsePI","7;1",0.36,"MG/time step","QUsePI","7;1",0.36,"MG/time step","QUsePI","7;1",0.36,"MG/time step",0]
["QUsePI","8;1",0.36,"MG/time step","QUsePI","8;1",0.36,"MG/time step","QUsePI","8;1",0.36,"MG/time step",0]
["QUsePI","9;1",0.36,"MG/time step","QUsePI","9;1",0.36,"MG/time step","QUsePI","9;1",0.36,"MG/time step",0]
["QUsePI","10;1",0.36,"MG/time step","QUsePI","10;1",0.36,"MG/time step","QUsePI","10;1",0.36,"MG/time step",0]
["QUsePI","11;1",0.36,"MG/time step","QUsePI","11;1",0.36,"MG/time step","QUsePI","11;1",0.36,"MG/time step",0]
["QUsePI","12;1",0.36,"MG/time step","QUsePI","12;1",0.36,"MG/time step","QUsePI","12;1",0.36,"MG/time step",0]
["QUsePI","13;1",0.36,"MG/time step","QUsePI","13;1",0.36,"MG/time step","QUsePI","13;1",0.36,"MG/time step",0]
["QUsePI","14;1",0.36,"MG/time step","QUsePI","14;1",0.36,"MG/time step","QUsePI","14;1",0.36,"MG/time step",0]
["QUsePI","15;1",0.36,"MG/time step","QUsePI","15;1",0.36,"MG/time step","QUsePI","15;1",0.36,"MG/time step",0]
["QUsePI","16;1",0.36,"MG/time step","QUsePI","16;1",0.36,"MG/time step","QUsePI","16;1",0.36,"MG/time step",0]
["QUsePI","17;1",0.36,"MG/time step","QUsePI","17;1",0.36,"MG/time step","QUsePI","17;1",0.36,"MG/time step",0]
["QUsePI","18;1",0.36,"MG/time step","QUsePI","18;1",0.36,"MG/time step","QUsePI","18;1",0.36,"MG/time step",0]
["QUsePI","19;1",0.36,"MG/time step","QUsePI","19;1",0.36,"MG/time step","QUsePI","19;1",0.36,"MG/time step",0]
["QUsePI","20;1",0.36,"MG/time step","QUsePI","20;1",0.36,"MG/time step","QUsePI","20;1",0.36,"MG/time step",0]
["QUsePI","21;1",0.36,"MG/time step","QUsePI","21;1",0.36,"MG/time step","QUsePI","21;1",0.36,"MG/time step",0]
["QUsePI","22;1",0.36,"MG/time step","QUsePI","22;1",0.36,"MG/time step","QUsePI","22;1",0.36,"MG/time step",0]
["QUsePI","23;1",0.36,"MG/time step","QUsePI","23;1",0.36,"MG/time step","QUsePI","23;1",0.36,"MG/time step",0]
["QUsePI","24;1",0.36,"MG/time step","QUsePI","24;1",0.36,"MG/time step","QUsePI","24;1",0.36,"MG/time step",0]
["QUsePI","25;1",0.36,"MG/time step","QUsePI","25;1",0.36,"MG/time step","QUsePI","25;1",0.36,"MG/time step",0]
["QUsePI","26;1",0.36,"MG/time step","QUsePI","26;1",0.36,"MG/time step","QUsePI","26;1",0.36,"MG/time step",0]
["QUsePI","27;1",0.36,"MG/time step","QUsePI","27;1",0.36,"MG/time step","QUsePI","27;1",0.36,"MG/time step",0]
["QUsePI","28;1",0.36,"MG/time step","QUsePI","28;1",0.36,"MG/time step","QUsePI","28;1",0.36,"MG/time step",0]
["QUsePI","29;1",0.36,"MG/time step","QUsePI","29;1",0.36,"MG/time step","QUsePI","29;1",0.36,"MG/time step",0]
["QUsePI","30;1",0.36,"MG/time step","QUsePI","30;1",0.36,"MG/time step","QUsePI","30;1",0.36,"MG/time step",0]
["QUsePI","31;1",0.36,"MG/time step","QUsePI","31;1",0.36,"MG/time step","QUsePI","31;1",0.36,"MG/time step",0]
["QUsePI","32;1",0.35,"MG/time step","QUsePI","32;1",0.35,"MG/time step","QUsePI","32;1",0.35,"MG/time step",0]
["QUsePI","33;1",0.35,"MG/time step","QUsePI","33;1",0.35,"MG/time step","QUsePI","33;1",0.35,"MG/time step",0]
["QUsePI","34;1",0.35,"MG/time step","QUsePI","34;1",0.35,"MG/time step","QUsePI","34;1",0.35,"MG/time step",0]
["QUsePI","35;1",0.35,"MG/time step","QUsePI","35;1",0.35,"MG/time step","QUsePI","35;1",0.35,"MG/time step",0]
["QUsePI","36;1",0.35,"MG/time step","QUsePI","36;1",0.35,"MG/time step","QUsePI","36;1",0.35,"MG/time step",0]
["QUsePI","37;1",0.35,"MG/time step","QUsePI","37;1",0.35,"MG/time step","QUsePI","37;1",0.35,"MG/time step",0]
["QUsePI","38;1",0.35,"MG/time step","QUsePI","38;1",0.35,"MG/time step","QUsePI","38;1",0.35,"MG/time step",0]
["QUsePI","39;1",0.35,"MG/time step","QUsePI","39;1",0.35,"MG/time step","QUsePI","39;1",0.35,"MG/time step",0]
["QUsePI","40;1",0.35,"MG/time step","QUsePI","40;1",0.35,"MG/time step","QUsePI","40;1",0.35,"MG/time step",0]
["QUsePI","41;1",0.35,"MG/time step","QUsePI","41;1",0.35,"MG/time step","QUsePI","41;1",0.35,"MG/time step",0]
["QUsePI","42;1",0.35,"MG/time step","QUsePI","42;1",0.35,"MG/time step","QUsePI","42;1",0.35,"MG/time step",0]
["QUsePI","43;1",0.35,"MG/time step","QUsePI","43;1",0.35,"MG/time step","QUsePI","43;1",0.35,"MG/time step",0]
["QUsePI","44;1",0.35,"MG/time step","QUsePI","44;1",0.35,"MG/time step","QUsePI","44;1",0.35,"MG/time step",0]
["QUsePI","45;1",0.35,"MG/time step","QUsePI","45;1",0.35,"MG/time step","QUsePI","45;1",0.35,"MG/time step",0]
["QUsePI","46;1",0.35,"MG/time step","QUsePI","46;1",0.35,"MG/time step","QUsePI","46;1",0.35,"MG/time step",0]
["QUsePI","47;1",0.35,"MG/time step","QUsePI","47;1",0.35,"MG/time step","QUsePI","47;1",0.35,"MG/time step",0]
["QUsePI","48;1",0.35,"MG/time step","QUsePI","48;1",0.35,"MG/time step","QUsePI","48;1",0.35,"MG/time step",0]
["QUsePI","49;1",0.35,"MG/time step","QUsePI","49;1",0.35,"MG/time step","QUsePI","49;1",0.35,"MG/time step",0]
["QUsePI","50;1",0.35,"MG/time step","QUsePI","50;1",0.35,"MG/time step","QUsePI","50;1",0.35,"MG/time step",0]
["QUsePI","51;1",0.35,"MG/time step","QUsePI","51;1",0.35,"MG/time step","QUsePI","51;1",0.35,"MG/time step",0]
["QUsePI","52;1",0.35,"MG/time step","QUsePI","52;1",0.35,"MG/time step","QUsePI","52;1",0.35,"MG/time step",0]
["QUsePI","53;1",0.35,"MG/time step","QUsePI","53;1",0.35,"MG/time step","QUsePI","53;1",0.35,"MG/time step",0]
["QUsePI","54;1",0.35,"MG/time step","QUsePI","54;1",0.35,"MG/time step","QUsePI","54;1",0.35,"MG/time step",0]
["QUsePI","55;1",0.35,"MG/time step","QUsePI","55;1",0.35,"MG/time step","QUsePI","55;1",0.35,"MG/time step",0]
["QUsePI","56;1",0.35,"MG/time step","QUsePI","56;1",0.35,"MG/time step","QUsePI","56;1",0.35,"MG/time step",{"$f":"IF(ISNUMBER(C452),IF(AVERAGE(C452,G452,K452)<>MAX(C452,G452,K452),1,0),\"\")","v":0}]
["QUsePI","57;1",0.35,"MG/time step","QUsePI","57;1",0.35,"MG/time step","QUsePI","57;1",0.35,"MG/time step",0]
["QUsePI","58;1",0.35,"MG/time step","QUsePI","58;1",0.35,"MG/time step","QUsePI","58;1",0.35,"MG/time step",0]
["QUsePI","59;1",0.35,"MG/time step","QUsePI","59;1",0.35,"MG/time step","QUsePI","59;1",0.35,"MG/time step",0]
["QUsePI","60;1",0.35,"MG/time step","QUsePI","60;1",0.35,"MG/time step","QUsePI","60;1",0.35,"MG/time step",0]
["QUsePI","61;1",0.35,"MG/time step","QUsePI","61;1",0.35,"MG/time step","QUsePI","61;1",0.35,"MG/time step",0]
["QUsePI","62;1",0.35,"MG/time step","QUsePI","62;1",0.35,"MG/time step","QUsePI","62;1",0.35,"MG/time step",0]
["QUsePI","63;1",0.35,"MG/time step","QUsePI","63;1",0.35,"MG/time step","QUsePI","63;1",0.35,"MG/time step",0]
["QUsePI","64;1",0.35,"MG/time step","QUsePI","64;1",0.35,"MG/time step","QUsePI","64;1",0.35,"MG/time step",0]
["QUsePI","65;1",0.35,"MG/time step","QUsePI","65;1",0.35,"MG/time step","QUsePI","65;1",0.35,"MG/time step",0]
["QUsePI","66;1",0.35,"MG/time step","QUsePI","66;1",0.35,"MG/time step","QUsePI","66;1",0.35,"MG/time step",0]
["QUsePI","67;1",0.35,"MG/time step","QUsePI","67;1",0.35,"MG/time step","QUsePI","67;1",0.35,"MG/time step",0]
["QUsePI","68;1",0.35,"MG/time step","QUsePI","68;1",0.35,"MG/time step","QUsePI","68;1",0.35,"MG/time step",0]
["QUsePI","69;1",0.35,"MG/time step","QUsePI","69;1",0.35,"MG/time step","QUsePI","69;1",0.35,"MG/time step",0]
["QUsePI","70;1",0.35,"MG/time step","QUsePI","70;1",0.35,"MG/time step","QUsePI","70;1",0.35,"MG/time step",0]
["QUsePI","71;1",0.35,"MG/time step","QUsePI","71;1",0.35,"MG/time step","QUsePI","71;1",0.35,"MG/time step",0]
["QUsePI","72;1",0.35,"MG/time step","QUsePI","72;1",0.35,"MG/time step","QUsePI","72;1",0.35,"MG/time step",0]
["QUsePI","73;1",0.35,"MG/time step","QUsePI","73;1",0.35,"MG/time step","QUsePI","73;1",0.35,"MG/time step",0]
["QUsePI","74;1",0.35,"MG/time step","QUsePI","74;1",0.35,"MG/time step","QUsePI","74;1",0.35,"MG/time step",0]
["QUsePI","75;1",0.35,"MG/time step","QUsePI","75;1",0.35,"MG/time step","QUsePI","75;1",0.35,"MG/time step",0]
["QUsePI","76;1",0.35,"MG/time step","QUsePI","76;1",0.35,"MG/time step","QUsePI","76;1",0.35,"MG/time step",0]
["QUsePI","77;1",0.35,"MG/time step","QUsePI","77;1",0.35,"MG/time step","QUsePI","77;1",0.35,"MG/time step",0]
["QUsePI","78;1",0.35,"MG/time step","QUsePI","78;1",0.35,"MG/time step","QUsePI","78;1",0.35,"MG/time step",0]
["QUsePI","79;1",0.35,"MG/time step","QUsePI","79;1",0.35,"MG/time step","QUsePI","79;1",0.35,"MG/time step",0]
["QUsePI","80;1",0.35,"MG/time step","QUsePI","80;1",0.35,"MG/time step","QUsePI","80;1",0.35,"MG/time step",0]
["QUsePI","81;1",0.35,"MG/time step","QUsePI","81;1",0.35,"MG/time step","QUsePI","81;1",0.35,"MG/time step",0]
["QUsePI","82;1",0.35,"MG/time step","QUsePI","82;1",0.35,"MG/time step","QUsePI","82;1",0.35,"MG/time step",0]
["QUsePI","83;1",0.35,"MG/time step","QUsePI","83;1",0.35,"MG/time step","QUsePI","83;1",0.35,"MG/time step",0]
["QUsePI","84;1",0.35,"MG/time step","QUsePI","84;1",0.35,"MG/time step","QUsePI","84;1",0.35,"MG/time step",0]
["QUsePI","85;1",0.35,"MG/time step","QUsePI","85;1",0.35,"MG/time step","QUsePI","85;1",0.35,"MG/time step",0]
["QUsePI","86;1",0.35,"MG/time step","QUsePI","86;1",0.35,"MG/time step","QUsePI","86;1",0.35,"MG/time step",0]
["QUsePI","87;1",0.35,"MG/time step","QUsePI","87;1",0.35,"MG/time step","QUsePI","87;1",0.35,"MG/time step",0]
["QUsePI","88;1",0.35,"MG/time step","QUsePI","88;1",0.35,"MG/time step","QUsePI","88;1",0.35,"MG/time step",0]
["QUsePI","89;1",0.35,"MG/time step","QUsePI","89;1",0.35,"MG/time step","QUsePI","89;1",0.35,"MG/time step",0]
["QUsePI","90;1",0.35,"MG/time step","QUsePI","90;1",0.35,"MG/time step","QUsePI","90;1",0.35,"MG/time step",0]
["QUsePI","91;1",0.39,"MG/time step","QUsePI","91;1",0.39,"MG/time step","QUsePI","91;1",0.39,"MG/time step",0]
["QUsePI","92;1",0.39,"MG/time step","QUsePI","92;1",0.39,"MG/time step","QUsePI","92;1",0.39,"MG/time step",0]
["QUsePI","93;1",0.39,"MG/time step","QUsePI","93;1",0.39,"MG/time step","QUsePI","93;1",0.39,"MG/time step",0]
["QUsePI","94;1",0.39,"MG/time step","QUsePI","94;1",0.39,"MG/time step","QUsePI","94;1",0.39,"MG/time step",0]
["QUsePI","95;1",0.39,"MG/time step","QUsePI","95;1",0.39,"MG/time step","QUsePI","95;1",0.39,"MG/time step",0]
["QUsePI","96;1",0.39,"MG/time step","QUsePI","96;1",0.39,"MG/time step","QUsePI","96;1",0.39,"MG/time step",0]
["QUsePI","97;1",0.39,"MG/time step","QUsePI","97;1",0.39,"MG/time step","QUsePI","97;1",0.39,"MG/time step",0]
["QUsePI","98;1",0.39,"MG/time step","QUsePI","98;1",0.39,"MG/time step","QUsePI","98;1",0.39,"MG/time step",0]
["QUsePI","99;1",0.39,"MG/time step","QUsePI","99;1",0.39,"MG/time step","QUsePI","99;1",0.39,"MG/time step",0]
["QUsePI","100;1",0.39,"MG/time step","QUsePI","100;1",0.39,"MG/time step","QUsePI","100;1",0.39,"MG/time step",0]
["QUsePI","101;1",0.39,"MG/time step","QUsePI","101;1",0.39,"MG/time step","QUsePI","101;1",0.39,"MG/time step",0]
["QUsePI","102;1",0.39,"MG/time step","QUsePI","102;1",0.39,"MG/time step","QUsePI","102;1",0.39,"MG/time step",0]
["QUsePI","103;1",0.39,"MG/time step","QUsePI","103;1",0.39,"MG/time step","QUsePI","103;1",0.39,"MG/time step",0]
["QUsePI","104;1",0.39,"MG/time step","QUsePI","104;1",0.39,"MG/time step","QUsePI","104;1",0.39,"MG/time step",0]
["QUsePI","105;1",0.39,"MG/time step","QUsePI","105;1",0.39,"MG/time step","QUsePI","105;1",0.39,"MG/time step",0]
["QUsePI","106;1",0.39,"MG/time step","QUsePI","106;1",0.39,"MG/time step","QUsePI","106;1",0.39,"MG/time step",0]
["QUsePI","107;1",0.39,"MG/time step","QUsePI","107;1",0.39,"MG/time step","QUsePI","107;1",0.39,"MG/time step",0]
["QUsePI","108;1",0.39,"MG/time step","QUsePI","108;1",0.39,"MG/time step","QUsePI","108;1",0.39,"MG/time step",0]
["QUsePI","109;1",0.39,"MG/time step","QUsePI","109;1",0.39,"MG/time step","QUsePI","109;1",0.39,"MG/time step",0]
["QUsePI","110;1",0.39,"MG/time step","QUsePI","110;1",0.39,"MG/time step","QUsePI","110;1",0.39,"MG/time step",0]
["QUsePI","111;1",0.39,"MG/time step","QUsePI","111;1",0.39,"MG/time step","QUsePI","111;1",0.39,"MG/time step",0]
["QUsePI","112;1",0.39,"MG/time step","QUsePI","112;1",0.39,"MG/time step","QUsePI","112;1",0.39,"MG/time step",0]
["QUsePI","113;1",0.39,"MG/time step","QUsePI","113;1",0.39,"MG/time step","QUsePI","113;1",0.39,"MG/time step",0]
["QUsePI","114;1",0.39,"MG/time step","QUsePI","114;1",0.39,"MG/time step","QUsePI","114;1",0.39,"MG/time step",0]
["QUsePI","115;1",0.39,"MG/time step","QUsePI","115;1",0.39,"MG/time step","QUsePI","115;1",0.39,"MG/time step",0]
["QUsePI","116;1",0.39,"MG/time step","QUsePI","116;1",0.39,"MG/time step","QUsePI","116;1",0.39,"MG/time step",0]
["QUsePI","117;1",0.39,"MG/time step","QUsePI","117;1",0.39,"MG/time step","QUsePI","117;1",0.39,"MG/time step",0]
["QUsePI","118;1",0.39,"MG/time step","QUsePI","118;1",0.39,"MG/time step","QUsePI","118;1",0.39,"MG/time step",0]
["QUsePI","119;1",0.39,"MG/time step","QUsePI","119;1",0.39,"MG/time step","QUsePI","119;1",0.39,"MG/time step",0]
["QUsePI","120;1",0.39,"MG/time step","QUsePI","120;1",0.39,"MG/time step","QUsePI","120;1",0.39,"MG/time step",{"$f":"IF(ISNUMBER(C516),IF(AVERAGE(C516,G516,K516)<>MAX(C516,G516,K516),1,0),\"\")","v":0}]
["QUsePI","121;1",0.42,"MG/time step","QUsePI","121;1",0.42,"MG/time step","QUsePI","121;1",0.42,"MG/time step",0]
["QUsePI","122;1",0.42,"MG/time step","QUsePI","122;1",0.42,"MG/time step","QUsePI","122;1",0.42,"MG/time step",0]
["QUsePI","123;1",0.42,"MG/time step","QUsePI","123;1",0.42,"MG/time step","QUsePI","123;1",0.42,"MG/time step",0]
["QUsePI","124;1",0.42,"MG/time step","QUsePI","124;1",0.42,"MG/time step","QUsePI","124;1",0.42,"MG/time step",0]
["QUsePI","125;1",0.42,"MG/time step","QUsePI","125;1",0.42,"MG/time step","QUsePI","125;1",0.42,"MG/time step",0]
["QUsePI","126;1",0.42,"MG/time step","QUsePI","126;1",0.42,"MG/time step","QUsePI","126;1",0.42,"MG/time step",0]
["QUsePI","127;1",0.42,"MG/time step","QUsePI","127;1",0.42,"MG/time step","QUsePI","127;1",0.42,"MG/time step",0]
["QUsePI","128;1",0.42,"MG/time step","QUsePI","128;1",0.42,"MG/time step","QUsePI","128;1",0.42,"MG/time step",0]
["QUsePI","129;1",0.42,"MG/time step","QUsePI","129;1",0.42,"MG/time step","QUsePI","129;1",0.42,"MG/time step",0]
["QUsePI","130;1",0.42,"MG/time step","QUsePI","130;1",0.42,"MG/time step","QUsePI","130;1",0.42,"MG/time step",0]
["QUsePI","131;1",0.42,"MG/time step","QUsePI","131;1",0.42,"MG/time step","QUsePI","131;1",0.42,"MG/time step",0]
["QUsePI","132;1",0.42,"MG/time step","QUsePI","132;1",0.42,"MG/time step","QUsePI","132;1",0.42,"MG/time step",0]
["QUsePI","133;1",0.42,"MG/time step","QUsePI","133;1",0.42,"MG/time step","QUsePI","133;1",0.42,"MG/time step",0]
["QUsePI","134;1",0.42,"MG/time step","QUsePI","134;1",0.42,"MG/time step","QUsePI","134;1",0.42,"MG/time step",0]
["QUsePI","135;1",0.42,"MG/time step","QUsePI","135;1",0.42,"MG/time step","QUsePI","135;1",0.42,"MG/time step",0]
["QUsePI","136;1",0.42,"MG/time step","QUsePI","136;1",0.42,"MG/time step","QUsePI","136;1",0.42,"MG/time step",0]
["QUsePI","137;1",0.42,"MG/time step","QUsePI","137;1",0.42,"MG/time step","QUsePI","137;1",0.42,"MG/time step",0]
["QUsePI","138;1",0.42,"MG/time step","QUsePI","138;1",0.42,"MG/time step","QUsePI","138;1",0.42,"MG/time step",0]
["QUsePI","139;1",0.42,"MG/time step","QUsePI","139;1",0.42,"MG/time step","QUsePI","139;1",0.42,"MG/time step",0]
["QUsePI","140;1",0.42,"MG/time step","QUsePI","140;1",0.42,"MG/time step","QUsePI","140;1",0.42,"MG/time step",0]
["QUsePI","141;1",0.42,"MG/time step","QUsePI","141;1",0.42,"MG/time step","QUsePI","141;1",0.42,"MG/time step",0]
["QUsePI","142;1",0.42,"MG/time step","QUsePI","142;1",0.42,"MG/time step","QUsePI","142;1",0.42,"MG/time step",0]
["QUsePI","143;1",0.42,"MG/time step","QUsePI","143;1",0.42,"MG/time step","QUsePI","143;1",0.42,"MG/time step",0]
["QUsePI","144;1",0.42,"MG/time step","QUsePI","144;1",0.42,"MG/time step","QUsePI","144;1",0.42,"MG/time step",0]
["QUsePI","145;1",0.42,"MG/time step","QUsePI","145;1",0.42,"MG/time step","QUsePI","145;1",0.42,"MG/time step",0]
["QUsePI","146;1",0.42,"MG/time step","QUsePI","146;1",0.42,"MG/time step","QUsePI","146;1",0.42,"MG/time step",0]
["QUsePI","147;1",0.42,"MG/time step","QUsePI","147;1",0.42,"MG/time step","QUsePI","147;1",0.42,"MG/time step",0]
["QUsePI","148;1",0.42,"MG/time step","QUsePI","148;1",0.42,"MG/time step","QUsePI","148;1",0.42,"MG/time step",0]
["QUsePI","149;1",0.42,"MG/time step","QUsePI","149;1",0.42,"MG/time step","QUsePI","149;1",0.42,"MG/time step",0]
["QUsePI","150;1",0.42,"MG/time step","QUsePI","150;1",0.42,"MG/time step","QUsePI","150;1",0.42,"MG/time step",0]
["QUsePI","151;1",0.42,"MG/time step","QUsePI","151;1",0.42,"MG/time step","QUsePI","151;1",0.42,"MG/time step",0]
["QUsePI","152;1",0.46,"MG/time step","QUsePI","152;1",0.46,"MG/time step","QUsePI","152;1",0.46,"MG/time step",0]
["QUsePI","153;1",0.46,"MG/time step","QUsePI","153;1",0.46,"MG/time step","QUsePI","153;1",0.46,"MG/time step",0]
["QUsePI","154;1",0.46,"MG/time step","QUsePI","154;1",0.46,"MG/time step","QUsePI","154;1",0.46,"MG/time step",0]
["QUsePI","155;1",0.46,"MG/time step","QUsePI","155;1",0.46,"MG/time step","QUsePI","155;1",0.46,"MG/time step",0]
["QUsePI","156;1",0.46,"MG/time step","QUsePI","156;1",0.46,"MG/time step","QUsePI","156;1",0.46,"MG/time step",0]
["QUsePI","157;1",0.46,"MG/time step","QUsePI","157;1",0.46,"MG/time step","QUsePI","157;1",0.46,"MG/time step",0]
["QUsePI","158;1",0.46,"MG/time step","QUsePI","158;1",0.46,"MG/time step","QUsePI","158;1",0.46,"MG/time step",0]
["QUsePI","159;1",0.46,"MG/time step","QUsePI","159;1",0.46,"MG/time step","QUsePI","159;1",0.46,"MG/time step",0]
["QUsePI","160;1",0.46,"MG/time step","QUsePI","160;1",0.46,"MG/time step","QUsePI","160;1",0.46,"MG/time step",0]
["QUsePI","161;1",0.46,"MG/time step","QUsePI","161;1",0.46,"MG/time step","QUsePI","161;1",0.46,"MG/time step",0]
["QUsePI","162;1",0.46,"MG/time step","QUsePI","162;1",0.46,"MG/time step","QUsePI","162;1",0.46,"MG/time step",0]
["QUsePI","163;1",0.46,"MG/time step","QUsePI","163;1",0.46,"MG/time step","QUsePI","163;1",0.46,"MG/time step",0]
["QUsePI","164;1",0.46,"MG/time step","QUsePI","164;1",0.46,"MG/time step","QUsePI","164;1",0.46,"MG/time step",0]
["QUsePI","165;1",0.46,"MG/time step","QUsePI","165;1",0.46,"MG/time step","QUsePI","165;1",0.46,"MG/time step",0]
["QUsePI","166;1",0.46,"MG/time step","QUsePI","166;1",0.46,"MG/time step","QUsePI","166;1",0.46,"MG/time step",0]
["QUsePI","167;1",0.46,"MG/time step","QUsePI","167;1",0.46,"MG/time step","QUsePI","167;1",0.46,"MG/time step",0]
["QUsePI","168;1",0.46,"MG/time step","QUsePI","168;1",0.46,"MG/time step","QUsePI","168;1",0.46,"MG/time step",0]
["QUsePI","169;1",0.46,"MG/time step","QUsePI","169;1",0.46,"MG/time step","QUsePI","169;1",0.46,"MG/time step",0]
["QUsePI","170;1",0.46,"MG/time step","QUsePI","170;1",0.46,"MG/time step","QUsePI","170;1",0.46,"MG/time step",0]
["QUsePI","171;1",0.46,"MG/time step","QUsePI","171;1",0.46,"MG/time step","QUsePI","171;1",0.46,"MG/time step",0]
["QUsePI","172;1",0.46,"MG/time step","QUsePI","172;1",0.46,"MG/time step","QUsePI","172;1",0.46,"MG/time step",0]
["QUsePI","173;1",0.46,"MG/time step","QUsePI","173;1",0.46,"MG/time step","QUsePI","173;1",0.46,"MG/time step",0]
["QUsePI","174;1",0.46,"MG/time step","QUsePI","174;1",0.46,"MG/time step","QUsePI","174;1",0.46,"MG/time step",0]
["QUsePI","175;1",0.46,"MG/time step","QUsePI","175;1",0.46,"MG/time step","QUsePI","175;1",0.46,"MG/time step",0]
["QUsePI","176;1",0.46,"MG/time step","QUsePI","176;1",0.46,"MG/time step","QUsePI","176;1",0.46,"MG/time step",0]
["QUsePI","177;1",0.46,"MG/time step","QUsePI","177;1",0.46,"MG/time step","QUsePI","177;1",0.46,"MG/time step",0]
["QUsePI","178;1",0.46,"MG/time step","QUsePI","178;1",0.46,"MG/time step","QUsePI","178;1",0.46,"MG/time step",0]
["QUsePI","179;1",0.46,"MG/time step","QUsePI","179;1",0.46,"MG/time step","QUsePI","179;1",0.46,"MG/time step",0]
["QUsePI","180;1",0.46,"MG/time step","QUsePI","180;1",0.46,"MG/time step","QUsePI","180;1",0.46,"MG/time step",0]
["QUsePI","181;1",0.46,"MG/time step","QUsePI","181;1",0.46,"MG/time step","QUsePI","181;1",0.46,"MG/time step",0]
["QUsePI","182;1",0.56999999999999995,"MG/time step","QUsePI","182;1",0.56999999999999995,"MG/time step","QUsePI","182;1",0.56999999999999995,"MG/time step",0]
["QUsePI","183;1",0.56999999999999995,"MG/time step","QUsePI","183;1",0.56999999999999995,"MG/time step","QUsePI","183;1",0.56999999999999995,"MG/time step",0]
["QUsePI","184;1",0.56999999999999995,"MG/time step","QUsePI","184;1",0.56999999999999995,"MG/time step","QUsePI","184;1",0.56999999999999995,"MG/time step",{"$f":"IF(ISNUMBER(C580),IF(AVERAGE(C580,G580,K580)<>MAX(C580,G580,K580),1,0),\"\")","v":0}]
["QUsePI","185;1",0.56999999999999995,"MG/time step","QUsePI","185;1",0.56999999999999995,"MG/time step","QUsePI","185;1",0.56999999999999995,"MG/time step",0]
["QUsePI","186;1",0.56999999999999995,"MG/time step","QUsePI","186;1",0.56999999999999995,"MG/time step","QUsePI","186;1",0.56999999999999995,"MG/time step",0]
["QUsePI","187;1",0.56999999999999995,"MG/time step","QUsePI","187;1",0.56999999999999995,"MG/time step","QUsePI","187;1",0.56999999999999995,"MG/time step",0]
["QUsePI","188;1",0.56999999999999995,"MG/time step","QUsePI","188;1",0.56999999999999995,"MG/time step","QUsePI","188;1",0.56999999999999995,"MG/time step",0]
["QUsePI","189;1",0.56999999999999995,"MG/time step","QUsePI","189;1",0.56999999999999995,"MG/time step","QUsePI","189;1",0.56999999999999995,"MG/time step",0]
["QUsePI","190;1",0.56999999999999995,"MG/time step","QUsePI","190;1",0.56999999999999995,"MG/time step","QUsePI","190;1",0.56999999999999995,"MG/time step",0]
["QUsePI","191;1",0.56999999999999995,"MG/time step","QUsePI","191;1",0.56999999999999995,"MG/time step","QUsePI","191;1",0.56999999999999995,"MG/time step",0]
["QUsePI","192;1",0.56999999999999995,"MG/time step","QUsePI","192;1",0.56999999999999995,"MG/time step","QUsePI","192;1",0.56999999999999995,"MG/time step",0]
["QUsePI","193;1",0.56999999999999995,"MG/time step","QUsePI","193;1",0.56999999999999995,"MG/time step","QUsePI","193;1",0.56999999999999995,"MG/time step",0]
["QUsePI","194;1",0.56999999999999995,"MG/time step","QUsePI","194;1",0.56999999999999995,"MG/time step","QUsePI","194;1",0.56999999999999995,"MG/time step",0]
["QUsePI","195;1",0.56999999999999995,"MG/time step","QUsePI","195;1",0.56999999999999995,"MG/time step","QUsePI","195;1",0.56999999999999995,"MG/time step",0]
["QUsePI","196;1",0.56999999999999995,"MG/time step","QUsePI","196;1",0.56999999999999995,"MG/time step","QUsePI","196;1",0.56999999999999995,"MG/time step",0]
["QUsePI","197;1",0.56999999999999995,"MG/time step","QUsePI","197;1",0.56999999999999995,"MG/time step","QUsePI","197;1",0.56999999999999995,"MG/time step",0]
["QUsePI","198;1",0.56999999999999995,"MG/time step","QUsePI","198;1",0.56999999999999995,"MG/time step","QUsePI","198;1",0.56999999999999995,"MG/time step",0]
["QUsePI","199;1",0.56999999999999995,"MG/time step","QUsePI","199;1",0.56999999999999995,"MG/time step","QUsePI","199;1",0.56999999999999995,"MG/time step",0]
["QUsePI","200;1",0.56999999999999995,"MG/time step","QUsePI","200;1",0.56999999999999995,"MG/time step","QUsePI","200;1",0.56999999999999995,"MG/time step",0]
["QUsePI","201;1",0.56999999999999995,"MG/time step","QUsePI","201;1",0.56999999999999995,"MG/time step","QUsePI","201;1",0.56999999999999995,"MG/time step",0]
["QUsePI","202;1",0.56999999999999995,"MG/time step","QUsePI","202;1",0.56999999999999995,"MG/time step","QUsePI","202;1",0.56999999999999995,"MG/time step",0]
["QUsePI","203;1",0.56999999999999995,"MG/time step","QUsePI","203;1",0.56999999999999995,"MG/time step","QUsePI","203;1",0.56999999999999995,"MG/time step",0]
["QUsePI","204;1",0.56999999999999995,"MG/time step","QUsePI","204;1",0.56999999999999995,"MG/time step","QUsePI","204;1",0.56999999999999995,"MG/time step",0]
["QUsePI","205;1",0.56999999999999995,"MG/time step","QUsePI","205;1",0.56999999999999995,"MG/time step","QUsePI","205;1",0.56999999999999995,"MG/time step",0]
["QUsePI","206;1",0.56999999999999995,"MG/time step","QUsePI","206;1",0.56999999999999995,"MG/time step","QUsePI","206;1",0.56999999999999995,"MG/time step",0]
["QUsePI","207;1",0.56999999999999995,"MG/time step","QUsePI","207;1",0.56999999999999995,"MG/time step","QUsePI","207;1",0.56999999999999995,"MG/time step",0]
["QUsePI","208;1",0.56999999999999995,"MG/time step","QUsePI","208;1",0.56999999999999995,"MG/time step","QUsePI","208;1",0.56999999999999995,"MG/time step",0]
["QUsePI","209;1",0.56999999999999995,"MG/time step","QUsePI","209;1",0.56999999999999995,"MG/time step","QUsePI","209;1",0.56999999999999995,"MG/time step",0]
["QUsePI","210;1",0.56999999999999995,"MG/time step","QUsePI","210;1",0.56999999999999995,"MG/time step","QUsePI","210;1",0.56999999999999995,"MG/time step",0]
["QUsePI","211;1",0.56999999999999995,"MG/time step","QUsePI","211;1",0.56999999999999995,"MG/time step","QUsePI","211;1",0.56999999999999995,"MG/time step",0]
["QUsePI","212;1",0.56999999999999995,"MG/time step","QUsePI","212;1",0.56999999999999995,"MG/time step","QUsePI","212;1",0.56999999999999995,"MG/time step",0]
["QUsePI","213;1",0.53,"MG/time step","QUsePI","213;1",0.53,"MG/time step","QUsePI","213;1",0.53,"MG/time step",0]
["QUsePI","214;1",0.53,"MG/time step","QUsePI","214;1",0.53,"MG/time step","QUsePI","214;1",0.53,"MG/time step",0]
["QUsePI","215;1",0.53,"MG/time step","QUsePI","215;1",0.53,"MG/time step","QUsePI","215;1",0.53,"MG/time step",0]
["QUsePI","216;1",0.53,"MG/time step","QUsePI","216;1",0.53,"MG/time step","QUsePI","216;1",0.53,"MG/time step",0]
["QUsePI","217;1",0.53,"MG/time step","QUsePI","217;1",0.53,"MG/time step","QUsePI","217;1",0.53,"MG/time step",0]
["QUsePI","218;1",0.53,"MG/time step","QUsePI","218;1",0.53,"MG/time step","QUsePI","218;1",0.53,"MG/time step",0]
["QUsePI","219;1",0.53,"MG/time step","QUsePI","219;1",0.53,"MG/time step","QUsePI","219;1",0.53,"MG/time step",0]
["QUsePI","220;1",0.53,"MG/time step","QUsePI","220;1",0.53,"MG/time step","QUsePI","220;1",0.53,"MG/time step",0]
["QUsePI","221;1",0.53,"MG/time step","QUsePI","221;1",0.53,"MG/time step","QUsePI","221;1",0.53,"MG/time step",0]
["QUsePI","222;1",0.53,"MG/time step","QUsePI","222;1",0.53,"MG/time step","QUsePI","222;1",0.53,"MG/time step",0]
["QUsePI","223;1",0.53,"MG/time step","QUsePI","223;1",0.53,"MG/time step","QUsePI","223;1",0.53,"MG/time step",0]
["QUsePI","224;1",0.53,"MG/time step","QUsePI","224;1",0.53,"MG/time step","QUsePI","224;1",0.53,"MG/time step",0]
["QUsePI","225;1",0.53,"MG/time step","QUsePI","225;1",0.53,"MG/time step","QUsePI","225;1",0.53,"MG/time step",0]
["QUsePI","226;1",0.53,"MG/time step","QUsePI","226;1",0.53,"MG/time step","QUsePI","226;1",0.53,"MG/time step",0]
["QUsePI","227;1",0.53,"MG/time step","QUsePI","227;1",0.53,"MG/time step","QUsePI","227;1",0.53,"MG/time step",0]
["QUsePI","228;1",0.53,"MG/time step","QUsePI","228;1",0.53,"MG/time step","QUsePI","228;1",0.53,"MG/time step",0]
["QUsePI","229;1",0.53,"MG/time step","QUsePI","229;1",0.53,"MG/time step","QUsePI","229;1",0.53,"MG/time step",0]
["QUsePI","230;1",0.53,"MG/time step","QUsePI","230;1",0.53,"MG/time step","QUsePI","230;1",0.53,"MG/time step",0]
["QUsePI","231;1",0.53,"MG/time step","QUsePI","231;1",0.53,"MG/time step","QUsePI","231;1",0.53,"MG/time step",0]
["QUsePI","232;1",0.53,"MG/time step","QUsePI","232;1",0.53,"MG/time step","QUsePI","232;1",0.53,"MG/time step",0]
["QUsePI","233;1",0.53,"MG/time step","QUsePI","233;1",0.53,"MG/time step","QUsePI","233;1",0.53,"MG/time step",0]
["QUsePI","234;1",0.53,"MG/time step","QUsePI","234;1",0.53,"MG/time step","QUsePI","234;1",0.53,"MG/time step",0]
["QUsePI","235;1",0.53,"MG/time step","QUsePI","235;1",0.53,"MG/time step","QUsePI","235;1",0.53,"MG/time step",0]
["QUsePI","236;1",0.53,"MG/time step","QUsePI","236;1",0.53,"MG/time step","QUsePI","236;1",0.53,"MG/time step",0]
["QUsePI","237;1",0.53,"MG/time step","QUsePI","237;1",0.53,"MG/time step","QUsePI","237;1",0.53,"MG/time step",0]
["QUsePI","238;1",0.53,"MG/time step","QUsePI","238;1",0.53,"MG/time step","QUsePI","238;1",0.53,"MG/time step",0]
["QUsePI","239;1",0.53,"MG/time step","QUsePI","239;1",0.53,"MG/time step","QUsePI","239;1",0.53,"MG/time step",0]
["QUsePI","240;1",0.53,"MG/time step","QUsePI","240;1",0.53,"MG/time step","QUsePI","240;1",0.53,"MG/time step",0]
["QUsePI","241;1",0.53,"MG/time step","QUsePI","241;1",0.53,"MG/time step","QUsePI","241;1",0.53,"MG/time step",0]
["QUsePI","242;1",0.53,"MG/time step","QUsePI","242;1",0.53,"MG/time step","QUsePI","242;1",0.53,"MG/time step",0]
["QUsePI","243;1",0.53,"MG/time step","QUsePI","243;1",0.53,"MG/time step","QUsePI","243;1",0.53,"MG/time step",0]
["QUsePI","244;1",0.41,"MG/time step","QUsePI","244;1",0.41,"MG/time step","QUsePI","244;1",0.41,"MG/time step",0]
["QUsePI","245;1",0.41,"MG/time step","QUsePI","245;1",0.41,"MG/time step","QUsePI","245;1",0.41,"MG/time step",0]
["QUsePI","246;1",0.41,"MG/time step","QUsePI","246;1",0.41,"MG/time step","QUsePI","246;1",0.41,"MG/time step",0]
["QUsePI","247;1",0.41,"MG/time step","QUsePI","247;1",0.41,"MG/time step","QUsePI","247;1",0.41,"MG/time step",0]
["QUsePI","248;1",0.41,"MG/time step","QUsePI","248;1",0.41,"MG/time step","QUsePI","248;1",0.41,"MG/time step",{"$f":"IF(ISNUMBER(C644),IF(AVERAGE(C644,G644,K644)<>MAX(C644,G644,K644),1,0),\"\")","v":0}]
["QUsePI","249;1",0.41,"MG/time step","QUsePI","249;1",0.41,"MG/time step","QUsePI","249;1",0.41,"MG/time step",0]
["QUsePI","250;1",0.41,"MG/time step","QUsePI","250;1",0.41,"MG/time step","QUsePI","250;1",0.41,"MG/time step",0]
["QUsePI","251;1",0.41,"MG/time step","QUsePI","251;1",0.41,"MG/time step","QUsePI","251;1",0.41,"MG/time step",0]
["QUsePI","252;1",0.41,"MG/time step","QUsePI","252;1",0.41,"MG/time step","QUsePI","252;1",0.41,"MG/time step",0]
["QUsePI","253;1",0.41,"MG/time step","QUsePI","253;1",0.41,"MG/time step","QUsePI","253;1",0.41,"MG/time step",0]
["QUsePI","254;1",0.41,"MG/time step","QUsePI","254;1",0.41,"MG/time step","QUsePI","254;1",0.41,"MG/time step",0]
["QUsePI","255;1",0.41,"MG/time step","QUsePI","255;1",0.41,"MG/time step","QUsePI","255;1",0.41,"MG/time step",0]
["QUsePI","256;1",0.41,"MG/time step","QUsePI","256;1",0.41,"MG/time step","QUsePI","256;1",0.41,"MG/time step",0]
["QUsePI","257;1",0.41,"MG/time step","QUsePI","257;1",0.41,"MG/time step","QUsePI","257;1",0.41,"MG/time step",0]
["QUsePI","258;1",0.41,"MG/time step","QUsePI","258;1",0.41,"MG/time step","QUsePI","258;1",0.41,"MG/time step",0]
["QUsePI","259;1",0.41,"MG/time step","QUsePI","259;1",0.41,"MG/time step","QUsePI","259;1",0.41,"MG/time step",0]
["QUsePI","260;1",0.41,"MG/time step","QUsePI","260;1",0.41,"MG/time step","QUsePI","260;1",0.41,"MG/time step",0]
["QUsePI","261;1",0.41,"MG/time step","QUsePI","261;1",0.41,"MG/time step","QUsePI","261;1",0.41,"MG/time step",0]
["QUsePI","262;1",0.41,"MG/time step","QUsePI","262;1",0.41,"MG/time step","QUsePI","262;1",0.41,"MG/time step",0]
["QUsePI","263;1",0.41,"MG/time step","QUsePI","263;1",0.41,"MG/time step","QUsePI","263;1",0.41,"MG/time step",0]
["QUsePI","264;1",0.41,"MG/time step","QUsePI","264;1",0.41,"MG/time step","QUsePI","264;1",0.41,"MG/time step",0]
["QUsePI","265;1",0.41,"MG/time step","QUsePI","265;1",0.41,"MG/time step","QUsePI","265;1",0.41,"MG/time step",0]
["QUsePI","266;1",0.41,"MG/time step","QUsePI","266;1",0.41,"MG/time step","QUsePI","266;1",0.41,"MG/time step",0]
["QUsePI","267;1",0.41,"MG/time step","QUsePI","267;1",0.41,"MG/time step","QUsePI","267;1",0.41,"MG/time step",0]
["QUsePI","268;1",0.41,"MG/time step","QUsePI","268;1",0.41,"MG/time step","QUsePI","268;1",0.41,"MG/time step",0]
["QUsePI","269;1",0.41,"MG/time step","QUsePI","269;1",0.41,"MG/time step","QUsePI","269;1",0.41,"MG/time step",0]
["QUsePI","270;1",0.41,"MG/time step","QUsePI","270;1",0.41,"MG/time step","QUsePI","270;1",0.41,"MG/time step",0]
["QUsePI","271;1",0.41,"MG/time step","QUsePI","271;1",0.41,"MG/time step","QUsePI","271;1",0.41,"MG/time step",0]
["QUsePI","272;1",0.41,"MG/time step","QUsePI","272;1",0.41,"MG/time step","QUsePI","272;1",0.41,"MG/time step",0]
["QUsePI","273;1",0.41,"MG/time step","QUsePI","273;1",0.41,"MG/time step","QUsePI","273;1",0.41,"MG/time step",0]
["QUsePI","274;1",0.38,"MG/time step","QUsePI","274;1",0.38,"MG/time step","QUsePI","274;1",0.38,"MG/time step",0]
["QUsePI","275;1",0.38,"MG/time step","QUsePI","275;1",0.38,"MG/time step","QUsePI","275;1",0.38,"MG/time step",0]
["QUsePI","276;1",0.38,"MG/time step","QUsePI","276;1",0.38,"MG/time step","QUsePI","276;1",0.38,"MG/time step",0]
["QUsePI","277;1",0.38,"MG/time step","QUsePI","277;1",0.38,"MG/time step","QUsePI","277;1",0.38,"MG/time step",0]
["QUsePI","278;1",0.38,"MG/time step","QUsePI","278;1",0.38,"MG/time step","QUsePI","278;1",0.38,"MG/time step",0]
["QUsePI","279;1",0.38,"MG/time step","QUsePI","279;1",0.38,"MG/time step","QUsePI","279;1",0.38,"MG/time step",0]
["QUsePI","280;1",0.38,"MG/time step","QUsePI","280;1",0.38,"MG/time step","QUsePI","280;1",0.38,"MG/time step",0]
["QUsePI","281;1",0.38,"MG/time step","QUsePI","281;1",0.38,"MG/time step","QUsePI","281;1",0.38,"MG/time step",0]
["QUsePI","282;1",0.38,"MG/time step","QUsePI","282;1",0.38,"MG/time step","QUsePI","282;1",0.38,"MG/time step",0]
["QUsePI","283;1",0.38,"MG/time step","QUsePI","283;1",0.38,"MG/time step","QUsePI","283;1",0.38,"MG/time step",0]
["QUsePI","284;1",0.38,"MG/time step","QUsePI","284;1",0.38,"MG/time step","QUsePI","284;1",0.38,"MG/time step",0]
["QUsePI","285;1",0.38,"MG/time step","QUsePI","285;1",0.38,"MG/time step","QUsePI","285;1",0.38,"MG/time step",0]
["QUsePI","286;1",0.38,"MG/time step","QUsePI","286;1",0.38,"MG/time step","QUsePI","286;1",0.38,"MG/time step",0]
["QUsePI","287;1",0.38,"MG/time step","QUsePI","287;1",0.38,"MG/time step","QUsePI","287;1",0.38,"MG/time step",0]
["QUsePI","288;1",0.38,"MG/time step","QUsePI","288;1",0.38,"MG/time step","QUsePI","288;1",0.38,"MG/time step",0]
["QUsePI","289;1",0.38,"MG/time step","QUsePI","289;1",0.38,"MG/time step","QUsePI","289;1",0.38,"MG/time step",0]
["QUsePI","290;1",0.38,"MG/time step","QUsePI","290;1",0.38,"MG/time step","QUsePI","290;1",0.38,"MG/time step",0]
["QUsePI","291;1",0.38,"MG/time step","QUsePI","291;1",0.38,"MG/time step","QUsePI","291;1",0.38,"MG/time step",0]
["QUsePI","292;1",0.38,"MG/time step","QUsePI","292;1",0.38,"MG/time step","QUsePI","292;1",0.38,"MG/time step",0]
["QUsePI","293;1",0.38,"MG/time step","QUsePI","293;1",0.38,"MG/time step","QUsePI","293;1",0.38,"MG/time step",0]
["QUsePI","294;1",0.38,"MG/time step","QUsePI","294;1",0.38,"MG/time step","QUsePI","294;1",0.38,"MG/time step",0]
["QUsePI","295;1",0.38,"MG/time step","QUsePI","295;1",0.38,"MG/time step","QUsePI","295;1",0.38,"MG/time step",0]
["QUsePI","296;1",0.38,"MG/time step","QUsePI","296;1",0.38,"MG/time step","QUsePI","296;1",0.38,"MG/time step",0]
["QUsePI","297;1",0.38,"MG/time step","QUsePI","297;1",0.38,"MG/time step","QUsePI","297;1",0.38,"MG/time step",0]
["QUsePI","298;1",0.38,"MG/time step","QUsePI","298;1",0.38,"MG/time step","QUsePI","298;1",0.38,"MG/time step",0]
["QUsePI","299;1",0.38,"MG/time step","QUsePI","299;1",0.38,"MG/time step","QUsePI","299;1",0.38,"MG/time step",0]
["QUsePI","300;1",0.38,"MG/time step","QUsePI","300;1",0.38,"MG/time step","QUsePI","300;1",0.38,"MG/time step",0]
["QUsePI","301;1",0.38,"MG/time step","QUsePI","301;1",0.38,"MG/time step","QUsePI","301;1",0.38,"MG/time step",0]
["QUsePI","302;1",0.38,"MG/time step","QUsePI","302;1",0.38,"MG/time step","QUsePI","302;1",0.38,"MG/time step",0]
["QUsePI","303;1",0.38,"MG/time step","QUsePI","303;1",0.38,"MG/time step","QUsePI","303;1",0.38,"MG/time step",0]
["QUsePI","304;1",0.38,"MG/time step","QUsePI","304;1",0.38,"MG/time step","QUsePI","304;1",0.38,"MG/time step",0]
["QUsePI","305;1",0.34,"MG/time step","QUsePI","305;1",0.34,"MG/time step","QUsePI","305;1",0.34,"MG/time step",0]
["QUsePI","306;1",0.34,"MG/time step","QUsePI","306;1",0.34,"MG/time step","QUsePI","306;1",0.34,"MG/time step",0]
["QUsePI","307;1",0.34,"MG/time step","QUsePI","307;1",0.34,"MG/time step","QUsePI","307;1",0.34,"MG/time step",0]
["QUsePI","308;1",0.34,"MG/time step","QUsePI","308;1",0.34,"MG/time step","QUsePI","308;1",0.34,"MG/time step",0]
["QUsePI","309;1",0.34,"MG/time step","QUsePI","309;1",0.34,"MG/time step","QUsePI","309;1",0.34,"MG/time step",0]
["QUsePI","310;1",0.34,"MG/time step","QUsePI","310;1",0.34,"MG/time step","QUsePI","310;1",0.34,"MG/time step",0]
["QUsePI","311;1",0.34,"MG/time step","QUsePI","311;1",0.34,"MG/time step","QUsePI","311;1",0.34,"MG/time step",0]
["QUsePI","312;1",0.34,"MG/time step","QUsePI","312;1",0.34,"MG/time step","QUsePI","312;1",0.34,"MG/time step",{"$f":"IF(ISNUMBER(C708),IF(AVERAGE(C708,G708,K708)<>MAX(C708,G708,K708),1,0),\"\")","v":0}]
["QUsePI","313;1",0.34,"MG/time step","QUsePI","313;1",0.34,"MG/time step","QUsePI","313;1",0.34,"MG/time step",0]
["QUsePI","314;1",0.34,"MG/time step","QUsePI","314;1",0.34,"MG/time step","QUsePI","314;1",0.34,"MG/time step",0]
["QUsePI","315;1",0.34,"MG/time step","QUsePI","315;1",0.34,"MG/time step","QUsePI","315;1",0.34,"MG/time step",0]
["QUsePI","316;1",0.34,"MG/time step","QUsePI","316;1",0.34,"MG/time step","QUsePI","316;1",0.34,"MG/time step",0]
["QUsePI","317;1",0.34,"MG/time step","QUsePI","317;1",0.34,"MG/time step","QUsePI","317;1",0.34,"MG/time step",0]
["QUsePI","318;1",0.34,"MG/time step","QUsePI","318;1",0.34,"MG/time step","QUsePI","318;1",0.34,"MG/time step",0]
["QUsePI","319;1",0.34,"MG/time step","QUsePI","319;1",0.34,"MG/time step","QUsePI","319;1",0.34,"MG/time step",0]
["QUsePI","320;1",0.34,"MG/time step","QUsePI","320;1",0.34,"MG/time step","QUsePI","320;1",0.34,"MG/time step",0]
["QUsePI","321;1",0.34,"MG/time step","QUsePI","321;1",0.34,"MG/time step","QUsePI","321;1",0.34,"MG/time step",0]
["QUsePI","322;1",0.34,"MG/time step","QUsePI","322;1",0.34,"MG/time step","QUsePI","322;1",0.34,"MG/time step",0]
["QUsePI","323;1",0.34,"MG/time step","QUsePI","323;1",0.34,"MG/time step","QUsePI","323;1",0.34,"MG/time step",0]
["QUsePI","324;1",0.34,"MG/time step","QUsePI","324;1",0.34,"MG/time step","QUsePI","324;1",0.34,"MG/time step",0]
["QUsePI","325;1",0.34,"MG/time step","QUsePI","325;1",0.34,"MG/time step","QUsePI","325;1",0.34,"MG/time step",0]
["QUsePI","326;1",0.34,"MG/time step","QUsePI","326;1",0.34,"MG/time step","QUsePI","326;1",0.34,"MG/time step",0]
["QUsePI","327;1",0.34,"MG/time step","QUsePI","327;1",0.34,"MG/time step","QUsePI","327;1",0.34,"MG/time step",0]
["QUsePI","328;1",0.34,"MG/time step","QUsePI","328;1",0.34,"MG/time step","QUsePI","328;1",0.34,"MG/time step",0]
["QUsePI","329;1",0.34,"MG/time step","QUsePI","329;1",0.34,"MG/time step","QUsePI","329;1",0.34,"MG/time step",0]
["QUsePI","330;1",0.34,"MG/time step","QUsePI","330;1",0.34,"MG/time step","QUsePI","330;1",0.34,"MG/time step",0]
["QUsePI","331;1",0.34,"MG/time step","QUsePI","331;1",0.34,"MG/time step","QUsePI","331;1",0.34,"MG/time step",0]
["QUsePI","332;1",0.34,"MG/time step","QUsePI","332;1",0.34,"MG/time step","QUsePI","332;1",0.34,"MG/time step",0]
["QUsePI","333;1",0.34,"MG/time step","QUsePI","333;1",0.34,"MG/time step","QUsePI","333;1",0.34,"MG/time step",0]
["QUsePI","334;1",0.34,"MG/time step","QUsePI","334;1",0.34,"MG/time step","QUsePI","334;1",0.34,"MG/time step",0]
["QUsePI","335;1",0.35,"MG/time step","QUsePI","335;1",0.35,"MG/time step","QUsePI","335;1",0.35,"MG/time step",0]
["QUsePI","336;1",0.35,"MG/time step","QUsePI","336;1",0.35,"MG/time step","QUsePI","336;1",0.35,"MG/time step",0]
["QUsePI","337;1",0.35,"MG/time step","QUsePI","337;1",0.35,"MG/time step","QUsePI","337;1",0.35,"MG/time step",0]
["QUsePI","338;1",0.35,"MG/time step","QUsePI","338;1",0.35,"MG/time step","QUsePI","338;1",0.35,"MG/time step",0]
["QUsePI","339;1",0.35,"MG/time step","QUsePI","339;1",0.35,"MG/time step","QUsePI","339;1",0.35,"MG/time step",0]
["QUsePI","340;1",0.35,"MG/time step","QUsePI","340;1",0.35,"MG/time step","QUsePI","340;1",0.35,"MG/time step",0]
["QUsePI","341;1",0.35,"MG/time step","QUsePI","341;1",0.35,"MG/time step","QUsePI","341;1",0.35,"MG/time step",0]
["QUsePI","342;1",0.35,"MG/time step","QUsePI","342;1",0.35,"MG/time step","QUsePI","342;1",0.35,"MG/time step",0]
["QUsePI","343;1",0.35,"MG/time step","QUsePI","343;1",0.35,"MG/time step","QUsePI","343;1",0.35,"MG/time step",0]
["QUsePI","344;1",0.35,"MG/time step","QUsePI","344;1",0.35,"MG/time step","QUsePI","344;1",0.35,"MG/time step",0]
["QUsePI","345;1",0.35,"MG/time step","QUsePI","345;1",0.35,"MG/time step","QUsePI","345;1",0.35,"MG/time step",0]
["QUsePI","346;1",0.35,"MG/time step","QUsePI","346;1",0.35,"MG/time step","QUsePI","346;1",0.35,"MG/time step",0]
["QUsePI","347;1",0.35,"MG/time step","QUsePI","347;1",0.35,"MG/time step","QUsePI","347;1",0.35,"MG/time step",0]
["QUsePI","348;1",0.35,"MG/time step","QUsePI","348;1",0.35,"MG/time step","QUsePI","348;1",0.35,"MG/time step",0]
["QUsePI","349;1",0.35,"MG/time step","QUsePI","349;1",0.35,"MG/time step","QUsePI","349;1",0.35,"MG/time step",0]
["QUsePI","350;1",0.35,"MG/time step","QUsePI","350;1",0.35,"MG/time step","QUsePI","350;1",0.35,"MG/time step",0]
["QUsePI","351;1",0.35,"MG/time step","QUsePI","351;1",0.35,"MG/time step","QUsePI","351;1",0.35,"MG/time step",0]
["QUsePI","352;1",0.35,"MG/time step","QUsePI","352;1",0.35,"MG/time step","QUsePI","352;1",0.35,"MG/time step",0]
["QUsePI","353;1",0.35,"MG/time step","QUsePI","353;1",0.35,"MG/time step","QUsePI","353;1",0.35,"MG/time step",0]
["QUsePI","354;1",0.35,"MG/time step","QUsePI","354;1",0.35,"MG/time step","QUsePI","354;1",0.35,"MG/time step",0]
["QUsePI","355;1",0.35,"MG/time step","QUsePI","355;1",0.35,"MG/time step","QUsePI","355;1",0.35,"MG/time step",0]
["QUsePI","356;1",0.35,"MG/time step","QUsePI","356;1",0.35,"MG/time step","QUsePI","356;1",0.35,"MG/time step",0]
["QUsePI","357;1",0.35,"MG/time step","QUsePI","357;1",0.35,"MG/time step","QUsePI","357;1",0.35,"MG/time step",0]
["QUsePI","358;1",0.35,"MG/time step","QUsePI","358;1",0.35,"MG/time step","QUsePI","358;1",0.35,"MG/time step",0]
["QUsePI","359;1",0.35,"MG/time step","QUsePI","359;1",0.35,"MG/time step","QUsePI","359;1",0.35,"MG/time step",0]
["QUsePI","360;1",0.35,"MG/time step","QUsePI","360;1",0.35,"MG/time step","QUsePI","360;1",0.35,"MG/time step",0]
["QUsePI","361;1",0.35,"MG/time step","QUsePI","361;1",0.35,"MG/time step","QUsePI","361;1",0.35,"MG/time step",0]
["QUsePI","362;1",0.35,"MG/time step","QUsePI","362;1",0.35,"MG/time step","QUsePI","362;1",0.35,"MG/time step",0]
["QUsePI","363;1",0.35,"MG/time step","QUsePI","363;1",0.35,"MG/time step","QUsePI","363;1",0.35,"MG/time step",0]
["QUsePI","364;1",0.35,"MG/time step","QUsePI","364;1",0.35,"MG/time step","QUsePI","364;1",0.35,"MG/time step",0]
["QUsePI","365;1",0.35,"MG/time step","QUsePI","365;1",0.35,"MG/time step","QUsePI","365;1",0.35,"MG/time step",0]
["QUsePI","1;2",2.46,"MG/time step","QUsePI","1;2",2.46,"MG/time step","QUsePI","1;2",2.46,"MG/time step",0]
["QUsePI","2;2",2.46,"MG/time step","QUsePI","2;2",2.46,"MG/time step","QUsePI","2;2",2.46,"MG/time step",0]
["QUsePI","3;2",2.46,"MG/time step","QUsePI","3;2",2.46,"MG/time step","QUsePI","3;2",2.46,"MG/time step",0]
["QUsePI","4;2",2.46,"MG/time step","QUsePI","4;2",2.46,"MG/time step","QUsePI","4;2",2.46,"MG/time step",0]
["QUsePI","5;2",2.46,"MG/time step","QUsePI","5;2",2.46,"MG/time step","QUsePI","5;2",2.46,"MG/time step",0]
["QUsePI","6;2",2.46,"MG/time step","QUsePI","6;2",2.46,"MG/time step","QUsePI","6;2",2.46,"MG/time step",0]
["QUsePI","7;2",2.46,"MG/time step","QUsePI","7;2",2.46,"MG/time step","QUsePI","7;2",2.46,"MG/time step",0]
["QUsePI","8;2",2.46,"MG/time step","QUsePI","8;2",2.46,"MG/time step","QUsePI","8;2",2.46,"MG/time step",0]
["QUsePI","9;2",2.46,"MG/time step","QUsePI","9;2",2.46,"MG/time step","QUsePI","9;2",2.46,"MG/time step",0]
["QUsePI","10;2",2.46,"MG/time step","QUsePI","10;2",2.46,"MG/time step","QUsePI","10;2",2.46,"MG/time step",0]
["QUsePI","11;2",2.46,"MG/time step","QUsePI","11;2",2.46,"MG/time step","QUsePI","11;2",2.46,"MG/time step",{"$f":"IF(ISNUMBER(C772),IF(AVERAGE(C772,G772,K772)<>MAX(C772,G772,K772),1,0),\"\")","v":0}]
["QUsePI","12;2",2.46,"MG/time step","QUsePI","12;2",2.46,"MG/time step","QUsePI","12;2",2.46,"MG/time step",0]
["QUsePI","13;2",2.46,"MG/time step","QUsePI","13;2",2.46,"MG/time step","QUsePI","13;2",2.46,"MG/time step",0]
["QUsePI","14;2",2.46,"MG/time step","QUsePI","14;2",2.46,"MG/time step","QUsePI","14;2",2.46,"MG/time step",0]
["QUsePI","15;2",2.46,"MG/time step","QUsePI","15;2",2.46,"MG/time step","QUsePI","15;2",2.46,"MG/time step",0]
["QUsePI","16;2",2.46,"MG/time step","QUsePI","16;2",2.46,"MG/time step","QUsePI","16;2",2.46,"MG/time step",0]
["QUsePI","17;2",2.46,"MG/time step","QUsePI","17;2",2.46,"MG/time step","QUsePI","17;2",2.46,"MG/time step",0]
["QUsePI","18;2",2.46,"MG/time step","QUsePI","18;2",2.46,"MG/time step","QUsePI","18;2",2.46,"MG/time step",0]
["QUsePI","19;2",2.46,"MG/time step","QUsePI","19;2",2.46,"MG/time step","QUsePI","19;2",2.46,"MG/time step",0]
["QUsePI","20;2",2.46,"MG/time step","QUsePI","20;2",2.46,"MG/time step","QUsePI","20;2",2.46,"MG/time step",0]
["QUsePI","21;2",2.46,"MG/time step","QUsePI","21;2",2.46,"MG/time step","QUsePI","21;2",2.46,"MG/time step",0]
["QUsePI","22;2",2.46,"MG/time step","QUsePI","22;2",2.46,"MG/time step","QUsePI","22;2",2.46,"MG/time step",0]
["QUsePI","23;2",2.46,"MG/time step","QUsePI","23;2",2.46,"MG/time step","QUsePI","23;2",2.46,"MG/time step",0]
["QUsePI","24;2",2.46,"MG/time step","QUsePI","24;2",2.46,"MG/time step","QUsePI","24;2",2.46,"MG/time step",0]
["QUsePI","25;2",2.46,"MG/time step","QUsePI","25;2",2.46,"MG/time step","QUsePI","25;2",2.46,"MG/time step",0]
["QUsePI","26;2",2.46,"MG/time step","QUsePI","26;2",2.46,"MG/time step","QUsePI","26;2",2.46,"MG/time step",0]
["QUsePI","27;2",2.46,"MG/time step","QUsePI","27;2",2.46,"MG/time step","QUsePI","27;2",2.46,"MG/time step",0]
["QUsePI","28;2",2.46,"MG/time step","QUsePI","28;2",2.46,"MG/time step","QUsePI","28;2",2.46,"MG/time step",0]
["QUsePI","29;2",2.46,"MG/time step","QUsePI","29;2",2.46,"MG/time step","QUsePI","29;2",2.46,"MG/time step",0]
["QUsePI","30;2",2.46,"MG/time step","QUsePI","30;2",2.46,"MG/time step","QUsePI","30;2",2.46,"MG/time step",0]
["QUsePI","31;2",2.46,"MG/time step","QUsePI","31;2",2.46,"MG/time step","QUsePI","31;2",2.46,"MG/time step",0]
["QUsePI","32;2",2.4,"MG/time step","QUsePI","32;2",2.4,"MG/time step","QUsePI","32;2",2.4,"MG/time step",0]
["QUsePI","33;2",2.4,"MG/time step","QUsePI","33;2",2.4,"MG/time step","QUsePI","33;2",2.4,"MG/time step",0]
["QUsePI","34;2",2.4,"MG/time step","QUsePI","34;2",2.4,"MG/time step","QUsePI","34;2",2.4,"MG/time step",0]
["QUsePI","35;2",2.4,"MG/time step","QUsePI","35;2",2.4,"MG/time step","QUsePI","35;2",2.4,"MG/time step",0]
["QUsePI","36;2",2.4,"MG/time step","QUsePI","36;2",2.4,"MG/time step","QUsePI","36;2",2.4,"MG/time step",0]
["QUsePI","37;2",2.4,"MG/time step","QUsePI","37;2",2.4,"MG/time step","QUsePI","37;2",2.4,"MG/time step",0]
["QUsePI","38;2",2.4,"MG/time step","QUsePI","38;2",2.4,"MG/time step","QUsePI","38;2",2.4,"MG/time step",0]
["QUsePI","39;2",2.4,"MG/time step","QUsePI","39;2",2.4,"MG/time step","QUsePI","39;2",2.4,"MG/time step",0]
["QUsePI","40;2",2.4,"MG/time step","QUsePI","40;2",2.4,"MG/time step","QUsePI","40;2",2.4,"MG/time step",0]
["QUsePI","41;2",2.4,"MG/time step","QUsePI","41;2",2.4,"MG/time step","QUsePI","41;2",2.4,"MG/time step",0]
["QUsePI","42;2",2.4,"MG/time step","QUsePI","42;2",2.4,"MG/time step","QUsePI","42;2",2.4,"MG/time step",0]
["QUsePI","43;2",2.4,"MG/time step","QUsePI","43;2",2.4,"MG/time step","QUsePI","43;2",2.4,"MG/time step",0]
["QUsePI","44;2",2.4,"MG/time step","QUsePI","44;2",2.4,"MG/time step","QUsePI","44;2",2.4,"MG/time step",0]
["QUsePI","45;2",2.4,"MG/time step","QUsePI","45;2",2.4,"MG/time step","QUsePI","45;2",2.4,"MG/time step",0]
["QUsePI","46;2",2.4,"MG/time step","QUsePI","46;2",2.4,"MG/time step","QUsePI","46;2",2.4,"MG/time step",0]
["QUsePI","47;2",2.4,"MG/time step","QUsePI","47;2",2.4,"MG/time step","QUsePI","47;2",2.4,"MG/time step",0]
["QUsePI","48;2",2.4,"MG/time step","QUsePI","48;2",2.4,"MG/time step","QUsePI","48;2",2.4,"MG/time step",0]
["QUsePI","49;2",2.4,"MG/time step","QUsePI","49;2",2.4,"MG/time step","QUsePI","49;2",2.4,"MG/time step",0]
["QUsePI","50;2",2.4,"MG/time step","QUsePI","50;2",2.4,"MG/time step","QUsePI","50;2",2.4,"MG/time step",0]
["QUsePI","51;2",2.4,"MG/time step","QUsePI","51;2",2.4,"MG/time step","QUsePI","51;2",2.4,"MG/time step",0]
["QUsePI","52;2",2.4,"MG/time step","QUsePI","52;2",2.4,"MG/time step","QUsePI","52;2",2.4,"MG/time step",0]
["QUsePI","53;2",2.4,"MG/time step","QUsePI","53;2",2.4,"MG/time step","QUsePI","53;2",2.4,"MG/time step",0]
["QUsePI","54;2",2.4,"MG/time step","QUsePI","54;2",2.4,"MG/time step","QUsePI","54;2",2.4,"MG/time step",0]
["QUsePI","55;2",2.4,"MG/time step","QUsePI","55;2",2.4,"MG/time step","QUsePI","55;2",2.4,"MG/time step",0]
["QUsePI","56;2",2.4,"MG/time step","QUsePI","56;2",2.4,"MG/time step","QUsePI","56;2",2.4,"MG/time step",0]
["QUsePI","57;2",2.4,"MG/time step","QUsePI","57;2",2.4,"MG/time step","QUsePI","57;2",2.4,"MG/time step",0]
["QUsePI","58;2",2.4,"MG/time step","QUsePI","58;2",2.4,"MG/time step","QUsePI","58;2",2.4,"MG/time step",0]
["QUsePI","59;2",2.4,"MG/time step","QUsePI","59;2",2.4,"MG/time step","QUsePI","59;2",2.4,"MG/time step",0]
["QUsePI","60;2",2.34,"MG/time step","QUsePI","60;2",2.34,"MG/time step","QUsePI","60;2",2.34,"MG/time step",0]
["QUsePI","61;2",2.34,"MG/time step","QUsePI","61;2",2.34,"MG/time step","QUsePI","61;2",2.34,"MG/time step",0]
["QUsePI","62;2",2.34,"MG/time step","QUsePI","62;2",2.34,"MG/time step","QUsePI","62;2",2.34,"MG/time step",0]
["QUsePI","63;2",2.34,"MG/time step","QUsePI","63;2",2.34,"MG/time step","QUsePI","63;2",2.34,"MG/time step",0]
["QUsePI","64;2",2.34,"MG/time step","QUsePI","64;2",2.34,"MG/time step","QUsePI","64;2",2.34,"MG/time step",0]
["QUsePI","65;2",2.34,"MG/time step","QUsePI","65;2",2.34,"MG/time step","QUsePI","65;2",2.34,"MG/time step",0]
["QUsePI","66;2",2.34,"MG/time step","QUsePI","66;2",2.34,"MG/time step","QUsePI","66;2",2.34,"MG/time step",0]
["QUsePI","67;2",2.34,"MG/time step","QUsePI","67;2",2.34,"MG/time step","QUsePI","67;2",2.34,"MG/time step",0]
["QUsePI","68;2",2.34,"MG/time step","QUsePI","68;2",2.34,"MG/time step","QUsePI","68;2",2.34,"MG/time step",0]
["QUsePI","69;2",2.34,"MG/time step","QUsePI","69;2",2.34,"MG/time step","QUsePI","69;2",2.34,"MG/time step",0]
["QUsePI","70;2",2.34,"MG/time step","QUsePI","70;2",2.34,"MG/time step","QUsePI","70;2",2.34,"MG/time step",0]
["QUsePI","71;2",2.34,"MG/time step","QUsePI","71;2",2.34,"MG/time step","QUsePI","71;2",2.34,"MG/time step",0]
["QUsePI","72;2",2.34,"MG/time step","QUsePI","72;2",2.34,"MG/time step","QUsePI","72;2",2.34,"MG/time step",0]
["QUsePI","73;2",2.34,"MG/time step","QUsePI","73;2",2.34,"MG/time step","QUsePI","73;2",2.34,"MG/time step",0]
["QUsePI","74;2",2.34,"MG/time step","QUsePI","74;2",2.34,"MG/time step","QUsePI","74;2",2.34,"MG/time step",0]
["QUsePI","75;2",2.34,"MG/time step","QUsePI","75;2",2.34,"MG/time step","QUsePI","75;2",2.34,"MG/time step",{"$f":"IF(ISNUMBER(C836),IF(AVERAGE(C836,G836,K836)<>MAX(C836,G836,K836),1,0),\"\")","v":0}]
["QUsePI","76;2",2.34,"MG/time step","QUsePI","76;2",2.34,"MG/time step","QUsePI","76;2",2.34,"MG/time step",0]
["QUsePI","77;2",2.34,"MG/time step","QUsePI","77;2",2.34,"MG/time step","QUsePI","77;2",2.34,"MG/time step",0]
["QUsePI","78;2",2.34,"MG/time step","QUsePI","78;2",2.34,"MG/time step","QUsePI","78;2",2.34,"MG/time step",0]
["QUsePI","79;2",2.34,"MG/time step","QUsePI","79;2",2.34,"MG/time step","QUsePI","79;2",2.34,"MG/time step",0]
["QUsePI","80;2",2.34,"MG/time step","QUsePI","80;2",2.34,"MG/time step","QUsePI","80;2",2.34,"MG/time step",0]
["QUsePI","81;2",2.34,"MG/time step","QUsePI","81;2",2.34,"MG/time step","QUsePI","81;2",2.34,"MG/time step",0]
["QUsePI","82;2",2.34,"MG/time step","QUsePI","82;2",2.34,"MG/time step","QUsePI","82;2",2.34,"MG/time step",0]
["QUsePI","83;2",2.34,"MG/time step","QUsePI","83;2",2.34,"MG/time step","QUsePI","83;2",2.34,"MG/time step",0]
["QUsePI","84;2",2.34,"MG/time step","QUsePI","84;2",2.34,"MG/time step","QUsePI","84;2",2.34,"MG/time step",0]
["QUsePI","85;2",2.34,"MG/time step","QUsePI","85;2",2.34,"MG/time step","QUsePI","85;2",2.34,"MG/time step",0]
["QUsePI","86;2",2.34,"MG/time step","QUsePI","86;2",2.34,"MG/time step","QUsePI","86;2",2.34,"MG/time step",0]
["QUsePI","87;2",2.34,"MG/time step","QUsePI","87;2",2.34,"MG/time step","QUsePI","87;2",2.34,"MG/time step",0]
["QUsePI","88;2",2.34,"MG/time step","QUsePI","88;2",2.34,"MG/time step","QUsePI","88;2",2.34,"MG/time step",0]
["QUsePI","89;2",2.34,"MG/time step","QUsePI","89;2",2.34,"MG/time step","QUsePI","89;2",2.34,"MG/time step",0]
["QUsePI","90;2",2.34,"MG/time step","QUsePI","90;2",2.34,"MG/time step","QUsePI","90;2",2.34,"MG/time step",0]
["QUsePI","91;2",2.59,"MG/time step","QUsePI","91;2",2.59,"MG/time step","QUsePI","91;2",2.59,"MG/time step",0]
["QUsePI","92;2",2.59,"MG/time step","QUsePI","92;2",2.59,"MG/time step","QUsePI","92;2",2.59,"MG/time step",0]
["QUsePI","93;2",2.59,"MG/time step","QUsePI","93;2",2.59,"MG/time step","QUsePI","93;2",2.59,"MG/time step",0]
["QUsePI","94;2",2.59,"MG/time step","QUsePI","94;2",2.59,"MG/time step","QUsePI","94;2",2.59,"MG/time step",0]
["QUsePI","95;2",2.59,"MG/time step","QUsePI","95;2",2.59,"MG/time step","QUsePI","95;2",2.59,"MG/time step",0]
["QUsePI","96;2",2.59,"MG/time step","QUsePI","96;2",2.59,"MG/time step","QUsePI","96;2",2.59,"MG/time step",0]
["QUsePI","97;2",2.59,"MG/time step","QUsePI","97;2",2.59,"MG/time step","QUsePI","97;2",2.59,"MG/time step",0]
["QUsePI","98;2",2.59,"MG/time step","QUsePI","98;2",2.59,"MG/time step","QUsePI","98;2",2.59,"MG/time step",0]
["QUsePI","99;2",2.59,"MG/time step","QUsePI","99;2",2.59,"MG/time step","QUsePI","99;2",2.59,"MG/time step",0]
["QUsePI","100;2",2.59,"MG/time step","QUsePI","100;2",2.59,"MG/time step","QUsePI","100;2",2.59,"MG/time step",0]
["QUsePI","101;2",2.59,"MG/time step","QUsePI","101;2",2.59,"MG/time step","QUsePI","101;2",2.59,"MG/time step",0]
["QUsePI","102;2",2.59,"MG/time step","QUsePI","102;2",2.59,"MG/time step","QUsePI","102;2",2.59,"MG/time step",0]
["QUsePI","103;2",2.59,"MG/time step","QUsePI","103;2",2.59,"MG/time step","QUsePI","103;2",2.59,"MG/time step",0]
["QUsePI","104;2",2.59,"MG/time step","QUsePI","104;2",2.59,"MG/time step","QUsePI","104;2",2.59,"MG/time step",0]
["QUsePI","105;2",2.59,"MG/time step","QUsePI","105;2",2.59,"MG/time step","QUsePI","105;2",2.59,"MG/time step",0]
["QUsePI","106;2",2.59,"MG/time step","QUsePI","106;2",2.59,"MG/time step","QUsePI","106;2",2.59,"MG/time step",0]
["QUsePI","107;2",2.59,"MG/time step","QUsePI","107;2",2.59,"MG/time step","QUsePI","107;2",2.59,"MG/time step",0]
["QUsePI","108;2",2.59,"MG/time step","QUsePI","108;2",2.59,"MG/time step","QUsePI","108;2",2.59,"MG/time step",0]
["QUsePI","109;2",2.59,"MG/time step","QUsePI","109;2",2.59,"MG/time step","QUsePI","109;2",2.59,"MG/time step",0]
["QUsePI","110;2",2.59,"MG/time step","QUsePI","110;2",2.59,"MG/time step","QUsePI","110;2",2.59,"MG/time step",0]
["QUsePI","111;2",2.59,"MG/time step","QUsePI","111;2",2.59,"MG/time step","QUsePI","111;2",2.59,"MG/time step",0]
["QUsePI","112;2",2.59,"MG/time step","QUsePI","112;2",2.59,"MG/time step","QUsePI","112;2",2.59,"MG/time step",0]
["QUsePI","113;2",2.59,"MG/time step","QUsePI","113;2",2.59,"MG/time step","QUsePI","113;2",2.59,"MG/time step",0]
["QUsePI","114;2",2.59,"MG/time step","QUsePI","114;2",2.59,"MG/time step","QUsePI","114;2",2.59,"MG/time step",0]
["QUsePI","115;2",2.59,"MG/time step","QUsePI","115;2",2.59,"MG/time step","QUsePI","115;2",2.59,"MG/time step",0]
["QUsePI","116;2",2.59,"MG/time step","QUsePI","116;2",2.59,"MG/time step","QUsePI","116;2",2.59,"MG/time step",0]
["QUsePI","117;2",2.59,"MG/time step","QUsePI","117;2",2.59,"MG/time step","QUsePI","117;2",2.59,"MG/time step",0]
["QUsePI","118;2",2.59,"MG/time step","QUsePI","118;2",2.59,"MG/time step","QUsePI","118;2",2.59,"MG/time step",0]
["QUsePI","119;2",2.59,"MG/time step","QUsePI","119;2",2.59,"MG/time step","QUsePI","119;2",2.59,"MG/time step",0]
["QUsePI","120;2",2.59,"MG/time step","QUsePI","120;2",2.59,"MG/time step","QUsePI","120;2",2.59,"MG/time step",0]
["QUsePI","121;2",2.82,"MG/time step","QUsePI","121;2",2.82,"MG/time step","QUsePI","121;2",2.82,"MG/time step",0]
["QUsePI","122;2",2.82,"MG/time step","QUsePI","122;2",2.82,"MG/time step","QUsePI","122;2",2.82,"MG/time step",0]
["QUsePI","123;2",2.82,"MG/time step","QUsePI","123;2",2.82,"MG/time step","QUsePI","123;2",2.82,"MG/time step",0]
["QUsePI","124;2",2.82,"MG/time step","QUsePI","124;2",2.82,"MG/time step","QUsePI","124;2",2.82,"MG/time step",0]
["QUsePI","125;2",2.82,"MG/time step","QUsePI","125;2",2.82,"MG/time step","QUsePI","125;2",2.82,"MG/time step",0]
["QUsePI","126;2",2.82,"MG/time step","QUsePI","126;2",2.82,"MG/time step","QUsePI","126;2",2.82,"MG/time step",0]
["QUsePI","127;2",2.82,"MG/time step","QUsePI","127;2",2.82,"MG/time step","QUsePI","127;2",2.82,"MG/time step",0]
["QUsePI","128;2",2.82,"MG/time step","QUsePI","128;2",2.82,"MG/time step","QUsePI","128;2",2.82,"MG/time step",0]
["QUsePI","129;2",2.82,"MG/time step","QUsePI","129;2",2.82,"MG/time step","QUsePI","129;2",2.82,"MG/time step",0]
["QUsePI","130;2",2.82,"MG/time step","QUsePI","130;2",2.82,"MG/time step","QUsePI","130;2",2.82,"MG/time step",0]
["QUsePI","131;2",2.82,"MG/time step","QUsePI","131;2",2.82,"MG/time step","QUsePI","131;2",2.82,"MG/time step",0]
["QUsePI","132;2",2.82,"MG/time step","QUsePI","132;2",2.82,"MG/time step","QUsePI","132;2",2.82,"MG/time step",0]
["QUsePI","133;2",2.82,"MG/time step","QUsePI","133;2",2.82,"MG/time step","QUsePI","133;2",2.82,"MG/time step",0]
["QUsePI","134;2",2.82,"MG/time step","QUsePI","134;2",2.82,"MG/time step","QUsePI","134;2",2.82,"MG/time step",0]
["QUsePI","135;2",2.82,"MG/time step","QUsePI","135;2",2.82,"MG/time step","QUsePI","135;2",2.82,"MG/time step",0]
["QUsePI","136;2",2.82,"MG/time step","QUsePI","136;2",2.82,"MG/time step","QUsePI","136;2",2.82,"MG/time step",0]
["QUsePI","137;2",2.82,"MG/time step","QUsePI","137;2",2.82,"MG/time step","QUsePI","137;2",2.82,"MG/time step",0]
["QUsePI","138;2",2.82,"MG/time step","QUsePI","138;2",2.82,"MG/time step","QUsePI","138;2",2.82,"MG/time step",0]
["QUsePI","139;2",2.82,"MG/time step","QUsePI","139;2",2.82,"MG/time step","QUsePI","139;2",2.82,"MG/time step",{"$f":"IF(ISNUMBER(C900),IF(AVERAGE(C900,G900,K900)<>MAX(C900,G900,K900),1,0),\"\")","v":0}]
["QUsePI","140;2",2.82,"MG/time step","QUsePI","140;2",2.82,"MG/time step","QUsePI","140;2",2.82,"MG/time step",0]
["QUsePI","141;2",2.82,"MG/time step","QUsePI","141;2",2.82,"MG/time step","QUsePI","141;2",2.82,"MG/time step",0]
["QUsePI","142;2",2.82,"MG/time step","QUsePI","142;2",2.82,"MG/time step","QUsePI","142;2",2.82,"MG/time step",0]
["QUsePI","143;2",2.82,"MG/time step","QUsePI","143;2",2.82,"MG/time step","QUsePI","143;2",2.82,"MG/time step",0]
["QUsePI","144;2",2.82,"MG/time step","QUsePI","144;2",2.82,"MG/time step","QUsePI","144;2",2.82,"MG/time step",0]
["QUsePI","145;2",2.82,"MG/time step","QUsePI","145;2",2.82,"MG/time step","QUsePI","145;2",2.82,"MG/time step",0]
["QUsePI","146;2",2.82,"MG/time step","QUsePI","146;2",2.82,"MG/time step","QUsePI","146;2",2.82,"MG/time step",0]
["QUsePI","147;2",2.82,"MG/time step","QUsePI","147;2",2.82,"MG/time step","QUsePI","147;2",2.82,"MG/time step",0]
["QUsePI","148;2",2.82,"MG/time step","QUsePI","148;2",2.82,"MG/time step","QUsePI","148;2",2.82,"MG/time step",0]
["QUsePI","149;2",2.82,"MG/time step","QUsePI","149;2",2.82,"MG/time step","QUsePI","149;2",2.82,"MG/time step",0]
["QUsePI","150;2",2.82,"MG/time step","QUsePI","150;2",2.82,"MG/time step","QUsePI","150;2",2.82,"MG/time step",0]
["QUsePI","151;2",2.82,"MG/time step","QUsePI","151;2",2.82,"MG/time step","QUsePI","151;2",2.82,"MG/time step",0]
["QUsePI","152;2",3.11,"MG/time step","QUsePI","152;2",3.11,"MG/time step","QUsePI","152;2",3.11,"MG/time step",0]
["QUsePI","153;2",3.11,"MG/time step","QUsePI","153;2",3.11,"MG/time step","QUsePI","153;2",3.11,"MG/time step",0]
["QUsePI","154;2",3.11,"MG/time step","QUsePI","154;2",3.11,"MG/time step","QUsePI","154;2",3.11,"MG/time step",0]
["QUsePI","155;2",3.11,"MG/time step","QUsePI","155;2",3.11,"MG/time step","QUsePI","155;2",3.11,"MG/time step",0]
["QUsePI","156;2",3.11,"MG/time step","QUsePI","156;2",3.11,"MG/time step","QUsePI","156;2",3.11,"MG/time step",0]
["QUsePI","157;2",3.11,"MG/time step","QUsePI","157;2",3.11,"MG/time step","QUsePI","157;2",3.11,"MG/time step",0]
["QUsePI","158;2",3.11,"MG/time step","QUsePI","158;2",3.11,"MG/time step","QUsePI","158;2",3.11,"MG/time step",0]
["QUsePI","159;2",3.11,"MG/time step","QUsePI","159;2",3.11,"MG/time step","QUsePI","159;2",3.11,"MG/time step",0]
["QUsePI","160;2",3.11,"MG/time step","QUsePI","160;2",3.11,"MG/time step","QUsePI","160;2",3.11,"MG/time step",0]
["QUsePI","161;2",3.11,"MG/time step","QUsePI","161;2",3.11,"MG/time step","QUsePI","161;2",3.11,"MG/time step",0]
["QUsePI","162;2",3.11,"MG/time step","QUsePI","162;2",3.11,"MG/time step","QUsePI","162;2",3.11,"MG/time step",0]
["QUsePI","163;2",3.11,"MG/time step","QUsePI","163;2",3.11,"MG/time step","QUsePI","163;2",3.11,"MG/time step",0]
["QUsePI","164;2",3.11,"MG/time step","QUsePI","164;2",3.11,"MG/time step","QUsePI","164;2",3.11,"MG/time step",0]
["QUsePI","165;2",3.11,"MG/time step","QUsePI","165;2",3.11,"MG/time step","QUsePI","165;2",3.11,"MG/time step",0]
["QUsePI","166;2",3.11,"MG/time step","QUsePI","166;2",3.11,"MG/time step","QUsePI","166;2",3.11,"MG/time step",0]
["QUsePI","167;2",3.11,"MG/time step","QUsePI","167;2",3.11,"MG/time step","QUsePI","167;2",3.11,"MG/time step",0]
["QUsePI","168;2",3.11,"MG/time step","QUsePI","168;2",3.11,"MG/time step","QUsePI","168;2",3.11,"MG/time step",0]
["QUsePI","169;2",3.11,"MG/time step","QUsePI","169;2",3.11,"MG/time step","QUsePI","169;2",3.11,"MG/time step",0]
["QUsePI","170;2",3.11,"MG/time step","QUsePI","170;2",3.11,"MG/time step","QUsePI","170;2",3.11,"MG/time step",0]
["QUsePI","171;2",3.11,"MG/time step","QUsePI","171;2",3.11,"MG/time step","QUsePI","171;2",3.11,"MG/time step",0]
["QUsePI","172;2",3.11,"MG/time step","QUsePI","172;2",3.11,"MG/time step","QUsePI","172;2",3.11,"MG/time step",0]
["QUsePI","173;2",3.11,"MG/time step","QUsePI","173;2",3.11,"MG/time step","QUsePI","173;2",3.11,"MG/time step",0]
["QUsePI","174;2",3.11,"MG/time step","QUsePI","174;2",3.11,"MG/time step","QUsePI","174;2",3.11,"MG/time step",0]
["QUsePI","175;2",3.11,"MG/time step","QUsePI","175;2",3.11,"MG/time step","QUsePI","175;2",3.11,"MG/time step",0]
["QUsePI","176;2",3.11,"MG/time step","QUsePI","176;2",3.11,"MG/time step","QUsePI","176;2",3.11,"MG/time step",0]
["QUsePI","177;2",3.11,"MG/time step","QUsePI","177;2",3.11,"MG/time step","QUsePI","177;2",3.11,"MG/time step",0]
["QUsePI","178;2",3.11,"MG/time step","QUsePI","178;2",3.11,"MG/time step","QUsePI","178;2",3.11,"MG/time step",0]
["QUsePI","179;2",3.11,"MG/time step","QUsePI","179;2",3.11,"MG/time step","QUsePI","179;2",3.11,"MG/time step",0]
["QUsePI","180;2",3.11,"MG/time step","QUsePI","180;2",3.11,"MG/time step","QUsePI","180;2",3.11,"MG/time step",0]
["QUsePI","181;2",3.11,"MG/time step","QUsePI","181;2",3.11,"MG/time step","QUsePI","181;2",3.11,"MG/time step",0]
["QUsePI","182;2",3.83,"MG/time step","QUsePI","182;2",3.83,"MG/time step","QUsePI","182;2",3.83,"MG/time step",0]
["QUsePI","183;2",3.83,"MG/time step","QUsePI","183;2",3.83,"MG/time step","QUsePI","183;2",3.83,"MG/time step",0]
["QUsePI","184;2",3.83,"MG/time step","QUsePI","184;2",3.83,"MG/time step","QUsePI","184;2",3.83,"MG/time step",0]
["QUsePI","185;2",3.83,"MG/time step","QUsePI","185;2",3.83,"MG/time step","QUsePI","185;2",3.83,"MG/time step",0]
["QUsePI","186;2",3.83,"MG/time step","QUsePI","186;2",3.83,"MG/time step","QUsePI","186;2",3.83,"MG/time step",0]
["QUsePI","187;2",3.83,"MG/time step","QUsePI","187;2",3.83,"MG/time step","QUsePI","187;2",3.83,"MG/time step",0]
["QUsePI","188;2",3.83,"MG/time step","QUsePI","188;2",3.83,"MG/time step","QUsePI","188;2",3.83,"MG/time step",0]
["QUsePI","189;2",3.83,"MG/time step","QUsePI","189;2",3.83,"MG/time step","QUsePI","189;2",3.83,"MG/time step",0]
["QUsePI","190;2",3.83,"MG/time step","QUsePI","190;2",3.83,"MG/time step","QUsePI","190;2",3.83,"MG/time step",0]
["QUsePI","191;2",3.83,"MG/time step","QUsePI","191;2",3.83,"MG/time step","QUsePI","191;2",3.83,"MG/time step",0]
["QUsePI","192;2",3.83,"MG/time step","QUsePI","192;2",3.83,"MG/time step","QUsePI","192;2",3.83,"MG/time step",0]
["QUsePI","193;2",3.83,"MG/time step","QUsePI","193;2",3.83,"MG/time step","QUsePI","193;2",3.83,"MG/time step",0]
["QUsePI","194;2",3.83,"MG/time step","QUsePI","194;2",3.83,"MG/time step","QUsePI","194;2",3.83,"MG/time step",0]
["QUsePI","195;2",3.83,"MG/time step","QUsePI","195;2",3.83,"MG/time step","QUsePI","195;2",3.83,"MG/time step",0]
["QUsePI","196;2",3.83,"MG/time step","QUsePI","196;2",3.83,"MG/time step","QUsePI","196;2",3.83,"MG/time step",0]
["QUsePI","197;2",3.83,"MG/time step","QUsePI","197;2",3.83,"MG/time step","QUsePI","197;2",3.83,"MG/time step",0]
["QUsePI","198;2",3.83,"MG/time step","QUsePI","198;2",3.83,"MG/time step","QUsePI","198;2",3.83,"MG/time step",0]
["QUsePI","199;2",3.83,"MG/time step","QUsePI","199;2",3.83,"MG/time step","QUsePI","199;2",3.83,"MG/time step",0]
["QUsePI","200;2",3.83,"MG/time step","QUsePI","200;2",3.83,"MG/time step","QUsePI","200;2",3.83,"MG/time step",0]
["QUsePI","201;2",3.83,"MG/time step","QUsePI","201;2",3.83,"MG/time step","QUsePI","201;2",3.83,"MG/time step",0]
["QUsePI","202;2",3.83,"MG/time step","QUsePI","202;2",3.83,"MG/time step","QUsePI","202;2",3.83,"MG/time step",0]
["QUsePI","203;2",3.83,"MG/time step","QUsePI","203;2",3.83,"MG/time step","QUsePI","203;2",3.83,"MG/time step",{"$f":"IF(ISNUMBER(C964),IF(AVERAGE(C964,G964,K964)<>MAX(C964,G964,K964),1,0),\"\")","v":0}]
["QUsePI","204;2",3.83,"MG/time step","QUsePI","204;2",3.83,"MG/time step","QUsePI","204;2",3.83,"MG/time step",0]
["QUsePI","205;2",3.83,"MG/time step","QUsePI","205;2",3.83,"MG/time step","QUsePI","205;2",3.83,"MG/time step",0]
["QUsePI","206;2",3.83,"MG/time step","QUsePI","206;2",3.83,"MG/time step","QUsePI","206;2",3.83,"MG/time step",0]
["QUsePI","207;2",3.83,"MG/time step","QUsePI","207;2",3.83,"MG/time step","QUsePI","207;2",3.83,"MG/time step",0]
["QUsePI","208;2",3.83,"MG/time step","QUsePI","208;2",3.83,"MG/time step","QUsePI","208;2",3.83,"MG/time step",0]
["QUsePI","209;2",3.83,"MG/time step","QUsePI","209;2",3.83,"MG/time step","QUsePI","209;2",3.83,"MG/time step",0]
["QUsePI","210;2",3.83,"MG/time step","QUsePI","210;2",3.83,"MG/time step","QUsePI","210;2",3.83,"MG/time step",0]
["QUsePI","211;2",3.83,"MG/time step","QUsePI","211;2",3.83,"MG/time step","QUsePI","211;2",3.83,"MG/time step",0]
["QUsePI","212;2",3.83,"MG/time step","QUsePI","212;2",3.83,"MG/time step","QUsePI","212;2",3.83,"MG/time step",0]
["QUsePI","213;2",3.54,"MG/time step","QUsePI","213;2",3.54,"MG/time step","QUsePI","213;2",3.54,"MG/time step",0]
["QUsePI","214;2",3.54,"MG/time step","QUsePI","214;2",3.54,"MG/time step","QUsePI","214;2",3.54,"MG/time step",0]
["QUsePI","215;2",3.54,"MG/time step","QUsePI","215;2",3.54,"MG/time step","QUsePI","215;2",3.54,"MG/time step",0]
["QUsePI","216;2",3.54,"MG/time step","QUsePI","216;2",3.54,"MG/time step","QUsePI","216;2",3.54,"MG/time step",0]
["QUsePI","217;2",3.54,"MG/time step","QUsePI","217;2",3.54,"MG/time step","QUsePI","217;2",3.54,"MG/time step",0]
["QUsePI","218;2",3.54,"MG/time step","QUsePI","218;2",3.54,"MG/time step","QUsePI","218;2",3.54,"MG/time step",0]
["QUsePI","219;2",3.54,"MG/time step","QUsePI","219;2",3.54,"MG/time step","QUsePI","219;2",3.54,"MG/time step",0]
["QUsePI","220;2",3.54,"MG/time step","QUsePI","220;2",3.54,"MG/time step","QUsePI","220;2",3.54,"MG/time step",0]
["QUsePI","221;2",3.54,"MG/time step","QUsePI","221;2",3.54,"MG/time step","QUsePI","221;2",3.54,"MG/time step",0]
["QUsePI","222;2",3.54,"MG/time step","QUsePI","222;2",3.54,"MG/time step","QUsePI","222;2",3.54,"MG/time step",0]
["QUsePI","223;2",3.54,"MG/time step","QUsePI","223;2",3.54,"MG/time step","QUsePI","223;2",3.54,"MG/time step",0]
["QUsePI","224;2",3.54,"MG/time step","QUsePI","224;2",3.54,"MG/time step","QUsePI","224;2",3.54,"MG/time step",0]
["QUsePI","225;2",3.54,"MG/time step","QUsePI","225;2",3.54,"MG/time step","QUsePI","225;2",3.54,"MG/time step",0]
["QUsePI","226;2",3.54,"MG/time step","QUsePI","226;2",3.54,"MG/time step","QUsePI","226;2",3.54,"MG/time step",0]
["QUsePI","227;2",3.54,"MG/time step","QUsePI","227;2",3.54,"MG/time step","QUsePI","227;2",3.54,"MG/time step",0]
["QUsePI","228;2",3.54,"MG/time step","QUsePI","228;2",3.54,"MG/time step","QUsePI","228;2",3.54,"MG/time step",0]
["QUsePI","229;2",3.54,"MG/time step","QUsePI","229;2",3.54,"MG/time step","QUsePI","229;2",3.54,"MG/time step",0]
["QUsePI","230;2",3.54,"MG/time step","QUsePI","230;2",3.54,"MG/time step","QUsePI","230;2",3.54,"MG/time step",0]
["QUsePI","231;2",3.54,"MG/time step","QUsePI","231;2",3.54,"MG/time step","QUsePI","231;2",3.54,"MG/time step",0]
["QUsePI","232;2",3.54,"MG/time step","QUsePI","232;2",3.54,"MG/time step","QUsePI","232;2",3.54,"MG/time step",0]
["QUsePI","233;2",3.54,"MG/time step","QUsePI","233;2",3.54,"MG/time step","QUsePI","233;2",3.54,"MG/time step",0]
["QUsePI","234;2",3.54,"MG/time step","QUsePI","234;2",3.54,"MG/time step","QUsePI","234;2",3.54,"MG/time step",0]
["QUsePI","235;2",3.54,"MG/time step","QUsePI","235;2",3.54,"MG/time step","QUsePI","235;2",3.54,"MG/time step",0]
["QUsePI","236;2",3.54,"MG/time step","QUsePI","236;2",3.54,"MG/time step","QUsePI","236;2",3.54,"MG/time step",0]
["QUsePI","237;2",3.54,"MG/time step","QUsePI","237;2",3.54,"MG/time step","QUsePI","237;2",3.54,"MG/time step",0]
["QUsePI","238;2",3.54,"MG/time step","QUsePI","238;2",3.54,"MG/time step","QUsePI","238;2",3.54,"MG/time step",0]
["QUsePI","239;2",3.54,"MG/time step","QUsePI","239;2",3.54,"MG/time step","QUsePI","239;2",3.54,"MG/time step",0]
["QUsePI","240;2",3.54,"MG/time step","QUsePI","240;2",3.54,"MG/time step","QUsePI","240;2",3.54,"MG/time step",0]
["QUsePI","241;2",3.54,"MG/time step","QUsePI","241;2",3.54,"MG/time step","QUsePI","241;2",3.54,"MG/time step",0]
["QUsePI","242;2",3.54,"MG/time step","QUsePI","242;2",3.54,"MG/time step","QUsePI","242;2",3.54,"MG/time step",0]
["QUsePI","243;2",3.54,"MG/time step","QUsePI","243;2",3.54,"MG/time step","QUsePI","243;2",3.54,"MG/time step",0]
["QUsePI","244;2",2.79,"MG/time step","QUsePI","244;2",2.79,"MG/time step","QUsePI","244;2",2.79,"MG/time step",0]
["QUsePI","245;2",2.79,"MG/time step","QUsePI","245;2",2.79,"MG/time step","QUsePI","245;2",2.79,"MG/time step",0]
["QUsePI","246;2",2.79,"MG/time step","QUsePI","246;2",2.79,"MG/time step","QUsePI","246;2",2.79,"MG/time step",0]
["QUsePI","247;2",2.79,"MG/time step","QUsePI","247;2",2.79,"MG/time step","QUsePI","247;2",2.79,"MG/time step",0]
["QUsePI","248;2",2.79,"MG/time step","QUsePI","248;2",2.79,"MG/time step","QUsePI","248;2",2.79,"MG/time step",0]
["QUsePI","249;2",2.79,"MG/time step","QUsePI","249;2",2.79,"MG/time step","QUsePI","249;2",2.79,"MG/time step",0]
["QUsePI","250;2",2.79,"MG/time step","QUsePI","250;2",2.79,"MG/time step","QUsePI","250;2",2.79,"MG/time step",0]
["QUsePI","251;2",2.79,"MG/time step","QUsePI","251;2",2.79,"MG/time step","QUsePI","251;2",2.79,"MG/time step",0]
["QUsePI","252;2",2.79,"MG/time step","QUsePI","252;2",2.79,"MG/time step","QUsePI","252;2",2.79,"MG/time step",0]
["QUsePI","253;2",2.79,"MG/time step","QUsePI","253;2",2.79,"MG/time step","QUsePI","253;2",2.79,"MG/time step",0]
["QUsePI","254;2",2.79,"MG/time step","QUsePI","254;2",2.79,"MG/time step","QUsePI","254;2",2.79,"MG/time step",0]
["QUsePI","255;2",2.79,"MG/time step","QUsePI","255;2",2.79,"MG/time step","QUsePI","255;2",2.79,"MG/time step",0]
["QUsePI","256;2",2.79,"MG/time step","QUsePI","256;2",2.79,"MG/time step","QUsePI","256;2",2.79,"MG/time step",0]
["QUsePI","257;2",2.79,"MG/time step","QUsePI","257;2",2.79,"MG/time step","QUsePI","257;2",2.79,"MG/time step",0]
["QUsePI","258;2",2.79,"MG/time step","QUsePI","258;2",2.79,"MG/time step","QUsePI","258;2",2.79,"MG/time step",0]
["QUsePI","259;2",2.79,"MG/time step","QUsePI","259;2",2.79,"MG/time step","QUsePI","259;2",2.79,"MG/time step",0]
["QUsePI","260;2",2.79,"MG/time step","QUsePI","260;2",2.79,"MG/time step","QUsePI","260;2",2.79,"MG/time step",0]
["QUsePI","261;2",2.79,"MG/time step","QUsePI","261;2",2.79,"MG/time step","QUsePI","261;2",2.79,"MG/time step",0]
["QUsePI","262;2",2.79,"MG/time step","QUsePI","262;2",2.79,"MG/time step","QUsePI","262;2",2.79,"MG/time step",0]
["QUsePI","263;2",2.79,"MG/time step","QUsePI","263;2",2.79,"MG/time step","QUsePI","263;2",2.79,"MG/time step",0]
["QUsePI","264;2",2.79,"MG/time step","QUsePI","264;2",2.79,"MG/time step","QUsePI","264;2",2.79,"MG/time step",0]
["QUsePI","265;2",2.79,"MG/time step","QUsePI","265;2",2.79,"MG/time step","QUsePI","265;2",2.79,"MG/time step",0]
["QUsePI","266;2",2.79,"MG/time step","QUsePI","266;2",2.79,"MG/time step","QUsePI","266;2",2.79,"MG/time step",0]
["QUsePI","267;2",2.79,"MG/time step","QUsePI","267;2",2.79,"MG/time step","QUsePI","267;2",2.79,"MG/time step",{"$f":"IF(ISNUMBER(C1028),IF(AVERAGE(C1028,G1028,K1028)<>MAX(C1028,G1028,K1028),1,0),\"\")","v":0}]
["QUsePI","268;2",2.79,"MG/time step","QUsePI","268;2",2.79,"MG/time step","QUsePI","268;2",2.79,"MG/time step",0]
["QUsePI","269;2",2.79,"MG/time step","QUsePI","269;2",2.79,"MG/time step","QUsePI","269;2",2.79,"MG/time step",0]
["QUsePI","270;2",2.79,"MG/time step","QUsePI","270;2",2.79,"MG/time step","QUsePI","270;2",2.79,"MG/time step",0]
["QUsePI","271;2",2.79,"MG/time step","QUsePI","271;2",2.79,"MG/time step","QUsePI","271;2",2.79,"MG/time step",0]
["QUsePI","272;2",2.79,"MG/time step","QUsePI","272;2",2.79,"MG/time step","QUsePI","272;2",2.79,"MG/time step",0]
["QUsePI","273;2",2.79,"MG/time step","QUsePI","273;2",2.79,"MG/time step","QUsePI","273;2",2.79,"MG/time step",0]
["QUsePI","274;2",2.6,"MG/time step","QUsePI","274;2",2.6,"MG/time step","QUsePI","274;2",2.6,"MG/time step",0]
["QUsePI","275;2",2.6,"MG/time step","QUsePI","275;2",2.6,"MG/time step","QUsePI","275;2",2.6,"MG/time step",0]
["QUsePI","276;2",2.6,"MG/time step","QUsePI","276;2",2.6,"MG/time step","QUsePI","276;2",2.6,"MG/time step",0]
["QUsePI","277;2",2.6,"MG/time step","QUsePI","277;2",2.6,"MG/time step","QUsePI","277;2",2.6,"MG/time step",0]
["QUsePI","278;2",2.6,"MG/time step","QUsePI","278;2",2.6,"MG/time step","QUsePI","278;2",2.6,"MG/time step",0]
["QUsePI","279;2",2.6,"MG/time step","QUsePI","279;2",2.6,"MG/time step","QUsePI","279;2",2.6,"MG/time step",0]
["QUsePI","280;2",2.6,"MG/time step","QUsePI","280;2",2.6,"MG/time step","QUsePI","280;2",2.6,"MG/time step",0]
["QUsePI","281;2",2.6,"MG/time step","QUsePI","281;2",2.6,"MG/time step","QUsePI","281;2",2.6,"MG/time step",0]
["QUsePI","282;2",2.6,"MG/time step","QUsePI","282;2",2.6,"MG/time step","QUsePI","282;2",2.6,"MG/time step",0]
["QUsePI","283;2",2.6,"MG/time step","QUsePI","283;2",2.6,"MG/time step","QUsePI","283;2",2.6,"MG/time step",0]
["QUsePI","284;2",2.6,"MG/time step","QUsePI","284;2",2.6,"MG/time step","QUsePI","284;2",2.6,"MG/time step",0]
["QUsePI","285;2",2.6,"MG/time step","QUsePI","285;2",2.6,"MG/time step","QUsePI","285;2",2.6,"MG/time step",0]
["QUsePI","286;2",2.6,"MG/time step","QUsePI","286;2",2.6,"MG/time step","QUsePI","286;2",2.6,"MG/time step",0]
["QUsePI","287;2",2.6,"MG/time step","QUsePI","287;2",2.6,"MG/time step","QUsePI","287;2",2.6,"MG/time step",0]
["QUsePI","288;2",2.6,"MG/time step","QUsePI","288;2",2.6,"MG/time step","QUsePI","288;2",2.6,"MG/time step",0]
["QUsePI","289;2",2.6,"MG/time step","QUsePI","289;2",2.6,"MG/time step","QUsePI","289;2",2.6,"MG/time step",0]
["QUsePI","290;2",2.6,"MG/time step","QUsePI","290;2",2.6,"MG/time step","QUsePI","290;2",2.6,"MG/time step",0]
["QUsePI","291;2",2.6,"MG/time step","QUsePI","291;2",2.6,"MG/time step","QUsePI","291;2",2.6,"MG/time step",0]
["QUsePI","292;2",2.6,"MG/time step","QUsePI","292;2",2.6,"MG/time step","QUsePI","292;2",2.6,"MG/time step",0]
["QUsePI","293;2",2.6,"MG/time step","QUsePI","293;2",2.6,"MG/time step","QUsePI","293;2",2.6,"MG/time step",0]
["QUsePI","294;2",2.6,"MG/time step","QUsePI","294;2",2.6,"MG/time step","QUsePI","294;2",2.6,"MG/time step",0]
["QUsePI","295;2",2.6,"MG/time step","QUsePI","295;2",2.6,"MG/time step","QUsePI","295;2",2.6,"MG/time step",0]
["QUsePI","296;2",2.6,"MG/time step","QUsePI","296;2",2.6,"MG/time step","QUsePI","296;2",2.6,"MG/time step",0]
["QUsePI","297;2",2.6,"MG/time step","QUsePI","297;2",2.6,"MG/time step","QUsePI","297;2",2.6,"MG/time step",0]
["QUsePI","298;2",2.6,"MG/time step","QUsePI","298;2",2.6,"MG/time step","QUsePI","298;2",2.6,"MG/time step",0]
["QUsePI","299;2",2.6,"MG/time step","QUsePI","299;2",2.6,"MG/time step","QUsePI","299;2",2.6,"MG/time step",0]
["QUsePI","300;2",2.6,"MG/time step","QUsePI","300;2",2.6,"MG/time step","QUsePI","300;2",2.6,"MG/time step",0]
["QUsePI","301;2",2.6,"MG/time step","QUsePI","301;2",2.6,"MG/time step","QUsePI","301;2",2.6,"MG/time step",0]
["QUsePI","302;2",2.6,"MG/time step","QUsePI","302;2",2.6,"MG/time step","QUsePI","302;2",2.6,"MG/time step",0]
["QUsePI","303;2",2.6,"MG/time step","QUsePI","303;2",2.6,"MG/time step","QUsePI","303;2",2.6,"MG/time step",0]
["QUsePI","304;2",2.6,"MG/time step","QUsePI","304;2",2.6,"MG/time step","QUsePI","304;2",2.6,"MG/time step",0]
["QUsePI","305;2",2.34,"MG/time step","QUsePI","305;2",2.34,"MG/time step","QUsePI","305;2",2.34,"MG/time step",0]
["QUsePI","306;2",2.34,"MG/time step","QUsePI","306;2",2.34,"MG/time step","QUsePI","306;2",2.34,"MG/time step",0]
["QUsePI","307;2",2.34,"MG/time step","QUsePI","307;2",2.34,"MG/time step","QUsePI","307;2",2.34,"MG/time step",0]
["QUsePI","308;2",2.34,"MG/time step","QUsePI","308;2",2.34,"MG/time step","QUsePI","308;2",2.34,"MG/time step",0]
["QUsePI","309;2",2.34,"MG/time step","QUsePI","309;2",2.34,"MG/time step","QUsePI","309;2",2.34,"MG/time step",0]
["QUsePI","310;2",2.34,"MG/time step","QUsePI","310;2",2.34,"MG/time step","QUsePI","310;2",2.34,"MG/time step",0]
["QUsePI","311;2",2.34,"MG/time step","QUsePI","311;2",2.34,"MG/time step","QUsePI","311;2",2.34,"MG/time step",0]
["QUsePI","312;2",2.34,"MG/time step","QUsePI","312;2",2.34,"MG/time step","QUsePI","312;2",2.34,"MG/time step",0]
["QUsePI","313;2",2.34,"MG/time step","QUsePI","313;2",2.34,"MG/time step","QUsePI","313;2",2.34,"MG/time step",0]
["QUsePI","314;2",2.34,"MG/time step","QUsePI","314;2",2.34,"MG/time step","QUsePI","314;2",2.34,"MG/time step",0]
["QUsePI","315;2",2.34,"MG/time step","QUsePI","315;2",2.34,"MG/time step","QUsePI","315;2",2.34,"MG/time step",0]
["QUsePI","316;2",2.34,"MG/time step","QUsePI","316;2",2.34,"MG/time step","QUsePI","316;2",2.34,"MG/time step",0]
["QUsePI","317;2",2.34,"MG/time step","QUsePI","317;2",2.34,"MG/time step","QUsePI","317;2",2.34,"MG/time step",0]
["QUsePI","318;2",2.34,"MG/time step","QUsePI","318;2",2.34,"MG/time step","QUsePI","318;2",2.34,"MG/time step",0]
["QUsePI","319;2",2.34,"MG/time step","QUsePI","319;2",2.34,"MG/time step","QUsePI","319;2",2.34,"MG/time step",0]
["QUsePI","320;2",2.34,"MG/time step","QUsePI","320;2",2.34,"MG/time step","QUsePI","320;2",2.34,"MG/time step",0]
["QUsePI","321;2",2.34,"MG/time step","QUsePI","321;2",2.34,"MG/time step","QUsePI","321;2",2.34,"MG/time step",0]
["QUsePI","322;2",2.34,"MG/time step","QUsePI","322;2",2.34,"MG/time step","QUsePI","322;2",2.34,"MG/time step",0]
["QUsePI","323;2",2.34,"MG/time step","QUsePI","323;2",2.34,"MG/time step","QUsePI","323;2",2.34,"MG/time step",0]
["QUsePI","324;2",2.34,"MG/time step","QUsePI","324;2",2.34,"MG/time step","QUsePI","324;2",2.34,"MG/time step",0]
["QUsePI","325;2",2.34,"MG/time step","QUsePI","325;2",2.34,"MG/time step","QUsePI","325;2",2.34,"MG/time step",0]
["QUsePI","326;2",2.34,"MG/time step","QUsePI","326;2",2.34,"MG/time step","QUsePI","326;2",2.34,"MG/time step",0]
["QUsePI","327;2",2.34,"MG/time step","QUsePI","327;2",2.34,"MG/time step","QUsePI","327;2",2.34,"MG/time step",0]
["QUsePI","328;2",2.34,"MG/time step","QUsePI","328;2",2.34,"MG/time step","QUsePI","328;2",2.34,"MG/time step",0]
["QUsePI","329;2",2.34,"MG/time step","QUsePI","329;2",2.34,"MG/time step","QUsePI","329;2",2.34,"MG/time step",0]
["QUsePI","330;2",2.34,"MG/time step","QUsePI","330;2",2.34,"MG/time step","QUsePI","330;2",2.34,"MG/time step",0]
["QUsePI","331;2",2.34,"MG/time step","QUsePI","331;2",2.34,"MG/time step","QUsePI","331;2",2.34,"MG/time step",{"$f":"IF(ISNUMBER(C1092),IF(AVERAGE(C1092,G1092,K1092)<>MAX(C1092,G1092,K1092),1,0),\"\")","v":0}]
["QUsePI","332;2",2.34,"MG/time step","QUsePI","332;2",2.34,"MG/time step","QUsePI","332;2",2.34,"MG/time step",0]
["QUsePI","333;2",2.34,"MG/time step","QUsePI","333;2",2.34,"MG/time step","QUsePI","333;2",2.34,"MG/time step",0]
["QUsePI","334;2",2.34,"MG/time step","QUsePI","334;2",2.34,"MG/time step","QUsePI","334;2",2.34,"MG/time step",0]
["QUsePI","335;2",2.36,"MG/time step","QUsePI","335;2",2.36,"MG/time step","QUsePI","335;2",2.36,"MG/time step",0]
["QUsePI","336;2",2.36,"MG/time step","QUsePI","336;2",2.36,"MG/time step","QUsePI","336;2",2.36,"MG/time step",0]
["QUsePI","337;2",2.36,"MG/time step","QUsePI","337;2",2.36,"MG/time step","QUsePI","337;2",2.36,"MG/time step",0]
["QUsePI","338;2",2.36,"MG/time step","QUsePI","338;2",2.36,"MG/time step","QUsePI","338;2",2.36,"MG/time step",0]
["QUsePI","339;2",2.36,"MG/time step","QUsePI","339;2",2.36,"MG/time step","QUsePI","339;2",2.36,"MG/time step",0]
["QUsePI","340;2",2.36,"MG/time step","QUsePI","340;2",2.36,"MG/time step","QUsePI","340;2",2.36,"MG/time step",0]
["QUsePI","341;2",2.36,"MG/time step","QUsePI","341;2",2.36,"MG/time step","QUsePI","341;2",2.36,"MG/time step",0]
["QUsePI","342;2",2.36,"MG/time step","QUsePI","342;2",2.36,"MG/time step","QUsePI","342;2",2.36,"MG/time step",0]
["QUsePI","343;2",2.36,"MG/time step","QUsePI","343;2",2.36,"MG/time step","QUsePI","343;2",2.36,"MG/time step",0]
["QUsePI","344;2",2.36,"MG/time step","QUsePI","344;2",2.36,"MG/time step","QUsePI","344;2",2.36,"MG/time step",0]
["QUsePI","345;2",2.36,"MG/time step","QUsePI","345;2",2.36,"MG/time step","QUsePI","345;2",2.36,"MG/time step",0]
["QUsePI","346;2",2.36,"MG/time step","QUsePI","346;2",2.36,"MG/time step","QUsePI","346;2",2.36,"MG/time step",0]
["QUsePI","347;2",2.36,"MG/time step","QUsePI","347;2",2.36,"MG/time step","QUsePI","347;2",2.36,"MG/time step",0]
["QUsePI","348;2",2.36,"MG/time step","QUsePI","348;2",2.36,"MG/time step","QUsePI","348;2",2.36,"MG/time step",0]
["QUsePI","349;2",2.36,"MG/time step","QUsePI","349;2",2.36,"MG/time step","QUsePI","349;2",2.36,"MG/time step",0]
["QUsePI","350;2",2.36,"MG/time step","QUsePI","350;2",2.36,"MG/time step","QUsePI","350;2",2.36,"MG/time step",0]
["QUsePI","351;2",2.36,"MG/time step","QUsePI","351;2",2.36,"MG/time step","QUsePI","351;2",2.36,"MG/time step",0]
["QUsePI","352;2",2.36,"MG/time step","QUsePI","352;2",2.36,"MG/time step","QUsePI","352;2",2.36,"MG/time step",0]
["QUsePI","353;2",2.36,"MG/time step","QUsePI","353;2",2.36,"MG/time step","QUsePI","353;2",2.36,"MG/time step",0]
["QUsePI","354;2",2.36,"MG/time step","QUsePI","354;2",2.36,"MG/time step","QUsePI","354;2",2.36,"MG/time step",0]
["QUsePI","355;2",2.36,"MG/time step","QUsePI","355;2",2.36,"MG/time step","QUsePI","355;2",2.36,"MG/time step",0]
["QUsePI","356;2",2.36,"MG/time step","QUsePI","356;2",2.36,"MG/time step","QUsePI","356;2",2.36,"MG/time step",0]
["QUsePI","357;2",2.36,"MG/time step","QUsePI","357;2",2.36,"MG/time step","QUsePI","357;2",2.36,"MG/time step",0]
["QUsePI","358;2",2.36,"MG/time step","QUsePI","358;2",2.36,"MG/time step","QUsePI","358;2",2.36,"MG/time step",0]
["QUsePI","359;2",2.36,"MG/time step","QUsePI","359;2",2.36,"MG/time step","QUsePI","359;2",2.36,"MG/time step",0]
["QUsePI","360;2",2.36,"MG/time step","QUsePI","360;2",2.36,"MG/time step","QUsePI","360;2",2.36,"MG/time step",0]
["QUsePI","361;2",2.36,"MG/time step","QUsePI","361;2",2.36,"MG/time step","QUsePI","361;2",2.36,"MG/time step",0]
["QUsePI","362;2",2.36,"MG/time step","QUsePI","362;2",2.36,"MG/time step","QUsePI","362;2",2.36,"MG/time step",0]
["QUsePI","363;2",2.36,"MG/time step","QUsePI","363;2",2.36,"MG/time step","QUsePI","363;2",2.36,"MG/time step",0]
["QUsePI","364;2",2.36,"MG/time step","QUsePI","364;2",2.36,"MG/time step","QUsePI","364;2",2.36,"MG/time step",0]
["QUsePI","365;2",2.36,"MG/time step","QUsePI","365;2",2.36,"MG/time step","QUsePI","365;2",2.36,"MG/time step",0]
["QUsePI","1;3",0.03,"MG/time step","QUsePI","1;3",0.03,"MG/time step","QUsePI","1;3",0.03,"MG/time step",0]
["QUsePI","2;3",0.03,"MG/time step","QUsePI","2;3",0.03,"MG/time step","QUsePI","2;3",0.03,"MG/time step",0]
["QUsePI","3;3",0.03,"MG/time step","QUsePI","3;3",0.03,"MG/time step","QUsePI","3;3",0.03,"MG/time step",0]
["QUsePI","4;3",0.03,"MG/time step","QUsePI","4;3",0.03,"MG/time step","QUsePI","4;3",0.03,"MG/time step",0]
["QUsePI","5;3",0.03,"MG/time step","QUsePI","5;3",0.03,"MG/time step","QUsePI","5;3",0.03,"MG/time step",0]
["QUsePI","6;3",0.03,"MG/time step","QUsePI","6;3",0.03,"MG/time step","QUsePI","6;3",0.03,"MG/time step",0]
["QUsePI","7;3",0.03,"MG/time step","QUsePI","7;3",0.03,"MG/time step","QUsePI","7;3",0.03,"MG/time step",0]
["QUsePI","8;3",0.03,"MG/time step","QUsePI","8;3",0.03,"MG/time step","QUsePI","8;3",0.03,"MG/time step",0]
["QUsePI","9;3",0.03,"MG/time step","QUsePI","9;3",0.03,"MG/time step","QUsePI","9;3",0.03,"MG/time step",0]
["QUsePI","10;3",0.03,"MG/time step","QUsePI","10;3",0.03,"MG/time step","QUsePI","10;3",0.03,"MG/time step",0]
["QUsePI","11;3",0.03,"MG/time step","QUsePI","11;3",0.03,"MG/time step","QUsePI","11;3",0.03,"MG/time step",0]
["QUsePI","12;3",0.03,"MG/time step","QUsePI","12;3",0.03,"MG/time step","QUsePI","12;3",0.03,"MG/time step",0]
["QUsePI","13;3",0.03,"MG/time step","QUsePI","13;3",0.03,"MG/time step","QUsePI","13;3",0.03,"MG/time step",0]
["QUsePI","14;3",0.03,"MG/time step","QUsePI","14;3",0.03,"MG/time step","QUsePI","14;3",0.03,"MG/time step",0]
["QUsePI","15;3",0.03,"MG/time step","QUsePI","15;3",0.03,"MG/time step","QUsePI","15;3",0.03,"MG/time step",0]
["QUsePI","16;3",0.03,"MG/time step","QUsePI","16;3",0.03,"MG/time step","QUsePI","16;3",0.03,"MG/time step",0]
["QUsePI","17;3",0.03,"MG/time step","QUsePI","17;3",0.03,"MG/time step","QUsePI","17;3",0.03,"MG/time step",0]
["QUsePI","18;3",0.03,"MG/time step","QUsePI","18;3",0.03,"MG/time step","QUsePI","18;3",0.03,"MG/time step",0]
["QUsePI","19;3",0.03,"MG/time step","QUsePI","19;3",0.03,"MG/time step","QUsePI","19;3",0.03,"MG/time step",0]
["QUsePI","20;3",0.03,"MG/time step","QUsePI","20;3",0.03,"MG/time step","QUsePI","20;3",0.03,"MG/time step",0]
["QUsePI","21;3",0.03,"MG/time step","QUsePI","21;3",0.03,"MG/time step","QUsePI","21;3",0.03,"MG/time step",0]
["QUsePI","22;3",0.03,"MG/time step","QUsePI","22;3",0.03,"MG/time step","QUsePI","22;3",0.03,"MG/time step",0]
["QUsePI","23;3",0.03,"MG/time step","QUsePI","23;3",0.03,"MG/time step","QUsePI","23;3",0.03,"MG/time step",0]
["QUsePI","24;3",0.03,"MG/time step","QUsePI","24;3",0.03,"MG/time step","QUsePI","24;3",0.03,"MG/time step",0]
["QUsePI","25;3",0.03,"MG/time step","QUsePI","25;3",0.03,"MG/time step","QUsePI","25;3",0.03,"MG/time step",0]
["QUsePI","26;3",0.03,"MG/time step","QUsePI","26;3",0.03,"MG/time step","QUsePI","26;3",0.03,"MG/time step",0]
["QUsePI","27;3",0.03,"MG/time step","QUsePI","27;3",0.03,"MG/time step","QUsePI","27;3",0.03,"MG/time step",0]
["QUsePI","28;3",0.03,"MG/time step","QUsePI","28;3",0.03,"MG/time step","QUsePI","28;3",0.03,"MG/time step",0]
["QUsePI","29;3",0.03,"MG/time step","QUsePI","29;3",0.03,"MG/time step","QUsePI","29;3",0.03,"MG/time step",0]
["QUsePI","30;3",0.03,"MG/time step","QUsePI","30;3",0.03,"MG/time step","QUsePI","30;3",0.03,"MG/time step",{"$f":"IF(ISNUMBER(C1156),IF(AVERAGE(C1156,G1156,K1156)<>MAX(C1156,G1156,K1156),1,0),\"\")","v":0}]
["QUsePI","31;3",0.03,"MG/time step","QUsePI","31;3",0.03,"MG/time step","QUsePI","31;3",0.03,"MG/time step",0]
["QUsePI","32;3",0.02,"MG/time step","QUsePI","32;3",0.02,"MG/time step","QUsePI","32;3",0.02,"MG/time step",0]
["QUsePI","33;3",0.02,"MG/time step","QUsePI","33;3",0.02,"MG/time step","QUsePI","33;3",0.02,"MG/time step",0]
["QUsePI","34;3",0.02,"MG/time step","QUsePI","34;3",0.02,"MG/time step","QUsePI","34;3",0.02,"MG/time step",0]
["QUsePI","35;3",0.02,"MG/time step","QUsePI","35;3",0.02,"MG/time step","QUsePI","35;3",0.02,"MG/time step",0]
["QUsePI","36;3",0.02,"MG/time step","QUsePI","36;3",0.02,"MG/time step","QUsePI","36;3",0.02,"MG/time step",0]
["QUsePI","37;3",0.02,"MG/time step","QUsePI","37;3",0.02,"MG/time step","QUsePI","37;3",0.02,"MG/time step",0]
["QUsePI","38;3",0.02,"MG/time step","QUsePI","38;3",0.02,"MG/time step","QUsePI","38;3",0.02,"MG/time step",0]
["QUsePI","39;3",0.02,"MG/time step","QUsePI","39;3",0.02,"MG/time step","QUsePI","39;3",0.02,"MG/time step",0]
["QUsePI","40;3",0.02,"MG/time step","QUsePI","40;3",0.02,"MG/time step","QUsePI","40;3",0.02,"MG/time step",0]
["QUsePI","41;3",0.02,"MG/time step","QUsePI","41;3",0.02,"MG/time step","QUsePI","41;3",0.02,"MG/time step",0]
["QUsePI","42;3",0.02,"MG/time step","QUsePI","42;3",0.02,"MG/time step","QUsePI","42;3",0.02,"MG/time step",0]
["QUsePI","43;3",0.02,"MG/time step","QUsePI","43;3",0.02,"MG/time step","QUsePI","43;3",0.02,"MG/time step",0]
["QUsePI","44;3",0.02,"MG/time step","QUsePI","44;3",0.02,"MG/time step","QUsePI","44;3",0.02,"MG/time step",0]
["QUsePI","45;3",0.02,"MG/time step","QUsePI","45;3",0.02,"MG/time step","QUsePI","45;3",0.02,"MG/time step",0]
["QUsePI","46;3",0.02,"MG/time step","QUsePI","46;3",0.02,"MG/time step","QUsePI","46;3",0.02,"MG/time step",0]
["QUsePI","47;3",0.02,"MG/time step","QUsePI","47;3",0.02,"MG/time step","QUsePI","47;3",0.02,"MG/time step",0]
["QUsePI","48;3",0.02,"MG/time step","QUsePI","48;3",0.02,"MG/time step","QUsePI","48;3",0.02,"MG/time step",0]
["QUsePI","49;3",0.02,"MG/time step","QUsePI","49;3",0.02,"MG/time step","QUsePI","49;3",0.02,"MG/time step",0]
["QUsePI","50;3",0.02,"MG/time step","QUsePI","50;3",0.02,"MG/time step","QUsePI","50;3",0.02,"MG/time step",0]
["QUsePI","51;3",0.02,"MG/time step","QUsePI","51;3",0.02,"MG/time step","QUsePI","51;3",0.02,"MG/time step",0]
["QUsePI","52;3",0.02,"MG/time step","QUsePI","52;3",0.02,"MG/time step","QUsePI","52;3",0.02,"MG/time step",0]
["QUsePI","53;3",0.02,"MG/time step","QUsePI","53;3",0.02,"MG/time step","QUsePI","53;3",0.02,"MG/time step",0]
["QUsePI","54;3",0.02,"MG/time step","QUsePI","54;3",0.02,"MG/time step","QUsePI","54;3",0.02,"MG/time step",0]
["QUsePI","55;3",0.02,"MG/time step","QUsePI","55;3",0.02,"MG/time step","QUsePI","55;3",0.02,"MG/time step",0]
["QUsePI","56;3",0.02,"MG/time step","QUsePI","56;3",0.02,"MG/time step","QUsePI","56;3",0.02,"MG/time step",0]
["QUsePI","57;3",0.02,"MG/time step","QUsePI","57;3",0.02,"MG/time step","QUsePI","57;3",0.02,"MG/time step",0]
["QUsePI","58;3",0.02,"MG/time step","QUsePI","58;3",0.02,"MG/time step","QUsePI","58;3",0.02,"MG/time step",0]
["QUsePI","59;3",0.02,"MG/time step","QUsePI","59;3",0.02,"MG/time step","QUsePI","59;3",0.02,"MG/time step",0]
["QUsePI","60;3",0.02,"MG/time step","QUsePI","60;3",0.02,"MG/time step","QUsePI","60;3",0.02,"MG/time step",0]
["QUsePI","61;3",0.02,"MG/time step","QUsePI","61;3",0.02,"MG/time step","QUsePI","61;3",0.02,"MG/time step",0]
["QUsePI","62;3",0.02,"MG/time step","QUsePI","62;3",0.02,"MG/time step","QUsePI","62;3",0.02,"MG/time step",0]
["QUsePI","63;3",0.02,"MG/time step","QUsePI","63;3",0.02,"MG/time step","QUsePI","63;3",0.02,"MG/time step",0]
["QUsePI","64;3",0.02,"MG/time step","QUsePI","64;3",0.02,"MG/time step","QUsePI","64;3",0.02,"MG/time step",0]
["QUsePI","65;3",0.02,"MG/time step","QUsePI","65;3",0.02,"MG/time step","QUsePI","65;3",0.02,"MG/time step",0]
["QUsePI","66;3",0.02,"MG/time step","QUsePI","66;3",0.02,"MG/time step","QUsePI","66;3",0.02,"MG/time step",0]
["QUsePI","67;3",0.02,"MG/time step","QUsePI","67;3",0.02,"MG/time step","QUsePI","67;3",0.02,"MG/time step",0]
["QUsePI","68;3",0.02,"MG/time step","QUsePI","68;3",0.02,"MG/time step","QUsePI","68;3",0.02,"MG/time step",0]
["QUsePI","69;3",0.02,"MG/time step","QUsePI","69;3",0.02,"MG/time step","QUsePI","69;3",0.02,"MG/time step",0]
["QUsePI","70;3",0.02,"MG/time step","QUsePI","70;3",0.02,"MG/time step","QUsePI","70;3",0.02,"MG/time step",0]
["QUsePI","71;3",0.02,"MG/time step","QUsePI","71;3",0.02,"MG/time step","QUsePI","71;3",0.02,"MG/time step",0]
["QUsePI","72;3",0.02,"MG/time step","QUsePI","72;3",0.02,"MG/time step","QUsePI","72;3",0.02,"MG/time step",0]
["QUsePI","73;3",0.02,"MG/time step","QUsePI","73;3",0.02,"MG/time step","QUsePI","73;3",0.02,"MG/time step",0]
["QUsePI","74;3",0.02,"MG/time step","QUsePI","74;3",0.02,"MG/time step","QUsePI","74;3",0.02,"MG/time step",0]
["QUsePI","75;3",0.02,"MG/time step","QUsePI","75;3",0.02,"MG/time step","QUsePI","75;3",0.02,"MG/time step",0]
["QUsePI","76;3",0.02,"MG/time step","QUsePI","76;3",0.02,"MG/time step","QUsePI","76;3",0.02,"MG/time step",0]
["QUsePI","77;3",0.02,"MG/time step","QUsePI","77;3",0.02,"MG/time step","QUsePI","77;3",0.02,"MG/time step",0]
["QUsePI","78;3",0.02,"MG/time step","QUsePI","78;3",0.02,"MG/time step","QUsePI","78;3",0.02,"MG/time step",0]
["QUsePI","79;3",0.02,"MG/time step","QUsePI","79;3",0.02,"MG/time step","QUsePI","79;3",0.02,"MG/time step",0]
["QUsePI","80;3",0.02,"MG/time step","QUsePI","80;3",0.02,"MG/time step","QUsePI","80;3",0.02,"MG/time step",0]
["QUsePI","81;3",0.02,"MG/time step","QUsePI","81;3",0.02,"MG/time step","QUsePI","81;3",0.02,"MG/time step",0]
["QUsePI","82;3",0.02,"MG/time step","QUsePI","82;3",0.02,"MG/time step","QUsePI","82;3",0.02,"MG/time step",0]
["QUsePI","83;3",0.02,"MG/time step","QUsePI","83;3",0.02,"MG/time step","QUsePI","83;3",0.02,"MG/time step",0]
["QUsePI","84;3",0.02,"MG/time step","QUsePI","84;3",0.02,"MG/time step","QUsePI","84;3",0.02,"MG/time step",0]
["QUsePI","85;3",0.02,"MG/time step","QUsePI","85;3",0.02,"MG/time step","QUsePI","85;3",0.02,"MG/time step",0]
["QUsePI","86;3",0.02,"MG/time step","QUsePI","86;3",0.02,"MG/time step","QUsePI","86;3",0.02,"MG/time step",0]
["QUsePI","87;3",0.02,"MG/time step","QUsePI","87;3",0.02,"MG/time step","QUsePI","87;3",0.02,"MG/time step",0]
["QUsePI","88;3",0.02,"MG/time step","QUsePI","88;3",0.02,"MG/time step","QUsePI","88;3",0.02,"MG/time step",0]
["QUsePI","89;3",0.02,"MG/time step","QUsePI","89;3",0.02,"MG/time step","QUsePI","89;3",0.02,"MG/time step",0]
["QUsePI","90;3",0.02,"MG/time step","QUsePI","90;3",0.02,"MG/time step","QUsePI","90;3",0.02,"MG/time step",0]
["QUsePI","91;3",0.03,"MG/time step","QUsePI","91;3",0.03,"MG/time step","QUsePI","91;3",0.03,"MG/time step",0]
["QUsePI","92;3",0.03,"MG/time step","QUsePI","92;3",0.03,"MG/time step","QUsePI","92;3",0.03,"MG/time step",0]
["QUsePI","93;3",0.03,"MG/time step","QUsePI","93;3",0.03,"MG/time step","QUsePI","93;3",0.03,"MG/time step",0]
["QUsePI","94;3",0.03,"MG/time step","QUsePI","94;3",0.03,"MG/time step","QUsePI","94;3",0.03,"MG/time step",{"$f":"IF(ISNUMBER(C1220),IF(AVERAGE(C1220,G1220,K1220)<>MAX(C1220,G1220,K1220),1,0),\"\")","v":0}]
["QUsePI","95;3",0.03,"MG/time step","QUsePI","95;3",0.03,"MG/time step","QUsePI","95;3",0.03,"MG/time step",0]
["QUsePI","96;3",0.03,"MG/time step","QUsePI","96;3",0.03,"MG/time step","QUsePI","96;3",0.03,"MG/time step",0]
["QUsePI","97;3",0.03,"MG/time step","QUsePI","97;3",0.03,"MG/time step","QUsePI","97;3",0.03,"MG/time step",0]
["QUsePI","98;3",0.03,"MG/time step","QUsePI","98;3",0.03,"MG/time step","QUsePI","98;3",0.03,"MG/time step",0]
["QUsePI","99;3",0.03,"MG/time step","QUsePI","99;3",0.03,"MG/time step","QUsePI","99;3",0.03,"MG/time step",0]
["QUsePI","100;3",0.03,"MG/time step","QUsePI","100;3",0.03,"MG/time step","QUsePI","100;3",0.03,"MG/time step",0]
["QUsePI","101;3",0.03,"MG/time step","QUsePI","101;3",0.03,"MG/time step","QUsePI","101;3",0.03,"MG/time step",0]
["QUsePI","102;3",0.03,"MG/time step","QUsePI","102;3",0.03,"MG/time step","QUsePI","102;3",0.03,"MG/time step",0]
["QUsePI","103;3",0.03,"MG/time step","QUsePI","103;3",0.03,"MG/time step","QUsePI","103;3",0.03,"MG/time step",0]
["QUsePI","104;3",0.03,"MG/time step","QUsePI","104;3",0.03,"MG/time step","QUsePI","104;3",0.03,"MG/time step",0]
["QUsePI","105;3",0.03,"MG/time step","QUsePI","105;3",0.03,"MG/time step","QUsePI","105;3",0.03,"MG/time step",0]
["QUsePI","106;3",0.03,"MG/time step","QUsePI","106;3",0.03,"MG/time step","QUsePI","106;3",0.03,"MG/time step",0]
["QUsePI","107;3",0.03,"MG/time step","QUsePI","107;3",0.03,"MG/time step","QUsePI","107;3",0.03,"MG/time step",0]
["QUsePI","108;3",0.03,"MG/time step","QUsePI","108;3",0.03,"MG/time step","QUsePI","108;3",0.03,"MG/time step",0]
["QUsePI","109;3",0.03,"MG/time step","QUsePI","109;3",0.03,"MG/time step","QUsePI","109;3",0.03,"MG/time step",0]
["QUsePI","110;3",0.03,"MG/time step","QUsePI","110;3",0.03,"MG/time step","QUsePI","110;3",0.03,"MG/time step",0]
["QUsePI","111;3",0.03,"MG/time step","QUsePI","111;3",0.03,"MG/time step","QUsePI","111;3",0.03,"MG/time step",0]
["QUsePI","112;3",0.03,"MG/time step","QUsePI","112;3",0.03,"MG/time step","QUsePI","112;3",0.03,"MG/time step",0]
["QUsePI","113;3",0.03,"MG/time step","QUsePI","113;3",0.03,"MG/time step","QUsePI","113;3",0.03,"MG/time step",0]
["QUsePI","114;3",0.03,"MG/time step","QUsePI","114;3",0.03,"MG/time step","QUsePI","114;3",0.03,"MG/time step",0]
["QUsePI","115;3",0.03,"MG/time step","QUsePI","115;3",0.03,"MG/time step","QUsePI","115;3",0.03,"MG/time step",0]
["QUsePI","116;3",0.03,"MG/time step","QUsePI","116;3",0.03,"MG/time step","QUsePI","116;3",0.03,"MG/time step",0]
["QUsePI","117;3",0.03,"MG/time step","QUsePI","117;3",0.03,"MG/time step","QUsePI","117;3",0.03,"MG/time step",0]
["QUsePI","118;3",0.03,"MG/time step","QUsePI","118;3",0.03,"MG/time step","QUsePI","118;3",0.03,"MG/time step",0]
["QUsePI","119;3",0.03,"MG/time step","QUsePI","119;3",0.03,"MG/time step","QUsePI","119;3",0.03,"MG/time step",0]
["QUsePI","120;3",0.03,"MG/time step","QUsePI","120;3",0.03,"MG/time step","QUsePI","120;3",0.03,"MG/time step",0]
["QUsePI","121;3",0.03,"MG/time step","QUsePI","121;3",0.03,"MG/time step","QUsePI","121;3",0.03,"MG/time step",0]
["QUsePI","122;3",0.03,"MG/time step","QUsePI","122;3",0.03,"MG/time step","QUsePI","122;3",0.03,"MG/time step",0]
["QUsePI","123;3",0.03,"MG/time step","QUsePI","123;3",0.03,"MG/time step","QUsePI","123;3",0.03,"MG/time step",0]
["QUsePI","124;3",0.03,"MG/time step","QUsePI","124;3",0.03,"MG/time step","QUsePI","124;3",0.03,"MG/time step",0]
["QUsePI","125;3",0.03,"MG/time step","QUsePI","125;3",0.03,"MG/time step","QUsePI","125;3",0.03,"MG/time step",0]
["QUsePI","126;3",0.03,"MG/time step","QUsePI","126;3",0.03,"MG/time step","QUsePI","126;3",0.03,"MG/time step",0]
["QUsePI","127;3",0.03,"MG/time step","QUsePI","127;3",0.03,"MG/time step","QUsePI","127;3",0.03,"MG/time step",0]
["QUsePI","128;3",0.03,"MG/time step","QUsePI","128;3",0.03,"MG/time step","QUsePI","128;3",0.03,"MG/time step",0]
["QUsePI","129;3",0.03,"MG/time step","QUsePI","129;3",0.03,"MG/time step","QUsePI","129;3",0.03,"MG/time step",0]
["QUsePI","130;3",0.03,"MG/time step","QUsePI","130;3",0.03,"MG/time step","QUsePI","130;3",0.03,"MG/time step",0]
["QUsePI","131;3",0.03,"MG/time step","QUsePI","131;3",0.03,"MG/time step","QUsePI","131;3",0.03,"MG/time step",0]
["QUsePI","132;3",0.03,"MG/time step","QUsePI","132;3",0.03,"MG/time step","QUsePI","132;3",0.03,"MG/time step",0]
["QUsePI","133;3",0.03,"MG/time step","QUsePI","133;3",0.03,"MG/time step","QUsePI","133;3",0.03,"MG/time step",0]
["QUsePI","134;3",0.03,"MG/time step","QUsePI","134;3",0.03,"MG/time step","QUsePI","134;3",0.03,"MG/time step",0]
["QUsePI","135;3",0.03,"MG/time step","QUsePI","135;3",0.03,"MG/time step","QUsePI","135;3",0.03,"MG/time step",0]
["QUsePI","136;3",0.03,"MG/time step","QUsePI","136;3",0.03,"MG/time step","QUsePI","136;3",0.03,"MG/time step",0]
["QUsePI","137;3",0.03,"MG/time step","QUsePI","137;3",0.03,"MG/time step","QUsePI","137;3",0.03,"MG/time step",0]
["QUsePI","138;3",0.03,"MG/time step","QUsePI","138;3",0.03,"MG/time step","QUsePI","138;3",0.03,"MG/time step",0]
["QUsePI","139;3",0.03,"MG/time step","QUsePI","139;3",0.03,"MG/time step","QUsePI","139;3",0.03,"MG/time step",0]
["QUsePI","140;3",0.03,"MG/time step","QUsePI","140;3",0.03,"MG/time step","QUsePI","140;3",0.03,"MG/time step",0]
["QUsePI","141;3",0.03,"MG/time step","QUsePI","141;3",0.03,"MG/time step","QUsePI","141;3",0.03,"MG/time step",0]
["QUsePI","142;3",0.03,"MG/time step","QUsePI","142;3",0.03,"MG/time step","QUsePI","142;3",0.03,"MG/time step",0]
["QUsePI","143;3",0.03,"MG/time step","QUsePI","143;3",0.03,"MG/time step","QUsePI","143;3",0.03,"MG/time step",0]
["QUsePI","144;3",0.03,"MG/time step","QUsePI","144;3",0.03,"MG/time step","QUsePI","144;3",0.03,"MG/time step",0]
["QUsePI","145;3",0.03,"MG/time step","QUsePI","145;3",0.03,"MG/time step","QUsePI","145;3",0.03,"MG/time step",0]
["QUsePI","146;3",0.03,"MG/time step","QUsePI","146;3",0.03,"MG/time step","QUsePI","146;3",0.03,"MG/time step",0]
["QUsePI","147;3",0.03,"MG/time step","QUsePI","147;3",0.03,"MG/time step","QUsePI","147;3",0.03,"MG/time step",0]
["QUsePI","148;3",0.03,"MG/time step","QUsePI","148;3",0.03,"MG/time step","QUsePI","148;3",0.03,"MG/time step",0]
["QUsePI","149;3",0.03,"MG/time step","QUsePI","149;3",0.03,"MG/time step","QUsePI","149;3",0.03,"MG/time step",0]
["QUsePI","150;3",0.03,"MG/time step","QUsePI","150;3",0.03,"MG/time step","QUsePI","150;3",0.03,"MG/time step",0]
["QUsePI","151;3",0.03,"MG/time step","QUsePI","151;3",0.03,"MG/time step","QUsePI","151;3",0.03,"MG/time step",0]
["QUsePI","152;3",0.03,"MG/time step","QUsePI","152;3",0.03,"MG/time step","QUsePI","152;3",0.03,"MG/time step",0]
["QUsePI","153;3",0.03,"MG/time step","QUsePI","153;3",0.03,"MG/time step","QUsePI","153;3",0.03,"MG/time step",0]
["QUsePI","154;3",0.03,"MG/time step","QUsePI","154;3",0.03,"MG/time step","QUsePI","154;3",0.03,"MG/time step",0]
["QUsePI","155;3",0.03,"MG/time step","QUsePI","155;3",0.03,"MG/time step","QUsePI","155;3",0.03,"MG/time step",0]
["QUsePI","156;3",0.03,"MG/time step","QUsePI","156;3",0.03,"MG/time step","QUsePI","156;3",0.03,"MG/time step",0]
["QUsePI","157;3",0.03,"MG/time step","QUsePI","157;3",0.03,"MG/time step","QUsePI","157;3",0.03,"MG/time step",0]
["QUsePI","158;3",0.03,"MG/time step","QUsePI","158;3",0.03,"MG/time step","QUsePI","158;3",0.03,"MG/time step",{"$f":"IF(ISNUMBER(C1284),IF(AVERAGE(C1284,G1284,K1284)<>MAX(C1284,G1284,K1284),1,0),\"\")","v":0}]
["QUsePI","159;3",0.03,"MG/time step","QUsePI","159;3",0.03,"MG/time step","QUsePI","159;3",0.03,"MG/time step",0]
["QUsePI","160;3",0.03,"MG/time step","QUsePI","160;3",0.03,"MG/time step","QUsePI","160;3",0.03,"MG/time step",0]
["QUsePI","161;3",0.03,"MG/time step","QUsePI","161;3",0.03,"MG/time step","QUsePI","161;3",0.03,"MG/time step",0]
["QUsePI","162;3",0.03,"MG/time step","QUsePI","162;3",0.03,"MG/time step","QUsePI","162;3",0.03,"MG/time step",0]
["QUsePI","163;3",0.03,"MG/time step","QUsePI","163;3",0.03,"MG/time step","QUsePI","163;3",0.03,"MG/time step",0]
["QUsePI","164;3",0.03,"MG/time step","QUsePI","164;3",0.03,"MG/time step","QUsePI","164;3",0.03,"MG/time step",0]
["QUsePI","165;3",0.03,"MG/time step","QUsePI","165;3",0.03,"MG/time step","QUsePI","165;3",0.03,"MG/time step",0]
["QUsePI","166;3",0.03,"MG/time step","QUsePI","166;3",0.03,"MG/time step","QUsePI","166;3",0.03,"MG/time step",0]
["QUsePI","167;3",0.03,"MG/time step","QUsePI","167;3",0.03,"MG/time step","QUsePI","167;3",0.03,"MG/time step",0]
["QUsePI","168;3",0.03,"MG/time step","QUsePI","168;3",0.03,"MG/time step","QUsePI","168;3",0.03,"MG/time step",0]
["QUsePI","169;3",0.03,"MG/time step","QUsePI","169;3",0.03,"MG/time step","QUsePI","169;3",0.03,"MG/time step",0]
["QUsePI","170;3",0.03,"MG/time step","QUsePI","170;3",0.03,"MG/time step","QUsePI","170;3",0.03,"MG/time step",0]
["QUsePI","171;3",0.03,"MG/time step","QUsePI","171;3",0.03,"MG/time step","QUsePI","171;3",0.03,"MG/time step",0]
["QUsePI","172;3",0.03,"MG/time step","QUsePI","172;3",0.03,"MG/time step","QUsePI","172;3",0.03,"MG/time step",0]
["QUsePI","173;3",0.03,"MG/time step","QUsePI","173;3",0.03,"MG/time step","QUsePI","173;3",0.03,"MG/time step",0]
["QUsePI","174;3",0.03,"MG/time step","QUsePI","174;3",0.03,"MG/time step","QUsePI","174;3",0.03,"MG/time step",0]
["QUsePI","175;3",0.03,"MG/time step","QUsePI","175;3",0.03,"MG/time step","QUsePI","175;3",0.03,"MG/time step",0]
["QUsePI","176;3",0.03,"MG/time step","QUsePI","176;3",0.03,"MG/time step","QUsePI","176;3",0.03,"MG/time step",0]
["QUsePI","177;3",0.03,"MG/time step","QUsePI","177;3",0.03,"MG/time step","QUsePI","177;3",0.03,"MG/time step",0]
["QUsePI","178;3",0.03,"MG/time step","QUsePI","178;3",0.03,"MG/time step","QUsePI","178;3",0.03,"MG/time step",0]
["QUsePI","179;3",0.03,"MG/time step","QUsePI","179;3",0.03,"MG/time step","QUsePI","179;3",0.03,"MG/time step",0]
["QUsePI","180;3",0.03,"MG/time step","QUsePI","180;3",0.03,"MG/time step","QUsePI","180;3",0.03,"MG/time step",0]
["QUsePI","181;3",0.03,"MG/time step","QUsePI","181;3",0.03,"MG/time step","QUsePI","181;3",0.03,"MG/time step",0]
["QUsePI","182;3",0.04,"MG/time step","QUsePI","182;3",0.04,"MG/time step","QUsePI","182;3",0.04,"MG/time step",0]
["QUsePI","183;3",0.04,"MG/time step","QUsePI","183;3",0.04,"MG/time step","QUsePI","183;3",0.04,"MG/time step",0]
["QUsePI","184;3",0.04,"MG/time step","QUsePI","184;3",0.04,"MG/time step","QUsePI","184;3",0.04,"MG/time step",0]
["QUsePI","185;3",0.04,"MG/time step","QUsePI","185;3",0.04,"MG/time step","QUsePI","185;3",0.04,"MG/time step",0]
["QUsePI","186;3",0.04,"MG/time step","QUsePI","186;3",0.04,"MG/time step","QUsePI","186;3",0.04,"MG/time step",0]
["QUsePI","187;3",0.04,"MG/time step","QUsePI","187;3",0.04,"MG/time step","QUsePI","187;3",0.04,"MG/time step",0]
["QUsePI","188;3",0.04,"MG/time step","QUsePI","188;3",0.04,"MG/time step","QUsePI","188;3",0.04,"MG/time step",0]
["QUsePI","189;3",0.04,"MG/time step","QUsePI","189;3",0.04,"MG/time step","QUsePI","189;3",0.04,"MG/time step",0]
["QUsePI","190;3",0.04,"MG/time step","QUsePI","190;3",0.04,"MG/time step","QUsePI","190;3",0.04,"MG/time step",0]
["QUsePI","191;3",0.04,"MG/time step","QUsePI","191;3",0.04,"MG/time step","QUsePI","191;3",0.04,"MG/time step",0]
["QUsePI","192;3",0.04,"MG/time step","QUsePI","192;3",0.04,"MG/time step","QUsePI","192;3",0.04,"MG/time step",0]
["QUsePI","193;3",0.04,"MG/time step","QUsePI","193;3",0.04,"MG/time step","QUsePI","193;3",0.04,"MG/time step",0]
["QUsePI","194;3",0.04,"MG/time step","QUsePI","194;3",0.04,"MG/time step","QUsePI","194;3",0.04,"MG/time step",0]
["QUsePI","195;3",0.04,"MG/time step","QUsePI","195;3",0.04,"MG/time step","QUsePI","195;3",0.04,"MG/time step",0]
["QUsePI","196;3",0.04,"MG/time step","QUsePI","196;3",0.04,"MG/time step","QUsePI","196;3",0.04,"MG/time step",0]
["QUsePI","197;3",0.04,"MG/time step","QUsePI","197;3",0.04,"MG/time step","QUsePI","197;3",0.04,"MG/time step",0]
["QUsePI","198;3",0.04,"MG/time step","QUsePI","198;3",0.04,"MG/time step","QUsePI","198;3",0.04,"MG/time step",0]
["QUsePI","199;3",0.04,"MG/time step","QUsePI","199;3",0.04,"MG/time step","QUsePI","199;3",0.04,"MG/time step",0]
["QUsePI","200;3",0.04,"MG/time step","QUsePI","200;3",0.04,"MG/time step","QUsePI","200;3",0.04,"MG/time step",0]
["QUsePI","201;3",0.04,"MG/time step","QUsePI","201;3",0.04,"MG/time step","QUsePI","201;3",0.04,"MG/time step",0]
["QUsePI","202;3",0.04,"MG/time step","QUsePI","202;3",0.04,"MG/time step","QUsePI","202;3",0.04,"MG/time step",0]
["QUsePI","203;3",0.04,"MG/time step","QUsePI","203;3",0.04,"MG/time step","QUsePI","203;3",0.04,"MG/time step",0]
["QUsePI","204;3",0.04,"MG/time step","QUsePI","204;3",0.04,"MG/time step","QUsePI","204;3",0.04,"MG/time step",0]
["QUsePI","205;3",0.04,"MG/time step","QUsePI","205;3",0.04,"MG/time step","QUsePI","205;3",0.04,"MG/time step",0]
["QUsePI","206;3",0.04,"MG/time step","QUsePI","206;3",0.04,"MG/time step","QUsePI","206;3",0.04,"MG/time step",0]
["QUsePI","207;3",0.04,"MG/time step","QUsePI","207;3",0.04,"MG/time step","QUsePI","207;3",0.04,"MG/time step",0]
["QUsePI","208;3",0.04,"MG/time step","QUsePI","208;3",0.04,"MG/time step","QUsePI","208;3",0.04,"MG/time step",0]
["QUsePI","209;3",0.04,"MG/time step","QUsePI","209;3",0.04,"MG/time step","QUsePI","209;3",0.04,"MG/time step",0]
["QUsePI","210;3",0.04,"MG/time step","QUsePI","210;3",0.04,"MG/time step","QUsePI","210;3",0.04,"MG/time step",0]
["QUsePI","211;3",0.04,"MG/time step","QUsePI","211;3",0.04,"MG/time step","QUsePI","211;3",0.04,"MG/time step",0]
["QUsePI","212;3",0.04,"MG/time step","QUsePI","212;3",0.04,"MG/time step","QUsePI","212;3",0.04,"MG/time step",0]
["QUsePI","213;3",0.04,"MG/time step","QUsePI","213;3",0.04,"MG/time step","QUsePI","213;3",0.04,"MG/time step",0]
["QUsePI","214;3",0.04,"MG/time step","QUsePI","214;3",0.04,"MG/time step","QUsePI","214;3",0.04,"MG/time step",0]
["QUsePI","215;3",0.04,"MG/time step","QUsePI","215;3",0.04,"MG/time step","QUsePI","215;3",0.04,"MG/time step",0]
["QUsePI","216;3",0.04,"MG/time step","QUsePI","216;3",0.04,"MG/time step","QUsePI","216;3",0.04,"MG/time step",0]
["QUsePI","217;3",0.04,"MG/time step","QUsePI","217;3",0.04,"MG/time step","QUsePI","217;3",0.04,"MG/time step",0]
["QUsePI","218;3",0.04,"MG/time step","QUsePI","218;3",0.04,"MG/time step","QUsePI","218;3",0.04,"MG/time step",0]
["QUsePI","219;3",0.04,"MG/time step","QUsePI","219;3",0.04,"MG/time step","QUsePI","219;3",0.04,"MG/time step",0]
["QUsePI","220;3",0.04,"MG/time step","QUsePI","220;3",0.04,"MG/time step","QUsePI","220;3",0.04,"MG/time step",0]
["QUsePI","221;3",0.04,"MG/time step","QUsePI","221;3",0.04,"MG/time step","QUsePI","221;3",0.04,"MG/time step",0]
["QUsePI","222;3",0.04,"MG/time step","QUsePI","222;3",0.04,"MG/time step","QUsePI","222;3",0.04,"MG/time step",{"$f":"IF(ISNUMBER(C1348),IF(AVERAGE(C1348,G1348,K1348)<>MAX(C1348,G1348,K1348),1,0),\"\")","v":0}]
["QUsePI","223;3",0.04,"MG/time step","QUsePI","223;3",0.04,"MG/time step","QUsePI","223;3",0.04,"MG/time step",0]
["QUsePI","224;3",0.04,"MG/time step","QUsePI","224;3",0.04,"MG/time step","QUsePI","224;3",0.04,"MG/time step",0]
["QUsePI","225;3",0.04,"MG/time step","QUsePI","225;3",0.04,"MG/time step","QUsePI","225;3",0.04,"MG/time step",0]
["QUsePI","226;3",0.04,"MG/time step","QUsePI","226;3",0.04,"MG/time step","QUsePI","226;3",0.04,"MG/time step",0]
["QUsePI","227;3",0.04,"MG/time step","QUsePI","227;3",0.04,"MG/time step","QUsePI","227;3",0.04,"MG/time step",0]
["QUsePI","228;3",0.04,"MG/time step","QUsePI","228;3",0.04,"MG/time step","QUsePI","228;3",0.04,"MG/time step",0]
["QUsePI","229;3",0.04,"MG/time step","QUsePI","229;3",0.04,"MG/time step","QUsePI","229;3",0.04,"MG/time step",0]
["QUsePI","230;3",0.04,"MG/time step","QUsePI","230;3",0.04,"MG/time step","QUsePI","230;3",0.04,"MG/time step",0]
["QUsePI","231;3",0.04,"MG/time step","QUsePI","231;3",0.04,"MG/time step","QUsePI","231;3",0.04,"MG/time step",0]
["QUsePI","232;3",0.04,"MG/time step","QUsePI","232;3",0.04,"MG/time step","QUsePI","232;3",0.04,"MG/time step",0]
["QUsePI","233;3",0.04,"MG/time step","QUsePI","233;3",0.04,"MG/time step","QUsePI","233;3",0.04,"MG/time step",0]
["QUsePI","234;3",0.04,"MG/time step","QUsePI","234;3",0.04,"MG/time step","QUsePI","234;3",0.04,"MG/time step",0]
["QUsePI","235;3",0.04,"MG/time step","QUsePI","235;3",0.04,"MG/time step","QUsePI","235;3",0.04,"MG/time step",0]
["QUsePI","236;3",0.04,"MG/time step","QUsePI","236;3",0.04,"MG/time step","QUsePI","236;3",0.04,"MG/time step",0]
["QUsePI","237;3",0.04,"MG/time step","QUsePI","237;3",0.04,"MG/time step","QUsePI","237;3",0.04,"MG/time step",0]
["QUsePI","238;3",0.04,"MG/time step","QUsePI","238;3",0.04,"MG/time step","QUsePI","238;3",0.04,"MG/time step",0]
["QUsePI","239;3",0.04,"MG/time step","QUsePI","239;3",0.04,"MG/time step","QUsePI","239;3",0.04,"MG/time step",0]
["QUsePI","240;3",0.04,"MG/time step","QUsePI","240;3",0.04,"MG/time step","QUsePI","240;3",0.04,"MG/time step",0]
["QUsePI","241;3",0.04,"MG/time step","QUsePI","241;3",0.04,"MG/time step","QUsePI","241;3",0.04,"MG/time step",0]
["QUsePI","242;3",0.04,"MG/time step","QUsePI","242;3",0.04,"MG/time step","QUsePI","242;3",0.04,"MG/time step",0]
["QUsePI","243;3",0.04,"MG/time step","QUsePI","243;3",0.04,"MG/time step","QUsePI","243;3",0.04,"MG/time step",0]
["QUsePI","244;3",0.03,"MG/time step","QUsePI","244;3",0.03,"MG/time step","QUsePI","244;3",0.03,"MG/time step",0]
["QUsePI","245;3",0.03,"MG/time step","QUsePI","245;3",0.03,"MG/time step","QUsePI","245;3",0.03,"MG/time step",0]
["QUsePI","246;3",0.03,"MG/time step","QUsePI","246;3",0.03,"MG/time step","QUsePI","246;3",0.03,"MG/time step",0]
["QUsePI","247;3",0.03,"MG/time step","QUsePI","247;3",0.03,"MG/time step","QUsePI","247;3",0.03,"MG/time step",0]
["QUsePI","248;3",0.03,"MG/time step","QUsePI","248;3",0.03,"MG/time step","QUsePI","248;3",0.03,"MG/time step",0]
["QUsePI","249;3",0.03,"MG/time step","QUsePI","249;3",0.03,"MG/time step","QUsePI","249;3",0.03,"MG/time step",0]
["QUsePI","250;3",0.03,"MG/time step","QUsePI","250;3",0.03,"MG/time step","QUsePI","250;3",0.03,"MG/time step",0]
["QUsePI","251;3",0.03,"MG/time step","QUsePI","251;3",0.03,"MG/time step","QUsePI","251;3",0.03,"MG/time step",0]
["QUsePI","252;3",0.03,"MG/time step","QUsePI","252;3",0.03,"MG/time step","QUsePI","252;3",0.03,"MG/time step",0]
["QUsePI","253;3",0.03,"MG/time step","QUsePI","253;3",0.03,"MG/time step","QUsePI","253;3",0.03,"MG/time step",0]
["QUsePI","254;3",0.03,"MG/time step","QUsePI","254;3",0.03,"MG/time step","QUsePI","254;3",0.03,"MG/time step",0]
["QUsePI","255;3",0.03,"MG/time step","QUsePI","255;3",0.03,"MG/time step","QUsePI","255;3",0.03,"MG/time step",0]
["QUsePI","256;3",0.03,"MG/time step","QUsePI","256;3",0.03,"MG/time step","QUsePI","256;3",0.03,"MG/time step",0]
["QUsePI","257;3",0.03,"MG/time step","QUsePI","257;3",0.03,"MG/time step","QUsePI","257;3",0.03,"MG/time step",0]
["QUsePI","258;3",0.03,"MG/time step","QUsePI","258;3",0.03,"MG/time step","QUsePI","258;3",0.03,"MG/time step",0]
["QUsePI","259;3",0.03,"MG/time step","QUsePI","259;3",0.03,"MG/time step","QUsePI","259;3",0.03,"MG/time step",0]
["QUsePI","260;3",0.03,"MG/time step","QUsePI","260;3",0.03,"MG/time step","QUsePI","260;3",0.03,"MG/time step",0]
["QUsePI","261;3",0.03,"MG/time step","QUsePI","261;3",0.03,"MG/time step","QUsePI","261;3",0.03,"MG/time step",0]
["QUsePI","262;3",0.03,"MG/time step","QUsePI","262;3",0.03,"MG/time step","QUsePI","262;3",0.03,"MG/time step",0]
["QUsePI","263;3",0.03,"MG/time step","QUsePI","263;3",0.03,"MG/time step","QUsePI","263;3",0.03,"MG/time step",0]
["QUsePI","264;3",0.03,"MG/time step","QUsePI","264;3",0.03,"MG/time step","QUsePI","264;3",0.03,"MG/time step",0]
["QUsePI","265;3",0.03,"MG/time step","QUsePI","265;3",0.03,"MG/time step","QUsePI","265;3",0.03,"MG/time step",0]
["QUsePI","266;3",0.03,"MG/time step","QUsePI","266;3",0.03,"MG/time step","QUsePI","266;3",0.03,"MG/time step",0]
["QUsePI","267;3",0.03,"MG/time step","QUsePI","267;3",0.03,"MG/time step","QUsePI","267;3",0.03,"MG/time step",0]
["QUsePI","268;3",0.03,"MG/time step","QUsePI","268;3",0.03,"MG/time step","QUsePI","268;3",0.03,"MG/time step",0]
["QUsePI","269;3",0.03,"MG/time step","QUsePI","269;3",0.03,"MG/time step","QUsePI","269;3",0.03,"MG/time step",0]
["QUsePI","270;3",0.03,"MG/time step","QUsePI","270;3",0.03,"MG/time step","QUsePI","270;3",0.03,"MG/time step",0]
["QUsePI","271;3",0.03,"MG/time step","QUsePI","271;3",0.03,"MG/time step","QUsePI","271;3",0.03,"MG/time step",0]
["QUsePI","272;3",0.03,"MG/time step","QUsePI","272;3",0.03,"MG/time step","QUsePI","272;3",0.03,"MG/time step",0]
["QUsePI","273;3",0.03,"MG/time step","QUsePI","273;3",0.03,"MG/time step","QUsePI","273;3",0.03,"MG/time step",0]
["QUsePI","274;3",0.03,"MG/time step","QUsePI","274;3",0.03,"MG/time step","QUsePI","274;3",0.03,"MG/time step",0]
["QUsePI","275;3",0.03,"MG/time step","QUsePI","275;3",0.03,"MG/time step","QUsePI","275;3",0.03,"MG/time step",0]
["QUsePI","276;3",0.03,"MG/time step","QUsePI","276;3",0.03,"MG/time step","QUsePI","276;3",0.03,"MG/time step",0]
["QUsePI","277;3",0.03,"MG/time step","QUsePI","277;3",0.03,"MG/time step","QUsePI","277;3",0.03,"MG/time step",0]
["QUsePI","278;3",0.03,"MG/time step","QUsePI","278;3",0.03,"MG/time step","QUsePI","278;3",0.03,"MG/time step",0]
["QUsePI","279;3",0.03,"MG/time step","QUsePI","279;3",0.03,"MG/time step","QUsePI","279;3",0.03,"MG/time step",0]
["QUsePI","280;3",0.03,"MG/time step","QUsePI","280;3",0.03,"MG/time step","QUsePI","280;3",0.03,"MG/time step",0]
["QUsePI","281;3",0.03,"MG/time step","QUsePI","281;3",0.03,"MG/time step","QUsePI","281;3",0.03,"MG/time step",0]
["QUsePI","282;3",0.03,"MG/time step","QUsePI","282;3",0.03,"MG/time step","QUsePI","282;3",0.03,"MG/time step",0]
["QUsePI","283;3",0.03,"MG/time step","QUsePI","283;3",0.03,"MG/time step","QUsePI","283;3",0.03,"MG/time step",0]
["QUsePI","284;3",0.03,"MG/time step","QUsePI","284;3",0.03,"MG/time step","QUsePI","284;3",0.03,"MG/time step",0]
["QUsePI","285;3",0.03,"MG/time step","QUsePI","285;3",0.03,"MG/time step","QUsePI","285;3",0.03,"MG/time step",0]
["QUsePI","286;3",0.03,"MG/time step","QUsePI","286;3",0.03,"MG/time step","QUsePI","286;3",0.03,"MG/time step",{"$f":"IF(ISNUMBER(C1412),IF(AVERAGE(C1412,G1412,K1412)<>MAX(C1412,G1412,K1412),1,0),\"\")","v":0}]
["QUsePI","287;3",0.03,"MG/time step","QUsePI","287;3",0.03,"MG/time step","QUsePI","287;3",0.03,"MG/time step",0]
["QUsePI","288;3",0.03,"MG/time step","QUsePI","288;3",0.03,"MG/time step","QUsePI","288;3",0.03,"MG/time step",0]
["QUsePI","289;3",0.03,"MG/time step","QUsePI","289;3",0.03,"MG/time step","QUsePI","289;3",0.03,"MG/time step",0]
["QUsePI","290;3",0.03,"MG/time step","QUsePI","290;3",0.03,"MG/time step","QUsePI","290;3",0.03,"MG/time step",0]
["QUsePI","291;3",0.03,"MG/time step","QUsePI","291;3",0.03,"MG/time step","QUsePI","291;3",0.03,"MG/time step",0]
["QUsePI","292;3",0.03,"MG/time step","QUsePI","292;3",0.03,"MG/time step","QUsePI","292;3",0.03,"MG/time step",0]
["QUsePI","293;3",0.03,"MG/time step","QUsePI","293;3",0.03,"MG/time step","QUsePI","293;3",0.03,"MG/time step",0]
["QUsePI","294;3",0.03,"MG/time step","QUsePI","294;3",0.03,"MG/time step","QUsePI","294;3",0.03,"MG/time step",0]
["QUsePI","295;3",0.03,"MG/time step","QUsePI","295;3",0.03,"MG/time step","QUsePI","295;3",0.03,"MG/time step",0]
["QUsePI","296;3",0.03,"MG/time step","QUsePI","296;3",0.03,"MG/time step","QUsePI","296;3",0.03,"MG/time step",0]
["QUsePI","297;3",0.03,"MG/time step","QUsePI","297;3",0.03,"MG/time step","QUsePI","297;3",0.03,"MG/time step",0]
["QUsePI","298;3",0.03,"MG/time step","QUsePI","298;3",0.03,"MG/time step","QUsePI","298;3",0.03,"MG/time step",0]
["QUsePI","299;3",0.03,"MG/time step","QUsePI","299;3",0.03,"MG/time step","QUsePI","299;3",0.03,"MG/time step",0]
["QUsePI","300;3",0.03,"MG/time step","QUsePI","300;3",0.03,"MG/time step","QUsePI","300;3",0.03,"MG/time step",0]
["QUsePI","301;3",0.03,"MG/time step","QUsePI","301;3",0.03,"MG/time step","QUsePI","301;3",0.03,"MG/time step",0]
["QUsePI","302;3",0.03,"MG/time step","QUsePI","302;3",0.03,"MG/time step","QUsePI","302;3",0.03,"MG/time step",0]
["QUsePI","303;3",0.03,"MG/time step","QUsePI","303;3",0.03,"MG/time step","QUsePI","303;3",0.03,"MG/time step",0]
["QUsePI","304;3",0.03,"MG/time step","QUsePI","304;3",0.03,"MG/time step","QUsePI","304;3",0.03,"MG/time step",0]
["QUsePI","305;3",0.02,"MG/time step","QUsePI","305;3",0.02,"MG/time step","QUsePI","305;3",0.02,"MG/time step",0]
["QUsePI","306;3",0.02,"MG/time step","QUsePI","306;3",0.02,"MG/time step","QUsePI","306;3",0.02,"MG/time step",0]
["QUsePI","307;3",0.02,"MG/time step","QUsePI","307;3",0.02,"MG/time step","QUsePI","307;3",0.02,"MG/time step",0]
["QUsePI","308;3",0.02,"MG/time step","QUsePI","308;3",0.02,"MG/time step","QUsePI","308;3",0.02,"MG/time step",0]
["QUsePI","309;3",0.02,"MG/time step","QUsePI","309;3",0.02,"MG/time step","QUsePI","309;3",0.02,"MG/time step",0]
["QUsePI","310;3",0.02,"MG/time step","QUsePI","310;3",0.02,"MG/time step","QUsePI","310;3",0.02,"MG/time step",0]
["QUsePI","311;3",0.02,"MG/time step","QUsePI","311;3",0.02,"MG/time step","QUsePI","311;3",0.02,"MG/time step",0]
["QUsePI","312;3",0.02,"MG/time step","QUsePI","312;3",0.02,"MG/time step","QUsePI","312;3",0.02,"MG/time step",0]
["QUsePI","313;3",0.02,"MG/time step","QUsePI","313;3",0.02,"MG/time step","QUsePI","313;3",0.02,"MG/time step",0]
["QUsePI","314;3",0.02,"MG/time step","QUsePI","314;3",0.02,"MG/time step","QUsePI","314;3",0.02,"MG/time step",0]
["QUsePI","315;3",0.02,"MG/time step","QUsePI","315;3",0.02,"MG/time step","QUsePI","315;3",0.02,"MG/time step",0]
["QUsePI","316;3",0.02,"MG/time step","QUsePI","316;3",0.02,"MG/time step","QUsePI","316;3",0.02,"MG/time step",0]
["QUsePI","317;3",0.02,"MG/time step","QUsePI","317;3",0.02,"MG/time step","QUsePI","317;3",0.02,"MG/time step",0]
["QUsePI","318;3",0.02,"MG/time step","QUsePI","318;3",0.02,"MG/time step","QUsePI","318;3",0.02,"MG/time step",0]
["QUsePI","319;3",0.02,"MG/time step","QUsePI","319;3",0.02,"MG/time step","QUsePI","319;3",0.02,"MG/time step",0]
["QUsePI","320;3",0.02,"MG/time step","QUsePI","320;3",0.02,"MG/time step","QUsePI","320;3",0.02,"MG/time step",0]
["QUsePI","321;3",0.02,"MG/time step","QUsePI","321;3",0.02,"MG/time step","QUsePI","321;3",0.02,"MG/time step",0]
["QUsePI","322;3",0.02,"MG/time step","QUsePI","322;3",0.02,"MG/time step","QUsePI","322;3",0.02,"MG/time step",0]
["QUsePI","323;3",0.02,"MG/time step","QUsePI","323;3",0.02,"MG/time step","QUsePI","323;3",0.02,"MG/time step",0]
["QUsePI","324;3",0.02,"MG/time step","QUsePI","324;3",0.02,"MG/time step","QUsePI","324;3",0.02,"MG/time step",0]
["QUsePI","325;3",0.02,"MG/time step","QUsePI","325;3",0.02,"MG/time step","QUsePI","325;3",0.02,"MG/time step",0]
["QUsePI","326;3",0.02,"MG/time step","QUsePI","326;3",0.02,"MG/time step","QUsePI","326;3",0.02,"MG/time step",0]
["QUsePI","327;3",0.02,"MG/time step","QUsePI","327;3",0.02,"MG/time step","QUsePI","327;3",0.02,"MG/time step",0]
["QUsePI","328;3",0.02,"MG/time step","QUsePI","328;3",0.02,"MG/time step","QUsePI","328;3",0.02,"MG/time step",0]
["QUsePI","329;3",0.02,"MG/time step","QUsePI","329;3",0.02,"MG/time step","QUsePI","329;3",0.02,"MG/time step",0]
["QUsePI","330;3",0.02,"MG/time step","QUsePI","330;3",0.02,"MG/time step","QUsePI","330;3",0.02,"MG/time step",0]
["QUsePI","331;3",0.02,"MG/time step","QUsePI","331;3",0.02,"MG/time step","QUsePI","331;3",0.02,"MG/time step",0]
["QUsePI","332;3",0.02,"MG/time step","QUsePI","332;3",0.02,"MG/time step","QUsePI","332;3",0.02,"MG/time step",0]
["QUsePI","333;3",0.02,"MG/time step","QUsePI","333;3",0.02,"MG/time step","QUsePI","333;3",0.02,"MG/time step",0]
["QUsePI","334;3",0.02,"MG/time step","QUsePI","334;3",0.02,"MG/time step","QUsePI","334;3",0.02,"MG/time step",0]
["QUsePI","335;3",0.02,"MG/time step","QUsePI","335;3",0.02,"MG/time step","QUsePI","335;3",0.02,"MG/time step",0]
["QUsePI","336;3",0.02,"MG/time step","QUsePI","336;3",0.02,"MG/time step","QUsePI","336;3",0.02,"MG/time step",0]
["QUsePI","337;3",0.02,"MG/time step","QUsePI","337;3",0.02,"MG/time step","QUsePI","337;3",0.02,"MG/time step",0]
["QUsePI","338;3",0.02,"MG/time step","QUsePI","338;3",0.02,"MG/time step","QUsePI","338;3",0.02,"MG/time step",0]
["QUsePI","339;3",0.02,"MG/time step","QUsePI","339;3",0.02,"MG/time step","QUsePI","339;3",0.02,"MG/time step",0]
["QUsePI","340;3",0.02,"MG/time step","QUsePI","340;3",0.02,"MG/time step","QUsePI","340;3",0.02,"MG/time step",0]
["QUsePI","341;3",0.02,"MG/time step","QUsePI","341;3",0.02,"MG/time step","QUsePI","341;3",0.02,"MG/time step",0]
["QUsePI","342;3",0.02,"MG/time step","QUsePI","342;3",0.02,"MG/time step","QUsePI","342;3",0.02,"MG/time step",0]
["QUsePI","343;3",0.02,"MG/time step","QUsePI","343;3",0.02,"MG/time step","QUsePI","343;3",0.02,"MG/time step",0]
["QUsePI","344;3",0.02,"MG/time step","QUsePI","344;3",0.02,"MG/time step","QUsePI","344;3",0.02,"MG/time step",0]
["QUsePI","345;3",0.02,"MG/time step","QUsePI","345;3",0.02,"MG/time step","QUsePI","345;3",0.02,"MG/time step",0]
["QUsePI","346;3",0.02,"MG/time step","QUsePI","346;3",0.02,"MG/time step","QUsePI","346;3",0.02,"MG/time step",0]
["QUsePI","347;3",0.02,"MG/time step","QUsePI","347;3",0.02,"MG/time step","QUsePI","347;3",0.02,"MG/time step",0]
["QUsePI","348;3",0.02,"MG/time step","QUsePI","348;3",0.02,"MG/time step","QUsePI","348;3",0.02,"MG/time step",0]
["QUsePI","349;3",0.02,"MG/time step","QUsePI","349;3",0.02,"MG/time step","QUsePI","349;3",0.02,"MG/time step",0]
["QUsePI","350;3",0.02,"MG/time step","QUsePI","350;3",0.02,"MG/time step","QUsePI","350;3",0.02,"MG/time step",{"$f":"IF(ISNUMBER(C1476),IF(AVERAGE(C1476,G1476,K1476)<>MAX(C1476,G1476,K1476),1,0),\"\")","v":0}]
["QUsePI","351;3",0.02,"MG/time step","QUsePI","351;3",0.02,"MG/time step","QUsePI","351;3",0.02,"MG/time step",0]
["QUsePI","352;3",0.02,"MG/time step","QUsePI","352;3",0.02,"MG/time step","QUsePI","352;3",0.02,"MG/time step",0]
["QUsePI","353;3",0.02,"MG/time step","QUsePI","353;3",0.02,"MG/time step","QUsePI","353;3",0.02,"MG/time step",0]
["QUsePI","354;3",0.02,"MG/time step","QUsePI","354;3",0.02,"MG/time step","QUsePI","354;3",0.02,"MG/time step",0]
["QUsePI","355;3",0.02,"MG/time step","QUsePI","355;3",0.02,"MG/time step","QUsePI","355;3",0.02,"MG/time step",0]
["QUsePI","356;3",0.02,"MG/time step","QUsePI","356;3",0.02,"MG/time step","QUsePI","356;3",0.02,"MG/time step",0]
["QUsePI","357;3",0.02,"MG/time step","QUsePI","357;3",0.02,"MG/time step","QUsePI","357;3",0.02,"MG/time step",0]
["QUsePI","358;3",0.02,"MG/time step","QUsePI","358;3",0.02,"MG/time step","QUsePI","358;3",0.02,"MG/time step",0]
["QUsePI","359;3",0.02,"MG/time step","QUsePI","359;3",0.02,"MG/time step","QUsePI","359;3",0.02,"MG/time step",0]
["QUsePI","360;3",0.02,"MG/time step","QUsePI","360;3",0.02,"MG/time step","QUsePI","360;3",0.02,"MG/time step",0]
["QUsePI","361;3",0.02,"MG/time step","QUsePI","361;3",0.02,"MG/time step","QUsePI","361;3",0.02,"MG/time step",0]
["QUsePI","362;3",0.02,"MG/time step","QUsePI","362;3",0.02,"MG/time step","QUsePI","362;3",0.02,"MG/time step",0]
["QUsePI","363;3",0.02,"MG/time step","QUsePI","363;3",0.02,"MG/time step","QUsePI","363;3",0.02,"MG/time step",0]
["QUsePI","364;3",0.02,"MG/time step","QUsePI","364;3",0.02,"MG/time step","QUsePI","364;3",0.02,"MG/time step",0]
["QUsePI","365;3",0.02,"MG/time step","QUsePI","365;3",0.02,"MG/time step","QUsePI","365;3",0.02,"MG/time step",0]
["QUsePI","1;4",0.36,"MG/time step","QUsePI","1;4",0.36,"MG/time step","QUsePI","1;4",0.36,"MG/time step",0]
["QUsePI","2;4",0.36,"MG/time step","QUsePI","2;4",0.36,"MG/time step","QUsePI","2;4",0.36,"MG/time step",0]
["QUsePI","3;4",0.36,"MG/time step","QUsePI","3;4",0.36,"MG/time step","QUsePI","3;4",0.36,"MG/time step",0]
["QUsePI","4;4",0.36,"MG/time step","QUsePI","4;4",0.36,"MG/time step","QUsePI","4;4",0.36,"MG/time step",0]
["QUsePI","5;4",0.36,"MG/time step","QUsePI","5;4",0.36,"MG/time step","QUsePI","5;4",0.36,"MG/time step",0]
["QUsePI","6;4",0.36,"MG/time step","QUsePI","6;4",0.36,"MG/time step","QUsePI","6;4",0.36,"MG/time step",0]
["QUsePI","7;4",0.36,"MG/time step","QUsePI","7;4",0.36,"MG/time step","QUsePI","7;4",0.36,"MG/time step",0]
["QUsePI","8;4",0.36,"MG/time step","QUsePI","8;4",0.36,"MG/time step","QUsePI","8;4",0.36,"MG/time step",0]
["QUsePI","9;4",0.36,"MG/time step","QUsePI","9;4",0.36,"MG/time step","QUsePI","9;4",0.36,"MG/time step",0]
["QUsePI","10;4",0.36,"MG/time step","QUsePI","10;4",0.36,"MG/time step","QUsePI","10;4",0.36,"MG/time step",0]
["QUsePI","11;4",0.36,"MG/time step","QUsePI","11;4",0.36,"MG/time step","QUsePI","11;4",0.36,"MG/time step",0]
["QUsePI","12;4",0.36,"MG/time step","QUsePI","12;4",0.36,"MG/time step","QUsePI","12;4",0.36,"MG/time step",0]
["QUsePI","13;4",0.36,"MG/time step","QUsePI","13;4",0.36,"MG/time step","QUsePI","13;4",0.36,"MG/time step",0]
["QUsePI","14;4",0.36,"MG/time step","QUsePI","14;4",0.36,"MG/time step","QUsePI","14;4",0.36,"MG/time step",0]
["QUsePI","15;4",0.36,"MG/time step","QUsePI","15;4",0.36,"MG/time step","QUsePI","15;4",0.36,"MG/time step",0]
["QUsePI","16;4",0.36,"MG/time step","QUsePI","16;4",0.36,"MG/time step","QUsePI","16;4",0.36,"MG/time step",0]
["QUsePI","17;4",0.36,"MG/time step","QUsePI","17;4",0.36,"MG/time step","QUsePI","17;4",0.36,"MG/time step",0]
["QUsePI","18;4",0.36,"MG/time step","QUsePI","18;4",0.36,"MG/time step","QUsePI","18;4",0.36,"MG/time step",0]
["QUsePI","19;4",0.36,"MG/time step","QUsePI","19;4",0.36,"MG/time step","QUsePI","19;4",0.36,"MG/time step",0]
["QUsePI","20;4",0.36,"MG/time step","QUsePI","20;4",0.36,"MG/time step","QUsePI","20;4",0.36,"MG/time step",0]
["QUsePI","21;4",0.36,"MG/time step","QUsePI","21;4",0.36,"MG/time step","QUsePI","21;4",0.36,"MG/time step",0]
["QUsePI","22;4",0.36,"MG/time step","QUsePI","22;4",0.36,"MG/time step","QUsePI","22;4",0.36,"MG/time step",0]
["QUsePI","23;4",0.36,"MG/time step","QUsePI","23;4",0.36,"MG/time step","QUsePI","23;4",0.36,"MG/time step",0]
["QUsePI","24;4",0.36,"MG/time step","QUsePI","24;4",0.36,"MG/time step","QUsePI","24;4",0.36,"MG/time step",0]
["QUsePI","25;4",0.36,"MG/time step","QUsePI","25;4",0.36,"MG/time step","QUsePI","25;4",0.36,"MG/time step",0]
["QUsePI","26;4",0.36,"MG/time step","QUsePI","26;4",0.36,"MG/time step","QUsePI","26;4",0.36,"MG/time step",0]
["QUsePI","27;4",0.36,"MG/time step","QUsePI","27;4",0.36,"MG/time step","QUsePI","27;4",0.36,"MG/time step",0]
["QUsePI","28;4",0.36,"MG/time step","QUsePI","28;4",0.36,"MG/time step","QUsePI","28;4",0.36,"MG/time step",0]
["QUsePI","29;4",0.36,"MG/time step","QUsePI","29;4",0.36,"MG/time step","QUsePI","29;4",0.36,"MG/time step",0]
["QUsePI","30;4",0.36,"MG/time step","QUsePI","30;4",0.36,"MG/time step","QUsePI","30;4",0.36,"MG/time step",0]
["QUsePI","31;4",0.36,"MG/time step","QUsePI","31;4",0.36,"MG/time step","QUsePI","31;4",0.36,"MG/time step",0]
["QUsePI","32;4",0.36,"MG/time step","QUsePI","32;4",0.36,"MG/time step","QUsePI","32;4",0.36,"MG/time step",0]
["QUsePI","33;4",0.36,"MG/time step","QUsePI","33;4",0.36,"MG/time step","QUsePI","33;4",0.36,"MG/time step",0]
["QUsePI","34;4",0.36,"MG/time step","QUsePI","34;4",0.36,"MG/time step","QUsePI","34;4",0.36,"MG/time step",0]
["QUsePI","35;4",0.36,"MG/time step","QUsePI","35;4",0.36,"MG/time step","QUsePI","35;4",0.36,"MG/time step",0]
["QUsePI","36;4",0.36,"MG/time step","QUsePI","36;4",0.36,"MG/time step","QUsePI","36;4",0.36,"MG/time step",0]
["QUsePI","37;4",0.36,"MG/time step","QUsePI","37;4",0.36,"MG/time step","QUsePI","37;4",0.36,"MG/time step",0]
["QUsePI","38;4",0.36,"MG/time step","QUsePI","38;4",0.36,"MG/time step","QUsePI","38;4",0.36,"MG/time step",0]
["QUsePI","39;4",0.36,"MG/time step","QUsePI","39;4",0.36,"MG/time step","QUsePI","39;4",0.36,"MG/time step",0]
["QUsePI","40;4",0.36,"MG/time step","QUsePI","40;4",0.36,"MG/time step","QUsePI","40;4",0.36,"MG/time step",0]
["QUsePI","41;4",0.36,"MG/time step","QUsePI","41;4",0.36,"MG/time step","QUsePI","41;4",0.36,"MG/time step",0]
["QUsePI","42;4",0.36,"MG/time step","QUsePI","42;4",0.36,"MG/time step","QUsePI","42;4",0.36,"MG/time step",0]
["QUsePI","43;4",0.36,"MG/time step","QUsePI","43;4",0.36,"MG/time step","QUsePI","43;4",0.36,"MG/time step",0]
["QUsePI","44;4",0.36,"MG/time step","QUsePI","44;4",0.36,"MG/time step","QUsePI","44;4",0.36,"MG/time step",0]
["QUsePI","45;4",0.36,"MG/time step","QUsePI","45;4",0.36,"MG/time step","QUsePI","45;4",0.36,"MG/time step",0]
["QUsePI","46;4",0.36,"MG/time step","QUsePI","46;4",0.36,"MG/time step","QUsePI","46;4",0.36,"MG/time step",0]
["QUsePI","47;4",0.36,"MG/time step","QUsePI","47;4",0.36,"MG/time step","QUsePI","47;4",0.36,"MG/time step",0]
["QUsePI","48;4",0.36,"MG/time step","QUsePI","48;4",0.36,"MG/time step","QUsePI","48;4",0.36,"MG/time step",0]
["QUsePI","49;4",0.36,"MG/time step","QUsePI","49;4",0.36,"MG/time step","QUsePI","49;4",0.36,"MG/time step",{"$f":"IF(ISNUMBER(C1540),IF(AVERAGE(C1540,G1540,K1540)<>MAX(C1540,G1540,K1540),1,0),\"\")","v":0}]
["QUsePI","50;4",0.36,"MG/time step","QUsePI","50;4",0.36,"MG/time step","QUsePI","50;4",0.36,"MG/time step",0]
["QUsePI","51;4",0.36,"MG/time step","QUsePI","51;4",0.36,"MG/time step","QUsePI","51;4",0.36,"MG/time step",0]
["QUsePI","52;4",0.36,"MG/time step","QUsePI","52;4",0.36,"MG/time step","QUsePI","52;4",0.36,"MG/time step",0]
["QUsePI","53;4",0.36,"MG/time step","QUsePI","53;4",0.36,"MG/time step","QUsePI","53;4",0.36,"MG/time step",0]
["QUsePI","54;4",0.36,"MG/time step","QUsePI","54;4",0.36,"MG/time step","QUsePI","54;4",0.36,"MG/time step",0]
["QUsePI","55;4",0.36,"MG/time step","QUsePI","55;4",0.36,"MG/time step","QUsePI","55;4",0.36,"MG/time step",0]
["QUsePI","56;4",0.36,"MG/time step","QUsePI","56;4",0.36,"MG/time step","QUsePI","56;4",0.36,"MG/time step",0]
["QUsePI","57;4",0.36,"MG/time step","QUsePI","57;4",0.36,"MG/time step","QUsePI","57;4",0.36,"MG/time step",0]
["QUsePI","58;4",0.36,"MG/time step","QUsePI","58;4",0.36,"MG/time step","QUsePI","58;4",0.36,"MG/time step",0]
["QUsePI","59;4",0.36,"MG/time step","QUsePI","59;4",0.36,"MG/time step","QUsePI","59;4",0.36,"MG/time step",0]
["QUsePI","60;4",0.34,"MG/time step","QUsePI","60;4",0.34,"MG/time step","QUsePI","60;4",0.34,"MG/time step",0]
["QUsePI","61;4",0.34,"MG/time step","QUsePI","61;4",0.34,"MG/time step","QUsePI","61;4",0.34,"MG/time step",0]
["QUsePI","62;4",0.34,"MG/time step","QUsePI","62;4",0.34,"MG/time step","QUsePI","62;4",0.34,"MG/time step",0]
["QUsePI","63;4",0.34,"MG/time step","QUsePI","63;4",0.34,"MG/time step","QUsePI","63;4",0.34,"MG/time step",0]
["QUsePI","64;4",0.34,"MG/time step","QUsePI","64;4",0.34,"MG/time step","QUsePI","64;4",0.34,"MG/time step",0]
["QUsePI","65;4",0.34,"MG/time step","QUsePI","65;4",0.34,"MG/time step","QUsePI","65;4",0.34,"MG/time step",0]
["QUsePI","66;4",0.34,"MG/time step","QUsePI","66;4",0.34,"MG/time step","QUsePI","66;4",0.34,"MG/time step",0]
["QUsePI","67;4",0.34,"MG/time step","QUsePI","67;4",0.34,"MG/time step","QUsePI","67;4",0.34,"MG/time step",0]
["QUsePI","68;4",0.34,"MG/time step","QUsePI","68;4",0.34,"MG/time step","QUsePI","68;4",0.34,"MG/time step",0]
["QUsePI","69;4",0.34,"MG/time step","QUsePI","69;4",0.34,"MG/time step","QUsePI","69;4",0.34,"MG/time step",0]
["QUsePI","70;4",0.34,"MG/time step","QUsePI","70;4",0.34,"MG/time step","QUsePI","70;4",0.34,"MG/time step",0]
["QUsePI","71;4",0.34,"MG/time step","QUsePI","71;4",0.34,"MG/time step","QUsePI","71;4",0.34,"MG/time step",0]
["QUsePI","72;4",0.34,"MG/time step","QUsePI","72;4",0.34,"MG/time step","QUsePI","72;4",0.34,"MG/time step",0]
["QUsePI","73;4",0.34,"MG/time step","QUsePI","73;4",0.34,"MG/time step","QUsePI","73;4",0.34,"MG/time step",0]
["QUsePI","74;4",0.34,"MG/time step","QUsePI","74;4",0.34,"MG/time step","QUsePI","74;4",0.34,"MG/time step",0]
["QUsePI","75;4",0.34,"MG/time step","QUsePI","75;4",0.34,"MG/time step","QUsePI","75;4",0.34,"MG/time step",0]
["QUsePI","76;4",0.34,"MG/time step","QUsePI","76;4",0.34,"MG/time step","QUsePI","76;4",0.34,"MG/time step",0]
["QUsePI","77;4",0.34,"MG/time step","QUsePI","77;4",0.34,"MG/time step","QUsePI","77;4",0.34,"MG/time step",0]
["QUsePI","78;4",0.34,"MG/time step","QUsePI","78;4",0.34,"MG/time step","QUsePI","78;4",0.34,"MG/time step",0]
["QUsePI","79;4",0.34,"MG/time step","QUsePI","79;4",0.34,"MG/time step","QUsePI","79;4",0.34,"MG/time step",0]
["QUsePI","80;4",0.34,"MG/time step","QUsePI","80;4",0.34,"MG/time step","QUsePI","80;4",0.34,"MG/time step",0]
["QUsePI","81;4",0.34,"MG/time step","QUsePI","81;4",0.34,"MG/time step","QUsePI","81;4",0.34,"MG/time step",0]
["QUsePI","82;4",0.34,"MG/time step","QUsePI","82;4",0.34,"MG/time step","QUsePI","82;4",0.34,"MG/time step",0]
["QUsePI","83;4",0.34,"MG/time step","QUsePI","83;4",0.34,"MG/time step","QUsePI","83;4",0.34,"MG/time step",0]
["QUsePI","84;4",0.34,"MG/time step","QUsePI","84;4",0.34,"MG/time step","QUsePI","84;4",0.34,"MG/time step",0]
["QUsePI","85;4",0.34,"MG/time step","QUsePI","85;4",0.34,"MG/time step","QUsePI","85;4",0.34,"MG/time step",0]
["QUsePI","86;4",0.34,"MG/time step","QUsePI","86;4",0.34,"MG/time step","QUsePI","86;4",0.34,"MG/time step",0]
["QUsePI","87;4",0.34,"MG/time step","QUsePI","87;4",0.34,"MG/time step","QUsePI","87;4",0.34,"MG/time step",0]
["QUsePI","88;4",0.34,"MG/time step","QUsePI","88;4",0.34,"MG/time step","QUsePI","88;4",0.34,"MG/time step",0]
["QUsePI","89;4",0.34,"MG/time step","QUsePI","89;4",0.34,"MG/time step","QUsePI","89;4",0.34,"MG/time step",0]
["QUsePI","90;4",0.34,"MG/time step","QUsePI","90;4",0.34,"MG/time step","QUsePI","90;4",0.34,"MG/time step",0]
["QUsePI","91;4",0.38,"MG/time step","QUsePI","91;4",0.38,"MG/time step","QUsePI","91;4",0.38,"MG/time step",0]
["QUsePI","92;4",0.38,"MG/time step","QUsePI","92;4",0.38,"MG/time step","QUsePI","92;4",0.38,"MG/time step",0]
["QUsePI","93;4",0.38,"MG/time step","QUsePI","93;4",0.38,"MG/time step","QUsePI","93;4",0.38,"MG/time step",0]
["QUsePI","94;4",0.38,"MG/time step","QUsePI","94;4",0.38,"MG/time step","QUsePI","94;4",0.38,"MG/time step",0]
["QUsePI","95;4",0.38,"MG/time step","QUsePI","95;4",0.38,"MG/time step","QUsePI","95;4",0.38,"MG/time step",0]
["QUsePI","96;4",0.38,"MG/time step","QUsePI","96;4",0.38,"MG/time step","QUsePI","96;4",0.38,"MG/time step",0]
["QUsePI","97;4",0.38,"MG/time step","QUsePI","97;4",0.38,"MG/time step","QUsePI","97;4",0.38,"MG/time step",0]
["QUsePI","98;4",0.38,"MG/time step","QUsePI","98;4",0.38,"MG/time step","QUsePI","98;4",0.38,"MG/time step",0]
["QUsePI","99;4",0.38,"MG/time step","QUsePI","99;4",0.38,"MG/time step","QUsePI","99;4",0.38,"MG/time step",0]
["QUsePI","100;4",0.38,"MG/time step","QUsePI","100;4",0.38,"MG/time step","QUsePI","100;4",0.38,"MG/time step",0]
["QUsePI","101;4",0.38,"MG/time step","QUsePI","101;4",0.38,"MG/time step","QUsePI","101;4",0.38,"MG/time step",0]
["QUsePI","102;4",0.38,"MG/time step","QUsePI","102;4",0.38,"MG/time step","QUsePI","102;4",0.38,"MG/time step",0]
["QUsePI","103;4",0.38,"MG/time step","QUsePI","103;4",0.38,"MG/time step","QUsePI","103;4",0.38,"MG/time step",0]
["QUsePI","104;4",0.38,"MG/time step","QUsePI","104;4",0.38,"MG/time step","QUsePI","104;4",0.38,"MG/time step",0]
["QUsePI","105;4",0.38,"MG/time step","QUsePI","105;4",0.38,"MG/time step","QUsePI","105;4",0.38,"MG/time step",0]
["QUsePI","106;4",0.38,"MG/time step","QUsePI","106;4",0.38,"MG/time step","QUsePI","106;4",0.38,"MG/time step",0]
["QUsePI","107;4",0.38,"MG/time step","QUsePI","107;4",0.38,"MG/time step","QUsePI","107;4",0.38,"MG/time step",0]
["QUsePI","108;4",0.38,"MG/time step","QUsePI","108;4",0.38,"MG/time step","QUsePI","108;4",0.38,"MG/time step",0]
["QUsePI","109;4",0.38,"MG/time step","QUsePI","109;4",0.38,"MG/time step","QUsePI","109;4",0.38,"MG/time step",0]
["QUsePI","110;4",0.38,"MG/time step","QUsePI","110;4",0.38,"MG/time step","QUsePI","110;4",0.38,"MG/time step",0]
["QUsePI","111;4",0.38,"MG/time step","QUsePI","111;4",0.38,"MG/time step","QUsePI","111;4",0.38,"MG/time step",0]
["QUsePI","112;4",0.38,"MG/time step","QUsePI","112;4",0.38,"MG/time step","QUsePI","112;4",0.38,"MG/time step",0]
["QUsePI","113;4",0.38,"MG/time step","QUsePI","113;4",0.38,"MG/time step","QUsePI","113;4",0.38,"MG/time step",{"$f":"IF(ISNUMBER(C1604),IF(AVERAGE(C1604,G1604,K1604)<>MAX(C1604,G1604,K1604),1,0),\"\")","v":0}]
["QUsePI","114;4",0.38,"MG/time step","QUsePI","114;4",0.38,"MG/time step","QUsePI","114;4",0.38,"MG/time step",0]
["QUsePI","115;4",0.38,"MG/time step","QUsePI","115;4",0.38,"MG/time step","QUsePI","115;4",0.38,"MG/time step",0]
["QUsePI","116;4",0.38,"MG/time step","QUsePI","116;4",0.38,"MG/time step","QUsePI","116;4",0.38,"MG/time step",0]
["QUsePI","117;4",0.38,"MG/time step","QUsePI","117;4",0.38,"MG/time step","QUsePI","117;4",0.38,"MG/time step",0]
["QUsePI","118;4",0.38,"MG/time step","QUsePI","118;4",0.38,"MG/time step","QUsePI","118;4",0.38,"MG/time step",0]
["QUsePI","119;4",0.38,"MG/time step","QUsePI","119;4",0.38,"MG/time step","QUsePI","119;4",0.38,"MG/time step",0]
["QUsePI","120;4",0.38,"MG/time step","QUsePI","120;4",0.38,"MG/time step","QUsePI","120;4",0.38,"MG/time step",0]
["QUsePI","121;4",0.41,"MG/time step","QUsePI","121;4",0.41,"MG/time step","QUsePI","121;4",0.41,"MG/time step",0]
["QUsePI","122;4",0.41,"MG/time step","QUsePI","122;4",0.41,"MG/time step","QUsePI","122;4",0.41,"MG/time step",0]
["QUsePI","123;4",0.41,"MG/time step","QUsePI","123;4",0.41,"MG/time step","QUsePI","123;4",0.41,"MG/time step",0]
["QUsePI","124;4",0.41,"MG/time step","QUsePI","124;4",0.41,"MG/time step","QUsePI","124;4",0.41,"MG/time step",0]
["QUsePI","125;4",0.41,"MG/time step","QUsePI","125;4",0.41,"MG/time step","QUsePI","125;4",0.41,"MG/time step",0]
["QUsePI","126;4",0.41,"MG/time step","QUsePI","126;4",0.41,"MG/time step","QUsePI","126;4",0.41,"MG/time step",0]
["QUsePI","127;4",0.41,"MG/time step","QUsePI","127;4",0.41,"MG/time step","QUsePI","127;4",0.41,"MG/time step",0]
["QUsePI","128;4",0.41,"MG/time step","QUsePI","128;4",0.41,"MG/time step","QUsePI","128;4",0.41,"MG/time step",0]
["QUsePI","129;4",0.41,"MG/time step","QUsePI","129;4",0.41,"MG/time step","QUsePI","129;4",0.41,"MG/time step",0]
["QUsePI","130;4",0.41,"MG/time step","QUsePI","130;4",0.41,"MG/time step","QUsePI","130;4",0.41,"MG/time step",0]
["QUsePI","131;4",0.41,"MG/time step","QUsePI","131;4",0.41,"MG/time step","QUsePI","131;4",0.41,"MG/time step",0]
["QUsePI","132;4",0.41,"MG/time step","QUsePI","132;4",0.41,"MG/time step","QUsePI","132;4",0.41,"MG/time step",0]
["QUsePI","133;4",0.41,"MG/time step","QUsePI","133;4",0.41,"MG/time step","QUsePI","133;4",0.41,"MG/time step",0]
["QUsePI","134;4",0.41,"MG/time step","QUsePI","134;4",0.41,"MG/time step","QUsePI","134;4",0.41,"MG/time step",0]
["QUsePI","135;4",0.41,"MG/time step","QUsePI","135;4",0.41,"MG/time step","QUsePI","135;4",0.41,"MG/time step",0]
["QUsePI","136;4",0.41,"MG/time step","QUsePI","136;4",0.41,"MG/time step","QUsePI","136;4",0.41,"MG/time step",0]
["QUsePI","137;4",0.41,"MG/time step","QUsePI","137;4",0.41,"MG/time step","QUsePI","137;4",0.41,"MG/time step",0]
["QUsePI","138;4",0.41,"MG/time step","QUsePI","138;4",0.41,"MG/time step","QUsePI","138;4",0.41,"MG/time step",0]
["QUsePI","139;4",0.41,"MG/time step","QUsePI","139;4",0.41,"MG/time step","QUsePI","139;4",0.41,"MG/time step",0]
["QUsePI","140;4",0.41,"MG/time step","QUsePI","140;4",0.41,"MG/time step","QUsePI","140;4",0.41,"MG/time step",0]
["QUsePI","141;4",0.41,"MG/time step","QUsePI","141;4",0.41,"MG/time step","QUsePI","141;4",0.41,"MG/time step",0]
["QUsePI","142;4",0.41,"MG/time step","QUsePI","142;4",0.41,"MG/time step","QUsePI","142;4",0.41,"MG/time step",0]
["QUsePI","143;4",0.41,"MG/time step","QUsePI","143;4",0.41,"MG/time step","QUsePI","143;4",0.41,"MG/time step",0]
["QUsePI","144;4",0.41,"MG/time step","QUsePI","144;4",0.41,"MG/time step","QUsePI","144;4",0.41,"MG/time step",0]
["QUsePI","145;4",0.41,"MG/time step","QUsePI","145;4",0.41,"MG/time step","QUsePI","145;4",0.41,"MG/time step",0]
["QUsePI","146;4",0.41,"MG/time step","QUsePI","146;4",0.41,"MG/time step","QUsePI","146;4",0.41,"MG/time step",0]
["QUsePI","147;4",0.41,"MG/time step","QUsePI","147;4",0.41,"MG/time step","QUsePI","147;4",0.41,"MG/time step",0]
["QUsePI","148;4",0.41,"MG/time step","QUsePI","148;4",0.41,"MG/time step","QUsePI","148;4",0.41,"MG/time step",0]
["QUsePI","149;4",0.41,"MG/time step","QUsePI","149;4",0.41,"MG/time step","QUsePI","149;4",0.41,"MG/time step",0]
["QUsePI","150;4",0.41,"MG/time step","QUsePI","150;4",0.41,"MG/time step","QUsePI","150;4",0.41,"MG/time step",0]
["QUsePI","151;4",0.41,"MG/time step","QUsePI","151;4",0.41,"MG/time step","QUsePI","151;4",0.41,"MG/time step",0]
["QUsePI","152;4",0.45,"MG/time step","QUsePI","152;4",0.45,"MG/time step","QUsePI","152;4",0.45,"MG/time step",0]
["QUsePI","153;4",0.45,"MG/time step","QUsePI","153;4",0.45,"MG/time step","QUsePI","153;4",0.45,"MG/time step",0]
["QUsePI","154;4",0.45,"MG/time step","QUsePI","154;4",0.45,"MG/time step","QUsePI","154;4",0.45,"MG/time step",0]
["QUsePI","155;4",0.45,"MG/time step","QUsePI","155;4",0.45,"MG/time step","QUsePI","155;4",0.45,"MG/time step",0]
["QUsePI","156;4",0.45,"MG/time step","QUsePI","156;4",0.45,"MG/time step","QUsePI","156;4",0.45,"MG/time step",0]
["QUsePI","157;4",0.45,"MG/time step","QUsePI","157;4",0.45,"MG/time step","QUsePI","157;4",0.45,"MG/time step",0]
["QUsePI","158;4",0.45,"MG/time step","QUsePI","158;4",0.45,"MG/time step","QUsePI","158;4",0.45,"MG/time step",0]
["QUsePI","159;4",0.45,"MG/time step","QUsePI","159;4",0.45,"MG/time step","QUsePI","159;4",0.45,"MG/time step",0]
["QUsePI","160;4",0.45,"MG/time step","QUsePI","160;4",0.45,"MG/time step","QUsePI","160;4",0.45,"MG/time step",0]
["QUsePI","161;4",0.45,"MG/time step","QUsePI","161;4",0.45,"MG/time step","QUsePI","161;4",0.45,"MG/time step",0]
["QUsePI","162;4",0.45,"MG/time step","QUsePI","162;4",0.45,"MG/time step","QUsePI","162;4",0.45,"MG/time step",0]
["QUsePI","163;4",0.45,"MG/time step","QUsePI","163;4",0.45,"MG/time step","QUsePI","163;4",0.45,"MG/time step",0]
["QUsePI","164;4",0.45,"MG/time step","QUsePI","164;4",0.45,"MG/time step","QUsePI","164;4",0.45,"MG/time step",0]
["QUsePI","165;4",0.45,"MG/time step","QUsePI","165;4",0.45,"MG/time step","QUsePI","165;4",0.45,"MG/time step",0]
["QUsePI","166;4",0.45,"MG/time step","QUsePI","166;4",0.45,"MG/time step","QUsePI","166;4",0.45,"MG/time step",0]
["QUsePI","167;4",0.45,"MG/time step","QUsePI","167;4",0.45,"MG/time step","QUsePI","167;4",0.45,"MG/time step",0]
["QUsePI","168;4",0.45,"MG/time step","QUsePI","168;4",0.45,"MG/time step","QUsePI","168;4",0.45,"MG/time step",0]
["QUsePI","169;4",0.45,"MG/time step","QUsePI","169;4",0.45,"MG/time step","QUsePI","169;4",0.45,"MG/time step",0]
["QUsePI","170;4",0.45,"MG/time step","QUsePI","170;4",0.45,"MG/time step","QUsePI","170;4",0.45,"MG/time step",0]
["QUsePI","171;4",0.45,"MG/time step","QUsePI","171;4",0.45,"MG/time step","QUsePI","171;4",0.45,"MG/time step",0]
["QUsePI","172;4",0.45,"MG/time step","QUsePI","172;4",0.45,"MG/time step","QUsePI","172;4",0.45,"MG/time step",0]
["QUsePI","173;4",0.45,"MG/time step","QUsePI","173;4",0.45,"MG/time step","QUsePI","173;4",0.45,"MG/time step",0]
["QUsePI","174;4",0.45,"MG/time step","QUsePI","174;4",0.45,"MG/time step","QUsePI","174;4",0.45,"MG/time step",0]
["QUsePI","175;4",0.45,"MG/time step","QUsePI","175;4",0.45,"MG/time step","QUsePI","175;4",0.45,"MG/time step",0]
["QUsePI","176;4",0.45,"MG/time step","QUsePI","176;4",0.45,"MG/time step","QUsePI","176;4",0.45,"MG/time step",0]
["QUsePI","177;4",0.45,"MG/time step","QUsePI","177;4",0.45,"MG/time step","QUsePI","177;4",0.45,"MG/time step",{"$f":"IF(ISNUMBER(C1668),IF(AVERAGE(C1668,G1668,K1668)<>MAX(C1668,G1668,K1668),1,0),\"\")","v":0}]
["QUsePI","178;4",0.45,"MG/time step","QUsePI","178;4",0.45,"MG/time step","QUsePI","178;4",0.45,"MG/time step",0]
["QUsePI","179;4",0.45,"MG/time step","QUsePI","179;4",0.45,"MG/time step","QUsePI","179;4",0.45,"MG/time step",0]
["QUsePI","180;4",0.45,"MG/time step","QUsePI","180;4",0.45,"MG/time step","QUsePI","180;4",0.45,"MG/time step",0]
["QUsePI","181;4",0.45,"MG/time step","QUsePI","181;4",0.45,"MG/time step","QUsePI","181;4",0.45,"MG/time step",0]
["QUsePI","182;4",0.56000000000000005,"MG/time step","QUsePI","182;4",0.56000000000000005,"MG/time step","QUsePI","182;4",0.56000000000000005,"MG/time step",0]
["QUsePI","183;4",0.56000000000000005,"MG/time step","QUsePI","183;4",0.56000000000000005,"MG/time step","QUsePI","183;4",0.56000000000000005,"MG/time step",0]
["QUsePI","184;4",0.56000000000000005,"MG/time step","QUsePI","184;4",0.56000000000000005,"MG/time step","QUsePI","184;4",0.56000000000000005,"MG/time step",0]
["QUsePI","185;4",0.56000000000000005,"MG/time step","QUsePI","185;4",0.56000000000000005,"MG/time step","QUsePI","185;4",0.56000000000000005,"MG/time step",0]
["QUsePI","186;4",0.56000000000000005,"MG/time step","QUsePI","186;4",0.56000000000000005,"MG/time step","QUsePI","186;4",0.56000000000000005,"MG/time step",0]
["QUsePI","187;4",0.56000000000000005,"MG/time step","QUsePI","187;4",0.56000000000000005,"MG/time step","QUsePI","187;4",0.56000000000000005,"MG/time step",0]
["QUsePI","188;4",0.56000000000000005,"MG/time step","QUsePI","188;4",0.56000000000000005,"MG/time step","QUsePI","188;4",0.56000000000000005,"MG/time step",0]
["QUsePI","189;4",0.56000000000000005,"MG/time step","QUsePI","189;4",0.56000000000000005,"MG/time step","QUsePI","189;4",0.56000000000000005,"MG/time step",0]
["QUsePI","190;4",0.56000000000000005,"MG/time step","QUsePI","190;4",0.56000000000000005,"MG/time step","QUsePI","190;4",0.56000000000000005,"MG/time step",0]
["QUsePI","191;4",0.56000000000000005,"MG/time step","QUsePI","191;4",0.56000000000000005,"MG/time step","QUsePI","191;4",0.56000000000000005,"MG/time step",0]
["QUsePI","192;4",0.56000000000000005,"MG/time step","QUsePI","192;4",0.56000000000000005,"MG/time step","QUsePI","192;4",0.56000000000000005,"MG/time step",0]
["QUsePI","193;4",0.56000000000000005,"MG/time step","QUsePI","193;4",0.56000000000000005,"MG/time step","QUsePI","193;4",0.56000000000000005,"MG/time step",0]
["QUsePI","194;4",0.56000000000000005,"MG/time step","QUsePI","194;4",0.56000000000000005,"MG/time step","QUsePI","194;4",0.56000000000000005,"MG/time step",0]
["QUsePI","195;4",0.56000000000000005,"MG/time step","QUsePI","195;4",0.56000000000000005,"MG/time step","QUsePI","195;4",0.56000000000000005,"MG/time step",0]
["QUsePI","196;4",0.56000000000000005,"MG/time step","QUsePI","196;4",0.56000000000000005,"MG/time step","QUsePI","196;4",0.56000000000000005,"MG/time step",0]
["QUsePI","197;4",0.56000000000000005,"MG/time step","QUsePI","197;4",0.56000000000000005,"MG/time step","QUsePI","197;4",0.56000000000000005,"MG/time step",0]
["QUsePI","198;4",0.56000000000000005,"MG/time step","QUsePI","198;4",0.56000000000000005,"MG/time step","QUsePI","198;4",0.56000000000000005,"MG/time step",0]
["QUsePI","199;4",0.56000000000000005,"MG/time step","QUsePI","199;4",0.56000000000000005,"MG/time step","QUsePI","199;4",0.56000000000000005,"MG/time step",0]
["QUsePI","200;4",0.56000000000000005,"MG/time step","QUsePI","200;4",0.56000000000000005,"MG/time step","QUsePI","200;4",0.56000000000000005,"MG/time step",0]
["QUsePI","201;4",0.56000000000000005,"MG/time step","QUsePI","201;4",0.56000000000000005,"MG/time step","QUsePI","201;4",0.56000000000000005,"MG/time step",0]
["QUsePI","202;4",0.56000000000000005,"MG/time step","QUsePI","202;4",0.56000000000000005,"MG/time step","QUsePI","202;4",0.56000000000000005,"MG/time step",0]
["QUsePI","203;4",0.56000000000000005,"MG/time step","QUsePI","203;4",0.56000000000000005,"MG/time step","QUsePI","203;4",0.56000000000000005,"MG/time step",0]
["QUsePI","204;4",0.56000000000000005,"MG/time step","QUsePI","204;4",0.56000000000000005,"MG/time step","QUsePI","204;4",0.56000000000000005,"MG/time step",0]
["QUsePI","205;4",0.56000000000000005,"MG/time step","QUsePI","205;4",0.56000000000000005,"MG/time step","QUsePI","205;4",0.56000000000000005,"MG/time step",0]
["QUsePI","206;4",0.56000000000000005,"MG/time step","QUsePI","206;4",0.56000000000000005,"MG/time step","QUsePI","206;4",0.56000000000000005,"MG/time step",0]
["QUsePI","207;4",0.56000000000000005,"MG/time step","QUsePI","207;4",0.56000000000000005,"MG/time step","QUsePI","207;4",0.56000000000000005,"MG/time step",0]
["QUsePI","208;4",0.56000000000000005,"MG/time step","QUsePI","208;4",0.56000000000000005,"MG/time step","QUsePI","208;4",0.56000000000000005,"MG/time step",0]
["QUsePI","209;4",0.56000000000000005,"MG/time step","QUsePI","209;4",0.56000000000000005,"MG/time step","QUsePI","209;4",0.56000000000000005,"MG/time step",0]
["QUsePI","210;4",0.56000000000000005,"MG/time step","QUsePI","210;4",0.56000000000000005,"MG/time step","QUsePI","210;4",0.56000000000000005,"MG/time step",0]
["QUsePI","211;4",0.56000000000000005,"MG/time step","QUsePI","211;4",0.56000000000000005,"MG/time step","QUsePI","211;4",0.56000000000000005,"MG/time step",0]
["QUsePI","212;4",0.56000000000000005,"MG/time step","QUsePI","212;4",0.56000000000000005,"MG/time step","QUsePI","212;4",0.56000000000000005,"MG/time step",0]
["QUsePI","213;4",0.52,"MG/time step","QUsePI","213;4",0.52,"MG/time step","QUsePI","213;4",0.52,"MG/time step",0]
["QUsePI","214;4",0.52,"MG/time step","QUsePI","214;4",0.52,"MG/time step","QUsePI","214;4",0.52,"MG/time step",0]
["QUsePI","215;4",0.52,"MG/time step","QUsePI","215;4",0.52,"MG/time step","QUsePI","215;4",0.52,"MG/time step",0]
["QUsePI","216;4",0.52,"MG/time step","QUsePI","216;4",0.52,"MG/time step","QUsePI","216;4",0.52,"MG/time step",0]
["QUsePI","217;4",0.52,"MG/time step","QUsePI","217;4",0.52,"MG/time step","QUsePI","217;4",0.52,"MG/time step",0]
["QUsePI","218;4",0.52,"MG/time step","QUsePI","218;4",0.52,"MG/time step","QUsePI","218;4",0.52,"MG/time step",0]
["QUsePI","219;4",0.52,"MG/time step","QUsePI","219;4",0.52,"MG/time step","QUsePI","219;4",0.52,"MG/time step",0]
["QUsePI","220;4",0.52,"MG/time step","QUsePI","220;4",0.52,"MG/time step","QUsePI","220;4",0.52,"MG/time step",0]
["QUsePI","221;4",0.52,"MG/time step","QUsePI","221;4",0.52,"MG/time step","QUsePI","221;4",0.52,"MG/time step",0]
["QUsePI","222;4",0.52,"MG/time step","QUsePI","222;4",0.52,"MG/time step","QUsePI","222;4",0.52,"MG/time step",0]
["QUsePI","223;4",0.52,"MG/time step","QUsePI","223;4",0.52,"MG/time step","QUsePI","223;4",0.52,"MG/time step",0]
["QUsePI","224;4",0.52,"MG/time step","QUsePI","224;4",0.52,"MG/time step","QUsePI","224;4",0.52,"MG/time step",0]
["QUsePI","225;4",0.52,"MG/time step","QUsePI","225;4",0.52,"MG/time step","QUsePI","225;4",0.52,"MG/time step",0]
["QUsePI","226;4",0.52,"MG/time step","QUsePI","226;4",0.52,"MG/time step","QUsePI","226;4",0.52,"MG/time step",0]
["QUsePI","227;4",0.52,"MG/time step","QUsePI","227;4",0.52,"MG/time step","QUsePI","227;4",0.52,"MG/time step",0]
["QUsePI","228;4",0.52,"MG/time step","QUsePI","228;4",0.52,"MG/time step","QUsePI","228;4",0.52,"MG/time step",0]
["QUsePI","229;4",0.52,"MG/time step","QUsePI","229;4",0.52,"MG/time step","QUsePI","229;4",0.52,"MG/time step",0]
["QUsePI","230;4",0.52,"MG/time step","QUsePI","230;4",0.52,"MG/time step","QUsePI","230;4",0.52,"MG/time step",0]
["QUsePI","231;4",0.52,"MG/time step","QUsePI","231;4",0.52,"MG/time step","QUsePI","231;4",0.52,"MG/time step",0]
["QUsePI","232;4",0.52,"MG/time step","QUsePI","232;4",0.52,"MG/time step","QUsePI","232;4",0.52,"MG/time step",0]
["QUsePI","233;4",0.52,"MG/time step","QUsePI","233;4",0.52,"MG/time step","QUsePI","233;4",0.52,"MG/time step",0]
["QUsePI","234;4",0.52,"MG/time step","QUsePI","234;4",0.52,"MG/time step","QUsePI","234;4",0.52,"MG/time step",0]
["QUsePI","235;4",0.52,"MG/time step","QUsePI","235;4",0.52,"MG/time step","QUsePI","235;4",0.52,"MG/time step",0]
["QUsePI","236;4",0.52,"MG/time step","QUsePI","236;4",0.52,"MG/time step","QUsePI","236;4",0.52,"MG/time step",0]
["QUsePI","237;4",0.52,"MG/time step","QUsePI","237;4",0.52,"MG/time step","QUsePI","237;4",0.52,"MG/time step",0]
["QUsePI","238;4",0.52,"MG/time step","QUsePI","238;4",0.52,"MG/time step","QUsePI","238;4",0.52,"MG/time step",0]
["QUsePI","239;4",0.52,"MG/time step","QUsePI","239;4",0.52,"MG/time step","QUsePI","239;4",0.52,"MG/time step",0]
["QUsePI","240;4",0.52,"MG/time step","QUsePI","240;4",0.52,"MG/time step","QUsePI","240;4",0.52,"MG/time step",0]
["QUsePI","241;4",0.52,"MG/time step","QUsePI","241;4",0.52,"MG/time step","QUsePI","241;4",0.52,"MG/time step",{"$f":"IF(ISNUMBER(C1732),IF(AVERAGE(C1732,G1732,K1732)<>MAX(C1732,G1732,K1732),1,0),\"\")","v":0}]
["QUsePI","242;4",0.52,"MG/time step","QUsePI","242;4",0.52,"MG/time step","QUsePI","242;4",0.52,"MG/time step",0]
["QUsePI","243;4",0.52,"MG/time step","QUsePI","243;4",0.52,"MG/time step","QUsePI","243;4",0.52,"MG/time step",0]
["QUsePI","244;4",0.41,"MG/time step","QUsePI","244;4",0.41,"MG/time step","QUsePI","244;4",0.41,"MG/time step",0]
["QUsePI","245;4",0.41,"MG/time step","QUsePI","245;4",0.41,"MG/time step","QUsePI","245;4",0.41,"MG/time step",0]
["QUsePI","246;4",0.41,"MG/time step","QUsePI","246;4",0.41,"MG/time step","QUsePI","246;4",0.41,"MG/time step",0]
["QUsePI","247;4",0.41,"MG/time step","QUsePI","247;4",0.41,"MG/time step","QUsePI","247;4",0.41,"MG/time step",0]
["QUsePI","248;4",0.41,"MG/time step","QUsePI","248;4",0.41,"MG/time step","QUsePI","248;4",0.41,"MG/time step",0]
["QUsePI","249;4",0.41,"MG/time step","QUsePI","249;4",0.41,"MG/time step","QUsePI","249;4",0.41,"MG/time step",0]
["QUsePI","250;4",0.41,"MG/time step","QUsePI","250;4",0.41,"MG/time step","QUsePI","250;4",0.41,"MG/time step",0]
["QUsePI","251;4",0.41,"MG/time step","QUsePI","251;4",0.41,"MG/time step","QUsePI","251;4",0.41,"MG/time step",0]
["QUsePI","252;4",0.41,"MG/time step","QUsePI","252;4",0.41,"MG/time step","QUsePI","252;4",0.41,"MG/time step",0]
["QUsePI","253;4",0.41,"MG/time step","QUsePI","253;4",0.41,"MG/time step","QUsePI","253;4",0.41,"MG/time step",0]
["QUsePI","254;4",0.41,"MG/time step","QUsePI","254;4",0.41,"MG/time step","QUsePI","254;4",0.41,"MG/time step",0]
["QUsePI","255;4",0.41,"MG/time step","QUsePI","255;4",0.41,"MG/time step","QUsePI","255;4",0.41,"MG/time step",0]
["QUsePI","256;4",0.41,"MG/time step","QUsePI","256;4",0.41,"MG/time step","QUsePI","256;4",0.41,"MG/time step",0]
["QUsePI","257;4",0.41,"MG/time step","QUsePI","257;4",0.41,"MG/time step","QUsePI","257;4",0.41,"MG/time step",0]
["QUsePI","258;4",0.41,"MG/time step","QUsePI","258;4",0.41,"MG/time step","QUsePI","258;4",0.41,"MG/time step",0]
["QUsePI","259;4",0.41,"MG/time step","QUsePI","259;4",0.41,"MG/time step","QUsePI","259;4",0.41,"MG/time step",0]
["QUsePI","260;4",0.41,"MG/time step","QUsePI","260;4",0.41,"MG/time step","QUsePI","260;4",0.41,"MG/time step",0]
["QUsePI","261;4",0.41,"MG/time step","QUsePI","261;4",0.41,"MG/time step","QUsePI","261;4",0.41,"MG/time step",0]
["QUsePI","262;4",0.41,"MG/time step","QUsePI","262;4",0.41,"MG/time step","QUsePI","262;4",0.41,"MG/time step",0]
["QUsePI","263;4",0.41,"MG/time step","QUsePI","263;4",0.41,"MG/time step","QUsePI","263;4",0.41,"MG/time step",0]
["QUsePI","264;4",0.41,"MG/time step","QUsePI","264;4",0.41,"MG/time step","QUsePI","264;4",0.41,"MG/time step",0]
["QUsePI","265;4",0.41,"MG/time step","QUsePI","265;4",0.41,"MG/time step","QUsePI","265;4",0.41,"MG/time step",0]
["QUsePI","266;4",0.41,"MG/time step","QUsePI","266;4",0.41,"MG/time step","QUsePI","266;4",0.41,"MG/time step",0]
["QUsePI","267;4",0.41,"MG/time step","QUsePI","267;4",0.41,"MG/time step","QUsePI","267;4",0.41,"MG/time step",0]
["QUsePI","268;4",0.41,"MG/time step","QUsePI","268;4",0.41,"MG/time step","QUsePI","268;4",0.41,"MG/time step",0]
["QUsePI","269;4",0.41,"MG/time step","QUsePI","269;4",0.41,"MG/time step","QUsePI","269;4",0.41,"MG/time step",0]
["QUsePI","270;4",0.41,"MG/time step","QUsePI","270;4",0.41,"MG/time step","QUsePI","270;4",0.41,"MG/time step",0]
["QUsePI","271;4",0.41,"MG/time step","QUsePI","271;4",0.41,"MG/time step","QUsePI","271;4",0.41,"MG/time step",0]
["QUsePI","272;4",0.41,"MG/time step","QUsePI","272;4",0.41,"MG/time step","QUsePI","272;4",0.41,"MG/time step",0]
["QUsePI","273;4",0.41,"MG/time step","QUsePI","273;4",0.41,"MG/time step","QUsePI","273;4",0.41,"MG/time step",0]
["QUsePI","274;4",0.38,"MG/time step","QUsePI","274;4",0.38,"MG/time step","QUsePI","274;4",0.38,"MG/time step",0]
["QUsePI","275;4",0.38,"MG/time step","QUsePI","275;4",0.38,"MG/time step","QUsePI","275;4",0.38,"MG/time step",0]
["QUsePI","276;4",0.38,"MG/time step","QUsePI","276;4",0.38,"MG/time step","QUsePI","276;4",0.38,"MG/time step",0]
["QUsePI","277;4",0.38,"MG/time step","QUsePI","277;4",0.38,"MG/time step","QUsePI","277;4",0.38,"MG/time step",0]
["QUsePI","278;4",0.38,"MG/time step","QUsePI","278;4",0.38,"MG/time step","QUsePI","278;4",0.38,"MG/time step",0]
["QUsePI","279;4",0.38,"MG/time step","QUsePI","279;4",0.38,"MG/time step","QUsePI","279;4",0.38,"MG/time step",0]
["QUsePI","280;4",0.38,"MG/time step","QUsePI","280;4",0.38,"MG/time step","QUsePI","280;4",0.38,"MG/time step",0]
["QUsePI","281;4",0.38,"MG/time step","QUsePI","281;4",0.38,"MG/time step","QUsePI","281;4",0.38,"MG/time step",0]
["QUsePI","282;4",0.38,"MG/time step","QUsePI","282;4",0.38,"MG/time step","QUsePI","282;4",0.38,"MG/time step",0]
["QUsePI","283;4",0.38,"MG/time step","QUsePI","283;4",0.38,"MG/time step","QUsePI","283;4",0.38,"MG/time step",0]
["QUsePI","284;4",0.38,"MG/time step","QUsePI","284;4",0.38,"MG/time step","QUsePI","284;4",0.38,"MG/time step",0]
["QUsePI","285;4",0.38,"MG/time step","QUsePI","285;4",0.38,"MG/time step","QUsePI","285;4",0.38,"MG/time step",0]
["QUsePI","286;4",0.38,"MG/time step","QUsePI","286;4",0.38,"MG/time step","QUsePI","286;4",0.38,"MG/time step",0]
["QUsePI","287;4",0.38,"MG/time step","QUsePI","287;4",0.38,"MG/time step","QUsePI","287;4",0.38,"MG/time step",0]
["QUsePI","288;4",0.38,"MG/time step","QUsePI","288;4",0.38,"MG/time step","QUsePI","288;4",0.38,"MG/time step",0]
["QUsePI","289;4",0.38,"MG/time step","QUsePI","289;4",0.38,"MG/time step","QUsePI","289;4",0.38,"MG/time step",0]
["QUsePI","290;4",0.38,"MG/time step","QUsePI","290;4",0.38,"MG/time step","QUsePI","290;4",0.38,"MG/time step",0]
["QUsePI","291;4",0.38,"MG/time step","QUsePI","291;4",0.38,"MG/time step","QUsePI","291;4",0.38,"MG/time step",0]
["QUsePI","292;4",0.38,"MG/time step","QUsePI","292;4",0.38,"MG/time step","QUsePI","292;4",0.38,"MG/time step",0]
["QUsePI","293;4",0.38,"MG/time step","QUsePI","293;4",0.38,"MG/time step","QUsePI","293;4",0.38,"MG/time step",0]
["QUsePI","294;4",0.38,"MG/time step","QUsePI","294;4",0.38,"MG/time step","QUsePI","294;4",0.38,"MG/time step",0]
["QUsePI","295;4",0.38,"MG/time step","QUsePI","295;4",0.38,"MG/time step","QUsePI","295;4",0.38,"MG/time step",0]
["QUsePI","296;4",0.38,"MG/time step","QUsePI","296;4",0.38,"MG/time step","QUsePI","296;4",0.38,"MG/time step",0]
["QUsePI","297;4",0.38,"MG/time step","QUsePI","297;4",0.38,"MG/time step","QUsePI","297;4",0.38,"MG/time step",0]
["QUsePI","298;4",0.38,"MG/time step","QUsePI","298;4",0.38,"MG/time step","QUsePI","298;4",0.38,"MG/time step",0]
["QUsePI","299;4",0.38,"MG/time step","QUsePI","299;4",0.38,"MG/time step","QUsePI","299;4",0.38,"MG/time step",0]
["QUsePI","300;4",0.38,"MG/time step","QUsePI","300;4",0.38,"MG/time step","QUsePI","300;4",0.38,"MG/time step",0]
["QUsePI","301;4",0.38,"MG/time step","QUsePI","301;4",0.38,"MG/time step","QUsePI","301;4",0.38,"MG/time step",0]
["QUsePI","302;4",0.38,"MG/time step","QUsePI","302;4",0.38,"MG/time step","QUsePI","302;4",0.38,"MG/time step",0]
["QUsePI","303;4",0.38,"MG/time step","QUsePI","303;4",0.38,"MG/time step","QUsePI","303;4",0.38,"MG/time step",0]
["QUsePI","304;4",0.38,"MG/time step","QUsePI","304;4",0.38,"MG/time step","QUsePI","304;4",0.38,"MG/time step",0]
["QUsePI","305;4",0.34,"MG/time step","QUsePI","305;4",0.34,"MG/time step","QUsePI","305;4",0.34,"MG/time step",{"$f":"IF(ISNUMBER(C1796),IF(AVERAGE(C1796,G1796,K1796)<>MAX(C1796,G1796,K1796),1,0),\"\")","v":0}]
["QUsePI","306;4",0.34,"MG/time step","QUsePI","306;4",0.34,"MG/time step","QUsePI","306;4",0.34,"MG/time step",0]
["QUsePI","307;4",0.34,"MG/time step","QUsePI","307;4",0.34,"MG/time step","QUsePI","307;4",0.34,"MG/time step",0]
["QUsePI","308;4",0.34,"MG/time step","QUsePI","308;4",0.34,"MG/time step","QUsePI","308;4",0.34,"MG/time step",0]
["QUsePI","309;4",0.34,"MG/time step","QUsePI","309;4",0.34,"MG/time step","QUsePI","309;4",0.34,"MG/time step",0]
["QUsePI","310;4",0.34,"MG/time step","QUsePI","310;4",0.34,"MG/time step","QUsePI","310;4",0.34,"MG/time step",0]
["QUsePI","311;4",0.34,"MG/time step","QUsePI","311;4",0.34,"MG/time step","QUsePI","311;4",0.34,"MG/time step",0]
["QUsePI","312;4",0.34,"MG/time step","QUsePI","312;4",0.34,"MG/time step","QUsePI","312;4",0.34,"MG/time step",0]
["QUsePI","313;4",0.34,"MG/time step","QUsePI","313;4",0.34,"MG/time step","QUsePI","313;4",0.34,"MG/time step",0]
["QUsePI","314;4",0.34,"MG/time step","QUsePI","314;4",0.34,"MG/time step","QUsePI","314;4",0.34,"MG/time step",0]
["QUsePI","315;4",0.34,"MG/time step","QUsePI","315;4",0.34,"MG/time step","QUsePI","315;4",0.34,"MG/time step",0]
["QUsePI","316;4",0.34,"MG/time step","QUsePI","316;4",0.34,"MG/time step","QUsePI","316;4",0.34,"MG/time step",0]
["QUsePI","317;4",0.34,"MG/time step","QUsePI","317;4",0.34,"MG/time step","QUsePI","317;4",0.34,"MG/time step",0]
["QUsePI","318;4",0.34,"MG/time step","QUsePI","318;4",0.34,"MG/time step","QUsePI","318;4",0.34,"MG/time step",0]
["QUsePI","319;4",0.34,"MG/time step","QUsePI","319;4",0.34,"MG/time step","QUsePI","319;4",0.34,"MG/time step",0]
["QUsePI","320;4",0.34,"MG/time step","QUsePI","320;4",0.34,"MG/time step","QUsePI","320;4",0.34,"MG/time step",0]
["QUsePI","321;4",0.34,"MG/time step","QUsePI","321;4",0.34,"MG/time step","QUsePI","321;4",0.34,"MG/time step",0]
["QUsePI","322;4",0.34,"MG/time step","QUsePI","322;4",0.34,"MG/time step","QUsePI","322;4",0.34,"MG/time step",0]
["QUsePI","323;4",0.34,"MG/time step","QUsePI","323;4",0.34,"MG/time step","QUsePI","323;4",0.34,"MG/time step",0]
["QUsePI","324;4",0.34,"MG/time step","QUsePI","324;4",0.34,"MG/time step","QUsePI","324;4",0.34,"MG/time step",0]
["QUsePI","325;4",0.34,"MG/time step","QUsePI","325;4",0.34,"MG/time step","QUsePI","325;4",0.34,"MG/time step",0]
["QUsePI","326;4",0.34,"MG/time step","QUsePI","326;4",0.34,"MG/time step","QUsePI","326;4",0.34,"MG/time step",0]
["QUsePI","327;4",0.34,"MG/time step","QUsePI","327;4",0.34,"MG/time step","QUsePI","327;4",0.34,"MG/time step",0]
["QUsePI","328;4",0.34,"MG/time step","QUsePI","328;4",0.34,"MG/time step","QUsePI","328;4",0.34,"MG/time step",0]
["QUsePI","329;4",0.34,"MG/time step","QUsePI","329;4",0.34,"MG/time step","QUsePI","329;4",0.34,"MG/time step",0]
["QUsePI","330;4",0.34,"MG/time step","QUsePI","330;4",0.34,"MG/time step","QUsePI","330;4",0.34,"MG/time step",0]
["QUsePI","331;4",0.34,"MG/time step","QUsePI","331;4",0.34,"MG/time step","QUsePI","331;4",0.34,"MG/time step",0]
["QUsePI","332;4",0.34,"MG/time step","QUsePI","332;4",0.34,"MG/time step","QUsePI","332;4",0.34,"MG/time step",0]
["QUsePI","333;4",0.34,"MG/time step","QUsePI","333;4",0.34,"MG/time step","QUsePI","333;4",0.34,"MG/time step",0]
["QUsePI","334;4",0.34,"MG/time step","QUsePI","334;4",0.34,"MG/time step","QUsePI","334;4",0.34,"MG/time step",0]
["QUsePI","335;4",0.35,"MG/time step","QUsePI","335;4",0.35,"MG/time step","QUsePI","335;4",0.35,"MG/time step",0]
["QUsePI","336;4",0.35,"MG/time step","QUsePI","336;4",0.35,"MG/time step","QUsePI","336;4",0.35,"MG/time step",0]
["QUsePI","337;4",0.35,"MG/time step","QUsePI","337;4",0.35,"MG/time step","QUsePI","337;4",0.35,"MG/time step",0]
["QUsePI","338;4",0.35,"MG/time step","QUsePI","338;4",0.35,"MG/time step","QUsePI","338;4",0.35,"MG/time step",0]
["QUsePI","339;4",0.35,"MG/time step","QUsePI","339;4",0.35,"MG/time step","QUsePI","339;4",0.35,"MG/time step",0]
["QUsePI","340;4",0.35,"MG/time step","QUsePI","340;4",0.35,"MG/time step","QUsePI","340;4",0.35,"MG/time step",0]
["QUsePI","341;4",0.35,"MG/time step","QUsePI","341;4",0.35,"MG/time step","QUsePI","341;4",0.35,"MG/time step",0]
["QUsePI","342;4",0.35,"MG/time step","QUsePI","342;4",0.35,"MG/time step","QUsePI","342;4",0.35,"MG/time step",0]
["QUsePI","343;4",0.35,"MG/time step","QUsePI","343;4",0.35,"MG/time step","QUsePI","343;4",0.35,"MG/time step",0]
["QUsePI","344;4",0.35,"MG/time step","QUsePI","344;4",0.35,"MG/time step","QUsePI","344;4",0.35,"MG/time step",0]
["QUsePI","345;4",0.35,"MG/time step","QUsePI","345;4",0.35,"MG/time step","QUsePI","345;4",0.35,"MG/time step",0]
["QUsePI","346;4",0.35,"MG/time step","QUsePI","346;4",0.35,"MG/time step","QUsePI","346;4",0.35,"MG/time step",0]
["QUsePI","347;4",0.35,"MG/time step","QUsePI","347;4",0.35,"MG/time step","QUsePI","347;4",0.35,"MG/time step",0]
["QUsePI","348;4",0.35,"MG/time step","QUsePI","348;4",0.35,"MG/time step","QUsePI","348;4",0.35,"MG/time step",0]
["QUsePI","349;4",0.35,"MG/time step","QUsePI","349;4",0.35,"MG/time step","QUsePI","349;4",0.35,"MG/time step",0]
["QUsePI","350;4",0.35,"MG/time step","QUsePI","350;4",0.35,"MG/time step","QUsePI","350;4",0.35,"MG/time step",0]
["QUsePI","351;4",0.35,"MG/time step","QUsePI","351;4",0.35,"MG/time step","QUsePI","351;4",0.35,"MG/time step",0]
["QUsePI","352;4",0.35,"MG/time step","QUsePI","352;4",0.35,"MG/time step","QUsePI","352;4",0.35,"MG/time step",0]
["QUsePI","353;4",0.35,"MG/time step","QUsePI","353;4",0.35,"MG/time step","QUsePI","353;4",0.35,"MG/time step",0]
["QUsePI","354;4",0.35,"MG/time step","QUsePI","354;4",0.35,"MG/time step","QUsePI","354;4",0.35,"MG/time step",0]
["QUsePI","355;4",0.35,"MG/time step","QUsePI","355;4",0.35,"MG/time step","QUsePI","355;4",0.35,"MG/time step",0]
["QUsePI","356;4",0.35,"MG/time step","QUsePI","356;4",0.35,"MG/time step","QUsePI","356;4",0.35,"MG/time step",0]
["QUsePI","357;4",0.35,"MG/time step","QUsePI","357;4",0.35,"MG/time step","QUsePI","357;4",0.35,"MG/time step",0]
["QUsePI","358;4",0.35,"MG/time step","QUsePI","358;4",0.35,"MG/time step","QUsePI","358;4",0.35,"MG/time step",0]
["QUsePI","359;4",0.35,"MG/time step","QUsePI","359;4",0.35,"MG/time step","QUsePI","359;4",0.35,"MG/time step",0]
["QUsePI","360;4",0.35,"MG/time step","QUsePI","360;4",0.35,"MG/time step","QUsePI","360;4",0.35,"MG/time step",0]
["QUsePI","361;4",0.35,"MG/time step","QUsePI","361;4",0.35,"MG/time step","QUsePI","361;4",0.35,"MG/time step",0]
["QUsePI","362;4",0.35,"MG/time step","QUsePI","362;4",0.35,"MG/time step","QUsePI","362;4",0.35,"MG/time step",0]
["QUsePI","363;4",0.35,"MG/time step","QUsePI","363;4",0.35,"MG/time step","QUsePI","363;4",0.35,"MG/time step",0]
["QUsePI","364;4",0.35,"MG/time step","QUsePI","364;4",0.35,"MG/time step","QUsePI","364;4",0.35,"MG/time step",0]
["QUsePI","365;4",0.35,"MG/time step","QUsePI","365;4",0.35,"MG/time step","QUsePI","365;4",0.35,"MG/time step",0]
["QUsePI","1;5",0,"MG/time step","QUsePI","1;5",0,"MG/time step","QUsePI","1;5",0,"MG/time step",0]
["QUsePI","2;5",0,"MG/time step","QUsePI","2;5",0,"MG/time step","QUsePI","2;5",0,"MG/time step",0]
["QUsePI","3;5",0,"MG/time step","QUsePI","3;5",0,"MG/time step","QUsePI","3;5",0,"MG/time step",0]
["QUsePI","4;5",0,"MG/time step","QUsePI","4;5",0,"MG/time step","QUsePI","4;5",0,"MG/time step",{"$f":"IF(ISNUMBER(C1860),IF(AVERAGE(C1860,G1860,K1860)<>MAX(C1860,G1860,K1860),1,0),\"\")","v":0}]
["QUsePI","5;5",0,"MG/time step","QUsePI","5;5",0,"MG/time step","QUsePI","5;5",0,"MG/time step",0]
["QUsePI","6;5",0,"MG/time step","QUsePI","6;5",0,"MG/time step","QUsePI","6;5",0,"MG/time step",0]
["QUsePI","7;5",0,"MG/time step","QUsePI","7;5",0,"MG/time step","QUsePI","7;5",0,"MG/time step",0]
["QUsePI","8;5",0,"MG/time step","QUsePI","8;5",0,"MG/time step","QUsePI","8;5",0,"MG/time step",0]
["QUsePI","9;5",0,"MG/time step","QUsePI","9;5",0,"MG/time step","QUsePI","9;5",0,"MG/time step",0]
["QUsePI","10;5",0,"MG/time step","QUsePI","10;5",0,"MG/time step","QUsePI","10;5",0,"MG/time step",0]
["QUsePI","11;5",0,"MG/time step","QUsePI","11;5",0,"MG/time step","QUsePI","11;5",0,"MG/time step",0]
["QUsePI","12;5",0,"MG/time step","QUsePI","12;5",0,"MG/time step","QUsePI","12;5",0,"MG/time step",0]
["QUsePI","13;5",0,"MG/time step","QUsePI","13;5",0,"MG/time step","QUsePI","13;5",0,"MG/time step",0]
["QUsePI","14;5",0,"MG/time step","QUsePI","14;5",0,"MG/time step","QUsePI","14;5",0,"MG/time step",0]
["QUsePI","15;5",0,"MG/time step","QUsePI","15;5",0,"MG/time step","QUsePI","15;5",0,"MG/time step",0]
["QUsePI","16;5",0,"MG/time step","QUsePI","16;5",0,"MG/time step","QUsePI","16;5",0,"MG/time step",0]
["QUsePI","17;5",0,"MG/time step","QUsePI","17;5",0,"MG/time step","QUsePI","17;5",0,"MG/time step",0]
["QUsePI","18;5",0,"MG/time step","QUsePI","18;5",0,"MG/time step","QUsePI","18;5",0,"MG/time step",0]
["QUsePI","19;5",0,"MG/time step","QUsePI","19;5",0,"MG/time step","QUsePI","19;5",0,"MG/time step",0]
["QUsePI","20;5",0,"MG/time step","QUsePI","20;5",0,"MG/time step","QUsePI","20;5",0,"MG/time step",0]
["QUsePI","21;5",0,"MG/time step","QUsePI","21;5",0,"MG/time step","QUsePI","21;5",0,"MG/time step",0]
["QUsePI","22;5",0,"MG/time step","QUsePI","22;5",0,"MG/time step","QUsePI","22;5",0,"MG/time step",0]
["QUsePI","23;5",0,"MG/time step","QUsePI","23;5",0,"MG/time step","QUsePI","23;5",0,"MG/time step",0]
["QUsePI","24;5",0,"MG/time step","QUsePI","24;5",0,"MG/time step","QUsePI","24;5",0,"MG/time step",0]
["QUsePI","25;5",0,"MG/time step","QUsePI","25;5",0,"MG/time step","QUsePI","25;5",0,"MG/time step",0]
["QUsePI","26;5",0,"MG/time step","QUsePI","26;5",0,"MG/time step","QUsePI","26;5",0,"MG/time step",0]
["QUsePI","27;5",0,"MG/time step","QUsePI","27;5",0,"MG/time step","QUsePI","27;5",0,"MG/time step",0]
["QUsePI","28;5",0,"MG/time step","QUsePI","28;5",0,"MG/time step","QUsePI","28;5",0,"MG/time step",0]
["QUsePI","29;5",0,"MG/time step","QUsePI","29;5",0,"MG/time step","QUsePI","29;5",0,"MG/time step",0]
["QUsePI","30;5",0,"MG/time step","QUsePI","30;5",0,"MG/time step","QUsePI","30;5",0,"MG/time step",0]
["QUsePI","31;5",0,"MG/time step","QUsePI","31;5",0,"MG/time step","QUsePI","31;5",0,"MG/time step",0]
["QUsePI","32;5",0,"MG/time step","QUsePI","32;5",0,"MG/time step","QUsePI","32;5",0,"MG/time step",0]
["QUsePI","33;5",0,"MG/time step","QUsePI","33;5",0,"MG/time step","QUsePI","33;5",0,"MG/time step",0]
["QUsePI","34;5",0,"MG/time step","QUsePI","34;5",0,"MG/time step","QUsePI","34;5",0,"MG/time step",0]
["QUsePI","35;5",0,"MG/time step","QUsePI","35;5",0,"MG/time step","QUsePI","35;5",0,"MG/time step",0]
["QUsePI","36;5",0,"MG/time step","QUsePI","36;5",0,"MG/time step","QUsePI","36;5",0,"MG/time step",0]
["QUsePI","37;5",0,"MG/time step","QUsePI","37;5",0,"MG/time step","QUsePI","37;5",0,"MG/time step",0]
["QUsePI","38;5",0,"MG/time step","QUsePI","38;5",0,"MG/time step","QUsePI","38;5",0,"MG/time step",0]
["QUsePI","39;5",0,"MG/time step","QUsePI","39;5",0,"MG/time step","QUsePI","39;5",0,"MG/time step",0]
["QUsePI","40;5",0,"MG/time step","QUsePI","40;5",0,"MG/time step","QUsePI","40;5",0,"MG/time step",0]
["QUsePI","41;5",0,"MG/time step","QUsePI","41;5",0,"MG/time step","QUsePI","41;5",0,"MG/time step",0]
["QUsePI","42;5",0,"MG/time step","QUsePI","42;5",0,"MG/time step","QUsePI","42;5",0,"MG/time step",0]
["QUsePI","43;5",0,"MG/time step","QUsePI","43;5",0,"MG/time step","QUsePI","43;5",0,"MG/time step",0]
["QUsePI","44;5",0,"MG/time step","QUsePI","44;5",0,"MG/time step","QUsePI","44;5",0,"MG/time step",0]
["QUsePI","45;5",0,"MG/time step","QUsePI","45;5",0,"MG/time step","QUsePI","45;5",0,"MG/time step",0]
["QUsePI","46;5",0,"MG/time step","QUsePI","46;5",0,"MG/time step","QUsePI","46;5",0,"MG/time step",0]
["QUsePI","47;5",0,"MG/time step","QUsePI","47;5",0,"MG/time step","QUsePI","47;5",0,"MG/time step",0]
["QUsePI","48;5",0,"MG/time step","QUsePI","48;5",0,"MG/time step","QUsePI","48;5",0,"MG/time step",0]
["QUsePI","49;5",0,"MG/time step","QUsePI","49;5",0,"MG/time step","QUsePI","49;5",0,"MG/time step",0]
["QUsePI","50;5",0,"MG/time step","QUsePI","50;5",0,"MG/time step","QUsePI","50;5",0,"MG/time step",0]
["QUsePI","51;5",0,"MG/time step","QUsePI","51;5",0,"MG/time step","QUsePI","51;5",0,"MG/time step",0]
["QUsePI","52;5",0,"MG/time step","QUsePI","52;5",0,"MG/time step","QUsePI","52;5",0,"MG/time step",0]
["QUsePI","53;5",0,"MG/time step","QUsePI","53;5",0,"MG/time step","QUsePI","53;5",0,"MG/time step",0]
["QUsePI","54;5",0,"MG/time step","QUsePI","54;5",0,"MG/time step","QUsePI","54;5",0,"MG/time step",0]
["QUsePI","55;5",0,"MG/time step","QUsePI","55;5",0,"MG/time step","QUsePI","55;5",0,"MG/time step",0]
["QUsePI","56;5",0,"MG/time step","QUsePI","56;5",0,"MG/time step","QUsePI","56;5",0,"MG/time step",0]
["QUsePI","57;5",0,"MG/time step","QUsePI","57;5",0,"MG/time step","QUsePI","57;5",0,"MG/time step",0]
["QUsePI","58;5",0,"MG/time step","QUsePI","58;5",0,"MG/time step","QUsePI","58;5",0,"MG/time step",0]
["QUsePI","59;5",0,"MG/time step","QUsePI","59;5",0,"MG/time step","QUsePI","59;5",0,"MG/time step",0]
["QUsePI","60;5",0,"MG/time step","QUsePI","60;5",0,"MG/time step","QUsePI","60;5",0,"MG/time step",0]
["QUsePI","61;5",0,"MG/time step","QUsePI","61;5",0,"MG/time step","QUsePI","61;5",0,"MG/time step",0]
["QUsePI","62;5",0,"MG/time step","QUsePI","62;5",0,"MG/time step","QUsePI","62;5",0,"MG/time step",0]
["QUsePI","63;5",0,"MG/time step","QUsePI","63;5",0,"MG/time step","QUsePI","63;5",0,"MG/time step",0]
["QUsePI","64;5",0,"MG/time step","QUsePI","64;5",0,"MG/time step","QUsePI","64;5",0,"MG/time step",0]
["QUsePI","65;5",0,"MG/time step","QUsePI","65;5",0,"MG/time step","QUsePI","65;5",0,"MG/time step",0]
["QUsePI","66;5",0,"MG/time step","QUsePI","66;5",0,"MG/time step","QUsePI","66;5",0,"MG/time step",0]
["QUsePI","67;5",0,"MG/time step","QUsePI","67;5",0,"MG/time step","QUsePI","67;5",0,"MG/time step",0]
["QUsePI","68;5",0,"MG/time step","QUsePI","68;5",0,"MG/time step","QUsePI","68;5",0,"MG/time step",{"$f":"IF(ISNUMBER(C1924),IF(AVERAGE(C1924,G1924,K1924)<>MAX(C1924,G1924,K1924),1,0),\"\")","v":0}]
["QUsePI","69;5",0,"MG/time step","QUsePI","69;5",0,"MG/time step","QUsePI","69;5",0,"MG/time step",0]
["QUsePI","70;5",0,"MG/time step","QUsePI","70;5",0,"MG/time step","QUsePI","70;5",0,"MG/time step",0]
["QUsePI","71;5",0,"MG/time step","QUsePI","71;5",0,"MG/time step","QUsePI","71;5",0,"MG/time step",0]
["QUsePI","72;5",0,"MG/time step","QUsePI","72;5",0,"MG/time step","QUsePI","72;5",0,"MG/time step",0]
["QUsePI","73;5",0,"MG/time step","QUsePI","73;5",0,"MG/time step","QUsePI","73;5",0,"MG/time step",0]
["QUsePI","74;5",0,"MG/time step","QUsePI","74;5",0,"MG/time step","QUsePI","74;5",0,"MG/time step",0]
["QUsePI","75;5",0,"MG/time step","QUsePI","75;5",0,"MG/time step","QUsePI","75;5",0,"MG/time step",0]
["QUsePI","76;5",0,"MG/time step","QUsePI","76;5",0,"MG/time step","QUsePI","76;5",0,"MG/time step",0]
["QUsePI","77;5",0,"MG/time step","QUsePI","77;5",0,"MG/time step","QUsePI","77;5",0,"MG/time step",0]
["QUsePI","78;5",0,"MG/time step","QUsePI","78;5",0,"MG/time step","QUsePI","78;5",0,"MG/time step",0]
["QUsePI","79;5",0,"MG/time step","QUsePI","79;5",0,"MG/time step","QUsePI","79;5",0,"MG/time step",0]
["QUsePI","80;5",0,"MG/time step","QUsePI","80;5",0,"MG/time step","QUsePI","80;5",0,"MG/time step",0]
["QUsePI","81;5",0,"MG/time step","QUsePI","81;5",0,"MG/time step","QUsePI","81;5",0,"MG/time step",0]
["QUsePI","82;5",0,"MG/time step","QUsePI","82;5",0,"MG/time step","QUsePI","82;5",0,"MG/time step",0]
["QUsePI","83;5",0,"MG/time step","QUsePI","83;5",0,"MG/time step","QUsePI","83;5",0,"MG/time step",0]
["QUsePI","84;5",0,"MG/time step","QUsePI","84;5",0,"MG/time step","QUsePI","84;5",0,"MG/time step",0]
["QUsePI","85;5",0,"MG/time step","QUsePI","85;5",0,"MG/time step","QUsePI","85;5",0,"MG/time step",0]
["QUsePI","86;5",0,"MG/time step","QUsePI","86;5",0,"MG/time step","QUsePI","86;5",0,"MG/time step",0]
["QUsePI","87;5",0,"MG/time step","QUsePI","87;5",0,"MG/time step","QUsePI","87;5",0,"MG/time step",0]
["QUsePI","88;5",0,"MG/time step","QUsePI","88;5",0,"MG/time step","QUsePI","88;5",0,"MG/time step",0]
["QUsePI","89;5",0,"MG/time step","QUsePI","89;5",0,"MG/time step","QUsePI","89;5",0,"MG/time step",0]
["QUsePI","90;5",0,"MG/time step","QUsePI","90;5",0,"MG/time step","QUsePI","90;5",0,"MG/time step",0]
["QUsePI","91;5",0,"MG/time step","QUsePI","91;5",0,"MG/time step","QUsePI","91;5",0,"MG/time step",0]
["QUsePI","92;5",0,"MG/time step","QUsePI","92;5",0,"MG/time step","QUsePI","92;5",0,"MG/time step",0]
["QUsePI","93;5",0,"MG/time step","QUsePI","93;5",0,"MG/time step","QUsePI","93;5",0,"MG/time step",0]
["QUsePI","94;5",0,"MG/time step","QUsePI","94;5",0,"MG/time step","QUsePI","94;5",0,"MG/time step",0]
["QUsePI","95;5",0,"MG/time step","QUsePI","95;5",0,"MG/time step","QUsePI","95;5",0,"MG/time step",0]
["QUsePI","96;5",0,"MG/time step","QUsePI","96;5",0,"MG/time step","QUsePI","96;5",0,"MG/time step",0]
["QUsePI","97;5",0,"MG/time step","QUsePI","97;5",0,"MG/time step","QUsePI","97;5",0,"MG/time step",0]
["QUsePI","98;5",0,"MG/time step","QUsePI","98;5",0,"MG/time step","QUsePI","98;5",0,"MG/time step",0]
["QUsePI","99;5",0,"MG/time step","QUsePI","99;5",0,"MG/time step","QUsePI","99;5",0,"MG/time step",0]
["QUsePI","100;5",0,"MG/time step","QUsePI","100;5",0,"MG/time step","QUsePI","100;5",0,"MG/time step",0]
["QUsePI","101;5",0,"MG/time step","QUsePI","101;5",0,"MG/time step","QUsePI","101;5",0,"MG/time step",0]
["QUsePI","102;5",0,"MG/time step","QUsePI","102;5",0,"MG/time step","QUsePI","102;5",0,"MG/time step",0]
["QUsePI","103;5",0,"MG/time step","QUsePI","103;5",0,"MG/time step","QUsePI","103;5",0,"MG/time step",0]
["QUsePI","104;5",0,"MG/time step","QUsePI","104;5",0,"MG/time step","QUsePI","104;5",0,"MG/time step",0]
["QUsePI","105;5",0,"MG/time step","QUsePI","105;5",0,"MG/time step","QUsePI","105;5",0,"MG/time step",0]
["QUsePI","106;5",0,"MG/time step","QUsePI","106;5",0,"MG/time step","QUsePI","106;5",0,"MG/time step",0]
["QUsePI","107;5",0,"MG/time step","QUsePI","107;5",0,"MG/time step","QUsePI","107;5",0,"MG/time step",0]
["QUsePI","108;5",0,"MG/time step","QUsePI","108;5",0,"MG/time step","QUsePI","108;5",0,"MG/time step",0]
["QUsePI","109;5",0,"MG/time step","QUsePI","109;5",0,"MG/time step","QUsePI","109;5",0,"MG/time step",0]
["QUsePI","110;5",0,"MG/time step","QUsePI","110;5",0,"MG/time step","QUsePI","110;5",0,"MG/time step",0]
["QUsePI","111;5",0,"MG/time step","QUsePI","111;5",0,"MG/time step","QUsePI","111;5",0,"MG/time step",0]
["QUsePI","112;5",0,"MG/time step","QUsePI","112;5",0,"MG/time step","QUsePI","112;5",0,"MG/time step",0]
["QUsePI","113;5",0,"MG/time step","QUsePI","113;5",0,"MG/time step","QUsePI","113;5",0,"MG/time step",0]
["QUsePI","114;5",0,"MG/time step","QUsePI","114;5",0,"MG/time step","QUsePI","114;5",0,"MG/time step",0]
["QUsePI","115;5",0,"MG/time step","QUsePI","115;5",0,"MG/time step","QUsePI","115;5",0,"MG/time step",0]
["QUsePI","116;5",0,"MG/time step","QUsePI","116;5",0,"MG/time step","QUsePI","116;5",0,"MG/time step",0]
["QUsePI","117;5",0,"MG/time step","QUsePI","117;5",0,"MG/time step","QUsePI","117;5",0,"MG/time step",0]
["QUsePI","118;5",0,"MG/time step","QUsePI","118;5",0,"MG/time step","QUsePI","118;5",0,"MG/time step",0]
["QUsePI","119;5",0,"MG/time step","QUsePI","119;5",0,"MG/time step","QUsePI","119;5",0,"MG/time step",0]
["QUsePI","120;5",0,"MG/time step","QUsePI","120;5",0,"MG/time step","QUsePI","120;5",0,"MG/time step",0]
["QUsePI","121;5",0.01,"MG/time step","QUsePI","121;5",0.01,"MG/time step","QUsePI","121;5",0.01,"MG/time step",0]
["QUsePI","122;5",0.01,"MG/time step","QUsePI","122;5",0.01,"MG/time step","QUsePI","122;5",0.01,"MG/time step",0]
["QUsePI","123;5",0.01,"MG/time step","QUsePI","123;5",0.01,"MG/time step","QUsePI","123;5",0.01,"MG/time step",0]
["QUsePI","124;5",0.01,"MG/time step","QUsePI","124;5",0.01,"MG/time step","QUsePI","124;5",0.01,"MG/time step",0]
["QUsePI","125;5",0.01,"MG/time step","QUsePI","125;5",0.01,"MG/time step","QUsePI","125;5",0.01,"MG/time step",0]
["QUsePI","126;5",0.01,"MG/time step","QUsePI","126;5",0.01,"MG/time step","QUsePI","126;5",0.01,"MG/time step",0]
["QUsePI","127;5",0.01,"MG/time step","QUsePI","127;5",0.01,"MG/time step","QUsePI","127;5",0.01,"MG/time step",0]
["QUsePI","128;5",0.01,"MG/time step","QUsePI","128;5",0.01,"MG/time step","QUsePI","128;5",0.01,"MG/time step",0]
["QUsePI","129;5",0.01,"MG/time step","QUsePI","129;5",0.01,"MG/time step","QUsePI","129;5",0.01,"MG/time step",0]
["QUsePI","130;5",0.01,"MG/time step","QUsePI","130;5",0.01,"MG/time step","QUsePI","130;5",0.01,"MG/time step",0]
["QUsePI","131;5",0.01,"MG/time step","QUsePI","131;5",0.01,"MG/time step","QUsePI","131;5",0.01,"MG/time step",0]
["QUsePI","132;5",0.01,"MG/time step","QUsePI","132;5",0.01,"MG/time step","QUsePI","132;5",0.01,"MG/time step",{"$f":"IF(ISNUMBER(C1988),IF(AVERAGE(C1988,G1988,K1988)<>MAX(C1988,G1988,K1988),1,0),\"\")","v":0}]
["QUsePI","133;5",0.01,"MG/time step","QUsePI","133;5",0.01,"MG/time step","QUsePI","133;5",0.01,"MG/time step",0]
["QUsePI","134;5",0.01,"MG/time step","QUsePI","134;5",0.01,"MG/time step","QUsePI","134;5",0.01,"MG/time step",0]
["QUsePI","135;5",0.01,"MG/time step","QUsePI","135;5",0.01,"MG/time step","QUsePI","135;5",0.01,"MG/time step",0]
["QUsePI","136;5",0.01,"MG/time step","QUsePI","136;5",0.01,"MG/time step","QUsePI","136;5",0.01,"MG/time step",0]
["QUsePI","137;5",0.01,"MG/time step","QUsePI","137;5",0.01,"MG/time step","QUsePI","137;5",0.01,"MG/time step",0]
["QUsePI","138;5",0.01,"MG/time step","QUsePI","138;5",0.01,"MG/time step","QUsePI","138;5",0.01,"MG/time step",0]
["QUsePI","139;5",0.01,"MG/time step","QUsePI","139;5",0.01,"MG/time step","QUsePI","139;5",0.01,"MG/time step",0]
["QUsePI","140;5",0.01,"MG/time step","QUsePI","140;5",0.01,"MG/time step","QUsePI","140;5",0.01,"MG/time step",0]
["QUsePI","141;5",0.01,"MG/time step","QUsePI","141;5",0.01,"MG/time step","QUsePI","141;5",0.01,"MG/time step",0]
["QUsePI","142;5",0.01,"MG/time step","QUsePI","142;5",0.01,"MG/time step","QUsePI","142;5",0.01,"MG/time step",0]
["QUsePI","143;5",0.01,"MG/time step","QUsePI","143;5",0.01,"MG/time step","QUsePI","143;5",0.01,"MG/time step",0]
["QUsePI","144;5",0.01,"MG/time step","QUsePI","144;5",0.01,"MG/time step","QUsePI","144;5",0.01,"MG/time step",0]
["QUsePI","145;5",0.01,"MG/time step","QUsePI","145;5",0.01,"MG/time step","QUsePI","145;5",0.01,"MG/time step",0]
["QUsePI","149;5",0.01,"MG/time step","QUsePI","149;5",0.01,"MG/time step","QUsePI","149;5",0.01,"MG/time step",0]
["QUsePI","154;5",0.01,"MG/time step","QUsePI","154;5",0.01,"MG/time step","QUsePI","154;5",0.01,"MG/time step",0]
["QUsePI","157;5",0.01,"MG/time step","QUsePI","157;5",0.01,"MG/time step","QUsePI","157;5",0.01,"MG/time step",0]
["QUsePI","159;5",0.01,"MG/time step","QUsePI","159;5",0.01,"MG/time step","QUsePI","159;5",0.01,"MG/time step",0]
["QUsePI","164;5",0.01,"MG/time step","QUsePI","164;5",0.01,"MG/time step","QUsePI","164;5",0.01,"MG/time step",0]
["QUsePI","165;5",0.01,"MG/time step","QUsePI","165;5",0.01,"MG/time step","QUsePI","165;5",0.01,"MG/time step",0]
["QUsePI","168;5",0.01,"MG/time step","QUsePI","168;5",0.01,"MG/time step","QUsePI","168;5",0.01,"MG/time step",0]
["QUsePI","173;5",0.01,"MG/time step","QUsePI","173;5",0.01,"MG/time step","QUsePI","173;5",0.01,"MG/time step",0]
["QUsePI","177;5",0.01,"MG/time step","QUsePI","177;5",0.01,"MG/time step","QUsePI","177;5",0.01,"MG/time step",0]
["QUsePI","180;5",0.01,"MG/time step","QUsePI","180;5",0.01,"MG/time step","QUsePI","180;5",0.01,"MG/time step",0]
["QUsePI","184;5",0.01,"MG/time step","QUsePI","184;5",0.01,"MG/time step","QUsePI","184;5",0.01,"MG/time step",0]
["QUsePI","186;5",0.01,"MG/time step","QUsePI","186;5",0.01,"MG/time step","QUsePI","186;5",0.01,"MG/time step",0]
["QUsePI","191;5",0.01,"MG/time step","QUsePI","191;5",0.01,"MG/time step","QUsePI","191;5",0.01,"MG/time step",0]
["QUsePI","195;5",0.01,"MG/time step","QUsePI","195;5",0.01,"MG/time step","QUsePI","195;5",0.01,"MG/time step",0]
["QUsePI","196;5",0.01,"MG/time step","QUsePI","196;5",0.01,"MG/time step","QUsePI","196;5",0.01,"MG/time step",{"$f":"IF(ISNUMBER(C2052),IF(AVERAGE(C2052,G2052,K2052)<>MAX(C2052,G2052,K2052),1,0),\"\")","v":0}]
["QUsePI","200;5",0.01,"MG/time step","QUsePI","200;5",0.01,"MG/time step","QUsePI","200;5",0.01,"MG/time step",0]
["QUsePI","204;5",0.01,"MG/time step","QUsePI","204;5",0.01,"MG/time step","QUsePI","204;5",0.01,"MG/time step",0]
["QUsePI","207;5",0.01,"MG/time step","QUsePI","207;5",0.01,"MG/time step","QUsePI","207;5",0.01,"MG/time step",0]
["QUsePI","209;5",0.01,"MG/time step","QUsePI","209;5",0.01,"MG/time step","QUsePI","209;5",0.01,"MG/time step",0]
["QUsePI","215;5",0.01,"MG/time step","QUsePI","215;5",0.01,"MG/time step","QUsePI","215;5",0.01,"MG/time step",0]
["QUsePI","218;5",0.01,"MG/time step","QUsePI","218;5",0.01,"MG/time step","QUsePI","218;5",0.01,"MG/time step",0]
["QUsePI","220;5",0.01,"MG/time step","QUsePI","220;5",0.01,"MG/time step","QUsePI","220;5",0.01,"MG/time step",0]
["QUsePI","223;5",0.01,"MG/time step","QUsePI","223;5",0.01,"MG/time step","QUsePI","223;5",0.01,"MG/time step",0]
["QUsePI","227;5",0.01,"MG/time step","QUsePI","227;5",0.01,"MG/time step","QUsePI","227;5",0.01,"MG/time step",0]
["QUsePI","231;5",0.01,"MG/time step","QUsePI","231;5",0.01,"MG/time step","QUsePI","231;5",0.01,"MG/time step",0]
["QUsePI","236;5",0.01,"MG/time step","QUsePI","236;5",0.01,"MG/time step","QUsePI","236;5",0.01,"MG/time step",0]
["QUsePI","239;5",0.01,"MG/time step","QUsePI","239;5",0.01,"MG/time step","QUsePI","239;5",0.01,"MG/time step",0]
["QUsePI","242;5",0.01,"MG/time step","QUsePI","242;5",0.01,"MG/time step","QUsePI","242;5",0.01,"MG/time step",0]
["QUsePI","245;5",0.01,"MG/time step","QUsePI","245;5",0.01,"MG/time step","QUsePI","245;5",0.01,"MG/time step",0]
["QUsePI","247;5",0.01,"MG/time step","QUsePI","247;5",0.01,"MG/time step","QUsePI","247;5",0.01,"MG/time step",0]
["QUsePI","250;5",0.01,"MG/time step","QUsePI","250;5",0.01,"MG/time step","QUsePI","250;5",0.01,"MG/time step",0]
["QUsePI","255;5",0.01,"MG/time step","QUsePI","255;5",0.01,"MG/time step","QUsePI","255;5",0.01,"MG/time step",0]
["QUsePI","258;5",0.01,"MG/time step","QUsePI","258;5",0.01,"MG/time step","QUsePI","258;5",0.01,"MG/time step",0]
["QUsePI","263;5",0.01,"MG/time step","QUsePI","263;5",0.01,"MG/time step","QUsePI","263;5",0.01,"MG/time step",0]
["QUsePI","266;5",0.01,"MG/time step","QUsePI","266;5",0.01,"MG/time step","QUsePI","266;5",0.01,"MG/time step",0]
["QUsePI","268;5",0.01,"MG/time step","QUsePI","268;5",0.01,"MG/time step","QUsePI","268;5",0.01,"MG/time step",0]
["QUsePI","271;5",0.01,"MG/time step","QUsePI","271;5",0.01,"MG/time step","QUsePI","271;5",0.01,"MG/time step",0]
["QUsePI","277;5",0,"MG/time step","QUsePI","277;5",0,"MG/time step","QUsePI","277;5",0,"MG/time step",0]
["QUsePI","278;5",0,"MG/time step","QUsePI","278;5",0,"MG/time step","QUsePI","278;5",0,"MG/time step",0]
["QUsePI","282;5",0,"MG/time step","QUsePI","282;5",0,"MG/time step","QUsePI","282;5",0,"MG/time step",0]
["QUsePI","286;5",0,"MG/time step","QUsePI","286;5",0,"MG/time step","QUsePI","286;5",0,"MG/time step",0]
["QUsePI","290;5",0,"MG/time step","QUsePI","290;5",0,"MG/time step","QUsePI","290;5",0,"MG/time step",0]
["QUsePI","291;5",0,"MG/time step","QUsePI","291;5",0,"MG/time step","QUsePI","291;5",0,"MG/time step",0]
["QUsePI","297;5",0,"MG/time step","QUsePI","297;5",0,"MG/time step","QUsePI","297;5",0,"MG/time step",0]
["QUsePI","298;5",0,"MG/time step","QUsePI","298;5",0,"MG/time step","QUsePI","298;5",0,"MG/time step",0]
["QUsePI","304;5",0,"MG/time step","QUsePI","304;5",0,"MG/time step","QUsePI","304;5",0,"MG/time step",0]
["QUsePI","305;5",0,"MG/time step","QUsePI","305;5",0,"MG/time step","QUsePI","305;5",0,"MG/time step",0]
["QUsePI","309;5",0,"MG/time step","QUsePI","309;5",0,"MG/time step","QUsePI","309;5",0,"MG/time step",0]
["QUsePI","313;5",0,"MG/time step","QUsePI","313;5",0,"MG/time step","QUsePI","313;5",0,"MG/time step",0]
["QUsePI","317;5",0,"MG/time step","QUsePI","317;5",0,"MG/time step","QUsePI","317;5",0,"MG/time step",0]
["QUsePI","318;5",0,"MG/time step","QUsePI","318;5",0,"MG/time step","QUsePI","318;5",0,"MG/time step",0]
["QUsePI","324;5",0,"MG/time step","QUsePI","324;5",0,"MG/time step","QUsePI","324;5",0,"MG/time step",{"$f":"IF(ISNUMBER(C2180),IF(AVERAGE(C2180,G2180,K2180)<>MAX(C2180,G2180,K2180),1,0),\"\")","v":0}]
["QUsePI","327;5",0,"MG/time step","QUsePI","327;5",0,"MG/time step","QUsePI","327;5",0,"MG/time step",0]
["QUsePI","329;5",0,"MG/time step","QUsePI","329;5",0,"MG/time step","QUsePI","329;5",0,"MG/time step",0]
["QUsePI","332;5",0,"MG/time step","QUsePI","332;5",0,"MG/time step","QUsePI","332;5",0,"MG/time step",0]
["QUsePI","337;5",0,"MG/time step","QUsePI","337;5",0,"MG/time step","QUsePI","337;5",0,"MG/time step",0]
["QUsePI","340;5",0,"MG/time step","QUsePI","340;5",0,"MG/time step","QUsePI","340;5",0,"MG/time step",0]
["QUsePI","345;5",0,"MG/time step","QUsePI","345;5",0,"MG/time step","QUsePI","345;5",0,"MG/time step",0]
["QUsePI","348;5",0,"MG/time step","QUsePI","348;5",0,"MG/time step","QUsePI","348;5",0,"MG/time step",0]
["QUsePI","350;5",0,"MG/time step","QUsePI","350;5",0,"MG/time step","QUsePI","350;5",0,"MG/time step",0]
["QUsePI","353;5",0,"MG/time step","QUsePI","353;5",0,"MG/time step","QUsePI","353;5",0,"MG/time step",0]
["QUsePI","356;5",0,"MG/time step","QUsePI","356;5",0,"MG/time step","QUsePI","356;5",0,"MG/time step",0]
["QUsePI","359;5",0,"MG/time step","QUsePI","359;5",0,"MG/time step","QUsePI","359;5",0,"MG/time step",0]
["QUsePI","364;5",0,"MG/time step","QUsePI","364;5",0,"MG/time step","QUsePI","364;5",0,"MG/time step",0]
["QUsePI","3;6",0.17,"MG/time step","QUsePI","3;6",0.17,"MG/time step","QUsePI","3;6",0.17,"MG/time step",0]
["QUsePI","7;6",0.17,"MG/time step","QUsePI","7;6",0.17,"MG/time step","QUsePI","7;6",0.17,"MG/time step",0]
["QUsePI","10;6",0.17,"MG/time step","QUsePI","10;6",0.17,"MG/time step","QUsePI","10;6",0.17,"MG/time step",0]
["QUsePI","12;6",0.17,"MG/time step","QUsePI","12;6",0.17,"MG/time step","QUsePI","12;6",0.17,"MG/time step",0]
["QUsePI","15;6",0.17,"MG/time step","QUsePI","15;6",0.17,"MG/time step","QUsePI","15;6",0.17,"MG/time step",0]
["QUsePI","21;6",0.17,"MG/time step","QUsePI","21;6",0.17,"MG/time step","QUsePI","21;6",0.17,"MG/time step",0]
["QUsePI","23;6",0.17,"MG/time step","QUsePI","23;6",0.17,"MG/time step","QUsePI","23;6",0.17,"MG/time step",{"$f":"IF(ISNUMBER(C2244),IF(AVERAGE(C2244,G2244,K2244)<>MAX(C2244,G2244,K2244),1,0),\"\")","v":0}]
["QUsePI","26;6",0.17,"MG/time step","QUsePI","26;6",0.17,"MG/time step","QUsePI","26;6",0.17,"MG/time step",0]
["QUsePI","30;6",0.17,"MG/time step","QUsePI","30;6",0.17,"MG/time step","QUsePI","30;6",0.17,"MG/time step",0]
["QUsePI","34;6",0.16,"MG/time step","QUsePI","34;6",0.16,"MG/time step","QUsePI","34;6",0.16,"MG/time step",0]
["QUsePI","35;6",0.16,"MG/time step","QUsePI","35;6",0.16,"MG/time step","QUsePI","35;6",0.16,"MG/time step",0]
["QUsePI","39;6",0.16,"MG/time step","QUsePI","39;6",0.16,"MG/time step","QUsePI","39;6",0.16,"MG/time step",0]
["QUsePI","44;6",0.16,"MG/time step","QUsePI","44;6",0.16,"MG/time step","QUsePI","44;6",0.16,"MG/time step",0]
["QUsePI","46;6",0.16,"MG/time step","QUsePI","46;6",0.16,"MG/time step","QUsePI","46;6",0.16,"MG/time step",0]
["QUsePI","50;6",0.16,"MG/time step","QUsePI","50;6",0.16,"MG/time step","QUsePI","50;6",0.16,"MG/time step",0]
["QUsePI","53;6",0.16,"MG/time step","QUsePI","53;6",0.16,"MG/time step","QUsePI","53;6",0.16,"MG/time step",0]
["QUsePI","57;6",0.16,"MG/time step","QUsePI","57;6",0.16,"MG/time step","QUsePI","57;6",0.16,"MG/time step",0]
["QUsePI","62;6",0.16,"MG/time step","QUsePI","62;6",0.16,"MG/time step","QUsePI","62;6",0.16,"MG/time step",0]
["QUsePI","65;6",0.16,"MG/time step","QUsePI","65;6",0.16,"MG/time step","QUsePI","65;6",0.16,"MG/time step",0]
["QUsePI","66;6",0.16,"MG/time step","QUsePI","66;6",0.16,"MG/time step","QUsePI","66;6",0.16,"MG/time step",0]
["QUsePI","71;6",0.16,"MG/time step","QUsePI","71;6",0.16,"MG/time step","QUsePI","71;6",0.16,"MG/time step",0]
["QUsePI","73;6",0.16,"MG/time step","QUsePI","73;6",0.16,"MG/time step","QUsePI","73;6",0.16,"MG/time step",0]
["QUsePI","76;6",0.16,"MG/time step","QUsePI","76;6",0.16,"MG/time step","QUsePI","76;6",0.16,"MG/time step",0]
["QUsePI","81;6",0.16,"MG/time step","QUsePI","81;6",0.16,"MG/time step","QUsePI","81;6",0.16,"MG/time step",0]
["QUsePI","85;6",0.16,"MG/time step","QUsePI","85;6",0.16,"MG/time step","QUsePI","85;6",0.16,"MG/time step",0]
["QUsePI","89;6",0.16,"MG/time step","QUsePI","89;6",0.16,"MG/time step","QUsePI","89;6",0.16,"MG/time step",0]
["QUsePI","92;6",0.18,"MG/time step","QUsePI","92;6",0.18,"MG/time step","QUsePI","92;6",0.18,"MG/time step",0]
["QUsePI","94;6",0.18,"MG/time step","QUsePI","94;6",0.18,"MG/time step","QUsePI","94;6",0.18,"MG/time step",0]
["QUsePI","97;6",0.18,"MG/time step","QUsePI","97;6",0.18,"MG/time step","QUsePI","97;6",0.18,"MG/time step",0]
["QUsePI","103;6",0.18,"MG/time step","QUsePI","103;6",0.18,"MG/time step","QUsePI","103;6",0.18,"MG/time step",0]
["QUsePI","105;6",0.18,"MG/time step","QUsePI","105;6",0.18,"MG/time step","QUsePI","105;6",0.18,"MG/time step",0]
["QUsePI","108;6",0.18,"MG/time step","QUsePI","108;6",0.18,"MG/time step","QUsePI","108;6",0.18,"MG/time step",0]
["QUsePI","112;6",0.18,"MG/time step","QUsePI","112;6",0.18,"MG/time step","QUsePI","112;6",0.18,"MG/time step",0]
["QUsePI","116;6",0.18,"MG/time step","QUsePI","116;6",0.18,"MG/time step","QUsePI","116;6",0.18,"MG/time step",0]
["QUsePI","117;6",0.18,"MG/time step","QUsePI","117;6",0.18,"MG/time step","QUsePI","117;6",0.18,"MG/time step",0]
["QUsePI","121;6",0.18,"MG/time step","QUsePI","121;6",0.18,"MG/time step","QUsePI","121;6",0.18,"MG/time step",0]
["QUsePI","124;6",0.18,"MG/time step","QUsePI","124;6",0.18,"MG/time step","QUsePI","124;6",0.18,"MG/time step",0]
["QUsePI","130;6",0.18,"MG/time step","QUsePI","130;6",0.18,"MG/time step","QUsePI","130;6",0.18,"MG/time step",0]
["QUsePI","132;6",0.18,"MG/time step","QUsePI","132;6",0.18,"MG/time step","QUsePI","132;6",0.18,"MG/time step",0]
["QUsePI","135;6",0.18,"MG/time step","QUsePI","135;6",0.18,"MG/time step","QUsePI","135;6",0.18,"MG/time step",0]
["QUsePI","140;6",0.18,"MG/time step","QUsePI","140;6",0.18,"MG/time step","QUsePI","140;6",0.18,"MG/time step",0]
["QUsePI","144;6",0.18,"MG/time step","QUsePI","144;6",0.18,"MG/time step","QUsePI","144;6",0.18,"MG/time step",0]
["QUsePI","147;6",0.18,"MG/time step","QUsePI","147;6",0.18,"MG/time step","QUsePI","147;6",0.18,"MG/time step",0]
["QUsePI","148;6",0.18,"MG/time step","QUsePI","148;6",0.18,"MG/time step","QUsePI","148;6",0.18,"MG/time step",0]
["QUsePI","153;6",0.2,"MG/time step","QUsePI","153;6",0.2,"MG/time step","QUsePI","153;6",0.2,"MG/time step",0]
["QUsePI","156;6",0.2,"MG/time step","QUsePI","156;6",0.2,"MG/time step","QUsePI","156;6",0.2,"MG/time step",0]
["QUsePI","158;6",0.2,"MG/time step","QUsePI","158;6",0.2,"MG/time step","QUsePI","158;6",0.2,"MG/time step",0]
["QUsePI","163;6",0.2,"MG/time step","QUsePI","163;6",0.2,"MG/time step","QUsePI","163;6",0.2,"MG/time step",0]
["QUsePI","167;6",0.2,"MG/time step","QUsePI","167;6",0.2,"MG/time step","QUsePI","167;6",0.2,"MG/time step",0]
["QUsePI","171;6",0.2,"MG/time step","QUsePI","171;6",0.2,"MG/time step","QUsePI","171;6",0.2,"MG/time step",0]
["QUsePI","174;6",0.2,"MG/time step","QUsePI","174;6",0.2,"MG/time step","QUsePI","174;6",0.2,"MG/time step",0]
["QUsePI","176;6",0.2,"MG/time step","QUsePI","176;6",0.2,"MG/time step","QUsePI","176;6",0.2,"MG/time step",0]
["QUsePI","179;6",0.2,"MG/time step","QUsePI","179;6",0.2,"MG/time step","QUsePI","179;6",0.2,"MG/time step",0]
["QUsePI","183;6",0.24,"MG/time step","QUsePI","183;6",0.24,"MG/time step","QUsePI","183;6",0.24,"MG/time step",0]
["QUsePI","185;6",0.24,"MG/time step","QUsePI","185;6",0.24,"MG/time step","QUsePI","185;6",0.24,"MG/time step",0]
["QUsePI","190;6",0.24,"MG/time step","QUsePI","190;6",0.24,"MG/time step","QUsePI","190;6",0.24,"MG/time step",0]
["QUsePI","194;6",0.24,"MG/time step","QUsePI","194;6",0.24,"MG/time step","QUsePI","194;6",0.24,"MG/time step",0]
["QUsePI","198;6",0.24,"MG/time step","QUsePI","198;6",0.24,"MG/time step","QUsePI","198;6",0.24,"MG/time step",0]
["QUsePI","199;6",0.24,"MG/time step","QUsePI","199;6",0.24,"MG/time step","QUsePI","199;6",0.24,"MG/time step",0]
["QUsePI","203;6",0.24,"MG/time step","QUsePI","203;6",0.24,"MG/time step","QUsePI","203;6",0.24,"MG/time step",0]
["QUsePI","206;6",0.24,"MG/time step","QUsePI","206;6",0.24,"MG/time step","QUsePI","206;6",0.24,"MG/time step",0]
["QUsePI","212;6",0.24,"MG/time step","QUsePI","212;6",0.24,"MG/time step","QUsePI","212;6",0.24,"MG/time step",0]
["QUsePI","214;6",0.23,"MG/time step","QUsePI","214;6",0.23,"MG/time step","QUsePI","214;6",0.23,"MG/time step",0]
["QUsePI","217;6",0.23,"MG/time step","QUsePI","217;6",0.23,"MG/time step","QUsePI","217;6",0.23,"MG/time step",0]
["QUsePI","222;6",0.23,"MG/time step","QUsePI","222;6",0.23,"MG/time step","QUsePI","222;6",0.23,"MG/time step",0]
["QUsePI","225;6",0.23,"MG/time step","QUsePI","225;6",0.23,"MG/time step","QUsePI","225;6",0.23,"MG/time step",0]
["QUsePI","226;6",0.23,"MG/time step","QUsePI","226;6",0.23,"MG/time step","QUsePI","226;6",0.23,"MG/time step",0]
["QUsePI","230;6",0.23,"MG/time step","QUsePI","230;6",0.23,"MG/time step","QUsePI","230;6",0.23,"MG/time step",0]
["QUsePI","235;6",0.23,"MG/time step","QUsePI","235;6",0.23,"MG/time step","QUsePI","235;6",0.23,"MG/time step",0]
["QUsePI","238;6",0.23,"MG/time step","QUsePI","238;6",0.23,"MG/time step","QUsePI","238;6",0.23,"MG/time step",0]
["QUsePI","241;6",0.23,"MG/time step","QUsePI","241;6",0.23,"MG/time step","QUsePI","241;6",0.23,"MG/time step",0]
["QUsePI","244;6",0.18,"MG/time step","QUsePI","244;6",0.18,"MG/time step","QUsePI","244;6",0.18,"MG/time step",0]
["QUsePI","249;6",0.18,"MG/time step","QUsePI","249;6",0.18,"MG/time step","QUsePI","249;6",0.18,"MG/time step",0]
["QUsePI","253;6",0.18,"MG/time step","QUsePI","253;6",0.18,"MG/time step","QUsePI","253;6",0.18,"MG/time step",0]
["QUsePI","254;6",0.18,"MG/time step","QUsePI","254;6",0.18,"MG/time step","QUsePI","254;6",0.18,"MG/time step",0]
["QUsePI","258;6",0.18,"MG/time step","QUsePI","258;6",0.18,"MG/time step","QUsePI","258;6",0.18,"MG/time step",0]
["QUsePI","261;6",0.18,"MG/time step","QUsePI","261;6",0.18,"MG/time step","QUsePI","261;6",0.18,"MG/time step",0]
["QUsePI","265;6",0.18,"MG/time step","QUsePI","265;6",0.18,"MG/time step","QUsePI","265;6",0.18,"MG/time step",0]
["QUsePI","267;6",0.18,"MG/time step","QUsePI","267;6",0.18,"MG/time step","QUsePI","267;6",0.18,"MG/time step",0]
["QUsePI","273;6",0.18,"MG/time step","QUsePI","273;6",0.18,"MG/time step","QUsePI","273;6",0.18,"MG/time step",0]
["QUsePI","276;6",0.17,"MG/time step","QUsePI","276;6",0.17,"MG/time step","QUsePI","276;6",0.17,"MG/time step",0]
["QUsePI","280;6",0.17,"MG/time step","QUsePI","280;6",0.17,"MG/time step","QUsePI","280;6",0.17,"MG/time step",0]
["QUsePI","281;6",0.17,"MG/time step","QUsePI","281;6",0.17,"MG/time step","QUsePI","281;6",0.17,"MG/time step",0]
["QUsePI","285;6",0.17,"MG/time step","QUsePI","285;6",0.17,"MG/time step","QUsePI","285;6",0.17,"MG/time step",0]
["QUsePI","288;6",0.17,"MG/time step","QUsePI","288;6",0.17,"MG/time step","QUsePI","288;6",0.17,"MG/time step",0]
["QUsePI","294;6",0.17,"MG/time step","QUsePI","294;6",0.17,"MG/time step","QUsePI","294;6",0.17,"MG/time step",0]
["QUsePI","296;6",0.17,"MG/time step","QUsePI","296;6",0.17,"MG/time step","QUsePI","296;6",0.17,"MG/time step",0]
["QUsePI","300;6",0.17,"MG/time step","QUsePI","300;6",0.17,"MG/time step","QUsePI","300;6",0.17,"MG/time step",0]
["QUsePI","303;6",0.17,"MG/time step","QUsePI","303;6",0.17,"MG/time step","QUsePI","303;6",0.17,"MG/time step",0]
["QUsePI","307;6",0.16,"MG/time step","QUsePI","307;6",0.16,"MG/time step","QUsePI","307;6",0.16,"MG/time step",0]
["QUsePI","308;6",0.16,"MG/time step","QUsePI","308;6",0.16,"MG/time step","QUsePI","308;6",0.16,"MG/time step",0]
["QUsePI","312;6",0.16,"MG/time step","QUsePI","312;6",0.16,"MG/time step","QUsePI","312;6",0.16,"MG/time step",0]
["QUsePI","317;6",0.16,"MG/time step","QUsePI","317;6",0.16,"MG/time step","QUsePI","317;6",0.16,"MG/time step",0]
["QUsePI","320;6",0.16,"MG/time step","QUsePI","320;6",0.16,"MG/time step","QUsePI","320;6",0.16,"MG/time step",0]
["QUsePI","323;6",0.16,"MG/time step","QUsePI","323;6",0.16,"MG/time step","QUsePI","323;6",0.16,"MG/time step",0]
["QUsePI","326;6",0.16,"MG/time step","QUsePI","326;6",0.16,"MG/time step","QUsePI","326;6",0.16,"MG/time step",0]
["QUsePI","331;6",0.16,"MG/time step","QUsePI","331;6",0.16,"MG/time step","QUsePI","331;6",0.16,"MG/time step",0]
["QUsePI","335;6",0.16,"MG/time step","QUsePI","335;6",0.16,"MG/time step","QUsePI","335;6",0.16,"MG/time step",0]
["QUsePI","336;6",0.16,"MG/time step","QUsePI","336;6",0.16,"MG/time step","QUsePI","336;6",0.16,"MG/time step",0]
["QUsePI","339;6",0.16,"MG/time step","QUsePI","339;6",0.16,"MG/time step","QUsePI","339;6",0.16,"MG/time step",0]
["QUsePI","344;6",0.16,"MG/time step","QUsePI","344;6",0.16,"MG/time step","QUsePI","344;6",0.16,"MG/time step",0]
["QUsePI","347;6",0.16,"MG/time step","QUsePI","347;6",0.16,"MG/time step","QUsePI","347;6",0.16,"MG/time step",0]
["QUsePI","349;6",0.16,"MG/time step","QUsePI","349;6",0.16,"MG/time step","QUsePI","349;6",0.16,"MG/time step",0]
["QUsePI","355;6",0.16,"MG/time step","QUsePI","355;6",0.16,"MG/time step","QUsePI","355;6",0.16,"MG/time step",0]
["QUsePI","358;6",0.16,"MG/time step","QUsePI","358;6",0.16,"MG/time step","QUsePI","358;6",0.16,"MG/time step",0]
["QUsePI","362;6",0.16,"MG/time step","QUsePI","362;6",0.16,"MG/time step","QUsePI","362;6",0.16,"MG/time step",0]
["QUsePI","363;6",0.16,"MG/time step","QUsePI","363;6",0.16,"MG/time step","QUsePI","363;6",0.16,"MG/time step",0]
["QUsePI","2;7",0.14000000000000001,"MG/time step","QUsePI","2;7",0.14000000000000001,"MG/time step","QUsePI","2;7",0.14000000000000001,"MG/time step",0]
["QUsePI","6;7",0.14000000000000001,"MG/time step","QUsePI","6;7",0.14000000000000001,"MG/time step","QUsePI","6;7",0.14000000000000001,"MG/time step",0]
["QUsePI","11;7",0.14000000000000001,"MG/time step","QUsePI","11;7",0.14000000000000001,"MG/time step","QUsePI","11;7",0.14000000000000001,"MG/time step",0]
["QUsePI","13;7",0.14000000000000001,"MG/time step","QUsePI","13;7",0.14000000000000001,"MG/time step","QUsePI","13;7",0.14000000000000001,"MG/time step",0]
["QUsePI","17;7",0.14000000000000001,"MG/time step","QUsePI","17;7",0.14000000000000001,"MG/time step","QUsePI","17;7",0.14000000000000001,"MG/time step",0]
["QUsePI","20;7",0.14000000000000001,"MG/time step","QUsePI","20;7",0.14000000000000001,"MG/time step","QUsePI","20;7",0.14000000000000001,"MG/time step",0]
["QUsePI","24;7",0.14000000000000001,"MG/time step","QUsePI","24;7",0.14000000000000001,"MG/time step","QUsePI","24;7",0.14000000000000001,"MG/time step",0]
["QUsePI","25;7",0.14000000000000001,"MG/time step","QUsePI","25;7",0.14000000000000001,"MG/time step","QUsePI","25;7",0.14000000000000001,"MG/time step",0]
["QUsePI","29;7",0.14000000000000001,"MG/time step","QUsePI","29;7",0.14000000000000001,"MG/time step","QUsePI","29;7",0.14000000000000001,"MG/time step",0]
["QUsePI","33;7",0.13,"MG/time step","QUsePI","33;7",0.13,"MG/time step","QUsePI","33;7",0.13,"MG/time step",0]
["QUsePI","38;7",0.13,"MG/time step","QUsePI","38;7",0.13,"MG/time step","QUsePI","38;7",0.13,"MG/time step",0]
["QUsePI","40;7",0.13,"MG/time step","QUsePI","40;7",0.13,"MG/time step","QUsePI","40;7",0.13,"MG/time step",0]
["QUsePI","43;7",0.13,"MG/time step","QUsePI","43;7",0.13,"MG/time step","QUsePI","43;7",0.13,"MG/time step",0]
["QUsePI","48;7",0.13,"MG/time step","QUsePI","48;7",0.13,"MG/time step","QUsePI","48;7",0.13,"MG/time step",0]
["QUsePI","49;7",0.13,"MG/time step","QUsePI","49;7",0.13,"MG/time step","QUsePI","49;7",0.13,"MG/time step",0]
["QUsePI","52;7",0.13,"MG/time step","QUsePI","52;7",0.13,"MG/time step","QUsePI","52;7",0.13,"MG/time step",0]
["QUsePI","56;7",0.13,"MG/time step","QUsePI","56;7",0.13,"MG/time step","QUsePI","56;7",0.13,"MG/time step",0]
["QUsePI","61;7",0.13,"MG/time step","QUsePI","61;7",0.13,"MG/time step","QUsePI","61;7",0.13,"MG/time step",0]
["QUsePI","64;7",0.13,"MG/time step","QUsePI","64;7",0.13,"MG/time step","QUsePI","64;7",0.13,"MG/time step",0]
["QUsePI","66;7",0.13,"MG/time step","QUsePI","66;7",0.13,"MG/time step","QUsePI","66;7",0.13,"MG/time step",0]
["QUsePI","72;7",0.13,"MG/time step","QUsePI","72;7",0.13,"MG/time step","QUsePI","72;7",0.13,"MG/time step",0]
["QUsePI","75;7",0.13,"MG/time step","QUsePI","75;7",0.13,"MG/time step","QUsePI","75;7",0.13,"MG/time step",0]
["QUsePI","79;7",0.13,"MG/time step","QUsePI","79;7",0.13,"MG/time step","QUsePI","79;7",0.13,"MG/time step",0]
["QUsePI","80;7",0.13,"MG/time step","QUsePI","80;7",0.13,"MG/time step","QUsePI","80;7",0.13,"MG/time step",0]
["QUsePI","84;7",0.13,"MG/time step","QUsePI","84;7",0.13,"MG/time step","QUsePI","84;7",0.13,"MG/time step",0]
["QUsePI","88;7",0.13,"MG/time step","QUsePI","88;7",0.13,"MG/time step","QUsePI","88;7",0.13,"MG/time step",0]
["QUsePI","91;7",0.14000000000000001,"MG/time step","QUsePI","91;7",0.14000000000000001,"MG/time step","QUsePI","91;7",0.14000000000000001,"MG/time step",0]
["QUsePI","93;7",0.14000000000000001,"MG/time step","QUsePI","93;7",0.14000000000000001,"MG/time step","QUsePI","93;7",0.14000000000000001,"MG/time step",0]
["QUsePI","99;7",0.14000000000000001,"MG/time step","QUsePI","99;7",0.14000000000000001,"MG/time step","QUsePI","99;7",0.14000000000000001,"MG/time step",0]
["QUsePI","102;7",0.14000000000000001,"MG/time step","QUsePI","102;7",0.14000000000000001,"MG/time step","QUsePI","102;7",0.14000000000000001,"MG/time step",0]
["QUsePI","104;7",0.14000000000000001,"MG/time step","QUsePI","104;7",0.14000000000000001,"MG/time step","QUsePI","104;7",0.14000000000000001,"MG/time step",0]
["QUsePI","107;7",0.14000000000000001,"MG/time step","QUsePI","107;7",0.14000000000000001,"MG/time step","QUsePI","107;7",0.14000000000000001,"MG/time step",0]
["QUsePI","111;7",0.14000000000000001,"MG/time step","QUsePI","111;7",0.14000000000000001,"MG/time step","QUsePI","111;7",0.14000000000000001,"MG/time step",0]
["QUsePI","115;7",0.14000000000000001,"MG/time step","QUsePI","115;7",0.14000000000000001,"MG/time step","QUsePI","115;7",0.14000000000000001,"MG/time step",0]
["QUsePI","120;7",0.14000000000000001,"MG/time step","QUsePI","120;7",0.14000000000000001,"MG/time step","QUsePI","120;7",0.14000000000000001,"MG/time step",0]
["QUsePI","123;7",0.15,"MG/time step","QUsePI","123;7",0.15,"MG/time step","QUsePI","123;7",0.15,"MG/time step",0]
["QUsePI","125;7",0.15,"MG/time step","QUsePI","125;7",0.15,"MG/time step","QUsePI","125;7",0.15,"MG/time step",0]
["QUsePI","130;7",0.15,"MG/time step","QUsePI","130;7",0.15,"MG/time step","QUsePI","130;7",0.15,"MG/time step",0]
["QUsePI","131;7",0.15,"MG/time step","QUsePI","131;7",0.15,"MG/time step","QUsePI","131;7",0.15,"MG/time step",0]
["QUsePI","134;7",0.15,"MG/time step","QUsePI","134;7",0.15,"MG/time step","QUsePI","134;7",0.15,"MG/time step",0]
["QUsePI","138;7",0.15,"MG/time step","QUsePI","138;7",0.15,"MG/time step","QUsePI","138;7",0.15,"MG/time step",0]
["QUsePI","143;7",0.15,"MG/time step","QUsePI","143;7",0.15,"MG/time step","QUsePI","143;7",0.15,"MG/time step",0]
["QUsePI","146;7",0.15,"MG/time step","QUsePI","146;7",0.15,"MG/time step","QUsePI","146;7",0.15,"MG/time step",0]
["QUsePI","150;7",0.15,"MG/time step","QUsePI","150;7",0.15,"MG/time step","QUsePI","150;7",0.15,"MG/time step",0]
["QUsePI","152;7",0.17,"MG/time step","QUsePI","152;7",0.17,"MG/time step","QUsePI","152;7",0.17,"MG/time step",0]
["QUsePI","157;7",0.17,"MG/time step","QUsePI","157;7",0.17,"MG/time step","QUsePI","157;7",0.17,"MG/time step",0]
["QUsePI","161;7",0.17,"MG/time step","QUsePI","161;7",0.17,"MG/time step","QUsePI","161;7",0.17,"MG/time step",0]
["QUsePI","162;7",0.17,"MG/time step","QUsePI","162;7",0.17,"MG/time step","QUsePI","162;7",0.17,"MG/time step",0]
["QUsePI","166;7",0.17,"MG/time step","QUsePI","166;7",0.17,"MG/time step","QUsePI","166;7",0.17,"MG/time step",0]
["QUsePI","170;7",0.17,"MG/time step","QUsePI","170;7",0.17,"MG/time step","QUsePI","170;7",0.17,"MG/time step",{"$f":"IF(ISNUMBER(C2756),IF(AVERAGE(C2756,G2756,K2756)<>MAX(C2756,G2756,K2756),1,0),\"\")","v":0}]
["QUsePI","173;7",0.17,"MG/time step","QUsePI","173;7",0.17,"MG/time step","QUsePI","173;7",0.17,"MG/time step",0]
["QUsePI","175;7",0.17,"MG/time step","QUsePI","175;7",0.17,"MG/time step","QUsePI","175;7",0.17,"MG/time step",0]
["QUsePI","181;7",0.17,"MG/time step","QUsePI","181;7",0.17,"MG/time step","QUsePI","181;7",0.17,"MG/time step",0]
["QUsePI","184;7",0.21,"MG/time step","QUsePI","184;7",0.21,"MG/time step","QUsePI","184;7",0.21,"MG/time step",0]
["QUsePI","188;7",0.21,"MG/time step","QUsePI","188;7",0.21,"MG/time step","QUsePI","188;7",0.21,"MG/time step",0]
["QUsePI","189;7",0.21,"MG/time step","QUsePI","189;7",0.21,"MG/time step","QUsePI","189;7",0.21,"MG/time step",0]
["QUsePI","193;7",0.21,"MG/time step","QUsePI","193;7",0.21,"MG/time step","QUsePI","193;7",0.21,"MG/time step",0]
["QUsePI","197;7",0.21,"MG/time step","QUsePI","197;7",0.21,"MG/time step","QUsePI","197;7",0.21,"MG/time step",0]
["QUsePI","202;7",0.21,"MG/time step","QUsePI","202;7",0.21,"MG/time step","QUsePI","202;7",0.21,"MG/time step",0]
["QUsePI","205;7",0.21,"MG/time step","QUsePI","205;7",0.21,"MG/time step","QUsePI","205;7",0.21,"MG/time step",0]
["QUsePI","208;7",0.21,"MG/time step","QUsePI","208;7",0.21,"MG/time step","QUsePI","208;7",0.21,"MG/time step",0]
["QUsePI","211;7",0.21,"MG/time step","QUsePI","211;7",0.21,"MG/time step","QUsePI","211;7",0.21,"MG/time step",0]
["QUsePI","213;7",0.2,"MG/time step","QUsePI","213;7",0.2,"MG/time step","QUsePI","213;7",0.2,"MG/time step",0]
["QUsePI","216;7",0.2,"MG/time step","QUsePI","216;7",0.2,"MG/time step","QUsePI","216;7",0.2,"MG/time step",0]
["QUsePI","221;7",0.2,"MG/time step","QUsePI","221;7",0.2,"MG/time step","QUsePI","221;7",0.2,"MG/time step",0]
["QUsePI","224;7",0.2,"MG/time step","QUsePI","224;7",0.2,"MG/time step","QUsePI","224;7",0.2,"MG/time step",0]
["QUsePI","229;7",0.2,"MG/time step","QUsePI","229;7",0.2,"MG/time step","QUsePI","229;7",0.2,"MG/time step",0]
["QUsePI","232;7",0.2,"MG/time step","QUsePI","232;7",0.2,"MG/time step","QUsePI","232;7",0.2,"MG/time step",0]
["QUsePI","234;7",0.2,"MG/time step","QUsePI","234;7",0.2,"MG/time step","QUsePI","234;7",0.2,"MG/time step",{"$f":"IF(ISNUMBER(C2820),IF(AVERAGE(C2820,G2820,K2820)<>MAX(C2820,G2820,K2820),1,0),\"\")","v":0}]
["QUsePI","237;7",0.2,"MG/time step","QUsePI","237;7",0.2,"MG/time step","QUsePI","237;7",0.2,"MG/time step",0]
["QUsePI","240;7",0.2,"MG/time step","QUsePI","240;7",0.2,"MG/time step","QUsePI","240;7",0.2,"MG/time step",0]
["QUsePI","243;7",0.2,"MG/time step","QUsePI","243;7",0.2,"MG/time step","QUsePI","243;7",0.2,"MG/time step",0]
["QUsePI","248;7",0.15,"MG/time step","QUsePI","248;7",0.15,"MG/time step","QUsePI","248;7",0.15,"MG/time step",0]
["QUsePI","252;7",0.15,"MG/time step","QUsePI","252;7",0.15,"MG/time step","QUsePI","252;7",0.15,"MG/time step",0]
["QUsePI","255;7",0.15,"MG/time step","QUsePI","255;7",0.15,"MG/time step","QUsePI","255;7",0.15,"MG/time step",0]
["QUsePI","257;7",0.15,"MG/time step","QUsePI","257;7",0.15,"MG/time step","QUsePI","257;7",0.15,"MG/time step",0]
["QUsePI","263;7",0.15,"MG/time step","QUsePI","263;7",0.15,"MG/time step","QUsePI","263;7",0.15,"MG/time step",0]
["QUsePI","264;7",0.15,"MG/time step","QUsePI","264;7",0.15,"MG/time step","QUsePI","264;7",0.15,"MG/time step",0]
["QUsePI","270;7",0.15,"MG/time step","QUsePI","270;7",0.15,"MG/time step","QUsePI","270;7",0.15,"MG/time step",0]
["QUsePI","271;7",0.15,"MG/time step","QUsePI","271;7",0.15,"MG/time step","QUsePI","271;7",0.15,"MG/time step",0]
["QUsePI","275;7",0.14000000000000001,"MG/time step","QUsePI","275;7",0.14000000000000001,"MG/time step","QUsePI","275;7",0.14000000000000001,"MG/time step",0]
["QUsePI","279;7",0.14000000000000001,"MG/time step","QUsePI","279;7",0.14000000000000001,"MG/time step","QUsePI","279;7",0.14000000000000001,"MG/time step",0]
["QUsePI","283;7",0.14000000000000001,"MG/time step","QUsePI","283;7",0.14000000000000001,"MG/time step","QUsePI","283;7",0.14000000000000001,"MG/time step",0]
["QUsePI","284;7",0.14000000000000001,"MG/time step","QUsePI","284;7",0.14000000000000001,"MG/time step","QUsePI","284;7",0.14000000000000001,"MG/time step",0]
["QUsePI","290;7",0.14000000000000001,"MG/time step","QUsePI","290;7",0.14000000000000001,"MG/time step","QUsePI","290;7",0.14000000000000001,"MG/time step",0]
["QUsePI","293;7",0.14000000000000001,"MG/time step","QUsePI","293;7",0.14000000000000001,"MG/time step","QUsePI","293;7",0.14000000000000001,"MG/time step",0]
["QUsePI","295;7",0.14000000000000001,"MG/time step","QUsePI","295;7",0.14000000000000001,"MG/time step","QUsePI","295;7",0.14000000000000001,"MG/time step",0]
["QUsePI","298;7",0.14000000000000001,"MG/time step","QUsePI","298;7",0.14000000000000001,"MG/time step","QUsePI","298;7",0.14000000000000001,"MG/time step",{"$f":"IF(ISNUMBER(C2884),IF(AVERAGE(C2884,G2884,K2884)<>MAX(C2884,G2884,K2884),1,0),\"\")","v":0}]
["QUsePI","302;7",0.14000000000000001,"MG/time step","QUsePI","302;7",0.14000000000000001,"MG/time step","QUsePI","302;7",0.14000000000000001,"MG/time step",0]
["QUsePI","306;7",0.13,"MG/time step","QUsePI","306;7",0.13,"MG/time step","QUsePI","306;7",0.13,"MG/time step",0]
["QUsePI","311;7",0.13,"MG/time step","QUsePI","311;7",0.13,"MG/time step","QUsePI","311;7",0.13,"MG/time step",0]
["QUsePI","314;7",0.13,"MG/time step","QUsePI","314;7",0.13,"MG/time step","QUsePI","314;7",0.13,"MG/time step",0]
["QUsePI","316;7",0.13,"MG/time step","QUsePI","316;7",0.13,"MG/time step","QUsePI","316;7",0.13,"MG/time step",0]
["QUsePI","319;7",0.13,"MG/time step","QUsePI","319;7",0.13,"MG/time step","QUsePI","319;7",0.13,"MG/time step",0]
["QUsePI","322;7",0.13,"MG/time step","QUsePI","322;7",0.13,"MG/time step","QUsePI","322;7",0.13,"MG/time step",0]
["QUsePI","325;7",0.13,"MG/time step","QUsePI","325;7",0.13,"MG/time step","QUsePI","325;7",0.13,"MG/time step",0]
["QUsePI","330;7",0.13,"MG/time step","QUsePI","330;7",0.13,"MG/time step","QUsePI","330;7",0.13,"MG/time step",0]
["QUsePI","334;7",0.13,"MG/time step","QUsePI","334;7",0.13,"MG/time step","QUsePI","334;7",0.13,"MG/time step",0]
["QUsePI","338;7",0.13,"MG/time step","QUsePI","338;7",0.13,"MG/time step","QUsePI","338;7",0.13,"MG/time step",0]
["QUsePI","341;7",0.13,"MG/time step","QUsePI","341;7",0.13,"MG/time step","QUsePI","341;7",0.13,"MG/time step",0]
["QUsePI","343;7",0.13,"MG/time step","QUsePI","343;7",0.13,"MG/time step","QUsePI","343;7",0.13,"MG/time step",0]
["QUsePI","346;7",0.13,"MG/time step","QUsePI","346;7",0.13,"MG/time step","QUsePI","346;7",0.13,"MG/time step",0]
["QUsePI","352;7",0.13,"MG/time step","QUsePI","352;7",0.13,"MG/time step","QUsePI","352;7",0.13,"MG/time step",0]
["QUsePI","354;7",0.13,"MG/time step","QUsePI","354;7",0.13,"MG/time step","QUsePI","354;7",0.13,"MG/time step",0]
["QUsePI","357;7",0.13,"MG/time step","QUsePI","357;7",0.13,"MG/time step","QUsePI","357;7",0.13,"MG/time step",0]
["QUsePI","361;7",0.13,"MG/time step","QUsePI","361;7",0.13,"MG/time step","QUsePI","361;7",0.13,"MG/time step",0]
["QUsePI","365;7",0.13,"MG/time step","QUsePI","365;7",0.13,"MG/time step","QUsePI","365;7",0.13,"MG/time step",0]
["QUsePI","1;8",0.02,"MG/time step","QUsePI","1;8",0.02,"MG/time step","QUsePI","1;8",0.02,"MG/time step",0]
["QUsePI","7;8",0.02,"MG/time step","QUsePI","7;8",0.02,"MG/time step","QUsePI","7;8",0.02,"MG/time step",0]
["QUsePI","10;8",0.02,"MG/time step","QUsePI","10;8",0.02,"MG/time step","QUsePI","10;8",0.02,"MG/time step",0]
["QUsePI","12;8",0.02,"MG/time step","QUsePI","12;8",0.02,"MG/time step","QUsePI","12;8",0.02,"MG/time step",0]
["QUsePI","16;8",0.02,"MG/time step","QUsePI","16;8",0.02,"MG/time step","QUsePI","16;8",0.02,"MG/time step",0]
["QUsePI","19;8",0.02,"MG/time step","QUsePI","19;8",0.02,"MG/time step","QUsePI","19;8",0.02,"MG/time step",0]
["QUsePI","23;8",0.02,"MG/time step","QUsePI","23;8",0.02,"MG/time step","QUsePI","23;8",0.02,"MG/time step",0]
["QUsePI","28;8",0.02,"MG/time step","QUsePI","28;8",0.02,"MG/time step","QUsePI","28;8",0.02,"MG/time step",0]
["QUsePI","31;8",0.02,"MG/time step","QUsePI","31;8",0.02,"MG/time step","QUsePI","31;8",0.02,"MG/time step",0]
["QUsePI","32;8",0.01,"MG/time step","QUsePI","32;8",0.01,"MG/time step","QUsePI","32;8",0.01,"MG/time step",0]
["QUsePI","37;8",0.01,"MG/time step","QUsePI","37;8",0.01,"MG/time step","QUsePI","37;8",0.01,"MG/time step",0]
["QUsePI","39;8",0.01,"MG/time step","QUsePI","39;8",0.01,"MG/time step","QUsePI","39;8",0.01,"MG/time step",0]
["QUsePI","42;8",0.01,"MG/time step","QUsePI","42;8",0.01,"MG/time step","QUsePI","42;8",0.01,"MG/time step",0]
["QUsePI","47;8",0.01,"MG/time step","QUsePI","47;8",0.01,"MG/time step","QUsePI","47;8",0.01,"MG/time step",0]
["QUsePI","50;8",0.01,"MG/time step","QUsePI","50;8",0.01,"MG/time step","QUsePI","50;8",0.01,"MG/time step",0]
["QUsePI","55;8",0.01,"MG/time step","QUsePI","55;8",0.01,"MG/time step","QUsePI","55;8",0.01,"MG/time step",0]
["QUsePI","58;8",0.01,"MG/time step","QUsePI","58;8",0.01,"MG/time step","QUsePI","58;8",0.01,"MG/time step",0]
["QUsePI","60;8",0.01,"MG/time step","QUsePI","60;8",0.01,"MG/time step","QUsePI","60;8",0.01,"MG/time step",0]
["QUsePI","63;8",0.01,"MG/time step","QUsePI","63;8",0.01,"MG/time step","QUsePI","63;8",0.01,"MG/time step",0]
["QUsePI","69;8",0.01,"MG/time step","QUsePI","69;8",0.01,"MG/time step","QUsePI","69;8",0.01,"MG/time step",0]
["QUsePI","71;8",0.01,"MG/time step","QUsePI","71;8",0.01,"MG/time step","QUsePI","71;8",0.01,"MG/time step",0]
["QUsePI","74;8",0.01,"MG/time step","QUsePI","74;8",0.01,"MG/time step","QUsePI","74;8",0.01,"MG/time step",0]
["QUsePI","78;8",0.01,"MG/time step","QUsePI","78;8",0.01,"MG/time step","QUsePI","78;8",0.01,"MG/time step",0]
["QUsePI","82;8",0.01,"MG/time step","QUsePI","82;8",0.01,"MG/time step","QUsePI","82;8",0.01,"MG/time step",0]
["QUsePI","83;8",0.01,"MG/time step","QUsePI","83;8",0.01,"MG/time step","QUsePI","83;8",0.01,"MG/time step",0]
["QUsePI","87;8",0.01,"MG/time step","QUsePI","87;8",0.01,"MG/time step","QUsePI","87;8",0.01,"MG/time step",0]
["QUsePI","90;8",0.01,"MG/time step","QUsePI","90;8",0.01,"MG/time step","QUsePI","90;8",0.01,"MG/time step",0]
["QUsePI","96;8",0.02,"MG/time step","QUsePI","96;8",0.02,"MG/time step","QUsePI","96;8",0.02,"MG/time step",0]
["QUsePI","98;8",0.02,"MG/time step","QUsePI","98;8",0.02,"MG/time step","QUsePI","98;8",0.02,"MG/time step",0]
["QUsePI","101;8",0.02,"MG/time step","QUsePI","101;8",0.02,"MG/time step","QUsePI","101;8",0.02,"MG/time step",0]
["QUsePI","106;8",0.02,"MG/time step","QUsePI","106;8",0.02,"MG/time step","QUsePI","106;8",0.02,"MG/time step",0]
["QUsePI","109;8",0.02,"MG/time step","QUsePI","109;8",0.02,"MG/time step","QUsePI","109;8",0.02,"MG/time step",0]
["QUsePI","110;8",0.02,"MG/time step","QUsePI","110;8",0.02,"MG/time step","QUsePI","110;8",0.02,"MG/time step",0]
["QUsePI","114;8",0.02,"MG/time step","QUsePI","114;8",0.02,"MG/time step","QUsePI","114;8",0.02,"MG/time step",0]
["QUsePI","119;8",0.02,"MG/time step","QUsePI","119;8",0.02,"MG/time step","QUsePI","119;8",0.02,"MG/time step",0]
["QUsePI","121;8",0.02,"MG/time step","QUsePI","121;8",0.02,"MG/time step","QUsePI","121;8",0.02,"MG/time step",0]
["QUsePI","124;8",0.02,"MG/time step","QUsePI","124;8",0.02,"MG/time step","QUsePI","124;8",0.02,"MG/time step",0]
["QUsePI","129;8",0.02,"MG/time step","QUsePI","129;8",0.02,"MG/time step","QUsePI","129;8",0.02,"MG/time step",0]
["QUsePI","133;8",0.02,"MG/time step","QUsePI","133;8",0.02,"MG/time step","QUsePI","133;8",0.02,"MG/time step",0]
["QUsePI","137;8",0.02,"MG/time step","QUsePI","137;8",0.02,"MG/time step","QUsePI","137;8",0.02,"MG/time step",0]
["QUsePI","140;8",0.02,"MG/time step","QUsePI","140;8",0.02,"MG/time step","QUsePI","140;8",0.02,"MG/time step",0]
["QUsePI","142;8",0.02,"MG/time step","QUsePI","142;8",0.02,"MG/time step","QUsePI","142;8",0.02,"MG/time step",0]
["QUsePI","145;8",0.02,"MG/time step","QUsePI","145;8",0.02,"MG/time step","QUsePI","145;8",0.02,"MG/time step",0]
["QUsePI","148;8",0.02,"MG/time step","QUsePI","148;8",0.02,"MG/time step","QUsePI","148;8",0.02,"MG/time step",0]
["QUsePI","151;8",0.02,"MG/time step","QUsePI","151;8",0.02,"MG/time step","QUsePI","151;8",0.02,"MG/time step",0]
["QUsePI","156;8",0.02,"MG/time step","QUsePI","156;8",0.02,"MG/time step","QUsePI","156;8",0.02,"MG/time step",0]
["QUsePI","160;8",0.02,"MG/time step","QUsePI","160;8",0.02,"MG/time step","QUsePI","160;8",0.02,"MG/time step",0]
["QUsePI","164;8",0.02,"MG/time step","QUsePI","164;8",0.02,"MG/time step","QUsePI","164;8",0.02,"MG/time step",0]
["QUsePI","167;8",0.02,"MG/time step","QUsePI","167;8",0.02,"MG/time step","QUsePI","167;8",0.02,"MG/time step",0]
["QUsePI","169;8",0.02,"MG/time step","QUsePI","169;8",0.02,"MG/time step","QUsePI","169;8",0.02,"MG/time step",0]
["QUsePI","172;8",0.02,"MG/time step","QUsePI","172;8",0.02,"MG/time step","QUsePI","172;8",0.02,"MG/time step",0]
["QUsePI","178;8",0.02,"MG/time step","QUsePI","178;8",0.02,"MG/time step","QUsePI","178;8",0.02,"MG/time step",0]
["QUsePI","180;8",0.02,"MG/time step","QUsePI","180;8",0.02,"MG/time step","QUsePI","180;8",0.02,"MG/time step",0]
["QUsePI","183;8",0.03,"MG/time step","QUsePI","183;8",0.03,"MG/time step","QUsePI","183;8",0.03,"MG/time step",0]
["QUsePI","188;8",0.03,"MG/time step","QUsePI","188;8",0.03,"MG/time step","QUsePI","188;8",0.03,"MG/time step",0]
["QUsePI","191;8",0.03,"MG/time step","QUsePI","191;8",0.03,"MG/time step","QUsePI","191;8",0.03,"MG/time step",0]
["QUsePI","192;8",0.03,"MG/time step","QUsePI","192;8",0.03,"MG/time step","QUsePI","192;8",0.03,"MG/time step",0]
["QUsePI","196;8",0.03,"MG/time step","QUsePI","196;8",0.03,"MG/time step","QUsePI","196;8",0.03,"MG/time step",0]
["QUsePI","201;8",0.03,"MG/time step","QUsePI","201;8",0.03,"MG/time step","QUsePI","201;8",0.03,"MG/time step",0]
["QUsePI","204;8",0.03,"MG/time step","QUsePI","204;8",0.03,"MG/time step","QUsePI","204;8",0.03,"MG/time step",0]
["QUsePI","207;8",0.03,"MG/time step","QUsePI","207;8",0.03,"MG/time step","QUsePI","207;8",0.03,"MG/time step",0]
["QUsePI","210;8",0.03,"MG/time step","QUsePI","210;8",0.03,"MG/time step","QUsePI","210;8",0.03,"MG/time step",0]
["QUsePI","215;8",0.02,"MG/time step","QUsePI","215;8",0.02,"MG/time step","QUsePI","215;8",0.02,"MG/time step",0]
["QUsePI","219;8",0.02,"MG/time step","QUsePI","219;8",0.02,"MG/time step","QUsePI","219;8",0.02,"MG/time step",0]
["QUsePI","220;8",0.02,"MG/time step","QUsePI","220;8",0.02,"MG/time step","QUsePI","220;8",0.02,"MG/time step",0]
["QUsePI","223;8",0.02,"MG/time step","QUsePI","223;8",0.02,"MG/time step","QUsePI","223;8",0.02,"MG/time step",0]
["QUsePI","228;8",0.02,"MG/time step","QUsePI","228;8",0.02,"MG/time step","QUsePI","228;8",0.02,"MG/time step",0]
["QUsePI","231;8",0.02,"MG/time step","QUsePI","231;8",0.02,"MG/time step","QUsePI","231;8",0.02,"MG/time step",0]
["QUsePI","233;8",0.02,"MG/time step","QUsePI","233;8",0.02,"MG/time step","QUsePI","233;8",0.02,"MG/time step",0]
["QUsePI","238;8",0.02,"MG/time step","QUsePI","238;8",0.02,"MG/time step","QUsePI","238;8",0.02,"MG/time step",0]
["QUsePI","242;8",0.02,"MG/time step","QUsePI","242;8",0.02,"MG/time step","QUsePI","242;8",0.02,"MG/time step",0]
["QUsePI","246;8",0.02,"MG/time step","QUsePI","246;8",0.02,"MG/time step","QUsePI","246;8",0.02,"MG/time step",0]
["QUsePI","247;8",0.02,"MG/time step","QUsePI","247;8",0.02,"MG/time step","QUsePI","247;8",0.02,"MG/time step",0]
["QUsePI","251;8",0.02,"MG/time step","QUsePI","251;8",0.02,"MG/time step","QUsePI","251;8",0.02,"MG/time step",0]
["QUsePI","254;8",0.02,"MG/time step","QUsePI","254;8",0.02,"MG/time step","QUsePI","254;8",0.02,"MG/time step",0]
["QUsePI","260;8",0.02,"MG/time step","QUsePI","260;8",0.02,"MG/time step","QUsePI","260;8",0.02,"MG/time step",0]
["QUsePI","262;8",0.02,"MG/time step","QUsePI","262;8",0.02,"MG/time step","QUsePI","262;8",0.02,"MG/time step",0]
["QUsePI","265;8",0.02,"MG/time step","QUsePI","265;8",0.02,"MG/time step","QUsePI","265;8",0.02,"MG/time step",0]
["QUsePI","269;8",0.02,"MG/time step","QUsePI","269;8",0.02,"MG/time step","QUsePI","269;8",0.02,"MG/time step",0]
["QUsePI","273;8",0.02,"MG/time step","QUsePI","273;8",0.02,"MG/time step","QUsePI","273;8",0.02,"MG/time step",0]
["QUsePI","274;8",0.02,"MG/time step","QUsePI","274;8",0.02,"MG/time step","QUsePI","274;8",0.02,"MG/time step",0]
["QUsePI","278;8",0.02,"MG/time step","QUsePI","278;8",0.02,"MG/time step","QUsePI","278;8",0.02,"MG/time step",0]
["QUsePI","281;8",0.02,"MG/time step","QUsePI","281;8",0.02,"MG/time step","QUsePI","281;8",0.02,"MG/time step",0]
["QUsePI","287;8",0.02,"MG/time step","QUsePI","287;8",0.02,"MG/time step","QUsePI","287;8",0.02,"MG/time step",0]
["QUsePI","289;8",0.02,"MG/time step","QUsePI","289;8",0.02,"MG/time step","QUsePI","289;8",0.02,"MG/time step",0]
["QUsePI","292;8",0.02,"MG/time step","QUsePI","292;8",0.02,"MG/time step","QUsePI","292;8",0.02,"MG/time step",0]
["QUsePI","297;8",0.02,"MG/time step","QUsePI","297;8",0.02,"MG/time step","QUsePI","297;8",0.02,"MG/time step",0]
["QUsePI","301;8",0.02,"MG/time step","QUsePI","301;8",0.02,"MG/time step","QUsePI","301;8",0.02,"MG/time step",0]
["QUsePI","302;8",0.02,"MG/time step","QUsePI","302;8",0.02,"MG/time step","QUsePI","302;8",0.02,"MG/time step",0]
["QUsePI","305;8",0.02,"MG/time step","QUsePI","305;8",0.02,"MG/time step","QUsePI","305;8",0.02,"MG/time step",0]
["QUsePI","310;8",0.02,"MG/time step","QUsePI","310;8",0.02,"MG/time step","QUsePI","310;8",0.02,"MG/time step",0]
["QUsePI","313;8",0.02,"MG/time step","QUsePI","313;8",0.02,"MG/time step","QUsePI","313;8",0.02,"MG/time step",0]
["QUsePI","315;8",0.02,"MG/time step","QUsePI","315;8",0.02,"MG/time step","QUsePI","315;8",0.02,"MG/time step",0]
["QUsePI","321;8",0.02,"MG/time step","QUsePI","321;8",0.02,"MG/time step","QUsePI","321;8",0.02,"MG/time step",0]
["QUsePI","324;8",0.02,"MG/time step","QUsePI","324;8",0.02,"MG/time step","QUsePI","324;8",0.02,"MG/time step",0]
["QUsePI","328;8",0.02,"MG/time step","QUsePI","328;8",0.02,"MG/time step","QUsePI","328;8",0.02,"MG/time step",0]
["QUsePI","329;8",0.02,"MG/time step","QUsePI","329;8",0.02,"MG/time step","QUsePI","329;8",0.02,"MG/time step",0]
["QUsePI","333;8",0.02,"MG/time step","QUsePI","333;8",0.02,"MG/time step","QUsePI","333;8",0.02,"MG/time step",0]
["QUsePI","337;8",0.02,"MG/time step","QUsePI","337;8",0.02,"MG/time step","QUsePI","337;8",0.02,"MG/time step",0]
["QUsePI","340;8",0.02,"MG/time step","QUsePI","340;8",0.02,"MG/time step","QUsePI","340;8",0.02,"MG/time step",0]
["QUsePI","342;8",0.02,"MG/time step","QUsePI","342;8",0.02,"MG/time step","QUsePI","342;8",0.02,"MG/time step",0]
["QUsePI","348;8",0.02,"MG/time step","QUsePI","348;8",0.02,"MG/time step","QUsePI","348;8",0.02,"MG/time step",0]
["QUsePI","351;8",0.02,"MG/time step","QUsePI","351;8",0.02,"MG/time step","QUsePI","351;8",0.02,"MG/time step",0]
["QUsePI","355;8",0.02,"MG/time step","QUsePI","355;8",0.02,"MG/time step","QUsePI","355;8",0.02,"MG/time step",0]
["QUsePI","356;8",0.02,"MG/time step","QUsePI","356;8",0.02,"MG/time step","QUsePI","356;8",0.02,"MG/time step",0]
["QUsePI","360;8",0.02,"MG/time step","QUsePI","360;8",0.02,"MG/time step","QUsePI","360;8",0.02,"MG/time step",0]
["QUsePI","364;8",0.02,"MG/time step","QUsePI","364;8",0.02,"MG/time step","QUsePI","364;8",0.02,"MG/time step",0]
["PUseNp","4;2",45,"%","PUseNp","4;2",45,"%","PUseNp","4;2",45,"%",0]
["PUseNp","6;2",45,"%","PUseNp","6;2",45,"%","PUseNp","6;2",45,"%",0]
["PUseNp","9;2",45,"%","PUseNp","9;2",45,"%","PUseNp","9;2",45,"%",0]
["PUseNp","2;3",45,"%","PUseNp","2;3",45,"%","PUseNp","2;3",45,"%",0]
["PUseNp","5;3",45,"%","PUseNp","5;3",45,"%","PUseNp","5;3",45,"%",0]
["PUseNp","6;3",45,"%","PUseNp","6;3",45,"%","PUseNp","6;3",45,"%",0]
["PUseNp","10;3",45,"%","PUseNp","10;3",45,"%","PUseNp","10;3",45,"%",0]
["PUseNp","3;4",45,"%","PUseNp","3;4",45,"%","PUseNp","3;4",45,"%",0]
["PUseNp","6;4",45,"%","PUseNp","6;4",45,"%","PUseNp","6;4",45,"%",0]
["PUseNp","9;4",45,"%","PUseNp","9;4",45,"%","PUseNp","9;4",45,"%",0]
["PUseNp","12;4",45,"%","PUseNp","12;4",45,"%","PUseNp","12;4",45,"%",0]
["PUseNp","5;5",45,"%","PUseNp","5;5",45,"%","PUseNp","5;5",45,"%",0]
["PUseNp","9;5",45,"%","PUseNp","9;5",45,"%","PUseNp","9;5",45,"%",0]
["PUseNp","10;5",45,"%","PUseNp","10;5",45,"%","PUseNp","10;5",45,"%",0]
["PUseNp","2;6",45,"%","PUseNp","2;6",45,"%","PUseNp","2;6",45,"%",0]
["PUseNp","6;6",45,"%","PUseNp","6;6",45,"%","PUseNp","6;6",45,"%",0]
["PUseNp","9;6",45,"%","PUseNp","9;6",45,"%","PUseNp","9;6",45,"%",0]
["PUseNp","11;6",45,"%","PUseNp","11;6",45,"%","PUseNp","11;6",45,"%",0]
["PUseNp","5;7",45,"%","PUseNp","5;7",45,"%","PUseNp","5;7",45,"%",0]
["PUseNp","8;7",45,"%","PUseNp","8;7",45,"%","PUseNp","8;7",45,"%",0]
["PUseNp","10;7",45,"%","PUseNp","10;7",45,"%","PUseNp","10;7",45,"%",0]
["PUseNp","1;8",45,"%","PUseNp","1;8",45,"%","PUseNp","1;8",45,"%",0]
["PUseNp","5;8",45,"%","PUseNp","5;8",45,"%","PUseNp","5;8",45,"%",0]
["PUseNp","9;8",45,"%","PUseNp","9;8",45,"%","PUseNp","9;8",45,"%",0]
["PConsUseNp","2;2",1,"%","PConsUseNp","2;2",1,"%","PConsUseNp","2;2",1,"%",0]
["PConsUseNp","4;2",3,"%","PConsUseNp","4;2",3,"%","PConsUseNp","4;2",3,"%",0]
["PConsUseNp","8;2",20,"%","PConsUseNp","8;2",20,"%","PConsUseNp","8;2",20,"%",0]
["PConsUseNp","11;2",1,"%","PConsUseNp","11;2",1,"%","PConsUseNp","11;2",1,"%",0]
["PConsUseNp","1;3",1,"%","PConsUseNp","1;3",1,"%","PConsUseNp","1;3",1,"%",0]
["PConsUseNp","4;3",3,"%","PConsUseNp","4;3",3,"%","PConsUseNp","4;3",3,"%",0]
["PConsUseNp","8;3",20,"%","PConsUseNp","8;3",20,"%","PConsUseNp","8;3",20,"%",0]
["PConsUseNp","1;4",1,"%","PConsUseNp","1;4",1,"%","PConsUseNp","1;4",1,"%",0]
["PConsUseNp","4;4",3,"%","PConsUseNp","4;4",3,"%","PConsUseNp","4;4",3,"%",0]
["PConsUseNp","8;4",20,"%","PConsUseNp","8;4",20,"%","PConsUseNp","8;4",20,"%",0]
["PConsUseNp","10;4",1,"%","PConsUseNp","10;4",1,"%","PConsUseNp","10;4",1,"%",0]
["PConsUseNp","3;5",1,"%","PConsUseNp","3;5",1,"%","PConsUseNp","3;5",1,"%",0]
["PConsUseNp","7;5",24,"%","PConsUseNp","7;5",24,"%","PConsUseNp","7;5",24,"%",0]
["PConsUseNp","8;5",20,"%","PConsUseNp","8;5",20,"%","PConsUseNp","8;5",20,"%",0]
["PConsUseNp","11;5",1,"%","PConsUseNp","11;5",1,"%","PConsUseNp","11;5",1,"%",0]
["PConsUseNp","4;6",3,"%","PConsUseNp","4;6",3,"%","PConsUseNp","4;6",3,"%",0]
["PConsUseNp","7;6",24,"%","PConsUseNp","7;6",24,"%","PConsUseNp","7;6",24,"%",0]
["PConsUseNp","9;6",14,"%","PConsUseNp","9;6",14,"%","PConsUseNp","9;6",14,"%",0]
["PConsUseNp","3;7",1,"%","PConsUseNp","3;7",1,"%","PConsUseNp","3;7",1,"%",0]
["PConsUseNp","6;7",21,"%","PConsUseNp","6;7",21,"%","PConsUseNp","6;7",21,"%",0]
["PConsUseNp","10;7",1,"%","PConsUseNp","10;7",1,"%","PConsUseNp","10;7",1,"%",0]
["PConsUseNp","11;7",1,"%","PConsUseNp","11;7",1,"%","PConsUseNp","11;7",1,"%",0]
["PConsUseNp","3;8",1,"%","PConsUseNp","3;8",1,"%","PConsUseNp","3;8",1,"%",0]
["PConsUseNp","7;8",24,"%","PConsUseNp","7;8",24,"%","PConsUseNp","7;8",24,"%",0]
["PConsUseNp","12;8",1,"%","PConsUseNp","12;8",1,"%","PConsUseNp","12;8",1,"%",0]
["ElasWUser",4,0,"-","ElasWUser",4,0,"-","ElasWUser",4,0,"-",0]
["ElasWUser",7,0,"-","ElasWUser",7,0,"-","ElasWUser",7,0,"-",0]
["COmDmPrice","None",-9,"$/yr","COmDmPrice","None",-9,"$/yr","COmDmPrice","None",-9,"$/yr",0]
["CCDm","None",-9,"$","CCDm","None",-9,"$","CCDm","None",-9,"$",0]
["PSep",2,62,"%","PSep",2,62,"%","PSep",2,62,"%",0]
["PSep",7,62,"%","PSep",7,62,"%","PSep",7,62,"%",0]
["PSepExt",3,0,"%","PSepExt",3,0,"%","PSepExt",3,0,"%",0]
["PSepExt",8,0,"%","PSepExt",8,0,"%","PSepExt",8,0,"%",0]
["QSanSMax","None",0,"MGD","QSanSMax","None",0,"MGD","QSanSMax","None",0,"MGD",0]
["FNpUseMun",1,0,"%","FNpUseMun",1,0,"%","FNpUseMun",1,0,"%",0]
["FNpUseMun",6,0,"%","FNpUseMun",6,0,"%","FNpUseMun",6,0,"%",0]
["FNpUseMun",7,0,"%","FNpUseMun",7,0,"%","FNpUseMun",7,0,"%",0]
["FNpUseMun",10,0,"%","FNpUseMun",10,0,"%","FNpUseMun",10,0,"%",0]
["VGwMin","None",10,"MG","VGwMin","None",10,"MG","VGwMin","None",10,"MG",0]
["QGwPt",1,3.02,"MG/time step","QGwPt",1,3.02,"MG/time step","QGwPt",1,3.02,"MG/time step",0]
["QGwPt",4,3.02,"MG/time step","QGwPt",4,3.02,"MG/time step","QGwPt",4,3.02,"MG/time step",0]
["QGwPt",8,3.02,"MG/time step","QGwPt",8,3.02,"MG/time step","QGwPt",8,3.02,"MG/time step",0]
["QGwPt",10,3.02,"MG/time step","QGwPt",10,3.02,"MG/time step","QGwPt",10,3.02,"MG/time step",0]
["QGwPt",13,3.02,"MG/time step","QGwPt",13,3.02,"MG/time step","QGwPt",13,3.02,"MG/time step",0]
["QGwPt",19,3.02,"MG/time step","QGwPt",19,3.02,"MG/time step","QGwPt",19,3.02,"MG/time step",0]
["QGwPt",20,3.02,"MG/time step","QGwPt",20,3.02,"MG/time step","QGwPt",20,3.02,"MG/time step",0]
["QGwPt",24,3.02,"MG/time step","QGwPt",24,3.02,"MG/time step","QGwPt",24,3.02,"MG/time step",0]
["QGwPt",28,3.02,"MG/time step","QGwPt",28,3.02,"MG/time step","QGwPt",28,3.02,"MG/time step",0]
["QGwPt",31,3.02,"MG/time step","QGwPt",31,3.02,"MG/time step","QGwPt",31,3.02,"MG/time step",0]
["QGwPt",33,3,"MG/time step","QGwPt",33,3,"MG/time step","QGwPt",33,3,"MG/time step",0]
["QGwPt",39,3,"MG/time step","QGwPt",39,3,"MG/time step","QGwPt",39,3,"MG/time step",0]
["QGwPt",42,3,"MG/time step","QGwPt",42,3,"MG/time step","QGwPt",42,3,"MG/time step",0]
["QGwPt",44,3,"MG/time step","QGwPt",44,3,"MG/time step","QGwPt",44,3,"MG/time step",0]
["QGwPt",47,3,"MG/time step","QGwPt",47,3,"MG/time step","QGwPt",47,3,"MG/time step",0]
["QGwPt",51,3,"MG/time step","QGwPt",51,3,"MG/time step","QGwPt",51,3,"MG/time step",0]
["QGwPt",55,3,"MG/time step","QGwPt",55,3,"MG/time step","QGwPt",55,3,"MG/time step",{"$f":"IF(ISNUMBER(C3588),IF(AVERAGE(C3588,G3588,K3588)<>MAX(C3588,G3588,K3588),1,0),\"\")","v":0}]
["QGwPt",60,3.26,"MG/time step","QGwPt",60,3.26,"MG/time step","QGwPt",60,3.26,"MG/time step",0]
["QGwPt",63,3.26,"MG/time step","QGwPt",63,3.26,"MG/time step","QGwPt",63,3.26,"MG/time step",0]
["QGwPt",66,3.26,"MG/time step","QGwPt",66,3.26,"MG/time step","QGwPt",66,3.26,"MG/time step",0]
["QGwPt",69,3.26,"MG/time step","QGwPt",69,3.26,"MG/time step","QGwPt",69,3.26,"MG/time step",0]
["QGwPt",71,3.26,"MG/time step","QGwPt",71,3.26,"MG/time step","QGwPt",71,3.26,"MG/time step",0]
["QGwPt",74,3.26,"MG/time step","QGwPt",74,3.26,"MG/time step","QGwPt",74,3.26,"MG/time step",0]
["QGwPt",79,3.26,"MG/time step","QGwPt",79,3.26,"MG/time step","QGwPt",79,3.26,"MG/time step",0]
["QGwPt",83,3.26,"MG/time step","QGwPt",83,3.26,"MG/time step","QGwPt",83,3.26,"MG/time step",0]
["QGwPt",87,3.26,"MG/time step","QGwPt",87,3.26,"MG/time step","QGwPt",87,3.26,"MG/time step",0]
["QGwPt",90,3.26,"MG/time step","QGwPt",90,3.26,"MG/time step","QGwPt",90,3.26,"MG/time step",0]
["QGwPt",92,3.29,"MG/time step","QGwPt",92,3.29,"MG/time step","QGwPt",92,3.29,"MG/time step",0]
["QGwPt",95,3.29,"MG/time step","QGwPt",95,3.29,"MG/time step","QGwPt",95,3.29,"MG/time step",0]
["QGwPt",101,3.29,"MG/time step","QGwPt",101,3.29,"MG/time step","QGwPt",101,3.29,"MG/time step",0]
["QGwPt",102,3.29,"MG/time step","QGwPt",102,3.29,"MG/time step","QGwPt",102,3.29,"MG/time step",0]
["QGwPt",106,3.29,"MG/time step","QGwPt",106,3.29,"MG/time step","QGwPt",106,3.29,"MG/time step",0]
["QGwPt",110,3.29,"MG/time step","QGwPt",110,3.29,"MG/time step","QGwPt",110,3.29,"MG/time step",0]
["QGwPt",114,3.29,"MG/time step","QGwPt",114,3.29,"MG/time step","QGwPt",114,3.29,"MG/time step",0]
["QGwPt",115,3.29,"MG/time step","QGwPt",115,3.29,"MG/time step","QGwPt",115,3.29,"MG/time step",0]
["QGwPt",121,3.36,"MG/time step","QGwPt",121,3.36,"MG/time step","QGwPt",121,3.36,"MG/time step",0]
["QGwPt",122,3.36,"MG/time step","QGwPt",122,3.36,"MG/time step","QGwPt",122,3.36,"MG/time step",0]
["QGwPt",128,3.36,"MG/time step","QGwPt",128,3.36,"MG/time step","QGwPt",128,3.36,"MG/time step",0]
["QGwPt",130,3.36,"MG/time step","QGwPt",130,3.36,"MG/time step","QGwPt",130,3.36,"MG/time step",0]
["QGwPt",133,3.36,"MG/time step","QGwPt",133,3.36,"MG/time step","QGwPt",133,3.36,"MG/time step",0]
["QGwPt",137,3.36,"MG/time step","QGwPt",137,3.36,"MG/time step","QGwPt",137,3.36,"MG/time step",0]
["QGwPt",142,3.36,"MG/time step","QGwPt",142,3.36,"MG/time step","QGwPt",142,3.36,"MG/time step",0]
["QGwPt",145,3.36,"MG/time step","QGwPt",145,3.36,"MG/time step","QGwPt",145,3.36,"MG/time step",0]
["QGwPt",148,3.36,"MG/time step","QGwPt",148,3.36,"MG/time step","QGwPt",148,3.36,"MG/time step",0]
["QGwPt",151,3.36,"MG/time step","QGwPt",151,3.36,"MG/time step","QGwPt",151,3.36,"MG/time step",0]
["QGwPt",153,3.65,"MG/time step","QGwPt",153,3.65,"MG/time step","QGwPt",153,3.65,"MG/time step",0]
["QGwPt",156,3.65,"MG/time step","QGwPt",156,3.65,"MG/time step","QGwPt",156,3.65,"MG/time step",0]
["QGwPt",161,3.65,"MG/time step","QGwPt",161,3.65,"MG/time step","QGwPt",161,3.65,"MG/time step",0]
["QGwPt",164,3.65,"MG/time step","QGwPt",164,3.65,"MG/time step","QGwPt",164,3.65,"MG/time step",0]
["QGwPt",169,3.65,"MG/time step","QGwPt",169,3.65,"MG/time step","QGwPt",169,3.65,"MG/time step",0]
["QGwPt",172,3.65,"MG/time step","QGwPt",172,3.65,"MG/time step","QGwPt",172,3.65,"MG/time step",0]
["QGwPt",174,3.65,"MG/time step","QGwPt",174,3.65,"MG/time step","QGwPt",174,3.65,"MG/time step",0]
["QGwPt",177,3.65,"MG/time step","QGwPt",177,3.65,"MG/time step","QGwPt",177,3.65,"MG/time step",0]
["QGwPt",180,3.65,"MG/time step","QGwPt",180,3.65,"MG/time step","QGwPt",180,3.65,"MG/time step",0]
["QGwPt",183,4.0199999999999996,"MG/time step","QGwPt",183,4.0199999999999996,"MG/time step","QGwPt",183,4.0199999999999996,"MG/time step",{"$f":"IF(ISNUMBER(C3716),IF(AVERAGE(C3716,G3716,K3716)<>MAX(C3716,G3716,K3716),1,0),\"\")","v":0}]
["QGwPt",188,4.0199999999999996,"MG/time step","QGwPt",188,4.0199999999999996,"MG/time step","QGwPt",188,4.0199999999999996,"MG/time step",0]
["QGwPt",192,4.0199999999999996,"MG/time step","QGwPt",192,4.0199999999999996,"MG/time step","QGwPt",192,4.0199999999999996,"MG/time step",0]
["QGwPt",196,4.0199999999999996,"MG/time step","QGwPt",196,4.0199999999999996,"MG/time step","QGwPt",196,4.0199999999999996,"MG/time step",0]
["QGwPt",197,4.0199999999999996,"MG/time step","QGwPt",197,4.0199999999999996,"MG/time step","QGwPt",197,4.0199999999999996,"MG/time step",0]
["QGwPt",201,4.0199999999999996,"MG/time step","QGwPt",201,4.0199999999999996,"MG/time step","QGwPt",201,4.0199999999999996,"MG/time step",0]
["QGwPt",204,4.0199999999999996,"MG/time step","QGwPt",204,4.0199999999999996,"MG/time step","QGwPt",204,4.0199999999999996,"MG/time step",0]
["QGwPt",210,4.0199999999999996,"MG/time step","QGwPt",210,4.0199999999999996,"MG/time step","QGwPt",210,4.0199999999999996,"MG/time step",0]
["QGwPt",212,4.0199999999999996,"MG/time step","QGwPt",212,4.0199999999999996,"MG/time step","QGwPt",212,4.0199999999999996,"MG/time step",0]
["QGwPt",215,4.12,"MG/time step","QGwPt",215,4.12,"MG/time step","QGwPt",215,4.12,"MG/time step",0]
["QGwPt",219,4.12,"MG/time step","QGwPt",219,4.12,"MG/time step","QGwPt",219,4.12,"MG/time step",0]
["QGwPt",223,4.12,"MG/time step","QGwPt",223,4.12,"MG/time step","QGwPt",223,4.12,"MG/time step",0]
["QGwPt",224,4.12,"MG/time step","QGwPt",224,4.12,"MG/time step","QGwPt",224,4.12,"MG/time step",0]
["QGwPt",228,4.12,"MG/time step","QGwPt",228,4.12,"MG/time step","QGwPt",228,4.12,"MG/time step",0]
["QGwPt",233,4.12,"MG/time step","QGwPt",233,4.12,"MG/time step","QGwPt",233,4.12,"MG/time step",0]
["QGwPt",235,4.12,"MG/time step","QGwPt",235,4.12,"MG/time step","QGwPt",235,4.12,"MG/time step",0]
["QGwPt",239,4.12,"MG/time step","QGwPt",239,4.12,"MG/time step","QGwPt",239,4.12,"MG/time step",0]
["QGwPt",242,4.12,"MG/time step","QGwPt",242,4.12,"MG/time step","QGwPt",242,4.12,"MG/time step",0]
["QGwPt",247,3.32,"MG/time step","QGwPt",247,3.32,"MG/time step","QGwPt",247,3.32,"MG/time step",{"$f":"IF(ISNUMBER(C3780),IF(AVERAGE(C3780,G3780,K3780)<>MAX(C3780,G3780,K3780),1,0),\"\")","v":0}]
["QGwPt",251,3.32,"MG/time step","QGwPt",251,3.32,"MG/time step","QGwPt",251,3.32,"MG/time step",0]
["QGwPt",254,3.32,"MG/time step","QGwPt",254,3.32,"MG/time step","QGwPt",254,3.32,"MG/time step",0]
["QGwPt",256,3.32,"MG/time step","QGwPt",256,3.32,"MG/time step","QGwPt",256,3.32,"MG/time step",0]
["QGwPt",259,3.32,"MG/time step","QGwPt",259,3.32,"MG/time step","QGwPt",259,3.32,"MG/time step",0]
["QGwPt",262,3.32,"MG/time step","QGwPt",262,3.32,"MG/time step","QGwPt",262,3.32,"MG/time step",0]
["QGwPt",265,3.32,"MG/time step","QGwPt",265,3.32,"MG/time step","QGwPt",265,3.32,"MG/time step",0]
["QGwPt",270,3.32,"MG/time step","QGwPt",270,3.32,"MG/time step","QGwPt",270,3.32,"MG/time step",0]
["QGwPt",274,3.14,"MG/time step","QGwPt",274,3.14,"MG/time step","QGwPt",274,3.14,"MG/time step",0]
["QGwPt",278,3.14,"MG/time step","QGwPt",278,3.14,"MG/time step","QGwPt",278,3.14,"MG/time step",0]
["QGwPt",281,3.14,"MG/time step","QGwPt",281,3.14,"MG/time step","QGwPt",281,3.14,"MG/time step",0]
["QGwPt",283,3.14,"MG/time step","QGwPt",283,3.14,"MG/time step","QGwPt",283,3.14,"MG/time step",0]
["QGwPt",286,3.14,"MG/time step","QGwPt",286,3.14,"MG/time step","QGwPt",286,3.14,"MG/time step",0]
["QGwPt",292,3.14,"MG/time step","QGwPt",292,3.14,"MG/time step","QGwPt",292,3.14,"MG/time step",0]
["QGwPt",294,3.14,"MG/time step","QGwPt",294,3.14,"MG/time step","QGwPt",294,3.14,"MG/time step",0]
["QGwPt",297,3.14,"MG/time step","QGwPt",297,3.14,"MG/time step","QGwPt",297,3.14,"MG/time step",0]
["QGwPt",301,3.14,"MG/time step","QGwPt",301,3.14,"MG/time step","QGwPt",301,3.14,"MG/time step",0]
["QGwPt",305,3.07,"MG/time step","QGwPt",305,3.07,"MG/time step","QGwPt",305,3.07,"MG/time step",0]
["QGwPt",306,3.07,"MG/time step","QGwPt",306,3.07,"MG/time step","QGwPt",306,3.07,"MG/time step",0]
["QGwPt",310,3.07,"MG/time step","QGwPt",310,3.07,"MG/time step","QGwPt",310,3.07,"MG/time step",0]
["QGwPt",315,3.07,"MG/time step","QGwPt",315,3.07,"MG/time step","QGwPt",315,3.07,"MG/time step",0]
["QGwPt",318,3.07,"MG/time step","QGwPt",318,3.07,"MG/time step","QGwPt",318,3.07,"MG/time step",0]
["QGwPt",321,3.07,"MG/time step","QGwPt",321,3.07,"MG/time step","QGwPt",321,3.07,"MG/time step",0]
["QGwPt",324,3.07,"MG/time step","QGwPt",324,3.07,"MG/time step","QGwPt",324,3.07,"MG/time step",0]
["QGwPt",329,3.07,"MG/time step","QGwPt",329,3.07,"MG/time step","QGwPt",329,3.07,"MG/time step",0]
["QGwPt",333,3.07,"MG/time step","QGwPt",333,3.07,"MG/time step","QGwPt",333,3.07,"MG/time step",0]
["QGwPt",336,2.87,"MG/time step","QGwPt",336,2.87,"MG/time step","QGwPt",336,2.87,"MG/time step",0]
["QGwPt",337,2.87,"MG/time step","QGwPt",337,2.87,"MG/time step","QGwPt",337,2.87,"MG/time step",0]
["QGwPt",342,2.87,"MG/time step","QGwPt",342,2.87,"MG/time step","QGwPt",342,2.87,"MG/time step",0]
["QGwPt",345,2.87,"MG/time step","QGwPt",345,2.87,"MG/time step","QGwPt",345,2.87,"MG/time step",0]
["QGwPt",347,2.87,"MG/time step","QGwPt",347,2.87,"MG/time step","QGwPt",347,2.87,"MG/time step",0]
["QGwPt",352,2.87,"MG/time step","QGwPt",352,2.87,"MG/time step","QGwPt",352,2.87,"MG/time step",0]
["QGwPt",356,2.87,"MG/time step","QGwPt",356,2.87,"MG/time step","QGwPt",356,2.87,"MG/time step",0]
["QGwPt",360,2.87,"MG/time step","QGwPt",360,2.87,"MG/time step","QGwPt",360,2.87,"MG/time step",0]
["QGwPt",363,2.87,"MG/time step","QGwPt",363,2.87,"MG/time step","QGwPt",363,2.87,"MG/time step",0]
["QGwPt",365,2.87,"MG/time step","QGwPt",365,2.87,"MG/time step","QGwPt",365,2.87,"MG/time step",0]
["QPtGw",3,4.447133526,"MG/time step","QPtGw",3,4.447133526,"MG/time step","QPtGw",3,4.447133526,"MG/time step",0]
["QPtGw",9,4.447133526,"MG/time step","QPtGw",9,4.447133526,"MG/time step","QPtGw",9,4.447133526,"MG/time step",0]
["QPtGw",11,4.447133526,"MG/time step","QPtGw",11,4.447133526,"MG/time step","QPtGw",11,4.447133526,"MG/time step",0]
["QPtGw",14,4.447133526,"MG/time step","QPtGw",14,4.447133526,"MG/time step","QPtGw",14,4.447133526,"MG/time step",0]
["QPtGw",18,4.447133526,"MG/time step","QPtGw",18,4.447133526,"MG/time step","QPtGw",18,4.447133526,"MG/time step",0]
["QPtGw",22,4.447133526,"MG/time step","QPtGw",22,4.447133526,"MG/time step","QPtGw",22,4.447133526,"MG/time step",0]
["QPtGw",23,4.447133526,"MG/time step","QPtGw",23,4.447133526,"MG/time step","QPtGw",23,4.447133526,"MG/time step",0]
["QPtGw",27,4.447133526,"MG/time step","QPtGw",27,4.447133526,"MG/time step","QPtGw",27,4.447133526,"MG/time step",0]
["QPtGw",30,4.447133526,"MG/time step","QPtGw",30,4.447133526,"MG/time step","QPtGw",30,4.447133526,"MG/time step",0]
["QPtGw",36,4.447133526,"MG/time step","QPtGw",36,4.447133526,"MG/time step","QPtGw",36,4.447133526,"MG/time step",0]
["QPtGw",38,4.447133526,"MG/time step","QPtGw",38,4.447133526,"MG/time step","QPtGw",38,4.447133526,"MG/time step",0]
["QPtGw",41,4.447133526,"MG/time step","QPtGw",41,4.447133526,"MG/time step","QPtGw",41,4.447133526,"MG/time step",0]
["QPtGw",46,4.447133526,"MG/time step","QPtGw",46,4.447133526,"MG/time step","QPtGw",46,4.447133526,"MG/time step",0]
["QPtGw",49,4.447133526,"MG/time step","QPtGw",49,4.447133526,"MG/time step","QPtGw",49,4.447133526,"MG/time step",0]
["QPtGw",50,4.447133526,"MG/time step","QPtGw",50,4.447133526,"MG/time step","QPtGw",50,4.447133526,"MG/time step",0]
["QPtGw",54,4.447133526,"MG/time step","QPtGw",54,4.447133526,"MG/time step","QPtGw",54,4.447133526,"MG/time step",0]
["QPtGw",59,4.447133526,"MG/time step","QPtGw",59,4.447133526,"MG/time step","QPtGw",59,4.447133526,"MG/time step",0]
["QPtGw",62,4.447133526,"MG/time step","QPtGw",62,4.447133526,"MG/time step","QPtGw",62,4.447133526,"MG/time step",0]
["QPtGw",64,4.447133526,"MG/time step","QPtGw",64,4.447133526,"MG/time step","QPtGw",64,4.447133526,"MG/time step",0]
["QPtGw",70,4.447133526,"MG/time step","QPtGw",70,4.447133526,"MG/time step","QPtGw",70,4.447133526,"MG/time step",0]
["QPtGw",73,4.447133526,"MG/time step","QPtGw",73,4.447133526,"MG/time step","QPtGw",73,4.447133526,"MG/time step",0]
["QPtGw",77,4.447133526,"MG/time step","QPtGw",77,4.447133526,"MG/time step","QPtGw",77,4.447133526,"MG/time step",0]
["QPtGw",78,4.447133526,"MG/time step","QPtGw",78,4.447133526,"MG/time step","QPtGw",78,4.447133526,"MG/time step",0]
["QPtGw",82,4.447133526,"MG/time step","QPtGw",82,4.447133526,"MG/time step","QPtGw",82,4.447133526,"MG/time step",0]
["QPtGw",85,4.447133526,"MG/time step","QPtGw",85,4.447133526,"MG/time step","QPtGw",85,4.447133526,"MG/time step",0]
["QPtGw",89,4.447133526,"MG/time step","QPtGw",89,4.447133526,"MG/time step","QPtGw",89,4.447133526,"MG/time step",0]
["QPtGw",91,4.447133526,"MG/time step","QPtGw",91,4.447133526,"MG/time step","QPtGw",91,4.447133526,"MG/time step",0]
["QPtGw",97,4.447133526,"MG/time step","QPtGw",97,4.447133526,"MG/time step","QPtGw",97,4.447133526,"MG/time step",0]
["QPtGw",100,4.447133526,"MG/time step","QPtGw",100,4.447133526,"MG/time step","QPtGw",100,4.447133526,"MG/time step",0]
["QPtGw",104,4.447133526,"MG/time step","QPtGw",104,4.447133526,"MG/time step","QPtGw",104,4.447133526,"MG/time step",0]
["QPtGw",105,4.447133526,"MG/time step","QPtGw",105,4.447133526,"MG/time step","QPtGw",105,4.447133526,"MG/time step",0]
["QPtGw",109,4.447133526,"MG/time step","QPtGw",109,4.447133526,"MG/time step","QPtGw",109,4.447133526,"MG/time step",0]
["QPtGw",112,4.447133526,"MG/time step","QPtGw",112,4.447133526,"MG/time step","QPtGw",112,4.447133526,"MG/time step",0]
["QPtGw",118,4.447133526,"MG/time step","QPtGw",118,4.447133526,"MG/time step","QPtGw",118,4.447133526,"MG/time step",0]
["QPtGw",120,4.447133526,"MG/time step","QPtGw",120,4.447133526,"MG/time step","QPtGw",120,4.447133526,"MG/time step",0]
["QPtGw",123,4.447133526,"MG/time step","QPtGw",123,4.447133526,"MG/time step","QPtGw",123,4.447133526,"MG/time step",0]
["QPtGw",128,4.447133526,"MG/time step","QPtGw",128,4.447133526,"MG/time step","QPtGw",128,4.447133526,"MG/time step",0]
["QPtGw",131,4.447133526,"MG/time step","QPtGw",131,4.447133526,"MG/time step","QPtGw",131,4.447133526,"MG/time step",0]
["QPtGw",132,4.447133526,"MG/time step","QPtGw",132,4.447133526,"MG/time step","QPtGw",132,4.447133526,"MG/time step",0]
["QPtGw",136,4.447133526,"MG/time step","QPtGw",136,4.447133526,"MG/time step","QPtGw",136,4.447133526,"MG/time step",0]
["QPtGw",141,4.447133526,"MG/time step","QPtGw",141,4.447133526,"MG/time step","QPtGw",141,4.447133526,"MG/time step",0]
["QPtGw",144,4.447133526,"MG/time step","QPtGw",144,4.447133526,"MG/time step","QPtGw",144,4.447133526,"MG/time step",0]
["QPtGw",147,4.447133526,"MG/time step","QPtGw",147,4.447133526,"MG/time step","QPtGw",147,4.447133526,"MG/time step",0]
["QPtGw",150,4.447133526,"MG/time step","QPtGw",150,4.447133526,"MG/time step","QPtGw",150,4.447133526,"MG/time step",0]
["QPtGw",155,4.447133526,"MG/time step","QPtGw",155,4.447133526,"MG/time step","QPtGw",155,4.447133526,"MG/time step",0]
["QPtGw",159,4.447133526,"MG/time step","QPtGw",159,4.447133526,"MG/time step","QPtGw",159,4.447133526,"MG/time step",0]
["QPtGw",160,4.447133526,"MG/time step","QPtGw",160,4.447133526,"MG/time step","QPtGw",160,4.447133526,"MG/time step",0]
["QPtGw",163,4.447133526,"MG/time step","QPtGw",163,4.447133526,"MG/time step","QPtGw",163,4.447133526,"MG/time step",0]
["QPtGw",168,4.447133526,"MG/time step","QPtGw",168,4.447133526,"MG/time step","QPtGw",168,4.447133526,"MG/time step",0]
["QPtGw",171,4.447133526,"MG/time step","QPtGw",171,4.447133526,"MG/time step","QPtGw",171,4.447133526,"MG/time step",0]
["QPtGw",173,4.447133526,"MG/time step","QPtGw",173,4.447133526,"MG/time step","QPtGw",173,4.447133526,"MG/time step",0]
["QPtGw",179,4.447133526,"MG/time step","QPtGw",179,4.447133526,"MG/time step","QPtGw",179,4.447133526,"MG/time step",0]
["QPtGw",182,4.447133526,"MG/time step","QPtGw",182,4.447133526,"MG/time step","QPtGw",182,4.447133526,"MG/time step",0]
["QPtGw",186,4.447133526,"MG/time step","QPtGw",186,4.447133526,"MG/time step","QPtGw",186,4.447133526,"MG/time step",0]
["QPtGw",187,4.447133526,"MG/time step","QPtGw",187,4.447133526,"MG/time step","QPtGw",187,4.447133526,"MG/time step",0]
["QPtGw",191,4.447133526,"MG/time step","QPtGw",191,4.447133526,"MG/time step","QPtGw",191,4.447133526,"MG/time step",0]
["QPtGw",195,4.447133526,"MG/time step","QPtGw",195,4.447133526,"MG/time step","QPtGw",195,4.447133526,"MG/time step",0]
["QPtGw",200,4.447133526,"MG/time step","QPtGw",200,4.447133526,"MG/time step","QPtGw",200,4.447133526,"MG/time step",0]
["QPtGw",202,4.447133526,"MG/time step","QPtGw",202,4.447133526,"MG/time step","QPtGw",202,4.447133526,"MG/time step",{"$f":"IF(ISNUMBER(C4100),IF(AVERAGE(C4100,G4100,K4100)<>MAX(C4100,G4100,K4100),1,0),\"\")","v":0}]
["QPtGw",206,4.447133526,"MG/time step","QPtGw",206,4.447133526,"MG/time step","QPtGw",206,4.447133526,"MG/time step",0]
["QPtGw",209,4.447133526,"MG/time step","QPtGw",209,4.447133526,"MG/time step","QPtGw",209,4.447133526,"MG/time step",0]
["QPtGw",211,4.447133526,"MG/time step","QPtGw",211,4.447133526,"MG/time step","QPtGw",211,4.447133526,"MG/time step",0]
["QPtGw",214,4.447133526,"MG/time step","QPtGw",214,4.447133526,"MG/time step","QPtGw",214,4.447133526,"MG/time step",0]
["QPtGw",218,4.447133526,"MG/time step","QPtGw",218,4.447133526,"MG/time step","QPtGw",218,4.447133526,"MG/time step",0]
["QPtGw",222,4.447133526,"MG/time step","QPtGw",222,4.447133526,"MG/time step","QPtGw",222,4.447133526,"MG/time step",0]
["QPtGw",227,4.447133526,"MG/time step","QPtGw",227,4.447133526,"MG/time step","QPtGw",227,4.447133526,"MG/time step",0]
["QPtGw",229,4.447133526,"MG/time step","QPtGw",229,4.447133526,"MG/time step","QPtGw",229,4.447133526,"MG/time step",0]
["QPtGw",232,4.447133526,"MG/time step","QPtGw",232,4.447133526,"MG/time step","QPtGw",232,4.447133526,"MG/time step",0]
["QPtGw",237,4.447133526,"MG/time step","QPtGw",237,4.447133526,"MG/time step","QPtGw",237,4.447133526,"MG/time step",0]
["QPtGw",241,4.447133526,"MG/time step","QPtGw",241,4.447133526,"MG/time step","QPtGw",241,4.447133526,"MG/time step",0]
["QPtGw",242,4.447133526,"MG/time step","QPtGw",242,4.447133526,"MG/time step","QPtGw",242,4.447133526,"MG/time step",0]
["QPtGw",245,4.447133526,"MG/time step","QPtGw",245,4.447133526,"MG/time step","QPtGw",245,4.447133526,"MG/time step",0]
["QPtGw",250,4.447133526,"MG/time step","QPtGw",250,4.447133526,"MG/time step","QPtGw",250,4.447133526,"MG/time step",0]
["QPtGw",253,4.447133526,"MG/time step","QPtGw",253,4.447133526,"MG/time step","QPtGw",253,4.447133526,"MG/time step",0]
["QPtGw",255,4.447133526,"MG/time step","QPtGw",255,4.447133526,"MG/time step","QPtGw",255,4.447133526,"MG/time step",0]
["QPtGw",261,4.447133526,"MG/time step","QPtGw",261,4.447133526,"MG/time step","QPtGw",261,4.447133526,"MG/time step",0]
["QPtGw",264,4.447133526,"MG/time step","QPtGw",264,4.447133526,"MG/time step","QPtGw",264,4.447133526,"MG/time step",0]
["QPtGw",268,4.447133526,"MG/time step","QPtGw",268,4.447133526,"MG/time step","QPtGw",268,4.447133526,"MG/time step",0]
["QPtGw",269,4.447133526,"MG/time step","QPtGw",269,4.447133526,"MG/time step","QPtGw",269,4.447133526,"MG/time step",0]
["QPtGw",273,4.447133526,"MG/time step","QPtGw",273,4.447133526,"MG/time step","QPtGw",273,4.447133526,"MG/time step",0]
["QPtGw",277,4.447133526,"MG/time step","QPtGw",277,4.447133526,"MG/time step","QPtGw",277,4.447133526,"MG/time step",0]
["QPtGw",280,4.447133526,"MG/time step","QPtGw",280,4.447133526,"MG/time step","QPtGw",280,4.447133526,"MG/time step",0]
["QPtGw",282,4.447133526,"MG/time step","QPtGw",282,4.447133526,"MG/time step","QPtGw",282,4.447133526,"MG/time step",0]
["QPtGw",288,4.447133526,"MG/time step","QPtGw",288,4.447133526,"MG/time step","QPtGw",288,4.447133526,"MG/time step",0]
["QPtGw",291,4.447133526,"MG/time step","QPtGw",291,4.447133526,"MG/time step","QPtGw",291,4.447133526,"MG/time step",0]
["QPtGw",293,4.447133526,"MG/time step","QPtGw",293,4.447133526,"MG/time step","QPtGw",293,4.447133526,"MG/time step",0]
["QPtGw",296,4.447133526,"MG/time step","QPtGw",296,4.447133526,"MG/time step","QPtGw",296,4.447133526,"MG/time step",0]
["QPtGw",300,4.447133526,"MG/time step","QPtGw",300,4.447133526,"MG/time step","QPtGw",300,4.447133526,"MG/time step",0]
["QPtGw",304,4.447133526,"MG/time step","QPtGw",304,4.447133526,"MG/time step","QPtGw",304,4.447133526,"MG/time step",0]
["QPtGw",309,4.447133526,"MG/time step","QPtGw",309,4.447133526,"MG/time step","QPtGw",309,4.447133526,"MG/time step",0]
["QPtGw",312,4.447133526,"MG/time step","QPtGw",312,4.447133526,"MG/time step","QPtGw",312,4.447133526,"MG/time step",0]
["QPtGw",314,4.447133526,"MG/time step","QPtGw",314,4.447133526,"MG/time step","QPtGw",314,4.447133526,"MG/time step",0]
["QPtGw",319,4.447133526,"MG/time step","QPtGw",319,4.447133526,"MG/time step","QPtGw",319,4.447133526,"MG/time step",0]
["QPtGw",320,4.447133526,"MG/time step","QPtGw",320,4.447133526,"MG/time step","QPtGw",320,4.447133526,"MG/time step",0]
["QPtGw",323,4.447133526,"MG/time step","QPtGw",323,4.447133526,"MG/time step","QPtGw",323,4.447133526,"MG/time step",0]
["QPtGw",328,4.447133526,"MG/time step","QPtGw",328,4.447133526,"MG/time step","QPtGw",328,4.447133526,"MG/time step",0]
["QPtGw",332,4.447133526,"MG/time step","QPtGw",332,4.447133526,"MG/time step","QPtGw",332,4.447133526,"MG/time step",0]
["QPtGw",335,4.447133526,"MG/time step","QPtGw",335,4.447133526,"MG/time step","QPtGw",335,4.447133526,"MG/time step",0]
["QPtGw",339,4.447133526,"MG/time step","QPtGw",339,4.447133526,"MG/time step","QPtGw",339,4.447133526,"MG/time step",0]
["QPtGw",341,4.447133526,"MG/time step","QPtGw",341,4.447133526,"MG/time step","QPtGw",341,4.447133526,"MG/time step",0]
["QPtGw",346,4.447133526,"MG/time step","QPtGw",346,4.447133526,"MG/time step","QPtGw",346,4.447133526,"MG/time step",0]
["QPtGw",350,4.447133526,"MG/time step","QPtGw",350,4.447133526,"MG/time step","QPtGw",350,4.447133526,"MG/time step",0]
["QPtGw",351,4.447133526,"MG/time step","QPtGw",351,4.447133526,"MG/time step","QPtGw",351,4.447133526,"MG/time step",0]
["QPtGw",355,4.447133526,"MG/time step","QPtGw",355,4.447133526,"MG/time step","QPtGw",355,4.447133526,"MG/time step",0]
["QPtGw",359,4.447133526,"MG/time step","QPtGw",359,4.447133526,"MG/time step","QPtGw",359,4.447133526,"MG/time step",0]
["QPtGw",362,4.447133526,"MG/time step","QPtGw",362,4.447133526,"MG/time step","QPtGw",362,4.447133526,"MG/time step",0]
["QPtGw",364,4.447133526,"MG/time step","QPtGw",364,4.447133526,"MG/time step","QPtGw",364,4.447133526,"MG/time step",0]
["QExtGw",5,0,"MG/time step","QExtGw",5,0,"MG/time step","QExtGw",5,0,"MG/time step",0]
["QExtGw",8,0,"MG/time step","QExtGw",8,0,"MG/time step","QExtGw",8,0,"MG/time step",0]
["QExtGw",10,0,"MG/time step","QExtGw",10,0,"MG/time step","QExtGw",10,0,"MG/time step",0]
["QExtGw",13,0,"MG/time step","QExtGw",13,0,"MG/time step","QExtGw",13,0,"MG/time step",0]
["QExtGw",17,0,"MG/time step","QExtGw",17,0,"MG/time step","QExtGw",17,0,"MG/time step",0]
["QExtGw",21,0,"MG/time step","QExtGw",21,0,"MG/time step","QExtGw",21,0,"MG/time step",0]
["QExtGw",26,0,"MG/time step","QExtGw",26,0,"MG/time step","QExtGw",26,0,"MG/time step",0]
["QExtGw",29,0,"MG/time step","QExtGw",29,0,"MG/time step","QExtGw",29,0,"MG/time step",{"$f":"IF(ISNUMBER(C4292),IF(AVERAGE(C4292,G4292,K4292)<>MAX(C4292,G4292,K4292),1,0),\"\")","v":0}]
["QExtGw",32,0,"MG/time step","QExtGw",32,0,"MG/time step","QExtGw",32,0,"MG/time step",0]
["QExtGw",35,0,"MG/time step","QExtGw",35,0,"MG/time step","QExtGw",35,0,"MG/time step",0]
["QExtGw",37,0,"MG/time step","QExtGw",37,0,"MG/time step","QExtGw",37,0,"MG/time step",0]
["QExtGw",40,0,"MG/time step","QExtGw",40,0,"MG/time step","QExtGw",40,0,"MG/time step",0]
["QExtGw",45,0,"MG/time step","QExtGw",45,0,"MG/time step","QExtGw",45,0,"MG/time step",0]
["QExtGw",48,0,"MG/time step","QExtGw",48,0,"MG/time step","QExtGw",48,0,"MG/time step",0]
["QExtGw",53,0,"MG/time step","QExtGw",53,0,"MG/time step","QExtGw",53,0,"MG/time step",0]
["QExtGw",56,0,"MG/time step","QExtGw",56,0,"MG/time step","QExtGw",56,0,"MG/time step",0]
["QExtGw",58,0,"MG/time step","QExtGw",58,0,"MG/time step","QExtGw",58,0,"MG/time step",0]
["QExtGw",61,0,"MG/time step","QExtGw",61,0,"MG/time step","QExtGw",61,0,"MG/time step",0]
["QExtGw",67,0,"MG/time step","QExtGw",67,0,"MG/time step","QExtGw",67,0,"MG/time step",0]
["QExtGw",68,0,"MG/time step","QExtGw",68,0,"MG/time step","QExtGw",68,0,"MG/time step",0]
["QExtGw",72,0,"MG/time step","QExtGw",72,0,"MG/time step","QExtGw",72,0,"MG/time step",0]
["QExtGw",76,0,"MG/time step","QExtGw",76,0,"MG/time step","QExtGw",76,0,"MG/time step",0]
["QExtGw",80,0,"MG/time step","QExtGw",80,0,"MG/time step","QExtGw",80,0,"MG/time step",0]
["QExtGw",81,0,"MG/time step","QExtGw",81,0,"MG/time step","QExtGw",81,0,"MG/time step",0]
["QExtGw",87,0,"MG/time step","QExtGw",87,0,"MG/time step","QExtGw",87,0,"MG/time step",0]
["QExtGw",88,0,"MG/time step","QExtGw",88,0,"MG/time step","QExtGw",88,0,"MG/time step",0]
["QExtGw",94,0,"MG/time step","QExtGw",94,0,"MG/time step","QExtGw",94,0,"MG/time step",0]
["QExtGw",95,0,"MG/time step","QExtGw",95,0,"MG/time step","QExtGw",95,0,"MG/time step",0]
["QExtGw",99,0,"MG/time step","QExtGw",99,0,"MG/time step","QExtGw",99,0,"MG/time step",0]
["QExtGw",103,0,"MG/time step","QExtGw",103,0,"MG/time step","QExtGw",103,0,"MG/time step",0]
["QExtGw",107,0,"MG/time step","QExtGw",107,0,"MG/time step","QExtGw",107,0,"MG/time step",0]
["QExtGw",108,0,"MG/time step","QExtGw",108,0,"MG/time step","QExtGw",108,0,"MG/time step",0]
["QExtGw",114,0,"MG/time step","QExtGw",114,0,"MG/time step","QExtGw",114,0,"MG/time step",0]
["QExtGw",117,0,"MG/time step","QExtGw",117,0,"MG/time step","QExtGw",117,0,"MG/time step",0]
["QExtGw",119,0,"MG/time step","QExtGw",119,0,"MG/time step","QExtGw",119,0,"MG/time step",0]
["QExtGw",122,0,"MG/time step","QExtGw",122,0,"MG/time step","QExtGw",122,0,"MG/time step",0]
["QExtGw",127,0,"MG/time step","QExtGw",127,0,"MG/time step","QExtGw",127,0,"MG/time step",0]
["QExtGw",130,0,"MG/time step","QExtGw",130,0,"MG/time step","QExtGw",130,0,"MG/time step",0]
["QExtGw",135,0,"MG/time step","QExtGw",135,0,"MG/time step","QExtGw",135,0,"MG/time step",0]
["QExtGw",138,0,"MG/time step","QExtGw",138,0,"MG/time step","QExtGw",138,0,"MG/time step",0]
["QExtGw",140,0,"MG/time step","QExtGw",140,0,"MG/time step","QExtGw",140,0,"MG/time step",0]
["QExtGw",143,0,"MG/time step","QExtGw",143,0,"MG/time step","QExtGw",143,0,"MG/time step",0]
["QExtGw",146,0,"MG/time step","QExtGw",146,0,"MG/time step","QExtGw",146,0,"MG/time step",0]
["QExtGw",149,0,"MG/time step","QExtGw",149,0,"MG/time step","QExtGw",149,0,"MG/time step",0]
["QExtGw",154,0,"MG/time step","QExtGw",154,0,"MG/time step","QExtGw",154,0,"MG/time step",0]
["QExtGw",158,0,"MG/time step","QExtGw",158,0,"MG/time step","QExtGw",158,0,"MG/time step",0]
["QExtGw",162,0,"MG/time step","QExtGw",162,0,"MG/time step","QExtGw",162,0,"MG/time step",0]
["QExtGw",165,0,"MG/time step","QExtGw",165,0,"MG/time step","QExtGw",165,0,"MG/time step",0]
["QExtGw",167,0,"MG/time step","QExtGw",167,0,"MG/time step","QExtGw",167,0,"MG/time step",0]
["QExtGw",170,0,"MG/time step","QExtGw",170,0,"MG/time step","QExtGw",170,0,"MG/time step",0]
["QExtGw",176,0,"MG/time step","QExtGw",176,0,"MG/time step","QExtGw",176,0,"MG/time step",0]
["QExtGw",178,0,"MG/time step","QExtGw",178,0,"MG/time step","QExtGw",178,0,"MG/time step",0]
["QExtGw",181,0,"MG/time step","QExtGw",181,0,"MG/time step","QExtGw",181,0,"MG/time step",0]
["QExtGw",185,0,"MG/time step","QExtGw",185,0,"MG/time step","QExtGw",185,0,"MG/time step",0]
["QExtGw",189,0,"MG/time step","QExtGw",189,0,"MG/time step","QExtGw",189,0,"MG/time step",0]
["QExtGw",190,0,"MG/time step","QExtGw",190,0,"MG/time step","QExtGw",190,0,"MG/time step",0]
["QExtGw",194,0,"MG/time step","QExtGw",194,0,"MG/time step","QExtGw",194,0,"MG/time step",0]
["QExtGw",199,0,"MG/time step","QExtGw",199,0,"MG/time step","QExtGw",199,0,"MG/time step",0]
["QExtGw",201,0,"MG/time step","QExtGw",201,0,"MG/time step","QExtGw",201,0,"MG/time step",0]
["QExtGw",205,0,"MG/time step","QExtGw",205,0,"MG/time step","QExtGw",205,0,"MG/time step",0]
["QExtGw",208,0,"MG/time step","QExtGw",208,0,"MG/time step","QExtGw",208,0,"MG/time step",0]
["QExtGw",212,0,"MG/time step","QExtGw",212,0,"MG/time step","QExtGw",212,0,"MG/time step",0]
["QExtGw",217,0,"MG/time step","QExtGw",217,0,"MG/time step","QExtGw",217,0,"MG/time step",0]
["QExtGw",220,0,"MG/time step","QExtGw",220,0,"MG/time step","QExtGw",220,0,"MG/time step",0]
["QExtGw",221,0,"MG/time step","QExtGw",221,0,"MG/time step","QExtGw",221,0,"MG/time step",{"$f":"IF(ISNUMBER(C4484),IF(AVERAGE(C4484,G4484,K4484)<>MAX(C4484,G4484,K4484),1,0),\"\")","v":0}]
["QExtGw",226,0,"MG/time step","QExtGw",226,0,"MG/time step","QExtGw",226,0,"MG/time step",0]
["QExtGw",228,0,"MG/time step","QExtGw",228,0,"MG/time step","QExtGw",228,0,"MG/time step",0]
["QExtGw",231,0,"MG/time step","QExtGw",231,0,"MG/time step","QExtGw",231,0,"MG/time step",0]
["QExtGw",236,0,"MG/time step","QExtGw",236,0,"MG/time step","QExtGw",236,0,"MG/time step",0]
["QExtGw",240,0,"MG/time step","QExtGw",240,0,"MG/time step","QExtGw",240,0,"MG/time step",0]
["QExtGw",244,0,"MG/time step","QExtGw",244,0,"MG/time step","QExtGw",244,0,"MG/time step",0]
["QExtGw",247,0,"MG/time step","QExtGw",247,0,"MG/time step","QExtGw",247,0,"MG/time step",0]
["QExtGw",249,0,"MG/time step","QExtGw",249,0,"MG/time step","QExtGw",249,0,"MG/time step",0]
["QExtGw",252,0,"MG/time step","QExtGw",252,0,"MG/time step","QExtGw",252,0,"MG/time step",0]
["QExtGw",258,0,"MG/time step","QExtGw",258,0,"MG/time step","QExtGw",258,0,"MG/time step",0]
["QExtGw",260,0,"MG/time step","QExtGw",260,0,"MG/time step","QExtGw",260,0,"MG/time step",0]
["QExtGw",263,0,"MG/time step","QExtGw",263,0,"MG/time step","QExtGw",263,0,"MG/time step",0]
["QExtGw",267,0,"MG/time step","QExtGw",267,0,"MG/time step","QExtGw",267,0,"MG/time step",0]
["QExtGw",271,0,"MG/time step","QExtGw",271,0,"MG/time step","QExtGw",271,0,"MG/time step",0]
["QExtGw",272,0,"MG/time step","QExtGw",272,0,"MG/time step","QExtGw",272,0,"MG/time step",0]
["QExtGw",276,0,"MG/time step","QExtGw",276,0,"MG/time step","QExtGw",276,0,"MG/time step",0]
["QExtGw",279,0,"MG/time step","QExtGw",279,0,"MG/time step","QExtGw",279,0,"MG/time step",0]
["QExtGw",285,0,"MG/time step","QExtGw",285,0,"MG/time step","QExtGw",285,0,"MG/time step",{"$f":"IF(ISNUMBER(C4548),IF(AVERAGE(C4548,G4548,K4548)<>MAX(C4548,G4548,K4548),1,0),\"\")","v":0}]
["QExtGw",287,0,"MG/time step","QExtGw",287,0,"MG/time step","QExtGw",287,0,"MG/time step",0]
["QExtGw",290,0,"MG/time step","QExtGw",290,0,"MG/time step","QExtGw",290,0,"MG/time step",0]
["QExtGw",295,0,"MG/time step","QExtGw",295,0,"MG/time step","QExtGw",295,0,"MG/time step",0]
["QExtGw",299,0,"MG/time step","QExtGw",299,0,"MG/time step","QExtGw",299,0,"MG/time step",0]
["QExtGw",302,0,"MG/time step","QExtGw",302,0,"MG/time step","QExtGw",302,0,"MG/time step",0]
["QExtGw",303,0,"MG/time step","QExtGw",303,0,"MG/time step","QExtGw",303,0,"MG/time step",0]
["QExtGw",308,0,"MG/time step","QExtGw",308,0,"MG/time step","QExtGw",308,0,"MG/time step",0]
["QExtGw",311,0,"MG/time step","QExtGw",311,0,"MG/time step","QExtGw",311,0,"MG/time step",0]
["QExtGw",313,0,"MG/time step","QExtGw",313,0,"MG/time step","QExtGw",313,0,"MG/time step",0]
["QExtGw",318,0,"MG/time step","QExtGw",318,0,"MG/time step","QExtGw",318,0,"MG/time step",0]
["QExtGw",322,0,"MG/time step","QExtGw",322,0,"MG/time step","QExtGw",322,0,"MG/time step",0]
["QExtGw",326,0,"MG/time step","QExtGw",326,0,"MG/time step","QExtGw",326,0,"MG/time step",0]
["QExtGw",329,0,"MG/time step","QExtGw",329,0,"MG/time step","QExtGw",329,0,"MG/time step",0]
["QExtGw",331,0,"MG/time step","QExtGw",331,0,"MG/time step","QExtGw",331,0,"MG/time step",0]
["QExtGw",334,0,"MG/time step","QExtGw",334,0,"MG/time step","QExtGw",334,0,"MG/time step",0]
["QExtGw",338,0,"MG/time step","QExtGw",338,0,"MG/time step","QExtGw",338,0,"MG/time step",0]
["QExtGw",340,0,"MG/time step","QExtGw",340,0,"MG/time step","QExtGw",340,0,"MG/time step",0]
["QExtGw",345,0,"MG/time step","QExtGw",345,0,"MG/time step","QExtGw",345,0,"MG/time step",0]
["QExtGw",349,0,"MG/time step","QExtGw",349,0,"MG/time step","QExtGw",349,0,"MG/time step",{"$f":"IF(ISNUMBER(C4612),IF(AVERAGE(C4612,G4612,K4612)<>MAX(C4612,G4612,K4612),1,0),\"\")","v":0}]
["QExtGw",353,0,"MG/time step","QExtGw",353,0,"MG/time step","QExtGw",353,0,"MG/time step",0]
["QExtGw",354,0,"MG/time step","QExtGw",354,0,"MG/time step","QExtGw",354,0,"MG/time step",0]
["QExtGw",358,0,"MG/time step","QExtGw",358,0,"MG/time step","QExtGw",358,0,"MG/time step",0]
["QExtGw",361,0,"MG/time step","QExtGw",361,0,"MG/time step","QExtGw",361,0,"MG/time step",0]
["QGwExtMin",2,0,"MG/time step","QGwExtMin",2,0,"MG/time step","QGwExtMin",2,0,"MG/time step",0]
["QGwExtMin",4,0,"MG/time step","QGwExtMin",4,0,"MG/time step","QGwExtMin",4,0,"MG/time step",0]
["QGwExtMin",7,0,"MG/time step","QGwExtMin",7,0,"MG/time step","QGwExtMin",7,0,"MG/time step",0]
["QGwExtMin",12,0,"MG/time step","QGwExtMin",12,0,"MG/time step","QGwExtMin",12,0,"MG/time step",0]
["VResMaxI","None",130,"MG","VResMaxI","None",130,"MG","VResMaxI","None",130,"MG",0]
["VResMaxAddl","None",0,"MG","VResMaxAddl","None",0,"MG","VResMaxAddl","None",0,"MG",0]
["FlagSwExt","None","No","-","FlagSwExt","None","No","-","FlagSwExt","None","No","-",""]
["QSwPt",3,0.79418900000000003,"MG/time step","QSwPt",3,0.79418900000000003,"MG/time step","QSwPt",3,0.79418900000000003,"MG/time step",0]
["QSwPt",6,0.79418900000000003,"MG/time step","QSwPt",6,0.79418900000000003,"MG/time step","QSwPt",6,0.79418900000000003,"MG/time step",0]
["QSwPt",9,0.79418900000000003,"MG/time step","QSwPt",9,0.79418900000000003,"MG/time step","QSwPt",9,0.79418900000000003,"MG/time step",0]
["QSwPt",12,0.79418900000000003,"MG/time step","QSwPt",12,0.79418900000000003,"MG/time step","QSwPt",12,0.79418900000000003,"MG/time step",0]
["QSwPt",17,0.79418900000000003,"MG/time step","QSwPt",17,0.79418900000000003,"MG/time step","QSwPt",17,0.79418900000000003,"MG/time step",0]
["QSwPt",21,0.79418900000000003,"MG/time step","QSwPt",21,0.79418900000000003,"MG/time step","QSwPt",21,0.79418900000000003,"MG/time step",0]
["QSwPt",22,0.79418900000000003,"MG/time step","QSwPt",22,0.79418900000000003,"MG/time step","QSwPt",22,0.79418900000000003,"MG/time step",0]
["QSwPt",26,0.79418900000000003,"MG/time step","QSwPt",26,0.79418900000000003,"MG/time step","QSwPt",26,0.79418900000000003,"MG/time step",{"$f":"IF(ISNUMBER(C4676),IF(AVERAGE(C4676,G4676,K4676)<>MAX(C4676,G4676,K4676),1,0),\"\")","v":0}]
["QSwPt",29,0.79418900000000003,"MG/time step","QSwPt",29,0.79418900000000003,"MG/time step","QSwPt",29,0.79418900000000003,"MG/time step",0]
["QSwPt",33,0.80549499999999996,"MG/time step","QSwPt",33,0.80549499999999996,"MG/time step","QSwPt",33,0.80549499999999996,"MG/time step",0]
["QSwPt",35,0.80549499999999996,"MG/time step","QSwPt",35,0.80549499999999996,"MG/time step","QSwPt",35,0.80549499999999996,"MG/time step",0]
["QSwPt",40,0.80549499999999996,"MG/time step","QSwPt",40,0.80549499999999996,"MG/time step","QSwPt",40,0.80549499999999996,"MG/time step",0]
["QSwPt",44,0.80549499999999996,"MG/time step","QSwPt",44,0.80549499999999996,"MG/time step","QSwPt",44,0.80549499999999996,"MG/time step",0]
["QSwPt",48,0.80549499999999996,"MG/time step","QSwPt",48,0.80549499999999996,"MG/time step","QSwPt",48,0.80549499999999996,"MG/time step",0]
["QSwPt",49,0.80549499999999996,"MG/time step","QSwPt",49,0.80549499999999996,"MG/time step","QSwPt",49,0.80549499999999996,"MG/time step",0]
["QSwPt",53,0.80549499999999996,"MG/time step","QSwPt",53,0.80549499999999996,"MG/time step","QSwPt",53,0.80549499999999996,"MG/time step",0]
["QSwPt",56,0.80549499999999996,"MG/time step","QSwPt",56,0.80549499999999996,"MG/time step","QSwPt",56,0.80549499999999996,"MG/time step",0]
["QSwPt",62,0.79898599999999997,"MG/time step","QSwPt",62,0.79898599999999997,"MG/time step","QSwPt",62,0.79898599999999997,"MG/time step",0]
["QSwPt",64,0.79898599999999997,"MG/time step","QSwPt",64,0.79898599999999997,"MG/time step","QSwPt",64,0.79898599999999997,"MG/time step",0]
["QSwPt",68,0.79898599999999997,"MG/time step","QSwPt",68,0.79898599999999997,"MG/time step","QSwPt",68,0.79898599999999997,"MG/time step",0]
["QSwPt",71,0.79898599999999997,"MG/time step","QSwPt",71,0.79898599999999997,"MG/time step","QSwPt",71,0.79898599999999997,"MG/time step",0]
["QSwPt",75,0.79898599999999997,"MG/time step","QSwPt",75,0.79898599999999997,"MG/time step","QSwPt",75,0.79898599999999997,"MG/time step",0]
["QSwPt",76,0.79898599999999997,"MG/time step","QSwPt",76,0.79898599999999997,"MG/time step","QSwPt",76,0.79898599999999997,"MG/time step",0]
["QSwPt",80,0.79898599999999997,"MG/time step","QSwPt",80,0.79898599999999997,"MG/time step","QSwPt",80,0.79898599999999997,"MG/time step",0]
["QSwPt",85,0.79898599999999997,"MG/time step","QSwPt",85,0.79898599999999997,"MG/time step","QSwPt",85,0.79898599999999997,"MG/time step",0]
["QSwPt",88,0.79898599999999997,"MG/time step","QSwPt",88,0.79898599999999997,"MG/time step","QSwPt",88,0.79898599999999997,"MG/time step",0]
["QSwPt",91,0.75701300000000005,"MG/time step","QSwPt",91,0.75701300000000005,"MG/time step","QSwPt",91,0.75701300000000005,"MG/time step",0]
["QSwPt",94,0.75701300000000005,"MG/time step","QSwPt",94,0.75701300000000005,"MG/time step","QSwPt",94,0.75701300000000005,"MG/time step",0]
["QSwPt",99,0.75701300000000005,"MG/time step","QSwPt",99,0.75701300000000005,"MG/time step","QSwPt",99,0.75701300000000005,"MG/time step",0]
["QSwPt",103,0.75701300000000005,"MG/time step","QSwPt",103,0.75701300000000005,"MG/time step","QSwPt",103,0.75701300000000005,"MG/time step",0]
["QSwPt",104,0.75701300000000005,"MG/time step","QSwPt",104,0.75701300000000005,"MG/time step","QSwPt",104,0.75701300000000005,"MG/time step",0]
["QSwPt",107,0.75701300000000005,"MG/time step","QSwPt",107,0.75701300000000005,"MG/time step","QSwPt",107,0.75701300000000005,"MG/time step",0]
["QSwPt",112,0.75701300000000005,"MG/time step","QSwPt",112,0.75701300000000005,"MG/time step","QSwPt",112,0.75701300000000005,"MG/time step",0]
["QSwPt",115,0.75701300000000005,"MG/time step","QSwPt",115,0.75701300000000005,"MG/time step","QSwPt",115,0.75701300000000005,"MG/time step",0]
["QSwPt",117,0.75701300000000005,"MG/time step","QSwPt",117,0.75701300000000005,"MG/time step","QSwPt",117,0.75701300000000005,"MG/time step",0]
["QSwPt",123,0.75102100000000005,"MG/time step","QSwPt",123,0.75102100000000005,"MG/time step","QSwPt",123,0.75102100000000005,"MG/time step",0]
["QSwPt",126,0.75102100000000005,"MG/time step","QSwPt",126,0.75102100000000005,"MG/time step","QSwPt",126,0.75102100000000005,"MG/time step",0]
["QSwPt",130,0.75102100000000005,"MG/time step","QSwPt",130,0.75102100000000005,"MG/time step","QSwPt",130,0.75102100000000005,"MG/time step",0]
["QSwPt",131,0.75102100000000005,"MG/time step","QSwPt",131,0.75102100000000005,"MG/time step","QSwPt",131,0.75102100000000005,"MG/time step",0]
["QSwPt",135,0.75102100000000005,"MG/time step","QSwPt",135,0.75102100000000005,"MG/time step","QSwPt",135,0.75102100000000005,"MG/time step",0]
["QSwPt",139,0.75102100000000005,"MG/time step","QSwPt",139,0.75102100000000005,"MG/time step","QSwPt",139,0.75102100000000005,"MG/time step",0]
["QSwPt",144,0.75102100000000005,"MG/time step","QSwPt",144,0.75102100000000005,"MG/time step","QSwPt",144,0.75102100000000005,"MG/time step",0]
["QSwPt",146,0.75102100000000005,"MG/time step","QSwPt",146,0.75102100000000005,"MG/time step","QSwPt",146,0.75102100000000005,"MG/time step",0]
["QSwPt",150,0.75102100000000005,"MG/time step","QSwPt",150,0.75102100000000005,"MG/time step","QSwPt",150,0.75102100000000005,"MG/time step",0]
["QSwPt",153,0.71005799999999997,"MG/time step","QSwPt",153,0.71005799999999997,"MG/time step","QSwPt",153,0.71005799999999997,"MG/time step",0]
["QSwPt",157,0.71005799999999997,"MG/time step","QSwPt",157,0.71005799999999997,"MG/time step","QSwPt",157,0.71005799999999997,"MG/time step",0]
["QSwPt",158,0.71005799999999997,"MG/time step","QSwPt",158,0.71005799999999997,"MG/time step","QSwPt",158,0.71005799999999997,"MG/time step",0]
["QSwPt",162,0.71005799999999997,"MG/time step","QSwPt",162,0.71005799999999997,"MG/time step","QSwPt",162,0.71005799999999997,"MG/time step",0]
["QSwPt",166,0.71005799999999997,"MG/time step","QSwPt",166,0.71005799999999997,"MG/time step","QSwPt",166,0.71005799999999997,"MG/time step",0]
["QSwPt",171,0.71005799999999997,"MG/time step","QSwPt",171,0.71005799999999997,"MG/time step","QSwPt",171,0.71005799999999997,"MG/time step",0]
["QSwPt",173,0.71005799999999997,"MG/time step","QSwPt",173,0.71005799999999997,"MG/time step","QSwPt",173,0.71005799999999997,"MG/time step",0]
["QSwPt",176,0.71005799999999997,"MG/time step","QSwPt",176,0.71005799999999997,"MG/time step","QSwPt",176,0.71005799999999997,"MG/time step",0]
["QSwPt",181,0.71005799999999997,"MG/time step","QSwPt",181,0.71005799999999997,"MG/time step","QSwPt",181,0.71005799999999997,"MG/time step",0]
["QSwPt",182,0.74521499999999996,"MG/time step","QSwPt",182,0.74521499999999996,"MG/time step","QSwPt",182,0.74521499999999996,"MG/time step",0]
["QSwPt",185,0.74521499999999996,"MG/time step","QSwPt",185,0.74521499999999996,"MG/time step","QSwPt",185,0.74521499999999996,"MG/time step",0]
["QSwPt",189,0.74521499999999996,"MG/time step","QSwPt",189,0.74521499999999996,"MG/time step","QSwPt",189,0.74521499999999996,"MG/time step",0]
["QSwPt",194,0.74521499999999996,"MG/time step","QSwPt",194,0.74521499999999996,"MG/time step","QSwPt",194,0.74521499999999996,"MG/time step",0]
["QSwPt",197,0.74521499999999996,"MG/time step","QSwPt",197,0.74521499999999996,"MG/time step","QSwPt",197,0.74521499999999996,"MG/time step",0]
["QSwPt",199,0.74521499999999996,"MG/time step","QSwPt",199,0.74521499999999996,"MG/time step","QSwPt",199,0.74521499999999996,"MG/time step",0]
["QSwPt",205,0.74521499999999996,"MG/time step","QSwPt",205,0.74521499999999996,"MG/time step","QSwPt",205,0.74521499999999996,"MG/time step",0]
["QSwPt",208,0.74521499999999996,"MG/time step","QSwPt",208,0.74521499999999996,"MG/time step","QSwPt",208,0.74521499999999996,"MG/time step",0]
["QSwPt",212,0.74521499999999996,"MG/time step","QSwPt",212,0.74521499999999996,"MG/time step","QSwPt",212,0.74521499999999996,"MG/time step",0]
["QSwPt",213,0.51851999999999998,"MG/time step","QSwPt",213,0.51851999999999998,"MG/time step","QSwPt",213,0.51851999999999998,"MG/time step",0]
["QSwPt",217,0.51851999999999998,"MG/time step","QSwPt",217,0.51851999999999998,"MG/time step","QSwPt",217,0.51851999999999998,"MG/time step",0]
["QSwPt",221,0.51851999999999998,"MG/time step","QSwPt",221,0.51851999999999998,"MG/time step","QSwPt",221,0.51851999999999998,"MG/time step",0]
["QSwPt",224,0.51851999999999998,"MG/time step","QSwPt",224,0.51851999999999998,"MG/time step","QSwPt",224,0.51851999999999998,"MG/time step",0]
["QSwPt",226,0.51851999999999998,"MG/time step","QSwPt",226,0.51851999999999998,"MG/time step","QSwPt",226,0.51851999999999998,"MG/time step",0]
["QSwPt",232,0.51851999999999998,"MG/time step","QSwPt",232,0.51851999999999998,"MG/time step","QSwPt",232,0.51851999999999998,"MG/time step",0]
["QSwPt",235,0.51851999999999998,"MG/time step","QSwPt",235,0.51851999999999998,"MG/time step","QSwPt",235,0.51851999999999998,"MG/time step",0]
["QSwPt",237,0.51851999999999998,"MG/time step","QSwPt",237,0.51851999999999998,"MG/time step","QSwPt",237,0.51851999999999998,"MG/time step",0]
["QSwPt",240,0.51851999999999998,"MG/time step","QSwPt",240,0.51851999999999998,"MG/time step","QSwPt",240,0.51851999999999998,"MG/time step",0]
["QSwPt",244,0,"MG/time step","QSwPt",244,0,"MG/time step","QSwPt",244,0,"MG/time step",0]
["QSwPt",248,0,"MG/time step","QSwPt",248,0,"MG/time step","QSwPt",248,0,"MG/time step",0]
["QSwPt",253,0,"MG/time step","QSwPt",253,0,"MG/time step","QSwPt",253,0,"MG/time step",0]
["QSwPt",256,0,"MG/time step","QSwPt",256,0,"MG/time step","QSwPt",256,0,"MG/time step",0]
["QSwPt",258,0,"MG/time step","QSwPt",258,0,"MG/time step","QSwPt",258,0,"MG/time step",0]
["QSwPt",263,0,"MG/time step","QSwPt",263,0,"MG/time step","QSwPt",263,0,"MG/time step",0]
["QSwPt",264,0,"MG/time step","QSwPt",264,0,"MG/time step","QSwPt",264,0,"MG/time step",0]
["QSwPt",267,0,"MG/time step","QSwPt",267,0,"MG/time step","QSwPt",267,0,"MG/time step",0]
["QSwPt",271,0,"MG/time step","QSwPt",271,0,"MG/time step","QSwPt",271,0,"MG/time step",0]
["QSwPt",276,0,"MG/time step","QSwPt",276,0,"MG/time step","QSwPt",276,0,"MG/time step",0]
["QSwPt",279,0,"MG/time step","QSwPt",279,0,"MG/time step","QSwPt",279,0,"MG/time step",0]
["QSwPt",283,0,"MG/time step","QSwPt",283,0,"MG/time step","QSwPt",283,0,"MG/time step",0]
["QSwPt",285,0,"MG/time step","QSwPt",285,0,"MG/time step","QSwPt",285,0,"MG/time step",0]
["QSwPt",290,0,"MG/time step","QSwPt",290,0,"MG/time step","QSwPt",290,0,"MG/time step",0]
["QSwPt",294,0,"MG/time step","QSwPt",294,0,"MG/time step","QSwPt",294,0,"MG/time step",0]
["QSwPt",295,0,"MG/time step","QSwPt",295,0,"MG/time step","QSwPt",295,0,"MG/time step",0]
["QSwPt",299,0,"MG/time step","QSwPt",299,0,"MG/time step","QSwPt",299,0,"MG/time step",0]
["QSwPt",303,0,"MG/time step","QSwPt",303,0,"MG/time step","QSwPt",303,0,"MG/time step",0]
["QSwPt",306,0,"MG/time step","QSwPt",306,0,"MG/time step","QSwPt",306,0,"MG/time step",0]
["QSwPt",308,0,"MG/time step","QSwPt",308,0,"MG/time step","QSwPt",308,0,"MG/time step",0]
["QSwPt",314,0,"MG/time step","QSwPt",314,0,"MG/time step","QSwPt",314,0,"MG/time step",0]
["QSwPt",317,0,"MG/time step","QSwPt",317,0,"MG/time step","QSwPt",317,0,"MG/time step",0]
["QSwPt",319,0,"MG/time step","QSwPt",319,0,"MG/time step","QSwPt",319,0,"MG/time step",0]
["QSwPt",322,0,"MG/time step","QSwPt",322,0,"MG/time step","QSwPt",322,0,"MG/time step",0]
["QSwPt",326,0,"MG/time step","QSwPt",326,0,"MG/time step","QSwPt",326,0,"MG/time step",0]
["QSwPt",330,0,"MG/time step","QSwPt",330,0,"MG/time step","QSwPt",330,0,"MG/time step",0]
["QSwPt",335,0.567747,"MG/time step","QSwPt",335,0.567747,"MG/time step","QSwPt",335,0.567747,"MG/time step",0]
["QSwPt",338,0.567747,"MG/time step","QSwPt",338,0.567747,"MG/time step","QSwPt",338,0.567747,"MG/time step",0]
["QSwPt",341,0.567747,"MG/time step","QSwPt",341,0.567747,"MG/time step","QSwPt",341,0.567747,"MG/time step",0]
["QSwPt",344,0.567747,"MG/time step","QSwPt",344,0.567747,"MG/time step","QSwPt",344,0.567747,"MG/time step",0]
["QSwPt",346,0.567747,"MG/time step","QSwPt",346,0.567747,"MG/time step","QSwPt",346,0.567747,"MG/time step",{"$f":"IF(ISNUMBER(C4996),IF(AVERAGE(C4996,G4996,K4996)<>MAX(C4996,G4996,K4996),1,0),\"\")","v":0}]
["QSwPt",349,0.567747,"MG/time step","QSwPt",349,0.567747,"MG/time step","QSwPt",349,0.567747,"MG/time step",0]
["QSwPt",354,0.567747,"MG/time step","QSwPt",354,0.567747,"MG/time step","QSwPt",354,0.567747,"MG/time step",0]
["QSwPt",357,0.567747,"MG/time step","QSwPt",357,0.567747,"MG/time step","QSwPt",357,0.567747,"MG/time step",0]
["QSwPt",362,0.567747,"MG/time step","QSwPt",362,0.567747,"MG/time step","QSwPt",362,0.567747,"MG/time step",0]
["QSwPt",365,0.567747,"MG/time step","QSwPt",365,0.567747,"MG/time step","QSwPt",365,0.567747,"MG/time step",0]
["QPtSw",2,0.19255639999999999,"MG/time step","QPtSw",2,0.19255639999999999,"MG/time step","QPtSw",2,0.19255639999999999,"MG/time step",0]
["QPtSw",5,0.19255639999999999,"MG/time step","QPtSw",5,0.19255639999999999,"MG/time step","QPtSw",5,0.19255639999999999,"MG/time step",0]
["QPtSw",11,0.19255639999999999,"MG/time step","QPtSw",11,0.19255639999999999,"MG/time step","QPtSw",11,0.19255639999999999,"MG/time step",0]
["QPtSw",12,0.19255639999999999,"MG/time step","QPtSw",12,0.19255639999999999,"MG/time step","QPtSw",12,0.19255639999999999,"MG/time step",0]
["QPtSw",16,0.19255639999999999,"MG/time step","QPtSw",16,0.19255639999999999,"MG/time step","QPtSw",16,0.19255639999999999,"MG/time step",0]
["QPtSw",20,0.19255639999999999,"MG/time step","QPtSw",20,0.19255639999999999,"MG/time step","QPtSw",20,0.19255639999999999,"MG/time step",0]
["QPtSw",23,0.19255639999999999,"MG/time step","QPtSw",23,0.19255639999999999,"MG/time step","QPtSw",23,0.19255639999999999,"MG/time step",0]
["QPtSw",25,0.19255639999999999,"MG/time step","QPtSw",25,0.19255639999999999,"MG/time step","QPtSw",25,0.19255639999999999,"MG/time step",0]
["QPtSw",31,0.19255639999999999,"MG/time step","QPtSw",31,0.19255639999999999,"MG/time step","QPtSw",31,0.19255639999999999,"MG/time step",0]
["QPtSw",32,0.19050919999999999,"MG/time step","QPtSw",32,0.19050919999999999,"MG/time step","QPtSw",32,0.19050919999999999,"MG/time step",0]
["QPtSw",38,0.19050919999999999,"MG/time step","QPtSw",38,0.19050919999999999,"MG/time step","QPtSw",38,0.19050919999999999,"MG/time step",0]
["QPtSw",39,0.19050919999999999,"MG/time step","QPtSw",39,0.19050919999999999,"MG/time step","QPtSw",39,0.19050919999999999,"MG/time step",0]
["QPtSw",43,0.19050919999999999,"MG/time step","QPtSw",43,0.19050919999999999,"MG/time step","QPtSw",43,0.19050919999999999,"MG/time step",0]
["QPtSw",47,0.19050919999999999,"MG/time step","QPtSw",47,0.19050919999999999,"MG/time step","QPtSw",47,0.19050919999999999,"MG/time step",0]
["QPtSw",51,0.19050919999999999,"MG/time step","QPtSw",51,0.19050919999999999,"MG/time step","QPtSw",51,0.19050919999999999,"MG/time step",0]
["QPtSw",52,0.19050919999999999,"MG/time step","QPtSw",52,0.19050919999999999,"MG/time step","QPtSw",52,0.19050919999999999,"MG/time step",0]
["QPtSw",58,0.19050919999999999,"MG/time step","QPtSw",58,0.19050919999999999,"MG/time step","QPtSw",58,0.19050919999999999,"MG/time step",0]
["QPtSw",61,0.1372997,"MG/time step","QPtSw",61,0.1372997,"MG/time step","QPtSw",61,0.1372997,"MG/time step",0]
["QPtSw",63,0.1372997,"MG/time step","QPtSw",63,0.1372997,"MG/time step","QPtSw",63,0.1372997,"MG/time step",0]
["QPtSw",66,0.1372997,"MG/time step","QPtSw",66,0.1372997,"MG/time step","QPtSw",66,0.1372997,"MG/time step",0]
["QPtSw",70,0.1372997,"MG/time step","QPtSw",70,0.1372997,"MG/time step","QPtSw",70,0.1372997,"MG/time step",0]
["QPtSw",74,0.1372997,"MG/time step","QPtSw",74,0.1372997,"MG/time step","QPtSw",74,0.1372997,"MG/time step",0]
["QPtSw",79,0.1372997,"MG/time step","QPtSw",79,0.1372997,"MG/time step","QPtSw",79,0.1372997,"MG/time step",0]
["QPtSw",82,0.1372997,"MG/time step","QPtSw",82,0.1372997,"MG/time step","QPtSw",82,0.1372997,"MG/time step",0]
["QPtSw",84,0.1372997,"MG/time step","QPtSw",84,0.1372997,"MG/time step","QPtSw",84,0.1372997,"MG/time step",0]
["QPtSw",87,0.1372997,"MG/time step","QPtSw",87,0.1372997,"MG/time step","QPtSw",87,0.1372997,"MG/time step",0]
["QPtSw",90,0.1372997,"MG/time step","QPtSw",90,0.1372997,"MG/time step","QPtSw",90,0.1372997,"MG/time step",0]
["QPtSw",93,0.16932700000000001,"MG/time step","QPtSw",93,0.16932700000000001,"MG/time step","QPtSw",93,0.16932700000000001,"MG/time step",0]
["QPtSw",98,0.16932700000000001,"MG/time step","QPtSw",98,0.16932700000000001,"MG/time step","QPtSw",98,0.16932700000000001,"MG/time step",0]
["QPtSw",102,0.16932700000000001,"MG/time step","QPtSw",102,0.16932700000000001,"MG/time step","QPtSw",102,0.16932700000000001,"MG/time step",0]
["QPtSw",106,0.16932700000000001,"MG/time step","QPtSw",106,0.16932700000000001,"MG/time step","QPtSw",106,0.16932700000000001,"MG/time step",0]
["QPtSw",109,0.16932700000000001,"MG/time step","QPtSw",109,0.16932700000000001,"MG/time step","QPtSw",109,0.16932700000000001,"MG/time step",{"$f":"IF(ISNUMBER(C5124),IF(AVERAGE(C5124,G5124,K5124)<>MAX(C5124,G5124,K5124),1,0),\"\")","v":0}]
["QPtSw",111,0.16932700000000001,"MG/time step","QPtSw",111,0.16932700000000001,"MG/time step","QPtSw",111,0.16932700000000001,"MG/time step",0]
["QPtSw",114,0.16932700000000001,"MG/time step","QPtSw",114,0.16932700000000001,"MG/time step","QPtSw",114,0.16932700000000001,"MG/time step",0]
["QPtSw",120,0.16932700000000001,"MG/time step","QPtSw",120,0.16932700000000001,"MG/time step","QPtSw",120,0.16932700000000001,"MG/time step",0]
["QPtSw",122,0.16592770000000001,"MG/time step","QPtSw",122,0.16592770000000001,"MG/time step","QPtSw",122,0.16592770000000001,"MG/time step",0]
["QPtSw",125,0.16592770000000001,"MG/time step","QPtSw",125,0.16592770000000001,"MG/time step","QPtSw",125,0.16592770000000001,"MG/time step",0]
["QPtSw",129,0.16592770000000001,"MG/time step","QPtSw",129,0.16592770000000001,"MG/time step","QPtSw",129,0.16592770000000001,"MG/time step",0]
["QPtSw",133,0.16592770000000001,"MG/time step","QPtSw",133,0.16592770000000001,"MG/time step","QPtSw",133,0.16592770000000001,"MG/time step",0]
["QPtSw",134,0.16592770000000001,"MG/time step","QPtSw",134,0.16592770000000001,"MG/time step","QPtSw",134,0.16592770000000001,"MG/time step",0]
["QPtSw",140,0.16592770000000001,"MG/time step","QPtSw",140,0.16592770000000001,"MG/time step","QPtSw",140,0.16592770000000001,"MG/time step",0]
["QPtSw",143,0.16592770000000001,"MG/time step","QPtSw",143,0.16592770000000001,"MG/time step","QPtSw",143,0.16592770000000001,"MG/time step",0]
["QPtSw",145,0.16592770000000001,"MG/time step","QPtSw",145,0.16592770000000001,"MG/time step","QPtSw",145,0.16592770000000001,"MG/time step",0]
["QPtSw",149,0.16592770000000001,"MG/time step","QPtSw",149,0.16592770000000001,"MG/time step","QPtSw",149,0.16592770000000001,"MG/time step",0]
["QPtSw",152,0.59640899999999997,"MG/time step","QPtSw",152,0.59640899999999997,"MG/time step","QPtSw",152,0.59640899999999997,"MG/time step",0]
["QPtSw",156,0.59640899999999997,"MG/time step","QPtSw",156,0.59640899999999997,"MG/time step","QPtSw",156,0.59640899999999997,"MG/time step",0]
["QPtSw",161,0.59640899999999997,"MG/time step","QPtSw",161,0.59640899999999997,"MG/time step","QPtSw",161,0.59640899999999997,"MG/time step",0]
["QPtSw",164,0.59640899999999997,"MG/time step","QPtSw",164,0.59640899999999997,"MG/time step","QPtSw",164,0.59640899999999997,"MG/time step",0]
["QPtSw",167,0.59640899999999997,"MG/time step","QPtSw",167,0.59640899999999997,"MG/time step","QPtSw",167,0.59640899999999997,"MG/time step",0]
["QPtSw",170,0.59640899999999997,"MG/time step","QPtSw",170,0.59640899999999997,"MG/time step","QPtSw",170,0.59640899999999997,"MG/time step",0]
["QPtSw",172,0.59640899999999997,"MG/time step","QPtSw",172,0.59640899999999997,"MG/time step","QPtSw",172,0.59640899999999997,"MG/time step",0]
["QPtSw",175,0.59640899999999997,"MG/time step","QPtSw",175,0.59640899999999997,"MG/time step","QPtSw",175,0.59640899999999997,"MG/time step",0]
["QPtSw",180,0.59640899999999997,"MG/time step","QPtSw",180,0.59640899999999997,"MG/time step","QPtSw",180,0.59640899999999997,"MG/time step",0]
["QPtSw",183,0.16670660000000001,"MG/time step","QPtSw",183,0.16670660000000001,"MG/time step","QPtSw",183,0.16670660000000001,"MG/time step",0]
["QPtSw",188,0.16670660000000001,"MG/time step","QPtSw",188,0.16670660000000001,"MG/time step","QPtSw",188,0.16670660000000001,"MG/time step",0]
["QPtSw",191,0.16670660000000001,"MG/time step","QPtSw",191,0.16670660000000001,"MG/time step","QPtSw",191,0.16670660000000001,"MG/time step",0]
["QPtSw",193,0.16670660000000001,"MG/time step","QPtSw",193,0.16670660000000001,"MG/time step","QPtSw",193,0.16670660000000001,"MG/time step",0]
["QPtSw",196,0.16670660000000001,"MG/time step","QPtSw",196,0.16670660000000001,"MG/time step","QPtSw",196,0.16670660000000001,"MG/time step",0]
["QPtSw",202,0.16670660000000001,"MG/time step","QPtSw",202,0.16670660000000001,"MG/time step","QPtSw",202,0.16670660000000001,"MG/time step",0]
["QPtSw",204,0.16670660000000001,"MG/time step","QPtSw",204,0.16670660000000001,"MG/time step","QPtSw",204,0.16670660000000001,"MG/time step",0]
["QPtSw",207,0.16670660000000001,"MG/time step","QPtSw",207,0.16670660000000001,"MG/time step","QPtSw",207,0.16670660000000001,"MG/time step",0]
["QPtSw",211,0.16670660000000001,"MG/time step","QPtSw",211,0.16670660000000001,"MG/time step","QPtSw",211,0.16670660000000001,"MG/time step",0]
["QPtSw",215,0.50248320000000002,"MG/time step","QPtSw",215,0.50248320000000002,"MG/time step","QPtSw",215,0.50248320000000002,"MG/time step",0]
["QPtSw",216,0.50248320000000002,"MG/time step","QPtSw",216,0.50248320000000002,"MG/time step","QPtSw",216,0.50248320000000002,"MG/time step",0]
["QPtSw",220,0.50248320000000002,"MG/time step","QPtSw",220,0.50248320000000002,"MG/time step","QPtSw",220,0.50248320000000002,"MG/time step",0]
["QPtSw",223,0.50248320000000002,"MG/time step","QPtSw",223,0.50248320000000002,"MG/time step","QPtSw",223,0.50248320000000002,"MG/time step",0]
["QPtSw",229,0.50248320000000002,"MG/time step","QPtSw",229,0.50248320000000002,"MG/time step","QPtSw",229,0.50248320000000002,"MG/time step",0]
["QPtSw",231,0.50248320000000002,"MG/time step","QPtSw",231,0.50248320000000002,"MG/time step","QPtSw",231,0.50248320000000002,"MG/time step",0]
["QPtSw",234,0.50248320000000002,"MG/time step","QPtSw",234,0.50248320000000002,"MG/time step","QPtSw",234,0.50248320000000002,"MG/time step",0]
["QPtSw",239,0.50248320000000002,"MG/time step","QPtSw",239,0.50248320000000002,"MG/time step","QPtSw",239,0.50248320000000002,"MG/time step",0]
["QPtSw",242,0.50248320000000002,"MG/time step","QPtSw",242,0.50248320000000002,"MG/time step","QPtSw",242,0.50248320000000002,"MG/time step",0]
["QPtSw",243,0.50248320000000002,"MG/time step","QPtSw",243,0.50248320000000002,"MG/time step","QPtSw",243,0.50248320000000002,"MG/time step",0]
["QPtSw",247,0.18567330000000001,"MG/time step","QPtSw",247,0.18567330000000001,"MG/time step","QPtSw",247,0.18567330000000001,"MG/time step",0]
["QPtSw",252,0.18567330000000001,"MG/time step","QPtSw",252,0.18567330000000001,"MG/time step","QPtSw",252,0.18567330000000001,"MG/time step",0]
["QPtSw",254,0.18567330000000001,"MG/time step","QPtSw",254,0.18567330000000001,"MG/time step","QPtSw",254,0.18567330000000001,"MG/time step",0]
["QPtSw",257,0.18567330000000001,"MG/time step","QPtSw",257,0.18567330000000001,"MG/time step","QPtSw",257,0.18567330000000001,"MG/time step",0]
["QPtSw",262,0.18567330000000001,"MG/time step","QPtSw",262,0.18567330000000001,"MG/time step","QPtSw",262,0.18567330000000001,"MG/time step",0]
["QPtSw",266,0.18567330000000001,"MG/time step","QPtSw",266,0.18567330000000001,"MG/time step","QPtSw",266,0.18567330000000001,"MG/time step",0]
["QPtSw",270,0.18567330000000001,"MG/time step","QPtSw",270,0.18567330000000001,"MG/time step","QPtSw",270,0.18567330000000001,"MG/time step",0]
["QPtSw",273,0.18567330000000001,"MG/time step","QPtSw",273,0.18567330000000001,"MG/time step","QPtSw",273,0.18567330000000001,"MG/time step",0]
["QPtSw",275,0.15978690000000001,"MG/time step","QPtSw",275,0.15978690000000001,"MG/time step","QPtSw",275,0.15978690000000001,"MG/time step",0]
["QPtSw",278,0.15978690000000001,"MG/time step","QPtSw",278,0.15978690000000001,"MG/time step","QPtSw",278,0.15978690000000001,"MG/time step",0]
["QPtSw",281,0.15978690000000001,"MG/time step","QPtSw",281,0.15978690000000001,"MG/time step","QPtSw",281,0.15978690000000001,"MG/time step",0]
["QPtSw",284,0.15978690000000001,"MG/time step","QPtSw",284,0.15978690000000001,"MG/time step","QPtSw",284,0.15978690000000001,"MG/time step",0]
["QPtSw",289,0.15978690000000001,"MG/time step","QPtSw",289,0.15978690000000001,"MG/time step","QPtSw",289,0.15978690000000001,"MG/time step",0]
["QPtSw",293,0.15978690000000001,"MG/time step","QPtSw",293,0.15978690000000001,"MG/time step","QPtSw",293,0.15978690000000001,"MG/time step",0]
["QPtSw",297,0.15978690000000001,"MG/time step","QPtSw",297,0.15978690000000001,"MG/time step","QPtSw",297,0.15978690000000001,"MG/time step",0]
["QPtSw",300,0.15978690000000001,"MG/time step","QPtSw",300,0.15978690000000001,"MG/time step","QPtSw",300,0.15978690000000001,"MG/time step",0]
["QPtSw",302,0.15978690000000001,"MG/time step","QPtSw",302,0.15978690000000001,"MG/time step","QPtSw",302,0.15978690000000001,"MG/time step",0]
["QPtSw",305,0.15647330000000001,"MG/time step","QPtSw",305,0.15647330000000001,"MG/time step","QPtSw",305,0.15647330000000001,"MG/time step",0]
["QPtSw",311,0.15647330000000001,"MG/time step","QPtSw",311,0.15647330000000001,"MG/time step","QPtSw",311,0.15647330000000001,"MG/time step",0]
["QPtSw",313,0.15647330000000001,"MG/time step","QPtSw",313,0.15647330000000001,"MG/time step","QPtSw",313,0.15647330000000001,"MG/time step",0]
["QPtSw",316,0.15647330000000001,"MG/time step","QPtSw",316,0.15647330000000001,"MG/time step","QPtSw",316,0.15647330000000001,"MG/time step",0]
["QPtSw",321,0.15647330000000001,"MG/time step","QPtSw",321,0.15647330000000001,"MG/time step","QPtSw",321,0.15647330000000001,"MG/time step",0]
["QPtSw",324,0.15647330000000001,"MG/time step","QPtSw",324,0.15647330000000001,"MG/time step","QPtSw",324,0.15647330000000001,"MG/time step",0]
["QPtSw",325,0.15647330000000001,"MG/time step","QPtSw",325,0.15647330000000001,"MG/time step","QPtSw",325,0.15647330000000001,"MG/time step",0]
["QPtSw",329,0.15647330000000001,"MG/time step","QPtSw",329,0.15647330000000001,"MG/time step","QPtSw",329,0.15647330000000001,"MG/time step",0]
["QPtSw",334,0.15647330000000001,"MG/time step","QPtSw",334,0.15647330000000001,"MG/time step","QPtSw",334,0.15647330000000001,"MG/time step",0]
["QPtSw",337,0.16592480000000001,"MG/time step","QPtSw",337,0.16592480000000001,"MG/time step","QPtSw",337,0.16592480000000001,"MG/time step",0]
["QPtSw",340,0.16592480000000001,"MG/time step","QPtSw",340,0.16592480000000001,"MG/time step","QPtSw",340,0.16592480000000001,"MG/time step",0]
["QPtSw",343,0.16592480000000001,"MG/time step","QPtSw",343,0.16592480000000001,"MG/time step","QPtSw",343,0.16592480000000001,"MG/time step",0]
["QPtSw",348,0.16592480000000001,"MG/time step","QPtSw",348,0.16592480000000001,"MG/time step","QPtSw",348,0.16592480000000001,"MG/time step",0]
["QPtSw",352,0.16592480000000001,"MG/time step","QPtSw",352,0.16592480000000001,"MG/time step","QPtSw",352,0.16592480000000001,"MG/time step",0]
["QPtSw",353,0.16592480000000001,"MG/time step","QPtSw",353,0.16592480000000001,"MG/time step","QPtSw",353,0.16592480000000001,"MG/time step",0]
["QPtSw",356,0.16592480000000001,"MG/time step","QPtSw",356,0.16592480000000001,"MG/time step","QPtSw",356,0.16592480000000001,"MG/time step",0]
["QPtSw",361,0.16592480000000001,"MG/time step","QPtSw",361,0.16592480000000001,"MG/time step","QPtSw",361,0.16592480000000001,"MG/time step",0]
["QPtSw",364,0.16592480000000001,"MG/time step","QPtSw",364,0.16592480000000001,"MG/time step","QPtSw",364,0.16592480000000001,"MG/time step",0]
["QExtSw",1,0,"cfs","QExtSw",1,0,"cfs","QExtSw",1,0,"cfs",0]
["QExtSw",6,0,"cfs","QExtSw",6,0,"cfs","QExtSw",6,0,"cfs",0]
["QExtSw",10,0,"cfs","QExtSw",10,0,"cfs","QExtSw",10,0,"cfs",0]
["QExtSw",14,0,"cfs","QExtSw",14,0,"cfs","QExtSw",14,0,"cfs",0]
["QExtSw",15,0,"cfs","QExtSw",15,0,"cfs","QExtSw",15,0,"cfs",0]
["QExtSw",19,0,"cfs","QExtSw",19,0,"cfs","QExtSw",19,0,"cfs",0]
["QExtSw",22,0,"cfs","QExtSw",22,0,"cfs","QExtSw",22,0,"cfs",0]
["QExtSw",28,0,"cfs","QExtSw",28,0,"cfs","QExtSw",28,0,"cfs",0]
["QExtSw",30,0,"cfs","QExtSw",30,0,"cfs","QExtSw",30,0,"cfs",0]
["QExtSw",33,0,"cfs","QExtSw",33,0,"cfs","QExtSw",33,0,"cfs",0]
["QExtSw",37,0,"cfs","QExtSw",37,0,"cfs","QExtSw",37,0,"cfs",0]
["QExtSw",41,0,"cfs","QExtSw",41,0,"cfs","QExtSw",41,0,"cfs",0]
["QExtSw",42,0,"cfs","QExtSw",42,0,"cfs","QExtSw",42,0,"cfs",0]
["QExtSw",46,0,"cfs","QExtSw",46,0,"cfs","QExtSw",46,0,"cfs",0]
["QExtSw",49,0,"cfs","QExtSw",49,0,"cfs","QExtSw",49,0,"cfs",0]
["QExtSw",55,0,"cfs","QExtSw",55,0,"cfs","QExtSw",55,0,"cfs",0]
["QExtSw",57,0,"cfs","QExtSw",57,0,"cfs","QExtSw",57,0,"cfs",0]
["QExtSw",60,0,"cfs","QExtSw",60,0,"cfs","QExtSw",60,0,"cfs",0]
["QExtSw",65,0,"cfs","QExtSw",65,0,"cfs","QExtSw",65,0,"cfs",0]
["QExtSw",69,0,"cfs","QExtSw",69,0,"cfs","QExtSw",69,0,"cfs",0]
["QExtSw",70,0,"cfs","QExtSw",70,0,"cfs","QExtSw",70,0,"cfs",0]
["QExtSw",73,0,"cfs","QExtSw",73,0,"cfs","QExtSw",73,0,"cfs",0]
["QExtSw",78,0,"cfs","QExtSw",78,0,"cfs","QExtSw",78,0,"cfs",0]
["QExtSw",81,0,"cfs","QExtSw",81,0,"cfs","QExtSw",81,0,"cfs",0]
["QExtSw",83,0,"cfs","QExtSw",83,0,"cfs","QExtSw",83,0,"cfs",0]
["QExtSw",89,0,"cfs","QExtSw",89,0,"cfs","QExtSw",89,0,"cfs",0]
["QExtSw",92,0,"cfs","QExtSw",92,0,"cfs","QExtSw",92,0,"cfs",0]
["QExtSw",96,0,"cfs","QExtSw",96,0,"cfs","QExtSw",96,0,"cfs",0]
["QExtSw",97,0,"cfs","QExtSw",97,0,"cfs","QExtSw",97,0,"cfs",0]
["QExtSw",101,0,"cfs","QExtSw",101,0,"cfs","QExtSw",101,0,"cfs",0]
["QExtSw",104,0,"cfs","QExtSw",104,0,"cfs","QExtSw",104,0,"cfs",0]
["QExtSw",108,0,"cfs","QExtSw",108,0,"cfs","QExtSw",108,0,"cfs",0]
["QExtSw",110,0,"cfs","QExtSw",110,0,"cfs","QExtSw",110,0,"cfs",0]
["QExtSw",116,0,"cfs","QExtSw",116,0,"cfs","QExtSw",116,0,"cfs",0]
["QExtSw",119,0,"cfs","QExtSw",119,0,"cfs","QExtSw",119,0,"cfs",0]
["QExtSw",123,0,"cfs","QExtSw",123,0,"cfs","QExtSw",123,0,"cfs",0]
["QExtSw",124,0,"cfs","QExtSw",124,0,"cfs","QExtSw",124,0,"cfs",0]
["QExtSw",128,0,"cfs","QExtSw",128,0,"cfs","QExtSw",128,0,"cfs",{"$f":"IF(ISNUMBER(C5508),IF(AVERAGE(C5508,G5508,K5508)<>MAX(C5508,G5508,K5508),1,0),\"\")","v":0}]
["QExtSw",132,0,"cfs","QExtSw",132,0,"cfs","QExtSw",132,0,"cfs",0]
["QExtSw",137,0,"cfs","QExtSw",137,0,"cfs","QExtSw",137,0,"cfs",0]
["QExtSw",139,0,"cfs","QExtSw",139,0,"cfs","QExtSw",139,0,"cfs",0]
["QExtSw",142,0,"cfs","QExtSw",142,0,"cfs","QExtSw",142,0,"cfs",0]
["QExtSw",147,0,"cfs","QExtSw",147,0,"cfs","QExtSw",147,0,"cfs",0]
["QExtSw",150,0,"cfs","QExtSw",150,0,"cfs","QExtSw",150,0,"cfs",0]
["QExtSw",151,0,"cfs","QExtSw",151,0,"cfs","QExtSw",151,0,"cfs",0]
["QExtSw",155,0,"cfs","QExtSw",155,0,"cfs","QExtSw",155,0,"cfs",0]
["QExtSw",160,0,"cfs","QExtSw",160,0,"cfs","QExtSw",160,0,"cfs",0]
["QExtSw",163,0,"cfs","QExtSw",163,0,"cfs","QExtSw",163,0,"cfs",0]
["QExtSw",166,0,"cfs","QExtSw",166,0,"cfs","QExtSw",166,0,"cfs",0]
["QExtSw",169,0,"cfs","QExtSw",169,0,"cfs","QExtSw",169,0,"cfs",0]
["QExtSw",174,0,"cfs","QExtSw",174,0,"cfs","QExtSw",174,0,"cfs",0]
["QExtSw",178,0,"cfs","QExtSw",178,0,"cfs","QExtSw",178,0,"cfs",0]
["QExtSw",179,0,"cfs","QExtSw",179,0,"cfs","QExtSw",179,0,"cfs",0]
["QExtSw",183,0,"cfs","QExtSw",183,0,"cfs","QExtSw",183,0,"cfs",0]
["QExtSw",187,0,"cfs","QExtSw",187,0,"cfs","QExtSw",187,0,"cfs",0]
["QExtSw",190,0,"cfs","QExtSw",190,0,"cfs","QExtSw",190,0,"cfs",0]
["QExtSw",192,0,"cfs","QExtSw",192,0,"cfs","QExtSw",192,0,"cfs",{"$f":"IF(ISNUMBER(C5572),IF(AVERAGE(C5572,G5572,K5572)<>MAX(C5572,G5572,K5572),1,0),\"\")","v":0}]
["QExtSw",198,0,"cfs","QExtSw",198,0,"cfs","QExtSw",198,0,"cfs",0]
["QExtSw",201,0,"cfs","QExtSw",201,0,"cfs","QExtSw",201,0,"cfs",0]
["QExtSw",203,0,"cfs","QExtSw",203,0,"cfs","QExtSw",203,0,"cfs",0]
["QExtSw",206,0,"cfs","QExtSw",206,0,"cfs","QExtSw",206,0,"cfs",0]
["QExtSw",210,0,"cfs","QExtSw",210,0,"cfs","QExtSw",210,0,"cfs",0]
["QExtSw",214,0,"cfs","QExtSw",214,0,"cfs","QExtSw",214,0,"cfs",0]
["QExtSw",219,0,"cfs","QExtSw",219,0,"cfs","QExtSw",219,0,"cfs",0]
["QExtSw",221,0,"cfs","QExtSw",221,0,"cfs","QExtSw",221,0,"cfs",0]
["QExtSw",225,0,"cfs","QExtSw",225,0,"cfs","QExtSw",225,0,"cfs",0]
["QExtSw",228,0,"cfs","QExtSw",228,0,"cfs","QExtSw",228,0,"cfs",0]
["QExtSw",230,0,"cfs","QExtSw",230,0,"cfs","QExtSw",230,0,"cfs",0]
["QExtSw",233,0,"cfs","QExtSw",233,0,"cfs","QExtSw",233,0,"cfs",0]
["QExtSw",237,0,"cfs","QExtSw",237,0,"cfs","QExtSw",237,0,"cfs",0]
["QExtSw",242,0,"cfs","QExtSw",242,0,"cfs","QExtSw",242,0,"cfs",0]
["QExtSw",245,0,"cfs","QExtSw",245,0,"cfs","QExtSw",245,0,"cfs",0]
["QExtSw",249,0,"cfs","QExtSw",249,0,"cfs","QExtSw",249,0,"cfs",0]
["QExtSw",251,0,"cfs","QExtSw",251,0,"cfs","QExtSw",251,0,"cfs",0]
["QExtSw",256,0,"cfs","QExtSw",256,0,"cfs","QExtSw",256,0,"cfs",{"$f":"IF(ISNUMBER(C5636),IF(AVERAGE(C5636,G5636,K5636)<>MAX(C5636,G5636,K5636),1,0),\"\")","v":0}]
["QExtSw",260,0,"cfs","QExtSw",260,0,"cfs","QExtSw",260,0,"cfs",0]
["QExtSw",261,0,"cfs","QExtSw",261,0,"cfs","QExtSw",261,0,"cfs",0]
["QExtSw",264,0,"cfs","QExtSw",264,0,"cfs","QExtSw",264,0,"cfs",0]
["QExtSw",269,0,"cfs","QExtSw",269,0,"cfs","QExtSw",269,0,"cfs",0]
["QExtSw",272,0,"cfs","QExtSw",272,0,"cfs","QExtSw",272,0,"cfs",0]
["QExtSw",274,0,"cfs","QExtSw",274,0,"cfs","QExtSw",274,0,"cfs",0]
["QExtSw",280,0,"cfs","QExtSw",280,0,"cfs","QExtSw",280,0,"cfs",0]
["QExtSw",283,0,"cfs","QExtSw",283,0,"cfs","QExtSw",283,0,"cfs",0]
["QExtSw",287,0,"cfs","QExtSw",287,0,"cfs","QExtSw",287,0,"cfs",0]
["QExtSw",288,0,"cfs","QExtSw",288,0,"cfs","QExtSw",288,0,"cfs",0]
["QExtSw",292,0,"cfs","QExtSw",292,0,"cfs","QExtSw",292,0,"cfs",0]
["QExtSw",296,0,"cfs","QExtSw",296,0,"cfs","QExtSw",296,0,"cfs",0]
["QExtSw",301,0,"cfs","QExtSw",301,0,"cfs","QExtSw",301,0,"cfs",0]
["QExtSw",304,0,"cfs","QExtSw",304,0,"cfs","QExtSw",304,0,"cfs",0]
["QExtSw",307,0,"cfs","QExtSw",307,0,"cfs","QExtSw",307,0,"cfs",0]
["QExtSw",310,0,"cfs","QExtSw",310,0,"cfs","QExtSw",310,0,"cfs",0]
["QExtSw",312,0,"cfs","QExtSw",312,0,"cfs","QExtSw",312,0,"cfs",0]
["QExtSw",315,0,"cfs","QExtSw",315,0,"cfs","QExtSw",315,0,"cfs",0]
["QExtSw",320,0,"cfs","QExtSw",320,0,"cfs","QExtSw",320,0,"cfs",{"$f":"IF(ISNUMBER(C5700),IF(AVERAGE(C5700,G5700,K5700)<>MAX(C5700,G5700,K5700),1,0),\"\")","v":0}]
["QExtSw",323,0,"cfs","QExtSw",323,0,"cfs","QExtSw",323,0,"cfs",0]
["QExtSw",328,0,"cfs","QExtSw",328,0,"cfs","QExtSw",328,0,"cfs",0]
["QExtSw",331,0,"cfs","QExtSw",331,0,"cfs","QExtSw",331,0,"cfs",0]
["QExtSw",333,0,"cfs","QExtSw",333,0,"cfs","QExtSw",333,0,"cfs",0]
["QExtSw",338,0,"cfs","QExtSw",338,0,"cfs","QExtSw",338,0,"cfs",0]
["QExtSw",339,0,"cfs","QExtSw",339,0,"cfs","QExtSw",339,0,"cfs",0]
["QExtSw",342,0,"cfs","QExtSw",342,0,"cfs","QExtSw",342,0,"cfs",0]
["QExtSw",347,0,"cfs","QExtSw",347,0,"cfs","QExtSw",347,0,"cfs",0]
["QExtSw",351,0,"cfs","QExtSw",351,0,"cfs","QExtSw",351,0,"cfs",0]
["QExtSw",354,0,"cfs","QExtSw",354,0,"cfs","QExtSw",354,0,"cfs",0]
["QExtSw",356,0,"cfs","QExtSw",356,0,"cfs","QExtSw",356,0,"cfs",0]
["QExtSw",362,0,"cfs","QExtSw",362,0,"cfs","QExtSw",362,0,"cfs",0]
["QExtSw",363,0,"cfs","QExtSw",363,0,"cfs","QExtSw",363,0,"cfs",0]
["QResPt",4,0,"MG/time step","QResPt",4,0,"MG/time step","QResPt",4,0,"MG/time step",0]
["QResPt",5,0,"MG/time step","QResPt",5,0,"MG/time step","QResPt",5,0,"MG/time step",0]
["QResPt",9,0,"MG/time step","QResPt",9,0,"MG/time step","QResPt",9,0,"MG/time step",0]
["QResPt",13,0,"MG/time step","QResPt",13,0,"MG/time step","QResPt",13,0,"MG/time step",0]
["QResPt",16,0,"MG/time step","QResPt",16,0,"MG/time step","QResPt",16,0,"MG/time step",0]
["QResPt",18,0,"MG/time step","QResPt",18,0,"MG/time step","QResPt",18,0,"MG/time step",0]
["QResPt",24,0,"MG/time step","QResPt",24,0,"MG/time step","QResPt",24,0,"MG/time step",0]
["QResPt",27,0,"MG/time step","QResPt",27,0,"MG/time step","QResPt",27,0,"MG/time step",0]
["QResPt",29,0,"MG/time step","QResPt",29,0,"MG/time step","QResPt",29,0,"MG/time step",0]
["QResPt",32,0,"MG/time step","QResPt",32,0,"MG/time step","QResPt",32,0,"MG/time step",0]
["QResPt",36,0,"MG/time step","QResPt",36,0,"MG/time step","QResPt",36,0,"MG/time step",0]
["QResPt",40,0,"MG/time step","QResPt",40,0,"MG/time step","QResPt",40,0,"MG/time step",0]
["QResPt",45,0,"MG/time step","QResPt",45,0,"MG/time step","QResPt",45,0,"MG/time step",0]
["QResPt",48,0,"MG/time step","QResPt",48,0,"MG/time step","QResPt",48,0,"MG/time step",0]
["QResPt",51,0,"MG/time step","QResPt",51,0,"MG/time step","QResPt",51,0,"MG/time step",0]
["QResPt",54,0,"MG/time step","QResPt",54,0,"MG/time step","QResPt",54,0,"MG/time step",0]
["QResPt",56,0,"MG/time step","QResPt",56,0,"MG/time step","QResPt",56,0,"MG/time step",0]
["QResPt",59,0,"MG/time step","QResPt",59,0,"MG/time step","QResPt",59,0,"MG/time step",0]
["QResPt",64,0,"MG/time step","QResPt",64,0,"MG/time step","QResPt",64,0,"MG/time step",0]
["QResPt",68,0,"MG/time step","QResPt",68,0,"MG/time step","QResPt",68,0,"MG/time step",0]
["QResPt",72,0,"MG/time step","QResPt",72,0,"MG/time step","QResPt",72,0,"MG/time step",0]
["QResPt",75,0,"MG/time step","QResPt",75,0,"MG/time step","QResPt",75,0,"MG/time step",0]
["QResPt",77,0,"MG/time step","QResPt",77,0,"MG/time step","QResPt",77,0,"MG/time step",0]
["QResPt",80,0,"MG/time step","QResPt",80,0,"MG/time step","QResPt",80,0,"MG/time step",0]
["QResPt",86,0,"MG/time step","QResPt",86,0,"MG/time step","QResPt",86,0,"MG/time step",0]
["QResPt",87,0,"MG/time step","QResPt",87,0,"MG/time step","QResPt",87,0,"MG/time step",0]
["QResPt",91,0,"MG/time step","QResPt",91,0,"MG/time step","QResPt",91,0,"MG/time step",0]
["QResPt",95,0,"MG/time step","QResPt",95,0,"MG/time step","QResPt",95,0,"MG/time step",0]
["QResPt",99,0,"MG/time step","QResPt",99,0,"MG/time step","QResPt",99,0,"MG/time step",0]
["QResPt",100,0,"MG/time step","QResPt",100,0,"MG/time step","QResPt",100,0,"MG/time step",0]
["QResPt",106,0,"MG/time step","QResPt",106,0,"MG/time step","QResPt",106,0,"MG/time step",0]
["QResPt",107,0,"MG/time step","QResPt",107,0,"MG/time step","QResPt",107,0,"MG/time step",0]
["QResPt",113,0,"MG/time step","QResPt",113,0,"MG/time step","QResPt",113,0,"MG/time step",0]
["QResPt",115,0,"MG/time step","QResPt",115,0,"MG/time step","QResPt",115,0,"MG/time step",0]
["QResPt",118,0,"MG/time step","QResPt",118,0,"MG/time step","QResPt",118,0,"MG/time step",0]
["QResPt",122,0,"MG/time step","QResPt",122,0,"MG/time step","QResPt",122,0,"MG/time step",0]
["QResPt",127,0,"MG/time step","QResPt",127,0,"MG/time step","QResPt",127,0,"MG/time step",0]
["QResPt",130,0,"MG/time step","QResPt",130,0,"MG/time step","QResPt",130,0,"MG/time step",0]
["QResPt",133,0,"MG/time step","QResPt",133,0,"MG/time step","QResPt",133,0,"MG/time step",0]
["QResPt",136,0,"MG/time step","QResPt",136,0,"MG/time step","QResPt",136,0,"MG/time step",0]
["QResPt",138,0,"MG/time step","QResPt",138,0,"MG/time step","QResPt",138,0,"MG/time step",0]
["QResPt",141,0,"MG/time step","QResPt",141,0,"MG/time step","QResPt",141,0,"MG/time step",0]
["QResPt",146,0,"MG/time step","QResPt",146,0,"MG/time step","QResPt",146,0,"MG/time step",0]
["QResPt",149,0,"MG/time step","QResPt",149,0,"MG/time step","QResPt",149,0,"MG/time step",0]
["QResPt",154,0,"MG/time step","QResPt",154,0,"MG/time step","QResPt",154,0,"MG/time step",0]
["QResPt",157,0,"MG/time step","QResPt",157,0,"MG/time step","QResPt",157,0,"MG/time step",0]
["QResPt",159,0,"MG/time step","QResPt",159,0,"MG/time step","QResPt",159,0,"MG/time step",0]
["QResPt",162,0,"MG/time step","QResPt",162,0,"MG/time step","QResPt",162,0,"MG/time step",0]
["QResPt",165,0,"MG/time step","QResPt",165,0,"MG/time step","QResPt",165,0,"MG/time step",0]
["QResPt",168,0,"MG/time step","QResPt",168,0,"MG/time step","QResPt",168,0,"MG/time step",0]
["QResPt",173,0,"MG/time step","QResPt",173,0,"MG/time step","QResPt",173,0,"MG/time step",0]
["QResPt",177,0,"MG/time step","QResPt",177,0,"MG/time step","QResPt",177,0,"MG/time step",0]
["QResPt",181,0,"MG/time step","QResPt",181,0,"MG/time step","QResPt",181,0,"MG/time step",0]
["QResPt",182,0,"MG/time step","QResPt",182,0,"MG/time step","QResPt",182,0,"MG/time step",0]
["QResPt",186,0,"MG/time step","QResPt",186,0,"MG/time step","QResPt",186,0,"MG/time step",0]
["QResPt",189,0,"MG/time step","QResPt",189,0,"MG/time step","QResPt",189,0,"MG/time step",0]
["QResPt",195,0,"MG/time step","QResPt",195,0,"MG/time step","QResPt",195,0,"MG/time step",0]
["QResPt",197,0,"MG/time step","QResPt",197,0,"MG/time step","QResPt",197,0,"MG/time step",0]
["QResPt",200,0,"MG/time step","QResPt",200,0,"MG/time step","QResPt",200,0,"MG/time step",0]
["QResPt",204,0,"MG/time step","QResPt",204,0,"MG/time step","QResPt",204,0,"MG/time step",0]
["QResPt",208,0,"MG/time step","QResPt",208,0,"MG/time step","QResPt",208,0,"MG/time step",0]
["QResPt",209,0,"MG/time step","QResPt",209,0,"MG/time step","QResPt",209,0,"MG/time step",0]
["QResPt",213,0,"MG/time step","QResPt",213,0,"MG/time step","QResPt",213,0,"MG/time step",0]
["QResPt",218,0,"MG/time step","QResPt",218,0,"MG/time step","QResPt",218,0,"MG/time step",0]
["QResPt",220,0,"MG/time step","QResPt",220,0,"MG/time step","QResPt",220,0,"MG/time step",0]
["QResPt",224,0,"MG/time step","QResPt",224,0,"MG/time step","QResPt",224,0,"MG/time step",0]
["QResPt",227,0,"MG/time step","QResPt",227,0,"MG/time step","QResPt",227,0,"MG/time step",0]
["QResPt",231,0,"MG/time step","QResPt",231,0,"MG/time step","QResPt",231,0,"MG/time step",0]
["QResPt",236,0,"MG/time step","QResPt",236,0,"MG/time step","QResPt",236,0,"MG/time step",0]
["QResPt",239,0,"MG/time step","QResPt",239,0,"MG/time step","QResPt",239,0,"MG/time step",0]
["QResPt",241,0,"MG/time step","QResPt",241,0,"MG/time step","QResPt",241,0,"MG/time step",0]
["QResPt",244,0,"MG/time step","QResPt",244,0,"MG/time step","QResPt",244,0,"MG/time step",0]
["QResPt",247,0,"MG/time step","QResPt",247,0,"MG/time step","QResPt",247,0,"MG/time step",0]
["QResPt",250,0,"MG/time step","QResPt",250,0,"MG/time step","QResPt",250,0,"MG/time step",0]
["QResPt",255,0,"MG/time step","QResPt",255,0,"MG/time step","QResPt",255,0,"MG/time step",0]
["QResPt",259,0,"MG/time step","QResPt",259,0,"MG/time step","QResPt",259,0,"MG/time step",0]
["QResPt",263,0,"MG/time step","QResPt",263,0,"MG/time step","QResPt",263,0,"MG/time step",0]
["QResPt",266,0,"MG/time step","QResPt",266,0,"MG/time step","QResPt",266,0,"MG/time step",0]
["QResPt",268,0,"MG/time step","QResPt",268,0,"MG/time step","QResPt",268,0,"MG/time step",0]
["QResPt",271,0,"MG/time step","QResPt",271,0,"MG/time step","QResPt",271,0,"MG/time step",0]
["QResPt",277,0,"MG/time step","QResPt",277,0,"MG/time step","QResPt",277,0,"MG/time step",0]
["QResPt",279,0,"MG/time step","QResPt",279,0,"MG/time step","QResPt",279,0,"MG/time step",0]
["QResPt",282,0,"MG/time step","QResPt",282,0,"MG/time step","QResPt",282,0,"MG/time step",0]
["QResPt",286,0,"MG/time step","QResPt",286,0,"MG/time step","QResPt",286,0,"MG/time step",0]
["QResPt",290,0,"MG/time step","QResPt",290,0,"MG/time step","QResPt",290,0,"MG/time step",0]
["QResPt",291,0,"MG/time step","QResPt",291,0,"MG/time step","QResPt",291,0,"MG/time step",0]
["QResPt",295,0,"MG/time step","QResPt",295,0,"MG/time step","QResPt",295,0,"MG/time step",0]
["QResPt",300,0,"MG/time step","QResPt",300,0,"MG/time step","QResPt",300,0,"MG/time step",0]
["QResPt",303,0,"MG/time step","QResPt",303,0,"MG/time step","QResPt",303,0,"MG/time step",0]
["QResPt",306,0,"MG/time step","QResPt",306,0,"MG/time step","QResPt",306,0,"MG/time step",0]
["QResPt",309,0,"MG/time step","QResPt",309,0,"MG/time step","QResPt",309,0,"MG/time step",0]
["QResPt",314,0,"MG/time step","QResPt",314,0,"MG/time step","QResPt",314,0,"MG/time step",0]
["QResPt",318,0,"MG/time step","QResPt",318,0,"MG/time step","QResPt",318,0,"MG/time step",0]
["QResPt",321,0,"MG/time step","QResPt",321,0,"MG/time step","QResPt",321,0,"MG/time step",0]
["QResPt",322,0,"MG/time step","QResPt",322,0,"MG/time step","QResPt",322,0,"MG/time step",0]
["QResPt",327,0,"MG/time step","QResPt",327,0,"MG/time step","QResPt",327,0,"MG/time step",0]
["QResPt",330,0,"MG/time step","QResPt",330,0,"MG/time step","QResPt",330,0,"MG/time step",0]
["QResPt",332,0,"MG/time step","QResPt",332,0,"MG/time step","QResPt",332,0,"MG/time step",0]
["QResPt",337,0,"MG/time step","QResPt",337,0,"MG/time step","QResPt",337,0,"MG/time step",0]
["QResPt",341,0,"MG/time step","QResPt",341,0,"MG/time step","QResPt",341,0,"MG/time step",0]
["QResPt",345,0,"MG/time step","QResPt",345,0,"MG/time step","QResPt",345,0,"MG/time step",0]
["QResPt",348,0,"MG/time step","QResPt",348,0,"MG/time step","QResPt",348,0,"MG/time step",0]
["QResPt",350,0,"MG/time step","QResPt",350,0,"MG/time step","QResPt",350,0,"MG/time step",0]
["QResPt",353,0,"MG/time step","QResPt",353,0,"MG/time step","QResPt",353,0,"MG/time step",0]
["QResPt",359,0,"MG/time step","QResPt",359,0,"MG/time step","QResPt",359,0,"MG/time step",0]
["QResPt",361,0,"MG/time step","QResPt",361,0,"MG/time step","QResPt",361,0,"MG/time step",0]
["QResPt",364,0,"MG/time step","QResPt",364,0,"MG/time step","QResPt",364,0,"MG/time step",0]
["QPtRes",3,0,"MG/time step","QPtRes",3,0,"MG/time step","QPtRes",3,0,"MG/time step",0]
["QPtRes",7,0,"MG/time step","QPtRes",7,0,"MG/time step","QPtRes",7,0,"MG/time step",0]
["QPtRes",8,0,"MG/time step","QPtRes",8,0,"MG/time step","QPtRes",8,0,"MG/time step",0]
["QPtRes",12,0,"MG/time step","QPtRes",12,0,"MG/time step","QPtRes",12,0,"MG/time step",0]
["QPtRes",15,0,"MG/time step","QPtRes",15,0,"MG/time step","QPtRes",15,0,"MG/time step",0]
["QPtRes",21,0,"MG/time step","QPtRes",21,0,"MG/time step","QPtRes",21,0,"MG/time step",0]
["QPtRes",23,0,"MG/time step","QPtRes",23,0,"MG/time step","QPtRes",23,0,"MG/time step",0]
["QPtRes",26,0,"MG/time step","QPtRes",26,0,"MG/time step","QPtRes",26,0,"MG/time step",0]
["QPtRes",31,0,"MG/time step","QPtRes",31,0,"MG/time step","QPtRes",31,0,"MG/time step",0]
["QPtRes",34,0,"MG/time step","QPtRes",34,0,"MG/time step","QPtRes",34,0,"MG/time step",0]
["QPtRes",35,0,"MG/time step","QPtRes",35,0,"MG/time step","QPtRes",35,0,"MG/time step",0]
["QPtRes",39,0,"MG/time step","QPtRes",39,0,"MG/time step","QPtRes",39,0,"MG/time step",0]
["QPtRes",44,0,"MG/time step","QPtRes",44,0,"MG/time step","QPtRes",44,0,"MG/time step",0]
["QPtRes",47,0,"MG/time step","QPtRes",47,0,"MG/time step","QPtRes",47,0,"MG/time step",0]
["QPtRes",49,0,"MG/time step","QPtRes",49,0,"MG/time step","QPtRes",49,0,"MG/time step",0]
["QPtRes",54,0,"MG/time step","QPtRes",54,0,"MG/time step","QPtRes",54,0,"MG/time step",0]
["QPtRes",58,0,"MG/time step","QPtRes",58,0,"MG/time step","QPtRes",58,0,"MG/time step",0]
["QPtRes",62,0,"MG/time step","QPtRes",62,0,"MG/time step","QPtRes",62,0,"MG/time step",0]
["QPtRes",63,0,"MG/time step","QPtRes",63,0,"MG/time step","QPtRes",63,0,"MG/time step",0]
["QPtRes",67,0,"MG/time step","QPtRes",67,0,"MG/time step","QPtRes",67,0,"MG/time step",0]
["QPtRes",70,0,"MG/time step","QPtRes",70,0,"MG/time step","QPtRes",70,0,"MG/time step",0]
["QPtRes",74,0,"MG/time step","QPtRes",74,0,"MG/time step","QPtRes",74,0,"MG/time step",0]
["QPtRes",76,0,"MG/time step","QPtRes",76,0,"MG/time step","QPtRes",76,0,"MG/time step",0]
["QPtRes",82,0,"MG/time step","QPtRes",82,0,"MG/time step","QPtRes",82,0,"MG/time step",0]
["QPtRes",85,0,"MG/time step","QPtRes",85,0,"MG/time step","QPtRes",85,0,"MG/time step",0]
["QPtRes",89,0,"MG/time step","QPtRes",89,0,"MG/time step","QPtRes",89,0,"MG/time step",0]
["QPtRes",90,0,"MG/time step","QPtRes",90,0,"MG/time step","QPtRes",90,0,"MG/time step",0]
["QPtRes",94,0,"MG/time step","QPtRes",94,0,"MG/time step","QPtRes",94,0,"MG/time step",0]
["QPtRes",97,0,"MG/time step","QPtRes",97,0,"MG/time step","QPtRes",97,0,"MG/time step",0]
["QPtRes",103,0,"MG/time step","QPtRes",103,0,"MG/time step","QPtRes",103,0,"MG/time step",0]
["QPtRes",105,0,"MG/time step","QPtRes",105,0,"MG/time step","QPtRes",105,0,"MG/time step",0]
["QPtRes",108,0,"MG/time step","QPtRes",108,0,"MG/time step","QPtRes",108,0,"MG/time step",0]
["QPtRes",113,0,"MG/time step","QPtRes",113,0,"MG/time step","QPtRes",113,0,"MG/time step",0]
["QPtRes",116,0,"MG/time step","QPtRes",116,0,"MG/time step","QPtRes",116,0,"MG/time step",0]
["QPtRes",117,0,"MG/time step","QPtRes",117,0,"MG/time step","QPtRes",117,0,"MG/time step",0]
["QPtRes",121,0,"MG/time step","QPtRes",121,0,"MG/time step","QPtRes",121,0,"MG/time step",0]
["QPtRes",126,0,"MG/time step","QPtRes",126,0,"MG/time step","QPtRes",126,0,"MG/time step",0]
["QPtRes",129,0,"MG/time step","QPtRes",129,0,"MG/time step","QPtRes",129,0,"MG/time step",0]
["QPtRes",132,0,"MG/time step","QPtRes",132,0,"MG/time step","QPtRes",132,0,"MG/time step",0]
["QPtRes",135,0,"MG/time step","QPtRes",135,0,"MG/time step","QPtRes",135,0,"MG/time step",0]
["QPtRes",140,0,"MG/time step","QPtRes",140,0,"MG/time step","QPtRes",140,0,"MG/time step",0]
["QPtRes",144,0,"MG/time step","QPtRes",144,0,"MG/time step","QPtRes",144,0,"MG/time step",0]
["QPtRes",145,0,"MG/time step","QPtRes",145,0,"MG/time step","QPtRes",145,0,"MG/time step",0]
["QPtRes",148,0,"MG/time step","QPtRes",148,0,"MG/time step","QPtRes",148,0,"MG/time step",0]
["QPtRes",153,0,"MG/time step","QPtRes",153,0,"MG/time step","QPtRes",153,0,"MG/time step",0]
["QPtRes",156,0,"MG/time step","QPtRes",156,0,"MG/time step","QPtRes",156,0,"MG/time step",0]
["QPtRes",158,0,"MG/time step","QPtRes",158,0,"MG/time step","QPtRes",158,0,"MG/time step",0]
["QPtRes",164,0,"MG/time step","QPtRes",164,0,"MG/time step","QPtRes",164,0,"MG/time step",0]
["QPtRes",167,0,"MG/time step","QPtRes",167,0,"MG/time step","QPtRes",167,0,"MG/time step",0]
["QPtRes",171,0,"MG/time step","QPtRes",171,0,"MG/time step","QPtRes",171,0,"MG/time step",0]
["QPtRes",172,0,"MG/time step","QPtRes",172,0,"MG/time step","QPtRes",172,0,"MG/time step",0]
["QPtRes",176,0,"MG/time step","QPtRes",176,0,"MG/time step","QPtRes",176,0,"MG/time step",0]
["QPtRes",180,0,"MG/time step","QPtRes",180,0,"MG/time step","QPtRes",180,0,"MG/time step",0]
["QPtRes",185,0,"MG/time step","QPtRes",185,0,"MG/time step","QPtRes",185,0,"MG/time step",0]
["QPtRes",187,0,"MG/time step","QPtRes",187,0,"MG/time step","QPtRes",187,0,"MG/time step",0]
["QPtRes",191,0,"MG/time step","QPtRes",191,0,"MG/time step","QPtRes",191,0,"MG/time step",0]
["QPtRes",194,0,"MG/time step","QPtRes",194,0,"MG/time step","QPtRes",194,0,"MG/time step",0]
["QPtRes",196,0,"MG/time step","QPtRes",196,0,"MG/time step","QPtRes",196,0,"MG/time step",0]
["QPtRes",199,0,"MG/time step","QPtRes",199,0,"MG/time step","QPtRes",199,0,"MG/time step",0]
["QPtRes",203,0,"MG/time step","QPtRes",203,0,"MG/time step","QPtRes",203,0,"MG/time step",0]
["QPtRes",207,0,"MG/time step","QPtRes",207,0,"MG/time step","QPtRes",207,0,"MG/time step",0]
["QPtRes",212,0,"MG/time step","QPtRes",212,0,"MG/time step","QPtRes",212,0,"MG/time step",0]
["QPtRes",214,0,"MG/time step","QPtRes",214,0,"MG/time step","QPtRes",214,0,"MG/time step",0]
["QPtRes",217,0,"MG/time step","QPtRes",217,0,"MG/time step","QPtRes",217,0,"MG/time step",0]
["QPtRes",222,0,"MG/time step","QPtRes",222,0,"MG/time step","QPtRes",222,0,"MG/time step",0]
["QPtRes",226,0,"MG/time step","QPtRes",226,0,"MG/time step","QPtRes",226,0,"MG/time step",0]
["QPtRes",227,0,"MG/time step","QPtRes",227,0,"MG/time step","QPtRes",227,0,"MG/time step",0]
["QPtRes",230,0,"MG/time step","QPtRes",230,0,"MG/time step","QPtRes",230,0,"MG/time step",{"$f":"IF(ISNUMBER(C6340),IF(AVERAGE(C6340,G6340,K6340)<>MAX(C6340,G6340,K6340),1,0),\"\")","v":0}]
["QPtRes",235,0,"MG/time step","QPtRes",235,0,"MG/time step","QPtRes",235,0,"MG/time step",0]
["QPtRes",238,0,"MG/time step","QPtRes",238,0,"MG/time step","QPtRes",238,0,"MG/time step",0]
["QPtRes",240,0,"MG/time step","QPtRes",240,0,"MG/time step","QPtRes",240,0,"MG/time step",0]
["QPtRes",246,0,"MG/time step","QPtRes",246,0,"MG/time step","QPtRes",246,0,"MG/time step",0]
["QPtRes",249,0,"MG/time step","QPtRes",249,0,"MG/time step","QPtRes",249,0,"MG/time step",0]
["QPtRes",253,0,"MG/time step","QPtRes",253,0,"MG/time step","QPtRes",253,0,"MG/time step",0]
["QPtRes",254,0,"MG/time step","QPtRes",254,0,"MG/time step","QPtRes",254,0,"MG/time step",0]
["QPtRes",258,0,"MG/time step","QPtRes",258,0,"MG/time step","QPtRes",258,0,"MG/time step",0]
["QPtRes",262,0,"MG/time step","QPtRes",262,0,"MG/time step","QPtRes",262,0,"MG/time step",0]
["QPtRes",265,0,"MG/time step","QPtRes",265,0,"MG/time step","QPtRes",265,0,"MG/time step",0]
["QPtRes",267,0,"MG/time step","QPtRes",267,0,"MG/time step","QPtRes",267,0,"MG/time step",0]
["QPtRes",273,0,"MG/time step","QPtRes",273,0,"MG/time step","QPtRes",273,0,"MG/time step",0]
["QPtRes",276,0,"MG/time step","QPtRes",276,0,"MG/time step","QPtRes",276,0,"MG/time step",0]
["QPtRes",278,0,"MG/time step","QPtRes",278,0,"MG/time step","QPtRes",278,0,"MG/time step",0]
["QPtRes",281,0,"MG/time step","QPtRes",281,0,"MG/time step","QPtRes",281,0,"MG/time step",0]
["QPtRes",285,0,"MG/time step","QPtRes",285,0,"MG/time step","QPtRes",285,0,"MG/time step",0]
["QPtRes",289,0,"MG/time step","QPtRes",289,0,"MG/time step","QPtRes",289,0,"MG/time step",0]
["QPtRes",294,0,"MG/time step","QPtRes",294,0,"MG/time step","QPtRes",294,0,"MG/time step",{"$f":"IF(ISNUMBER(C6404),IF(AVERAGE(C6404,G6404,K6404)<>MAX(C6404,G6404,K6404),1,0),\"\")","v":0}]
["QPtRes",297,0,"MG/time step","QPtRes",297,0,"MG/time step","QPtRes",297,0,"MG/time step",0]
["QPtRes",299,0,"MG/time step","QPtRes",299,0,"MG/time step","QPtRes",299,0,"MG/time step",0]
["QPtRes",304,0,"MG/time step","QPtRes",304,0,"MG/time step","QPtRes",304,0,"MG/time step",0]
["QPtRes",305,0,"MG/time step","QPtRes",305,0,"MG/time step","QPtRes",305,0,"MG/time step",0]
["QPtRes",308,0,"MG/time step","QPtRes",308,0,"MG/time step","QPtRes",308,0,"MG/time step",0]
["QPtRes",313,0,"MG/time step","QPtRes",313,0,"MG/time step","QPtRes",313,0,"MG/time step",0]
["QPtRes",317,0,"MG/time step","QPtRes",317,0,"MG/time step","QPtRes",317,0,"MG/time step",0]
["QPtRes",320,0,"MG/time step","QPtRes",320,0,"MG/time step","QPtRes",320,0,"MG/time step",0]
["QPtRes",324,0,"MG/time step","QPtRes",324,0,"MG/time step","QPtRes",324,0,"MG/time step",0]
["QPtRes",326,0,"MG/time step","QPtRes",326,0,"MG/time step","QPtRes",326,0,"MG/time step",0]
["QPtRes",331,0,"MG/time step","QPtRes",331,0,"MG/time step","QPtRes",331,0,"MG/time step",0]
["QPtRes",335,0,"MG/time step","QPtRes",335,0,"MG/time step","QPtRes",335,0,"MG/time step",0]
["QPtRes",336,0,"MG/time step","QPtRes",336,0,"MG/time step","QPtRes",336,0,"MG/time step",0]
["QPtRes",340,0,"MG/time step","QPtRes",340,0,"MG/time step","QPtRes",340,0,"MG/time step",0]
["QPtRes",344,0,"MG/time step","QPtRes",344,0,"MG/time step","QPtRes",344,0,"MG/time step",0]
["QPtRes",347,0,"MG/time step","QPtRes",347,0,"MG/time step","QPtRes",347,0,"MG/time step",0]
["QPtRes",349,0,"MG/time step","QPtRes",349,0,"MG/time step","QPtRes",349,0,"MG/time step",0]
["QPtRes",355,0,"MG/time step","QPtRes",355,0,"MG/time step","QPtRes",355,0,"MG/time step",0]
["QPtRes",358,0,"MG/time step","QPtRes",358,0,"MG/time step","QPtRes",358,0,"MG/time step",{"$f":"IF(ISNUMBER(C6468),IF(AVERAGE(C6468,G6468,K6468)<>MAX(C6468,G6468,K6468),1,0),\"\")","v":0}]
["QPtRes",360,0,"MG/time step","QPtRes",360,0,"MG/time step","QPtRes",360,0,"MG/time step",0]
["QPtRes",363,0,"MG/time step","QPtRes",363,0,"MG/time step","QPtRes",363,0,"MG/time step",0]
["QSwMin",2,-9,"cfs","QSwMin",2,-9,"cfs","QSwMin",2,-9,"cfs",0]
["QSwMin",6,-9,"cfs","QSwMin",6,-9,"cfs","QSwMin",6,-9,"cfs",0]
["QSwMin",11,-9,"cfs","QSwMin",11,-9,"cfs","QSwMin",11,-9,"cfs",0]
["QSwMax",2,-9,"cfs","QSwMax",2,-9,"cfs","QSwMax",2,-9,"cfs",0]
["QSwMax",5,-9,"cfs","QSwMax",5,-9,"cfs","QSwMax",5,-9,"cfs",0]
["QSwMax",8,-9,"cfs","QSwMax",8,-9,"cfs","QSwMax",8,-9,"cfs",0]
["QSwMax",10,-9,"cfs","QSwMax",10,-9,"cfs","QSwMax",10,-9,"cfs",0]
["QSwExtMin",1,-9,"cfs","QSwExtMin",1,-9,"cfs","QSwExtMin",1,-9,"cfs",0]
["QSwExtMin",6,-9,"cfs","QSwExtMin",6,-9,"cfs","QSwExtMin",6,-9,"cfs",0]
["QSwExtMin",10,-9,"cfs","QSwExtMin",10,-9,"cfs","QSwExtMin",10,-9,"cfs",0]
["QSwExtMax",1,-9,"cfs","QSwExtMax",1,-9,"cfs","QSwExtMax",1,-9,"cfs",0]
["QSwExtMax",5,-9,"cfs","QSwExtMax",5,-9,"cfs","QSwExtMax",5,-9,"cfs",0]
["QSwExtMax",7,-9,"cfs","QSwExtMax",7,-9,"cfs","QSwExtMax",7,-9,"cfs",0]
["QSwExtMax",10,-9,"cfs","QSwExtMax",10,-9,"cfs","QSwExtMax",10,-9,"cfs",0]
["RfUseP","None",5.8300000000000001E-3,"$/month","RfUseP","None",5.8300000000000001E-3,"$/month","RfUseP","None",5.8300000000000001E-3,"$/month",0]
["CCGwPumpU","None",5787.0370000000003,"$/MGD","CCGwPumpU","None",5787.0370000000003,"$/MGD","CCGwPumpU","None",5787.0370000000003,"$/MGD",0]
["TGwPumpNew","None",25,"years","TGwPumpNew","None",25,"years","TGwPumpNew","None",25,"years",{"$f":"IF(ISNUMBER(C6532),IF(AVERAGE(C6532,G6532,K6532)<>MAX(C6532,G6532,K6532),1,0),\"\")","v":0}]
["QSwPumpI","None",1.73,"MGD","QSwPumpI","None",1.73,"MGD","QSwPumpI","None",1.73,"MGD",0]
["CCWtpU","None",6229.1859999999997,"$/MGD","CCWtpU","None",6229.1859999999997,"$/MGD","CCWtpU","None",6229.1859999999997,"$/MGD",0]
["COmWtpU","None",0,"$/MG","COmWtpU","None",0,"$/MG","COmWtpU","None",0,"$/MG",0]
["COmWtpUaw","None",2.1805000000000001E-2,"$/year","COmWtpUaw","None",2.1805000000000001E-2,"$/year","COmWtpUaw","None",2.1805000000000001E-2,"$/year",0]
["PWtpGwFixmax","None",0,"%","PWtpGwFixmax","None",0,"%","PWtpGwFixmax","None",0,"%",0]
["QWwtpMaxI","None",3.14,"MGD","QWwtpMaxI","None",3.14,"MGD","QWwtpMaxI","None",3.14,"MGD",0]
["TWwtpExist","None",25,"years","TWwtpExist","None",25,"years","TWwtpExist","None",25,"years",0]
["COmGwWwtp","None",600,"$/year","COmGwWwtp","None",600,"$/year","COmGwWwtp","None",600,"$/year",0]
["QWrfMaxI","None",0,"MGD","QWrfMaxI","None",0,"MGD","QWrfMaxI","None",0,"MGD",0]
["RUseNp","None",6.3000000000000003E-4,"$/HCF","RUseNp","None",6.3000000000000003E-4,"$/HCF","RUseNp","None",6.3000000000000003E-4,"$/HCF",0]
["RfUseNp","None",0,"$/month","RfUseNp","None",0,"$/month","RfUseNp","None",0,"$/month",0]
["ExNpDist","None",-9,"-","ExNpDist","None",-9,"-","ExNpDist","None",-9,"-",0]
["QAsrMaxI","None",0,"MGD","QAsrMaxI","None",0,"MGD","QAsrMaxI","None",0,"MGD",0]
["TAsrNew","None",30,"years","TAsrNew","None",30,"years","TAsrNew","None",30,"years",0]
["CIbtWwU","None",0.94599999999999995,"$/MG","CIbtWwU","None",0.94599999999999995,"$/MG","CIbtWwU","None",0.94599999999999995,"$/MG",0]
["QIbtWwMaxDay","None",0.57999999999999996,"MGD","QIbtWwMaxDay","None",0.57999999999999996,"MGD","QIbtWwMaxDay","None",0.57999999999999996,"MGD",0]
["QIbtWwAddlMaxDay","None",-9,"MGD","QIbtWwAddlMaxDay","None",-9,"MGD","QIbtWwAddlMaxDay","None",-9,"MGD",0]
["QIbtWMaxMonth","None",-9,"MG/month","QIbtWMaxMonth","None",-9,"MG/month","QIbtWMaxMonth","None",-9,"MG/month",0]
["QIbtWMaxMonth","None",-9,"MG/month","QIbtWMaxMonth","None",-9,"MG/month","QIbtWMaxMonth","None",-9,"MG/month",0]
["QIbtWMaxMonth","None",-9,"MG/month","QIbtWMaxMonth","None",-9,"MG/month","QIbtWMaxMonth","None",-9,"MG/month",0]
["QIbtWwMaxMonth","None",-9,"MG/month","QIbtWwMaxMonth","None",-9,"MG/month","QIbtWwMaxMonth","None",-9,"MG/month",0]
["QIbtWwMaxMonth","None",-9,"MG/month","QIbtWwMaxMonth","None",-9,"MG/month","QIbtWwMaxMonth","None",-9,"MG/month",0]
["QIbtWwMaxMonth","None",-9,"MG/month","QIbtWwMaxMonth","None",-9,"MG/month","QIbtWwMaxMonth","None",-9,"MG/month",0]
["QIbtWwMaxMonth","None",-9,"MG/month","QIbtWwMaxMonth","None",-9,"MG/month","QIbtWwMaxMonth","None",-9,"MG/month",0]
["MeasuredFlow",4,37,"cfs","MeasuredFlow",4,37,"cfs","MeasuredFlow",4,37,"cfs",0]
["MeasuredFlow",8,68,"cfs","MeasuredFlow",8,68,"cfs","MeasuredFlow",8,68,"cfs",0]
["MeasuredFlow",11,67,"cfs","MeasuredFlow",11,67,"cfs","MeasuredFlow",11,67,"cfs",0]
["MeasuredFlow",13,98,"cfs","MeasuredFlow",13,98,"cfs","MeasuredFlow",13,98,"cfs",0]
["MeasuredFlow",16,127,"cfs","MeasuredFlow",16,127,"cfs","MeasuredFlow",16,127,"cfs",0]
["MeasuredFlow",22,88,"cfs","MeasuredFlow",22,88,"cfs","MeasuredFlow",22,88,"cfs",0]
["MeasuredFlow",24,102,"cfs","MeasuredFlow",24,102,"cfs","MeasuredFlow",24,102,"cfs",0]
["MeasuredFlow",27,95,"cfs","MeasuredFlow",27,95,"cfs","MeasuredFlow",27,95,"cfs",0]
["MeasuredFlow",31,88,"cfs","MeasuredFlow",31,88,"cfs","MeasuredFlow",31,88,"cfs",0]
["MeasuredFlow",35,104,"cfs","MeasuredFlow",35,104,"cfs","MeasuredFlow",35,104,"cfs",0]
["MeasuredFlow",36,94,"cfs","MeasuredFlow",36,94,"cfs","MeasuredFlow",36,94,"cfs",0]
["MeasuredFlow",40,69,"cfs","MeasuredFlow",40,69,"cfs","MeasuredFlow",40,69,"cfs",0]
["MeasuredFlow",45,98,"cfs","MeasuredFlow",45,98,"cfs","MeasuredFlow",45,98,"cfs",0]
["MeasuredFlow",47,82,"cfs","MeasuredFlow",47,82,"cfs","MeasuredFlow",47,82,"cfs",0]
["MeasuredFlow",51,81,"cfs","MeasuredFlow",51,81,"cfs","MeasuredFlow",51,81,"cfs",0]
["MeasuredFlow",54,115,"cfs","MeasuredFlow",54,115,"cfs","MeasuredFlow",54,115,"cfs",0]
["MeasuredFlow",58,91,"cfs","MeasuredFlow",58,91,"cfs","MeasuredFlow",58,91,"cfs",0]
["MeasuredFlow",63,200,"cfs","MeasuredFlow",63,200,"cfs","MeasuredFlow",63,200,"cfs",0]
["MeasuredFlow",66,173,"cfs","MeasuredFlow",66,173,"cfs","MeasuredFlow",66,173,"cfs",0]
["MeasuredFlow",67,148,"cfs","MeasuredFlow",67,148,"cfs","MeasuredFlow",67,148,"cfs",0]
["MeasuredFlow",72,141,"cfs","MeasuredFlow",72,141,"cfs","MeasuredFlow",72,141,"cfs",0]
["MeasuredFlow",74,125,"cfs","MeasuredFlow",74,125,"cfs","MeasuredFlow",74,125,"cfs",0]
["MeasuredFlow",77,120,"cfs","MeasuredFlow",77,120,"cfs","MeasuredFlow",77,120,"cfs",0]
["MeasuredFlow",82,204,"cfs","MeasuredFlow",82,204,"cfs","MeasuredFlow",82,204,"cfs",0]
["MeasuredFlow",86,234,"cfs","MeasuredFlow",86,234,"cfs","MeasuredFlow",86,234,"cfs",0]
["MeasuredFlow",90,223,"cfs","MeasuredFlow",90,223,"cfs","MeasuredFlow",90,223,"cfs",0]
["MeasuredFlow",93,336,"cfs","MeasuredFlow",93,336,"cfs","MeasuredFlow",93,336,"cfs",0]
["MeasuredFlow",95,257,"cfs","MeasuredFlow",95,257,"cfs","MeasuredFlow",95,257,"cfs",0]
["MeasuredFlow",98,177,"cfs","MeasuredFlow",98,177,"cfs","MeasuredFlow",98,177,"cfs",0]
["MeasuredFlow",104,124,"cfs","MeasuredFlow",104,124,"cfs","MeasuredFlow",104,124,"cfs",0]
["MeasuredFlow",106,115,"cfs","MeasuredFlow",106,115,"cfs","MeasuredFlow",106,115,"cfs",0]
["MeasuredFlow",109,99,"cfs","MeasuredFlow",109,99,"cfs","MeasuredFlow",109,99,"cfs",0]
["MeasuredFlow",113,91,"cfs","MeasuredFlow",113,91,"cfs","MeasuredFlow",113,91,"cfs",0]
["MeasuredFlow",117,137,"cfs","MeasuredFlow",117,137,"cfs","MeasuredFlow",117,137,"cfs",0]
["MeasuredFlow",118,133,"cfs","MeasuredFlow",118,133,"cfs","MeasuredFlow",118,133,"cfs",0]
["MeasuredFlow",122,137,"cfs","MeasuredFlow",122,137,"cfs","MeasuredFlow",122,137,"cfs",0]
["MeasuredFlow",125,211,"cfs","MeasuredFlow",125,211,"cfs","MeasuredFlow",125,211,"cfs",0]
["MeasuredFlow",131,124,"cfs","MeasuredFlow",131,124,"cfs","MeasuredFlow",131,124,"cfs",0]
["MeasuredFlow",133,145,"cfs","MeasuredFlow",133,145,"cfs","MeasuredFlow",133,145,"cfs",0]
["MeasuredFlow",136,466,"cfs","MeasuredFlow",136,466,"cfs","MeasuredFlow",136,466,"cfs",0]
["MeasuredFlow",141,328,"cfs","MeasuredFlow",141,328,"cfs","MeasuredFlow",141,328,"cfs",0]
["MeasuredFlow",145,195,"cfs","MeasuredFlow",145,195,"cfs","MeasuredFlow",145,195,"cfs",0]
["MeasuredFlow",148,148,"cfs","MeasuredFlow",148,148,"cfs","MeasuredFlow",148,148,"cfs",0]
["MeasuredFlow",149,141,"cfs","MeasuredFlow",149,141,"cfs","MeasuredFlow",149,141,"cfs",0]
["MeasuredFlow",154,115,"cfs","MeasuredFlow",154,115,"cfs","MeasuredFlow",154,115,"cfs",0]
["MeasuredFlow",156,97,"cfs","MeasuredFlow",156,97,"cfs","MeasuredFlow",156,97,"cfs",0]
["MeasuredFlow",159,274,"cfs","MeasuredFlow",159,274,"cfs","MeasuredFlow",159,274,"cfs",0]
["MeasuredFlow",164,145,"cfs","MeasuredFlow",164,145,"cfs","MeasuredFlow",164,145,"cfs",0]
["MeasuredFlow",168,144,"cfs","MeasuredFlow",168,144,"cfs","MeasuredFlow",168,144,"cfs",0]
["MeasuredFlow",172,89,"cfs","MeasuredFlow",172,89,"cfs","MeasuredFlow",172,89,"cfs",0]
["MeasuredFlow",175,66,"cfs","MeasuredFlow",175,66,"cfs","MeasuredFlow",175,66,"cfs",0]
["MeasuredFlow",177,57,"cfs","MeasuredFlow",177,57,"cfs","MeasuredFlow",177,57,"cfs",0]
["MeasuredFlow",180,50,"cfs","MeasuredFlow",180,50,"cfs","MeasuredFlow",180,50,"cfs",0]
["MeasuredFlow",184,29,"cfs","MeasuredFlow",184,29,"cfs","MeasuredFlow",184,29,"cfs",0]
["MeasuredFlow",186,23,"cfs","MeasuredFlow",186,23,"cfs","MeasuredFlow",186,23,"cfs",0]
["MeasuredFlow",191,18,"cfs","MeasuredFlow",191,18,"cfs","MeasuredFlow",191,18,"cfs",0]
["MeasuredFlow",195,15,"cfs","MeasuredFlow",195,15,"cfs","MeasuredFlow",195,15,"cfs",0]
["MeasuredFlow",199,12,"cfs","MeasuredFlow",199,12,"cfs","MeasuredFlow",199,12,"cfs",0]
["MeasuredFlow",200,12,"cfs","MeasuredFlow",200,12,"cfs","MeasuredFlow",200,12,"cfs",0]
["MeasuredFlow",204,12,"cfs","MeasuredFlow",204,12,"cfs","MeasuredFlow",204,12,"cfs",0]
["MeasuredFlow",207,12,"cfs","MeasuredFlow",207,12,"cfs","MeasuredFlow",207,12,"cfs",0]
["MeasuredFlow",213,15,"cfs","MeasuredFlow",213,15,"cfs","MeasuredFlow",213,15,"cfs",0]
["MeasuredFlow",215,13,"cfs","MeasuredFlow",215,13,"cfs","MeasuredFlow",215,13,"cfs",0]
["MeasuredFlow",218,12,"cfs","MeasuredFlow",218,12,"cfs","MeasuredFlow",218,12,"cfs",0]
["MeasuredFlow",223,7.7,"cfs","MeasuredFlow",223,7.7,"cfs","MeasuredFlow",223,7.7,"cfs",0]
["MeasuredFlow",226,8.6999999999999993,"cfs","MeasuredFlow",226,8.6999999999999993,"cfs","MeasuredFlow",226,8.6999999999999993,"cfs",0]
["MeasuredFlow",227,7.5,"cfs","MeasuredFlow",227,7.5,"cfs","MeasuredFlow",227,7.5,"cfs",0]
["MeasuredFlow",231,5.9,"cfs","MeasuredFlow",231,5.9,"cfs","MeasuredFlow",231,5.9,"cfs",0]
["MeasuredFlow",236,9.6999999999999993,"cfs","MeasuredFlow",236,9.6999999999999993,"cfs","MeasuredFlow",236,9.6999999999999993,"cfs",0]
["MeasuredFlow",239,9.9,"cfs","MeasuredFlow",239,9.9,"cfs","MeasuredFlow",239,9.9,"cfs",0]
["MeasuredFlow",242,13,"cfs","MeasuredFlow",242,13,"cfs","MeasuredFlow",242,13,"cfs",0]
["MeasuredFlow",245,15,"cfs","MeasuredFlow",245,15,"cfs","MeasuredFlow",245,15,"cfs",0]
["MeasuredFlow",250,15,"cfs","MeasuredFlow",250,15,"cfs","MeasuredFlow",250,15,"cfs",0]
["MeasuredFlow",254,8.8000000000000007,"cfs","MeasuredFlow",254,8.8000000000000007,"cfs","MeasuredFlow",254,8.8000000000000007,"cfs",0]
["MeasuredFlow",255,8.1,"cfs","MeasuredFlow",255,8.1,"cfs","MeasuredFlow",255,8.1,"cfs",0]
["MeasuredFlow",259,47,"cfs","MeasuredFlow",259,47,"cfs","MeasuredFlow",259,47,"cfs",0]
["MeasuredFlow",262,26,"cfs","MeasuredFlow",262,26,"cfs","MeasuredFlow",262,26,"cfs",0]
["MeasuredFlow",266,38,"cfs","MeasuredFlow",266,38,"cfs","MeasuredFlow",266,38,"cfs",0]
["MeasuredFlow",268,26,"cfs","MeasuredFlow",268,26,"cfs","MeasuredFlow",268,26,"cfs",0]
["MeasuredFlow",273,28,"cfs","MeasuredFlow",273,28,"cfs","MeasuredFlow",273,28,"cfs",0]
["MeasuredFlow",277,20,"cfs","MeasuredFlow",277,20,"cfs","MeasuredFlow",277,20,"cfs",0]
["MeasuredFlow",281,19,"cfs","MeasuredFlow",281,19,"cfs","MeasuredFlow",281,19,"cfs",0]
["MeasuredFlow",282,20,"cfs","MeasuredFlow",282,20,"cfs","MeasuredFlow",282,20,"cfs",0]
["MeasuredFlow",286,24,"cfs","MeasuredFlow",286,24,"cfs","MeasuredFlow",286,24,"cfs",0]
["MeasuredFlow",289,31,"cfs","MeasuredFlow",289,31,"cfs","MeasuredFlow",289,31,"cfs",0]
["MeasuredFlow",295,28,"cfs","MeasuredFlow",295,28,"cfs","MeasuredFlow",295,28,"cfs",0]
["MeasuredFlow",297,26,"cfs","MeasuredFlow",297,26,"cfs","MeasuredFlow",297,26,"cfs",0]
["MeasuredFlow",301,67,"cfs","MeasuredFlow",301,67,"cfs","MeasuredFlow",301,67,"cfs",0]
["MeasuredFlow",304,50,"cfs","MeasuredFlow",304,50,"cfs","MeasuredFlow",304,50,"cfs",0]
["MeasuredFlow",308,35,"cfs","MeasuredFlow",308,35,"cfs","MeasuredFlow",308,35,"cfs",0]
["MeasuredFlow",309,35,"cfs","MeasuredFlow",309,35,"cfs","MeasuredFlow",309,35,"cfs",0]
["MeasuredFlow",313,48,"cfs","MeasuredFlow",313,48,"cfs","MeasuredFlow",313,48,"cfs",0]
["MeasuredFlow",318,144,"cfs","MeasuredFlow",318,144,"cfs","MeasuredFlow",318,144,"cfs",0]
["MeasuredFlow",321,206,"cfs","MeasuredFlow",321,206,"cfs","MeasuredFlow",321,206,"cfs",0]
["MeasuredFlow",324,325,"cfs","MeasuredFlow",324,325,"cfs","MeasuredFlow",324,325,"cfs",0]
["MeasuredFlow",327,240,"cfs","MeasuredFlow",327,240,"cfs","MeasuredFlow",327,240,"cfs",0]
["MeasuredFlow",332,146,"cfs","MeasuredFlow",332,146,"cfs","MeasuredFlow",332,146,"cfs",0]
["MeasuredFlow",336,120,"cfs","MeasuredFlow",336,120,"cfs","MeasuredFlow",336,120,"cfs",0]
["MeasuredFlow",337,112,"cfs","MeasuredFlow",337,112,"cfs","MeasuredFlow",337,112,"cfs",0]
["MeasuredFlow",340,92,"cfs","MeasuredFlow",340,92,"cfs","MeasuredFlow",340,92,"cfs",0]
["MeasuredFlow",345,82,"cfs","MeasuredFlow",345,82,"cfs","MeasuredFlow",345,82,"cfs",0]
["MeasuredFlow",348,308,"cfs","MeasuredFlow",348,308,"cfs","MeasuredFlow",348,308,"cfs",0]
["MeasuredFlow",350,516,"cfs","MeasuredFlow",350,516,"cfs","MeasuredFlow",350,516,"cfs",0]
["MeasuredFlow",356,492,"cfs","MeasuredFlow",356,492,"cfs","MeasuredFlow",356,492,"cfs",0]
["MeasuredFlow",359,376,"cfs","MeasuredFlow",359,376,"cfs","MeasuredFlow",359,376,"cfs",0]
["MeasuredFlow",363,340,"cfs","MeasuredFlow",363,340,"cfs","MeasuredFlow",363,340,"cfs",0]
["MeasuredFlow",364,299,"cfs","MeasuredFlow",364,299,"cfs","MeasuredFlow",364,299,"cfs",0]
["CStreamU","None",0,"$/ft","CStreamU","None",0,"$/ft","CStreamU","None",0,"$/ft",0]
["OutfallMax","None",0,"# outfalls","OutfallMax","None",0,"# outfalls","OutfallMax","None",0,"# outfalls",0]
["LWuserUseP","2;1",570.12883220000003,"lbs/time step","LWuserUseP","2;1",570.12883220000003,"lbs/time step","LWuserUseP","2;1",570.12883220000003,"lbs/time step",0]
["LWuserUseP","4;1",0,"lbs/time step","LWuserUseP","4;1",0,"lbs/time step","LWuserUseP","4;1",0,"lbs/time step",0]
["LWuserUseP","8;1",0,"lbs/time step","LWuserUseP","8;1",0,"lbs/time step","LWuserUseP","8;1",0,"lbs/time step",0]
["LWuserUseNp","4;1",0,"lbs/time step","LWuserUseNp","4;1",0,"lbs/time step","LWuserUseNp","4;1",0,"lbs/time step",0]
["LWuserUseNp","8;1",0,"lbs/time step","LWuserUseNp","8;1",0,"lbs/time step","LWuserUseNp","8;1",0,"lbs/time step",0]
["FlagResArea","None","No","-","FlagResArea","None","No","-","FlagResArea","None","No","-",""]
["ResRem1",1,0.9,"1/time step","ResRem1",1,0.9,"1/time step","ResRem1",1,0.9,"1/time step",0]
["LSwTarget",1,1156,"lbs/time step","LSwTarget",1,1156,"lbs/time step","LSwTarget",1,1156,"lbs/time step",0]
["LPtSw","5;1",3.3018355119999998,"lbs/time step","LPtSw","5;1",3.3018355119999998,"lbs/time step","LPtSw","5;1",3.3018355119999998,"lbs/time step",0]
["LPtSw","7;1",3.3018355119999998,"lbs/time step","LPtSw","7;1",3.3018355119999998,"lbs/time step","LPtSw","7;1",3.3018355119999998,"lbs/time step",0]
["LPtSw","10;1",3.3018355119999998,"lbs/time step","LPtSw","10;1",3.3018355119999998,"lbs/time step","LPtSw","10;1",3.3018355119999998,"lbs/time step",0]
["LPtSw","15;1",3.3018355119999998,"lbs/time step","LPtSw","15;1",3.3018355119999998,"lbs/time step","LPtSw","15;1",3.3018355119999998,"lbs/time step",0]
["LPtSw","16;1",3.3018355119999998,"lbs/time step","LPtSw","16;1",3.3018355119999998,"lbs/time step","LPtSw","16;1",3.3018355119999998,"lbs/time step",0]
["LPtSw","19;1",3.3018355119999998,"lbs/time step","LPtSw","19;1",3.3018355119999998,"lbs/time step","LPtSw","19;1",3.3018355119999998,"lbs/time step",0]
["LPtSw","23;1",3.3018355119999998,"lbs/time step","LPtSw","23;1",3.3018355119999998,"lbs/time step","LPtSw","23;1",3.3018355119999998,"lbs/time step",0]
["LPtSw","28;1",3.3018355119999998,"lbs/time step","LPtSw","28;1",3.3018355119999998,"lbs/time step","LPtSw","28;1",3.3018355119999998,"lbs/time step",0]
["LPtSw","31;1",3.3018355119999998,"lbs/time step","LPtSw","31;1",3.3018355119999998,"lbs/time step","LPtSw","31;1",3.3018355119999998,"lbs/time step",{"$f":"IF(ISNUMBER(C7044),IF(AVERAGE(C7044,G7044,K7044)<>MAX(C7044,G7044,K7044),1,0),\"\")","v":0}]
["LPtSw","33;1",2.5653832680000002,"lbs/time step","LPtSw","33;1",2.5653832680000002,"lbs/time step","LPtSw","33;1",2.5653832680000002,"lbs/time step",0]
["LPtSw","39;1",2.5653832680000002,"lbs/time step","LPtSw","39;1",2.5653832680000002,"lbs/time step","LPtSw","39;1",2.5653832680000002,"lbs/time step",0]
["LPtSw","42;1",2.5653832680000002,"lbs/time step","LPtSw","42;1",2.5653832680000002,"lbs/time step","LPtSw","42;1",2.5653832680000002,"lbs/time step",0]
["LPtSw","46;1",2.5653832680000002,"lbs/time step","LPtSw","46;1",2.5653832680000002,"lbs/time step","LPtSw","46;1",2.5653832680000002,"lbs/time step",0]
["LPtSw","47;1",2.5653832680000002,"lbs/time step","LPtSw","47;1",2.5653832680000002,"lbs/time step","LPtSw","47;1",2.5653832680000002,"lbs/time step",0]
["LPtSw","51;1",2.5653832680000002,"lbs/time step","LPtSw","51;1",2.5653832680000002,"lbs/time step","LPtSw","51;1",2.5653832680000002,"lbs/time step",0]
["LPtSw","55;1",2.5653832680000002,"lbs/time step","LPtSw","55;1",2.5653832680000002,"lbs/time step","LPtSw","55;1",2.5653832680000002,"lbs/time step",0]
["LPtSw","58;1",2.5653832680000002,"lbs/time step","LPtSw","58;1",2.5653832680000002,"lbs/time step","LPtSw","58;1",2.5653832680000002,"lbs/time step",0]
["LPtSw","60;1",2.1667909399999998,"lbs/time step","LPtSw","60;1",2.1667909399999998,"lbs/time step","LPtSw","60;1",2.1667909399999998,"lbs/time step",0]
["LPtSw","66;1",2.1667909399999998,"lbs/time step","LPtSw","66;1",2.1667909399999998,"lbs/time step","LPtSw","66;1",2.1667909399999998,"lbs/time step",0]
["LPtSw","69;1",2.1667909399999998,"lbs/time step","LPtSw","69;1",2.1667909399999998,"lbs/time step","LPtSw","69;1",2.1667909399999998,"lbs/time step",0]
["LPtSw","71;1",2.1667909399999998,"lbs/time step","LPtSw","71;1",2.1667909399999998,"lbs/time step","LPtSw","71;1",2.1667909399999998,"lbs/time step",0]
["LPtSw","74;1",2.1667909399999998,"lbs/time step","LPtSw","74;1",2.1667909399999998,"lbs/time step","LPtSw","74;1",2.1667909399999998,"lbs/time step",0]
["LPtSw","78;1",2.1667909399999998,"lbs/time step","LPtSw","78;1",2.1667909399999998,"lbs/time step","LPtSw","78;1",2.1667909399999998,"lbs/time step",0]
["LPtSw","82;1",2.1667909399999998,"lbs/time step","LPtSw","82;1",2.1667909399999998,"lbs/time step","LPtSw","82;1",2.1667909399999998,"lbs/time step",0]
["LPtSw","87;1",2.1667909399999998,"lbs/time step","LPtSw","87;1",2.1667909399999998,"lbs/time step","LPtSw","87;1",2.1667909399999998,"lbs/time step",0]
["LPtSw","90;1",2.1667909399999998,"lbs/time step","LPtSw","90;1",2.1667909399999998,"lbs/time step","LPtSw","90;1",2.1667909399999998,"lbs/time step",0]
["LPtSw","92;1",2.5230932410000002,"lbs/time step","LPtSw","92;1",2.5230932410000002,"lbs/time step","LPtSw","92;1",2.5230932410000002,"lbs/time step",0]
["LPtSw","97;1",2.5230932410000002,"lbs/time step","LPtSw","97;1",2.5230932410000002,"lbs/time step","LPtSw","97;1",2.5230932410000002,"lbs/time step",0]
["LPtSw","98;1",2.5230932410000002,"lbs/time step","LPtSw","98;1",2.5230932410000002,"lbs/time step","LPtSw","98;1",2.5230932410000002,"lbs/time step",0]
["LPtSw","101;1",2.5230932410000002,"lbs/time step","LPtSw","101;1",2.5230932410000002,"lbs/time step","LPtSw","101;1",2.5230932410000002,"lbs/time step",0]
["LPtSw","105;1",2.5230932410000002,"lbs/time step","LPtSw","105;1",2.5230932410000002,"lbs/time step","LPtSw","105;1",2.5230932410000002,"lbs/time step",0]
["LPtSw","110;1",2.5230932410000002,"lbs/time step","LPtSw","110;1",2.5230932410000002,"lbs/time step","LPtSw","110;1",2.5230932410000002,"lbs/time step",0]
["LPtSw","113;1",2.5230932410000002,"lbs/time step","LPtSw","113;1",2.5230932410000002,"lbs/time step","LPtSw","113;1",2.5230932410000002,"lbs/time step",0]
["LPtSw","117;1",2.5230932410000002,"lbs/time step","LPtSw","117;1",2.5230932410000002,"lbs/time step","LPtSw","117;1",2.5230932410000002,"lbs/time step",0]
["LPtSw","119;1",2.5230932410000002,"lbs/time step","LPtSw","119;1",2.5230932410000002,"lbs/time step","LPtSw","119;1",2.5230932410000002,"lbs/time step",0]
["LPtSw","124;1",2.2184904799999998,"lbs/time step","LPtSw","124;1",2.2184904799999998,"lbs/time step","LPtSw","124;1",2.2184904799999998,"lbs/time step",0]
["LPtSw","128;1",2.2184904799999998,"lbs/time step","LPtSw","128;1",2.2184904799999998,"lbs/time step","LPtSw","128;1",2.2184904799999998,"lbs/time step",0]
["LPtSw","129;1",2.2184904799999998,"lbs/time step","LPtSw","129;1",2.2184904799999998,"lbs/time step","LPtSw","129;1",2.2184904799999998,"lbs/time step",0]
["LPtSw","133;1",2.2184904799999998,"lbs/time step","LPtSw","133;1",2.2184904799999998,"lbs/time step","LPtSw","133;1",2.2184904799999998,"lbs/time step",0]
["LPtSw","137;1",2.2184904799999998,"lbs/time step","LPtSw","137;1",2.2184904799999998,"lbs/time step","LPtSw","137;1",2.2184904799999998,"lbs/time step",0]
["LPtSw","140;1",2.2184904799999998,"lbs/time step","LPtSw","140;1",2.2184904799999998,"lbs/time step","LPtSw","140;1",2.2184904799999998,"lbs/time step",0]
["LPtSw","142;1",2.2184904799999998,"lbs/time step","LPtSw","142;1",2.2184904799999998,"lbs/time step","LPtSw","142;1",2.2184904799999998,"lbs/time step",0]
["LPtSw","148;1",2.2184904799999998,"lbs/time step","LPtSw","148;1",2.2184904799999998,"lbs/time step","LPtSw","148;1",2.2184904799999998,"lbs/time step",0]
["LPtSw","151;1",2.2184904799999998,"lbs/time step","LPtSw","151;1",2.2184904799999998,"lbs/time step","LPtSw","151;1",2.2184904799999998,"lbs/time step",0]
["LPtSw","153;1",1.9140281960000001,"lbs/time step","LPtSw","153;1",1.9140281960000001,"lbs/time step","LPtSw","153;1",1.9140281960000001,"lbs/time step",0]
["LPtSw","156;1",1.9140281960000001,"lbs/time step","LPtSw","156;1",1.9140281960000001,"lbs/time step","LPtSw","156;1",1.9140281960000001,"lbs/time step",0]
["LPtSw","160;1",1.9140281960000001,"lbs/time step","LPtSw","160;1",1.9140281960000001,"lbs/time step","LPtSw","160;1",1.9140281960000001,"lbs/time step",0]
["LPtSw","164;1",1.9140281960000001,"lbs/time step","LPtSw","164;1",1.9140281960000001,"lbs/time step","LPtSw","164;1",1.9140281960000001,"lbs/time step",0]
["LPtSw","169;1",1.9140281960000001,"lbs/time step","LPtSw","169;1",1.9140281960000001,"lbs/time step","LPtSw","169;1",1.9140281960000001,"lbs/time step",0]
["LPtSw","172;1",1.9140281960000001,"lbs/time step","LPtSw","172;1",1.9140281960000001,"lbs/time step","LPtSw","172;1",1.9140281960000001,"lbs/time step",0]
["LPtSw","175;1",1.9140281960000001,"lbs/time step","LPtSw","175;1",1.9140281960000001,"lbs/time step","LPtSw","175;1",1.9140281960000001,"lbs/time step",0]
["LPtSw","178;1",1.9140281960000001,"lbs/time step","LPtSw","178;1",1.9140281960000001,"lbs/time step","LPtSw","178;1",1.9140281960000001,"lbs/time step",0]
["LPtSw","180;1",1.9140281960000001,"lbs/time step","LPtSw","180;1",1.9140281960000001,"lbs/time step","LPtSw","180;1",1.9140281960000001,"lbs/time step",0]
["LPtSw","183;1",2.2165234150000002,"lbs/time step","LPtSw","183;1",2.2165234150000002,"lbs/time step","LPtSw","183;1",2.2165234150000002,"lbs/time step",0]
["LPtSw","188;1",2.2165234150000002,"lbs/time step","LPtSw","188;1",2.2165234150000002,"lbs/time step","LPtSw","188;1",2.2165234150000002,"lbs/time step",0]
["LPtSw","191;1",2.2165234150000002,"lbs/time step","LPtSw","191;1",2.2165234150000002,"lbs/time step","LPtSw","191;1",2.2165234150000002,"lbs/time step",0]
["LPtSw","196;1",2.2165234150000002,"lbs/time step","LPtSw","196;1",2.2165234150000002,"lbs/time step","LPtSw","196;1",2.2165234150000002,"lbs/time step",0]
["LPtSw","199;1",2.2165234150000002,"lbs/time step","LPtSw","199;1",2.2165234150000002,"lbs/time step","LPtSw","199;1",2.2165234150000002,"lbs/time step",0]
["LPtSw","201;1",2.2165234150000002,"lbs/time step","LPtSw","201;1",2.2165234150000002,"lbs/time step","LPtSw","201;1",2.2165234150000002,"lbs/time step",0]
["LPtSw","204;1",2.2165234150000002,"lbs/time step","LPtSw","204;1",2.2165234150000002,"lbs/time step","LPtSw","204;1",2.2165234150000002,"lbs/time step",0]
["LPtSw","210;1",2.2165234150000002,"lbs/time step","LPtSw","210;1",2.2165234150000002,"lbs/time step","LPtSw","210;1",2.2165234150000002,"lbs/time step",0]
["LPtSw","211;1",2.2165234150000002,"lbs/time step","LPtSw","211;1",2.2165234150000002,"lbs/time step","LPtSw","211;1",2.2165234150000002,"lbs/time step",0]
["LPtSw","215;1",2.5216639160000001,"lbs/time step","LPtSw","215;1",2.5216639160000001,"lbs/time step","LPtSw","215;1",2.5216639160000001,"lbs/time step",0]
["LPtSw","219;1",2.5216639160000001,"lbs/time step","LPtSw","219;1",2.5216639160000001,"lbs/time step","LPtSw","219;1",2.5216639160000001,"lbs/time step",0]
["LPtSw","222;1",2.5216639160000001,"lbs/time step","LPtSw","222;1",2.5216639160000001,"lbs/time step","LPtSw","222;1",2.5216639160000001,"lbs/time step",0]
["LPtSw","224;1",2.5216639160000001,"lbs/time step","LPtSw","224;1",2.5216639160000001,"lbs/time step","LPtSw","224;1",2.5216639160000001,"lbs/time step",0]
["LPtSw","230;1",2.5216639160000001,"lbs/time step","LPtSw","230;1",2.5216639160000001,"lbs/time step","LPtSw","230;1",2.5216639160000001,"lbs/time step",0]
["LPtSw","231;1",2.5216639160000001,"lbs/time step","LPtSw","231;1",2.5216639160000001,"lbs/time step","LPtSw","231;1",2.5216639160000001,"lbs/time step",0]
["LPtSw","237;1",2.5216639160000001,"lbs/time step","LPtSw","237;1",2.5216639160000001,"lbs/time step","LPtSw","237;1",2.5216639160000001,"lbs/time step",0]
["LPtSw","238;1",2.5216639160000001,"lbs/time step","LPtSw","238;1",2.5216639160000001,"lbs/time step","LPtSw","238;1",2.5216639160000001,"lbs/time step",0]
["LPtSw","242;1",2.5216639160000001,"lbs/time step","LPtSw","242;1",2.5216639160000001,"lbs/time step","LPtSw","242;1",2.5216639160000001,"lbs/time step",0]
["LPtSw","246;1",1.9761619500000001,"lbs/time step","LPtSw","246;1",1.9761619500000001,"lbs/time step","LPtSw","246;1",1.9761619500000001,"lbs/time step",0]
["LPtSw","249;1",1.9761619500000001,"lbs/time step","LPtSw","249;1",1.9761619500000001,"lbs/time step","LPtSw","249;1",1.9761619500000001,"lbs/time step",0]
["LPtSw","251;1",1.9761619500000001,"lbs/time step","LPtSw","251;1",1.9761619500000001,"lbs/time step","LPtSw","251;1",1.9761619500000001,"lbs/time step",0]
["LPtSw","257;1",1.9761619500000001,"lbs/time step","LPtSw","257;1",1.9761619500000001,"lbs/time step","LPtSw","257;1",1.9761619500000001,"lbs/time step",0]
["LPtSw","260;1",1.9761619500000001,"lbs/time step","LPtSw","260;1",1.9761619500000001,"lbs/time step","LPtSw","260;1",1.9761619500000001,"lbs/time step",0]
["LPtSw","262;1",1.9761619500000001,"lbs/time step","LPtSw","262;1",1.9761619500000001,"lbs/time step","LPtSw","262;1",1.9761619500000001,"lbs/time step",0]
["LPtSw","265;1",1.9761619500000001,"lbs/time step","LPtSw","265;1",1.9761619500000001,"lbs/time step","LPtSw","265;1",1.9761619500000001,"lbs/time step",0]
["LPtSw","270;1",1.9761619500000001,"lbs/time step","LPtSw","270;1",1.9761619500000001,"lbs/time step","LPtSw","270;1",1.9761619500000001,"lbs/time step",0]
["LPtSw","273;1",1.9761619500000001,"lbs/time step","LPtSw","273;1",1.9761619500000001,"lbs/time step","LPtSw","273;1",1.9761619500000001,"lbs/time step",0]
["LPtSw","278;1",1.9837624780000001,"lbs/time step","LPtSw","278;1",1.9837624780000001,"lbs/time step","LPtSw","278;1",1.9837624780000001,"lbs/time step",0]
["LPtSw","281;1",1.9837624780000001,"lbs/time step","LPtSw","281;1",1.9837624780000001,"lbs/time step","LPtSw","281;1",1.9837624780000001,"lbs/time step",0]
["LPtSw","283;1",1.9837624780000001,"lbs/time step","LPtSw","283;1",1.9837624780000001,"lbs/time step","LPtSw","283;1",1.9837624780000001,"lbs/time step",0]
["LPtSw","286;1",1.9837624780000001,"lbs/time step","LPtSw","286;1",1.9837624780000001,"lbs/time step","LPtSw","286;1",1.9837624780000001,"lbs/time step",0]
["LPtSw","289;1",1.9837624780000001,"lbs/time step","LPtSw","289;1",1.9837624780000001,"lbs/time step","LPtSw","289;1",1.9837624780000001,"lbs/time step",0]
["LPtSw","292;1",1.9837624780000001,"lbs/time step","LPtSw","292;1",1.9837624780000001,"lbs/time step","LPtSw","292;1",1.9837624780000001,"lbs/time step",0]
["LPtSw","297;1",1.9837624780000001,"lbs/time step","LPtSw","297;1",1.9837624780000001,"lbs/time step","LPtSw","297;1",1.9837624780000001,"lbs/time step",0]
["LPtSw","301;1",1.9837624780000001,"lbs/time step","LPtSw","301;1",1.9837624780000001,"lbs/time step","LPtSw","301;1",1.9837624780000001,"lbs/time step",0]
["LPtSw","305;1",1.6829206729999999,"lbs/time step","LPtSw","305;1",1.6829206729999999,"lbs/time step","LPtSw","305;1",1.6829206729999999,"lbs/time step",0]
["LPtSw","308;1",1.6829206729999999,"lbs/time step","LPtSw","308;1",1.6829206729999999,"lbs/time step","LPtSw","308;1",1.6829206729999999,"lbs/time step",0]
["LPtSw","310;1",1.6829206729999999,"lbs/time step","LPtSw","310;1",1.6829206729999999,"lbs/time step","LPtSw","310;1",1.6829206729999999,"lbs/time step",0]
["LPtSw","313;1",1.6829206729999999,"lbs/time step","LPtSw","313;1",1.6829206729999999,"lbs/time step","LPtSw","313;1",1.6829206729999999,"lbs/time step",0]
["LPtSw","319;1",1.6829206729999999,"lbs/time step","LPtSw","319;1",1.6829206729999999,"lbs/time step","LPtSw","319;1",1.6829206729999999,"lbs/time step",0]
["LPtSw","321;1",1.6829206729999999,"lbs/time step","LPtSw","321;1",1.6829206729999999,"lbs/time step","LPtSw","321;1",1.6829206729999999,"lbs/time step",0]
["LPtSw","324;1",1.6829206729999999,"lbs/time step","LPtSw","324;1",1.6829206729999999,"lbs/time step","LPtSw","324;1",1.6829206729999999,"lbs/time step",0]
["LPtSw","328;1",1.6829206729999999,"lbs/time step","LPtSw","328;1",1.6829206729999999,"lbs/time step","LPtSw","328;1",1.6829206729999999,"lbs/time step",0]
["LPtSw","332;1",1.6829206729999999,"lbs/time step","LPtSw","332;1",1.6829206729999999,"lbs/time step","LPtSw","332;1",1.6829206729999999,"lbs/time step",0]
["LPtSw","333;1",1.6829206729999999,"lbs/time step","LPtSw","333;1",1.6829206729999999,"lbs/time step","LPtSw","333;1",1.6829206729999999,"lbs/time step",0]
["LPtSw","339;1",2.1147342419999999,"lbs/time step","LPtSw","339;1",2.1147342419999999,"lbs/time step","LPtSw","339;1",2.1147342419999999,"lbs/time step",0]
["LPtSw","342;1",2.1147342419999999,"lbs/time step","LPtSw","342;1",2.1147342419999999,"lbs/time step","LPtSw","342;1",2.1147342419999999,"lbs/time step",0]
["LPtSw","344;1",2.1147342419999999,"lbs/time step","LPtSw","344;1",2.1147342419999999,"lbs/time step","LPtSw","344;1",2.1147342419999999,"lbs/time step",0]
["LPtSw","348;1",2.1147342419999999,"lbs/time step","LPtSw","348;1",2.1147342419999999,"lbs/time step","LPtSw","348;1",2.1147342419999999,"lbs/time step",0]
["LPtSw","351;1",2.1147342419999999,"lbs/time step","LPtSw","351;1",2.1147342419999999,"lbs/time step","LPtSw","351;1",2.1147342419999999,"lbs/time step",{"$f":"IF(ISNUMBER(C7364),IF(AVERAGE(C7364,G7364,K7364)<>MAX(C7364,G7364,K7364),1,0),\"\")","v":0}]
["LPtSw","355;1",2.1147342419999999,"lbs/time step","LPtSw","355;1",2.1147342419999999,"lbs/time step","LPtSw","355;1",2.1147342419999999,"lbs/time step",0]
["LPtSw","360;1",2.1147342419999999,"lbs/time step","LPtSw","360;1",2.1147342419999999,"lbs/time step","LPtSw","360;1",2.1147342419999999,"lbs/time step",0]
["LPtSw","363;1",2.1147342419999999,"lbs/time step","LPtSw","363;1",2.1147342419999999,"lbs/time step","LPtSw","363;1",2.1147342419999999,"lbs/time step",0]
["LPtRes","1;1",0,"lbs/time step","LPtRes","1;1",0,"lbs/time step","LPtRes","1;1",0,"lbs/time step",0]
["LPtRes","4;1",0,"lbs/time step","LPtRes","4;1",0,"lbs/time step","LPtRes","4;1",0,"lbs/time step",0]
["LPtRes","6;1",0,"lbs/time step","LPtRes","6;1",0,"lbs/time step","LPtRes","6;1",0,"lbs/time step",0]
["LPtRes","9;1",0,"lbs/time step","LPtRes","9;1",0,"lbs/time step","LPtRes","9;1",0,"lbs/time step",0]
["LPtRes","14;1",0,"lbs/time step","LPtRes","14;1",0,"lbs/time step","LPtRes","14;1",0,"lbs/time step",0]
["LPtRes","17;1",0,"lbs/time step","LPtRes","17;1",0,"lbs/time step","LPtRes","17;1",0,"lbs/time step",0]
["LPtRes","22;1",0,"lbs/time step","LPtRes","22;1",0,"lbs/time step","LPtRes","22;1",0,"lbs/time step",0]
["LPtRes","25;1",0,"lbs/time step","LPtRes","25;1",0,"lbs/time step","LPtRes","25;1",0,"lbs/time step",0]
["LPtRes","27;1",0,"lbs/time step","LPtRes","27;1",0,"lbs/time step","LPtRes","27;1",0,"lbs/time step",0]
["LPtRes","30;1",0,"lbs/time step","LPtRes","30;1",0,"lbs/time step","LPtRes","30;1",0,"lbs/time step",0]
["LPtRes","36;1",0,"lbs/time step","LPtRes","36;1",0,"lbs/time step","LPtRes","36;1",0,"lbs/time step",0]
["LPtRes","38;1",0,"lbs/time step","LPtRes","38;1",0,"lbs/time step","LPtRes","38;1",0,"lbs/time step",0]
["LPtRes","41;1",0,"lbs/time step","LPtRes","41;1",0,"lbs/time step","LPtRes","41;1",0,"lbs/time step",0]
["LPtRes","45;1",0,"lbs/time step","LPtRes","45;1",0,"lbs/time step","LPtRes","45;1",0,"lbs/time step",0]
["LPtRes","49;1",0,"lbs/time step","LPtRes","49;1",0,"lbs/time step","LPtRes","49;1",0,"lbs/time step",0]
["LPtRes","50;1",0,"lbs/time step","LPtRes","50;1",0,"lbs/time step","LPtRes","50;1",0,"lbs/time step",{"$f":"IF(ISNUMBER(C7428),IF(AVERAGE(C7428,G7428,K7428)<>MAX(C7428,G7428,K7428),1,0),\"\")","v":0}]
["LPtRes","54;1",0,"lbs/time step","LPtRes","54;1",0,"lbs/time step","LPtRes","54;1",0,"lbs/time step",0]
["LPtRes","57;1",0,"lbs/time step","LPtRes","57;1",0,"lbs/time step","LPtRes","57;1",0,"lbs/time step",0]
["LPtRes","63;1",0,"lbs/time step","LPtRes","63;1",0,"lbs/time step","LPtRes","63;1",0,"lbs/time step",0]
["LPtRes","65;1",0,"lbs/time step","LPtRes","65;1",0,"lbs/time step","LPtRes","65;1",0,"lbs/time step",0]
["LPtRes","68;1",0,"lbs/time step","LPtRes","68;1",0,"lbs/time step","LPtRes","68;1",0,"lbs/time step",0]
["LPtRes","72;1",0,"lbs/time step","LPtRes","72;1",0,"lbs/time step","LPtRes","72;1",0,"lbs/time step",0]
["LPtRes","76;1",0,"lbs/time step","LPtRes","76;1",0,"lbs/time step","LPtRes","76;1",0,"lbs/time step",0]
["LPtRes","77;1",0,"lbs/time step","LPtRes","77;1",0,"lbs/time step","LPtRes","77;1",0,"lbs/time step",0]
["LPtRes","81;1",0,"lbs/time step","LPtRes","81;1",0,"lbs/time step","LPtRes","81;1",0,"lbs/time step",0]
["LPtRes","86;1",0,"lbs/time step","LPtRes","86;1",0,"lbs/time step","LPtRes","86;1",0,"lbs/time step",0]
["LPtRes","88;1",0,"lbs/time step","LPtRes","88;1",0,"lbs/time step","LPtRes","88;1",0,"lbs/time step",0]
["LPtRes","91;1",0,"lbs/time step","LPtRes","91;1",0,"lbs/time step","LPtRes","91;1",0,"lbs/time step",0]
["LPtRes","96;1",0,"lbs/time step","LPtRes","96;1",0,"lbs/time step","LPtRes","96;1",0,"lbs/time step",0]
["LPtRes","100;1",0,"lbs/time step","LPtRes","100;1",0,"lbs/time step","LPtRes","100;1",0,"lbs/time step",0]
["LPtRes","104;1",0,"lbs/time step","LPtRes","104;1",0,"lbs/time step","LPtRes","104;1",0,"lbs/time step",0]
["LPtRes","107;1",0,"lbs/time step","LPtRes","107;1",0,"lbs/time step","LPtRes","107;1",0,"lbs/time step",0]
["LPtRes","109;1",0,"lbs/time step","LPtRes","109;1",0,"lbs/time step","LPtRes","109;1",0,"lbs/time step",0]
["LPtRes","112;1",0,"lbs/time step","LPtRes","112;1",0,"lbs/time step","LPtRes","112;1",0,"lbs/time step",0]
["LPtRes","115;1",0,"lbs/time step","LPtRes","115;1",0,"lbs/time step","LPtRes","115;1",0,"lbs/time step",0]
["LPtRes","118;1",0,"lbs/time step","LPtRes","118;1",0,"lbs/time step","LPtRes","118;1",0,"lbs/time step",0]
["LPtRes","123;1",0,"lbs/time step","LPtRes","123;1",0,"lbs/time step","LPtRes","123;1",0,"lbs/time step",0]
["LPtRes","127;1",0,"lbs/time step","LPtRes","127;1",0,"lbs/time step","LPtRes","127;1",0,"lbs/time step",0]
["LPtRes","131;1",0,"lbs/time step","LPtRes","131;1",0,"lbs/time step","LPtRes","131;1",0,"lbs/time step",0]
["LPtRes","134;1",0,"lbs/time step","LPtRes","134;1",0,"lbs/time step","LPtRes","134;1",0,"lbs/time step",0]
["LPtRes","136;1",0,"lbs/time step","LPtRes","136;1",0,"lbs/time step","LPtRes","136;1",0,"lbs/time step",0]
["LPtRes","139;1",0,"lbs/time step","LPtRes","139;1",0,"lbs/time step","LPtRes","139;1",0,"lbs/time step",0]
["LPtRes","145;1",0,"lbs/time step","LPtRes","145;1",0,"lbs/time step","LPtRes","145;1",0,"lbs/time step",0]
["LPtRes","147;1",0,"lbs/time step","LPtRes","147;1",0,"lbs/time step","LPtRes","147;1",0,"lbs/time step",0]
["LPtRes","150;1",0,"lbs/time step","LPtRes","150;1",0,"lbs/time step","LPtRes","150;1",0,"lbs/time step",0]
["LPtRes","155;1",0,"lbs/time step","LPtRes","155;1",0,"lbs/time step","LPtRes","155;1",0,"lbs/time step",0]
["LPtRes","158;1",0,"lbs/time step","LPtRes","158;1",0,"lbs/time step","LPtRes","158;1",0,"lbs/time step",0]
["LPtRes","159;1",0,"lbs/time step","LPtRes","159;1",0,"lbs/time step","LPtRes","159;1",0,"lbs/time step",0]
["LPtRes","163;1",0,"lbs/time step","LPtRes","163;1",0,"lbs/time step","LPtRes","163;1",0,"lbs/time step",0]
["LPtRes","168;1",0,"lbs/time step","LPtRes","168;1",0,"lbs/time step","LPtRes","168;1",0,"lbs/time step",0]
["LPtRes","171;1",0,"lbs/time step","LPtRes","171;1",0,"lbs/time step","LPtRes","171;1",0,"lbs/time step",0]
["LPtRes","174;1",0,"lbs/time step","LPtRes","174;1",0,"lbs/time step","LPtRes","174;1",0,"lbs/time step",0]
["LPtRes","177;1",0,"lbs/time step","LPtRes","177;1",0,"lbs/time step","LPtRes","177;1",0,"lbs/time step",0]
["LPtRes","182;1",0,"lbs/time step","LPtRes","182;1",0,"lbs/time step","LPtRes","182;1",0,"lbs/time step",0]
["LPtRes","186;1",0,"lbs/time step","LPtRes","186;1",0,"lbs/time step","LPtRes","186;1",0,"lbs/time step",0]
["LPtRes","189;1",0,"lbs/time step","LPtRes","189;1",0,"lbs/time step","LPtRes","189;1",0,"lbs/time step",0]
["LPtRes","190;1",0,"lbs/time step","LPtRes","190;1",0,"lbs/time step","LPtRes","190;1",0,"lbs/time step",0]
["LPtRes","195;1",0,"lbs/time step","LPtRes","195;1",0,"lbs/time step","LPtRes","195;1",0,"lbs/time step",0]
["LPtRes","198;1",0,"lbs/time step","LPtRes","198;1",0,"lbs/time step","LPtRes","198;1",0,"lbs/time step",0]
["LPtRes","200;1",0,"lbs/time step","LPtRes","200;1",0,"lbs/time step","LPtRes","200;1",0,"lbs/time step",0]
["LPtRes","205;1",0,"lbs/time step","LPtRes","205;1",0,"lbs/time step","LPtRes","205;1",0,"lbs/time step",0]
["LPtRes","209;1",0,"lbs/time step","LPtRes","209;1",0,"lbs/time step","LPtRes","209;1",0,"lbs/time step",0]
["LPtRes","213;1",0,"lbs/time step","LPtRes","213;1",0,"lbs/time step","LPtRes","213;1",0,"lbs/time step",0]
["LPtRes","214;1",0,"lbs/time step","LPtRes","214;1",0,"lbs/time step","LPtRes","214;1",0,"lbs/time step",0]
["LPtRes","218;1",0,"lbs/time step","LPtRes","218;1",0,"lbs/time step","LPtRes","218;1",0,"lbs/time step",0]
["LPtRes","221;1",0,"lbs/time step","LPtRes","221;1",0,"lbs/time step","LPtRes","221;1",0,"lbs/time step",0]
["LPtRes","227;1",0,"lbs/time step","LPtRes","227;1",0,"lbs/time step","LPtRes","227;1",0,"lbs/time step",0]
["LPtRes","229;1",0,"lbs/time step","LPtRes","229;1",0,"lbs/time step","LPtRes","229;1",0,"lbs/time step",0]
["LPtRes","232;1",0,"lbs/time step","LPtRes","232;1",0,"lbs/time step","LPtRes","232;1",0,"lbs/time step",0]
["LPtRes","236;1",0,"lbs/time step","LPtRes","236;1",0,"lbs/time step","LPtRes","236;1",0,"lbs/time step",0]
["LPtRes","240;1",0,"lbs/time step","LPtRes","240;1",0,"lbs/time step","LPtRes","240;1",0,"lbs/time step",0]
["LPtRes","241;1",0,"lbs/time step","LPtRes","241;1",0,"lbs/time step","LPtRes","241;1",0,"lbs/time step",0]
["LPtRes","245;1",0,"lbs/time step","LPtRes","245;1",0,"lbs/time step","LPtRes","245;1",0,"lbs/time step",0]
["LPtRes","248;1",0,"lbs/time step","LPtRes","248;1",0,"lbs/time step","LPtRes","248;1",0,"lbs/time step",0]
["LPtRes","254;1",0,"lbs/time step","LPtRes","254;1",0,"lbs/time step","LPtRes","254;1",0,"lbs/time step",0]
["LPtRes","256;1",0,"lbs/time step","LPtRes","256;1",0,"lbs/time step","LPtRes","256;1",0,"lbs/time step",0]
["LPtRes","259;1",0,"lbs/time step","LPtRes","259;1",0,"lbs/time step","LPtRes","259;1",0,"lbs/time step",0]
["LPtRes","264;1",0,"lbs/time step","LPtRes","264;1",0,"lbs/time step","LPtRes","264;1",0,"lbs/time step",0]
["LPtRes","268;1",0,"lbs/time step","LPtRes","268;1",0,"lbs/time step","LPtRes","268;1",0,"lbs/time step",0]
["LPtRes","269;1",0,"lbs/time step","LPtRes","269;1",0,"lbs/time step","LPtRes","269;1",0,"lbs/time step",0]
["LPtRes","272;1",0,"lbs/time step","LPtRes","272;1",0,"lbs/time step","LPtRes","272;1",0,"lbs/time step",0]
["LPtRes","277;1",0,"lbs/time step","LPtRes","277;1",0,"lbs/time step","LPtRes","277;1",0,"lbs/time step",0]
["LPtRes","280;1",0,"lbs/time step","LPtRes","280;1",0,"lbs/time step","LPtRes","280;1",0,"lbs/time step",0]
["LPtRes","282;1",0,"lbs/time step","LPtRes","282;1",0,"lbs/time step","LPtRes","282;1",0,"lbs/time step",0]
["LPtRes","288;1",0,"lbs/time step","LPtRes","288;1",0,"lbs/time step","LPtRes","288;1",0,"lbs/time step",0]
["LPtRes","291;1",0,"lbs/time step","LPtRes","291;1",0,"lbs/time step","LPtRes","291;1",0,"lbs/time step",0]
["LPtRes","295;1",0,"lbs/time step","LPtRes","295;1",0,"lbs/time step","LPtRes","295;1",0,"lbs/time step",0]
["LPtRes","296;1",0,"lbs/time step","LPtRes","296;1",0,"lbs/time step","LPtRes","296;1",0,"lbs/time step",0]
["LPtRes","300;1",0,"lbs/time step","LPtRes","300;1",0,"lbs/time step","LPtRes","300;1",0,"lbs/time step",0]
["LPtRes","303;1",0,"lbs/time step","LPtRes","303;1",0,"lbs/time step","LPtRes","303;1",0,"lbs/time step",0]
["LPtRes","307;1",0,"lbs/time step","LPtRes","307;1",0,"lbs/time step","LPtRes","307;1",0,"lbs/time step",0]
["LPtRes","309;1",0,"lbs/time step","LPtRes","309;1",0,"lbs/time step","LPtRes","309;1",0,"lbs/time step",0]
["LPtRes","315;1",0,"lbs/time step","LPtRes","315;1",0,"lbs/time step","LPtRes","315;1",0,"lbs/time step",0]
["LPtRes","318;1",0,"lbs/time step","LPtRes","318;1",0,"lbs/time step","LPtRes","318;1",0,"lbs/time step",0]
["LPtRes","322;1",0,"lbs/time step","LPtRes","322;1",0,"lbs/time step","LPtRes","322;1",0,"lbs/time step",0]
["LPtRes","323;1",0,"lbs/time step","LPtRes","323;1",0,"lbs/time step","LPtRes","323;1",0,"lbs/time step",0]
["LPtRes","327;1",0,"lbs/time step","LPtRes","327;1",0,"lbs/time step","LPtRes","327;1",0,"lbs/time step",0]
["LPtRes","331;1",0,"lbs/time step","LPtRes","331;1",0,"lbs/time step","LPtRes","331;1",0,"lbs/time step",0]
["LPtRes","336;1",0,"lbs/time step","LPtRes","336;1",0,"lbs/time step","LPtRes","336;1",0,"lbs/time step",0]
["LPtRes","338;1",0,"lbs/time step","LPtRes","338;1",0,"lbs/time step","LPtRes","338;1",0,"lbs/time step",0]
["LPtRes","341;1",0,"lbs/time step","LPtRes","341;1",0,"lbs/time step","LPtRes","341;1",0,"lbs/time step",0]
["LPtRes","346;1",0,"lbs/time step","LPtRes","346;1",0,"lbs/time step","LPtRes","346;1",0,"lbs/time step",0]
["LPtRes","349;1",0,"lbs/time step","LPtRes","349;1",0,"lbs/time step","LPtRes","349;1",0,"lbs/time step",0]
["LPtRes","350;1",0,"lbs/time step","LPtRes","350;1",0,"lbs/time step","LPtRes","350;1",0,"lbs/time step",0]
["LPtRes","354;1",0,"lbs/time step","LPtRes","354;1",0,"lbs/time step","LPtRes","354;1",0,"lbs/time step",0]
["LPtRes","359;1",0,"lbs/time step","LPtRes","359;1",0,"lbs/time step","LPtRes","359;1",0,"lbs/time step",0]
["LPtRes","362;1",0,"lbs/time step","LPtRes","362;1",0,"lbs/time step","LPtRes","362;1",0,"lbs/time step",0]
["LPtRes","365;1",0,"lbs/time step","LPtRes","365;1",0,"lbs/time step","LPtRes","365;1",0,"lbs/time step",0]
["LExtSw","3;1",0,"lbs/time step","LExtSw","3;1",0,"lbs/time step","LExtSw","3;1",0,"lbs/time step",0]
["LExtSw","8;1",0,"lbs/time step","LExtSw","8;1",0,"lbs/time step","LExtSw","8;1",0,"lbs/time step",0]
["LExtSw","12;1",0,"lbs/time step","LExtSw","12;1",0,"lbs/time step","LExtSw","12;1",0,"lbs/time step",0]
["LExtSw","13;1",0,"lbs/time step","LExtSw","13;1",0,"lbs/time step","LExtSw","13;1",0,"lbs/time step",0]
["LExtSw","17;1",0,"lbs/time step","LExtSw","17;1",0,"lbs/time step","LExtSw","17;1",0,"lbs/time step",0]
["LExtSw","21;1",0,"lbs/time step","LExtSw","21;1",0,"lbs/time step","LExtSw","21;1",0,"lbs/time step",0]
["LExtSw","24;1",0,"lbs/time step","LExtSw","24;1",0,"lbs/time step","LExtSw","24;1",0,"lbs/time step",0]
["LExtSw","26;1",0,"lbs/time step","LExtSw","26;1",0,"lbs/time step","LExtSw","26;1",0,"lbs/time step",0]
["LExtSw","32;1",0,"lbs/time step","LExtSw","32;1",0,"lbs/time step","LExtSw","32;1",0,"lbs/time step",0]
["LExtSw","35;1",0,"lbs/time step","LExtSw","35;1",0,"lbs/time step","LExtSw","35;1",0,"lbs/time step",0]
["LExtSw","37;1",0,"lbs/time step","LExtSw","37;1",0,"lbs/time step","LExtSw","37;1",0,"lbs/time step",0]
["LExtSw","40;1",0,"lbs/time step","LExtSw","40;1",0,"lbs/time step","LExtSw","40;1",0,"lbs/time step",0]
["LExtSw","44;1",0,"lbs/time step","LExtSw","44;1",0,"lbs/time step","LExtSw","44;1",0,"lbs/time step",0]
["LExtSw","48;1",0,"lbs/time step","LExtSw","48;1",0,"lbs/time step","LExtSw","48;1",0,"lbs/time step",0]
["LExtSw","53;1",0,"lbs/time step","LExtSw","53;1",0,"lbs/time step","LExtSw","53;1",0,"lbs/time step",0]
["LExtSw","55;1",0,"lbs/time step","LExtSw","55;1",0,"lbs/time step","LExtSw","55;1",0,"lbs/time step",0]
["LExtSw","59;1",0,"lbs/time step","LExtSw","59;1",0,"lbs/time step","LExtSw","59;1",0,"lbs/time step",0]
["LExtSw","62;1",0,"lbs/time step","LExtSw","62;1",0,"lbs/time step","LExtSw","62;1",0,"lbs/time step",0]
["LExtSw","64;1",0,"lbs/time step","LExtSw","64;1",0,"lbs/time step","LExtSw","64;1",0,"lbs/time step",0]
["LExtSw","67;1",0,"lbs/time step","LExtSw","67;1",0,"lbs/time step","LExtSw","67;1",0,"lbs/time step",0]
["LExtSw","71;1",0,"lbs/time step","LExtSw","71;1",0,"lbs/time step","LExtSw","71;1",0,"lbs/time step",0]
["LExtSw","76;1",0,"lbs/time step","LExtSw","76;1",0,"lbs/time step","LExtSw","76;1",0,"lbs/time step",0]
["LExtSw","79;1",0,"lbs/time step","LExtSw","79;1",0,"lbs/time step","LExtSw","79;1",0,"lbs/time step",0]
["LExtSw","83;1",0,"lbs/time step","LExtSw","83;1",0,"lbs/time step","LExtSw","83;1",0,"lbs/time step",0]
["LExtSw","85;1",0,"lbs/time step","LExtSw","85;1",0,"lbs/time step","LExtSw","85;1",0,"lbs/time step",0]
["LExtSw","90;1",0,"lbs/time step","LExtSw","90;1",0,"lbs/time step","LExtSw","90;1",0,"lbs/time step",0]
["LExtSw","94;1",0,"lbs/time step","LExtSw","94;1",0,"lbs/time step","LExtSw","94;1",0,"lbs/time step",0]
["LExtSw","95;1",0,"lbs/time step","LExtSw","95;1",0,"lbs/time step","LExtSw","95;1",0,"lbs/time step",0]
["LExtSw","98;1",0,"lbs/time step","LExtSw","98;1",0,"lbs/time step","LExtSw","98;1",0,"lbs/time step",0]
["LExtSw","103;1",0,"lbs/time step","LExtSw","103;1",0,"lbs/time step","LExtSw","103;1",0,"lbs/time step",0]
["LExtSw","106;1",0,"lbs/time step","LExtSw","106;1",0,"lbs/time step","LExtSw","106;1",0,"lbs/time step",0]
["LExtSw","108;1",0,"lbs/time step","LExtSw","108;1",0,"lbs/time step","LExtSw","108;1",0,"lbs/time step",0]
["LExtSw","114;1",0,"lbs/time step","LExtSw","114;1",0,"lbs/time step","LExtSw","114;1",0,"lbs/time step",0]
["LExtSw","117;1",0,"lbs/time step","LExtSw","117;1",0,"lbs/time step","LExtSw","117;1",0,"lbs/time step",0]
["LExtSw","121;1",0,"lbs/time step","LExtSw","121;1",0,"lbs/time step","LExtSw","121;1",0,"lbs/time step",0]
["LExtSw","122;1",0,"lbs/time step","LExtSw","122;1",0,"lbs/time step","LExtSw","122;1",0,"lbs/time step",0]
["LExtSw","126;1",0,"lbs/time step","LExtSw","126;1",0,"lbs/time step","LExtSw","126;1",0,"lbs/time step",0]
["LExtSw","130;1",0,"lbs/time step","LExtSw","130;1",0,"lbs/time step","LExtSw","130;1",0,"lbs/time step",0]
["LExtSw","135;1",0,"lbs/time step","LExtSw","135;1",0,"lbs/time step","LExtSw","135;1",0,"lbs/time step",0]
["LExtSw","138;1",0,"lbs/time step","LExtSw","138;1",0,"lbs/time step","LExtSw","138;1",0,"lbs/time step",0]
["LExtSw","141;1",0,"lbs/time step","LExtSw","141;1",0,"lbs/time step","LExtSw","141;1",0,"lbs/time step",0]
["LExtSw","144;1",0,"lbs/time step","LExtSw","144;1",0,"lbs/time step","LExtSw","144;1",0,"lbs/time step",0]
["LExtSw","146;1",0,"lbs/time step","LExtSw","146;1",0,"lbs/time step","LExtSw","146;1",0,"lbs/time step",0]
["LExtSw","149;1",0,"lbs/time step","LExtSw","149;1",0,"lbs/time step","LExtSw","149;1",0,"lbs/time step",0]
["LExtSw","154;1",0,"lbs/time step","LExtSw","154;1",0,"lbs/time step","LExtSw","154;1",0,"lbs/time step",0]
["LExtSw","157;1",0,"lbs/time step","LExtSw","157;1",0,"lbs/time step","LExtSw","157;1",0,"lbs/time step",0]
["LExtSw","162;1",0,"lbs/time step","LExtSw","162;1",0,"lbs/time step","LExtSw","162;1",0,"lbs/time step",0]
["LExtSw","165;1",0,"lbs/time step","LExtSw","165;1",0,"lbs/time step","LExtSw","165;1",0,"lbs/time step",0]
["LExtSw","167;1",0,"lbs/time step","LExtSw","167;1",0,"lbs/time step","LExtSw","167;1",0,"lbs/time step",0]
["LExtSw","172;1",0,"lbs/time step","LExtSw","172;1",0,"lbs/time step","LExtSw","172;1",0,"lbs/time step",0]
["LExtSw","173;1",0,"lbs/time step","LExtSw","173;1",0,"lbs/time step","LExtSw","173;1",0,"lbs/time step",0]
["LExtSw","176;1",0,"lbs/time step","LExtSw","176;1",0,"lbs/time step","LExtSw","176;1",0,"lbs/time step",0]
["LExtSw","181;1",0,"lbs/time step","LExtSw","181;1",0,"lbs/time step","LExtSw","181;1",0,"lbs/time step",0]
["LExtSw","185;1",0,"lbs/time step","LExtSw","185;1",0,"lbs/time step","LExtSw","185;1",0,"lbs/time step",0]
["LExtSw","188;1",0,"lbs/time step","LExtSw","188;1",0,"lbs/time step","LExtSw","188;1",0,"lbs/time step",0]
["LExtSw","190;1",0,"lbs/time step","LExtSw","190;1",0,"lbs/time step","LExtSw","190;1",0,"lbs/time step",0]
["LExtSw","196;1",0,"lbs/time step","LExtSw","196;1",0,"lbs/time step","LExtSw","196;1",0,"lbs/time step",0]
["LExtSw","197;1",0,"lbs/time step","LExtSw","197;1",0,"lbs/time step","LExtSw","197;1",0,"lbs/time step",{"$f":"IF(ISNUMBER(C7940),IF(AVERAGE(C7940,G7940,K7940)<>MAX(C7940,G7940,K7940),1,0),\"\")","v":0}]
["LExtSw","203;1",0,"lbs/time step","LExtSw","203;1",0,"lbs/time step","LExtSw","203;1",0,"lbs/time step",0]
["LExtSw","204;1",0,"lbs/time step","LExtSw","204;1",0,"lbs/time step","LExtSw","204;1",0,"lbs/time step",0]
["LExtSw","208;1",0,"lbs/time step","LExtSw","208;1",0,"lbs/time step","LExtSw","208;1",0,"lbs/time step",0]
["LExtSw","212;1",0,"lbs/time step","LExtSw","212;1",0,"lbs/time step","LExtSw","212;1",0,"lbs/time step",0]
["LExtSw","215;1",0,"lbs/time step","LExtSw","215;1",0,"lbs/time step","LExtSw","215;1",0,"lbs/time step",0]
["LExtSw","217;1",0,"lbs/time step","LExtSw","217;1",0,"lbs/time step","LExtSw","217;1",0,"lbs/time step",0]
["LExtSw","223;1",0,"lbs/time step","LExtSw","223;1",0,"lbs/time step","LExtSw","223;1",0,"lbs/time step",0]
["LExtSw","226;1",0,"lbs/time step","LExtSw","226;1",0,"lbs/time step","LExtSw","226;1",0,"lbs/time step",0]
["LExtSw","228;1",0,"lbs/time step","LExtSw","228;1",0,"lbs/time step","LExtSw","228;1",0,"lbs/time step",0]
["LExtSw","231;1",0,"lbs/time step","LExtSw","231;1",0,"lbs/time step","LExtSw","231;1",0,"lbs/time step",0]
["LExtSw","235;1",0,"lbs/time step","LExtSw","235;1",0,"lbs/time step","LExtSw","235;1",0,"lbs/time step",0]
["LExtSw","239;1",0,"lbs/time step","LExtSw","239;1",0,"lbs/time step","LExtSw","239;1",0,"lbs/time step",0]
["LExtSw","244;1",0,"lbs/time step","LExtSw","244;1",0,"lbs/time step","LExtSw","244;1",0,"lbs/time step",0]
["LExtSw","247;1",0,"lbs/time step","LExtSw","247;1",0,"lbs/time step","LExtSw","247;1",0,"lbs/time step",0]
["LExtSw","249;1",0,"lbs/time step","LExtSw","249;1",0,"lbs/time step","LExtSw","249;1",0,"lbs/time step",0]
["LExtSw","252;1",0,"lbs/time step","LExtSw","252;1",0,"lbs/time step","LExtSw","252;1",0,"lbs/time step",0]
["LExtSw","255;1",0,"lbs/time step","LExtSw","255;1",0,"lbs/time step","LExtSw","255;1",0,"lbs/time step",0]
["LExtSw","258;1",0,"lbs/time step","LExtSw","258;1",0,"lbs/time step","LExtSw","258;1",0,"lbs/time step",0]
["LExtSw","263;1",0,"lbs/time step","LExtSw","263;1",0,"lbs/time step","LExtSw","263;1",0,"lbs/time step",0]
["LExtSw","267;1",0,"lbs/time step","LExtSw","267;1",0,"lbs/time step","LExtSw","267;1",0,"lbs/time step",0]
["LExtSw","271;1",0,"lbs/time step","LExtSw","271;1",0,"lbs/time step","LExtSw","271;1",0,"lbs/time step",0]
["LExtSw","274;1",0,"lbs/time step","LExtSw","274;1",0,"lbs/time step","LExtSw","274;1",0,"lbs/time step",0]
["LExtSw","276;1",0,"lbs/time step","LExtSw","276;1",0,"lbs/time step","LExtSw","276;1",0,"lbs/time step",0]
["LExtSw","279;1",0,"lbs/time step","LExtSw","279;1",0,"lbs/time step","LExtSw","279;1",0,"lbs/time step",0]
["LExtSw","285;1",0,"lbs/time step","LExtSw","285;1",0,"lbs/time step","LExtSw","285;1",0,"lbs/time step",0]
["LExtSw","286;1",0,"lbs/time step","LExtSw","286;1",0,"lbs/time step","LExtSw","286;1",0,"lbs/time step",0]
["LExtSw","290;1",0,"lbs/time step","LExtSw","290;1",0,"lbs/time step","LExtSw","290;1",0,"lbs/time step",0]
["LExtSw","294;1",0,"lbs/time step","LExtSw","294;1",0,"lbs/time step","LExtSw","294;1",0,"lbs/time step",0]
["LExtSw","298;1",0,"lbs/time step","LExtSw","298;1",0,"lbs/time step","LExtSw","298;1",0,"lbs/time step",0]
["LExtSw","299;1",0,"lbs/time step","LExtSw","299;1",0,"lbs/time step","LExtSw","299;1",0,"lbs/time step",0]
["LExtSw","305;1",0,"lbs/time step","LExtSw","305;1",0,"lbs/time step","LExtSw","305;1",0,"lbs/time step",0]
["LExtSw","308;1",0,"lbs/time step","LExtSw","308;1",0,"lbs/time step","LExtSw","308;1",0,"lbs/time step",0]
["LExtSw","310;1",0,"lbs/time step","LExtSw","310;1",0,"lbs/time step","LExtSw","310;1",0,"lbs/time step",0]
["LExtSw","313;1",0,"lbs/time step","LExtSw","313;1",0,"lbs/time step","LExtSw","313;1",0,"lbs/time step",0]
["LExtSw","317;1",0,"lbs/time step","LExtSw","317;1",0,"lbs/time step","LExtSw","317;1",0,"lbs/time step",0]
["LExtSw","321;1",0,"lbs/time step","LExtSw","321;1",0,"lbs/time step","LExtSw","321;1",0,"lbs/time step",0]
["LExtSw","326;1",0,"lbs/time step","LExtSw","326;1",0,"lbs/time step","LExtSw","326;1",0,"lbs/time step",0]
["LExtSw","329;1",0,"lbs/time step","LExtSw","329;1",0,"lbs/time step","LExtSw","329;1",0,"lbs/time step",0]
["LExtSw","332;1",0,"lbs/time step","LExtSw","332;1",0,"lbs/time step","LExtSw","332;1",0,"lbs/time step",0]
["LExtSw","335;1",0,"lbs/time step","LExtSw","335;1",0,"lbs/time step","LExtSw","335;1",0,"lbs/time step",0]
["LExtSw","337;1",0,"lbs/time step","LExtSw","337;1",0,"lbs/time step","LExtSw","337;1",0,"lbs/time step",0]
["LExtSw","340;1",0,"lbs/time step","LExtSw","340;1",0,"lbs/time step","LExtSw","340;1",0,"lbs/time step",0]
["LExtSw","345;1",0,"lbs/time step","LExtSw","345;1",0,"lbs/time step","LExtSw","345;1",0,"lbs/time step",0]
["LExtSw","348;1",0,"lbs/time step","LExtSw","348;1",0,"lbs/time step","LExtSw","348;1",0,"lbs/time step",0]
["LExtSw","353;1",0,"lbs/time step","LExtSw","353;1",0,"lbs/time step","LExtSw","353;1",0,"lbs/time step",0]
["LExtSw","356;1",0,"lbs/time step","LExtSw","356;1",0,"lbs/time step","LExtSw","356;1",0,"lbs/time step",0]
["LExtSw","358;1",0,"lbs/time step","LExtSw","358;1",0,"lbs/time step","LExtSw","358;1",0,"lbs/time step",0]
["LExtSw","361;1",0,"lbs/time step","LExtSw","361;1",0,"lbs/time step","LExtSw","361;1",0,"lbs/time step",0]
["LExtSw","364;1",0,"lbs/time step","LExtSw","364;1",0,"lbs/time step","LExtSw","364;1",0,"lbs/time step",0]
["GwRem0",1,-9,"mg/L/time step","GwRem0",1,-9,"mg/L/time step","GwRem0",1,-9,"mg/L/time step",0]
["LPtGw","4;1",244.1970944,"lbs/time step","LPtGw","4;1",244.1970944,"lbs/time step","LPtGw","4;1",244.1970944,"lbs/time step",0]
["LPtGw","8;1",244.1970944,"lbs/time step","LPtGw","8;1",244.1970944,"lbs/time step","LPtGw","8;1",244.1970944,"lbs/time step",0]
["LPtGw","12;1",244.1970944,"lbs/time step","LPtGw","12;1",244.1970944,"lbs/time step","LPtGw","12;1",244.1970944,"lbs/time step",0]
["LPtGw","13;1",244.1970944,"lbs/time step","LPtGw","13;1",244.1970944,"lbs/time step","LPtGw","13;1",244.1970944,"lbs/time step",0]
["LPtGw","17;1",244.1970944,"lbs/time step","LPtGw","17;1",244.1970944,"lbs/time step","LPtGw","17;1",244.1970944,"lbs/time step",0]
["LPtGw","20;1",244.1970944,"lbs/time step","LPtGw","20;1",244.1970944,"lbs/time step","LPtGw","20;1",244.1970944,"lbs/time step",0]
["LPtGw","26;1",244.1970944,"lbs/time step","LPtGw","26;1",244.1970944,"lbs/time step","LPtGw","26;1",244.1970944,"lbs/time step",0]
["LPtGw","28;1",244.1970944,"lbs/time step","LPtGw","28;1",244.1970944,"lbs/time step","LPtGw","28;1",244.1970944,"lbs/time step",0]
["LPtGw","31;1",244.1970944,"lbs/time step","LPtGw","31;1",244.1970944,"lbs/time step","LPtGw","31;1",244.1970944,"lbs/time step",0]
["LPtGw","35;1",244.1970944,"lbs/time step","LPtGw","35;1",244.1970944,"lbs/time step","LPtGw","35;1",244.1970944,"lbs/time step",0]
["LPtGw","39;1",244.1970944,"lbs/time step","LPtGw","39;1",244.1970944,"lbs/time step","LPtGw","39;1",244.1970944,"lbs/time step",0]
["LPtGw","40;1",244.1970944,"lbs/time step","LPtGw","40;1",244.1970944,"lbs/time step","LPtGw","40;1",244.1970944,"lbs/time step",0]
["LPtGw","44;1",244.1970944,"lbs/time step","LPtGw","44;1",244.1970944,"lbs/time step","LPtGw","44;1",244.1970944,"lbs/time step",0]
["LPtGw","49;1",244.1970944,"lbs/time step","LPtGw","49;1",244.1970944,"lbs/time step","LPtGw","49;1",244.1970944,"lbs/time step",0]
["LPtGw","51;1",244.1970944,"lbs/time step","LPtGw","51;1",244.1970944,"lbs/time step","LPtGw","51;1",244.1970944,"lbs/time step",0]
["LPtGw","55;1",244.1970944,"lbs/time step","LPtGw","55;1",244.1970944,"lbs/time step","LPtGw","55;1",244.1970944,"lbs/time step",0]
["LPtGw","58;1",244.1970944,"lbs/time step","LPtGw","58;1",244.1970944,"lbs/time step","LPtGw","58;1",244.1970944,"lbs/time step",0]
["LPtGw","62;1",244.1970944,"lbs/time step","LPtGw","62;1",244.1970944,"lbs/time step","LPtGw","62;1",244.1970944,"lbs/time step",0]
["LPtGw","67;1",244.1970944,"lbs/time step","LPtGw","67;1",244.1970944,"lbs/time step","LPtGw","67;1",244.1970944,"lbs/time step",0]
["LPtGw","70;1",244.1970944,"lbs/time step","LPtGw","70;1",244.1970944,"lbs/time step","LPtGw","70;1",244.1970944,"lbs/time step",0]
["LPtGw","72;1",244.1970944,"lbs/time step","LPtGw","72;1",244.1970944,"lbs/time step","LPtGw","72;1",244.1970944,"lbs/time step",0]
["LPtGw","75;1",244.1970944,"lbs/time step","LPtGw","75;1",244.1970944,"lbs/time step","LPtGw","75;1",244.1970944,"lbs/time step",0]
["LPtGw","78;1",244.1970944,"lbs/time step","LPtGw","78;1",244.1970944,"lbs/time step","LPtGw","78;1",244.1970944,"lbs/time step",0]
["LPtGw","81;1",244.1970944,"lbs/time step","LPtGw","81;1",244.1970944,"lbs/time step","LPtGw","81;1",244.1970944,"lbs/time step",0]
["LPtGw","86;1",244.1970944,"lbs/time step","LPtGw","86;1",244.1970944,"lbs/time step","LPtGw","86;1",244.1970944,"lbs/time step",0]
["LPtGw","90;1",244.1970944,"lbs/time step","LPtGw","90;1",244.1970944,"lbs/time step","LPtGw","90;1",244.1970944,"lbs/time step",0]
["LPtGw","94;1",244.1970944,"lbs/time step","LPtGw","94;1",244.1970944,"lbs/time step","LPtGw","94;1",244.1970944,"lbs/time step",0]
["LPtGw","97;1",244.1970944,"lbs/time step","LPtGw","97;1",244.1970944,"lbs/time step","LPtGw","97;1",244.1970944,"lbs/time step",0]
["LPtGw","99;1",244.1970944,"lbs/time step","LPtGw","99;1",244.1970944,"lbs/time step","LPtGw","99;1",244.1970944,"lbs/time step",0]
["LPtGw","102;1",244.1970944,"lbs/time step","LPtGw","102;1",244.1970944,"lbs/time step","LPtGw","102;1",244.1970944,"lbs/time step",0]
["LPtGw","108;1",244.1970944,"lbs/time step","LPtGw","108;1",244.1970944,"lbs/time step","LPtGw","108;1",244.1970944,"lbs/time step",0]
["LPtGw","110;1",244.1970944,"lbs/time step","LPtGw","110;1",244.1970944,"lbs/time step","LPtGw","110;1",244.1970944,"lbs/time step",0]
["LPtGw","113;1",244.1970944,"lbs/time step","LPtGw","113;1",244.1970944,"lbs/time step","LPtGw","113;1",244.1970944,"lbs/time step",0]
["LPtGw","117;1",244.1970944,"lbs/time step","LPtGw","117;1",244.1970944,"lbs/time step","LPtGw","117;1",244.1970944,"lbs/time step",0]
["LPtGw","121;1",244.1970944,"lbs/time step","LPtGw","121;1",244.1970944,"lbs/time step","LPtGw","121;1",244.1970944,"lbs/time step",0]
["LPtGw","122;1",244.1970944,"lbs/time step","LPtGw","122;1",244.1970944,"lbs/time step","LPtGw","122;1",244.1970944,"lbs/time step",0]
["LPtGw","126;1",244.1970944,"lbs/time step","LPtGw","126;1",244.1970944,"lbs/time step","LPtGw","126;1",244.1970944,"lbs/time step",0]
["LPtGw","131;1",244.1970944,"lbs/time step","LPtGw","131;1",244.1970944,"lbs/time step","LPtGw","131;1",244.1970944,"lbs/time step",0]
["LPtGw","133;1",244.1970944,"lbs/time step","LPtGw","133;1",244.1970944,"lbs/time step","LPtGw","133;1",244.1970944,"lbs/time step",0]
["LPtGw","137;1",244.1970944,"lbs/time step","LPtGw","137;1",244.1970944,"lbs/time step","LPtGw","137;1",244.1970944,"lbs/time step",0]
["LPtGw","140;1",244.1970944,"lbs/time step","LPtGw","140;1",244.1970944,"lbs/time step","LPtGw","140;1",244.1970944,"lbs/time step",0]
["LPtGw","145;1",244.1970944,"lbs/time step","LPtGw","145;1",244.1970944,"lbs/time step","LPtGw","145;1",244.1970944,"lbs/time step",0]
["LPtGw","149;1",244.1970944,"lbs/time step","LPtGw","149;1",244.1970944,"lbs/time step","LPtGw","149;1",244.1970944,"lbs/time step",{"$f":"IF(ISNUMBER(C8260),IF(AVERAGE(C8260,G8260,K8260)<>MAX(C8260,G8260,K8260),1,0),\"\")","v":0}]
["LPtGw","152;1",244.1970944,"lbs/time step","LPtGw","152;1",244.1970944,"lbs/time step","LPtGw","152;1",244.1970944,"lbs/time step",0]
["LPtGw","153;1",244.1970944,"lbs/time step","LPtGw","153;1",244.1970944,"lbs/time step","LPtGw","153;1",244.1970944,"lbs/time step",0]
["LPtGw","158;1",244.1970944,"lbs/time step","LPtGw","158;1",244.1970944,"lbs/time step","LPtGw","158;1",244.1970944,"lbs/time step",0]
["LPtGw","161;1",244.1970944,"lbs/time step","LPtGw","161;1",244.1970944,"lbs/time step","LPtGw","161;1",244.1970944,"lbs/time step",0]
["LPtGw","163;1",244.1970944,"lbs/time step","LPtGw","163;1",244.1970944,"lbs/time step","LPtGw","163;1",244.1970944,"lbs/time step",0]
["LPtGw","168;1",244.1970944,"lbs/time step","LPtGw","168;1",244.1970944,"lbs/time step","LPtGw","168;1",244.1970944,"lbs/time step",0]
["LPtGw","172;1",244.1970944,"lbs/time step","LPtGw","172;1",244.1970944,"lbs/time step","LPtGw","172;1",244.1970944,"lbs/time step",0]
["LPtGw","176;1",244.1970944,"lbs/time step","LPtGw","176;1",244.1970944,"lbs/time step","LPtGw","176;1",244.1970944,"lbs/time step",0]
["LPtGw","179;1",244.1970944,"lbs/time step","LPtGw","179;1",244.1970944,"lbs/time step","LPtGw","179;1",244.1970944,"lbs/time step",0]
["LPtGw","181;1",244.1970944,"lbs/time step","LPtGw","181;1",244.1970944,"lbs/time step","LPtGw","181;1",244.1970944,"lbs/time step",0]
["LPtGw","184;1",244.1970944,"lbs/time step","LPtGw","184;1",244.1970944,"lbs/time step","LPtGw","184;1",244.1970944,"lbs/time step",0]
["LPtGw","190;1",244.1970944,"lbs/time step","LPtGw","190;1",244.1970944,"lbs/time step","LPtGw","190;1",244.1970944,"lbs/time step",0]
["LPtGw","192;1",244.1970944,"lbs/time step","LPtGw","192;1",244.1970944,"lbs/time step","LPtGw","192;1",244.1970944,"lbs/time step",0]
["LPtGw","195;1",244.1970944,"lbs/time step","LPtGw","195;1",244.1970944,"lbs/time step","LPtGw","195;1",244.1970944,"lbs/time step",0]
["LPtGw","199;1",244.1970944,"lbs/time step","LPtGw","199;1",244.1970944,"lbs/time step","LPtGw","199;1",244.1970944,"lbs/time step",0]
["LPtGw","203;1",244.1970944,"lbs/time step","LPtGw","203;1",244.1970944,"lbs/time step","LPtGw","203;1",244.1970944,"lbs/time step",0]
["LPtGw","204;1",244.1970944,"lbs/time step","LPtGw","204;1",244.1970944,"lbs/time step","LPtGw","204;1",244.1970944,"lbs/time step",0]
["LPtGw","208;1",244.1970944,"lbs/time step","LPtGw","208;1",244.1970944,"lbs/time step","LPtGw","208;1",244.1970944,"lbs/time step",0]
["LPtGw","211;1",244.1970944,"lbs/time step","LPtGw","211;1",244.1970944,"lbs/time step","LPtGw","211;1",244.1970944,"lbs/time step",0]
["LPtGw","217;1",244.1970944,"lbs/time step","LPtGw","217;1",244.1970944,"lbs/time step","LPtGw","217;1",244.1970944,"lbs/time step",0]
["LPtGw","219;1",244.1970944,"lbs/time step","LPtGw","219;1",244.1970944,"lbs/time step","LPtGw","219;1",244.1970944,"lbs/time step",0]
["LPtGw","222;1",244.1970944,"lbs/time step","LPtGw","222;1",244.1970944,"lbs/time step","LPtGw","222;1",244.1970944,"lbs/time step",0]
["LPtGw","227;1",244.1970944,"lbs/time step","LPtGw","227;1",244.1970944,"lbs/time step","LPtGw","227;1",244.1970944,"lbs/time step",0]
["LPtGw","230;1",244.1970944,"lbs/time step","LPtGw","230;1",244.1970944,"lbs/time step","LPtGw","230;1",244.1970944,"lbs/time step",0]
["LPtGw","231;1",244.1970944,"lbs/time step","LPtGw","231;1",244.1970944,"lbs/time step","LPtGw","231;1",244.1970944,"lbs/time step",0]
["LPtGw","235;1",244.1970944,"lbs/time step","LPtGw","235;1",244.1970944,"lbs/time step","LPtGw","235;1",244.1970944,"lbs/time step",0]
["LPtGw","240;1",244.1970944,"lbs/time step","LPtGw","240;1",244.1970944,"lbs/time step","LPtGw","240;1",244.1970944,"lbs/time step",0]
["LPtGw","243;1",244.1970944,"lbs/time step","LPtGw","243;1",244.1970944,"lbs/time step","LPtGw","243;1",244.1970944,"lbs/time step",0]
["LPtGw","245;1",244.1970944,"lbs/time step","LPtGw","245;1",244.1970944,"lbs/time step","LPtGw","245;1",244.1970944,"lbs/time step",0]
["LPtGw","250;1",244.1970944,"lbs/time step","LPtGw","250;1",244.1970944,"lbs/time step","LPtGw","250;1",244.1970944,"lbs/time step",0]
["LPtGw","254;1",244.1970944,"lbs/time step","LPtGw","254;1",244.1970944,"lbs/time step","LPtGw","254;1",244.1970944,"lbs/time step",0]
["LPtGw","258;1",244.1970944,"lbs/time step","LPtGw","258;1",244.1970944,"lbs/time step","LPtGw","258;1",244.1970944,"lbs/time step",0]
["LPtGw","259;1",244.1970944,"lbs/time step","LPtGw","259;1",244.1970944,"lbs/time step","LPtGw","259;1",244.1970944,"lbs/time step",0]
["LPtGw","263;1",244.1970944,"lbs/time step","LPtGw","263;1",244.1970944,"lbs/time step","LPtGw","263;1",244.1970944,"lbs/time step",0]
["LPtGw","266;1",244.1970944,"lbs/time step","LPtGw","266;1",244.1970944,"lbs/time step","LPtGw","266;1",244.1970944,"lbs/time step",0]
["LPtGw","270;1",244.1970944,"lbs/time step","LPtGw","270;1",244.1970944,"lbs/time step","LPtGw","270;1",244.1970944,"lbs/time step",0]
["LPtGw","272;1",244.1970944,"lbs/time step","LPtGw","272;1",244.1970944,"lbs/time step","LPtGw","272;1",244.1970944,"lbs/time step",0]
["LPtGw","278;1",244.1970944,"lbs/time step","LPtGw","278;1",244.1970944,"lbs/time step","LPtGw","278;1",244.1970944,"lbs/time step",0]
["LPtGw","281;1",244.1970944,"lbs/time step","LPtGw","281;1",244.1970944,"lbs/time step","LPtGw","281;1",244.1970944,"lbs/time step",0]
["LPtGw","285;1",244.1970944,"lbs/time step","LPtGw","285;1",244.1970944,"lbs/time step","LPtGw","285;1",244.1970944,"lbs/time step",0]
["LPtGw","286;1",244.1970944,"lbs/time step","LPtGw","286;1",244.1970944,"lbs/time step","LPtGw","286;1",244.1970944,"lbs/time step",0]
["LPtGw","290;1",244.1970944,"lbs/time step","LPtGw","290;1",244.1970944,"lbs/time step","LPtGw","290;1",244.1970944,"lbs/time step",0]
["LPtGw","293;1",244.1970944,"lbs/time step","LPtGw","293;1",244.1970944,"lbs/time step","LPtGw","293;1",244.1970944,"lbs/time step",0]
["LPtGw","299;1",244.1970944,"lbs/time step","LPtGw","299;1",244.1970944,"lbs/time step","LPtGw","299;1",244.1970944,"lbs/time step",0]
["LPtGw","301;1",244.1970944,"lbs/time step","LPtGw","301;1",244.1970944,"lbs/time step","LPtGw","301;1",244.1970944,"lbs/time step",0]
["LPtGw","304;1",244.1970944,"lbs/time step","LPtGw","304;1",244.1970944,"lbs/time step","LPtGw","304;1",244.1970944,"lbs/time step",0]
["LPtGw","309;1",244.1970944,"lbs/time step","LPtGw","309;1",244.1970944,"lbs/time step","LPtGw","309;1",244.1970944,"lbs/time step",0]
["LPtGw","312;1",244.1970944,"lbs/time step","LPtGw","312;1",244.1970944,"lbs/time step","LPtGw","312;1",244.1970944,"lbs/time step",0]
["LPtGw","313;1",244.1970944,"lbs/time step","LPtGw","313;1",244.1970944,"lbs/time step","LPtGw","313;1",244.1970944,"lbs/time step",0]
["LPtGw","317;1",244.1970944,"lbs/time step","LPtGw","317;1",244.1970944,"lbs/time step","LPtGw","317;1",244.1970944,"lbs/time step",0]
["LPtGw","322;1",244.1970944,"lbs/time step","LPtGw","322;1",244.1970944,"lbs/time step","LPtGw","322;1",244.1970944,"lbs/time step",0]
["LPtGw","325;1",244.1970944,"lbs/time step","LPtGw","325;1",244.1970944,"lbs/time step","LPtGw","325;1",244.1970944,"lbs/time step",0]
["LPtGw","328;1",244.1970944,"lbs/time step","LPtGw","328;1",244.1970944,"lbs/time step","LPtGw","328;1",244.1970944,"lbs/time step",0]
["LPtGw","331;1",244.1970944,"lbs/time step","LPtGw","331;1",244.1970944,"lbs/time step","LPtGw","331;1",244.1970944,"lbs/time step",0]
["LPtGw","336;1",244.1970944,"lbs/time step","LPtGw","336;1",244.1970944,"lbs/time step","LPtGw","336;1",244.1970944,"lbs/time step",0]
["LPtGw","340;1",244.1970944,"lbs/time step","LPtGw","340;1",244.1970944,"lbs/time step","LPtGw","340;1",244.1970944,"lbs/time step",0]
["LPtGw","341;1",244.1970944,"lbs/time step","LPtGw","341;1",244.1970944,"lbs/time step","LPtGw","341;1",244.1970944,"lbs/time step",{"$f":"IF(ISNUMBER(C8452),IF(AVERAGE(C8452,G8452,K8452)<>MAX(C8452,G8452,K8452),1,0),\"\")","v":0}]
["LPtGw","344;1",244.1970944,"lbs/time step","LPtGw","344;1",244.1970944,"lbs/time step","LPtGw","344;1",244.1970944,"lbs/time step",0]
["LPtGw","349;1",244.1970944,"lbs/time step","LPtGw","349;1",244.1970944,"lbs/time step","LPtGw","349;1",244.1970944,"lbs/time step",0]
["LPtGw","352;1",244.1970944,"lbs/time step","LPtGw","352;1",244.1970944,"lbs/time step","LPtGw","352;1",244.1970944,"lbs/time step",0]
["LPtGw","354;1",244.1970944,"lbs/time step","LPtGw","354;1",244.1970944,"lbs/time step","LPtGw","354;1",244.1970944,"lbs/time step",0]
["LPtGw","360;1",244.1970944,"lbs/time step","LPtGw","360;1",244.1970944,"lbs/time step","LPtGw","360;1",244.1970944,"lbs/time step",0]
["LPtGw","363;1",244.1970944,"lbs/time step","LPtGw","363;1",244.1970944,"lbs/time step","LPtGw","363;1",244.1970944,"lbs/time step",0]
["LExtGw","2;1",0,"lbs/time step","LExtGw","2;1",0,"lbs/time step","LExtGw","2;1",0,"lbs/time step",0]
["LExtGw","3;1",0,"lbs/time step","LExtGw","3;1",0,"lbs/time step","LExtGw","3;1",0,"lbs/time step",0]
["LExtGw","7;1",0,"lbs/time step","LExtGw","7;1",0,"lbs/time step","LExtGw","7;1",0,"lbs/time step",0]
["LExtGw","11;1",0,"lbs/time step","LExtGw","11;1",0,"lbs/time step","LExtGw","11;1",0,"lbs/time step",0]
["LExtGw","16;1",0,"lbs/time step","LExtGw","16;1",0,"lbs/time step","LExtGw","16;1",0,"lbs/time step",0]
["LExtGw","18;1",0,"lbs/time step","LExtGw","18;1",0,"lbs/time step","LExtGw","18;1",0,"lbs/time step",0]
["LExtGw","22;1",0,"lbs/time step","LExtGw","22;1",0,"lbs/time step","LExtGw","22;1",0,"lbs/time step",0]
["LExtGw","25;1",0,"lbs/time step","LExtGw","25;1",0,"lbs/time step","LExtGw","25;1",0,"lbs/time step",0]
["LExtGw","27;1",0,"lbs/time step","LExtGw","27;1",0,"lbs/time step","LExtGw","27;1",0,"lbs/time step",0]
["LExtGw","30;1",0,"lbs/time step","LExtGw","30;1",0,"lbs/time step","LExtGw","30;1",0,"lbs/time step",0]
["LExtGw","34;1",0,"lbs/time step","LExtGw","34;1",0,"lbs/time step","LExtGw","34;1",0,"lbs/time step",0]
["LExtGw","38;1",0,"lbs/time step","LExtGw","38;1",0,"lbs/time step","LExtGw","38;1",0,"lbs/time step",0]
["LExtGw","43;1",0,"lbs/time step","LExtGw","43;1",0,"lbs/time step","LExtGw","43;1",0,"lbs/time step",0]
["LExtGw","45;1",0,"lbs/time step","LExtGw","45;1",0,"lbs/time step","LExtGw","45;1",0,"lbs/time step",0]
["LExtGw","48;1",0,"lbs/time step","LExtGw","48;1",0,"lbs/time step","LExtGw","48;1",0,"lbs/time step",0]
["LExtGw","53;1",0,"lbs/time step","LExtGw","53;1",0,"lbs/time step","LExtGw","53;1",0,"lbs/time step",0]
["LExtGw","57;1",0,"lbs/time step","LExtGw","57;1",0,"lbs/time step","LExtGw","57;1",0,"lbs/time step",0]
["LExtGw","58;1",0,"lbs/time step","LExtGw","58;1",0,"lbs/time step","LExtGw","58;1",0,"lbs/time step",0]
["LExtGw","61;1",0,"lbs/time step","LExtGw","61;1",0,"lbs/time step","LExtGw","61;1",0,"lbs/time step",0]
["LExtGw","66;1",0,"lbs/time step","LExtGw","66;1",0,"lbs/time step","LExtGw","66;1",0,"lbs/time step",0]
["LExtGw","69;1",0,"lbs/time step","LExtGw","69;1",0,"lbs/time step","LExtGw","69;1",0,"lbs/time step",0]
["LExtGw","71;1",0,"lbs/time step","LExtGw","71;1",0,"lbs/time step","LExtGw","71;1",0,"lbs/time step",0]
["LExtGw","77;1",0,"lbs/time step","LExtGw","77;1",0,"lbs/time step","LExtGw","77;1",0,"lbs/time step",0]
["LExtGw","80;1",0,"lbs/time step","LExtGw","80;1",0,"lbs/time step","LExtGw","80;1",0,"lbs/time step",0]
["LExtGw","84;1",0,"lbs/time step","LExtGw","84;1",0,"lbs/time step","LExtGw","84;1",0,"lbs/time step",0]
["LExtGw","85;1",0,"lbs/time step","LExtGw","85;1",0,"lbs/time step","LExtGw","85;1",0,"lbs/time step",0]
["LExtGw","89;1",0,"lbs/time step","LExtGw","89;1",0,"lbs/time step","LExtGw","89;1",0,"lbs/time step",0]
["LExtGw","93;1",0,"lbs/time step","LExtGw","93;1",0,"lbs/time step","LExtGw","93;1",0,"lbs/time step",0]
["LExtGw","96;1",0,"lbs/time step","LExtGw","96;1",0,"lbs/time step","LExtGw","96;1",0,"lbs/time step",0]
["LExtGw","98;1",0,"lbs/time step","LExtGw","98;1",0,"lbs/time step","LExtGw","98;1",0,"lbs/time step",0]
["LExtGw","104;1",0,"lbs/time step","LExtGw","104;1",0,"lbs/time step","LExtGw","104;1",0,"lbs/time step",{"$f":"IF(ISNUMBER(C8580),IF(AVERAGE(C8580,G8580,K8580)<>MAX(C8580,G8580,K8580),1,0),\"\")","v":0}]
["LExtGw","107;1",0,"lbs/time step","LExtGw","107;1",0,"lbs/time step","LExtGw","107;1",0,"lbs/time step",0]
["LExtGw","109;1",0,"lbs/time step","LExtGw","109;1",0,"lbs/time step","LExtGw","109;1",0,"lbs/time step",0]
["LExtGw","112;1",0,"lbs/time step","LExtGw","112;1",0,"lbs/time step","LExtGw","112;1",0,"lbs/time step",0]
["LExtGw","116;1",0,"lbs/time step","LExtGw","116;1",0,"lbs/time step","LExtGw","116;1",0,"lbs/time step",0]
["LExtGw","120;1",0,"lbs/time step","LExtGw","120;1",0,"lbs/time step","LExtGw","120;1",0,"lbs/time step",0]
["LExtGw","125;1",0,"lbs/time step","LExtGw","125;1",0,"lbs/time step","LExtGw","125;1",0,"lbs/time step",0]
["LExtGw","128;1",0,"lbs/time step","LExtGw","128;1",0,"lbs/time step","LExtGw","128;1",0,"lbs/time step",0]
["LExtGw","130;1",0,"lbs/time step","LExtGw","130;1",0,"lbs/time step","LExtGw","130;1",0,"lbs/time step",0]
["LExtGw","135;1",0,"lbs/time step","LExtGw","135;1",0,"lbs/time step","LExtGw","135;1",0,"lbs/time step",0]
["LExtGw","136;1",0,"lbs/time step","LExtGw","136;1",0,"lbs/time step","LExtGw","136;1",0,"lbs/time step",0]
["LExtGw","139;1",0,"lbs/time step","LExtGw","139;1",0,"lbs/time step","LExtGw","139;1",0,"lbs/time step",0]
["LExtGw","144;1",0,"lbs/time step","LExtGw","144;1",0,"lbs/time step","LExtGw","144;1",0,"lbs/time step",0]
["LExtGw","148;1",0,"lbs/time step","LExtGw","148;1",0,"lbs/time step","LExtGw","148;1",0,"lbs/time step",0]
["LExtGw","151;1",0,"lbs/time step","LExtGw","151;1",0,"lbs/time step","LExtGw","151;1",0,"lbs/time step",0]
["LExtGw","155;1",0,"lbs/time step","LExtGw","155;1",0,"lbs/time step","LExtGw","155;1",0,"lbs/time step",0]
["LExtGw","157;1",0,"lbs/time step","LExtGw","157;1",0,"lbs/time step","LExtGw","157;1",0,"lbs/time step",0]
["LExtGw","162;1",0,"lbs/time step","LExtGw","162;1",0,"lbs/time step","LExtGw","162;1",0,"lbs/time step",0]
["LExtGw","166;1",0,"lbs/time step","LExtGw","166;1",0,"lbs/time step","LExtGw","166;1",0,"lbs/time step",0]
["LExtGw","167;1",0,"lbs/time step","LExtGw","167;1",0,"lbs/time step","LExtGw","167;1",0,"lbs/time step",0]
["LExtGw","171;1",0,"lbs/time step","LExtGw","171;1",0,"lbs/time step","LExtGw","171;1",0,"lbs/time step",0]
["LExtGw","175;1",0,"lbs/time step","LExtGw","175;1",0,"lbs/time step","LExtGw","175;1",0,"lbs/time step",0]
["LExtGw","178;1",0,"lbs/time step","LExtGw","178;1",0,"lbs/time step","LExtGw","178;1",0,"lbs/time step",0]
["LExtGw","180;1",0,"lbs/time step","LExtGw","180;1",0,"lbs/time step","LExtGw","180;1",0,"lbs/time step",0]
["LExtGw","186;1",0,"lbs/time step","LExtGw","186;1",0,"lbs/time step","LExtGw","186;1",0,"lbs/time step",0]
["LExtGw","189;1",0,"lbs/time step","LExtGw","189;1",0,"lbs/time step","LExtGw","189;1",0,"lbs/time step",0]
["LExtGw","191;1",0,"lbs/time step","LExtGw","191;1",0,"lbs/time step","LExtGw","191;1",0,"lbs/time step",0]
["LExtGw","194;1",0,"lbs/time step","LExtGw","194;1",0,"lbs/time step","LExtGw","194;1",0,"lbs/time step",0]
["LExtGw","198;1",0,"lbs/time step","LExtGw","198;1",0,"lbs/time step","LExtGw","198;1",0,"lbs/time step",0]
["LExtGw","202;1",0,"lbs/time step","LExtGw","202;1",0,"lbs/time step","LExtGw","202;1",0,"lbs/time step",0]
["LExtGw","207;1",0,"lbs/time step","LExtGw","207;1",0,"lbs/time step","LExtGw","207;1",0,"lbs/time step",0]
["LExtGw","210;1",0,"lbs/time step","LExtGw","210;1",0,"lbs/time step","LExtGw","210;1",0,"lbs/time step",0]
["LExtGw","213;1",0,"lbs/time step","LExtGw","213;1",0,"lbs/time step","LExtGw","213;1",0,"lbs/time step",0]
["LExtGw","216;1",0,"lbs/time step","LExtGw","216;1",0,"lbs/time step","LExtGw","216;1",0,"lbs/time step",0]
["LExtGw","218;1",0,"lbs/time step","LExtGw","218;1",0,"lbs/time step","LExtGw","218;1",0,"lbs/time step",0]
["LExtGw","221;1",0,"lbs/time step","LExtGw","221;1",0,"lbs/time step","LExtGw","221;1",0,"lbs/time step",0]
["LExtGw","226;1",0,"lbs/time step","LExtGw","226;1",0,"lbs/time step","LExtGw","226;1",0,"lbs/time step",0]
["LExtGw","230;1",0,"lbs/time step","LExtGw","230;1",0,"lbs/time step","LExtGw","230;1",0,"lbs/time step",0]
["LExtGw","233;1",0,"lbs/time step","LExtGw","233;1",0,"lbs/time step","LExtGw","233;1",0,"lbs/time step",0]
["LExtGw","237;1",0,"lbs/time step","LExtGw","237;1",0,"lbs/time step","LExtGw","237;1",0,"lbs/time step",0]
["LExtGw","239;1",0,"lbs/time step","LExtGw","239;1",0,"lbs/time step","LExtGw","239;1",0,"lbs/time step",0]
["LExtGw","242;1",0,"lbs/time step","LExtGw","242;1",0,"lbs/time step","LExtGw","242;1",0,"lbs/time step",0]
["LExtGw","248;1",0,"lbs/time step","LExtGw","248;1",0,"lbs/time step","LExtGw","248;1",0,"lbs/time step",0]
["LExtGw","249;1",0,"lbs/time step","LExtGw","249;1",0,"lbs/time step","LExtGw","249;1",0,"lbs/time step",0]
["LExtGw","253;1",0,"lbs/time step","LExtGw","253;1",0,"lbs/time step","LExtGw","253;1",0,"lbs/time step",0]
["LExtGw","257;1",0,"lbs/time step","LExtGw","257;1",0,"lbs/time step","LExtGw","257;1",0,"lbs/time step",0]
["LExtGw","261;1",0,"lbs/time step","LExtGw","261;1",0,"lbs/time step","LExtGw","261;1",0,"lbs/time step",0]
["LExtGw","262;1",0,"lbs/time step","LExtGw","262;1",0,"lbs/time step","LExtGw","262;1",0,"lbs/time step",0]
["LExtGw","268;1",0,"lbs/time step","LExtGw","268;1",0,"lbs/time step","LExtGw","268;1",0,"lbs/time step",0]
["LExtGw","269;1",0,"lbs/time step","LExtGw","269;1",0,"lbs/time step","LExtGw","269;1",0,"lbs/time step",0]
["LExtGw","275;1",0,"lbs/time step","LExtGw","275;1",0,"lbs/time step","LExtGw","275;1",0,"lbs/time step",0]
["LExtGw","276;1",0,"lbs/time step","LExtGw","276;1",0,"lbs/time step","LExtGw","276;1",0,"lbs/time step",0]
["LExtGw","280;1",0,"lbs/time step","LExtGw","280;1",0,"lbs/time step","LExtGw","280;1",0,"lbs/time step",0]
["LExtGw","284;1",0,"lbs/time step","LExtGw","284;1",0,"lbs/time step","LExtGw","284;1",0,"lbs/time step",0]
["LExtGw","289;1",0,"lbs/time step","LExtGw","289;1",0,"lbs/time step","LExtGw","289;1",0,"lbs/time step",0]
["LExtGw","292;1",0,"lbs/time step","LExtGw","292;1",0,"lbs/time step","LExtGw","292;1",0,"lbs/time step",0]
["LExtGw","295;1",0,"lbs/time step","LExtGw","295;1",0,"lbs/time step","LExtGw","295;1",0,"lbs/time step",0]
["LExtGw","298;1",0,"lbs/time step","LExtGw","298;1",0,"lbs/time step","LExtGw","298;1",0,"lbs/time step",0]
["LExtGw","300;1",0,"lbs/time step","LExtGw","300;1",0,"lbs/time step","LExtGw","300;1",0,"lbs/time step",0]
["LExtGw","303;1",0,"lbs/time step","LExtGw","303;1",0,"lbs/time step","LExtGw","303;1",0,"lbs/time step",0]
["LExtGw","308;1",0,"lbs/time step","LExtGw","308;1",0,"lbs/time step","LExtGw","308;1",0,"lbs/time step",0]
["LExtGw","311;1",0,"lbs/time step","LExtGw","311;1",0,"lbs/time step","LExtGw","311;1",0,"lbs/time step",0]
["LExtGw","316;1",0,"lbs/time step","LExtGw","316;1",0,"lbs/time step","LExtGw","316;1",0,"lbs/time step",0]
["LExtGw","319;1",0,"lbs/time step","LExtGw","319;1",0,"lbs/time step","LExtGw","319;1",0,"lbs/time step",0]
["LExtGw","321;1",0,"lbs/time step","LExtGw","321;1",0,"lbs/time step","LExtGw","321;1",0,"lbs/time step",0]
["LExtGw","324;1",0,"lbs/time step","LExtGw","324;1",0,"lbs/time step","LExtGw","324;1",0,"lbs/time step",0]
["LExtGw","327;1",0,"lbs/time step","LExtGw","327;1",0,"lbs/time step","LExtGw","327;1",0,"lbs/time step",0]
["LExtGw","330;1",0,"lbs/time step","LExtGw","330;1",0,"lbs/time step","LExtGw","330;1",0,"lbs/time step",0]
["LExtGw","335;1",0,"lbs/time step","LExtGw","335;1",0,"lbs/time step","LExtGw","335;1",0,"lbs/time step",0]
["LExtGw","339;1",0,"lbs/time step","LExtGw","339;1",0,"lbs/time step","LExtGw","339;1",0,"lbs/time step",0]
["LExtGw","343;1",0,"lbs/time step","LExtGw","343;1",0,"lbs/time step","LExtGw","343;1",0,"lbs/time step",0]
["LExtGw","344;1",0,"lbs/time step","LExtGw","344;1",0,"lbs/time step","LExtGw","344;1",0,"lbs/time step",0]
["LExtGw","348;1",0,"lbs/time step","LExtGw","348;1",0,"lbs/time step","LExtGw","348;1",0,"lbs/time step",0]
["LExtGw","349;1",0,"lbs/time step","LExtGw","349;1",0,"lbs/time step","LExtGw","349;1",0,"lbs/time step",0]
["LExtGw","350;1",0,"lbs/time step","LExtGw","350;1",0,"lbs/time step","LExtGw","350;1",0,"lbs/time step",0]
["LExtGw","351;1",0,"lbs/time step","LExtGw","351;1",0,"lbs/time step","LExtGw","351;1",0,"lbs/time step",0]
["LExtGw","352;1",0,"lbs/time step","LExtGw","352;1",0,"lbs/time step","LExtGw","352;1",0,"lbs/time step",0]
["LExtGw","353;1",0,"lbs/time step","LExtGw","353;1",0,"lbs/time step","LExtGw","353;1",0,"lbs/time step",0]
["LExtGw","354;1",0,"lbs/time step","LExtGw","354;1",0,"lbs/time step","LExtGw","354;1",0,"lbs/time step",0]
["LExtGw","355;1",0,"lbs/time step","LExtGw","355;1",0,"lbs/time step","LExtGw","355;1",0,"lbs/time step",0]
["LExtGw","356;1",0,"lbs/time step","LExtGw","356;1",0,"lbs/time step","LExtGw","356;1",0,"lbs/time step",0]
["LExtGw","357;1",0,"lbs/time step","LExtGw","357;1",0,"lbs/time step","LExtGw","357;1",0,"lbs/time step",0]
["LExtGw","358;1",0,"lbs/time step","LExtGw","358;1",0,"lbs/time step","LExtGw","358;1",0,"lbs/time step",0]
["LExtGw","359;1",0,"lbs/time step","LExtGw","359;1",0,"lbs/time step","LExtGw","359;1",0,"lbs/time step",0]
["LExtGw","360;1",0,"lbs/time step","LExtGw","360;1",0,"lbs/time step","LExtGw","360;1",0,"lbs/time step",{"$f":"IF(ISNUMBER(C8836),IF(AVERAGE(C8836,G8836,K8836)<>MAX(C8836,G8836,K8836),1,0),\"\")","v":0}]
["LExtGw","361;1",0,"lbs/time step","LExtGw","361;1",0,"lbs/time step","LExtGw","361;1",0,"lbs/time step",0]
["LExtGw","362;1",0,"lbs/time step","LExtGw","362;1",0,"lbs/time step","LExtGw","362;1",0,"lbs/time step",0]
["LExtGw","363;1",0,"lbs/time step","LExtGw","363;1",0,"lbs/time step","LExtGw","363;1",0,"lbs/time step",0]
["LExtGw","364;1",0,"lbs/time step","LExtGw","364;1",0,"lbs/time step","LExtGw","364;1",0,"lbs/time step",0]
["LExtGw","365;1",0,"lbs/time step","LExtGw","365;1",0,"lbs/time step","LExtGw","365;1",0,"lbs/time step",0]
["ExUWtp","None",-9,"-","ExUWtp","None",-9,"-","ExUWtp","None",-9,"-",0]
["ExUWwtp","None",-9,"-","ExUWwtp","None",-9,"-","ExUWwtp","None",-9,"-",0]
["ExAsrTr","None",-9,"-","ExAsrTr","None",-9,"-","ExAsrTr","None",-9,"-",0]
["ExESep","None",-9,"-","ExESep","None",-9,"-","ExESep","None",-9,"-",0]
["XWtpMaxIn",1,-9,"mg/L","XWtpMaxIn",1,-9,"mg/L","XWtpMaxIn",1,-9,"mg/L",0]
["XWtpAvEff",1,0.05,"mg/L","XWtpAvEff",1,0.05,"mg/L","XWtpAvEff",1,0.05,"mg/L",0]
["XUWtpAvEff",1,0,"mg/L","XUWtpAvEff",1,0,"mg/L","XUWtpAvEff",1,0,"mg/L",0]
["XWwtpMaxIn",1,-9,"mg/L","XWwtpMaxIn",1,-9,"mg/L","XWwtpMaxIn",1,-9,"mg/L",0]
["XWwtpAvEff",1,2,"mg/L","XWwtpAvEff",1,2,"mg/L","XWwtpAvEff",1,2,"mg/L",0]
["XUWwtpAvEff",1,1,"mg/L","XUWwtpAvEff",1,1,"mg/L","XUWwtpAvEff",1,1,"mg/L",0]
["XWrfAvEff",1,2,"mg/L","XWrfAvEff",1,2,"mg/L","XWrfAvEff",1,2,"mg/L",0]
["XAsrAvEff",1,2,"mg/L","XAsrAvEff",1,2,"mg/L","XAsrAvEff",1,2,"mg/L",0]
["XSepAvEff",1,7,"mg/L","XSepAvEff",1,7,"mg/L","XSepAvEff",1,7,"mg/L",0]
["XESepAvEff",1,0,"mg/L","XESepAvEff",1,0,"mg/L","XESepAvEff",1,0,"mg/L",0]
["CCUWtpU","None",0,"$/MGD","CCUWtpU","None",0,"$/MGD","CCUWtpU","None",0,"$/MGD",0]
["TUWtpNew","None",0,"years","TUWtpNew","None",0,"years","TUWtpNew","None",0,"years",0]
["CCUWwtpU","None",0,"$/MGD","CCUWwtpU","None",0,"$/MGD","CCUWwtpU","None",0,"$/MGD",0]
["TUWwtpNew","None",0,"years","TUWwtpNew","None",0,"years","TUWwtpNew","None",0,"years",0]
["COmESepU","None",0,"$/MGD","COmESepU","None",0,"$/MGD","COmESepU","None",0,"$/MGD",0]
["QESepMax","None",0,"MGD","QESepMax","None",0,"MGD","QESepMax","None",0,"MGD",0]
["XIbtWUse",1,1.07,"mg/L","XIbtWUse",1,1.07,"mg/L","XIbtWUse",1,1.07,"mg/L",0]
["MeasuredConc","1;1",3.517541601,"mg/L","MeasuredConc","1;1",3.517541601,"mg/L","MeasuredConc","1;1",3.517541601,"mg/L",0]
["MeasuredConc","2;1",3.7687945730000001,"mg/L","MeasuredConc","2;1",3.7687945730000001,"mg/L","MeasuredConc","2;1",3.7687945730000001,"mg/L",0]
["MeasuredConc","3;1",3.9572343010000002,"mg/L","MeasuredConc","3;1",3.9572343010000002,"mg/L","MeasuredConc","3;1",3.9572343010000002,"mg/L",0]
["MeasuredConc","4;1",4.2780911369999997,"mg/L","MeasuredConc","4;1",4.2780911369999997,"mg/L","MeasuredConc","4;1",4.2780911369999997,"mg/L",0]
["MeasuredConc","5;1",4.396927002,"mg/L","MeasuredConc","5;1",4.396927002,"mg/L","MeasuredConc","5;1",4.396927002,"mg/L",0]
["MeasuredConc","6;1",4.2780911369999997,"mg/L","MeasuredConc","6;1",4.2780911369999997,"mg/L","MeasuredConc","6;1",4.2780911369999997,"mg/L",0]
["MeasuredConc","7;1",2.8265959299999999,"mg/L","MeasuredConc","7;1",2.8265959299999999,"mg/L","MeasuredConc","7;1",2.8265959299999999,"mg/L",0]
["MeasuredConc","8;1",2.3277848830000001,"mg/L","MeasuredConc","8;1",2.3277848830000001,"mg/L","MeasuredConc","8;1",2.3277848830000001,"mg/L",0]
["MeasuredConc","9;1",2.3625279410000002,"mg/L","MeasuredConc","9;1",2.3625279410000002,"mg/L","MeasuredConc","9;1",2.3625279410000002,"mg/L",0]
["MeasuredConc","10;1",2.4732714379999998,"mg/L","MeasuredConc","10;1",2.4732714379999998,"mg/L","MeasuredConc","10;1",2.4732714379999998,"mg/L",0]
["MeasuredConc","11;1",2.3625279410000002,"mg/L","MeasuredConc","11;1",2.3625279410000002,"mg/L","MeasuredConc","11;1",2.3625279410000002,"mg/L",0]
["MeasuredConc","12;1",2.0827548949999999,"mg/L","MeasuredConc","12;1",2.0827548949999999,"mg/L","MeasuredConc","12;1",2.0827548949999999,"mg/L",0]
["MeasuredConc","13;1",1.615197674,"mg/L","MeasuredConc","13;1",1.615197674,"mg/L","MeasuredConc","13;1",1.615197674,"mg/L",0]
["MeasuredConc","14;1",1.2083158169999999,"mg/L","MeasuredConc","14;1",1.2083158169999999,"mg/L","MeasuredConc","14;1",1.2083158169999999,"mg/L",0]
["MeasuredConc","15;1",1.1725138669999999,"mg/L","MeasuredConc","15;1",1.1725138669999999,"mg/L","MeasuredConc","15;1",1.1725138669999999,"mg/L",0]
["MeasuredConc","16;1",1.2463730079999999,"mg/L","MeasuredConc","16;1",1.2463730079999999,"mg/L","MeasuredConc","16;1",1.2463730079999999,"mg/L",0]
["MeasuredConc","17;1",1.3764293219999999,"mg/L","MeasuredConc","17;1",1.3764293219999999,"mg/L","MeasuredConc","17;1",1.3764293219999999,"mg/L",0]
["MeasuredConc","18;1",1.53679002,"mg/L","MeasuredConc","18;1",1.53679002,"mg/L","MeasuredConc","18;1",1.53679002,"mg/L",0]
["MeasuredConc","19;1",1.7205366529999999,"mg/L","MeasuredConc","19;1",1.7205366529999999,"mg/L","MeasuredConc","19;1",1.7205366529999999,"mg/L",0]
["MeasuredConc","20;1",1.884397286,"mg/L","MeasuredConc","20;1",1.884397286,"mg/L","MeasuredConc","20;1",1.884397286,"mg/L",0]
["MeasuredConc","21;1",1.9071008679999999,"mg/L","MeasuredConc","21;1",1.9071008679999999,"mg/L","MeasuredConc","21;1",1.9071008679999999,"mg/L",0]
["MeasuredConc","22;1",1.7987428640000001,"mg/L","MeasuredConc","22;1",1.7987428640000001,"mg/L","MeasuredConc","22;1",1.7987428640000001,"mg/L",0]
["MeasuredConc","23;1",1.739443649,"mg/L","MeasuredConc","23;1",1.739443649,"mg/L","MeasuredConc","23;1",1.739443649,"mg/L",0]
["MeasuredConc","24;1",1.551856589,"mg/L","MeasuredConc","24;1",1.551856589,"mg/L","MeasuredConc","24;1",1.551856589,"mg/L",0]
["MeasuredConc","25;1",1.493295963,"mg/L","MeasuredConc","25;1",1.493295963,"mg/L","MeasuredConc","25;1",1.493295963,"mg/L",0]
["MeasuredConc","26;1",1.551856589,"mg/L","MeasuredConc","26;1",1.551856589,"mg/L","MeasuredConc","26;1",1.551856589,"mg/L",0]
["MeasuredConc","27;1",1.666203916,"mg/L","MeasuredConc","27;1",1.666203916,"mg/L","MeasuredConc","27;1",1.666203916,"mg/L",0]
["MeasuredConc","28;1",1.7987428640000001,"mg/L","MeasuredConc","28;1",1.7987428640000001,"mg/L","MeasuredConc","28;1",1.7987428640000001,"mg/L",0]
["MeasuredConc","29;1",1.8622279070000001,"mg/L","MeasuredConc","29;1",1.8622279070000001,"mg/L","MeasuredConc","29;1",1.8622279070000001,"mg/L",0]
["MeasuredConc","30;1",1.8405740939999999,"mg/L","MeasuredConc","30;1",1.8405740939999999,"mg/L","MeasuredConc","30;1",1.8405740939999999,"mg/L",0]
["MeasuredConc","31;1",1.7987428640000001,"mg/L","MeasuredConc","31;1",1.7987428640000001,"mg/L","MeasuredConc","31;1",1.7987428640000001,"mg/L",0]
["MeasuredConc","32;1",1.648847626,"mg/L","MeasuredConc","32;1",1.648847626,"mg/L","MeasuredConc","32;1",1.648847626,"mg/L",0]
["MeasuredConc","33;1",1.426030379,"mg/L","MeasuredConc","33;1",1.426030379,"mg/L","MeasuredConc","33;1",1.426030379,"mg/L",0]
["MeasuredConc","34;1",1.4007909030000001,"mg/L","MeasuredConc","34;1",1.4007909030000001,"mg/L","MeasuredConc","34;1",1.4007909030000001,"mg/L",0]
["MeasuredConc","35;1",1.522013193,"mg/L","MeasuredConc","35;1",1.522013193,"mg/L","MeasuredConc","35;1",1.522013193,"mg/L",0]
["MeasuredConc","36;1",1.6839294899999999,"mg/L","MeasuredConc","36;1",1.6839294899999999,"mg/L","MeasuredConc","36;1",1.6839294899999999,"mg/L",0]
["MeasuredConc","37;1",1.8622279070000001,"mg/L","MeasuredConc","37;1",1.8622279070000001,"mg/L","MeasuredConc","37;1",1.8622279070000001,"mg/L",0]
["MeasuredConc","38;1",2.055706131,"mg/L","MeasuredConc","38;1",2.055706131,"mg/L","MeasuredConc","38;1",2.055706131,"mg/L",{"$f":"IF(ISNUMBER(C8900),IF(AVERAGE(C8900,G8900,K8900)<>MAX(C8900,G8900,K8900),1,0),\"\")","v":0}]
["MeasuredConc","39;1",2.198463501,"mg/L","MeasuredConc","39;1",2.198463501,"mg/L","MeasuredConc","39;1",2.198463501,"mg/L",0]
["MeasuredConc","40;1",2.2940488700000001,"mg/L","MeasuredConc","40;1",2.2940488700000001,"mg/L","MeasuredConc","40;1",2.2940488700000001,"mg/L",0]
["MeasuredConc","41;1",2.435221109,"mg/L","MeasuredConc","41;1",2.435221109,"mg/L","MeasuredConc","41;1",2.435221109,"mg/L",0]
["MeasuredConc","42;1",1.6839294899999999,"mg/L","MeasuredConc","42;1",1.6839294899999999,"mg/L","MeasuredConc","42;1",1.6839294899999999,"mg/L",0]
["MeasuredConc","43;1",1.426030379,"mg/L","MeasuredConc","43;1",1.426030379,"mg/L","MeasuredConc","43;1",1.426030379,"mg/L",0]
["MeasuredConc","44;1",1.4521960739999999,"mg/L","MeasuredConc","44;1",1.4521960739999999,"mg/L","MeasuredConc","44;1",1.4521960739999999,"mg/L",0]
["MeasuredConc","45;1",1.615197674,"mg/L","MeasuredConc","45;1",1.615197674,"mg/L","MeasuredConc","45;1",1.615197674,"mg/L",0]
["MeasuredConc","46;1",1.81941807,"mg/L","MeasuredConc","46;1",1.81941807,"mg/L","MeasuredConc","46;1",1.81941807,"mg/L",0]
["MeasuredConc","47;1",1.930358196,"mg/L","MeasuredConc","47;1",1.930358196,"mg/L","MeasuredConc","47;1",1.930358196,"mg/L",0]
["MeasuredConc","48;1",2.0036629370000001,"mg/L","MeasuredConc","48;1",2.0036629370000001,"mg/L","MeasuredConc","48;1",2.0036629370000001,"mg/L",0]
["MeasuredConc","49;1",1.930358196,"mg/L","MeasuredConc","49;1",1.930358196,"mg/L","MeasuredConc","49;1",1.930358196,"mg/L",0]
["MeasuredConc","50;1",1.9071008679999999,"mg/L","MeasuredConc","50;1",1.9071008679999999,"mg/L","MeasuredConc","50;1",1.9071008679999999,"mg/L",0]
["MeasuredConc","51;1",1.9541897779999999,"mg/L","MeasuredConc","51;1",1.9541897779999999,"mg/L","MeasuredConc","51;1",1.9541897779999999,"mg/L",0]
["MeasuredConc","52;1",1.598882546,"mg/L","MeasuredConc","52;1",1.598882546,"mg/L","MeasuredConc","52;1",1.598882546,"mg/L",0]
["MeasuredConc","53;1",1.3645635519999999,"mg/L","MeasuredConc","53;1",1.3645635519999999,"mg/L","MeasuredConc","53;1",1.3645635519999999,"mg/L",0]
["MeasuredConc","54;1",1.3764293219999999,"mg/L","MeasuredConc","54;1",1.3764293219999999,"mg/L","MeasuredConc","54;1",1.3764293219999999,"mg/L",0]
["MeasuredConc","55;1",1.522013193,"mg/L","MeasuredConc","55;1",1.522013193,"mg/L","MeasuredConc","55;1",1.522013193,"mg/L",0]
["MeasuredConc","56;1",1.6839294899999999,"mg/L","MeasuredConc","56;1",1.6839294899999999,"mg/L","MeasuredConc","56;1",1.6839294899999999,"mg/L",0]
["MeasuredConc","57;1",1.7987428640000001,"mg/L","MeasuredConc","57;1",1.7987428640000001,"mg/L","MeasuredConc","57;1",1.7987428640000001,"mg/L",0]
["MeasuredConc","58;1",1.739443649,"mg/L","MeasuredConc","58;1",1.739443649,"mg/L","MeasuredConc","58;1",1.739443649,"mg/L",0]
["MeasuredConc","59;1",1.479339926,"mg/L","MeasuredConc","59;1",1.479339926,"mg/L","MeasuredConc","59;1",1.479339926,"mg/L",0]
["MeasuredConc","60;1",1.465642334,"mg/L","MeasuredConc","60;1",1.465642334,"mg/L","MeasuredConc","60;1",1.465642334,"mg/L",0]
["MeasuredConc","61;1",1.598882546,"mg/L","MeasuredConc","61;1",1.598882546,"mg/L","MeasuredConc","61;1",1.598882546,"mg/L",0]
["MeasuredConc","62;1",1.114713888,"mg/L","MeasuredConc","62;1",1.114713888,"mg/L","MeasuredConc","62;1",1.114713888,"mg/L",0]
["MeasuredConc","63;1",0.79144685999999997,"mg/L","MeasuredConc","63;1",0.79144685999999997,"mg/L","MeasuredConc","63;1",0.79144685999999997,"mg/L",0]
["MeasuredConc","64;1",0.71949714600000003,"mg/L","MeasuredConc","64;1",0.71949714600000003,"mg/L","MeasuredConc","64;1",0.71949714600000003,"mg/L",0]
["MeasuredConc","65;1",0.77975060100000004,"mg/L","MeasuredConc","65;1",0.77975060100000004,"mg/L","MeasuredConc","65;1",0.77975060100000004,"mg/L",0]
["MeasuredConc","66;1",0.91496746900000003,"mg/L","MeasuredConc","66;1",0.91496746900000003,"mg/L","MeasuredConc","66;1",0.91496746900000003,"mg/L",0]
["MeasuredConc","67;1",1.0695227839999999,"mg/L","MeasuredConc","67;1",1.0695227839999999,"mg/L","MeasuredConc","67;1",1.0695227839999999,"mg/L",0]
["MeasuredConc","68;1",1.1725138669999999,"mg/L","MeasuredConc","68;1",1.1725138669999999,"mg/L","MeasuredConc","68;1",1.1725138669999999,"mg/L",0]
["MeasuredConc","69;1",1.076798449,"mg/L","MeasuredConc","69;1",1.076798449,"mg/L","MeasuredConc","69;1",1.076798449,"mg/L",0]
["MeasuredConc","70;1",1.0018314690000001,"mg/L","MeasuredConc","70;1",1.0018314690000001,"mg/L","MeasuredConc","70;1",1.0018314690000001,"mg/L",0]
["MeasuredConc","71;1",1.021221755,"mg/L","MeasuredConc","71;1",1.021221755,"mg/L","MeasuredConc","71;1",1.021221755,"mg/L",0]
["MeasuredConc","72;1",1.12261966,"mg/L","MeasuredConc","72;1",1.12261966,"mg/L","MeasuredConc","72;1",1.12261966,"mg/L",0]
["MeasuredConc","73;1",1.190145655,"mg/L","MeasuredConc","73;1",1.190145655,"mg/L","MeasuredConc","73;1",1.190145655,"mg/L",0]
["MeasuredConc","74;1",1.2663149760000001,"mg/L","MeasuredConc","74;1",1.2663149760000001,"mg/L","MeasuredConc","74;1",1.2663149760000001,"mg/L",0]
["MeasuredConc","75;1",1.2974538689999999,"mg/L","MeasuredConc","75;1",1.2974538689999999,"mg/L","MeasuredConc","75;1",1.2974538689999999,"mg/L",0]
["MeasuredConc","76;1",1.2974538689999999,"mg/L","MeasuredConc","76;1",1.2974538689999999,"mg/L","MeasuredConc","76;1",1.2974538689999999,"mg/L",0]
["MeasuredConc","77;1",1.3190781,"mg/L","MeasuredConc","77;1",1.3190781,"mg/L","MeasuredConc","77;1",1.3190781,"mg/L",0]
["MeasuredConc","78;1",1.256264858,"mg/L","MeasuredConc","78;1",1.256264858,"mg/L","MeasuredConc","78;1",1.256264858,"mg/L",0]
["MeasuredConc","79;1",1.1306383719999999,"mg/L","MeasuredConc","79;1",1.1306383719999999,"mg/L","MeasuredConc","79;1",1.1306383719999999,"mg/L",0]
["MeasuredConc","80;1",0.85101812899999996,"mg/L","MeasuredConc","80;1",0.85101812899999996,"mg/L","MeasuredConc","80;1",0.85101812899999996,"mg/L",0]
["MeasuredConc","81;1",0.76839500999999999,"mg/L","MeasuredConc","81;1",0.76839500999999999,"mg/L","MeasuredConc","81;1",0.76839500999999999,"mg/L",0]
["MeasuredConc","82;1",0.77592829399999996,"mg/L","MeasuredConc","82;1",0.77592829399999996,"mg/L","MeasuredConc","82;1",0.77592829399999996,"mg/L",0]
["MeasuredConc","83;1",0.86972182399999998,"mg/L","MeasuredConc","83;1",0.86972182399999998,"mg/L","MeasuredConc","83;1",0.86972182399999998,"mg/L",0]
["MeasuredConc","84;1",1.0345710589999999,"mg/L","MeasuredConc","84;1",1.0345710589999999,"mg/L","MeasuredConc","84;1",1.0345710589999999,"mg/L",0]
["MeasuredConc","85;1",1.0841737810000001,"mg/L","MeasuredConc","85;1",1.0841737810000001,"mg/L","MeasuredConc","85;1",1.0841737810000001,"mg/L",0]
["MeasuredConc","86;1",0.67645030799999994,"mg/L","MeasuredConc","86;1",0.67645030799999994,"mg/L","MeasuredConc","86;1",0.67645030799999994,"mg/L",0]
["MeasuredConc","87;1",0.57769843799999998,"mg/L","MeasuredConc","87;1",0.57769843799999998,"mg/L","MeasuredConc","87;1",0.57769843799999998,"mg/L",0]
["MeasuredConc","88;1",0.56531918599999997,"mg/L","MeasuredConc","88;1",0.56531918599999997,"mg/L","MeasuredConc","88;1",0.56531918599999997,"mg/L",0]
["MeasuredConc","89;1",0.63315748800000005,"mg/L","MeasuredConc","89;1",0.63315748800000005,"mg/L","MeasuredConc","89;1",0.63315748800000005,"mg/L",0]
["MeasuredConc","90;1",0.70981781200000005,"mg/L","MeasuredConc","90;1",0.70981781200000005,"mg/L","MeasuredConc","90;1",0.70981781200000005,"mg/L",0]
["MeasuredConc","91;1",0.58194622100000004,"mg/L","MeasuredConc","91;1",0.58194622100000004,"mg/L","MeasuredConc","91;1",0.58194622100000004,"mg/L",0]
["MeasuredConc","92;1",0.50896904200000004,"mg/L","MeasuredConc","92;1",0.50896904200000004,"mg/L","MeasuredConc","92;1",0.50896904200000004,"mg/L",0]
["MeasuredConc","93;1",0.47109932199999999,"mg/L","MeasuredConc","93;1",0.47109932199999999,"mg/L","MeasuredConc","93;1",0.47109932199999999,"mg/L",0]
["MeasuredConc","94;1",0.53117238899999997,"mg/L","MeasuredConc","94;1",0.53117238899999997,"mg/L","MeasuredConc","94;1",0.53117238899999997,"mg/L",0]
["MeasuredConc","95;1",0.61591195399999998,"mg/L","MeasuredConc","95;1",0.61591195399999998,"mg/L","MeasuredConc","95;1",0.61591195399999998,"mg/L",0]
["MeasuredConc","96;1",0.70664898200000004,"mg/L","MeasuredConc","96;1",0.70664898200000004,"mg/L","MeasuredConc","96;1",0.70664898200000004,"mg/L",0]
["MeasuredConc","97;1",0.80349935100000003,"mg/L","MeasuredConc","97;1",0.80349935100000003,"mg/L","MeasuredConc","97;1",0.80349935100000003,"mg/L",0]
["MeasuredConc","98;1",0.89429023799999996,"mg/L","MeasuredConc","98;1",0.89429023799999996,"mg/L","MeasuredConc","98;1",0.89429023799999996,"mg/L",0]
["MeasuredConc","99;1",0.98316380199999998,"mg/L","MeasuredConc","99;1",0.98316380199999998,"mg/L","MeasuredConc","99;1",0.98316380199999998,"mg/L",0]
["MeasuredConc","100;1",1.0345710589999999,"mg/L","MeasuredConc","100;1",1.0345710589999999,"mg/L","MeasuredConc","100;1",1.0345710589999999,"mg/L",0]
["MeasuredConc","101;1",1.106918686,"mg/L","MeasuredConc","101;1",1.106918686,"mg/L","MeasuredConc","101;1",1.106918686,"mg/L",0]
["MeasuredConc","102;1",1.1812639709999999,"mg/L","MeasuredConc","102;1",1.1812639709999999,"mg/L","MeasuredConc","102;1",1.1812639709999999,"mg/L",{"$f":"IF(ISNUMBER(C8964),IF(AVERAGE(C8964,G8964,K8964)<>MAX(C8964,G8964,K8964),1,0),\"\")","v":0}]
["MeasuredConc","103;1",1.227049396,"mg/L","MeasuredConc","103;1",1.227049396,"mg/L","MeasuredConc","103;1",1.227049396,"mg/L",0]
["MeasuredConc","104;1",1.276527194,"mg/L","MeasuredConc","104;1",1.276527194,"mg/L","MeasuredConc","104;1",1.276527194,"mg/L",0]
["MeasuredConc","105;1",1.3190781,"mg/L","MeasuredConc","105;1",1.3190781,"mg/L","MeasuredConc","105;1",1.3190781,"mg/L",0]
["MeasuredConc","106;1",1.3764293219999999,"mg/L","MeasuredConc","106;1",1.3764293219999999,"mg/L","MeasuredConc","106;1",1.3764293219999999,"mg/L",0]
["MeasuredConc","107;1",1.426030379,"mg/L","MeasuredConc","107;1",1.426030379,"mg/L","MeasuredConc","107;1",1.426030379,"mg/L",0]
["MeasuredConc","108;1",1.507517829,"mg/L","MeasuredConc","108;1",1.507517829,"mg/L","MeasuredConc","108;1",1.507517829,"mg/L",0]
["MeasuredConc","109;1",1.598882546,"mg/L","MeasuredConc","109;1",1.598882546,"mg/L","MeasuredConc","109;1",1.598882546,"mg/L",0]
["MeasuredConc","110;1",1.6839294899999999,"mg/L","MeasuredConc","110;1",1.6839294899999999,"mg/L","MeasuredConc","110;1",1.6839294899999999,"mg/L",0]
["MeasuredConc","111;1",1.7785322699999999,"mg/L","MeasuredConc","111;1",1.7785322699999999,"mg/L","MeasuredConc","111;1",1.7785322699999999,"mg/L",0]
["MeasuredConc","112;1",1.8405740939999999,"mg/L","MeasuredConc","112;1",1.8405740939999999,"mg/L","MeasuredConc","112;1",1.8405740939999999,"mg/L",0]
["MeasuredConc","113;1",1.739443649,"mg/L","MeasuredConc","113;1",1.739443649,"mg/L","MeasuredConc","113;1",1.739443649,"mg/L",0]
["MeasuredConc","114;1",1.81941807,"mg/L","MeasuredConc","114;1",1.81941807,"mg/L","MeasuredConc","114;1",1.81941807,"mg/L",0]
["MeasuredConc","115;1",1.7987428640000001,"mg/L","MeasuredConc","115;1",1.7987428640000001,"mg/L","MeasuredConc","115;1",1.7987428640000001,"mg/L",0]
["MeasuredConc","116;1",1.1991619099999999,"mg/L","MeasuredConc","116;1",1.1991619099999999,"mg/L","MeasuredConc","116;1",1.1991619099999999,"mg/L",0]
["MeasuredConc","117;1",1.155396876,"mg/L","MeasuredConc","117;1",1.155396876,"mg/L","MeasuredConc","117;1",1.155396876,"mg/L",0]
["MeasuredConc","118;1",1.190145655,"mg/L","MeasuredConc","118;1",1.190145655,"mg/L","MeasuredConc","118;1",1.190145655,"mg/L",0]
["MeasuredConc","119;1",1.062344779,"mg/L","MeasuredConc","119;1",1.062344779,"mg/L","MeasuredConc","119;1",1.062344779,"mg/L",0]
["MeasuredConc","120;1",1.0552624799999999,"mg/L","MeasuredConc","120;1",1.0552624799999999,"mg/L","MeasuredConc","120;1",1.0552624799999999,"mg/L",0]
["MeasuredConc","121;1",1.114713888,"mg/L","MeasuredConc","121;1",1.114713888,"mg/L","MeasuredConc","121;1",1.114713888,"mg/L",0]
["MeasuredConc","122;1",1.155396876,"mg/L","MeasuredConc","122;1",1.155396876,"mg/L","MeasuredConc","122;1",1.155396876,"mg/L",0]
["MeasuredConc","123;1",0.942198643,"mg/L","MeasuredConc","123;1",0.942198643,"mg/L","MeasuredConc","123;1",0.942198643,"mg/L",0]
["MeasuredConc","124;1",0.80349935100000003,"mg/L","MeasuredConc","124;1",0.80349935100000003,"mg/L","MeasuredConc","124;1",0.80349935100000003,"mg/L",0]
["MeasuredConc","125;1",0.75018659700000001,"mg/L","MeasuredConc","125;1",0.75018659700000001,"mg/L","MeasuredConc","125;1",0.75018659700000001,"mg/L",0]
["MeasuredConc","126;1",0.89937143200000003,"mg/L","MeasuredConc","126;1",0.89937143200000003,"mg/L","MeasuredConc","126;1",0.89937143200000003,"mg/L",0]
["MeasuredConc","127;1",1.062344779,"mg/L","MeasuredConc","127;1",1.062344779,"mg/L","MeasuredConc","127;1",1.062344779,"mg/L",0]
["MeasuredConc","128;1",1.190145655,"mg/L","MeasuredConc","128;1",1.190145655,"mg/L","MeasuredConc","128;1",1.190145655,"mg/L",0]
["MeasuredConc","129;1",1.3301627899999999,"mg/L","MeasuredConc","129;1",1.3301627899999999,"mg/L","MeasuredConc","129;1",1.3301627899999999,"mg/L",0]
["MeasuredConc","130;1",1.2869054639999999,"mg/L","MeasuredConc","130;1",1.2869054639999999,"mg/L","MeasuredConc","130;1",1.2869054639999999,"mg/L",0]
["MeasuredConc","131;1",1.276527194,"mg/L","MeasuredConc","131;1",1.276527194,"mg/L","MeasuredConc","131;1",1.276527194,"mg/L",0]
["MeasuredConc","132;1",1.438994291,"mg/L","MeasuredConc","132;1",1.438994291,"mg/L","MeasuredConc","132;1",1.438994291,"mg/L",0]
["MeasuredConc","133;1",1.091650842,"mg/L","MeasuredConc","133;1",1.091650842,"mg/L","MeasuredConc","133;1",1.091650842,"mg/L",0]
["MeasuredConc","134;1",0.47250558799999998,"mg/L","MeasuredConc","134;1",0.47250558799999998,"mg/L","MeasuredConc","134;1",0.47250558799999998,"mg/L",0]
["MeasuredConc","135;1",0.35974857300000002,"mg/L","MeasuredConc","135;1",0.35974857300000002,"mg/L","MeasuredConc","135;1",0.35974857300000002,"mg/L",0]
["MeasuredConc","136;1",0.33967676400000002,"mg/L","MeasuredConc","136;1",0.33967676400000002,"mg/L","MeasuredConc","136;1",0.33967676400000002,"mg/L",0]
["MeasuredConc","137;1",0.41221190600000002,"mg/L","MeasuredConc","137;1",0.41221190600000002,"mg/L","MeasuredConc","137;1",0.41221190600000002,"mg/L",0]
["MeasuredConc","138;1",0.41007609299999997,"mg/L","MeasuredConc","138;1",0.41007609299999997,"mg/L","MeasuredConc","138;1",0.41007609299999997,"mg/L",0]
["MeasuredConc","139;1",0.370701106,"mg/L","MeasuredConc","139;1",0.370701106,"mg/L","MeasuredConc","139;1",0.370701106,"mg/L",0]
["MeasuredConc","140;1",0.40691355299999998,"mg/L","MeasuredConc","140;1",0.40691355299999998,"mg/L","MeasuredConc","140;1",0.40691355299999998,"mg/L",0]
["MeasuredConc","141;1",0.48258954900000001,"mg/L","MeasuredConc","141;1",0.48258954900000001,"mg/L","MeasuredConc","141;1",0.48258954900000001,"mg/L",0]
["MeasuredConc","142;1",0.54771409000000004,"mg/L","MeasuredConc","142;1",0.54771409000000004,"mg/L","MeasuredConc","142;1",0.54771409000000004,"mg/L",0]
["MeasuredConc","143;1",0.61591195399999998,"mg/L","MeasuredConc","143;1",0.61591195399999998,"mg/L","MeasuredConc","143;1",0.61591195399999998,"mg/L",0]
["MeasuredConc","144;1",0.70350831999999996,"mg/L","MeasuredConc","144;1",0.70350831999999996,"mg/L","MeasuredConc","144;1",0.70350831999999996,"mg/L",0]
["MeasuredConc","145;1",0.81174036999999999,"mg/L","MeasuredConc","145;1",0.81174036999999999,"mg/L","MeasuredConc","145;1",0.81174036999999999,"mg/L",0]
["MeasuredConc","146;1",0.909709035,"mg/L","MeasuredConc","146;1",0.909709035,"mg/L","MeasuredConc","146;1",0.909709035,"mg/L",0]
["MeasuredConc","147;1",0.98930857500000002,"mg/L","MeasuredConc","147;1",0.98930857500000002,"mg/L","MeasuredConc","147;1",0.98930857500000002,"mg/L",0]
["MeasuredConc","148;1",1.0695227839999999,"mg/L","MeasuredConc","148;1",1.0695227839999999,"mg/L","MeasuredConc","148;1",1.0695227839999999,"mg/L",0]
["MeasuredConc","149;1",1.12261966,"mg/L","MeasuredConc","149;1",1.12261966,"mg/L","MeasuredConc","149;1",1.12261966,"mg/L",0]
["MeasuredConc","150;1",1.155396876,"mg/L","MeasuredConc","150;1",1.155396876,"mg/L","MeasuredConc","150;1",1.155396876,"mg/L",0]
["MeasuredConc","151;1",1.217610554,"mg/L","MeasuredConc","151;1",1.217610554,"mg/L","MeasuredConc","151;1",1.217610554,"mg/L",0]
["MeasuredConc","152;1",1.2083158169999999,"mg/L","MeasuredConc","152;1",1.2083158169999999,"mg/L","MeasuredConc","152;1",1.2083158169999999,"mg/L",0]
["MeasuredConc","153;1",1.2463730079999999,"mg/L","MeasuredConc","153;1",1.2463730079999999,"mg/L","MeasuredConc","153;1",1.2463730079999999,"mg/L",0]
["MeasuredConc","154;1",1.3764293219999999,"mg/L","MeasuredConc","154;1",1.3764293219999999,"mg/L","MeasuredConc","154;1",1.3764293219999999,"mg/L",0]
["MeasuredConc","155;1",1.551856589,"mg/L","MeasuredConc","155;1",1.551856589,"mg/L","MeasuredConc","155;1",1.551856589,"mg/L",0]
["MeasuredConc","156;1",1.6318491959999999,"mg/L","MeasuredConc","156;1",1.6318491959999999,"mg/L","MeasuredConc","156;1",1.6318491959999999,"mg/L",0]
["MeasuredConc","157;1",1.2869054639999999,"mg/L","MeasuredConc","157;1",1.2869054639999999,"mg/L","MeasuredConc","157;1",1.2869054639999999,"mg/L",0]
["MeasuredConc","158;1",0.76839500999999999,"mg/L","MeasuredConc","158;1",0.76839500999999999,"mg/L","MeasuredConc","158;1",0.76839500999999999,"mg/L",0]
["MeasuredConc","159;1",0.57769843799999998,"mg/L","MeasuredConc","159;1",0.57769843799999998,"mg/L","MeasuredConc","159;1",0.57769843799999998,"mg/L",0]
["MeasuredConc","160;1",0.61352469799999998,"mg/L","MeasuredConc","160;1",0.61352469799999998,"mg/L","MeasuredConc","160;1",0.61352469799999998,"mg/L",0]
["MeasuredConc","161;1",0.71949714600000003,"mg/L","MeasuredConc","161;1",0.71949714600000003,"mg/L","MeasuredConc","161;1",0.71949714600000003,"mg/L",0]
["MeasuredConc","162;1",0.85101812899999996,"mg/L","MeasuredConc","162;1",0.85101812899999996,"mg/L","MeasuredConc","162;1",0.85101812899999996,"mg/L",0]
["MeasuredConc","163;1",0.97709488899999997,"mg/L","MeasuredConc","163;1",0.97709488899999997,"mg/L","MeasuredConc","163;1",0.97709488899999997,"mg/L",0]
["MeasuredConc","164;1",1.091650842,"mg/L","MeasuredConc","164;1",1.091650842,"mg/L","MeasuredConc","164;1",1.091650842,"mg/L",0]
["MeasuredConc","165;1",1.190145655,"mg/L","MeasuredConc","165;1",1.190145655,"mg/L","MeasuredConc","165;1",1.190145655,"mg/L",0]
["MeasuredConc","166;1",1.1812639709999999,"mg/L","MeasuredConc","166;1",1.1812639709999999,"mg/L","MeasuredConc","166;1",1.1812639709999999,"mg/L",{"$f":"IF(ISNUMBER(C9028),IF(AVERAGE(C9028,G9028,K9028)<>MAX(C9028,G9028,K9028),1,0),\"\")","v":0}]
["MeasuredConc","167;1",1.0841737810000001,"mg/L","MeasuredConc","167;1",1.0841737810000001,"mg/L","MeasuredConc","167;1",1.0841737810000001,"mg/L",0]
["MeasuredConc","168;1",1.09923175,"mg/L","MeasuredConc","168;1",1.09923175,"mg/L","MeasuredConc","168;1",1.09923175,"mg/L",0]
["MeasuredConc","169;1",1.2366357189999999,"mg/L","MeasuredConc","169;1",1.2366357189999999,"mg/L","MeasuredConc","169;1",1.2366357189999999,"mg/L",0]
["MeasuredConc","170;1",1.4132979649999999,"mg/L","MeasuredConc","170;1",1.4132979649999999,"mg/L","MeasuredConc","170;1",1.4132979649999999,"mg/L",0]
["MeasuredConc","171;1",1.598882546,"mg/L","MeasuredConc","171;1",1.598882546,"mg/L","MeasuredConc","171;1",1.598882546,"mg/L",0]
["MeasuredConc","172;1",1.7785322699999999,"mg/L","MeasuredConc","172;1",1.7785322699999999,"mg/L","MeasuredConc","172;1",1.7785322699999999,"mg/L",0]
["MeasuredConc","173;1",2.0036629370000001,"mg/L","MeasuredConc","173;1",2.0036629370000001,"mg/L","MeasuredConc","173;1",2.0036629370000001,"mg/L",0]
["MeasuredConc","174;1",2.229427775,"mg/L","MeasuredConc","174;1",2.229427775,"mg/L","MeasuredConc","174;1",2.229427775,"mg/L",0]
["MeasuredConc","175;1",2.3983238189999998,"mg/L","MeasuredConc","175;1",2.3983238189999998,"mg/L","MeasuredConc","175;1",2.3983238189999998,"mg/L",0]
["MeasuredConc","176;1",2.6381562010000001,"mg/L","MeasuredConc","176;1",2.6381562010000001,"mg/L","MeasuredConc","176;1",2.6381562010000001,"mg/L",0]
["MeasuredConc","177;1",2.7770065270000002,"mg/L","MeasuredConc","177;1",2.7770065270000002,"mg/L","MeasuredConc","177;1",2.7770065270000002,"mg/L",0]
["MeasuredConc","178;1",2.8265959299999999,"mg/L","MeasuredConc","178;1",2.8265959299999999,"mg/L","MeasuredConc","178;1",2.8265959299999999,"mg/L",0]
["MeasuredConc","179;1",2.931284668,"mg/L","MeasuredConc","179;1",2.931284668,"mg/L","MeasuredConc","179;1",2.931284668,"mg/L",0]
["MeasuredConc","180;1",3.165787441,"mg/L","MeasuredConc","180;1",3.165787441,"mg/L","MeasuredConc","180;1",3.165787441,"mg/L",0]
["MeasuredConc","181;1",3.6811481869999998,"mg/L","MeasuredConc","181;1",3.6811481869999998,"mg/L","MeasuredConc","181;1",3.6811481869999998,"mg/L",0]
["MeasuredConc","182;1",4.2780911369999997,"mg/L","MeasuredConc","182;1",4.2780911369999997,"mg/L","MeasuredConc","182;1",4.2780911369999997,"mg/L",0]
["MeasuredConc","183;1",4.7966476379999996,"mg/L","MeasuredConc","183;1",4.7966476379999996,"mg/L","MeasuredConc","183;1",4.7966476379999996,"mg/L",0]
["MeasuredConc","184;1",5.4582542089999997,"mg/L","MeasuredConc","184;1",5.4582542089999997,"mg/L","MeasuredConc","184;1",5.4582542089999997,"mg/L",0]
["MeasuredConc","185;1",6.0880527710000001,"mg/L","MeasuredConc","185;1",6.0880527710000001,"mg/L","MeasuredConc","185;1",6.0880527710000001,"mg/L",0]
["MeasuredConc","186;1",6.8821466109999996,"mg/L","MeasuredConc","186;1",6.8821466109999996,"mg/L","MeasuredConc","186;1",6.8821466109999996,"mg/L",0]
["MeasuredConc","187;1",7.5375891450000001,"mg/L","MeasuredConc","187;1",7.5375891450000001,"mg/L","MeasuredConc","187;1",7.5375891450000001,"mg/L",0]
["MeasuredConc","188;1",8.3310195819999997,"mg/L","MeasuredConc","188;1",8.3310195819999997,"mg/L","MeasuredConc","188;1",8.3310195819999997,"mg/L",0]
["MeasuredConc","189;1",9.3111395330000004,"mg/L","MeasuredConc","189;1",9.3111395330000004,"mg/L","MeasuredConc","189;1",9.3111395330000004,"mg/L",0]
["MeasuredConc","190;1",9.3111395330000004,"mg/L","MeasuredConc","190;1",9.3111395330000004,"mg/L","MeasuredConc","190;1",9.3111395330000004,"mg/L",0]
["MeasuredConc","191;1",8.7938540029999999,"mg/L","MeasuredConc","191;1",8.7938540029999999,"mg/L","MeasuredConc","191;1",8.7938540029999999,"mg/L",0]
["MeasuredConc","192;1",8.7938540029999999,"mg/L","MeasuredConc","192;1",8.7938540029999999,"mg/L","MeasuredConc","192;1",8.7938540029999999,"mg/L",0]
["MeasuredConc","193;1",9.8930857529999994,"mg/L","MeasuredConc","193;1",9.8930857529999994,"mg/L","MeasuredConc","193;1",9.8930857529999994,"mg/L",0]
["MeasuredConc","194;1",10.5526248,"mg/L","MeasuredConc","194;1",10.5526248,"mg/L","MeasuredConc","194;1",10.5526248,"mg/L",0]
["MeasuredConc","195;1",10.5526248,"mg/L","MeasuredConc","195;1",10.5526248,"mg/L","MeasuredConc","195;1",10.5526248,"mg/L",0]
["MeasuredConc","196;1",11.306383719999999,"mg/L","MeasuredConc","196;1",11.306383719999999,"mg/L","MeasuredConc","196;1",11.306383719999999,"mg/L",0]
["MeasuredConc","197;1",12.17610554,"mg/L","MeasuredConc","197;1",12.17610554,"mg/L","MeasuredConc","197;1",12.17610554,"mg/L",0]
["MeasuredConc","198;1",13.190780999999999,"mg/L","MeasuredConc","198;1",13.190780999999999,"mg/L","MeasuredConc","198;1",13.190780999999999,"mg/L",0]
["MeasuredConc","199;1",13.190780999999999,"mg/L","MeasuredConc","199;1",13.190780999999999,"mg/L","MeasuredConc","199;1",13.190780999999999,"mg/L",0]
["MeasuredConc","200;1",13.190780999999999,"mg/L","MeasuredConc","200;1",13.190780999999999,"mg/L","MeasuredConc","200;1",13.190780999999999,"mg/L",0]
["MeasuredConc","201;1",13.190780999999999,"mg/L","MeasuredConc","201;1",13.190780999999999,"mg/L","MeasuredConc","201;1",13.190780999999999,"mg/L",0]
["MeasuredConc","202;1",13.190780999999999,"mg/L","MeasuredConc","202;1",13.190780999999999,"mg/L","MeasuredConc","202;1",13.190780999999999,"mg/L",0]
["MeasuredConc","203;1",13.190780999999999,"mg/L","MeasuredConc","203;1",13.190780999999999,"mg/L","MeasuredConc","203;1",13.190780999999999,"mg/L",0]
["MeasuredConc","204;1",13.190780999999999,"mg/L","MeasuredConc","204;1",13.190780999999999,"mg/L","MeasuredConc","204;1",13.190780999999999,"mg/L",0]
["MeasuredConc","205;1",12.17610554,"mg/L","MeasuredConc","205;1",12.17610554,"mg/L","MeasuredConc","205;1",12.17610554,"mg/L",0]
["MeasuredConc","206;1",12.17610554,"mg/L","MeasuredConc","206;1",12.17610554,"mg/L","MeasuredConc","206;1",12.17610554,"mg/L",0]
["MeasuredConc","207;1",13.190780999999999,"mg/L","MeasuredConc","207;1",13.190780999999999,"mg/L","MeasuredConc","207;1",13.190780999999999,"mg/L",0]
["MeasuredConc","208;1",13.190780999999999,"mg/L","MeasuredConc","208;1",13.190780999999999,"mg/L","MeasuredConc","208;1",13.190780999999999,"mg/L",0]
["MeasuredConc","209;1",13.190780999999999,"mg/L","MeasuredConc","209;1",13.190780999999999,"mg/L","MeasuredConc","209;1",13.190780999999999,"mg/L",0]
["MeasuredConc","210;1",8.7938540029999999,"mg/L","MeasuredConc","210;1",8.7938540029999999,"mg/L","MeasuredConc","210;1",8.7938540029999999,"mg/L",0]
["MeasuredConc","211;1",7.9144686030000004,"mg/L","MeasuredConc","211;1",7.9144686030000004,"mg/L","MeasuredConc","211;1",7.9144686030000004,"mg/L",0]
["MeasuredConc","212;1",8.7938540029999999,"mg/L","MeasuredConc","212;1",8.7938540029999999,"mg/L","MeasuredConc","212;1",8.7938540029999999,"mg/L",0]
["MeasuredConc","213;1",10.5526248,"mg/L","MeasuredConc","213;1",10.5526248,"mg/L","MeasuredConc","213;1",10.5526248,"mg/L",0]
["MeasuredConc","214;1",11.306383719999999,"mg/L","MeasuredConc","214;1",11.306383719999999,"mg/L","MeasuredConc","214;1",11.306383719999999,"mg/L",0]
["MeasuredConc","215;1",12.17610554,"mg/L","MeasuredConc","215;1",12.17610554,"mg/L","MeasuredConc","215;1",12.17610554,"mg/L",0]
["MeasuredConc","216;1",12.17610554,"mg/L","MeasuredConc","216;1",12.17610554,"mg/L","MeasuredConc","216;1",12.17610554,"mg/L",0]
["MeasuredConc","217;1",12.17610554,"mg/L","MeasuredConc","217;1",12.17610554,"mg/L","MeasuredConc","217;1",12.17610554,"mg/L",0]
["MeasuredConc","218;1",13.190780999999999,"mg/L","MeasuredConc","218;1",13.190780999999999,"mg/L","MeasuredConc","218;1",13.190780999999999,"mg/L",0]
["MeasuredConc","219;1",15.828937209999999,"mg/L","MeasuredConc","219;1",15.828937209999999,"mg/L","MeasuredConc","219;1",15.828937209999999,"mg/L",0]
["MeasuredConc","220;1",17.58770801,"mg/L","MeasuredConc","220;1",17.58770801,"mg/L","MeasuredConc","220;1",17.58770801,"mg/L",0]
["MeasuredConc","221;1",19.786171509999999,"mg/L","MeasuredConc","221;1",19.786171509999999,"mg/L","MeasuredConc","221;1",19.786171509999999,"mg/L",0]
["MeasuredConc","222;1",20.293509239999999,"mg/L","MeasuredConc","222;1",20.293509239999999,"mg/L","MeasuredConc","222;1",20.293509239999999,"mg/L",0]
["MeasuredConc","223;1",20.557061310000002,"mg/L","MeasuredConc","223;1",20.557061310000002,"mg/L","MeasuredConc","223;1",20.557061310000002,"mg/L",0]
["MeasuredConc","224;1",21.390455679999999,"mg/L","MeasuredConc","224;1",21.390455679999999,"mg/L","MeasuredConc","224;1",21.390455679999999,"mg/L",0]
["MeasuredConc","225;1",21.390455679999999,"mg/L","MeasuredConc","225;1",21.390455679999999,"mg/L","MeasuredConc","225;1",21.390455679999999,"mg/L",0]
["MeasuredConc","226;1",18.1941807,"mg/L","MeasuredConc","226;1",18.1941807,"mg/L","MeasuredConc","226;1",18.1941807,"mg/L",0]
["MeasuredConc","227;1",21.105249610000001,"mg/L","MeasuredConc","227;1",21.105249610000001,"mg/L","MeasuredConc","227;1",21.105249610000001,"mg/L",0]
["MeasuredConc","228;1",23.625279410000001,"mg/L","MeasuredConc","228;1",23.625279410000001,"mg/L","MeasuredConc","228;1",23.625279410000001,"mg/L",0]
["MeasuredConc","229;1",22.9404887,"mg/L","MeasuredConc","229;1",22.9404887,"mg/L","MeasuredConc","229;1",22.9404887,"mg/L",0]
["MeasuredConc","230;1",22.294277749999999,"mg/L","MeasuredConc","230;1",22.294277749999999,"mg/L","MeasuredConc","230;1",22.294277749999999,"mg/L",{"$f":"IF(ISNUMBER(C9092),IF(AVERAGE(C9092,G9092,K9092)<>MAX(C9092,G9092,K9092),1,0),\"\")","v":0}]
["MeasuredConc","231;1",26.828707130000002,"mg/L","MeasuredConc","231;1",26.828707130000002,"mg/L","MeasuredConc","231;1",26.828707130000002,"mg/L",0]
["MeasuredConc","232;1",14.38994291,"mg/L","MeasuredConc","232;1",14.38994291,"mg/L","MeasuredConc","232;1",14.38994291,"mg/L",0]
["MeasuredConc","233;1",12.17610554,"mg/L","MeasuredConc","233;1",12.17610554,"mg/L","MeasuredConc","233;1",12.17610554,"mg/L",0]
["MeasuredConc","234;1",14.38994291,"mg/L","MeasuredConc","234;1",14.38994291,"mg/L","MeasuredConc","234;1",14.38994291,"mg/L",0]
["MeasuredConc","235;1",16.839294899999999,"mg/L","MeasuredConc","235;1",16.839294899999999,"mg/L","MeasuredConc","235;1",16.839294899999999,"mg/L",0]
["MeasuredConc","236;1",16.318491959999999,"mg/L","MeasuredConc","236;1",16.318491959999999,"mg/L","MeasuredConc","236;1",16.318491959999999,"mg/L",0]
["MeasuredConc","237;1",15.828937209999999,"mg/L","MeasuredConc","237;1",15.828937209999999,"mg/L","MeasuredConc","237;1",15.828937209999999,"mg/L",0]
["MeasuredConc","238;1",14.38994291,"mg/L","MeasuredConc","238;1",14.38994291,"mg/L","MeasuredConc","238;1",14.38994291,"mg/L",0]
["MeasuredConc","239;1",15.988825459999999,"mg/L","MeasuredConc","239;1",15.988825459999999,"mg/L","MeasuredConc","239;1",15.988825459999999,"mg/L",0]
["MeasuredConc","240;1",16.151976739999999,"mg/L","MeasuredConc","240;1",16.151976739999999,"mg/L","MeasuredConc","240;1",16.151976739999999,"mg/L",0]
["MeasuredConc","241;1",14.38994291,"mg/L","MeasuredConc","241;1",14.38994291,"mg/L","MeasuredConc","241;1",14.38994291,"mg/L",0]
["MeasuredConc","242;1",12.17610554,"mg/L","MeasuredConc","242;1",12.17610554,"mg/L","MeasuredConc","242;1",12.17610554,"mg/L",0]
["MeasuredConc","243;1",12.17610554,"mg/L","MeasuredConc","243;1",12.17610554,"mg/L","MeasuredConc","243;1",12.17610554,"mg/L",0]
["MeasuredConc","244;1",13.190780999999999,"mg/L","MeasuredConc","244;1",13.190780999999999,"mg/L","MeasuredConc","244;1",13.190780999999999,"mg/L",0]
["MeasuredConc","245;1",10.5526248,"mg/L","MeasuredConc","245;1",10.5526248,"mg/L","MeasuredConc","245;1",10.5526248,"mg/L",0]
["MeasuredConc","246;1",6.0880527710000001,"mg/L","MeasuredConc","246;1",6.0880527710000001,"mg/L","MeasuredConc","246;1",6.0880527710000001,"mg/L",0]
["MeasuredConc","247;1",5.8625693349999999,"mg/L","MeasuredConc","247;1",5.8625693349999999,"mg/L","MeasuredConc","247;1",5.8625693349999999,"mg/L",0]
["MeasuredConc","248;1",7.5375891450000001,"mg/L","MeasuredConc","248;1",7.5375891450000001,"mg/L","MeasuredConc","248;1",7.5375891450000001,"mg/L",0]
["MeasuredConc","249;1",9.3111395330000004,"mg/L","MeasuredConc","249;1",9.3111395330000004,"mg/L","MeasuredConc","249;1",9.3111395330000004,"mg/L",0]
["MeasuredConc","250;1",10.5526248,"mg/L","MeasuredConc","250;1",10.5526248,"mg/L","MeasuredConc","250;1",10.5526248,"mg/L",0]
["MeasuredConc","251;1",12.17610554,"mg/L","MeasuredConc","251;1",12.17610554,"mg/L","MeasuredConc","251;1",12.17610554,"mg/L",0]
["MeasuredConc","252;1",14.38994291,"mg/L","MeasuredConc","252;1",14.38994291,"mg/L","MeasuredConc","252;1",14.38994291,"mg/L",0]
["MeasuredConc","253;1",16.662039159999999,"mg/L","MeasuredConc","253;1",16.662039159999999,"mg/L","MeasuredConc","253;1",16.662039159999999,"mg/L",0]
["MeasuredConc","254;1",17.987428640000001,"mg/L","MeasuredConc","254;1",17.987428640000001,"mg/L","MeasuredConc","254;1",17.987428640000001,"mg/L",0]
["MeasuredConc","255;1",19.541897779999999,"mg/L","MeasuredConc","255;1",19.541897779999999,"mg/L","MeasuredConc","255;1",19.541897779999999,"mg/L",0]
["MeasuredConc","256;1",19.541897779999999,"mg/L","MeasuredConc","256;1",19.541897779999999,"mg/L","MeasuredConc","256;1",19.541897779999999,"mg/L",0]
["MeasuredConc","257;1",20.557061310000002,"mg/L","MeasuredConc","257;1",20.557061310000002,"mg/L","MeasuredConc","257;1",20.557061310000002,"mg/L",0]
["MeasuredConc","258;1",13.190780999999999,"mg/L","MeasuredConc","258;1",13.190780999999999,"mg/L","MeasuredConc","258;1",13.190780999999999,"mg/L",0]
["MeasuredConc","259;1",3.3678589799999998,"mg/L","MeasuredConc","259;1",3.3678589799999998,"mg/L","MeasuredConc","259;1",3.3678589799999998,"mg/L",0]
["MeasuredConc","260;1",2.6381562010000001,"mg/L","MeasuredConc","260;1",2.6381562010000001,"mg/L","MeasuredConc","260;1",2.6381562010000001,"mg/L",0]
["MeasuredConc","261;1",4.5225534869999997,"mg/L","MeasuredConc","261;1",4.5225534869999997,"mg/L","MeasuredConc","261;1",4.5225534869999997,"mg/L",0]
["MeasuredConc","262;1",6.0880527710000001,"mg/L","MeasuredConc","262;1",6.0880527710000001,"mg/L","MeasuredConc","262;1",6.0880527710000001,"mg/L",0]
["MeasuredConc","263;1",7.9144686030000004,"mg/L","MeasuredConc","263;1",7.9144686030000004,"mg/L","MeasuredConc","263;1",7.9144686030000004,"mg/L",0]
["MeasuredConc","264;1",9.3111395330000004,"mg/L","MeasuredConc","264;1",9.3111395330000004,"mg/L","MeasuredConc","264;1",9.3111395330000004,"mg/L",0]
["MeasuredConc","265;1",9.8930857529999994,"mg/L","MeasuredConc","265;1",9.8930857529999994,"mg/L","MeasuredConc","265;1",9.8930857529999994,"mg/L",0]
["MeasuredConc","266;1",4.1655097909999999,"mg/L","MeasuredConc","266;1",4.1655097909999999,"mg/L","MeasuredConc","266;1",4.1655097909999999,"mg/L",0]
["MeasuredConc","267;1",5.2763124020000003,"mg/L","MeasuredConc","267;1",5.2763124020000003,"mg/L","MeasuredConc","267;1",5.2763124020000003,"mg/L",0]
["MeasuredConc","268;1",6.0880527710000001,"mg/L","MeasuredConc","268;1",6.0880527710000001,"mg/L","MeasuredConc","268;1",6.0880527710000001,"mg/L",0]
["MeasuredConc","269;1",5.8625693349999999,"mg/L","MeasuredConc","269;1",5.8625693349999999,"mg/L","MeasuredConc","269;1",5.8625693349999999,"mg/L",0]
["MeasuredConc","270;1",4.7966476379999996,"mg/L","MeasuredConc","270;1",4.7966476379999996,"mg/L","MeasuredConc","270;1",4.7966476379999996,"mg/L",0]
["MeasuredConc","271;1",4.396927002,"mg/L","MeasuredConc","271;1",4.396927002,"mg/L","MeasuredConc","271;1",4.396927002,"mg/L",0]
["MeasuredConc","272;1",4.9465428769999997,"mg/L","MeasuredConc","272;1",4.9465428769999997,"mg/L","MeasuredConc","272;1",4.9465428769999997,"mg/L",0]
["MeasuredConc","273;1",5.6531918589999997,"mg/L","MeasuredConc","273;1",5.6531918589999997,"mg/L","MeasuredConc","273;1",5.6531918589999997,"mg/L",0]
["MeasuredConc","274;1",6.331574882,"mg/L","MeasuredConc","274;1",6.331574882,"mg/L","MeasuredConc","274;1",6.331574882,"mg/L",0]
["MeasuredConc","275;1",6.8821466109999996,"mg/L","MeasuredConc","275;1",6.8821466109999996,"mg/L","MeasuredConc","275;1",6.8821466109999996,"mg/L",0]
["MeasuredConc","276;1",7.5375891450000001,"mg/L","MeasuredConc","276;1",7.5375891450000001,"mg/L","MeasuredConc","276;1",7.5375891450000001,"mg/L",0]
["MeasuredConc","277;1",7.9144686030000004,"mg/L","MeasuredConc","277;1",7.9144686030000004,"mg/L","MeasuredConc","277;1",7.9144686030000004,"mg/L",0]
["MeasuredConc","278;1",8.3310195819999997,"mg/L","MeasuredConc","278;1",8.3310195819999997,"mg/L","MeasuredConc","278;1",8.3310195819999997,"mg/L",0]
["MeasuredConc","279;1",8.7938540029999999,"mg/L","MeasuredConc","279;1",8.7938540029999999,"mg/L","MeasuredConc","279;1",8.7938540029999999,"mg/L",0]
["MeasuredConc","280;1",8.3310195819999997,"mg/L","MeasuredConc","280;1",8.3310195819999997,"mg/L","MeasuredConc","280;1",8.3310195819999997,"mg/L",0]
["MeasuredConc","281;1",8.3310195819999997,"mg/L","MeasuredConc","281;1",8.3310195819999997,"mg/L","MeasuredConc","281;1",8.3310195819999997,"mg/L",0]
["MeasuredConc","282;1",7.9144686030000004,"mg/L","MeasuredConc","282;1",7.9144686030000004,"mg/L","MeasuredConc","282;1",7.9144686030000004,"mg/L",0]
["MeasuredConc","283;1",7.5375891450000001,"mg/L","MeasuredConc","283;1",7.5375891450000001,"mg/L","MeasuredConc","283;1",7.5375891450000001,"mg/L",0]
["MeasuredConc","284;1",7.5375891450000001,"mg/L","MeasuredConc","284;1",7.5375891450000001,"mg/L","MeasuredConc","284;1",7.5375891450000001,"mg/L",0]
["MeasuredConc","285;1",6.8821466109999996,"mg/L","MeasuredConc","285;1",6.8821466109999996,"mg/L","MeasuredConc","285;1",6.8821466109999996,"mg/L",0]
["MeasuredConc","286;1",6.5953905019999999,"mg/L","MeasuredConc","286;1",6.5953905019999999,"mg/L","MeasuredConc","286;1",6.5953905019999999,"mg/L",0]
["MeasuredConc","287;1",6.331574882,"mg/L","MeasuredConc","287;1",6.331574882,"mg/L","MeasuredConc","287;1",6.331574882,"mg/L",0]
["MeasuredConc","288;1",6.5953905019999999,"mg/L","MeasuredConc","288;1",6.5953905019999999,"mg/L","MeasuredConc","288;1",6.5953905019999999,"mg/L",0]
["MeasuredConc","289;1",5.1061087760000001,"mg/L","MeasuredConc","289;1",5.1061087760000001,"mg/L","MeasuredConc","289;1",5.1061087760000001,"mg/L",0]
["MeasuredConc","290;1",3.5974857290000002,"mg/L","MeasuredConc","290;1",3.5974857290000002,"mg/L","MeasuredConc","290;1",3.5974857290000002,"mg/L",0]
["MeasuredConc","291;1",3.6811481869999998,"mg/L","MeasuredConc","291;1",3.6811481869999998,"mg/L","MeasuredConc","291;1",3.6811481869999998,"mg/L",0]
["MeasuredConc","292;1",3.8607163920000001,"mg/L","MeasuredConc","292;1",3.8607163920000001,"mg/L","MeasuredConc","292;1",3.8607163920000001,"mg/L",0]
["MeasuredConc","293;1",4.396927002,"mg/L","MeasuredConc","293;1",4.396927002,"mg/L","MeasuredConc","293;1",4.396927002,"mg/L",0]
["MeasuredConc","294;1",4.9465428769999997,"mg/L","MeasuredConc","294;1",4.9465428769999997,"mg/L","MeasuredConc","294;1",4.9465428769999997,"mg/L",{"$f":"IF(ISNUMBER(C9156),IF(AVERAGE(C9156,G9156,K9156)<>MAX(C9156,G9156,K9156),1,0),\"\")","v":0}]
["MeasuredConc","295;1",5.6531918589999997,"mg/L","MeasuredConc","295;1",5.6531918589999997,"mg/L","MeasuredConc","295;1",5.6531918589999997,"mg/L",0]
["MeasuredConc","296;1",5.8625693349999999,"mg/L","MeasuredConc","296;1",5.8625693349999999,"mg/L","MeasuredConc","296;1",5.8625693349999999,"mg/L",0]
["MeasuredConc","297;1",6.0880527710000001,"mg/L","MeasuredConc","297;1",6.0880527710000001,"mg/L","MeasuredConc","297;1",6.0880527710000001,"mg/L",0]
["MeasuredConc","298;1",6.0880527710000001,"mg/L","MeasuredConc","298;1",6.0880527710000001,"mg/L","MeasuredConc","298;1",6.0880527710000001,"mg/L",0]
["MeasuredConc","299;1",4.0587018480000001,"mg/L","MeasuredConc","299;1",4.0587018480000001,"mg/L","MeasuredConc","299;1",4.0587018480000001,"mg/L",0]
["MeasuredConc","300;1",2.3277848830000001,"mg/L","MeasuredConc","300;1",2.3277848830000001,"mg/L","MeasuredConc","300;1",2.3277848830000001,"mg/L",0]
["MeasuredConc","301;1",2.3625279410000002,"mg/L","MeasuredConc","301;1",2.3625279410000002,"mg/L","MeasuredConc","301;1",2.3625279410000002,"mg/L",0]
["MeasuredConc","302;1",2.4732714379999998,"mg/L","MeasuredConc","302;1",2.4732714379999998,"mg/L","MeasuredConc","302;1",2.4732714379999998,"mg/L",0]
["MeasuredConc","303;1",2.8265959299999999,"mg/L","MeasuredConc","303;1",2.8265959299999999,"mg/L","MeasuredConc","303;1",2.8265959299999999,"mg/L",0]
["MeasuredConc","304;1",3.165787441,"mg/L","MeasuredConc","304;1",3.165787441,"mg/L","MeasuredConc","304;1",3.165787441,"mg/L",0]
["MeasuredConc","305;1",3.6811481869999998,"mg/L","MeasuredConc","305;1",3.6811481869999998,"mg/L","MeasuredConc","305;1",3.6811481869999998,"mg/L",0]
["MeasuredConc","306;1",3.9572343010000002,"mg/L","MeasuredConc","306;1",3.9572343010000002,"mg/L","MeasuredConc","306;1",3.9572343010000002,"mg/L",0]
["MeasuredConc","307;1",4.1655097909999999,"mg/L","MeasuredConc","307;1",4.1655097909999999,"mg/L","MeasuredConc","307;1",4.1655097909999999,"mg/L",0]
["MeasuredConc","308;1",4.5225534869999997,"mg/L","MeasuredConc","308;1",4.5225534869999997,"mg/L","MeasuredConc","308;1",4.5225534869999997,"mg/L",0]
["MeasuredConc","309;1",4.5225534869999997,"mg/L","MeasuredConc","309;1",4.5225534869999997,"mg/L","MeasuredConc","309;1",4.5225534869999997,"mg/L",0]
["MeasuredConc","310;1",3.4410733059999998,"mg/L","MeasuredConc","310;1",3.4410733059999998,"mg/L","MeasuredConc","310;1",3.4410733059999998,"mg/L",0]
["MeasuredConc","311;1",3.2976952509999999,"mg/L","MeasuredConc","311;1",3.2976952509999999,"mg/L","MeasuredConc","311;1",3.2976952509999999,"mg/L",0]
["MeasuredConc","312;1",3.2303953480000001,"mg/L","MeasuredConc","312;1",3.2303953480000001,"mg/L","MeasuredConc","312;1",3.2303953480000001,"mg/L",0]
["MeasuredConc","313;1",3.2976952509999999,"mg/L","MeasuredConc","313;1",3.2976952509999999,"mg/L","MeasuredConc","313;1",3.2976952509999999,"mg/L",0]
["MeasuredConc","314;1",3.4410733059999998,"mg/L","MeasuredConc","314;1",3.4410733059999998,"mg/L","MeasuredConc","314;1",3.4410733059999998,"mg/L",0]
["MeasuredConc","315;1",3.2303953480000001,"mg/L","MeasuredConc","315;1",3.2303953480000001,"mg/L","MeasuredConc","315;1",3.2303953480000001,"mg/L",0]
["MeasuredConc","316;1",2.7291271039999998,"mg/L","MeasuredConc","316;1",2.7291271039999998,"mg/L","MeasuredConc","316;1",2.7291271039999998,"mg/L",0]
["MeasuredConc","317;1",1.3414353560000001,"mg/L","MeasuredConc","317;1",1.3414353560000001,"mg/L","MeasuredConc","317;1",1.3414353560000001,"mg/L",0]
["MeasuredConc","318;1",1.09923175,"mg/L","MeasuredConc","318;1",1.09923175,"mg/L","MeasuredConc","318;1",1.09923175,"mg/L",0]
["MeasuredConc","319;1",1.106918686,"mg/L","MeasuredConc","319;1",1.106918686,"mg/L","MeasuredConc","319;1",1.106918686,"mg/L",0]
["MeasuredConc","320;1",1.2869054639999999,"mg/L","MeasuredConc","320;1",1.2869054639999999,"mg/L","MeasuredConc","320;1",1.2869054639999999,"mg/L",0]
["MeasuredConc","321;1",0.76839500999999999,"mg/L","MeasuredConc","321;1",0.76839500999999999,"mg/L","MeasuredConc","321;1",0.76839500999999999,"mg/L",0]
["MeasuredConc","322;1",0.59063198500000003,"mg/L","MeasuredConc","322;1",0.59063198500000003,"mg/L","MeasuredConc","322;1",0.59063198500000003,"mg/L",0]
["MeasuredConc","323;1",0.50410628000000002,"mg/L","MeasuredConc","323;1",0.50410628000000002,"mg/L","MeasuredConc","323;1",0.50410628000000002,"mg/L",0]
["MeasuredConc","324;1",0.48704422200000003,"mg/L","MeasuredConc","324;1",0.48704422200000003,"mg/L","MeasuredConc","324;1",0.48704422200000003,"mg/L",0]
["MeasuredConc","325;1",0.59063198500000003,"mg/L","MeasuredConc","325;1",0.59063198500000003,"mg/L","MeasuredConc","325;1",0.59063198500000003,"mg/L",0]
["MeasuredConc","326;1",0.63826359700000002,"mg/L","MeasuredConc","326;1",0.63826359700000002,"mg/L","MeasuredConc","326;1",0.63826359700000002,"mg/L",0]
["MeasuredConc","327;1",0.65953905000000002,"mg/L","MeasuredConc","327;1",0.65953905000000002,"mg/L","MeasuredConc","327;1",0.65953905000000002,"mg/L",0]
["MeasuredConc","328;1",0.68523537700000003,"mg/L","MeasuredConc","328;1",0.68523537700000003,"mg/L","MeasuredConc","328;1",0.68523537700000003,"mg/L",0]
["MeasuredConc","329;1",0.74664798099999996,"mg/L","MeasuredConc","329;1",0.74664798099999996,"mg/L","MeasuredConc","329;1",0.74664798099999996,"mg/L",0]
["MeasuredConc","330;1",0.87452691699999996,"mg/L","MeasuredConc","330;1",0.87452691699999996,"mg/L","MeasuredConc","330;1",0.87452691699999996,"mg/L",0]
["MeasuredConc","331;1",1.0018314690000001,"mg/L","MeasuredConc","331;1",1.0018314690000001,"mg/L","MeasuredConc","331;1",1.0018314690000001,"mg/L",0]
["MeasuredConc","332;1",1.0841737810000001,"mg/L","MeasuredConc","332;1",1.0841737810000001,"mg/L","MeasuredConc","332;1",1.0841737810000001,"mg/L",0]
["MeasuredConc","333;1",1.1638924420000001,"mg/L","MeasuredConc","333;1",1.1638924420000001,"mg/L","MeasuredConc","333;1",1.1638924420000001,"mg/L",0]
["MeasuredConc","334;1",1.227049396,"mg/L","MeasuredConc","334;1",1.227049396,"mg/L","MeasuredConc","334;1",1.227049396,"mg/L",0]
["MeasuredConc","335;1",1.2463730079999999,"mg/L","MeasuredConc","335;1",1.2463730079999999,"mg/L","MeasuredConc","335;1",1.2463730079999999,"mg/L",0]
["MeasuredConc","336;1",1.3190781,"mg/L","MeasuredConc","336;1",1.3190781,"mg/L","MeasuredConc","336;1",1.3190781,"mg/L",0]
["MeasuredConc","337;1",1.4132979649999999,"mg/L","MeasuredConc","337;1",1.4132979649999999,"mg/L","MeasuredConc","337;1",1.4132979649999999,"mg/L",0]
["MeasuredConc","338;1",1.53679002,"mg/L","MeasuredConc","338;1",1.53679002,"mg/L","MeasuredConc","338;1",1.53679002,"mg/L",0]
["MeasuredConc","339;1",1.6318491959999999,"mg/L","MeasuredConc","339;1",1.6318491959999999,"mg/L","MeasuredConc","339;1",1.6318491959999999,"mg/L",0]
["MeasuredConc","340;1",1.7205366529999999,"mg/L","MeasuredConc","340;1",1.7205366529999999,"mg/L","MeasuredConc","340;1",1.7205366529999999,"mg/L",0]
["MeasuredConc","341;1",1.81941807,"mg/L","MeasuredConc","341;1",1.81941807,"mg/L","MeasuredConc","341;1",1.81941807,"mg/L",0]
["MeasuredConc","342;1",1.739443649,"mg/L","MeasuredConc","342;1",1.739443649,"mg/L","MeasuredConc","342;1",1.739443649,"mg/L",0]
["MeasuredConc","343;1",1.8405740939999999,"mg/L","MeasuredConc","343;1",1.8405740939999999,"mg/L","MeasuredConc","343;1",1.8405740939999999,"mg/L",0]
["MeasuredConc","344;1",2.0293509240000001,"mg/L","MeasuredConc","344;1",2.0293509240000001,"mg/L","MeasuredConc","344;1",2.0293509240000001,"mg/L",0]
["MeasuredConc","345;1",1.930358196,"mg/L","MeasuredConc","345;1",1.930358196,"mg/L","MeasuredConc","345;1",1.930358196,"mg/L",0]
["MeasuredConc","346;1",1.048273987,"mg/L","MeasuredConc","346;1",1.048273987,"mg/L","MeasuredConc","346;1",1.048273987,"mg/L",0]
["MeasuredConc","347;1",0.77214327800000004,"mg/L","MeasuredConc","347;1",0.77214327800000004,"mg/L","MeasuredConc","347;1",0.77214327800000004,"mg/L",0]
["MeasuredConc","348;1",0.51392653300000002,"mg/L","MeasuredConc","348;1",0.51392653300000002,"mg/L","MeasuredConc","348;1",0.51392653300000002,"mg/L",0]
["MeasuredConc","349;1",0.36983498100000001,"mg/L","MeasuredConc","349;1",0.36983498100000001,"mg/L","MeasuredConc","349;1",0.36983498100000001,"mg/L",0]
["MeasuredConc","350;1",0.30676234899999999,"mg/L","MeasuredConc","350;1",0.30676234899999999,"mg/L","MeasuredConc","350;1",0.30676234899999999,"mg/L",0]
["MeasuredConc","351;1",0.33045797900000001,"mg/L","MeasuredConc","351;1",0.33045797900000001,"mg/L","MeasuredConc","351;1",0.33045797900000001,"mg/L",0]
["MeasuredConc","352;1",0.38513229199999999,"mg/L","MeasuredConc","352;1",0.38513229199999999,"mg/L","MeasuredConc","352;1",0.38513229199999999,"mg/L",0]
["MeasuredConc","353;1",0.456165337,"mg/L","MeasuredConc","353;1",0.456165337,"mg/L","MeasuredConc","353;1",0.456165337,"mg/L",0]
["MeasuredConc","354;1",0.46831175200000003,"mg/L","MeasuredConc","354;1",0.46831175200000003,"mg/L","MeasuredConc","354;1",0.46831175200000003,"mg/L",0]
["MeasuredConc","355;1",0.38326724499999998,"mg/L","MeasuredConc","355;1",0.38326724499999998,"mg/L","MeasuredConc","355;1",0.38326724499999998,"mg/L",0]
["MeasuredConc","356;1",0.32172636599999999,"mg/L","MeasuredConc","356;1",0.32172636599999999,"mg/L","MeasuredConc","356;1",0.32172636599999999,"mg/L",0]
["MeasuredConc","357;1",0.34261768799999998,"mg/L","MeasuredConc","357;1",0.34261768799999998,"mg/L","MeasuredConc","357;1",0.34261768799999998,"mg/L",0]
["MeasuredConc","358;1",0.39572342999999999,"mg/L","MeasuredConc","358;1",0.39572342999999999,"mg/L","MeasuredConc","358;1",0.39572342999999999,"mg/L",{"$f":"IF(ISNUMBER(C9220),IF(AVERAGE(C9220,G9220,K9220)<>MAX(C9220,G9220,K9220),1,0),\"\")","v":0}]
["MeasuredConc","359;1",0.42098237199999999,"mg/L","MeasuredConc","359;1",0.42098237199999999,"mg/L","MeasuredConc","359;1",0.42098237199999999,"mg/L",0]
["MeasuredConc","360;1",0.38987530100000001,"mg/L","MeasuredConc","360;1",0.38987530100000001,"mg/L","MeasuredConc","360;1",0.38987530100000001,"mg/L",0]
["MeasuredConc","361;1",0.38419750499999999,"mg/L","MeasuredConc","361;1",0.38419750499999999,"mg/L","MeasuredConc","361;1",0.38419750499999999,"mg/L",0]
["MeasuredConc","362;1",0.41328817800000001,"mg/L","MeasuredConc","362;1",0.41328817800000001,"mg/L","MeasuredConc","362;1",0.41328817800000001,"mg/L",0]
["MeasuredConc","363;1",0.46555697699999998,"mg/L","MeasuredConc","363;1",0.46555697699999998,"mg/L","MeasuredConc","363;1",0.46555697699999998,"mg/L",0]
["MeasuredConc","364;1",0.52939589300000001,"mg/L","MeasuredConc","364;1",0.52939589300000001,"mg/L","MeasuredConc","364;1",0.52939589300000001,"mg/L",0]
["MeasuredConc","365;1",0.58625693400000001,"mg/L","MeasuredConc","365;1",0.58625693400000001,"mg/L","MeasuredConc","365;1",0.58625693400000001,"mg/L",0]
["QRuT","1;1",7.5214330360000003,"in/acre/month","QRuT","1;1",8.2614103179999994,"in/acre/month","QRuT","1;1",8.9818033869999994,"in/acre/month",1]
["QRuT","2;1",4.9736305840000004,"in/acre/month","QRuT","2;1",5.4665202769999999,"in/acre/month","QRuT","2;1",5.952464537,"in/acre/month",1]
["QRuT","3;1",12.250083800000001,"in/acre/month","QRuT","3;1",13.614096079999999,"in/acre/month","QRuT","3;1",15.06577012,"in/acre/month",1]
["QRuT","4;1",8.9142652800000004,"in/acre/month","QRuT","4;1",9.7697351220000002,"in/acre/month","QRuT","4;1",10.68320894,"in/acre/month",1]
["QRuT","5;1",14.20137029,"in/acre/month","QRuT","5;1",15.904413720000001,"in/acre/month","QRuT","5;1",17.697567110000001,"in/acre/month",1]
["QRuT","6;1",9.5958142130000006,"in/acre/month","QRuT","6;1",10.732281130000001,"in/acre/month","QRuT","6;1",11.956337189999999,"in/acre/month",1]
["QRuT","7;1",0.77361194,"in/acre/month","QRuT","7;1",0.86087320700000003,"in/acre/month","QRuT","7;1",0.955915246,"in/acre/month",1]
["QRuT","8;1",5.2104672509999999,"in/acre/month","QRuT","8;1",5.734056539,"in/acre/month","QRuT","8;1",6.3441612579999997,"in/acre/month",1]
["QRuT","9;1",15.40306736,"in/acre/month","QRuT","9;1",17.173058829999999,"in/acre/month","QRuT","9;1",19.11350088,"in/acre/month",1]
["QRuT","10;1",9.8260911199999992,"in/acre/month","QRuT","10;1",10.93002242,"in/acre/month","QRuT","10;1",12.068040760000001,"in/acre/month",1]
["QRuT","11;1",15.37734538,"in/acre/month","QRuT","11;1",16.947380769999999,"in/acre/month","QRuT","11;1",18.475174809999999,"in/acre/month",1]
["QRuT","12;1",13.89707263,"in/acre/month","QRuT","12;1",15.39866258,"in/acre/month","QRuT","12;1",16.91072149,"in/acre/month",1]
["QRuT","1;2",2.72,"in/acre/month","QRuT","1;2",2.9821641799999998,"in/acre/month","QRuT","1;2",3.2527869300000001,"in/acre/month",1]
["QRuT","2;2",1.8,"in/acre/month","QRuT","2;2",1.9721897500000001,"in/acre/month","QRuT","2;2",2.1573523450000001,"in/acre/month",1]
["QRuT","3;2",5.1421709269999996,"in/acre/month","QRuT","3;2",5.9603754049999997,"in/acre/month","QRuT","3;2",7.0614827790000003,"in/acre/month",1]
["QRuT","4;2",3.6224664510000002,"in/acre/month","QRuT","4;2",4.1096347729999998,"in/acre/month","QRuT","4;2",4.7471926790000003,"in/acre/month",1]
["QRuT","5;2",7.8523804650000004,"in/acre/month","QRuT","5;2",9.3232789270000005,"in/acre/month","QRuT","5;2",10.8906724,"in/acre/month",1]
["QRuT","6;2",4.8675339280000003,"in/acre/month","QRuT","6;2",5.6988539349999998,"in/acre/month","QRuT","6;2",6.6267488649999997,"in/acre/month",1]
["QRuT","7;2",0.38,"in/acre/month","QRuT","7;2",0.41620819999999997,"in/acre/month","QRuT","7;2",0.45415709999999998,"in/acre/month",1]
["QRuT","8;2",2.0679713839999998,"in/acre/month","QRuT","8;2",2.268632099,"in/acre/month","QRuT","8;2",2.5678663670000001,"in/acre/month",1]
["QRuT","9;2",7.3047910509999996,"in/acre/month","QRuT","9;2",8.6764924210000007,"in/acre/month","QRuT","9;2",10.236573119999999,"in/acre/month",1]
["QRuT","10;2",4.2952155279999999,"in/acre/month","QRuT","10;2",5.2003736079999996,"in/acre/month","QRuT","10;2",6.1508904869999999,"in/acre/month",1]
["QRuT","11;2",6.0217691459999996,"in/acre/month","QRuT","11;2",6.847172306,"in/acre/month","QRuT","11;2",7.9760538790000002,"in/acre/month",1]
["QRuT","12;2",5.4890275769999999,"in/acre/month","QRuT","12;2",6.5286305860000002,"in/acre/month","QRuT","12;2",7.7821965149999999,"in/acre/month",1]
["QReT","1;1",31.70287343,"in/acre/month","QReT","1;1",34.272807280000002,"in/acre/month","QReT","1;1",37.039613510000002,"in/acre/month",1]
["QReT","2;1",19.06697651,"in/acre/month","QReT","2;1",20.1593637,"in/acre/month","QReT","2;1",21.906813960000001,"in/acre/month",1]
["QReT","3;1",50.621320740000002,"in/acre/month","QReT","3;1",54.317287409999999,"in/acre/month","QReT","3;1",58.654763080000002,"in/acre/month",1]
["QReT","4;1",22.902163080000001,"in/acre/month","QReT","4;1",25.602731670000001,"in/acre/month","QReT","4;1",28.82149355,"in/acre/month",1]
["QReT","5;1",39.830778469999998,"in/acre/month","QReT","5;1",43.093247329999997,"in/acre/month","QReT","5;1",47.42226333,"in/acre/month",1]
["QReT","6;1",14.846837170000001,"in/acre/month","QReT","6;1",16.648770110000001,"in/acre/month","QReT","6;1",19.408088280000001,"in/acre/month",1]
["QReT","7;1",0,"in/acre/month","QReT","7;1",0,"in/acre/month","QReT","7;1",0,"in/acre/month",0]
["QReT","8;1",0,"in/acre/month","QReT","8;1",0,"in/acre/month","QReT","8;1",0,"in/acre/month",0]
["QReT","9;1",17.555176759999998,"in/acre/month","QReT","9;1",21.666264330000001,"in/acre/month","QReT","9;1",26.79192935,"in/acre/month",1]
["QReT","10;1",28.704472129999999,"in/acre/month","QReT","10;1",30.857886619999999,"in/acre/month","QReT","10;1",34.093232309999998,"in/acre/month",1]
["QReT","11;1",66.425210879999995,"in/acre/month","QReT","11;1",72.402406679999999,"in/acre/month","QReT","11;1",78.542113860000001,"in/acre/month",1]
["QReT","12;1",64.142768989999993,"in/acre/month","QReT","12;1",69.780681920000006,"in/acre/month","QReT","12;1",75.274195989999996,"in/acre/month",1]
["QReT","1;2",36.549934649999997,"in/acre/month","QReT","1;2",39.601771479999996,"in/acre/month","QReT","1;2",42.822190139999996,"in/acre/month",1]
["QReT","2;2",22.25658718,"in/acre/month","QReT","2;2",23.671861400000001,"in/acre/month","QReT","2;2",25.722229859999999,"in/acre/month",1]
["QReT","3;2",57.789751870000003,"in/acre/month","QReT","3;2",62.037612279999998,"in/acre/month","QReT","3;2",66.73155448,"in/acre/month",1]
["QReT","4;2",28.254336219999999,"in/acre/month","QReT","4;2",31.328674970000002,"in/acre/month","QReT","4;2",34.82897071,"in/acre/month",1]
["QReT","5;2",45.848611210000001,"in/acre/month","QReT","5;2",49.296682160000003,"in/acre/month","QReT","5;2",53.808217419999998,"in/acre/month",1]
["QReT","6;2",19.99525173,"in/acre/month","QReT","6;2",22.15884543,"in/acre/month","QReT","6;2",25.26705922,"in/acre/month",1]
["QReT","7;2",0.39602241799999999,"in/acre/month","QReT","7;2",0.44745710799999999,"in/acre/month","QReT","7;2",0.50487437199999996,"in/acre/month",1]
["QReT","8;2",3.1655768160000002,"in/acre/month","QReT","8;2",3.490809322,"in/acre/month","QReT","8;2",3.8040117790000001,"in/acre/month",1]
["QReT","9;2",25.724037209999999,"in/acre/month","QReT","9;2",30.241280620000001,"in/acre/month","QReT","9;2",35.755172680000001,"in/acre/month",1]
["QReT","10;2",34.282771220000001,"in/acre/month","QReT","10;2",36.6398461,"in/acre/month","QReT","10;2",40.067359269999997,"in/acre/month",1]
["QReT","11;2",75.858954389999994,"in/acre/month","QReT","11;2",82.588646330000003,"in/acre/month","QReT","11;2",89.134791410000005,"in/acre/month",1]
["QReT","12;2",72.621040789999995,"in/acre/month","QReT","12;2",78.728022969999998,"in/acre/month","QReT","12;2",84.48677069,"in/acre/month",1]
["LRuT","1;1;1",2.2029973059999999,"lbs/acre/month","LRuT","1;1;1",2.3023382400000001,"lbs/acre/month","LRuT","1;1;1",2.3865366109999999,"lbs/acre/month",1]
["LRuT","2;1;1",1.752759468,"lbs/acre/month","LRuT","2;1;1",1.837089966,"lbs/acre/month","LRuT","2;1;1",1.909264474,"lbs/acre/month",1]
["LRuT","3;1;1",2.7925123940000001,"lbs/acre/month","LRuT","3;1;1",2.8992682840000001,"lbs/acre/month","LRuT","3;1;1",2.9973918149999998,"lbs/acre/month",1]
["LRuT","4;1;1",2.1003826380000001,"lbs/acre/month","LRuT","4;1;1",2.1835606009999999,"lbs/acre/month","LRuT","4;1;1",2.26195491,"lbs/acre/month",1]
["LRuT","5;1;1",2.2965067889999999,"lbs/acre/month","LRuT","5;1;1",2.4133811779999998,"lbs/acre/month","LRuT","5;1;1",2.5259166560000001,"lbs/acre/month",1]
["LRuT","6;1;1",1.960778256,"lbs/acre/month","LRuT","6;1;1",2.0656960249999998,"lbs/acre/month","LRuT","6;1;1",2.1628278189999999,"lbs/acre/month",1]
["LRuT","7;1;1",0.34041727999999999,"lbs/acre/month","LRuT","7;1;1",0.377999741,"lbs/acre/month","LRuT","7;1;1",0.41876798399999998,"lbs/acre/month",1]
["LRuT","8;1;1",1.761740935,"lbs/acre/month","LRuT","8;1;1",1.8437636959999999,"lbs/acre/month","LRuT","8;1;1",1.912990121,"lbs/acre/month",1]
["LRuT","9;1;1",2.668239308,"lbs/acre/month","LRuT","9;1;1",2.776405086,"lbs/acre/month","LRuT","9;1;1",2.8952726489999998,"lbs/acre/month",{"$f":"IF(ISNUMBER(C9284),IF(AVERAGE(C9284,G9284,K9284)<>MAX(C9284,G9284,K9284),1,0),\"\")","v":1}]
["LRuT","10;1;1",2.169177898,"lbs/acre/month","LRuT","10;1;1",2.2584844880000001,"lbs/acre/month","LRuT","10;1;1",2.336030402,"lbs/acre/month",1]
["LRuT","11;1;1",2.8160040099999999,"lbs/acre/month","LRuT","11;1;1",2.9245473120000001,"lbs/acre/month","LRuT","11;1;1",3.022769571,"lbs/acre/month",1]
["LRuT","12;1;1",2.6759756119999998,"lbs/acre/month","LRuT","12;1;1",2.7787970249999998,"lbs/acre/month","LRuT","12;1;1",2.87334551,"lbs/acre/month",1]
["LRuT","1;2;1",0,"lbs/acre/month","LRuT","1;2;1",0,"lbs/acre/month","LRuT","1;2;1",5.6525100000000001E-4,"lbs/acre/month",1]
["LRuT","2;2;1",0,"lbs/acre/month","LRuT","2;2;1",0,"lbs/acre/month","LRuT","2;2;1",7.77219E-4,"lbs/acre/month",1]
["LRuT","3;2;1",4.527723E-3,"lbs/acre/month","LRuT","3;2;1",1.7400731999999999E-2,"lbs/acre/month","LRuT","3;2;1",3.7049084000000003E-2,"lbs/acre/month",1]
["LRuT","4;2;1",2.32511E-4,"lbs/acre/month","LRuT","4;2;1",2.047007E-3,"lbs/acre/month","LRuT","4;2;1",6.5516539999999996E-3,"lbs/acre/month",1]
["LRuT","5;2;1",5.3885898000000002E-2,"lbs/acre/month","LRuT","5;2;1",8.3843679000000004E-2,"lbs/acre/month","LRuT","5;2;1",0.117560733,"lbs/acre/month",1]
["LRuT","6;2;1",3.3693309999999997E-2,"lbs/acre/month","LRuT","6;2;1",5.6027826000000003E-2,"lbs/acre/month","LRuT","6;2;1",7.9140027000000002E-2,"lbs/acre/month",1]
["LRuT","7;2;1",0,"lbs/acre/month","LRuT","7;2;1",0,"lbs/acre/month","LRuT","7;2;1",0,"lbs/acre/month",0]
["LRuT","8;2;1",1.0300142999999999E-2,"lbs/acre/month","LRuT","8;2;1",1.7554203000000001E-2,"lbs/acre/month","LRuT","8;2;1",2.5373547E-2,"lbs/acre/month",1]
["LRuT","9;2;1",7.0040490999999996E-2,"lbs/acre/month","LRuT","9;2;1",9.5992579999999994E-2,"lbs/acre/month","LRuT","9;2;1",0.12656708,"lbs/acre/month",1]
["LRuT","10;2;1",1.6261312999999999E-2,"lbs/acre/month","LRuT","10;2;1",3.1599216999999999E-2,"lbs/acre/month","LRuT","10;2;1",4.7407847000000003E-2,"lbs/acre/month",1]
["LRuT","11;2;1",4.0968999999999999E-4,"lbs/acre/month","LRuT","11;2;1",3.61451E-3,"lbs/acre/month","LRuT","11;2;1",8.9849839999999997E-3,"lbs/acre/month",1]
["LRuT","12;2;1",1.0567467000000001E-2,"lbs/acre/month","LRuT","12;2;1",1.9437266000000002E-2,"lbs/acre/month","LRuT","12;2;1",3.4262018999999998E-2,"lbs/acre/month",1]
["LReT","1;1;1",0,"lbs/acre/month","LReT","1;1;1",0,"lbs/acre/month","LReT","1;1;1",3.2187900000000001E-4,"lbs/acre/month",1]
["LReT","2;1;1",0,"lbs/acre/month","LReT","2;1;1",0,"lbs/acre/month","LReT","2;1;1",9.1068300000000002E-4,"lbs/acre/month",1]
["LReT","3;1;1",5.8095300000000005E-4,"lbs/acre/month","LReT","3;1;1",5.9838171000000002E-2,"lbs/acre/month","LReT","3;1;1",7.8585684000000003E-2,"lbs/acre/month",1]
["LReT","4;1;1",0,"lbs/acre/month","LReT","4;1;1",0,"lbs/acre/month","LReT","4;1;1",0,"lbs/acre/month",0]
["LReT","5;1;1",9.3035402000000003E-2,"lbs/acre/month","LReT","5;1;1",0.13362234200000001,"lbs/acre/month","LReT","5;1;1",0.352150028,"lbs/acre/month",1]
["LReT","6;1;1",0,"lbs/acre/month","LReT","6;1;1",1.3102848E-2,"lbs/acre/month","LReT","6;1;1",1.8213666E-2,"lbs/acre/month",1]
["LReT","7;1;1",0,"lbs/acre/month","LReT","7;1;1",0,"lbs/acre/month","LReT","7;1;1",0,"lbs/acre/month",0]
["LReT","8;1;1",0,"lbs/acre/month","LReT","8;1;1",0,"lbs/acre/month","LReT","8;1;1",0,"lbs/acre/month",0]
["LReT","9;1;1",4.2665599999999998E-4,"lbs/acre/month","LReT","9;1;1",0.22187755200000001,"lbs/acre/month","LReT","9;1;1",0.30509135500000001,"lbs/acre/month",1]
["LReT","10;1;1",2.5726802999999999E-2,"lbs/acre/month","LReT","10;1;1",2.7399006E-2,"lbs/acre/month","LReT","10;1;1",5.6213019000000003E-2,"lbs/acre/month",1]
["LReT","11;1;1",0,"lbs/acre/month","LReT","11;1;1",3.0225270000000001E-3,"lbs/acre/month","LReT","11;1;1",4.0588211999999999E-2,"lbs/acre/month",1]
["LReT","12;1;1",1.5717137999999999E-2,"lbs/acre/month","LReT","12;1;1",5.3973684000000001E-2,"lbs/acre/month","LReT","12;1;1",8.6113960000000003E-2,"lbs/acre/month",1]
["LReT","1;2;1",0,"lbs/acre/month","LReT","1;2;1",0,"lbs/acre/month","LReT","1;2;1",3.2187900000000001E-4,"lbs/acre/month",1]
["LReT","2;2;1",0,"lbs/acre/month","LReT","2;2;1",0,"lbs/acre/month","LReT","2;2;1",9.1068300000000002E-4,"lbs/acre/month",1]
["LReT","3;2;1",5.8095300000000005E-4,"lbs/acre/month","LReT","3;2;1",5.9838171000000002E-2,"lbs/acre/month","LReT","3;2;1",7.8585684000000003E-2,"lbs/acre/month",1]
["LReT","4;2;1",0,"lbs/acre/month","LReT","4;2;1",0,"lbs/acre/month","LReT","4;2;1",0,"lbs/acre/month",0]
["LReT","5;2;1",9.3035402000000003E-2,"lbs/acre/month","LReT","5;2;1",0.13362234200000001,"lbs/acre/month","LReT","5;2;1",0.352150028,"lbs/acre/month",1]
["LReT","6;2;1",0,"lbs/acre/month","LReT","6;2;1",1.3102848E-2,"lbs/acre/month","LReT","6;2;1",1.8213666E-2,"lbs/acre/month",1]
["LReT","7;2;1",0,"lbs/acre/month","LReT","7;2;1",0,"lbs/acre/month","LReT","7;2;1",0,"lbs/acre/month",0]
["LReT","8;2;1",0,"lbs/acre/month","LReT","8;2;1",0,"lbs/acre/month","LReT","8;2;1",0,"lbs/acre/month",0]
["LReT","9;2;1",4.2665599999999998E-4,"lbs/acre/month","LReT","9;2;1",0.22187755200000001,"lbs/acre/month","LReT","9;2;1",0.30509135500000001,"lbs/acre/month",1]
["LReT","10;2;1",2.5726802999999999E-2,"lbs/acre/month","LReT","10;2;1",2.7399006E-2,"lbs/acre/month","LReT","10;2;1",5.6213019000000003E-2,"lbs/acre/month",1]
["LReT","11;2;1",0,"lbs/acre/month","LReT","11;2;1",3.0225270000000001E-3,"lbs/acre/month","LReT","11;2;1",4.0588211999999999E-2,"lbs/acre/month",1]
["LReT","12;2;1",1.5717137999999999E-2,"lbs/acre/month","LReT","12;2;1",5.3973684000000001E-2,"lbs/acre/month","LReT","12;2;1",8.6113960000000003E-2,"lbs/acre/month",1]

{"sheet":"Table_Comparison","index":6,"n_rows":77,"n_cols":7,"rows_kept":77,"cut":false,"hidden":false,"merged":[]}
["Variable","Description","Units","BMPs_Baseline2002","BMPs_GCM-4.4","BMPs_GCM-6.2","Data Difference"]
["objective","Objective cost","$/yr",6427.4675999999999,6543.0084999999999,6649.0393999999997,{"$f":"IF(ISNUMBER(D2),IF(AVERAGE(D2:F2)<>MAX(D2:F2),1,0),\"\")","v":1}]
["DALu11","Land Area - Land Area w/ Conservation, forest sand","ac",13646.967860000001,13646.967860000001,13646.967860000001,0]
["DALu21","Land Area - Land Area w/ Conservation, open nonres sand","ac",2296.3647839999999,2296.3647839999999,2296.3647839999999,0]
["DALu31","Land Area - Land Area w/ Conservation, MLD res sand","ac",5948.6782970000004,5948.6782970000004,5948.6782970000004,0]
["DALu41","Land Area - Land Area w/ Conservation, MHHD resid sand","ac",973.2212657,973.2212657,973.2212657,0]
["DALu51","Land Area - Land Area w/ Conservation, comindtr sand","ac",2536.9363330000001,2536.9363330000001,2536.9363330000001,0]
["DALu61","Land Area - Land Area w/ Conservation, ag sand","ac",634.23408310000002,634.23408310000002,634.23408310000002,0]
["DALu71","Land Area - Land Area w/ Conservation, forest till","ac",12553.46081,12553.46081,12553.46081,0]
["DALu81","Land Area - Land Area w/ Conservation, open nonres till","ac",1082.57197,1082.57197,1082.57197,0]
["DALu91","Land Area - Land Area w/ Conservation, MLD res till","ac",2821.2481619999999,2821.2481619999999,2821.2481619999999,0]
["DALu101","Land Area - Land Area w/ Conservation, MHHD resid till","ac",448.3378864,448.3378864,448.3378864,0]
["DALu111","Land Area - Land Area w/ Conservation, comindtr till","ac",1104.44211,1104.44211,1104.44211,0]
["DALu121","Land Area - Land Area w/ Conservation, ag till","ac",240.57154879999999,240.57154879999999,240.57154879999999,0]
["DALu131","Land Area - Land Area w/ Conservation, cranberry bog","ac",98.415633589999999,98.415633589999999,98.415633589999999,0]
["DALu141","Land Area - Land Area w/ Conservation, forested wetland","ac",6473.5616769999997,6473.5616769999997,6473.5616769999997,0]
["DALu151","Land Area - Land Area w/ Conservation, nonforested wetlnd","ac",2132.3387280000002,2132.3387280000002,2132.3387280000002,0]
["DALu161","Land Area - Land Area w/ Conservation, water","ac",1330.4752900000001,1330.4752900000001,1330.4752900000001,0]
["DALu12","Land Area - 0.6'' Infiltration Basin, forest sand","ac",0,0,0,0]
["DALu22","Land Area - 0.6'' Infiltration Basin, open nonres sand","ac",0,0,0,0]
["DALu32","Land Area - 0.6'' Infiltration Basin, MLD res sand","ac",0,0,0,0]
["DALu42","Land Area - 0.6'' Infiltration Basin, MHHD resid sand","ac",0,0,0,0]
["DALu52","Land Area - 0.6'' Infiltration Basin, comindtr sand","ac",1.7399999999999999E-5,53.163506560000002,114.7482124,1]
["DALu62","Land Area - 0.6'' Infiltration Basin, ag sand","ac",0,0,0,0]
["DALu72","Land Area - 0.6'' Infiltration Basin, forest till","ac",0,0,0,0]
["DALu82","Land Area - 0.6'' Infiltration Basin, open nonres till","ac",0,0,0,0]
["DALu92","Land Area - 0.6'' Infiltration Basin, MLD res till","ac",0,0,0,0]
["DALu102","Land Area - 0.6'' Infiltration Basin, MHHD resid till","ac",0,0,0,0]
["DALu112","Land Area - 0.6'' Infiltration Basin, comindtr till","ac",1090.555717,1104.442104,1104.442104,1]
["DALu122","Land Area - 0.6'' Infiltration Basin, ag till","ac",0,0,0,0]
["DALu132","Land Area - 0.6'' Infiltration Basin, cranberry bog","ac",0,0,0,0]
["DALu142","Land Area - 0.6'' Infiltration Basin, forested wetland","ac",0,0,0,0]
["DALu152","Land Area - 0.6'' Infiltration Basin, nonforested wetlnd","ac",0,0,0,0]
["DALu162","Land Area - 0.6'' Infiltration Basin, water","ac",0,0,0,{"$f":"IF(ISNUMBER(D34),IF(AVERAGE(D34:F34)<>MAX(D34:F34),1,0),\"\")","v":0}]
["DPGwWwtpFix","Wastewater treatment plant I/I repairs","% of leaks",0,0,0,0]
["DPPrice","Percent consumer rate change","%",0,0,0,0]
["DPWtpGwFix","Distribution system leak repairs","% of leaks",0,0,0,0]
["DQAsrAddl","Additional ASR capacity","MG",0,0,0,0]
["DQDmR","Demand reduction","MGD",0,0,0,0]
["DQGwPumpAddl","Additional groundwater pumping capacity","MG",0,0,0,0]
["DQIbtWAddl","Additional IBT potable water capacity","MG",0,0,0,0]
["DQIbtWwAddl","Additional IBT wastewater capacity","MG",0,0,0,0]
["DQNpdistAddl","Additional nonpotable water distribution system capacity","MG",0,0,0,0]
["DQSwPumpAddl","Additional surface water pumping capacity","MG",0,0,0,0]
["DQWrfAddl","Additional WRF capacity","MG",0,0,0,0]
["DQWtpAddl","Additional water treatment capacity","MG",0,0,0,0]
["DQWwtpAddl","Additional wastewater treatment capacity","MG",0,0,0,0]
["DVResAddl","Additional reservoir capacity","MG",0,0,0,0]
["DPriceDummy","Dummy variable","-",0,0,0,0]
["CLuSet1","Land Area w/ Conservation - Cost of land use management set","$/yr",0,0,0,0]
["CLuSet2","0.6'' Infiltration Basin - Cost of land use management set","$/yr",1894.536918,2010.9168979999999,2117.7867449999999,1]
["CCGwPump","Capital cost of groundwater pumping","$/yr",282.05136920000001,282.05136920000001,282.05136920000001,0]
["CGwPump","Total cost of groundwater pumping","$/yr",479.18574159999997,483.20043440000001,489.1591315,1]
["CCSwPump","Capital cost of surface water pumping","$/yr",7.2346172639999997,7.2346172639999997,7.2346172639999997,0]
["CSwPump","Total cost of surface water pumping","$/yr",120.8216609,121.1416244,121.4615879,1]
["CCWtp","Capital cost of potable water treatment plant","$/yr",398.8593454,398.8593454,398.8593454,0]
["CWtp","Total cost of potable water treatment plant","$/yr",398.8593454,398.8593454,398.8593454,0]
["CWtpUaw","Cost of potable water treatment plant repair","$/yr",0,0,0,0]
["CCWwtp","Capital cost of wastewater treatment plant","$/yr",456.77139240000002,456.77139240000002,456.77139240000002,0]
["CWwtp","Total cost of wastewater treatment plant","$/yr",2971.4674879999998,2971.4674879999998,2971.4674879999998,0]
["CGwWwtp","Total cost of wastewater treatment plant I/I repair","$/yr",0,0,0,0]
["CPPrice","Cost of consumer rate change","$/yr",0,0,0,0]
["CDmd","Cost of direct demand reduction","$/yr",0,0,0,0]
["CCWrf","Capital cost of WRF","$/yr",0,0,0,0]
["CWrf","Total cost of WRF","$/yr",0,0,0,0]
["CCNpdist","Capital cost of nonpotable distribution system","$/yr",0,0,0,{"$f":"IF(ISNUMBER(D66),IF(AVERAGE(D66:F66)<>MAX(D66:F66),1,0),\"\")","v":0}]
["CNpdist","Total cost of nonpotable distribution system","$/yr",0,0,0,0]
["CCAsr","Capital cost of ASR","$/yr",0,0,0,0]
["CAsr","Total cost of ASR","$/yr",0,0,0,0]
["CCRes","Capital cost of reservoir management","$/yr",0,0,0,0]
["CRes","Total cost of reservoir management","$/yr",0,0,0,0]
["CCIbtW","Capital cost of additional IBT potable water","$/yr",0,0,0,0]
["CIbtW","Total cost of IBT potable water","$/yr",362.3282006,357.15452759999999,350.03690829999999,1]
["CCIbtWw","Capital cost of additional IBT wastewater","$/yr",0,0,0,0]
["CIbtWw","Total cost of IBT wastewater","$/yr",200.26820230000001,200.26820230000001,200.26820230000001,0]
["CWMake","Penalty for water deficit","$/yr",0,0,0,0]
["CGwMake","Penalty for groundwater deficit","$/yr",0,0,0,0]