{"text_format":"1","workbook":"xlsx","n_sheets":7,"sheets":["Introduction","Controls","Variable Definitions","Loaded Scenarios","Model Results","Model Input Data","Table_Comparison"],"not_rendered":{"charts":0,"images":0,"macros":1,"external_links":0,"defined_names":27,"comments":1,"pivot_tables":0},"unopened":[],"bounds":{"document_bytes":16777216,"sheet_cells":100000,"rows_first":2000,"rows_last":500,"rows_between":2000,"halvings":0,"cell_chars":16384,"cell_head_chars":4096},"cells_cut":0,"cells_raw":0,"read":"whole","date_system":"1900"}

{"sheet":"Introduction","index":0,"n_rows":25,"n_cols":4,"rows_kept":25,"cut":false,"hidden":false,"merged":[[12,1,13,17],[1,1,3,17],[4,1,4,17],[5,1,5,17],[6,1,6,17],[7,1,7,17]]}
[]
[null,"Watershed Management Optimization Support Tool (WMOST) \nScenCompare"]
[]
[]
[null,"Climate Scenario Viewer and Comparison Post Processor"]
[null,"Compatible with Microsoft Excel 2010, 2013, and 2016© "]
[null,"Please refer to the user guide for detailed instructions for using this tool."]
[null,"The original WMOST model was created in 2007 (Zoltay et al. 2010). WMOST development is sponsored by EPA. WMOST is maintained by Abt Associates."]
[]
[null,"INTRODUCTION"]
[]
[null,"● The WMOST model allows users to evaluate the effect of management options under various climate change scenarios to support robust decision-making."]
[null,"● The WMOST Climate Scenario Viewer and Comparison Post Processor was created to provide a  screening interface for WMOST to facilitate comparison across a series of WMOST runs that span a range of climate futures or any other scenario specifications. "]
[]
[]
[null,"NAVIGATION"]
[]
[]
[null,null,null,"The Controls tab provides access to steps in compiling and analyzing WMOST data"]
[]
[]
[null,null,null,"The Variable Definitions tab provides a description of the WMOST variables in the output data"]
[]
[]
[null,null,null,"The Loaded Scenarios tab provides the inventory of output files imported by the user"]

{"sheet":"Controls","index":1,"n_rows":162,"n_cols":8,"rows_kept":162,"cut":false,"hidden":false,"merged":[]}
["Step 1: Load data from selected WMOST log files.","Step 2. Compare decision variables across scenarios",null,null,null,"Step 3. Compare time series across scenarios."]
[null,"This step will compare all decision variables across scenarios:",null,null,null,"Series Variables (select below)","Category","Description"]
[null,"Stormwater BMPs",null,null,null,"COmAsr","O&M Costs","Aquifer storage and recovery (ASR)"]
[null,"Land conservation",null,null,null,"COmESep","O&M Costs","Enhanced septic treatment"]
[null,"Leak repairs",null,null,null,"COmGwPump","O&M Costs","Groundwater pumping"]
[null,"Additional infrastructure capacity",null,null,null,"COmIbtW","O&M Costs","Interbasin transfer (IBT) potable water"]
[null,"etc.",null,null,null,"COmIbtWw","O&M Costs","IBT wastewater"]
[null,null,null,null,null,"COmNpdist","O&M Costs","Nonpotable distribution system"]
[null,null,null,null,null,"COmOS","O&M Costs","Operation cost of offline storage use"]
[null,null,null,null,null,"COmRes","O&M Costs","Reservoir management"]
[null,null,null,null,null,"COmSwPump","O&M Costs","Surface water pumping"]
[null,null,null,null,null,"COmWrf","O&M Costs","Water reuse facility (WRF)"]
[null,null,null,null,null,"COmWtp","O&M Costs","Water treatment"]
[null,null,null,null,null,"COmWwtp","O&M Costs","Wastewater treatment"]
[null,null,null,null,null,"DQCSOS","Flow","Combined sewer to offline storage"]
[null,null,null,null,null,"DQGwExt","Flow","Groundwater to external"]
[null,null,null,null,null,"DQGwMake","Flow","Groundwater deficits"]
[null,null,null,null,null,"DQGwWtp","Flow","Groundwater to water treatment plant"]
[null,null,null,null,null,"DQIbtWUseNp","Flow","IBT potable water to nonpotable water use"]
[null,null,null,null,null,"DQIbtWUseP","Flow","IBT potable water to potable water use"]
[null,null,null,null,null,"DQOSWwtp","Flow","Offline storage to wastewater treatment plant"]
[null,null,null,null,null,"DQResAsr","Flow","Reservoir to ASR"]
[null,null,null,null,null,"DQResWtp","Flow","Reservoir to water treatment plant"]
[null,null,null,null,null,"DQSwAsr","Flow","Surface water to ASR"]
[null,null,null,null,null,"DQSwExt","Flow","Surface water to external"]
[null,null,null,null,null,"DQSwWtp","Flow","Surface water to water treatment plant"]
[null,null,null,null,null,"DQUseNpCS","Flow","Nonpotable water use to combined sewer"]
[null,null,null,null,null,"DQUseNpIbtWw","Flow","Nonpotable water use to IBT wastewater flow"]
[null,null,null,null,null,"DQUseNpSanS","Flow","Nonpotable water use to sanitary sewer"]
[null,null,null,null,null,"DQUsePCS","Flow","Potable water use to combined sewer"]
[null,null,null,null,null,"DQUsePIbtWw","Flow","Potable water use to IBT wastewater flow"]
[null,null,null,null,null,"DQUsePSanS","Flow","Potable water use to sanitary sewer"]
[null,null,null,null,null,"DQWMake","Flow","Water deficits"]
[null,null,null,null,null,"DQWrfAsr","Flow","WRF to ASR"]
[null,null,null,null,null,"DQWrfUseNp","Flow","WRF to nonpotable water use"]
[null,null,null,null,null,"DQWtpUseNp","Flow","Water treatment plant to nonpotable water use"]
[null,null,null,null,null,"DQWwtpWrf","Flow","Wastewater treatment plant to WRF"]
[null,null,null,null,null,"QAsrGw","Flow","ASR to groundwater"]
[null,null,null,null,null,"QCSWwtp","Flow","Combined sewer to wastewater treatment plant"]
[null,null,null,null,null,"QGwSw","Flow","Groundwater to surface water"]
[null,null,null,null,null,"QGwWwtp","Flow","Groundwater to wastewater treatment plant"]
[null,null,null,null,null,"QRe","Flow","Recharge"]
[null,null,null,null,null,"QRu","Flow","Runoff"]
[null,null,null,null,null,"QRuCS","Flow","Runoff flow to combined sewer"]
[null,null,null,null,null,"QRuStS","Flow","Runoff flow to storm sewer"]
[null,null,null,null,null,"QRuSw","Flow","Runoff flow to surface water"]
[null,null,null,null,null,"QSanSWwtp","Flow","Sanitary sewer to wastewater treatment plant"]
[null,null,null,null,null,"QSepGw","Flow","Septic systems to groundwater"]
[null,null,null,null,null,"QStSSw","Flow","Storm sewer to surface water"]
[null,null,null,null,null,"QSwRes","Flow","Surface water to reservoir"]
[null,null,null,null,null,"QUseNp","Flow","Nonpotable water use"]
[null,null,null,null,null,"QUseNpSep","Flow","Nonpotable water to septic systems inside of study area"]
[null,null,null,null,null,"QUseNpSepExt","Flow","Nonpotable water to septic systems outside of study area"]
[null,null,null,null,null,"QUseNpSewer","Flow","Municipal water use direct to the sewer system"]
[null,null,null,null,null,"QUseP","Flow","Potable water use"]
[null,null,null,null,null,"QUsePSep","Flow","Potable water to septic systems inside of study area"]
[null,null,null,null,null,"QUsePSepExt","Flow","Potable water to septic systems outside of study area"]
[null,null,null,null,null,"QWrfSw","Flow","WRF to surface water"]
[null,null,null,null,null,"QWtpGw","Flow","Water treatment plant to groundwater"]
[null,null,null,null,null,"QWtpUseP","Flow","Water treatment to potable use"]
[null,null,null,null,null,"QWwtpSw","Flow","Wastewater treatment plant to surface water"]
[null,null,null,null,null,"VGw","Storage","Groundwater volume"]
[null,null,null,null,null,"VOSTotal","Storage","Offline storage volume"]
[null,null,null,null,null,"VRes","Storage","Reservoir volume"]
[null,null,null,null,null,"QESep","Flow","Enhanced septic treatment"]
[null,null,null,null,null,"LAsrGw1","Loadings","ASR to groundwater (Constituent 1)"]
[null,null,null,null,null,"LGw1","Loadings","Groundwater (Constituent 1)"]
[null,null,null,null,null,"LGwExt1","Loadings","Groundwater to external (Constituent 1)"]
[null,null,null,null,null,"LGwPt1","Loadings","Groundwater to private withdrawals (Constituent 1)"]
[null,null,null,null,null,"LGwSw1","Loadings","Groundwater to surface water (Constituent 1)"]
[null,null,null,null,null,"LGwWtp1","Loadings","Groundwater to water treatment plant (Constituent 1)"]
[null,null,null,null,null,"LGwWwtp1","Loadings","Groundwater to wastewater treatment plant (Constituent 1)"]
[null,null,null,null,null,"LRe1","Loadings","Recharge (Constituent 1)"]
[null,null,null,null,null,"LRes1","Loadings","Reservoir (Constituent 1)"]
[null,null,null,null,null,"LResAsr1","Loadings","Reservoir to ASR (Constituent 1)"]
[null,null,null,null,null,"LResPt1","Loadings","Reservoir to private withdrawals (Constituent 1)"]
[null,null,null,null,null,"LResWtp1","Loadings","Reservoir to water treatment plant (Constituent 1)"]
[null,null,null,null,null,"LRu1","Loadings","Runoff (Constituent 1)"]
[null,null,null,null,null,"LRuAdd1","Loadings","Runoff loadings change from converted HRU land area (Constituent 1)"]
[null,null,null,null,null,"LRuAdj1","Loadings","Runoff loadings from upland HRUs to a buffer area that does not have a loadings adjustment (Constituent 1)"]
[null,null,null,null,null,"LRuAdjUp1","Loadings","Runoff loadings from upland HRUs to a buffer area that has a loadings adjustment (Constituent 1)"]
[null,null,null,null,null,"LSepGw1","Loadings","Septic systems to groundwater (Constituent 1)"]
[null,null,null,null,null,"LStSSw1","Loadings","Storm sewer to surface water loadings (Constituent 1)"]
[null,null,null,null,null,"LSwAsr1","Loadings","Surface water to ASR (Constituent 1)"]
[null,null,null,null,null,"LSwExt1","Loadings","Surface water to external (Constituent 1)"]
[null,null,null,null,null,"LSw1","Loadings","Surface water (Constituent 1)"]
[null,null,null,null,null,"LSwPt1","Loadings","Surface water to private withdrawals (Constituent 1)"]
[null,null,null,null,null,"LSwRes1","Loadings","Surface water to reservoir (Constituent 1)"]
[null,null,null,null,null,"LSwWtp1","Loadings","Surface water to water treatment plant (Constituent 1)"]
[null,null,null,null,null,"LUseNp1","Loadings","Nonpotable water use (Constituent 1)"]
[null,null,null,null,null,"LUseNpIbtWw1","Loadings","Nonpotable water use to IBT wastewater (Constituent 1)"]
[null,null,null,null,null,"LUseNpSanS1","Loadings","Nonpotable water use to sanitary sewer loadings (Constituent 1)"]
[null,null,null,null,null,"LUseNpSep1","Loadings","Nonpotable water use to septic systems (Constituent 1)"]
[null,null,null,null,null,"LUseNpSepExt1","Loadings","Nonpotable water use to external septic systems (Constituent 1)"]
[null,null,null,null,null,"LUseNpSewer1","Loadings","Nonpotable water use to storm sewer loadings (Constituent 1)"]
[null,null,null,null,null,"LUseP1","Loadings","Potable water use (Constituent 1)"]
[null,null,null,null,null,"LUsePIbtWw1","Loadings","Potable water use to IBT wastewater (Constituent 1)"]
[null,null,null,null,null,"LUsePSanS1","Loadings","Potable water use to sanitary sewer loadings (Constituent 1)"]
[null,null,null,null,null,"LUsePSep1","Loadings","Potable water use to septic systems (Constituent 1)"]
[null,null,null,null,null,"LUsePSepExt1","Loadings","Potable water use to external septic systems (Constituent 1)"]
[null,null,null,null,null,"LWrfAsr1","Loadings","WRF to ASR (Constituent 1)"]
[null,null,null,null,null,"LWrfSw1","Loadings","WRF to surface water (Constituent 1)"]
[null,null,null,null,null,"LWrfUseNp1","Loadings","WRF to nonpotable water use (Constituent 1)"]
[null,null,null,null,null,"LWtpGw1","Loadings","Water treatment plant to groundwater (Constituent 1)"]
[null,null,null,null,null,"LWtpUseNp1","Loadings","Water treatment plant to nonpotable water use (Constituent 1)"]
[null,null,null,null,null,"LWtpUseP1","Loadings","Water treatment plant to potable water use (Constituent 1)"]
[null,null,null,null,null,"LWwtpSw1","Loadings","Wastewater treatment plant to surface water (Constituent 1)"]
[null,null,null,null,null,"LWwtpWrf1","Loadings","Watewater treatment plant to WRF (Constituent 1)"]
[null,null,null,null,null,"XGwF1","Concentration","Groundwater after decay (Constituent 1)"]
[null,null,null,null,null,"XResF1","Concentration","Reservoir after decay (Constituent 1)"]
[null,null,null,null,null,"XSwF1","Concentration","Surface water after decay (Constituent 1)"]
[null,null,null,null,null,"XUseNp1","Concentration","Nonpotable water (Constituent 1)"]
[null,null,null,null,null,"XUseP1","Concentration","Potable water (Constituent 1)"]
[null,null,null,null,null,"LAsrGw2","Loadings","ASR to groundwater (Constituent 2)"]
[null,null,null,null,null,"LGw2","Loadings","Groundwater (Constituent 2)"]
[null,null,null,null,null,"LGwExt2","Loadings","Groundwater to external (Constituent 2)"]
[null,null,null,null,null,"LGwPt2","Loadings","Groundwater to private withdrawals (Constituent 2)"]
[null,null,null,null,null,"LGwSw2","Loadings","Groundwater to surface water (Constituent 2)"]
[null,null,null,null,null,"LGwWtp2","Loadings","Groundwater to water treatment plant (Constituent 2)"]
[null,null,null,null,null,"LGwWwtp2","Loadings","Groundwater to wastewater treatment plant (Constituent 2)"]
[null,null,null,null,null,"LRe2","Loadings","Recharge (Constituent 2)"]
[null,null,null,null,null,"LRes2","Loadings","Reservoir (Constituent 2)"]
[null,null,null,null,null,"LResAsr2","Loadings","Reservoir to ASR (Constituent 2)"]
[null,null,null,null,null,"LResPt2","Loadings","Reservoir to private withdrawals (Constituent 2)"]
[null,null,null,null,null,"LResWtp2","Loadings","Reservoir to water treatment plant (Constituent 2)"]
[null,null,null,null,null,"LRu2","Loadings","Runoff (Constituent 2)"]
[null,null,null,null,null,"LRuAdd2","Loadings","Runoff loadings change from converted HRU land area (Constituent 2)"]
[null,null,null,null,null,"LRuAdj2","Loadings","Runoff loadings from upland HRUs to a buffer area that does not have a loadings adjustment (Constituent 2)"]
[null,null,null,null,null,"LRuAdjUp2","Loadings","Runoff loadings from upland HRUs to a buffer area that has a loadings adjustment (Constituent 2)"]
[null,null,null,null,null,"LSepGw2","Loadings","Septic systems to groundwater (Constituent 2)"]
[null,null,null,null,null,"LStSSw2","Loadings","Storm sewer to surface water loadings (Constituent 2)"]
[null,null,null,null,null,"LSwAsr2","Loadings","Surface water to ASR (Constituent 2)"]
[null,null,null,null,null,"LSwExt2","Loadings","Surface water to external (Constituent 2)"]
[null,null,null,null,null,"LSw2","Loadings","Surface water (Constituent 2)"]
[null,null,null,null,null,"LSwPt2","Loadings","Surface water to private withdrawals (Constituent 2)"]
[null,null,null,null,null,"LSwRes2","Loadings","Surface water to reservoir (Constituent 2)"]
[null,null,null,null,null,"LSwWtp2","Loadings","Surface water to water treatment plant (Constituent 2)"]
[null,null,null,null,null,"LUseNp2","Loadings","Nonpotable water use (Constituent 2)"]
[null,null,null,null,null,"LUseNpIbtWw2","Loadings","Nonpotable water use to IBT wastewater (Constituent 2)"]
[null,null,null,null,null,"LUseNpSanS2","Loadings","Nonpotable water use to sanitary sewer loadings (Constituent 2)"]
[null,null,null,null,null,"LUseNpSep2","Loadings","Nonpotable water use to septic systems (Constituent 2)"]
[null,null,null,null,null,"LUseNpSepExt2","Loadings","Nonpotable water use to external septic systems (Constituent 2)"]
[null,null,null,null,null,"LUseNpSewer2","Loadings","Nonpotable water use to storm sewer loadings (Constituent 2)"]
[null,null,null,null,null,"LUseP2","Loadings","Potable water use (Constituent 2)"]
[null,null,null,null,null,"LUsePIbtWw2","Loadings","Potable water use to IBT wastewater (Constituent 2)"]
[null,null,null,null,null,"LUsePSanS2","Loadings","Potable water use to sanitary sewer loadings (Constituent 2)"]
[null,null,null,null,null,"LUsePSep2","Loadings","Potable water use to septic systems (Constituent 2)"]
[null,null,null,null,null,"LUsePSepExt2","Loadings","Potable water use to external septic systems (Constituent 2)"]
[null,null,null,null,null,"LWrfAsr2","Loadings","WRF to ASR (Constituent 2)"]
[null,null,null,null,null,"LWrfSw2","Loadings","WRF to surface water (Constituent 2)"]
[null,null,null,null,null,"LWrfUseNp2","Loadings","WRF to nonpotable water use (Constituent 2)"]
[null,null,null,null,null,"LWtpGw2","Loadings","Water treatment plant to groundwater (Constituent 2)"]
[null,null,null,null,null,"LWtpUseNp2","Loadings","Water treatment plant to nonpotable water use (Constituent 2)"]
[null,null,null,null,null,"LWtpUseP2","Loadings","Water treatment plant to potable water use (Constituent 2)"]
[null,null,null,null,null,"LWwtpSw2","Loadings","Wastewater treatment plant to surface water (Constituent 2)"]
[null,null,null,null,null,"LWwtpWrf2","Loadings","Watewater treatment plant to WRF (Constituent 2)"]
[null,null,null,null,null,"XGwF2","Concentration","Groundwater after decay (Constituent 2)"]
[null,null,null,null,null,"XResF2","Concentration","Reservoir after decay (Constituent 2)"]
[null,null,null,null,null,"XSwF2","Concentration","Surface water after decay (Constituent 2)"]
[null,null,null,null,null,"XUseNp2","Concentration","Nonpotable water (Constituent 2)"]
[null,null,null,null,null,"XUseP2","Concentration","Potable water (Constituent 2)"]
[null,null,null,null,null,"XUseP2","Concentration","Potable water (Constituent 2)"]

{"sheet":"Variable Definitions","index":2,"n_rows":222,"n_cols":14,"rows_kept":222,"cut":false,"hidden":false,"merged":[]}
["Table 1: Model Decisions Dictionary",null,null,null,"Table 2: Variables Dictionary",null,null,null,null,"Table 3: Model Input Data Dictionary"]
["Model Decisions","Description","Units",null,"Model Variables","Variable Category","Description","Units",null,"Model Variables","Description","Units"]
["objective","Objective cost","$/yr",null,"objective","Total Cost","Objective cost","$/yr",null,"AvgAnnualPrecip","Average annual precipitation in model time period","inches per year",{"$f":"IF(ISNA(VLOOKUP(J3,$O$167:$P$269,2,FALSE))=TRUE,\"\",VLOOKUP(J3,$O$167:$P$269,2,FALSE))","v":""}]
["CAsr","Total cost of ASR","$/yr",null,"COmAsr","O&M Costs","ASR","$/yr",null,"AvgTemp","Average daily temperature in model period","deg F",{"$f":"IF(ISNA(VLOOKUP(J4,$O$167:$P$269,2,FALSE))=TRUE,\"\",VLOOKUP(J4,$O$167:$P$269,2,FALSE))","v":""},"Note: Numeric identifiers on variable CLuSet[S] represent the cost decision for managed set number S."]
["CCAsr","Capital cost of ASR","$/yr",null,"COmESep","O&M Costs","Enhanced septic treatment","$/yr",null,"QRuT","Total monthly runoff for the study area for each managed set","in/acre/month",{"$f":"IF(ISNA(VLOOKUP(J7,$O$167:$P$269,2,FALSE))=TRUE,\"\",VLOOKUP(J7,$O$167:$P$269,2,FALSE))","v":""},"Numeric identifiers on variable DALu[L & S] represent the land area decision for HRU number L and managed set number S."]
["CCGwPump","Capital cost of groundwater pumping","$/yr",null,"COmGwPump","O&M Costs","Groundwater pumping","$/yr",null,"QReT","Total monthly recharge for the study area for each managed set","in/acre/month",{"$f":"IF(ISNA(VLOOKUP(J8,$O$167:$P$269,2,FALSE))=TRUE,\"\",VLOOKUP(J8,$O$167:$P$269,2,FALSE))","v":""},"Numeric identifiers on any WQ variable represents the decision variable for constituent number C."]
["CCIbtW","Capital cost of additional IBT potable water","$/yr",null,"COmIbtW","O&M Costs","IBT potable water","$/yr",null,"NDateHydro","Number of time steps in model","-",{"$f":"IF(ISNA(VLOOKUP(J9,$O$167:$P$269,2,FALSE))=TRUE,\"\",VLOOKUP(J9,$O$167:$P$269,2,FALSE))","v":""}]
["CCIbtWw","Capital cost of additional IBT wastewater","$/yr",null,"COmIbtWw","O&M Costs","IBT wastewater","$/yr",null,"Dt","Number of days in timestep (1 = daily, >28 = monthly)","days in time step"]
["CCNpdist","Capital cost of nonpotable distribution system","$/yr",null,"COmNpdist","O&M Costs","Nonpotable distribution system","$/yr",null,"NLu","Number of HRUs","# HRUs"]
["CCRes","Capital cost of reservoir management","$/yr",null,"COmOS","O&M Costs","Operation cost of offline storage use","$/yr",null,"NLuName,1","forest sand","-"]
["CCSwPump","Capital cost of surface water pumping","$/yr",null,"COmRes","O&M Costs","Reservoir management","$/yr",null,"NLuName,2","open nonres sand","-"]
["CCWrf","Capital cost of WRF","$/yr",null,"COmSwPump","O&M Costs","Surface water pumping","$/yr",null,"NLuName,3","MLD res sand","-"]
["CCWtp","Capital cost of potable water treatment plant","$/yr",null,"COmWrf","O&M Costs","WRF","$/yr",null,"NLuName,4","MHHD resid sand","-"]
["CCWwtp","Capital cost of wastewater treatment plant","$/yr",null,"COmWtp","O&M Costs","Water treatment","$/yr",null,"NLuName,5","comindtr sand","-"]
["CDmd","Cost of direct demand reduction","$/yr",null,"COmWwtp","O&M Costs","Wastewater treatment","$/yr",null,"NLuName,6","ag sand","-"]
["CFlood","Cost of flood damage","$/yr",null,"DQCSOS","Flow","Combined sewer to offline storage","MGD",null,"NLuName,7","forest till","-"]
["CGwMake","Penalty for groundwater deficit","$/yr",null,"DQGwExt","Flow","Groundwater to external","MGD",null,"NLuName,8","open nonres till","-"]
["CGwPump","Total cost of groundwater pumping","$/yr",null,"DQGwMake","Flow","Groundwater deficits","MGD",null,"NLuName,9","MLD res till","-"]
["CGwWwtp","Total cost of wastewater treatment plant I/I repair","$/yr",null,"DQGwWtp","Flow","Groundwater to water treatment plant","MGD",null,"NLuName,10","MHHD resid till","-"]
["CIbtW","Total cost of IBT potable water","$/yr",null,"DQIbtWUseNp","Flow","IBT potable water to nonpotable water use","MGD",null,"NLuName,11","comindtr till","-"]
["CIbtWw","Total cost of IBT wastewater","$/yr",null,"DQIbtWUseP","Flow","IBT potable water to potable water use","MGD",null,"NLuName,12","ag till","-"]
["CLuSet1","Land Area w/ Conservation - Cost of land use management set","$/yr",null,"DQOSWwtp","Flow","Offline storage to wastewater treatment plant","MGD",null,"NLuName,13","cranberry bog","-"]
["CLuSet2","0.6'' Infiltration Basin - Cost of land use management set","$/yr",null,"DQResAsr","Flow","Reservoir to ASR","MGD",null,"NLuName,14","forested wetland","-"]
["CNpdist","Total cost of nonpotable distribution system","$/yr",null,"DQResWtp","Flow","Reservoir to water treatment plant","MGD",null,"NLuName,15","nonforested wetlnd","-"]
["COS","Cost of offline storage","$/yr",null,"DQSwAsr","Flow","Surface water to ASR","MGD",null,"NLuName,16","water","-"]
["CPPrice","Cost of consumer rate change","$/yr",null,"DQSwExt","Flow","Surface water to external","MGD",null,"ALuBase","Baseline land area of HRUs","acre"]
["CRes","Total cost of reservoir management","$/yr",null,"DQSwWtp","Flow","Surface water to water treatment plant","MGD",null,"EIALu","Effective impervious area of HRUs","fraction"]
["CSewSep","Cost of sewer separation","$/yr",null,"DQUseNpCS","Flow","Nonpotable water use to combined sewer","MGD",null,"InfiltLu","Infiltration rate of HRUs","in/hr"]
["CSwPump","Total cost of surface water pumping","$/yr",null,"DQUseNpIbtWw","Flow","Nonpotable water use to IBT wastewater flow","MGD",null,"NLuSet","Number of managed sets","# of HRU Sets"]
["CWMake","Penalty for water deficit","$/yr",null,"DQUseNpSanS","Flow","Nonpotable water use to sanitary sewer","MGD",null,"NLuSetName,1","Land Area w/ Conservation","-",{"$f":"IF(ISNA(VLOOKUP(J34,$O$167:$P$269,2,FALSE))=TRUE,\"\",VLOOKUP(J34,$O$167:$P$269,2,FALSE))","v":""}]
["CWrf","Total cost of WRF","$/yr",null,"DQUsePCS","Flow","Potable water use to combined sewer","MGD",null,"NLuSetName,2","0.6'' Infiltration Basin","-"]
["CWtp","Total cost of potable water treatment plant","$/yr",null,"DQUsePIbtWw","Flow","Potable water use to IBT wastewater flow","MGD",null,"ALuMin","Minimum areas for each land use management set","acre"]
["CWtpUaw","Cost of potable water treatment plant repair","$/yr",null,"DQUsePSanS","Flow","Potable water use to sanitary sewer","MGD",null,"ALuMax","Maximum areas for each land use management set","acre"]
["CWwtp","Total cost of wastewater treatment plant","$/yr",null,"DQWMake","Flow","Water deficits","MGD",null,"CCLu","Initial or capital cost for managing land use set","$/acre"]
["DALu11","Land Area - Land Area w/ Conservation, forest sand","ac",null,"DQWrfAsr","Flow","WRF to ASR","MGD",null,"COmLu","O&M costs for managing land use set","$/acre/yr"]
["DALu21","Land Area - Land Area w/ Conservation, open nonres sand","ac",null,"DQWrfUseNp","Flow","WRF to nonpotable water use","MGD",null,"NWUser","Number of water users","# of Water Users"]
["DALu31","Land Area - Land Area w/ Conservation, MLD res sand","ac",null,"DQWtpUseNp","Flow","Water treatment plant to nonpotable water use","MGD",null,"NamesWUse,1","Unaccounted water users","-"]
["DALu41","Land Area - Land Area w/ Conservation, MHHD resid sand","ac",null,"DQWwtpWrf","Flow","Wastewater treatment plant to WRF","MGD",null,"NamesWUse,2","Residential water users","-"]
["DALu51","Land Area - Land Area w/ Conservation, comindtr sand","ac",null,"QAsrGw","Flow","ASR to groundwater","MGD",null,"NamesWUse,3","Residential.Institutions water users","-"]
["DALu61","Land Area - Land Area w/ Conservation, ag sand","ac",null,"QCSWwtp","Flow","Combined sewer to wastewater treatment plant","MGD",null,"NamesWUse,4","Commercial.Business water users","-"]
["DALu71","Land Area - Land Area w/ Conservation, forest till","ac",null,"QGwSw","Flow","Groundwater to surface water","MGD",null,"NamesWUse,5","Agricultural water users","-"]
["DALu81","Land Area - Land Area w/ Conservation, open nonres till","ac",null,"QGwWwtp","Flow","Groundwater to wastewater treatment plant","MGD",null,"NamesWUse,6","Industrial water users","-"]
["DALu91","Land Area - Land Area w/ Conservation, MLD res till","ac",null,"QRe","Flow","Recharge","MGD",null,"NamesWUse,7","Municipal.Institutional.Non.profits water users","-"]
["DALu101","Land Area - Land Area w/ Conservation, MHHD resid till","ac",null,"QRu","Flow","Runoff","MGD",null,"NamesWUse,8","Other water users","-"]
["DALu111","Land Area - Land Area w/ Conservation, comindtr till","ac",null,"QRuCS","Flow","Runoff flow to combined sewer","MGD",null,"PConsUsePI","Initial percent consumptive use for potable water","%",{"$f":"IF(ISNA(VLOOKUP(J35,$O$167:$P$269,2,FALSE))=TRUE,\"\",VLOOKUP(J35,$O$167:$P$269,2,FALSE))","v":""}]
["DALu121","Land Area - Land Area w/ Conservation, ag till","ac",null,"QRuStS","Flow","Runoff flow to storm sewer","MGD",null,"QUsePI","Potable water demand","MG/time step",{"$f":"IF(ISNA(VLOOKUP(J36,$O$167:$P$269,2,FALSE))=TRUE,\"\",VLOOKUP(J36,$O$167:$P$269,2,FALSE))","v":""}]
["DALu131","Land Area - Land Area w/ Conservation, cranberry bog","ac",null,"QRuSw","Flow","Runoff flow to surface water","MGD",null,"PUseNp","Percent of maximum potable water demand met by nonpotable","%",{"$f":"IF(ISNA(VLOOKUP(J37,$O$167:$P$269,2,FALSE))=TRUE,\"\",VLOOKUP(J37,$O$167:$P$269,2,FALSE))","v":""}]
["DALu141","Land Area - Land Area w/ Conservation, forested wetland","ac",null,"QSanSWwtp","Flow","Sanitary sewer to wastewater treatment plant","MGD",null,"PConsUseNp","Percent of nonpotable use that is consumptive use","%"]
["DALu151","Land Area - Land Area w/ Conservation, nonforested wetlnd","ac",null,"QSepGw","Flow","Septic systems to groundwater","MGD",null,"ElasWUser","Price elasiticities for water users","unitless",{"$f":"IF(ISNA(VLOOKUP(J49,$O$167:$P$269,2,FALSE))=TRUE,\"\",VLOOKUP(J49,$O$167:$P$269,2,FALSE))","v":""}]
["DALu161","Land Area - Land Area w/ Conservation, water","ac",null,"QStSSw","Flow","Storm sewer to surface water","MGD",null,"CCDmPrice","Initial cost of implementing Dm via price change","$",""]
["DALu12","Land Area - 0.6'' Infiltration Basin, forest sand","ac",null,"QSwRes","Flow","Surface water to reservoir","MGD",null,"COmDmPrice","O&M cost of implementing Dm via price change","$/yr",""]
["DALu22","Land Area - 0.6'' Infiltration Basin, open nonres sand","ac",null,"QUseNp1","Flow","Nonpotable water use, Unaccounted","MGD",null,"PPriceMax","HRU Managed Set Names","%",""]
["DALu32","Land Area - 0.6'' Infiltration Basin, MLD res sand","ac",null,"QUseNp2","Flow","Nonpotable water use, Residential","MGD",null,"CCDm","Initial cost for implementing aggregate of Dm practices","$",""]
["DALu42","Land Area - 0.6'' Infiltration Basin, MHHD resid sand","ac",null,"QUseNp3","Flow","Nonpotable water use, Residential.Institutions","MGD",null,"COmDm","O&M annnual cost for implementing aggregate of Dm practices","$/yr",""]
["DALu52","Land Area - 0.6'' Infiltration Basin, comindtr sand","ac",null,"QUseNp4","Flow","Nonpotable water use, Commercial.Business","MGD",null,"QDmRedMax","Max demand reduction for implementing aggregate of Dm practic","MGD",""]
["DALu62","Land Area - 0.6'' Infiltration Basin, ag sand","ac",null,"QUseNp5","Flow","Nonpotable water use, Agricultural","MGD",null,"KGw","Gw recession coefficient","1/time step",""]
["DALu72","Land Area - 0.6'' Infiltration Basin, forest till","ac",null,"QUseNp6","Flow","Nonpotable water use, Industrial","MGD",null,"VGwI","Initial Gw aquifer volume","MG",""]
["DALu82","Land Area - 0.6'' Infiltration Basin, open nonres till","ac",null,"QUseNp7","Flow","Nonpotable water use, Municipal.Institutional.Non.profits","MGD",null,"VGwMin","Minimum Gw aquifer volume","MG",""]
["DALu92","Land Area - 0.6'' Infiltration Basin, MLD res till","ac",null,"QUseNp8","Flow","Nonpotable water use, Other","MGD",null,"VGwMax","Maximum Gw aquifer volume","MG",""]
["DALu102","Land Area - 0.6'' Infiltration Basin, MHHD resid till","ac",null,"QUseNpSep","Flow","Nonpotable water to septic systems inside of study area","MGD",null,"ExGwMake","Make-up Gw Penalty Flag","-",""]
["DALu112","Land Area - 0.6'' Infiltration Basin, comindtr till","ac",null,"QUseNpSepExt","Flow","Nonpotable water to septic systems outside of study area","MGD",null,"COmGwMake","Cost for Make-Up Gw","$/MGD",""]
["DALu122","Land Area - 0.6'' Infiltration Basin, ag till","ac",null,"QUseNpSewer","Flow","Municipal water use direct to the sewer system","MGD",null,"QGwPt","Private/other Gw withdrawals","MG/time step",""]
["DALu132","Land Area - 0.6'' Infiltration Basin, cranberry bog","ac",null,"QUseP1","Flow","Potable water use, Unaccounted","MGD",null,"QPtGw","Private/other Gw discharges","MG/time step",""]
["DALu142","Land Area - 0.6'' Infiltration Basin, forested wetland","ac",null,"QUseP2","Flow","Potable water use, Residential","MG",null,"QExtGw","External Gw inflow (from other watershed if Gw and Sw watersh","MG/time step",""]
["DALu152","Land Area - 0.6'' Infiltration Basin, nonforested wetlnd","ac",null,"QUseP3","Flow","Potable water use, Residential.Institutions","MG",null,"QGwExtMin","Minimum Gw flow out of basin","MG/time step",""]
["DALu162","Land Area - 0.6'' Infiltration Basin, water","ac",null,"QUseP4","Flow","Potable water use, Commercial.Business","MGD",null,"VResI","Initial volume in reservoir","MG",""]
["DOS","Binary decision to use offline storage","binary",null,"QUseP5","Flow","Potable water use, Agricultural","lbs/day",null,"VResMin","Minimum volume to be maintained in reservoir (ie: dead storag","MG",""]
["DPCS","Percent of sewer system that is combined","%",null,"QUseP6","Flow","Potable water use, Industrial","lbs/day",null,"VResMaxI","Existing maximum volume of the reservoir","MG",""]
["DPCS1","Percent of sewer system that is combined","%",null,"QUseP7","Flow","Potable water use, Municipal.Institutional.Non.profits","lbs/day",null,"VResMaxAddl","Maximum additional capacity of reservoir volume","MG",""]
["DPGwWwtpFix","Wastewater treatment plant I/I repairs","% of leaks",null,"QUseP8","Flow","Potable water use, Other","lbs/day",null,"CCRes","Initial/capital cost of additional surface storage (expand re","$/MG"]
["DPPrice","Percent consumer rate change","%",null,"QUsePSep","Flow","Potable water to septic systems inside of study area","lbs/day",null,"COmRes","O&M cost of additional surface water storage","$/MG"]
["DPriceDummy","Dummy variable","-",null,"QUsePSepExt","Flow","Potable water to septic systems outside of study area","lbs/day",null,"ExVSw","Flag to exclude additional Sw/Res storage","-"]
["DPWtpGwFix","Distribution system leak repairs","% of leaks",null,"QWrfSw","Flow","WRF to surface water","lbs/day",null,"FlagSwExt","User indicated flag to model flow out of reservoir to ext sw","-"]
["DQAsrAddl","Additional ASR capacity","MG",null,"QWtpGw","Flow","Water treatment plant to groundwater","lbs/day",null,"COmWMake","Cost for Make-Up Sw","$/MG"]
["DQDmR","Demand reduction","MGD",null,"QWtpUseP","Flow","Water treatment to potable use","lbs/day",null,"ExWMake","Make-up Sw Penalty Flag","-"]
["DQGwPumpAddl","Additional groundwater pumping capacity","MG",null,"QWwtpSw","Flow","Wastewater treatment plant to surface water","lbs/day",null,"QSwPt","Private/other surface water withdrawals","MG/time step"]
["DQIbtWAddl","Additional IBT potable water capacity","MG",null,"VGw","Storage","Groundwater volume","lbs/day",null,"QPtSw","Private/other surface water discharges","MG/time step"]
["DQIbtWwAddl","Additional IBT wastewater capacity","MG",null,"VOSTotal","Storage","Offline storage volume","lbs/day",null,"QExtSw","External inflow to surface water (e.g., if not modeling headw","MG/time step"]
["DQNpdistAddl","Additional nonpotable water distribution system capacity","MG",null,"VRes","Storage","Reservoir volume","lbs/day",null,"QResPt","Private/other reservoir withdrawals","MG/time step"]
["DQSwPumpAddl","Additional surface water pumping capacity","MG",null,"QESep","Flow","Enhanced septic treatment","lbs/day",null,"QSwMin","Minimum in-stream flow requirement","MG/time step"]
["DQWrfAddl","Additional WRF capacity","MG",null,"LAsrGw1","Loadings","ASR to groundwater (Constituent 1)","lbs/day",null,"QSwMax","Maximum in-stream flow","MG/time step"]
["DQWtpAddl","Additional water treatment capacity","MG",null,"LGw1","Loadings","Groundwater (Constituent 1)","lbs/day",null,"QSwExtMin","Minimum Sw flow out of basin","MG/time step"]
["DQWwtpAddl","Additional wastewater treatment capacity","MG",null,"LGwExt1","Loadings","Groundwater to external (Constituent 1)","lbs/day",null,"QSwExtMax","Max Sw flow out of basin","MG/time step"]
["DRuCS","Binary decision to route runoff to combined sewer","binary",null,"LGwPt1","Loadings","Groundwater to private withdrawals (Constituent 1)","lbs/day",null,"TPlan","planning horizon in years (time over which costs are annualized)","years"]
["DVResAddl","Additional reservoir capacity","MG",null,"LGwSw1","Loadings","Groundwater to surface water (Constituent 1)","lbs/day",null,"PInt","Interest rate for annualizing costs","%"]
["DWwtp","Binary decision used to count hydraulic capacity exceedances","binary",null,"LGwWtp1","Loadings","Groundwater to water treatment plant (Constituent 1)","lbs/day",null,"RUseP","Consumer price for water (variable-fee)","$/HCF"]
["CESep","Capital cost for new enhanced septic treatment","$/yr",null,"LGwWwtp1","Loadings","Groundwater to wastewater treatment plant (Constituent 1)","lbs/day",null,"RfUseP","Consumer price for water (fixed-fee)","$/month"]
["DPESep","Fraction of septic loadings receiving enhanced treatment","fraction",null,"LRe1","Loadings","Recharge (Constituent 1)","lbs/day",null,"CCGwPumpU","Initial or capital cost for additional Gw pumping capacity","$/MGD"]
["CUWtp","Capital cost for new upgraded WTP","$/yr",null,"LRes1","Loadings","Reservoir (Constituent 1)","lbs/day",null,"COmGwPumpU","O&M costs for Gw pumping","$/MG"]
["DPUWtp","Fraction of WTP loadings receiving upgraded treatment","fraction",null,"LResAsr1","Loadings","Reservoir to ASR (Constituent 1)","lbs/day",null,"QGwPumpI","Initial Gw pumping capacity","MGD"]
["CUWwtp","Capital cost for new upgraded WWTP","$/yr",null,"LResPt1","Loadings","Reservoir to private withdrawals (Constituent 1)","lbs/day",null,"TGwPumpExist","Remaining lifetime of existing GwPump","years"]
["DPUWwtp","Fraction of WWTP loadings receiving upgraded treatment","fraction",null,"LResWtp1","Loadings","Reservoir to water treatment plant (Constituent 1)","lbs/day",null,"TGwPumpNew","Lifetime of new construction for additional capacity for GwPump","years"]
["CStream","Cost of streambank restoration/stabilization","$/yr",null,"LRu1","Loadings","Runoff (Constituent 1)","lbs/day",null,"ExGwPump","Flag for excluding new/additional GW pumping capacity","-"]
["DFtStream","Steambank length restored/stabilized","ft",null,"LRuAdd1","Loadings","Runoff loadings change from converted HRU land area (Constituent 1)","lbs/day",null,"CCSwPumpU","Initial or capital cost for additional Sw pumping capacity","$/MGD"]
["COutfall","Cost of outfall enhancement/stabilization","$/yr",null,"LRuAdjUp1","Loadings","Runoff loadings from upland HRUs to a buffer area that has a loadings adjustment (Constituent 1)","lbs/day",null,"COmSwPumpU","O&M costs for Sw pumping","$/MG"]
["DNOutE","Number of enhanced/stabilized outfalls","outfalls",null,"LSepGw1","Loadings","Septic systems to groundwater (Constituent 1)","lbs/day",null,"QSwPumpI","Initial Sw pumping capacity","MGD"]
["CDrSet1","Cost of direct reduction land use management set","$/yr",null,"LStSSw1","Loadings","Storm sewer to surface water loadings (Constituent 1)","lbs/day",null,"TSwPumpExist","Remaining lifetime of existing SwPump","years"]
["DDrSet1","Binary decision to apply direct reduction land management set","binary",null,"LSwAsr1","Loadings","Surface water to ASR (Constituent 1)","lbs/day",null,"TSwPumpNew","Lifetime of new construction for additional capacity for SwPump","years"]
["CDrTotal","Total cost of applying direct reduction land management sets","$/yr",null,"LSwExt1","Loadings","Surface water to external (Constituent 1)","lbs/day",null,"ExSwPump","Flag for excluding new/additional SW pumping capacity","-"]
["CRipSet111","Cost of riparian buffer land use management set","$/yr",null,"LSw1","Loadings","Surface water (Constituent 1)","lbs/day",null,"CCWtpU","Initial or capital cost for additional water treatment plant (WTP) capacity","$/MGD"]
["DRipSet1111","Binary decision to apply riparian buffer land management set to runoff","binary",null,"LSwPt1","Loadings","Surface water to private withdrawals (Constituent 1)","lbs/day",null,"COmWtpU","O&M cost for WTP","$/MG"]
["DRipSet1112","Binary decision to apply riparian buffer land management set to loadings","binary",null,"LSwRes1","Loadings","Surface water to reservoir (Constituent 1)","lbs/day",null,"QWtpMaxI","Maximum initial capacity of WTP","MGD"]
["CRipTotal","Total cost of applying riparian buffer land management sets","$/yr",null,"LSwWtp1","Loadings","Surface water to water treatment plant (Constituent 1)","lbs/day",null,"TWtpExist","Remaining lifetime of existing WTP","years"]
[null,null,null,null,"LUseNp1","Loadings","Nonpotable water use (Constituent 1)","lbs/day",null,"TWtpNew","Lifetime of new construction for additional capacity for WTP","years"]
[null,null,null,null,"LUseNpIbtWw1","Loadings","Nonpotable water use to IBT wastewater (Constituent 1)","lbs/day",null,"CCWtpUaw","initial cost for reducing unaccounted-for-water (UAW)","$"]
[null,null,null,null,"LUseNpSanS1","Loadings","Nonpotable water use to sanitary sewer loadings (Constituent 1)","lbs/day",null,"COmWtpUaw","O&M cost for maintaining reduction in UAW","$/year"]
[null,null,null,null,"LUseNpSep1","Loadings","Nonpotable water use to septic systems (Constituent 1)","lbs/day",null,"PWtpGwFixmax","maximum percent of leak from WTP distribthat can be eliminated","%"]
[null,null,null,null,"LUseNpSepExt1","Loadings","Nonpotable water use to external septic systems (Constituent 1)","lbs/day",null,"ExWtp","Flag for excluding new/additional WTP capacity","-"]
[null,null,null,null,"LUseNpSewer1","Loadings","Nonpotable water use to storm sewer loadings (Constituent 1)","lbs/day",null,"RWw","Consumer","$/HCF"]
[null,null,null,null,"LUseP1","Loadings","Potable water use (Constituent 1)","lbs/day",null,"RfWw","Consumer","$/month"]
[null,null,null,null,"LUsePIbtWw1","Loadings","Potable water use to IBT wastewater (Constituent 1)","lbs/day",null,"CCWwtpU","Capital cost for additional wastewater treatment plant (Wwtp) capacity","$/MGD"]
[null,null,null,null,"LUsePSanS1","Loadings","Potable water use to sanitary sewer loadings (Constituent 1)","lbs/day",null,"COmWwtpU","O&M cost for Wwtp","$/MG"]
[null,null,null,null,"LUsePSep1","Loadings","Potable water use to septic systems (Constituent 1)","lbs/day",null,"QWwtpMaxI","Existing maximum capacity of Wwtp","MGD"]
[null,null,null,null,"LUsePSepExt1","Loadings","Potable water use to external septic systems (Constituent 1)","lbs/day",null,"TWwtpExist","Remaining lifetime of existing Wwtp","years"]
[null,null,null,null,"LWrfAsr1","Loadings","WRF to ASR (Constituent 1)","lbs/day",null,"TWwtpNew","Lifetime of new construction for additional capacity for Wwtp","years"]
[null,null,null,null,"LWrfSw1","Loadings","WRF to surface water (Constituent 1)","lbs/day",null,"PGwWwtpI","Initial infiltration of Gw into Wwtp collection system","%"]
[null,null,null,null,"LWrfUseNp1","Loadings","WRF to nonpotable water use (Constituent 1)","lbs/day",null,"CCGwWwtp","Initial cost for reducing Gw infiltration","$"]
[null,null,null,null,"LWtpGw1","Loadings","Water treatment plant to groundwater (Constituent 1)","lbs/day",null,"COmGwWwtp","O&M cost for maintaining reduction in Gw infiltration","$/yr"]
[null,null,null,null,"LWtpUseNp1","Loadings","Water treatment plant to nonpotable water use (Constituent 1)","lbs/day",null,"PGwWwtpFixmax","maximum percent of gw infiltration that can be eliminated","%"]
[null,null,null,null,"LWtpUseP1","Loadings","Water treatment plant to potable water use (Constituent 1)","lbs/day",null,"WwFlag","Wastewater charge based on water or ww flow","-"]
[null,null,null,null,"LWwtpSw1","Loadings","Wastewater treatment plant to surface water (Constituent 1)","lbs/day",null,"ExWwtp","Flag for excluding new/additional WWTP capacity","-"]
[null,null,null,null,"LWwtpWrf1","Loadings","Watewater treatment plant to WRF (Constituent 1)","lbs/day",null,"CCWrfU","Initial or capital cost for additional WRF capacity","$/MGD"]
[null,null,null,null,"XGwF1","Concentration","Groundwater after decay (Constituent 1)","lbs/day",null,"COmWrfU","O&M cost for WRF","$/MG"]
[null,null,null,null,"XResF1","Concentration","Reservoir after decay (Constituent 1)","lbs/day",null,"QWrfMaxI","Initial maximum capacity of WRF","MGD"]
[null,null,null,null,"XSwF1","Concentration","Surface water after decay (Constituent 1)","lbs/day",null,"TWrfExist","Remaining lifetime of existing WRF","years"]
[null,null,null,null,"XUseNp1","Concentration","Nonpotable water (Constituent 1)","lbs/day",null,"TWrfNew","Lifetime of new construction for additional capacity for WRF","years"]
[null,null,null,null,"XUseP1","Concentration","Potable water (Constituent 1)","lbs/day",null,"ExWrf","Flag for excluding new/additional WRF capacity","-"]
[null,null,null,null,"LAsrGw2","Loadings","ASR to groundwater (Constituent 2)","lbs/day",null,"RUseNp","Consumer","$/HCF"]
[null,null,null,null,"LGw2","Loadings","Groundwater (Constituent 2)","lbs/day",null,"RfUseNp","Consumer","$/month"]
[null,null,null,null,"LGwExt2","Loadings","Groundwater to external (Constituent 2)","lbs/day",null,"CCNpdistU","Initial or capital cost for nonpotable distribution system(Npdist) capacity","$/MGD"]
[null,null,null,null,"LGwPt2","Loadings","Groundwater to private withdrawals (Constituent 2)","lbs/day",null,"COmNpdistU","O&M cost for Npdist","$/MG"]
[null,null,null,null,"LGwSw2","Loadings","Groundwater to surface water (Constituent 2)","lbs/day",null,"QNpDistMaxI","Existing capacity of Npdist","MGD"]
[null,null,null,null,"LGwWtp2","Loadings","Groundwater to water treatment plant (Constituent 2)","lbs/day",null,"TNpdistExist","Remaining lifetime of existing Npdist","years"]
[null,null,null,null,"LGwWwtp2","Loadings","Groundwater to wastewater treatment plant (Constituent 2)","lbs/day",null,"TNpdistNew","Lifet time of new Npdist system","years"]
[null,null,null,null,"LRe2","Loadings","Recharge (Constituent 2)","lbs/day",null,"ExNpDist","Flag for excluding new/additional nonpotable distribution system capacity","-"]
[null,null,null,null,"LRes2","Loadings","Reservoir (Constituent 2)","lbs/day",null,"CCAsrU","Initial or capital cost for additional ASR capacity","$/MGD"]
[null,null,null,null,"LResAsr2","Loadings","Reservoir to ASR (Constituent 2)","lbs/day",null,"COmAsrU","O&M cost for Asr","$/MG"]
[null,null,null,null,"LResPt2","Loadings","Reservoir to private withdrawals (Constituent 2)","lbs/day",null,"QAsrMaxI","Initial maximum capacity of Asr","MGD"]
[null,null,null,null,"LResWtp2","Loadings","Reservoir to water treatment plant (Constituent 2)","lbs/day",null,"TAsrExist","Remaining lifetime of existing Asr","years"]
[null,null,null,null,"LRu2","Loadings","Runoff (Constituent 2)","lbs/day",null,"TAsrNew","Lifetime of new construction for additional capacity for Asr","years"]
[null,null,null,null,"LRuAdd2","Loadings","Runoff loadings change from converted HRU land area (Constituent 2)","lbs/day",null,"ExAsr","Flag for excluding new/additional ASR capacity","-"]
[null,null,null,null,"LRuAdj2","Loadings","Runoff loadings from upland HRUs to a buffer area that does not have a loadings adjustment (Constituent 2)","lbs/day",null,"PSep","Percent of each water use on septic system recharging within","%"]
[null,null,null,null,"LRuAdjUp2","Loadings","Runoff loadings from upland HRUs to a buffer area that has a loadings adjustment (Constituent 2)","lbs/day",null,"PSepExt","Percent of each water use on septic system recharging outside","%"]
[null,null,null,null,"LSepGw2","Loadings","Septic systems to groundwater (Constituent 2)","lbs/day",null,"CIbtWU","Cost of purchasing potable water from another basin","$/MG"]
[null,null,null,null,"LStSSw2","Loadings","Storm sewer to surface water loadings (Constituent 2)","lbs/day",null,"CIbtWwU","Cost of purchasing wastewater from another basin","$/MG"]
[null,null,null,null,"LSwAsr2","Loadings","Surface water to ASR (Constituent 2)","lbs/day",null,"CCIbtWU","Initial cost of aquiring additional rights for IBT water","$/MGD"]
[null,null,null,null,"LSwExt2","Loadings","Surface water to external (Constituent 2)","lbs/day",null,"CCIbtWwU","Initial cost of aquiring additional rights for IBT wastewater","$/MGD",{"$f":"IF(ISNA(VLOOKUP(J946,$O$167:$P$269,2,FALSE))=TRUE,\"\",VLOOKUP(J946,$O$167:$P$269,2,FALSE))","v":""}]
[null,null,null,null,"LSw2","Loadings","Surface water (Constituent 2)","lbs/day",null,"QIbtWMaxDay","Maximum IBT per day for importing potable water","MGD",""]
[null,null,null,null,"LSwPt2","Loadings","Surface water to private withdrawals (Constituent 2)","lbs/day",null,"QIbtWMaxYear","Maximum IBT per year for exporting wastewater","MG/year",""]
[null,null,null,null,"LSwRes2","Loadings","Surface water to reservoir (Constituent 2)",null,null,"QIbtWwMaxDay","Maximum IBT per day for importing potable water","MGD",""]
[null,null,null,null,"LSwWtp2","Loadings","Surface water to water treatment plant (Constituent 2)",null,null,"QIbtWwMaxYear","Maximum IBT per year for exporting wastewater","MG/year",""]
[null,null,null,null,"LUseNp2","Loadings","Nonpotable water use (Constituent 2)",null,null,"QIbtWAddlMaxDay","Maximum additional IBT capacity per day for importing potable","MGD",{"$f":"IF(ISNA(VLOOKUP(J951,$O$167:$P$269,2,FALSE))=TRUE,\"\",VLOOKUP(J951,$O$167:$P$269,2,FALSE))","v":""}]
[null,null,null,null,"LUseNpIbtWw2","Loadings","Nonpotable water use to IBT wastewater (Constituent 2)",null,null,"QIbtWwAddlMaxDay","Maximum additional IBT capacity per day for exporting wastewa","MGD",{"$f":"IF(ISNA(VLOOKUP(J952,$O$167:$P$269,2,FALSE))=TRUE,\"\",VLOOKUP(J952,$O$167:$P$269,2,FALSE))","v":""}]
[null,null,null,null,"LUseNpSanS2","Loadings","Nonpotable water use to sanitary sewer loadings (Constituent 2)",null,null,"QIbtWMaxMonth","Monthly max IBT for importing potable water","MG/month",{"$f":"IF(ISNA(VLOOKUP(J953,$O$167:$P$269,2,FALSE))=TRUE,\"\",VLOOKUP(J953,$O$167:$P$269,2,FALSE))","v":""}]
[null,null,null,null,"LUseNpSep2","Loadings","Nonpotable water use to septic systems (Constituent 2)",null,null,"QIbtWwMaxMonth","Monthly max IBT for exporting wastewater","MG/month",{"$f":"IF(ISNA(VLOOKUP(J954,$O$167:$P$269,2,FALSE))=TRUE,\"\",VLOOKUP(J954,$O$167:$P$269,2,FALSE))","v":""}]
[null,null,null,null,"LUseNpSepExt2","Loadings","Nonpotable water use to external septic systems (Constituent 2)","lbs/day",null,"ObsFlow","Measured flow time series for calibration/validation","cfs"]
[null,null,null,null,"LUseNpSewer2","Loadings","Nonpotable water use to storm sewer loadings (Constituent 2)","lbs/day",null,"NCons","Number of constituents","-"]
[null,null,null,null,"LUseP2","Loadings","Potable water use (Constituent 2)","lbs/day",null,"Cons1","Name of constituent 1","-"]
[null,null,null,null,"LUsePIbtWw2","Loadings","Potable water use to IBT wastewater (Constituent 2)","lbs/day",null,"LRuT","Total monthly runoff loadings for the study area for each managed set","lbs/acre/month"]
[null,null,null,null,"LUsePSanS2","Loadings","Potable water use to sanitary sewer loadings (Constituent 2)","lbs/day",null,"LReT","Total monthly recharge loadings for the study area for each managed set","lbs/acre/month"]
[null,null,null,null,"LUsePSep2","Loadings","Potable water use to septic systems (Constituent 2)","lbs/day",null,"CStreamU","Cost per linear stream length of streambank stabilization","$/foot"]
[null,null,null,null,"LUsePSepExt2","Loadings","Potable water use to external septic systems (Constituent 2)","lbs/day",null,"StreamMax","Maximum linear stream length that can be stabilized","ft"]
[null,null,null,null,"LWrfAsr2","Loadings","WRF to ASR (Constituent 2)",null,null,"StreamTargetBody","Waterbody where streambank stabilization target adjustment is applied","-"]
[null,null,null,null,"LWrfSw2","Loadings","WRF to surface water (Constituent 2)",null,null,"StreamRemoval","Streambank stabilization constituent loading removal rate","lbs/ft/time step"]
[null,null,null,null,"LWrfUseNp2","Loadings","WRF to nonpotable water use (Constituent 2)",null,null,"COutfallU","Cost per outfall stabilized","$/outfall"]
[null,null,null,null,"LWtpGw2","Loadings","Water treatment plant to groundwater (Constituent 2)",null,null,"OutfallMax","Maximum number of outfalls that can be stabilized","outfalls"]
[null,null,null,null,"LWtpUseNp2","Loadings","Water treatment plant to nonpotable water use (Constituent 2)",null,null,"OutfallTargetBody","Waterbody where outfall stabilization target adjustment is applied","-"]
[null,null,null,null,"LWtpUseP2","Loadings","Water treatment plant to potable water use (Constituent 2)",null,null,"OutfallRemoval","Outfall stabilization constituent loading removal rate","lbs/outfall/time step"]
[null,null,null,null,"LWwtpSw2","Loadings","Wastewater treatment plant to surface water (Constituent 2)",null,null,"NDrSet","Number of direct reduction management sets","-"]
[null,null,null,null,"LWwtpWrf2","Loadings","Watewater treatment plant to WRF (Constituent 2)",null,null,"DrSetName,1","Direct reduction management set names","-"]
[null,null,null,null,"XGwF2","Concentration","Groundwater after decay (Constituent 2)",null,null,"DrArea","Application area of direct reduction management set","ac"]
[null,null,null,null,"XResF2","Concentration","Reservoir after decay (Constituent 2)",null,null,"CCDrSetU","Capital cost of direct reduction management set","$/ac"]
[null,null,null,null,"XSwF2","Concentration","Surface water after decay (Constituent 2)",null,null,"COmDrSetU","O&M cost of direct reduction management set","$/ac/yr"]
[null,null,null,null,"XUseNp2","Concentration","Nonpotable water (Constituent 2)",null,null,"DrRemovalRate","Direct reduction land use constituent loading removal rate","%"]
[null,null,null,null,"XUseP2","Concentration","Potable water (Constituent 2)",null,null,"NRipSet","Number of riparian buffer management sets","-"]
[null,null,null,null,"XUseP2","Concentration","Potable water (Constituent 2)",null,null,"NAdjEff","Number of load adjustment efficiencies","-"]
[null,null,null,null,null,null,null,null,null,"RipSetName,1","Riparian buffer management set names","-"]
[null,null,null,null,null,null,null,null,null,"AdjEff","Load adjustment efficiencies by riparian buffer set","%"]
[null,null,null,null,null,null,null,null,null,"ARip","Area change of riparian buffer land management","ac"]
[null,null,null,null,null,null,null,null,null,"CCRipU","Capital cost of riparian buffer conversion","$/ac"]
[null,null,null,null,null,null,null,null,null,"COmRipU","O&M cost for riparian buffer conversion","$/ac/yr"]
[null,null,null,null,null,null,null,null,null,"ARipUp","Areas upgradient to the riparian buffer","ac"]
[null,null,null,null,null,null,null,null,null,"LWuserUseP","Potable water user average daily wastewater loadings","lbs"]
[null,null,null,null,null,null,null,null,null,"LWuserUseNp","Nonpotable water user average daily wastewater loadings","lbs"]
[null,null,null,null,null,null,null,null,null,"ExResArea","Decision if modeling 1st order removal in proportion to surfa","-"]
[null,null,null,null,null,null,null,null,null,"ResArea","Reservoir area","ac"]
[null,null,null,null,null,null,null,null,null,"XResI","Initial constituent concentration of reservoir","mg/L"]
[null,null,null,null,null,null,null,null,null,"ResRem0","0th order reservoir removal rates","mg/L/time step"]
[null,null,null,null,null,null,null,null,null,"ResRem1","1st order reservoir removal rates","1/timestep"]
[null,null,null,null,null,null,null,null,null,"XResTarget","Reservoir allowable target concentrations","mg/L"]
[null,null,null,null,null,null,null,null,null,"XSwTarget","Surface water target concentrations","mg/L"]
[null,null,null,null,null,null,null,null,null,"LResTarget","Reservoir target loading","mg/L"]
[null,null,null,null,null,null,null,null,null,"LSwTarget","Surface water target loading","mg/L"]
[null,null,null,null,null,null,null,null,null,"LPtSw","Private/other surface water discharge loadings","lbs/time step"]
[null,null,null,null,null,null,null,null,null,"LPtRes","Private/other reservoir discharge loadings","lbs/time step"]
[null,null,null,null,null,null,null,null,null,"XGwI","Initial constituent concentration of Gw","mg/L"]
[null,null,null,null,null,null,null,null,null,"GwRem0","0th order removal rates","mg/L/time step"]
[null,null,null,null,null,null,null,null,null,"GwRem1","1st order removal rates","1/timestep"]
[null,null,null,null,null,null,null,null,null,"LPtGw","Private Gw loadings","lbs/time step"]
[null,null,null,null,null,null,null,null,null,"LExtGw","External Gw loadings","lbs/time step"]
[null,null,null,null,null,null,null,null,null,"ExUWtp","Flag for excluding new upgraded WTP capacity","-"]
[null,null,null,null,null,null,null,null,null,"ExUWwtp","Flag for excluding upgraded WWTP capacity","-"]
[null,null,null,null,null,null,null,null,null,"ExAsrTr","Flag for excluding new/additional ASR treatment capacity","-"]
[null,null,null,null,null,null,null,null,null,"ExESep","Flag for excluding new enhanced septic treatment capacity","-"]
[null,null,null,null,null,null,null,null,null,"XWtpAvEff","WTP average constituent effluent concentration","mg/L"]
[null,null,null,null,null,null,null,null,null,"XWtpMaxIn","WTP maximum constituent influent concentration","mg/L"]
[null,null,null,null,null,null,null,null,null,"XUWtpAvEff","Upgraded WTP average constituent effluent concentration","mg/L"]
[null,null,null,null,null,null,null,null,null,"XWwtpAvEff","WWTP average constituent effluent concentration","mg/L"]
[null,null,null,null,null,null,null,null,null,"XWwtpMaxIn","WWTP maximum constituent influent concentration","mg/L"]
[null,null,null,null,null,null,null,null,null,"XUWwtpAvEff","Upgraded WWTP average constituent effluent concentration","mg/L"]
[null,null,null,null,null,null,null,null,null,"XWrfAvEff","WRF average constituent effluent concentration","mg/L"]
[null,null,null,null,null,null,null,null,null,"XAsrAvEff","ASR average constituent effluent concentration","mg/L"]
[null,null,null,null,null,null,null,null,null,"CCUWtpU","Initial or capital cost for additional tertiary water treatment plant capacity","$/MGD"]
[null,null,null,null,null,null,null,null,null,"TUWtpNew","Lifetime of new construction for additional capacity for tertiary WTP","years"]
[null,null,null,null,null,null,null,null,null,"CCUWwtpU","Initial or capital cost for additional tertiary wastewater treatment plant capacity","$/MGD"]
[null,null,null,null,null,null,null,null,null,"TUWwtpNew","Lifetime of new construction for additional capacity for upgraded WWTP","years"]
[null,null,null,null,null,null,null,null,null,"CCESepU","Initial or capital cost for enahanced septic treatment","$/MGD"]
[null,null,null,null,null,null,null,null,null,"TESepNew","Lifetime of new construction for enhanced septic treatment","years"]
[null,null,null,null,null,null,null,null,null,"XSepAvEff","Septic average constituent effluent concentration","mg/L"]
[null,null,null,null,null,null,null,null,null,"XESepAvEff","Enhanced septic average constituent effluent concentration","mg/L"]
[null,null,null,null,null,null,null,null,null,"XIbtWUse","Average constituent concentration for interbasin transfer int","mg/L"]
[null,null,null,null,null,null,null,null,null,"ObsConc","Measured concentration time series for WQ calibration/validat","mg/L"]

{"sheet":"Loaded Scenarios","index":3,"n_rows":7,"n_cols":13,"rows_kept":7,"cut":false,"hidden":false,"merged":[]}
["Loaded Files: ","Data Name: ","Scenario Name (edit here):","StudyAreaName:","ScenarioName:","RunStartTime:","StartDate:","EndDate:","ModelMode:","Avg Annual Precip","Avg Temperature","Precipitation Change","Temperature Change"]
["C:\\WMOST\\Wading_Threemile\\OptBMPs\\Wading3mile_optbmpsTN2002_SpecsResults.csv","Wading3mile_optbmpsTN2002","OptBMPs_Baseline","Wading3mile","TN2002optbmps","2018-07-27T12:45:00","2002-01-01","2002-12-31","Hydrology & Loadings",42.05,52.697000000000003]
["C:\\WMOST\\Wading_Threemile\\OptBMPs\\Wading3Mile_optbmps3.7m2.2_SpecsResults.csv","Wading3_3","OptBMPs_GCM-3.7","Wading3Mile","bmps3.7m2.2","2018-07-27T12:52:00","2002-01-01","2002-12-31","Hydrology & Loadings",41.182000000000002,56.396999999999998,{"$f":"IF(ISNUMBER(J2),J3-J2)","v":-0.867999999999995},{"$f":"IF(ISNUMBER(K2),K3 - K2)","v":3.6999999999999957}]
["C:\\WMOST\\Wading_Threemile\\OptBMPs\\Wading3Mile_optbmps4.410.1_SpecsResults.csv","Wading3_4","OptBMPs_GCM-4.4","Wading3Mile","optbmps4.410.1","2018-07-30T17:42:00","2002-01-01","2002-12-31","Hydrology & Loadings",46.258000000000003,57.097000000000001,{"$f":"IF(ISNUMBER(J2),J4-J2)","v":4.2080000000000055},{"$f":"IF(ISNUMBER(K2),K4 - K2)","v":4.3999999999999986}]
["C:\\WMOST\\Wading_Threemile\\OptBMPs\\Wading3Mile_optbmps5.0m1.7_SpecsResults.csv","Wading3_5","OptBMPs_GCM-5.0","Wading3Mile","optbmps5.0m1.7","2018-07-27T14:08:00","2002-01-01","2002-12-31","Hydrology & Loadings",41.347999999999999,57.697000000000003,{"$f":"IF(ISNUMBER(J2),J5-J2)","v":-0.70199999999999818},{"$f":"IF(ISNUMBER(K2),K5 - K2)","v":5}]
["C:\\WMOST\\Wading_Threemile\\OptBMPs\\Wading3Mile_optbmps6.219.4_SpecsResults.csv","Wading3_6","OptBMPs_GCM-6.2","Wading3Mile","optbmps6.219.4","2018-07-27T14:15:00","2002-01-01","2002-12-31","Hydrology & Loadings",50.286999999999999,58.896999999999998,{"$f":"IF(ISNUMBER(J2),J6-J2)","v":8.2370000000000019},{"$f":"IF(ISNUMBER(K2),K6 - K2)","v":6.1999999999999957}]
["L:\\Priv\\NDETENBE\\RAREFY13\\Contract\\Deliverables\\ScenCompare_073118\\SpecsResults_Final\\Wading3Mile_optbmps3.3.9.5_SpecsResults.csv","Wading3_7","optbmps3.39.5","Wading3Mile","optbmps3.3.9.5","2018-08-02T20:29:00","2002-01-01","2002-12-31","Hydrology & Loadings",50.32,55.997,{"$f":"IF(ISNUMBER(J2),J7-J2)","v":8.2700000000000031},{"$f":"IF(ISNUMBER(K2),K7 - K2)","v":3.2999999999999972}]

{"sheet":"Model Results","index":4,"n_rows":39498,"n_cols":25,"rows_kept":2250,"cut":true,"hidden":false,"merged":[],"bounds":{"rows_first":1000,"rows_last":250,"rows_between":1000,"halvings":1}}
["Wading3mile_optbmpsTN2002","Wading3mile_optbmpsTN2002","Wading3mile_optbmpsTN2002","Wading3mile_optbmpsTN2002","Wading3_3","Wading3_3","Wading3_3","Wading3_3","Wading3_4","Wading3_4","Wading3_4","Wading3_4","Wading3_5","Wading3_5","Wading3_5","Wading3_5","Wading3_6","Wading3_6","Wading3_6","Wading3_6","Wading3_7","Wading3_7","Wading3_7","Wading3_7","Data Difference"]
["Variable","Identifier","Value","Units","Variable","Identifier","Value","Units","Variable","Identifier","Value","Units","Variable","Identifier","Value","Units","Variable","Identifier","Value","Units","Variable","Identifier","Value","Units"]
["objective","None",6430.9395000000004,"$/yr","objective","None",6414.6306999999997,"$/yr","objective","None",6414.6306999999997,"$/yr","objective","None",6414.6306999999997,"$/yr","objective","None",6414.6306999999997,"$/yr","objective","None",6414.6306999999997,"$/yr",{"$f":"IF(ISNUMBER(C3),IF(AVERAGE(C3,G3,K3,O3,S3,W3)<>MAX(C3,G3,K3,O3,S3,W3),1,0),\"\")","v":1}]
["DALu11","None",13646.967860000001,"ac","DALu11","None",13646.967860000001,"ac","DALu11","None",13646.967860000001,"ac","DALu11","None",13646.967860000001,"ac","DALu11","None",13646.967860000001,"ac","DALu11","None",13646.967860000001,"ac",{"$f":"IF(ISNUMBER(C4),IF(AVERAGE(C4,G4,K4,O4,S4,W4)<>MAX(C4,G4,K4,O4,S4,W4),1,0),\"\")","v":0}]
["DALu21","None",2296.3647839999999,"ac","DALu21","None",2296.3647839999999,"ac","DALu21","None",2296.3647839999999,"ac","DALu21","None",2296.3647839999999,"ac","DALu21","None",2296.3647839999999,"ac","DALu21","None",2296.3647839999999,"ac",0]
["DALu31","None",5948.6782970000004,"ac","DALu31","None",5948.6782970000004,"ac","DALu31","None",5948.6782970000004,"ac","DALu31","None",5948.6782970000004,"ac","DALu31","None",5948.6782970000004,"ac","DALu31","None",5948.6782970000004,"ac",0]
["DALu41","None",973.2212657,"ac","DALu41","None",973.2212657,"ac","DALu41","None",973.2212657,"ac","DALu41","None",973.2212657,"ac","DALu41","None",973.2212657,"ac","DALu41","None",973.2212657,"ac",0]
["DALu51","None",2536.9363330000001,"ac","DALu51","None",2536.9363330000001,"ac","DALu51","None",2536.9363330000001,"ac","DALu51","None",2536.9363330000001,"ac","DALu51","None",2536.9363330000001,"ac","DALu51","None",2536.9363330000001,"ac",0]
["DALu61","None",634.23408310000002,"ac","DALu61","None",634.23408310000002,"ac","DALu61","None",634.23408310000002,"ac","DALu61","None",634.23408310000002,"ac","DALu61","None",634.23408310000002,"ac","DALu61","None",634.23408310000002,"ac",0]
["DALu71","None",12553.46081,"ac","DALu71","None",12553.46081,"ac","DALu71","None",12553.46081,"ac","DALu71","None",12553.46081,"ac","DALu71","None",12553.46081,"ac","DALu71","None",12553.46081,"ac",0]
["DALu81","None",1082.57197,"ac","DALu81","None",1082.57197,"ac","DALu81","None",1082.57197,"ac","DALu81","None",1082.57197,"ac","DALu81","None",1082.57197,"ac","DALu81","None",1082.57197,"ac",0]
["DALu91","None",2821.2481619999999,"ac","DALu91","None",2821.2481619999999,"ac","DALu91","None",2821.2481619999999,"ac","DALu91","None",2821.2481619999999,"ac","DALu91","None",2821.2481619999999,"ac","DALu91","None",2821.2481619999999,"ac",0]
["DALu101","None",448.3378864,"ac","DALu101","None",448.3378864,"ac","DALu101","None",448.3378864,"ac","DALu101","None",448.3378864,"ac","DALu101","None",448.3378864,"ac","DALu101","None",448.3378864,"ac",0]
["DALu111","None",1104.44211,"ac","DALu111","None",1104.44211,"ac","DALu111","None",1104.44211,"ac","DALu111","None",1104.44211,"ac","DALu111","None",1104.44211,"ac","DALu111","None",1104.44211,"ac",0]
["DALu121","None",240.57154879999999,"ac","DALu121","None",240.57154879999999,"ac","DALu121","None",240.57154879999999,"ac","DALu121","None",240.57154879999999,"ac","DALu121","None",240.57154879999999,"ac","DALu121","None",240.57154879999999,"ac",0]
["DALu131","None",98.415633589999999,"ac","DALu131","None",98.415633589999999,"ac","DALu131","None",98.415633589999999,"ac","DALu131","None",98.415633589999999,"ac","DALu131","None",98.415633589999999,"ac","DALu131","None",98.415633589999999,"ac",0]
["DALu141","None",6473.5616769999997,"ac","DALu141","None",6473.5616769999997,"ac","DALu141","None",6473.5616769999997,"ac","DALu141","None",6473.5616769999997,"ac","DALu141","None",6473.5616769999997,"ac","DALu141","None",6473.5616769999997,"ac",0]
["DALu151","None",2132.3387280000002,"ac","DALu151","None",2132.3387280000002,"ac","DALu151","None",2132.3387280000002,"ac","DALu151","None",2132.3387280000002,"ac","DALu151","None",2132.3387280000002,"ac","DALu151","None",2132.3387280000002,"ac",0]
["DALu161","None",1330.4752900000001,"ac","DALu161","None",1330.4752900000001,"ac","DALu161","None",1330.4752900000001,"ac","DALu161","None",1330.4752900000001,"ac","DALu161","None",1330.4752900000001,"ac","DALu161","None",1330.4752900000001,"ac",0]
["DALu12","None",0,"ac","DALu12","None",0,"ac","DALu12","None",0,"ac","DALu12","None",0,"ac","DALu12","None",0,"ac","DALu12","None",0,"ac",0]
["DALu22","None",0,"ac","DALu22","None",0,"ac","DALu22","None",0,"ac","DALu22","None",0,"ac","DALu22","None",0,"ac","DALu22","None",0,"ac",0]
["DALu32","None",0,"ac","DALu32","None",0,"ac","DALu32","None",0,"ac","DALu32","None",0,"ac","DALu32","None",0,"ac","DALu32","None",0,"ac",0]
["DALu42","None",0,"ac","DALu42","None",0,"ac","DALu42","None",0,"ac","DALu42","None",0,"ac","DALu42","None",0,"ac","DALu42","None",0,"ac",0]
["DALu52","None",0,"ac","DALu52","None",0,"ac","DALu52","None",0,"ac","DALu52","None",0,"ac","DALu52","None",0,"ac","DALu52","None",0,"ac",0]
["DALu62","None",0,"ac","DALu62","None",0,"ac","DALu62","None",0,"ac","DALu62","None",0,"ac","DALu62","None",0,"ac","DALu62","None",0,"ac",0]
["DALu72","None",0,"ac","DALu72","None",0,"ac","DALu72","None",0,"ac","DALu72","None",0,"ac","DALu72","None",0,"ac","DALu72","None",0,"ac",0]
["DALu82","None",0,"ac","DALu82","None",0,"ac","DALu82","None",0,"ac","DALu82","None",0,"ac","DALu82","None",0,"ac","DALu82","None",0,"ac",0]
["DALu92","None",0,"ac","DALu92","None",0,"ac","DALu92","None",0,"ac","DALu92","None",0,"ac","DALu92","None",0,"ac","DALu92","None",0,"ac",0]
["DALu102","None",0,"ac","DALu102","None",0,"ac","DALu102","None",0,"ac","DALu102","None",0,"ac","DALu102","None",0,"ac","DALu102","None",0,"ac",0]
["DALu112","None",1088.000002,"ac","DALu112","None",1088.000002,"ac","DALu112","None",1088.000002,"ac","DALu112","None",1088.000002,"ac","DALu112","None",1088.000002,"ac","DALu112","None",1088.000002,"ac",0]
["DALu122","None",0,"ac","DALu122","None",0,"ac","DALu122","None",0,"ac","DALu122","None",0,"ac","DALu122","None",0,"ac","DALu122","None",0,"ac",0]
["DALu132","None",0,"ac","DALu132","None",0,"ac","DALu132","None",0,"ac","DALu132","None",0,"ac","DALu132","None",0,"ac","DALu132","None",0,"ac",0]
["DALu142","None",0,"ac","DALu142","None",0,"ac","DALu142","None",0,"ac","DALu142","None",0,"ac","DALu142","None",0,"ac","DALu142","None",0,"ac",0]
["DALu152","None",0,"ac","DALu152","None",0,"ac","DALu152","None",0,"ac","DALu152","None",0,"ac","DALu152","None",0,"ac","DALu152","None",0,"ac",0]
["DALu162","None",0,"ac","DALu162","None",0,"ac","DALu162","None",0,"ac","DALu162","None",0,"ac","DALu162","None",0,"ac","DALu162","None",0,"ac",0]
["DQSwExt",1,131.31898899999999,"MGD","DQSwExt",1,131.49607940000001,"MGD","DQSwExt",1,133.04859289999999,"MGD","DQSwExt",1,131.4264508,"MGD","DQSwExt",1,131.23591450000001,"MGD","DQSwExt",1,137.04553749999999,"MGD",1]
["DQSwExt",2,98.803452539999995,"MGD","DQSwExt",2,98.389066799999995,"MGD","DQSwExt",2,96.81414959,"MGD","DQSwExt",2,98.302899580000002,"MGD","DQSwExt",2,98.599207870000001,"MGD","DQSwExt",2,103.12831920000001,"MGD",1]
["DQSwExt",3,105.5400209,"MGD","DQSwExt",3,105.0767249,"MGD","DQSwExt",3,107.1559577,"MGD","DQSwExt",3,105.14348750000001,"MGD","DQSwExt",3,104.9880047,"MGD","DQSwExt",3,100.8316942,"MGD",1]
["DQSwExt",4,99.592540060000005,"MGD","DQSwExt",4,99.028150370000006,"MGD","DQSwExt",4,99.437030849999999,"MGD","DQSwExt",4,98.881518900000003,"MGD","DQSwExt",4,98.796958459999999,"MGD","DQSwExt",4,97.009916669999996,"MGD",1]
["DQSwExt",5,93.385629940000001,"MGD","DQSwExt",5,92.725561150000004,"MGD","DQSwExt",5,94.876180239999997,"MGD","DQSwExt",5,92.403045460000001,"MGD","DQSwExt",5,92.414775359999993,"MGD","DQSwExt",5,91.299888289999998,"MGD",1]
["DQSwExt",6,91.984066400000003,"MGD","DQSwExt",6,91.19743862,"MGD","DQSwExt",6,94.174646609999996,"MGD","DQSwExt",6,90.544506990000002,"MGD","DQSwExt",6,91.123152039999994,"MGD","DQSwExt",6,90.833796489999997,"MGD",1]
["DQSwExt",7,120.89432360000001,"MGD","DQSwExt",7,118.6902059,"MGD","DQSwExt",7,121.3381899,"MGD","DQSwExt",7,119.33567170000001,"MGD","DQSwExt",7,130.40537860000001,"MGD","DQSwExt",7,130.90509489999999,"MGD",1]
["DQSwExt",8,96.356814830000005,"MGD","DQSwExt",8,94.452800010000004,"MGD","DQSwExt",8,100.7150247,"MGD","DQSwExt",8,93.744976390000005,"MGD","DQSwExt",8,103.3071679,"MGD","DQSwExt",8,104.07653999999999,"MGD",1]
["DQSwExt",9,97.955778859999995,"MGD","DQSwExt",9,95.539689129999999,"MGD","DQSwExt",9,101.53563200000001,"MGD","DQSwExt",9,95.267813610000005,"MGD","DQSwExt",9,106.2519214,"MGD","DQSwExt",9,107.36402959999999,"MGD",1]
["DQSwExt",10,99.577250100000001,"MGD","DQSwExt",10,96.949132050000003,"MGD","DQSwExt",10,103.22612460000001,"MGD","DQSwExt",10,96.775354030000003,"MGD","DQSwExt",10,108.0024251,"MGD","DQSwExt",10,109.0855459,"MGD",1]
["DQSwExt",11,116.13023920000001,"MGD","DQSwExt",11,112.8714645,"MGD","DQSwExt",11,121.8209729,"MGD","DQSwExt",11,112.64122810000001,"MGD","DQSwExt",11,129.19772839999999,"MGD","DQSwExt",11,128.95612,"MGD",1]
["DQSwExt",12,100.37292789999999,"MGD","DQSwExt",12,97.523727050000005,"MGD","DQSwExt",12,104.125675,"MGD","DQSwExt",12,97.36539252,"MGD","DQSwExt",12,109.7414721,"MGD","DQSwExt",12,86.493069329999997,"MGD",1]
["DQSwExt",13,167.22965210000001,"MGD","DQSwExt",13,162.13661160000001,"MGD","DQSwExt",13,180.18724760000001,"MGD","DQSwExt",13,162.22270019999999,"MGD","DQSwExt",13,193.94688859999999,"MGD","DQSwExt",13,263.9023024,"MGD",1]
["DQSwExt",14,157.45336259999999,"MGD","DQSwExt",14,152.0669493,"MGD","DQSwExt",14,171.68843509999999,"MGD","DQSwExt",14,152.36859219999999,"MGD","DQSwExt",14,187.6668023,"MGD","DQSwExt",14,180.6616234,"MGD",1]
["DQSwExt",15,184.86899349999999,"MGD","DQSwExt",15,179.15067339999999,"MGD","DQSwExt",15,197.57783309999999,"MGD","DQSwExt",15,179.52136469999999,"MGD","DQSwExt",15,217.61387360000001,"MGD","DQSwExt",15,220.4041575,"MGD",1]
["DQSwExt",16,174.4601868,"MGD","DQSwExt",16,169.23462689999999,"MGD","DQSwExt",16,188.99583329999999,"MGD","DQSwExt",16,169.50452139999999,"MGD","DQSwExt",16,203.69446780000001,"MGD","DQSwExt",16,205.59263569999999,"MGD",1]
["DQSwExt",17,172.3214869,"MGD","DQSwExt",17,167.19064760000001,"MGD","DQSwExt",17,186.29725139999999,"MGD","DQSwExt",17,167.4188504,"MGD","DQSwExt",17,199.9262071,"MGD","DQSwExt",17,167.48880159999999,"MGD",1]
["DQSwExt",18,164.44888510000001,"MGD","DQSwExt",18,159.627689,"MGD","DQSwExt",18,177.0516868,"MGD","DQSwExt",18,159.81987939999999,"MGD","DQSwExt",18,189.60202949999999,"MGD","DQSwExt",18,189.2068519,"MGD",1]
["DQSwExt",19,163.52938159999999,"MGD","DQSwExt",19,158.68263680000001,"MGD","DQSwExt",19,175.97392199999999,"MGD","DQSwExt",19,158.7988019,"MGD","DQSwExt",19,188.12568049999999,"MGD","DQSwExt",19,189.2274396,"MGD",1]
["DQSwExt",20,158.4555799,"MGD","DQSwExt",20,153.7852,"MGD","DQSwExt",20,169.99557490000001,"MGD","DQSwExt",20,153.79026630000001,"MGD","DQSwExt",20,181.68811930000001,"MGD","DQSwExt",20,182.8944721,"MGD",1]
["DQSwExt",21,169.3114018,"MGD","DQSwExt",21,164.06960050000001,"MGD","DQSwExt",21,182.60648860000001,"MGD","DQSwExt",21,164.30447570000001,"MGD","DQSwExt",21,196.7426049,"MGD","DQSwExt",21,198.22699349999999,"MGD",1]
["DQSwExt",22,148.4009044,"MGD","DQSwExt",22,143.63308950000001,"MGD","DQSwExt",22,160.46048200000001,"MGD","DQSwExt",22,143.6517236,"MGD","DQSwExt",22,172.3820231,"MGD","DQSwExt",22,173.77863199999999,"MGD",1]
["DQSwExt",23,151.60592489999999,"MGD","DQSwExt",23,146.52913770000001,"MGD","DQSwExt",23,164.06594419999999,"MGD","DQSwExt",23,146.6540435,"MGD","DQSwExt",23,176.89403469999999,"MGD","DQSwExt",23,178.40955510000001,"MGD",1]
["DQSwExt",24,149.04027880000001,"MGD","DQSwExt",24,144.09711290000001,"MGD","DQSwExt",24,160.87471540000001,"MGD","DQSwExt",24,144.1931305,"MGD","DQSwExt",24,173.1082711,"MGD","DQSwExt",24,174.65231489999999,"MGD",1]
["DQSwExt",25,140.0163435,"MGD","DQSwExt",25,135.41691259999999,"MGD","DQSwExt",25,150.51765380000001,"MGD","DQSwExt",25,135.42089799999999,"MGD","DQSwExt",25,161.6664202,"MGD","DQSwExt",25,163.1502954,"MGD",1]
["DQSwExt",26,132.38665750000001,"MGD","DQSwExt",26,127.9301621,"MGD","DQSwExt",26,142.00325140000001,"MGD","DQSwExt",26,127.8959392,"MGD","DQSwExt",26,152.16979069999999,"MGD","DQSwExt",26,153.7030709,"MGD",1]
["DQSwExt",27,123.9714441,"MGD","DQSwExt",27,119.63818929999999,"MGD","DQSwExt",27,134.71008409999999,"MGD","DQSwExt",27,119.51654910000001,"MGD","DQSwExt",27,141.8184028,"MGD","DQSwExt",27,143.42064329999999,"MGD",1]
["DQSwExt",28,115.5714581,"MGD","DQSwExt",28,111.3469367,"MGD","DQSwExt",28,125.31224330000001,"MGD","DQSwExt",28,111.1977601,"MGD","DQSwExt",28,131.5756379,"MGD","DQSwExt",28,133.21559339999999,"MGD",1]
["DQSwExt",29,108.4322648,"MGD","DQSwExt",29,104.27066360000001,"MGD","DQSwExt",29,113.5700851,"MGD","DQSwExt",29,103.93865479999999,"MGD","DQSwExt",29,122.9413163,"MGD","DQSwExt",29,124.5948023,"MGD",1]
["DQSwExt",30,105.4186454,"MGD","DQSwExt",30,101.2452019,"MGD","DQSwExt",30,113.0914526,"MGD","DQSwExt",30,100.98491420000001,"MGD","DQSwExt",30,119.476389,"MGD","DQSwExt",30,121.2186442,"MGD",1]
["DQSwExt",31,103.4635091,"MGD","DQSwExt",31,99.379500519999993,"MGD","DQSwExt",31,108.6505576,"MGD","DQSwExt",31,98.861312589999997,"MGD","DQSwExt",31,117.433706,"MGD","DQSwExt",31,119.23252650000001,"MGD",1]
["DQSwExt",32,104.8421906,"MGD","DQSwExt",32,100.6662279,"MGD","DQSwExt",32,109.6590147,"MGD","DQSwExt",32,100.7886608,"MGD","DQSwExt",32,120.08563940000001,"MGD","DQSwExt",32,121.8569025,"MGD",1]
["DQSwExt",33,90.940987019999994,"MGD","DQSwExt",33,87.108951779999998,"MGD","DQSwExt",33,98.582711149999994,"MGD","DQSwExt",33,86.483436139999995,"MGD","DQSwExt",33,103.9677815,"MGD","DQSwExt",33,105.6018033,"MGD",{"$f":"IF(ISNUMBER(C68),IF(AVERAGE(C68,G68,K68,O68,S68,W68)<>MAX(C68,G68,K68,O68,S68,W68),1,0),\"\")","v":1}]
["DQSwExt",34,91.898241870000007,"MGD","DQSwExt",34,87.623097240000007,"MGD","DQSwExt",34,99.924921859999998,"MGD","DQSwExt",34,87.39881269,"MGD","DQSwExt",34,106.37248719999999,"MGD","DQSwExt",34,108.28627210000001,"MGD",1]
["DQSwExt",35,90.655921530000001,"MGD","DQSwExt",35,86.290850649999996,"MGD","DQSwExt",35,98.311366770000006,"MGD","DQSwExt",35,86.003273030000003,"MGD","DQSwExt",35,104.6035512,"MGD","DQSwExt",35,106.5667565,"MGD",1]
["DQSwExt",36,87.375609929999996,"MGD","DQSwExt",36,82.9967173,"MGD","DQSwExt",36,93.879331500000006,"MGD","DQSwExt",36,82.633115090000004,"MGD","DQSwExt",36,100.09219849999999,"MGD","DQSwExt",36,102.1794249,"MGD",1]
["DQSwExt",37,83.632741569999993,"MGD","DQSwExt",37,79.240212940000006,"MGD","DQSwExt",37,88.800422780000005,"MGD","DQSwExt",37,78.745709199999993,"MGD","DQSwExt",37,95.016752980000007,"MGD","DQSwExt",37,97.209157129999994,"MGD",1]
["DQSwExt",38,79.928506400000003,"MGD","DQSwExt",38,75.536926510000001,"MGD","DQSwExt",38,85.922923890000007,"MGD","DQSwExt",38,75.020121079999996,"MGD","DQSwExt",38,90.106595299999995,"MGD","DQSwExt",38,92.517382510000004,"MGD",1]
["DQSwExt",39,75.034398440000004,"MGD","DQSwExt",39,70.84670586,"MGD","DQSwExt",39,78.025521900000001,"MGD","DQSwExt",39,70.271572710000001,"MGD","DQSwExt",39,83.934946289999999,"MGD","DQSwExt",39,86.795816650000006,"MGD",1]
["DQSwExt",40,71.402917439999996,"MGD","DQSwExt",40,67.20392545,"MGD","DQSwExt",40,74.177412559999993,"MGD","DQSwExt",40,66.583423769999996,"MGD","DQSwExt",40,79.197076600000003,"MGD","DQSwExt",40,85.613324860000006,"MGD",1]
["DQSwExt",41,72.589217430000005,"MGD","DQSwExt",41,68.273226489999999,"MGD","DQSwExt",41,72.897315879999994,"MGD","DQSwExt",41,67.439854949999997,"MGD","DQSwExt",41,79.947998620000007,"MGD","DQSwExt",41,109.4338147,"MGD",1]
["DQSwExt",42,105.6958094,"MGD","DQSwExt",42,100.11022749999999,"MGD","DQSwExt",42,108.8105783,"MGD","DQSwExt",42,99.874082049999998,"MGD","DQSwExt",42,123.3060495,"MGD","DQSwExt",42,96.85104973,"MGD",1]
["DQSwExt",43,88.426662809999996,"MGD","DQSwExt",43,82.947410059999996,"MGD","DQSwExt",43,98.339138410000004,"MGD","DQSwExt",43,82.147365690000001,"MGD","DQSwExt",43,105.22251610000001,"MGD","DQSwExt",43,105.0953457,"MGD",1]
["DQSwExt",44,92.11461362,"MGD","DQSwExt",44,86.276060340000001,"MGD","DQSwExt",44,101.58497300000001,"MGD","DQSwExt",44,85.668886189999995,"MGD","DQSwExt",44,109.01653210000001,"MGD","DQSwExt",44,111.2773571,"MGD",1]
["DQSwExt",45,91.969813160000001,"MGD","DQSwExt",45,86.178852629999994,"MGD","DQSwExt",45,100.1609024,"MGD","DQSwExt",45,85.557214380000005,"MGD","DQSwExt",45,107.2544017,"MGD","DQSwExt",45,109.776667,"MGD",1]
["DQSwExt",46,89.611672499999997,"MGD","DQSwExt",46,83.917220209999996,"MGD","DQSwExt",46,96.175169179999997,"MGD","DQSwExt",46,83.300131100000002,"MGD","DQSwExt",46,103.06640659999999,"MGD","DQSwExt",46,105.6751412,"MGD",1]
["DQSwExt",47,86.131128680000003,"MGD","DQSwExt",47,80.542572930000006,"MGD","DQSwExt",47,90.767263549999996,"MGD","DQSwExt",47,79.542282630000003,"MGD","DQSwExt",47,98.042940229999999,"MGD","DQSwExt",47,100.7067572,"MGD",1]
["DQSwExt",48,85.371435669999997,"MGD","DQSwExt",48,79.759572039999995,"MGD","DQSwExt",48,91.537372120000001,"MGD","DQSwExt",48,79.189602780000001,"MGD","DQSwExt",48,96.706626470000003,"MGD","DQSwExt",48,99.534094479999993,"MGD",1]
["DQSwExt",49,80.106784970000007,"MGD","DQSwExt",49,74.835155580000006,"MGD","DQSwExt",49,85.760126330000006,"MGD","DQSwExt",49,73.908691989999994,"MGD","DQSwExt",49,90.129013409999999,"MGD","DQSwExt",49,92.885286359999995,"MGD",1]
["DQSwExt",50,74.638373740000006,"MGD","DQSwExt",50,69.502599500000002,"MGD","DQSwExt",50,76.22072292,"MGD","DQSwExt",50,68.570732770000006,"MGD","DQSwExt",50,83.202905670000007,"MGD","DQSwExt",50,85.90795439,"MGD",1]
["DQSwExt",51,73.966057190000001,"MGD","DQSwExt",51,68.771755529999993,"MGD","DQSwExt",51,76.038443860000001,"MGD","DQSwExt",51,67.489453639999994,"MGD","DQSwExt",51,81.836331349999995,"MGD","DQSwExt",51,84.609650180000003,"MGD",1]
["DQSwExt",52,94.564173019999998,"MGD","DQSwExt",52,87.876272490000005,"MGD","DQSwExt",52,101.7913666,"MGD","DQSwExt",52,87.934148710000002,"MGD","DQSwExt",52,108.90777370000001,"MGD","DQSwExt",52,112.3381735,"MGD",1]
["DQSwExt",53,79.761550479999997,"MGD","DQSwExt",53,73.991425550000002,"MGD","DQSwExt",53,84.491219209999997,"MGD","DQSwExt",53,72.660065329999995,"MGD","DQSwExt",53,91.937530409999994,"MGD","DQSwExt",53,95.060390530000006,"MGD",1]
["DQSwExt",54,80.430342420000002,"MGD","DQSwExt",54,74.316246140000004,"MGD","DQSwExt",54,85.755014650000007,"MGD","DQSwExt",54,73.331980000000001,"MGD","DQSwExt",54,92.933140420000001,"MGD","DQSwExt",54,96.223845209999993,"MGD",1]
["DQSwExt",55,79.160731260000006,"MGD","DQSwExt",55,72.999797860000001,"MGD","DQSwExt",55,84.102456149999995,"MGD","DQSwExt",55,72.062756350000001,"MGD","DQSwExt",55,90.591581899999994,"MGD","DQSwExt",55,93.906496599999997,"MGD",1]
["DQSwExt",56,76.658789229999996,"MGD","DQSwExt",56,70.604790410000007,"MGD","DQSwExt",56,80.813677170000005,"MGD","DQSwExt",56,69.589549590000004,"MGD","DQSwExt",56,86.623165560000004,"MGD","DQSwExt",56,89.990105959999994,"MGD",1]
["DQSwExt",57,75.818781079999994,"MGD","DQSwExt",57,69.821315679999998,"MGD","DQSwExt",57,79.054698639999998,"MGD","DQSwExt",57,68.722719620000007,"MGD","DQSwExt",57,84.810164959999994,"MGD","DQSwExt",57,88.093222549999993,"MGD",1]
["DQSwExt",58,92.923884569999998,"MGD","DQSwExt",58,85.641516490000001,"MGD","DQSwExt",58,98.475056280000004,"MGD","DQSwExt",58,84.996956310000002,"MGD","DQSwExt",58,106.98972689999999,"MGD","DQSwExt",58,111.06821119999999,"MGD",1]
["DQSwExt",59,71.733403569999993,"MGD","DQSwExt",59,66.093527350000002,"MGD","DQSwExt",59,74.634196650000007,"MGD","DQSwExt",59,64.972697510000003,"MGD","DQSwExt",59,80.369731729999998,"MGD","DQSwExt",59,83.742741570000007,"MGD",1]
["DQSwExt",60,75.075719809999995,"MGD","DQSwExt",60,68.630295380000007,"MGD","DQSwExt",60,79.532985019999998,"MGD","DQSwExt",60,67.48939738,"MGD","DQSwExt",60,85.472091590000005,"MGD","DQSwExt",60,89.647736129999998,"MGD",1]
["DQSwExt",61,79.57646063,"MGD","DQSwExt",61,72.794955279999996,"MGD","DQSwExt",61,83.219175289999995,"MGD","DQSwExt",61,71.627874070000004,"MGD","DQSwExt",61,89.583975910000007,"MGD","DQSwExt",61,94.661190869999999,"MGD",1]
["DQSwExt",62,199.88338909999999,"MGD","DQSwExt",62,188.73940529999999,"MGD","DQSwExt",62,228.6497559,"MGD","DQSwExt",62,188.11364850000001,"MGD","DQSwExt",62,268.38723729999998,"MGD","DQSwExt",62,313.04492219999997,"MGD",1]
["DQSwExt",63,193.0575758,"MGD","DQSwExt",63,182.28213059999999,"MGD","DQSwExt",63,207.78842270000001,"MGD","DQSwExt",63,181.68386649999999,"MGD","DQSwExt",63,231.91612430000001,"MGD","DQSwExt",63,231.9913138,"MGD",1]
["DQSwExt",64,194.365679,"MGD","DQSwExt",64,184.12513480000001,"MGD","DQSwExt",64,210.9560903,"MGD","DQSwExt",64,183.49210550000001,"MGD","DQSwExt",64,228.46826340000001,"MGD","DQSwExt",64,197.42326499999999,"MGD",1]
["DQSwExt",65,186.0544932,"MGD","DQSwExt",65,176.2768384,"MGD","DQSwExt",65,200.17918549999999,"MGD","DQSwExt",65,175.50564610000001,"MGD","DQSwExt",65,216.0386752,"MGD","DQSwExt",65,218.40542120000001,"MGD",1]
["DQSwExt",66,174.32946910000001,"MGD","DQSwExt",66,165.01400709999999,"MGD","DQSwExt",66,186.9892049,"MGD","DQSwExt",66,164.15100910000001,"MGD","DQSwExt",66,200.85516770000001,"MGD","DQSwExt",66,204.48273940000001,"MGD",1]
["DQSwExt",67,161.2130669,"MGD","DQSwExt",67,152.25363569999999,"MGD","DQSwExt",67,173.5146345,"MGD","DQSwExt",67,151.29268039999999,"MGD","DQSwExt",67,184.53112350000001,"MGD","DQSwExt",67,188.35919749999999,"MGD",1]
["DQSwExt",68,152.24952039999999,"MGD","DQSwExt",68,143.5994068,"MGD","DQSwExt",68,160.43903080000001,"MGD","DQSwExt",68,142.47593910000001,"MGD","DQSwExt",68,172.952248,"MGD","DQSwExt",68,176.70458170000001,"MGD",1]
["DQSwExt",69,180.09168,"MGD","DQSwExt",69,169.85848279999999,"MGD","DQSwExt",69,196.16733500000001,"MGD","DQSwExt",69,169.37171230000001,"MGD","DQSwExt",69,217.3048124,"MGD","DQSwExt",69,221.58674250000001,"MGD",1]
["DQSwExt",70,145.78871649999999,"MGD","DQSwExt",70,136.5482126,"MGD","DQSwExt",70,159.1125614,"MGD","DQSwExt",70,135.28734539999999,"MGD","DQSwExt",70,169.5001073,"MGD","DQSwExt",70,173.99542529999999,"MGD",1]
["DQSwExt",71,143.78998859999999,"MGD","DQSwExt",71,134.34386720000001,"MGD","DQSwExt",71,154.40154620000001,"MGD","DQSwExt",71,133.1182239,"MGD","DQSwExt",71,165.96267349999999,"MGD","DQSwExt",71,170.6705351,"MGD",1]
["DQSwExt",72,141.9289684,"MGD","DQSwExt",72,132.6099859,"MGD","DQSwExt",72,152.3912435,"MGD","DQSwExt",72,131.49573280000001,"MGD","DQSwExt",72,162.96564860000001,"MGD","DQSwExt",72,167.7157967,"MGD",1]
["DQSwExt",73,130.78998440000001,"MGD","DQSwExt",73,122.1648587,"MGD","DQSwExt",73,139.6520654,"MGD","DQSwExt",73,120.8725159,"MGD","DQSwExt",73,148.9532212,"MGD","DQSwExt",73,153.4486718,"MGD",1]
["DQSwExt",74,122.2670566,"MGD","DQSwExt",74,113.79921849999999,"MGD","DQSwExt",74,128.58870099999999,"MGD","DQSwExt",74,112.5080828,"MGD","DQSwExt",74,138.54347469999999,"MGD","DQSwExt",74,143.04146990000001,"MGD",1]
["DQSwExt",75,117.9523433,"MGD","DQSwExt",75,109.76396200000001,"MGD","DQSwExt",75,125.7132617,"MGD","DQSwExt",75,108.5153258,"MGD","DQSwExt",75,133.47245509999999,"MGD","DQSwExt",75,137.9846465,"MGD",1]
["DQSwExt",76,111.34381980000001,"MGD","DQSwExt",76,103.6543059,"MGD","DQSwExt",76,116.9865751,"MGD","DQSwExt",76,102.44912119999999,"MGD","DQSwExt",76,124.9535886,"MGD","DQSwExt",76,129.0950345,"MGD",1]
["DQSwExt",77,124.30091059999999,"MGD","DQSwExt",77,115.92654229999999,"MGD","DQSwExt",77,131.86620819999999,"MGD","DQSwExt",77,114.60128880000001,"MGD","DQSwExt",77,141.97557459999999,"MGD","DQSwExt",77,149.6213966,"MGD",1]
["DQSwExt",78,106.9983659,"MGD","DQSwExt",78,99.568949360000005,"MGD","DQSwExt",78,111.83549240000001,"MGD","DQSwExt",78,98.329585480000006,"MGD","DQSwExt",78,120.0331236,"MGD","DQSwExt",78,155.54398800000001,"MGD",1]
["DQSwExt",79,156.5841734,"MGD","DQSwExt",79,147.15298300000001,"MGD","DQSwExt",79,169.32272119999999,"MGD","DQSwExt",79,146.2793959,"MGD","DQSwExt",79,184.46392489999999,"MGD","DQSwExt",79,155.94512750000001,"MGD",1]
["DQSwExt",80,120.10367840000001,"MGD","DQSwExt",80,111.9264623,"MGD","DQSwExt",80,129.70988890000001,"MGD","DQSwExt",80,110.9629758,"MGD","DQSwExt",80,143.053079,"MGD","DQSwExt",80,145.63105200000001,"MGD",1]
["DQSwExt",81,148.0130513,"MGD","DQSwExt",81,138.3831859,"MGD","DQSwExt",81,161.4681453,"MGD","DQSwExt",81,137.48347849999999,"MGD","DQSwExt",81,176.7262637,"MGD","DQSwExt",81,180.84553750000001,"MGD",1]
["DQSwExt",82,148.0235069,"MGD","DQSwExt",82,138.60472010000001,"MGD","DQSwExt",82,159.56570600000001,"MGD","DQSwExt",82,137.57111699999999,"MGD","DQSwExt",82,173.15813610000001,"MGD","DQSwExt",82,177.4498265,"MGD",1]
["DQSwExt",83,141.33629099999999,"MGD","DQSwExt",83,132.12481460000001,"MGD","DQSwExt",83,151.15938689999999,"MGD","DQSwExt",83,130.9568649,"MGD","DQSwExt",83,163.0518792,"MGD","DQSwExt",83,167.64221190000001,"MGD",1]
["DQSwExt",84,134.4944797,"MGD","DQSwExt",84,125.4337628,"MGD","DQSwExt",84,142.4487488,"MGD","DQSwExt",84,124.174199,"MGD","DQSwExt",84,153.402266,"MGD","DQSwExt",84,157.08980700000001,"MGD",1]
["DQSwExt",85,149.47572679999999,"MGD","DQSwExt",85,139.8798213,"MGD","DQSwExt",85,158.9581882,"MGD","DQSwExt",85,138.526231,"MGD","DQSwExt",85,171.37634729999999,"MGD","DQSwExt",85,154.52855220000001,"MGD",1]
["DQSwExt",86,196.1971417,"MGD","DQSwExt",86,185.15298110000001,"MGD","DQSwExt",86,210.3698789,"MGD","DQSwExt",86,184.02574709999999,"MGD","DQSwExt",86,230.35198170000001,"MGD","DQSwExt",86,300.01526030000002,"MGD",1]
["DQSwExt",87,202.681838,"MGD","DQSwExt",87,190.97493729999999,"MGD","DQSwExt",87,221.3301079,"MGD","DQSwExt",87,190.1272184,"MGD","DQSwExt",87,242.1648113,"MGD","DQSwExt",87,207.0584283,"MGD",1]
["DQSwExt",88,201.70317750000001,"MGD","DQSwExt",88,190.2256649,"MGD","DQSwExt",88,218.7199262,"MGD","DQSwExt",88,189.2558636,"MGD","DQSwExt",88,237.32040370000001,"MGD","DQSwExt",88,240.88646,"MGD",1]
["DQSwExt",89,199.58129500000001,"MGD","DQSwExt",89,188.0124218,"MGD","DQSwExt",89,214.73616949999999,"MGD","DQSwExt",89,186.86495729999999,"MGD","DQSwExt",89,232.7806314,"MGD","DQSwExt",89,237.3481725,"MGD",1]
["DQSwExt",90,186.99291969999999,"MGD","DQSwExt",90,175.60408219999999,"MGD","DQSwExt",90,197.54109020000001,"MGD","DQSwExt",90,174.43844060000001,"MGD","DQSwExt",90,215.6482915,"MGD","DQSwExt",90,197.1076065,"MGD",1]
["DQSwExt",91,273.2012163,"MGD","DQSwExt",91,259.3436337,"MGD","DQSwExt",91,296.55360999999999,"MGD","DQSwExt",91,258.67928310000002,"MGD","DQSwExt",91,324.96803,"MGD","DQSwExt",91,355.16509029999997,"MGD",1]
["DQSwExt",92,262.1517293,"MGD","DQSwExt",92,248.72789230000001,"MGD","DQSwExt",92,287.92550519999998,"MGD","DQSwExt",92,248.11100099999999,"MGD","DQSwExt",92,313.67330320000002,"MGD","DQSwExt",92,356.01407640000002,"MGD",1]
["DQSwExt",93,252.12046580000001,"MGD","DQSwExt",93,239.15289110000001,"MGD","DQSwExt",93,273.912713,"MGD","DQSwExt",93,238.30718490000001,"MGD","DQSwExt",93,297.81757900000002,"MGD","DQSwExt",93,265.64030209999999,"MGD",1]
["DQSwExt",94,236.4931929,"MGD","DQSwExt",94,224.35331690000001,"MGD","DQSwExt",94,256.02821669999997,"MGD","DQSwExt",94,223.4542174,"MGD","DQSwExt",94,277.5518328,"MGD","DQSwExt",94,282.02452529999999,"MGD",1]
["DQSwExt",95,217.96632249999999,"MGD","DQSwExt",95,206.26279650000001,"MGD","DQSwExt",95,235.01058409999999,"MGD","DQSwExt",95,205.21828060000001,"MGD","DQSwExt",95,254.14973789999999,"MGD","DQSwExt",95,258.67498890000002,"MGD",1]
["DQSwExt",96,200.80368179999999,"MGD","DQSwExt",96,189.44993779999999,"MGD","DQSwExt",96,215.60413639999999,"MGD","DQSwExt",96,188.24888609999999,"MGD","DQSwExt",96,232.66790069999999,"MGD","DQSwExt",96,219.46923029999999,"MGD",1]
["DQSwExt",97,184.26721800000001,"MGD","DQSwExt",97,173.36061699999999,"MGD","DQSwExt",97,197.19809770000001,"MGD","DQSwExt",97,172.10633000000001,"MGD","DQSwExt",97,212.4674574,"MGD","DQSwExt",97,234.19994980000001,"MGD",{"$f":"IF(ISNUMBER(C132),IF(AVERAGE(C132,G132,K132,O132,S132,W132)<>MAX(C132,G132,K132,O132,S132,W132),1,0),\"\")","v":1}]
["DQSwExt",98,168.49258760000001,"MGD","DQSwExt",98,158.2376908,"MGD","DQSwExt",98,180.02496289999999,"MGD","DQSwExt",98,157.07087849999999,"MGD","DQSwExt",98,193.8002291,"MGD","DQSwExt",98,201.19006820000001,"MGD",1]
["DQSwExt",99,156.10142210000001,"MGD","DQSwExt",99,146.6864004,"MGD","DQSwExt",99,166.6462832,"MGD","DQSwExt",99,145.50850639999999,"MGD","DQSwExt",99,179.4377757,"MGD","DQSwExt",99,183.55040210000001,"MGD",1]
["DQSwExt",100,150.91778199999999,"MGD","DQSwExt",100,141.77748360000001,"MGD","DQSwExt",100,161.29101750000001,"MGD","DQSwExt",100,141.01880499999999,"MGD","DQSwExt",100,174.56626349999999,"MGD","DQSwExt",100,178.832461,"MGD",1]
["DQSwExt",101,128.88766519999999,"MGD","DQSwExt",101,121.11697340000001,"MGD","DQSwExt",101,138.20427950000001,"MGD","DQSwExt",101,120.05481020000001,"MGD","DQSwExt",101,148.2161428,"MGD","DQSwExt",101,151.8481127,"MGD",1]
["DQSwExt",102,117.0959402,"MGD","DQSwExt",102,109.9760509,"MGD","DQSwExt",102,125.01435119999999,"MGD","DQSwExt",102,109.1183235,"MGD","DQSwExt",102,134.70209929999999,"MGD","DQSwExt",102,138.01400190000001,"MGD",1]
["DQSwExt",103,107.8214555,"MGD","DQSwExt",103,101.0039893,"MGD","DQSwExt",103,114.8346585,"MGD","DQSwExt",103,100.5030309,"MGD","DQSwExt",103,123.85069799999999,"MGD","DQSwExt",103,126.9053048,"MGD",1]
["DQSwExt",104,98.638186880000006,"MGD","DQSwExt",104,92.785038940000007,"MGD","DQSwExt",104,104.877374,"MGD","DQSwExt",104,91.389464380000007,"MGD","DQSwExt",104,113.5129309,"MGD","DQSwExt",104,116.1923164,"MGD",1]
["DQSwExt",105,91.759723519999994,"MGD","DQSwExt",105,85.913880250000005,"MGD","DQSwExt",105,97.348780329999997,"MGD","DQSwExt",105,86.266814710000006,"MGD","DQSwExt",105,105.5072266,"MGD","DQSwExt",105,108.2271384,"MGD",1]
["DQSwExt",106,81.189355710000001,"MGD","DQSwExt",106,76.396847980000004,"MGD","DQSwExt",106,87.856925219999994,"MGD","DQSwExt",106,75.310470409999994,"MGD","DQSwExt",106,93.254751450000001,"MGD","DQSwExt",106,95.532668119999997,"MGD",1]
["DQSwExt",107,73.850365789999998,"MGD","DQSwExt",107,69.447900720000007,"MGD","DQSwExt",107,81.292996009999996,"MGD","DQSwExt",107,69.072706510000003,"MGD","DQSwExt",107,84.773786169999994,"MGD","DQSwExt",107,86.892786950000001,"MGD",1]
["DQSwExt",108,67.518655510000002,"MGD","DQSwExt",108,63.483933970000002,"MGD","DQSwExt",108,71.689613300000005,"MGD","DQSwExt",108,63.098705109999997,"MGD","DQSwExt",108,77.550869419999998,"MGD","DQSwExt",108,79.517031990000007,"MGD",1]
["DQSwExt",109,62.457265839999998,"MGD","DQSwExt",109,58.742635489999998,"MGD","DQSwExt",109,73.068785860000006,"MGD","DQSwExt",109,58.254372869999997,"MGD","DQSwExt",109,71.647125000000003,"MGD","DQSwExt",109,73.489425749999995,"MGD",1]
["DQSwExt",110,57.452218530000003,"MGD","DQSwExt",110,54.195046560000002,"MGD","DQSwExt",110,58.227556049999997,"MGD","DQSwExt",110,53.759296820000003,"MGD","DQSwExt",110,65.70505215,"MGD","DQSwExt",110,67.387574529999995,"MGD",1]
["DQSwExt",111,55.5000176,"MGD","DQSwExt",111,52.494165010000003,"MGD","DQSwExt",111,59.133245600000002,"MGD","DQSwExt",111,52.000335309999997,"MGD","DQSwExt",111,63.495515330000003,"MGD","DQSwExt",111,65.195203849999999,"MGD",1]
["DQSwExt",112,60.973494350000003,"MGD","DQSwExt",112,57.046933410000001,"MGD","DQSwExt",112,66.81688278,"MGD","DQSwExt",112,57.205610200000002,"MGD","DQSwExt",112,71.400364819999993,"MGD","DQSwExt",112,74.898262759999994,"MGD",1]
["DQSwExt",113,48.262925959999997,"MGD","DQSwExt",113,45.848664280000001,"MGD","DQSwExt",113,48.430224799999998,"MGD","DQSwExt",113,45.480997629999997,"MGD","DQSwExt",113,54.711702729999999,"MGD","DQSwExt",113,61.760487879999999,"MGD",1]
["DQSwExt",114,46.148257729999997,"MGD","DQSwExt",114,43.832263619999999,"MGD","DQSwExt",114,47.147217449999999,"MGD","DQSwExt",114,43.607064530000002,"MGD","DQSwExt",114,52.102009240000001,"MGD","DQSwExt",114,76.112350140000004,"MGD",1]
["DQSwExt",115,69.382124099999999,"MGD","DQSwExt",115,66.106967019999999,"MGD","DQSwExt",115,80.87489918,"MGD","DQSwExt",115,65.904960310000007,"MGD","DQSwExt",115,83.489570119999996,"MGD","DQSwExt",115,62.400314090000002,"MGD",1]
["DQSwExt",116,59.078435200000001,"MGD","DQSwExt",116,56.48024281,"MGD","DQSwExt",116,66.702173860000002,"MGD","DQSwExt",116,56.327262040000001,"MGD","DQSwExt",116,75.981260649999996,"MGD","DQSwExt",116,78.778637000000003,"MGD",1]
["DQSwExt",117,42.927310640000002,"MGD","DQSwExt",117,41.089622759999997,"MGD","DQSwExt",117,40.522137399999998,"MGD","DQSwExt",117,41.07129802,"MGD","DQSwExt",117,51.677553410000002,"MGD","DQSwExt",117,76.291535289999999,"MGD",1]
["DQSwExt",118,78.109131989999995,"MGD","DQSwExt",118,73.90801037,"MGD","DQSwExt",118,87.672628489999994,"MGD","DQSwExt",118,73.722757139999999,"MGD","DQSwExt",118,100.5794394,"MGD","DQSwExt",118,83.098082039999994,"MGD",1]
["DQSwExt",119,72.690484900000001,"MGD","DQSwExt",119,62.529461840000003,"MGD","DQSwExt",119,84.567576399999993,"MGD","DQSwExt",119,61.340637600000001,"MGD","DQSwExt",119,103.7797959,"MGD","DQSwExt",119,136.2568029,"MGD",1]
["DQSwExt",120,89.641765449999994,"MGD","DQSwExt",120,77.356334919999995,"MGD","DQSwExt",120,103.88235109999999,"MGD","DQSwExt",120,75.844525829999995,"MGD","DQSwExt",120,123.61030700000001,"MGD","DQSwExt",120,96.878858300000005,"MGD",1]
["DQSwExt",121,95.441242829999993,"MGD","DQSwExt",121,83.46312494,"MGD","DQSwExt",121,108.22080320000001,"MGD","DQSwExt",121,81.933134260000003,"MGD","DQSwExt",121,126.07093140000001,"MGD","DQSwExt",121,127.2587417,"MGD",1]
["DQSwExt",122,116.3362113,"MGD","DQSwExt",122,102.7697326,"MGD","DQSwExt",122,124.6590113,"MGD","DQSwExt",122,101.0199504,"MGD","DQSwExt",122,148.31036639999999,"MGD","DQSwExt",122,152.26756549999999,"MGD",1]
["DQSwExt",123,110.0967452,"MGD","DQSwExt",123,97.657168859999999,"MGD","DQSwExt",123,125.8430852,"MGD","DQSwExt",123,96.011053669999995,"MGD","DQSwExt",123,139.8697124,"MGD","DQSwExt",123,144.92654329999999,"MGD",1]
["DQSwExt",124,108.1521097,"MGD","DQSwExt",124,95.261978209999995,"MGD","DQSwExt",124,127.2393445,"MGD","DQSwExt",124,93.22255054,"MGD","DQSwExt",124,137.37374220000001,"MGD","DQSwExt",124,142.99980429999999,"MGD",1]
["DQSwExt",125,100.95188829999999,"MGD","DQSwExt",125,88.461812190000003,"MGD","DQSwExt",125,114.02572290000001,"MGD","DQSwExt",125,86.807293819999998,"MGD","DQSwExt",125,126.92573109999999,"MGD","DQSwExt",125,132.59832410000001,"MGD",1]
["DQSwExt",126,92.178892050000002,"MGD","DQSwExt",126,80.786394119999997,"MGD","DQSwExt",126,102.11641779999999,"MGD","DQSwExt",126,79.06189234,"MGD","DQSwExt",126,115.6769054,"MGD","DQSwExt",126,120.9275748,"MGD",1]
["DQSwExt",127,84.078214270000004,"MGD","DQSwExt",127,73.74136824,"MGD","DQSwExt",127,92.246701970000004,"MGD","DQSwExt",127,72.148334300000002,"MGD","DQSwExt",127,105.44479200000001,"MGD","DQSwExt",127,110.25649900000001,"MGD",1]
["DQSwExt",128,76.934676150000001,"MGD","DQSwExt",128,67.536030850000003,"MGD","DQSwExt",128,83.789416970000005,"MGD","DQSwExt",128,66.153622580000004,"MGD","DQSwExt",128,96.371721350000001,"MGD","DQSwExt",128,100.7547713,"MGD",1]
["DQSwExt",129,71.298267190000004,"MGD","DQSwExt",129,62.747047649999999,"MGD","DQSwExt",129,79.085954290000004,"MGD","DQSwExt",129,61.508993580000002,"MGD","DQSwExt",129,89.188322580000005,"MGD","DQSwExt",129,93.235919129999999,"MGD",1]
["DQSwExt",130,69.457009740000004,"MGD","DQSwExt",130,61.545390990000001,"MGD","DQSwExt",130,79.525422910000003,"MGD","DQSwExt",130,60.413434420000002,"MGD","DQSwExt",130,86.656626119999999,"MGD","DQSwExt",130,90.541663020000001,"MGD",1]
["DQSwExt",131,64.642747600000007,"MGD","DQSwExt",131,57.64046931,"MGD","DQSwExt",131,70.945611499999998,"MGD","DQSwExt",131,56.705559719999997,"MGD","DQSwExt",131,79.434797450000005,"MGD","DQSwExt",131,82.705390449999996,"MGD",1]
["DQSwExt",132,80.767161599999994,"MGD","DQSwExt",132,72.862920439999996,"MGD","DQSwExt",132,87.90017555,"MGD","DQSwExt",132,71.939401919999995,"MGD","DQSwExt",132,99.578689940000004,"MGD","DQSwExt",132,103.7185939,"MGD",1]
["DQSwExt",133,205.04777960000001,"MGD","DQSwExt",133,191.37885370000001,"MGD","DQSwExt",133,240.04902799999999,"MGD","DQSwExt",133,191.62260879999999,"MGD","DQSwExt",133,274.91029939999999,"MGD","DQSwExt",133,279.6123991,"MGD",1]
["DQSwExt",134,213.26728249999999,"MGD","DQSwExt",134,190.80325809999999,"MGD","DQSwExt",134,245.92619759999999,"MGD","DQSwExt",134,190.9799209,"MGD","DQSwExt",134,296.4971554,"MGD","DQSwExt",134,341.62676750000003,"MGD",1]
["DQSwExt",135,229.7218245,"MGD","DQSwExt",135,209.2149828,"MGD","DQSwExt",135,253.05609390000001,"MGD","DQSwExt",135,208.69833310000001,"MGD","DQSwExt",135,282.14741420000001,"MGD","DQSwExt",135,284.33551799999998,"MGD",1]
["DQSwExt",136,219.25711559999999,"MGD","DQSwExt",136,199.8669323,"MGD","DQSwExt",136,239.05803649999999,"MGD","DQSwExt",136,199.07557560000001,"MGD","DQSwExt",136,264.79932730000002,"MGD","DQSwExt",136,234.44202949999999,"MGD",1]
["DQSwExt",137,203.4753757,"MGD","DQSwExt",137,185.49644480000001,"MGD","DQSwExt",137,220.9905005,"MGD","DQSwExt",137,184.7498999,"MGD","DQSwExt",137,244.31150500000001,"MGD","DQSwExt",137,221.23894060000001,"MGD",1]
["DQSwExt",138,323.14899250000002,"MGD","DQSwExt",138,301.22943179999999,"MGD","DQSwExt",138,363.16581710000003,"MGD","DQSwExt",138,301.33434590000002,"MGD","DQSwExt",138,415.14858509999999,"MGD","DQSwExt",138,493.05644059999997,"MGD",1]
["DQSwExt",139,278.99065009999998,"MGD","DQSwExt",139,256.81471579999999,"MGD","DQSwExt",139,307.84548239999998,"MGD","DQSwExt",139,255.66677859999999,"MGD","DQSwExt",139,340.18800149999998,"MGD","DQSwExt",139,303.31503550000002,"MGD",1]
["DQSwExt",140,268.46710000000002,"MGD","DQSwExt",140,247.00381970000001,"MGD","DQSwExt",140,292.46844049999999,"MGD","DQSwExt",140,245.49804259999999,"MGD","DQSwExt",140,321.91731859999999,"MGD","DQSwExt",140,328.08596840000001,"MGD",1]
["DQSwExt",141,247.0157275,"MGD","DQSwExt",141,226.62610459999999,"MGD","DQSwExt",141,267.81814789999999,"MGD","DQSwExt",141,224.9579205,"MGD","DQSwExt",141,294.10814370000003,"MGD","DQSwExt",141,283.7537615,"MGD",1]
["DQSwExt",142,225.11136930000001,"MGD","DQSwExt",142,206.2227311,"MGD","DQSwExt",142,243.76008899999999,"MGD","DQSwExt",142,204.63762130000001,"MGD","DQSwExt",142,267.568062,"MGD","DQSwExt",142,275.724107,"MGD",1]
["DQSwExt",143,204.8890299,"MGD","DQSwExt",143,187.6893426,"MGD","DQSwExt",143,221.90896520000001,"MGD","DQSwExt",143,186.24020580000001,"MGD","DQSwExt",143,243.55289429999999,"MGD","DQSwExt",143,249.17570720000001,"MGD",1]
["DQSwExt",144,187.80976519999999,"MGD","DQSwExt",144,172.07623409999999,"MGD","DQSwExt",144,203.4246632,"MGD","DQSwExt",144,170.76705029999999,"MGD","DQSwExt",144,223.3055057,"MGD","DQSwExt",144,228.7370119,"MGD",1]
["DQSwExt",145,170.26415359999999,"MGD","DQSwExt",145,155.9964152,"MGD","DQSwExt",145,184.33253930000001,"MGD","DQSwExt",145,154.7829672,"MGD","DQSwExt",145,202.5249489,"MGD","DQSwExt",145,208.1985961,"MGD",1]
["DQSwExt",146,154.88898180000001,"MGD","DQSwExt",146,141.915469,"MGD","DQSwExt",146,167.28270889999999,"MGD","DQSwExt",146,140.81211149999999,"MGD","DQSwExt",146,184.1059028,"MGD","DQSwExt",146,188.5919069,"MGD",1]
["DQSwExt",147,141.1458246,"MGD","DQSwExt",147,129.34939220000001,"MGD","DQSwExt",147,152.21093830000001,"MGD","DQSwExt",147,128.34355830000001,"MGD","DQSwExt",147,167.7204346,"MGD","DQSwExt",147,186.24027469999999,"MGD",1]
["DQSwExt",148,128.75428199999999,"MGD","DQSwExt",148,118.02745539999999,"MGD","DQSwExt",148,141.49215430000001,"MGD","DQSwExt",148,117.1104735,"MGD","DQSwExt",148,152.92987210000001,"MGD","DQSwExt",148,157.0334149,"MGD",1]
["DQSwExt",149,118.2241552,"MGD","DQSwExt",149,108.1745715,"MGD","DQSwExt",149,130.6740609,"MGD","DQSwExt",149,107.3249761,"MGD","DQSwExt",149,139.8841137,"MGD","DQSwExt",149,143.27687280000001,"MGD",1]
["DQSwExt",150,111.62341960000001,"MGD","DQSwExt",150,102.3669757,"MGD","DQSwExt",150,116.48852770000001,"MGD","DQSwExt",150,101.4525546,"MGD","DQSwExt",150,131.45367809999999,"MGD","DQSwExt",150,134.44631440000001,"MGD",1]
["DQSwExt",151,124.133349,"MGD","DQSwExt",151,114.5292504,"MGD","DQSwExt",151,142.25252209999999,"MGD","DQSwExt",151,114.2954654,"MGD","DQSwExt",151,156.30065999999999,"MGD","DQSwExt",151,159.7036737,"MGD",1]
["DQSwExt",152,97.589135130000003,"MGD","DQSwExt",152,90.06602608,"MGD","DQSwExt",152,109.04239939999999,"MGD","DQSwExt",152,89.297680170000007,"MGD","DQSwExt",152,116.26584459999999,"MGD","DQSwExt",152,118.9323507,"MGD",1]
["DQSwExt",153,84.256906819999998,"MGD","DQSwExt",153,77.240837659999997,"MGD","DQSwExt",153,90.219027370000006,"MGD","DQSwExt",153,76.728373950000005,"MGD","DQSwExt",153,99.274993100000003,"MGD","DQSwExt",153,101.642124,"MGD",1]
["DQSwExt",154,76.561523620000003,"MGD","DQSwExt",154,70.437204469999998,"MGD","DQSwExt",154,80.421311059999994,"MGD","DQSwExt",154,69.951911300000006,"MGD","DQSwExt",154,90.353687859999994,"MGD","DQSwExt",154,92.540295819999997,"MGD",1]
["DQSwExt",155,72.247537589999993,"MGD","DQSwExt",155,66.647273040000002,"MGD","DQSwExt",155,77.965481960000005,"MGD","DQSwExt",155,66.246674729999995,"MGD","DQSwExt",155,84.895702760000006,"MGD","DQSwExt",155,86.848005639999997,"MGD",1]
["DQSwExt",156,76.903269949999995,"MGD","DQSwExt",156,71.061260129999994,"MGD","DQSwExt",156,83.761178689999994,"MGD","DQSwExt",156,70.71861432,"MGD","DQSwExt",156,90.557233429999997,"MGD","DQSwExt",156,92.750916070000002,"MGD",1]
["DQSwExt",157,100.62096990000001,"MGD","DQSwExt",157,93.443624240000005,"MGD","DQSwExt",157,113.1558074,"MGD","DQSwExt",157,93.270759589999997,"MGD","DQSwExt",157,127.9694964,"MGD","DQSwExt",157,131.75374439999999,"MGD",1]
["DQSwExt",158,254.8220977,"MGD","DQSwExt",158,240.43357209999999,"MGD","DQSwExt",158,295.46404960000001,"MGD","DQSwExt",158,241.81266410000001,"MGD","DQSwExt",158,348.4999029,"MGD","DQSwExt",158,394.48685269999999,"MGD",1]
["DQSwExt",159,183.53768679999999,"MGD","DQSwExt",159,164.29796429999999,"MGD","DQSwExt",159,207.1208245,"MGD","DQSwExt",159,162.4566288,"MGD","DQSwExt",159,237.6635574,"MGD","DQSwExt",159,203.56844229999999,"MGD",1]
["DQSwExt",160,173.2042974,"MGD","DQSwExt",160,154.2476805,"MGD","DQSwExt",160,192.5879611,"MGD","DQSwExt",160,152.14980170000001,"MGD","DQSwExt",160,221.0053881,"MGD","DQSwExt",160,227.91757250000001,"MGD",1]
["DQSwExt",161,157.92766689999999,"MGD","DQSwExt",161,140.71772240000001,"MGD","DQSwExt",161,175.4241978,"MGD","DQSwExt",161,138.78564990000001,"MGD","DQSwExt",161,201.1864047,"MGD","DQSwExt",161,208.73920029999999,"MGD",{"$f":"IF(ISNUMBER(C196),IF(AVERAGE(C196,G196,K196,O196,S196,W196)<>MAX(C196,G196,K196,O196,S196,W196),1,0),\"\")","v":1}]
["DQSwExt",162,146.01173679999999,"MGD","DQSwExt",162,130.32570490000001,"MGD","DQSwExt",162,161.98545859999999,"MGD","DQSwExt",162,128.47619370000001,"MGD","DQSwExt",162,185.56816459999999,"MGD","DQSwExt",162,192.5576102,"MGD",1]
["DQSwExt",163,147.1978526,"MGD","DQSwExt",163,132.4291485,"MGD","DQSwExt",163,163.423576,"MGD","DQSwExt",163,131.0342823,"MGD","DQSwExt",163,187.26004380000001,"MGD","DQSwExt",163,193.8838337,"MGD",1]
["DQSwExt",164,121.4222706,"MGD","DQSwExt",164,108.5531924,"MGD","DQSwExt",164,135.3804317,"MGD","DQSwExt",164,106.93736250000001,"MGD","DQSwExt",164,154.2295847,"MGD","DQSwExt",164,160.13255670000001,"MGD",1]
["DQSwExt",165,114.5820339,"MGD","DQSwExt",165,102.2515818,"MGD","DQSwExt",165,126.6929511,"MGD","DQSwExt",165,100.29947850000001,"MGD","DQSwExt",165,144.9594381,"MGD","DQSwExt",165,150.42513500000001,"MGD",1]
["DQSwExt",166,118.8860079,"MGD","DQSwExt",166,106.96777160000001,"MGD","DQSwExt",166,128.90709649999999,"MGD","DQSwExt",166,106.2698821,"MGD","DQSwExt",166,150.7362215,"MGD","DQSwExt",166,155.911731,"MGD",1]
["DQSwExt",167,103.0650776,"MGD","DQSwExt",167,92.453235960000001,"MGD","DQSwExt",167,111.1930704,"MGD","DQSwExt",167,91.700933399999997,"MGD","DQSwExt",167,130.33029719999999,"MGD","DQSwExt",167,134.89659130000001,"MGD",1]
["DQSwExt",168,84.832620590000005,"MGD","DQSwExt",168,76.017459279999997,"MGD","DQSwExt",168,101.7218749,"MGD","DQSwExt",168,73.763349390000002,"MGD","DQSwExt",168,107.5906584,"MGD","DQSwExt",168,111.54320939999999,"MGD",1]
["DQSwExt",169,76.230570589999999,"MGD","DQSwExt",169,68.212813120000007,"MGD","DQSwExt",169,129.36594479999999,"MGD","DQSwExt",169,68.456039070000003,"MGD","DQSwExt",169,96.984192519999993,"MGD","DQSwExt",169,100.5707834,"MGD",1]
["DQSwExt",170,70.462717990000002,"MGD","DQSwExt",170,62.856178149999998,"MGD","DQSwExt",170,34.672554349999999,"MGD","DQSwExt",170,60.643687909999997,"MGD","DQSwExt",170,89.360948870000001,"MGD","DQSwExt",170,92.303645130000007,"MGD",1]
["DQSwExt",171,64.044840980000004,"MGD","DQSwExt",171,57.395227749999997,"MGD","DQSwExt",171,61.922349400000002,"MGD","DQSwExt",171,57.828467689999997,"MGD","DQSwExt",171,80.939095280000004,"MGD","DQSwExt",171,80.993545760000003,"MGD",1]
["DQSwExt",172,60.011510119999997,"MGD","DQSwExt",172,54.384911819999999,"MGD","DQSwExt",172,64.63594956,"MGD","DQSwExt",172,50.162822290000001,"MGD","DQSwExt",172,75.90293604,"MGD","DQSwExt",172,61.425364899999998,"MGD",1]
["DQSwExt",173,60.54876849,"MGD","DQSwExt",173,52.333706409999998,"MGD","DQSwExt",173,58.26576627,"MGD","DQSwExt",173,56.179453709999997,"MGD","DQSwExt",173,77.240936140000002,"MGD","DQSwExt",173,98.091796790000004,"MGD",1]
["DQSwExt",174,49.889320900000001,"MGD","DQSwExt",174,45.657009860000002,"MGD","DQSwExt",174,71.877700709999999,"MGD","DQSwExt",174,43.290784170000002,"MGD","DQSwExt",174,62.922295499999997,"MGD","DQSwExt",174,66.156799169999999,"MGD",1]
["DQSwExt",175,44.614864650000001,"MGD","DQSwExt",175,40.337692480000001,"MGD","DQSwExt",175,63.002265559999998,"MGD","DQSwExt",175,40.984757999999999,"MGD","DQSwExt",175,56.373679529999997,"MGD","DQSwExt",175,55.547520489999997,"MGD",1]
["DQSwExt",176,40.847582180000003,"MGD","DQSwExt",176,37.231746469999997,"MGD","DQSwExt",176,53.778418279999997,"MGD","DQSwExt",176,34.914082530000002,"MGD","DQSwExt",176,51.720530850000003,"MGD","DQSwExt",176,42.100631839999998,"MGD",1]
["DQSwExt",177,38.759590940000002,"MGD","DQSwExt",177,34.457129680000001,"MGD","DQSwExt",177,64.994009199999994,"MGD","DQSwExt",177,36.81344884,"MGD","DQSwExt",177,49.140355700000001,"MGD","DQSwExt",177,58.878287290000003,"MGD",1]
["DQSwExt",178,35.327398369999997,"MGD","DQSwExt",178,32.409312909999997,"MGD","DQSwExt",178,32.42733655,"MGD","DQSwExt",178,29.913687509999999,"MGD","DQSwExt",178,44.685863320000003,"MGD","DQSwExt",178,37.108259459999999,"MGD",1]
["DQSwExt",179,35.004521189999998,"MGD","DQSwExt",179,29.5497172,"MGD","DQSwExt",179,30.911055399999999,"MGD","DQSwExt",179,29.42172502,"MGD","DQSwExt",179,44.551238230000003,"MGD","DQSwExt",179,57.492035180000002,"MGD",1]
["DQSwExt",180,29.674501979999999,"MGD","DQSwExt",180,27.52894238,"MGD","DQSwExt",180,28.039412280000001,"MGD","DQSwExt",180,26.746897870000002,"MGD","DQSwExt",180,37.315116690000004,"MGD","DQSwExt",180,36.634408899999997,"MGD",1]
["DQSwExt",181,26.478265409999999,"MGD","DQSwExt",181,24.603011779999999,"MGD","DQSwExt",181,26.50643801,"MGD","DQSwExt",181,25.226249280000001,"MGD","DQSwExt",181,33.273169699999997,"MGD","DQSwExt",181,25.574161589999999,"MGD",1]
["DQSwExt",182,23.83811875,"MGD","DQSwExt",182,22.131185370000001,"MGD","DQSwExt",182,25.35382096,"MGD","DQSwExt",182,21.058877469999999,"MGD","DQSwExt",182,29.99498109,"MGD","DQSwExt",182,52.736044270000001,"MGD",1]
["DQSwExt",183,21.65678436,"MGD","DQSwExt",183,18.248795579999999,"MGD","DQSwExt",183,20.33299821,"MGD","DQSwExt",183,19.01755404,"MGD","DQSwExt",183,27.282446499999999,"MGD","DQSwExt",183,15.23783368,"MGD",1]
["DQSwExt",184,19.773185680000001,"MGD","DQSwExt",184,18.2845184,"MGD","DQSwExt",184,19.031673779999998,"MGD","DQSwExt",184,17.42410572,"MGD","DQSwExt",184,24.92206432,"MGD","DQSwExt",184,35.822488579999998,"MGD",1]
["DQSwExt",185,18.073857409999999,"MGD","DQSwExt",185,16.746960250000001,"MGD","DQSwExt",185,18.461878349999999,"MGD","DQSwExt",185,15.868688990000001,"MGD","DQSwExt",185,22.781387460000001,"MGD","DQSwExt",185,13.69982665,"MGD",1]
["DQSwExt",186,16.566632909999999,"MGD","DQSwExt",186,14.75884894,"MGD","DQSwExt",186,17.303164049999999,"MGD","DQSwExt",186,14.99862182,"MGD","DQSwExt",186,20.860873940000001,"MGD","DQSwExt",186,22.840430059999999,"MGD",1]
["DQSwExt",187,15.21706434,"MGD","DQSwExt",187,13.99381631,"MGD","DQSwExt",187,15.862401500000001,"MGD","DQSwExt",187,13.8441385,"MGD","DQSwExt",187,19.143804500000002,"MGD","DQSwExt",187,12.409093840000001,"MGD",1]
["DQSwExt",188,14.02843522,"MGD","DQSwExt",188,12.354811339999999,"MGD","DQSwExt",188,14.514270829999999,"MGD","DQSwExt",188,11.982579680000001,"MGD","DQSwExt",188,17.599268779999999,"MGD","DQSwExt",188,31.343239730000001,"MGD",1]
["DQSwExt",189,12.96860328,"MGD","DQSwExt",189,11.91703502,"MGD","DQSwExt",189,13.520335230000001,"MGD","DQSwExt",189,11.903166110000001,"MGD","DQSwExt",189,16.232896119999999,"MGD","DQSwExt",189,10.618239000000001,"MGD",1]
["DQSwExt",190,12.220013249999999,"MGD","DQSwExt",190,11.21455164,"MGD","DQSwExt",190,12.30612863,"MGD","DQSwExt",190,11.207351129999999,"MGD","DQSwExt",190,15.34624166,"MGD","DQSwExt",190,10.59188546,"MGD",1]
["DQSwExt",191,11.31862089,"MGD","DQSwExt",191,9.8160341169999992,"MGD","DQSwExt",191,10.95963066,"MGD","DQSwExt",191,10.15456273,"MGD","DQSwExt",191,14.14403023,"MGD","DQSwExt",191,32.80556515,"MGD",1]
["DQSwExt",192,10.44578989,"MGD","DQSwExt",192,9.5571952200000005,"MGD","DQSwExt",192,10.967264180000001,"MGD","DQSwExt",192,9.7238767070000005,"MGD","DQSwExt",192,12.878840950000001,"MGD","DQSwExt",192,9.8522467900000006,"MGD",1]
["DQSwExt",193,9.7218960449999994,"MGD","DQSwExt",193,9.0201920009999998,"MGD","DQSwExt",193,10.68156905,"MGD","DQSwExt",193,9.1195781730000007,"MGD","DQSwExt",193,11.84585905,"MGD","DQSwExt",193,9.0228960029999996,"MGD",1]
["DQSwExt",194,9.1179495209999999,"MGD","DQSwExt",194,8.4043339009999993,"MGD","DQSwExt",194,10.186178549999999,"MGD","DQSwExt",194,8.6002975520000007,"MGD","DQSwExt",194,10.985289549999999,"MGD","DQSwExt",194,9.3758444099999991,"MGD",1]
["DQSwExt",195,8.6151578769999997,"MGD","DQSwExt",195,8.0846928400000007,"MGD","DQSwExt",195,9.5939256089999994,"MGD","DQSwExt",195,8.1574084029999998,"MGD","DQSwExt",195,10.266587400000001,"MGD","DQSwExt",195,18.122332759999999,"MGD",1]
["DQSwExt",196,8.2014215870000005,"MGD","DQSwExt",196,7.1497816969999999,"MGD","DQSwExt",196,9.2408315010000006,"MGD","DQSwExt",196,7.7691084999999998,"MGD","DQSwExt",196,9.6702308049999992,"MGD","DQSwExt",196,8.6349465060000004,"MGD",1]
["DQSwExt",197,7.8638724169999996,"MGD","DQSwExt",197,7.1635295640000001,"MGD","DQSwExt",197,8.9015804920000008,"MGD","DQSwExt",197,7.2399856920000003,"MGD","DQSwExt",197,9.1851438269999992,"MGD","DQSwExt",197,7.6882402020000002,"MGD",1]
["DQSwExt",198,7.5978750960000001,"MGD","DQSwExt",198,6.9640750220000003,"MGD","DQSwExt",198,8.6038464369999996,"MGD","DQSwExt",198,7.253552826,"MGD","DQSwExt",198,8.8070318620000005,"MGD","DQSwExt",198,7.3640583719999997,"MGD",1]
["DQSwExt",199,7.4327763459999998,"MGD","DQSwExt",199,6.7844036250000004,"MGD","DQSwExt",199,8.3654252709999994,"MGD","DQSwExt",199,7.1477830449999997,"MGD","DQSwExt",199,8.5483532009999994,"MGD","DQSwExt",199,7.3388554629999998,"MGD",1]
["DQSwExt",200,7.4664298499999999,"MGD","DQSwExt",200,6.7334252540000001,"MGD","DQSwExt",200,8.0752832320000003,"MGD","DQSwExt",200,7.0704158750000001,"MGD","DQSwExt",200,8.4228584909999995,"MGD","DQSwExt",200,7.9558866410000002,"MGD",1]
["DQSwExt",201,7.4474608670000002,"MGD","DQSwExt",201,6.7986948949999997,"MGD","DQSwExt",201,7.6016630169999999,"MGD","DQSwExt",201,7.0840008330000002,"MGD","DQSwExt",201,8.7014937089999993,"MGD","DQSwExt",201,12.92087675,"MGD",1]
["DQSwExt",202,7.230683473,"MGD","DQSwExt",202,6.647282626,"MGD","DQSwExt",202,7.4411263229999998,"MGD","DQSwExt",202,7.0019470549999996,"MGD","DQSwExt",202,8.3312758129999995,"MGD","DQSwExt",202,7.6818614910000003,"MGD",1]
["DQSwExt",203,7.4255635560000002,"MGD","DQSwExt",203,6.5235729789999999,"MGD","DQSwExt",203,6.8080870989999998,"MGD","DQSwExt",203,7.1013616229999998,"MGD","DQSwExt",203,8.1807528299999994,"MGD","DQSwExt",203,7.0860097030000002,"MGD",1]
["DQSwExt",204,8.1572115630000006,"MGD","DQSwExt",204,7.1419716720000004,"MGD","DQSwExt",204,6.1279014429999998,"MGD","DQSwExt",204,7.0298991739999996,"MGD","DQSwExt",204,9.944391113,"MGD","DQSwExt",204,8.7653389399999995,"MGD",1]
["DQSwExt",205,7.8712274759999996,"MGD","DQSwExt",205,7.2057404119999999,"MGD","DQSwExt",205,6.8275690129999997,"MGD","DQSwExt",205,7.3631204009999998,"MGD","DQSwExt",205,9.3350489089999993,"MGD","DQSwExt",205,13.482516220000001,"MGD",1]
["DQSwExt",206,7.2494569179999999,"MGD","DQSwExt",206,6.7657831570000004,"MGD","DQSwExt",206,7.3864671550000001,"MGD","DQSwExt",206,7.0710004900000003,"MGD","DQSwExt",206,8.2879088490000008,"MGD","DQSwExt",206,7.3759952740000001,"MGD",1]
["DQSwExt",207,6.9111664829999997,"MGD","DQSwExt",207,6.455053232,"MGD","DQSwExt",207,7.5727061859999996,"MGD","DQSwExt",207,6.7955658159999999,"MGD","DQSwExt",207,7.6133841330000003,"MGD","DQSwExt",207,6.4139159750000001,"MGD",1]
["DQSwExt",208,6.7142479110000002,"MGD","DQSwExt",208,6.264234697,"MGD","DQSwExt",208,7.6042050210000003,"MGD","DQSwExt",208,6.5963005350000001,"MGD","DQSwExt",208,7.2864349710000003,"MGD","DQSwExt",208,6.2168321759999996,"MGD",1]
["DQSwExt",209,6.6238383609999998,"MGD","DQSwExt",209,6.1756496429999999,"MGD","DQSwExt",209,7.6583187629999996,"MGD","DQSwExt",209,6.4822314910000003,"MGD","DQSwExt",209,7.0766221509999996,"MGD","DQSwExt",209,6.5303509899999996,"MGD",1]
["DQSwExt",210,6.7026048899999999,"MGD","DQSwExt",210,6.2378580579999996,"MGD","DQSwExt",210,7.8654784820000003,"MGD","DQSwExt",210,6.465992441,"MGD","DQSwExt",210,7.085591183,"MGD","DQSwExt",210,8.2062178770000003,"MGD",1]
["DQSwExt",211,6.6723894560000003,"MGD","DQSwExt",211,6.3389983560000003,"MGD","DQSwExt",211,8.1414630599999995,"MGD","DQSwExt",211,6.5088591029999998,"MGD","DQSwExt",211,7.1175568599999997,"MGD","DQSwExt",211,6.474656016,"MGD",1]
["DQSwExt",212,6.9075808810000003,"MGD","DQSwExt",212,6.5763928280000004,"MGD","DQSwExt",212,8.6872717880000003,"MGD","DQSwExt",212,6.7959724750000001,"MGD","DQSwExt",212,7.3090959829999997,"MGD","DQSwExt",212,6.1810999559999997,"MGD",1]
["DQSwExt",213,8.7762574240000006,"MGD","DQSwExt",213,7.0308562979999998,"MGD","DQSwExt",213,9.8372500970000001,"MGD","DQSwExt",213,8.5207622109999992,"MGD","DQSwExt",213,7.7965250629999998,"MGD","DQSwExt",213,6.7782972429999999,"MGD",1]
["DQSwExt",214,24.464979,"MGD","DQSwExt",214,22.992026750000001,"MGD","DQSwExt",214,36.87159853,"MGD","DQSwExt",214,19.026534680000001,"MGD","DQSwExt",214,55.466928379999999,"MGD","DQSwExt",214,67.210123479999993,"MGD",1]
["DQSwExt",215,10.85143076,"MGD","DQSwExt",215,11.34421412,"MGD","DQSwExt",215,10.440733720000001,"MGD","DQSwExt",215,11.12945319,"MGD","DQSwExt",215,13.70009394,"MGD","DQSwExt",215,10.28963894,"MGD",1]
["DQSwExt",216,8.6817732129999996,"MGD","DQSwExt",216,8.5419126070000004,"MGD","DQSwExt",216,8.4112106010000005,"MGD","DQSwExt",216,8.9118378059999994,"MGD","DQSwExt",216,9.6693389599999993,"MGD","DQSwExt",216,7.971587574,"MGD",1]
["DQSwExt",217,7.5540550079999997,"MGD","DQSwExt",217,7.2435091319999998,"MGD","DQSwExt",217,7.4345767980000002,"MGD","DQSwExt",217,7.7031984319999998,"MGD","DQSwExt",217,8.0008590710000007,"MGD","DQSwExt",217,7.4412996040000001,"MGD",1]
["DQSwExt",218,6.878678871,"MGD","DQSwExt",218,6.4949226299999996,"MGD","DQSwExt",218,6.843223482,"MGD","DQSwExt",218,6.9548933850000001,"MGD","DQSwExt",218,7.0669992559999999,"MGD","DQSwExt",218,8.2619204400000008,"MGD",1]
["DQSwExt",219,6.4335003220000004,"MGD","DQSwExt",219,6.0091888979999997,"MGD","DQSwExt",219,6.4325936940000004,"MGD","DQSwExt",219,6.4541377019999997,"MGD","DQSwExt",219,6.4726258510000001,"MGD","DQSwExt",219,6.3813671940000001,"MGD",1]
["DQSwExt",220,6.146378833,"MGD","DQSwExt",220,5.6696117949999998,"MGD","DQSwExt",220,6.164394122,"MGD","DQSwExt",220,6.0990271629999997,"MGD","DQSwExt",220,6.0689673900000001,"MGD","DQSwExt",220,5.6698197930000003,"MGD",1]
["DQSwExt",221,5.9561871609999999,"MGD","DQSwExt",221,5.4410582889999999,"MGD","DQSwExt",221,5.984247699,"MGD","DQSwExt",221,5.8401224369999998,"MGD","DQSwExt",221,5.7873689160000001,"MGD","DQSwExt",221,5.3407417830000004,"MGD",1]
["DQSwExt",222,5.8286290980000004,"MGD","DQSwExt",222,5.278432832,"MGD","DQSwExt",222,5.8764074449999999,"MGD","DQSwExt",222,5.648732442,"MGD","DQSwExt",222,5.5915190580000003,"MGD","DQSwExt",222,5.2871033360000004,"MGD",1]
["DQSwExt",223,5.7647102349999999,"MGD","DQSwExt",223,5.1727724390000001,"MGD","DQSwExt",223,5.8294628749999999,"MGD","DQSwExt",223,5.5048029520000004,"MGD","DQSwExt",223,5.4635106950000001,"MGD","DQSwExt",223,5.423615463,"MGD",1]
["DQSwExt",224,5.70053228,"MGD","DQSwExt",224,5.1248075169999998,"MGD","DQSwExt",224,5.8348201079999997,"MGD","DQSwExt",224,5.4148965520000001,"MGD","DQSwExt",224,5.3900784890000004,"MGD","DQSwExt",224,5.8748199459999997,"MGD",1]
["DQSwExt",225,5.297601137,"MGD","DQSwExt",225,5.1049494610000004,"MGD","DQSwExt",225,5.899548222,"MGD","DQSwExt",225,5.3585882209999998,"MGD","DQSwExt",225,5.3675700129999999,"MGD","DQSwExt",225,5.2845033920000004,"MGD",{"$f":"IF(ISNUMBER(C260),IF(AVERAGE(C260,G260,K260,O260,S260,W260)<>MAX(C260,G260,K260,O260,S260,W260),1,0),\"\")","v":1}]
["DQSwExt",226,4.9270680069999999,"MGD","DQSwExt",226,5.1321403730000004,"MGD","DQSwExt",226,6.0289343190000002,"MGD","DQSwExt",226,5.3378754260000001,"MGD","DQSwExt",226,5.3984230179999999,"MGD","DQSwExt",226,4.989809363,"MGD",1]
["DQSwExt",227,4.687431879,"MGD","DQSwExt",227,5.2192031940000003,"MGD","DQSwExt",227,6.2289255370000003,"MGD","DQSwExt",227,5.3576845420000003,"MGD","DQSwExt",227,5.4839674069999997,"MGD","DQSwExt",227,4.920353628,"MGD",1]
["DQSwExt",228,4.5585512599999998,"MGD","DQSwExt",228,5.3564853990000003,"MGD","DQSwExt",228,6.5197214959999998,"MGD","DQSwExt",228,5.4253885149999999,"MGD","DQSwExt",228,5.6406070059999998,"MGD","DQSwExt",228,4.9696228749999998,"MGD",1]
["DQSwExt",229,4.5583229440000004,"MGD","DQSwExt",229,5.5642668310000003,"MGD","DQSwExt",229,6.9094305870000001,"MGD","DQSwExt",229,5.5570157680000003,"MGD","DQSwExt",229,5.8881841399999999,"MGD","DQSwExt",229,5.1280851079999996,"MGD",1]
["DQSwExt",230,4.6228878030000002,"MGD","DQSwExt",230,5.8772301850000002,"MGD","DQSwExt",230,7.319641485,"MGD","DQSwExt",230,5.8337486419999998,"MGD","DQSwExt",230,6.2736527710000001,"MGD","DQSwExt",230,5.4490746139999997,"MGD",1]
["DQSwExt",231,5.4579079510000001,"MGD","DQSwExt",231,6.395708741,"MGD","DQSwExt",231,7.0169735019999999,"MGD","DQSwExt",231,6.8950491190000003,"MGD","DQSwExt",231,6.9679378359999999,"MGD","DQSwExt",231,6.3003260430000001,"MGD",1]
["DQSwExt",232,8.5888481189999997,"MGD","DQSwExt",232,11.01106543,"MGD","DQSwExt",232,6.4428691020000004,"MGD","DQSwExt",232,9.4564272460000005,"MGD","DQSwExt",232,16.997587509999999,"MGD","DQSwExt",232,24.57726435,"MGD",1]
["DQSwExt",233,8.071496775,"MGD","DQSwExt",233,10.140036220000001,"MGD","DQSwExt",233,8.2913677929999992,"MGD","DQSwExt",233,9.9248156499999993,"MGD","DQSwExt",233,12.460216389999999,"MGD","DQSwExt",233,9.2383617119999997,"MGD",1]
["DQSwExt",234,7.7258839349999997,"MGD","DQSwExt",234,9.3295125740000007,"MGD","DQSwExt",234,10.440497909999999,"MGD","DQSwExt",234,9.4401121670000006,"MGD","DQSwExt",234,10.838154060000001,"MGD","DQSwExt",234,8.6195520699999992,"MGD",1]
["DQSwExt",235,7.2458570509999998,"MGD","DQSwExt",235,9.8165791299999992,"MGD","DQSwExt",235,10.72542595,"MGD","DQSwExt",235,9.7312366089999998,"MGD","DQSwExt",235,11.616314190000001,"MGD","DQSwExt",235,14.811140780000001,"MGD",1]
["DQSwExt",236,7.6389814319999996,"MGD","DQSwExt",236,9.2173626780000006,"MGD","DQSwExt",236,11.599668579999999,"MGD","DQSwExt",236,9.2862699069999994,"MGD","DQSwExt",236,10.57838117,"MGD","DQSwExt",236,9.7126034969999999,"MGD",1]
["DQSwExt",237,6.6963312769999996,"MGD","DQSwExt",237,9.1912503460000003,"MGD","DQSwExt",237,11.95111518,"MGD","DQSwExt",237,9.2062685430000002,"MGD","DQSwExt",237,10.45072006,"MGD","DQSwExt",237,12.753411270000001,"MGD",1]
["DQSwExt",238,7.6359919869999997,"MGD","DQSwExt",238,8.8830054769999993,"MGD","DQSwExt",238,11.88063625,"MGD","DQSwExt",238,8.7546055819999999,"MGD","DQSwExt",238,9.8339921449999999,"MGD","DQSwExt",238,8.3326942349999999,"MGD",1]
["DQSwExt",239,5.4770125070000004,"MGD","DQSwExt",239,8.8504917200000008,"MGD","DQSwExt",239,12.29837208,"MGD","DQSwExt",239,8.8022516339999992,"MGD","DQSwExt",239,9.8096802850000007,"MGD","DQSwExt",239,7.0269146239999998,"MGD",1]
["DQSwExt",240,10.313765979999999,"MGD","DQSwExt",240,9.7888992669999997,"MGD","DQSwExt",240,12.90103201,"MGD","DQSwExt",240,9.7198601999999994,"MGD","DQSwExt",240,10.425614660000001,"MGD","DQSwExt",240,7.8845409870000003,"MGD",1]
["DQSwExt",241,11.67606033,"MGD","DQSwExt",241,17.920407969999999,"MGD","DQSwExt",241,8.5064667759999999,"MGD","DQSwExt",241,16.844249980000001,"MGD","DQSwExt",241,26.02531183,"MGD","DQSwExt",241,38.358615970000002,"MGD",1]
["DQSwExt",242,13.586516680000001,"MGD","DQSwExt",242,14.83369441,"MGD","DQSwExt",242,15.81935614,"MGD","DQSwExt",242,14.46514513,"MGD","DQSwExt",242,17.249939340000001,"MGD","DQSwExt",242,10.38358594,"MGD",1]
["DQSwExt",243,10.82935127,"MGD","DQSwExt",243,13.21686399,"MGD","DQSwExt",243,15.60452823,"MGD","DQSwExt",243,12.786379139999999,"MGD","DQSwExt",243,14.560520370000001,"MGD","DQSwExt",243,8.8689823689999994,"MGD",1]
["DQSwExt",244,10.778010119999999,"MGD","DQSwExt",244,13.349280589999999,"MGD","DQSwExt",244,16.473462820000002,"MGD","DQSwExt",244,13.56016073,"MGD","DQSwExt",244,14.22127558,"MGD","DQSwExt",244,9.3942407249999995,"MGD",1]
["DQSwExt",245,49.805615660000001,"MGD","DQSwExt",245,51.22627464,"MGD","DQSwExt",245,75.859380619999996,"MGD","DQSwExt",245,51.402617429999999,"MGD","DQSwExt",245,71.997197639999996,"MGD","DQSwExt",245,89.512113029999995,"MGD",1]
["DQSwExt",246,21.77449567,"MGD","DQSwExt",246,24.766681630000001,"MGD","DQSwExt",246,22.98610824,"MGD","DQSwExt",246,24.07798992,"MGD","DQSwExt",246,29.07861282,"MGD","DQSwExt",246,16.553866559999999,"MGD",1]
["DQSwExt",247,16.823341240000001,"MGD","DQSwExt",247,18.950631179999998,"MGD","DQSwExt",247,16.08654933,"MGD","DQSwExt",247,19.056665049999999,"MGD","DQSwExt",247,22.839445720000001,"MGD","DQSwExt",247,29.078511930000001,"MGD",1]
["DQSwExt",248,10.16085533,"MGD","DQSwExt",248,12.4711607,"MGD","DQSwExt",248,11.3179725,"MGD","DQSwExt",248,12.64721827,"MGD","DQSwExt",248,13.638375030000001,"MGD","DQSwExt",248,10.13157985,"MGD",1]
["DQSwExt",249,8.1889858709999999,"MGD","DQSwExt",249,10.202291949999999,"MGD","DQSwExt",249,9.6867710630000001,"MGD","DQSwExt",249,10.566695940000001,"MGD","DQSwExt",249,10.88527341,"MGD","DQSwExt",249,8.721720822,"MGD",1]
["DQSwExt",250,7.2450364450000002,"MGD","DQSwExt",250,9.0633476569999996,"MGD","DQSwExt",250,8.8193416750000004,"MGD","DQSwExt",250,9.4453738640000005,"MGD","DQSwExt",250,9.5723638569999991,"MGD","DQSwExt",250,11.30584971,"MGD",1]
["DQSwExt",251,6.7343699360000002,"MGD","DQSwExt",251,8.4603814699999997,"MGD","DQSwExt",251,8.3592252790000003,"MGD","DQSwExt",251,8.7742250930000001,"MGD","DQSwExt",251,8.9592779839999999,"MGD","DQSwExt",251,8.8024879760000001,"MGD",1]
["DQSwExt",252,6.4725289400000001,"MGD","DQSwExt",252,8.187698589,"MGD","DQSwExt",252,8.1785605209999996,"MGD","DQSwExt",252,8.389332263,"MGD","DQSwExt",252,8.2639036140000002,"MGD","DQSwExt",252,10.44319089,"MGD",1]
["DQSwExt",253,6.3931306799999996,"MGD","DQSwExt",253,8.0180612070000006,"MGD","DQSwExt",253,8.2741609680000003,"MGD","DQSwExt",253,8.1979852350000009,"MGD","DQSwExt",253,8.5196870839999992,"MGD","DQSwExt",253,10.76006331,"MGD",1]
["DQSwExt",254,6.4863056129999999,"MGD","DQSwExt",254,8.1133361649999998,"MGD","DQSwExt",254,8.4362674389999999,"MGD","DQSwExt",254,8.1854515630000009,"MGD","DQSwExt",254,8.6667380109999996,"MGD","DQSwExt",254,11.01064403,"MGD",1]
["DQSwExt",255,6.7888928330000002,"MGD","DQSwExt",255,8.3626971660000002,"MGD","DQSwExt",255,9.0640486800000009,"MGD","DQSwExt",255,8.3927463269999993,"MGD","DQSwExt",255,8.8735852630000007,"MGD","DQSwExt",255,11.902874580000001,"MGD",1]
["DQSwExt",256,7.4230306380000002,"MGD","DQSwExt",256,9.5656879470000007,"MGD","DQSwExt",256,10.059896,"MGD","DQSwExt",256,8.9745145399999995,"MGD","DQSwExt",256,9.8131776300000002,"MGD","DQSwExt",256,13.69456714,"MGD",1]
["DQSwExt",257,8.7662240849999993,"MGD","DQSwExt",257,10.06244774,"MGD","DQSwExt",257,12.602111409999999,"MGD","DQSwExt",257,10.401683029999999,"MGD","DQSwExt",257,11.761092120000001,"MGD","DQSwExt",257,12.687937399999999,"MGD",1]
["DQSwExt",258,25.281462170000001,"MGD","DQSwExt",258,26.067894620000001,"MGD","DQSwExt",258,32.445997239999997,"MGD","DQSwExt",258,24.98684063,"MGD","DQSwExt",258,44.186955730000001,"MGD","DQSwExt",258,39.173045029999997,"MGD",1]
["DQSwExt",259,208.1716389,"MGD","DQSwExt",259,202.83933160000001,"MGD","DQSwExt",259,268.20211189999998,"MGD","DQSwExt",259,203.64554469999999,"MGD","DQSwExt",259,316.8247437,"MGD","DQSwExt",259,311.76038849999998,"MGD",1]
["DQSwExt",260,47.215682710000003,"MGD","DQSwExt",260,32.732126530000002,"MGD","DQSwExt",260,55.933577900000003,"MGD","DQSwExt",260,31.338190350000001,"MGD","DQSwExt",260,83.421506300000004,"MGD","DQSwExt",260,91.90260533,"MGD",1]
["DQSwExt",261,39.513185010000001,"MGD","DQSwExt",261,26.720309140000001,"MGD","DQSwExt",261,63.916232379999997,"MGD","DQSwExt",261,25.678616130000002,"MGD","DQSwExt",261,91.966972119999994,"MGD","DQSwExt",261,100.4285546,"MGD",1]
["DQSwExt",262,36.095525369999997,"MGD","DQSwExt",262,24.24215323,"MGD","DQSwExt",262,58.143411520000001,"MGD","DQSwExt",262,23.3165184,"MGD","DQSwExt",262,86.330066770000002,"MGD","DQSwExt",262,94.005208580000001,"MGD",1]
["DQSwExt",263,34.20160654,"MGD","DQSwExt",263,23.301041529999999,"MGD","DQSwExt",263,54.524738560000003,"MGD","DQSwExt",263,22.510968739999999,"MGD","DQSwExt",263,79.634636209999996,"MGD","DQSwExt",263,86.58946632,"MGD",1]
["DQSwExt",264,34.128767199999999,"MGD","DQSwExt",264,23.813385149999998,"MGD","DQSwExt",264,51.618975210000002,"MGD","DQSwExt",264,23.048115979999999,"MGD","DQSwExt",264,75.13418996,"MGD","DQSwExt",264,81.490847880000004,"MGD",1]
["DQSwExt",265,40.065475650000003,"MGD","DQSwExt",265,29.468804949999999,"MGD","DQSwExt",265,57.798619469999998,"MGD","DQSwExt",265,28.567815020000001,"MGD","DQSwExt",265,81.454792359999999,"MGD","DQSwExt",265,87.62322906,"MGD",1]
["DQSwExt",266,98.583248920000003,"MGD","DQSwExt",266,82.441761639999996,"MGD","DQSwExt",266,136.0648582,"MGD","DQSwExt",266,81.655905219999994,"MGD","DQSwExt",266,172.70706999999999,"MGD","DQSwExt",266,179.07606910000001,"MGD",1]
["DQSwExt",267,64.025519750000001,"MGD","DQSwExt",267,44.969940630000004,"MGD","DQSwExt",267,86.639040690000002,"MGD","DQSwExt",267,43.717005829999998,"MGD","DQSwExt",267,111.2841901,"MGD","DQSwExt",267,121.6965589,"MGD",1]
["DQSwExt",268,67.306526840000004,"MGD","DQSwExt",268,46.874283550000001,"MGD","DQSwExt",268,89.199842829999994,"MGD","DQSwExt",268,45.494311629999999,"MGD","DQSwExt",268,111.8822876,"MGD","DQSwExt",268,122.3083522,"MGD",1]
["DQSwExt",269,73.094743510000001,"MGD","DQSwExt",269,53.079038420000003,"MGD","DQSwExt",269,93.180325809999999,"MGD","DQSwExt",269,51.656795719999998,"MGD","DQSwExt",269,115.3734467,"MGD","DQSwExt",269,127.1693198,"MGD",1]
["DQSwExt",270,118.4123795,"MGD","DQSwExt",270,98.329473680000007,"MGD","DQSwExt",270,144.66914539999999,"MGD","DQSwExt",270,97.085196670000002,"MGD","DQSwExt",270,171.52978329999999,"MGD","DQSwExt",270,219.50626349999999,"MGD",1]
["DQSwExt",271,113.8567204,"MGD","DQSwExt",271,94.604206610000006,"MGD","DQSwExt",271,138.5921616,"MGD","DQSwExt",271,93.238981589999995,"MGD","DQSwExt",271,164.6588466,"MGD","DQSwExt",271,136.12608700000001,"MGD",1]
["DQSwExt",272,115.9998305,"MGD","DQSwExt",272,97.801261850000003,"MGD","DQSwExt",272,138.2824234,"MGD","DQSwExt",272,96.294496120000005,"MGD","DQSwExt",272,162.4729452,"MGD","DQSwExt",272,168.77295330000001,"MGD",1]
["DQSwExt",273,107.9988,"MGD","DQSwExt",273,91.284891610000003,"MGD","DQSwExt",273,128.34436919999999,"MGD","DQSwExt",273,89.761330169999994,"MGD","DQSwExt",273,149.4329122,"MGD","DQSwExt",273,157.53884450000001,"MGD",1]
["DQSwExt",274,98.386006309999999,"MGD","DQSwExt",274,83.474340440000006,"MGD","DQSwExt",274,116.6769044,"MGD","DQSwExt",274,82.062536929999993,"MGD","DQSwExt",274,136.0894303,"MGD","DQSwExt",274,143.6007165,"MGD",1]
["DQSwExt",275,89.481670609999995,"MGD","DQSwExt",275,76.185241599999998,"MGD","DQSwExt",275,106.6839993,"MGD","DQSwExt",275,75.185181270000001,"MGD","DQSwExt",275,123.9680876,"MGD","DQSwExt",275,130.89477819999999,"MGD",1]
["DQSwExt",276,81.605814580000001,"MGD","DQSwExt",276,69.758208409999995,"MGD","DQSwExt",276,97.278581840000001,"MGD","DQSwExt",276,67.945459009999993,"MGD","DQSwExt",276,113.13285759999999,"MGD","DQSwExt",276,119.4932513,"MGD",1]
["DQSwExt",277,75.141417709999999,"MGD","DQSwExt",277,63.875391090000001,"MGD","DQSwExt",277,89.947924529999995,"MGD","DQSwExt",277,63.791447939999998,"MGD","DQSwExt",277,104.2378939,"MGD","DQSwExt",277,110.02476830000001,"MGD",1]
["DQSwExt",278,70.580575920000001,"MGD","DQSwExt",278,60.497954389999997,"MGD","DQSwExt",278,84.025115389999996,"MGD","DQSwExt",278,58.976240750000002,"MGD","DQSwExt",278,97.276751840000003,"MGD","DQSwExt",278,102.82713680000001,"MGD",1]
["DQSwExt",279,62.271658840000001,"MGD","DQSwExt",279,53.691985699999996,"MGD","DQSwExt",279,74.936427960000003,"MGD","DQSwExt",279,52.969217630000003,"MGD","DQSwExt",279,86.578090669999995,"MGD","DQSwExt",279,91.420711209999993,"MGD",1]
["DQSwExt",280,56.484778009999999,"MGD","DQSwExt",280,48.848125330000002,"MGD","DQSwExt",280,68.186640980000007,"MGD","DQSwExt",280,48.06789371,"MGD","DQSwExt",280,78.865507500000007,"MGD","DQSwExt",280,83.374812910000003,"MGD",1]
["DQSwExt",281,51.799416800000003,"MGD","DQSwExt",281,45.086054599999997,"MGD","DQSwExt",281,62.564433960000002,"MGD","DQSwExt",281,44.384651839999997,"MGD","DQSwExt",281,72.237076639999998,"MGD","DQSwExt",281,76.284667299999995,"MGD",1]
["DQSwExt",282,48.232455119999997,"MGD","DQSwExt",282,42.300635550000003,"MGD","DQSwExt",282,57.855540810000001,"MGD","DQSwExt",282,41.693477540000004,"MGD","DQSwExt",282,66.829953560000007,"MGD","DQSwExt",282,70.501292739999997,"MGD",1]
["DQSwExt",283,46.956281660000002,"MGD","DQSwExt",283,41.48896568,"MGD","DQSwExt",283,55.58154622,"MGD","DQSwExt",283,40.965706760000003,"MGD","DQSwExt",283,64.373759800000002,"MGD","DQSwExt",283,67.638485090000003,"MGD",1]
["DQSwExt",284,52.337740369999999,"MGD","DQSwExt",284,46.832427729999999,"MGD","DQSwExt",284,62.302436159999999,"MGD","DQSwExt",284,46.301818279999999,"MGD","DQSwExt",284,71.063825249999994,"MGD","DQSwExt",284,74.560188479999994,"MGD",1]
["DQSwExt",285,60.966555079999999,"MGD","DQSwExt",285,55.699640289999998,"MGD","DQSwExt",285,73.874056550000006,"MGD","DQSwExt",285,55.156832880000003,"MGD","DQSwExt",285,83.219350860000006,"MGD","DQSwExt",285,86.726929040000002,"MGD",1]
["DQSwExt",286,48.824825750000002,"MGD","DQSwExt",286,44.921201699999997,"MGD","DQSwExt",286,57.492485039999998,"MGD","DQSwExt",286,44.498838939999999,"MGD","DQSwExt",286,65.298655550000007,"MGD","DQSwExt",286,68.063447229999994,"MGD",1]
["DQSwExt",287,40.846850740000001,"MGD","DQSwExt",287,37.848374890000002,"MGD","DQSwExt",287,47.013865350000003,"MGD","DQSwExt",287,37.541378809999998,"MGD","DQSwExt",287,53.955804000000001,"MGD","DQSwExt",287,56.771472869999997,"MGD",1]
["DQSwExt",288,38.072853270000003,"MGD","DQSwExt",288,35.452422550000001,"MGD","DQSwExt",288,43.543886700000002,"MGD","DQSwExt",288,35.20856938,"MGD","DQSwExt",288,49.178117589999999,"MGD","DQSwExt",288,53.164216889999999,"MGD",1]
["DQSwExt",289,157.21136680000001,"MGD","DQSwExt",289,147.21721199999999,"MGD","DQSwExt",289,195.7617559,"MGD","DQSwExt",289,148.07050240000001,"MGD","DQSwExt",289,229.76423729999999,"MGD","DQSwExt",289,272.93333849999999,"MGD",{"$f":"IF(ISNUMBER(C324),IF(AVERAGE(C324,G324,K324,O324,S324,W324)<>MAX(C324,G324,K324,O324,S324,W324),1,0),\"\")","v":1}]
["DQSwExt",290,124.65879200000001,"MGD","DQSwExt",290,109.41323300000001,"MGD","DQSwExt",290,143.05602619999999,"MGD","DQSwExt",290,107.5959038,"MGD","DQSwExt",290,167.1902532,"MGD","DQSwExt",290,138.31809319999999,"MGD",1]
["DQSwExt",291,139.78337930000001,"MGD","DQSwExt",291,124.47492250000001,"MGD","DQSwExt",291,154.37715249999999,"MGD","DQSwExt",291,122.44928040000001,"MGD","DQSwExt",291,178.58309689999999,"MGD","DQSwExt",291,184.74288490000001,"MGD",1]
["DQSwExt",292,134.94036149999999,"MGD","DQSwExt",292,120.6798139,"MGD","DQSwExt",292,152.04471319999999,"MGD","DQSwExt",292,118.65777,"MGD","DQSwExt",292,168.76649990000001,"MGD","DQSwExt",292,176.90963020000001,"MGD",1]
["DQSwExt",293,126.388989,"MGD","DQSwExt",293,113.1688269,"MGD","DQSwExt",293,139.90060969999999,"MGD","DQSwExt",293,111.1427568,"MGD","DQSwExt",293,156.3641653,"MGD","DQSwExt",293,164.3737036,"MGD",1]
["DQSwExt",294,116.0437299,"MGD","DQSwExt",294,103.93854109999999,"MGD","DQSwExt",294,128.63137080000001,"MGD","DQSwExt",294,102.02968610000001,"MGD","DQSwExt",294,142.9769776,"MGD","DQSwExt",294,150.56713869999999,"MGD",1]
["DQSwExt",295,108.03180639999999,"MGD","DQSwExt",295,97.002532479999999,"MGD","DQSwExt",295,119.3248571,"MGD","DQSwExt",295,95.324784739999998,"MGD","DQSwExt",295,132.99292929999999,"MGD","DQSwExt",295,139.95893760000001,"MGD",1]
["DQSwExt",296,109.65726220000001,"MGD","DQSwExt",296,99.342511150000007,"MGD","DQSwExt",296,122.59799049999999,"MGD","DQSwExt",296,97.675630389999995,"MGD","DQSwExt",296,135.4317374,"MGD","DQSwExt",296,140.80814580000001,"MGD",1]
["DQSwExt",297,92.344420959999994,"MGD","DQSwExt",297,82.68531668,"MGD","DQSwExt",297,100.9720439,"MGD","DQSwExt",297,80.938218939999999,"MGD","DQSwExt",297,111.742378,"MGD","DQSwExt",297,98.092835750000006,"MGD",1]
["DQSwExt",298,89.97824464,"MGD","DQSwExt",298,80.090422119999999,"MGD","DQSwExt",298,96.759534000000002,"MGD","DQSwExt",298,78.383838080000004,"MGD","DQSwExt",298,106.8617507,"MGD","DQSwExt",298,135.35342890000001,"MGD",1]
["DQSwExt",299,180.868718,"MGD","DQSwExt",299,167.00384099999999,"MGD","DQSwExt",299,204.856008,"MGD","DQSwExt",299,165.5375325,"MGD","DQSwExt",299,230.5206901,"MGD","DQSwExt",299,281.03551820000001,"MGD",1]
["DQSwExt",300,153.55135319999999,"MGD","DQSwExt",300,139.82413510000001,"MGD","DQSwExt",300,169.74017660000001,"MGD","DQSwExt",300,138.09203959999999,"MGD","DQSwExt",300,194.80465520000001,"MGD","DQSwExt",300,198.0130499,"MGD",1]
["DQSwExt",301,166.3029277,"MGD","DQSwExt",301,152.95332379999999,"MGD","DQSwExt",301,174.66526300000001,"MGD","DQSwExt",301,151.13159780000001,"MGD","DQSwExt",301,204.29965720000001,"MGD","DQSwExt",301,176.83354069999999,"MGD",1]
["DQSwExt",302,159.96539859999999,"MGD","DQSwExt",302,147.54223920000001,"MGD","DQSwExt",302,182.95791829999999,"MGD","DQSwExt",302,145.70168229999999,"MGD","DQSwExt",302,193.4833519,"MGD","DQSwExt",302,198.83989439999999,"MGD",1]
["DQSwExt",303,149.82447959999999,"MGD","DQSwExt",303,138.1373687,"MGD","DQSwExt",303,164.51834239999999,"MGD","DQSwExt",303,136.27541890000001,"MGD","DQSwExt",303,179.39840659999999,"MGD","DQSwExt",303,186.1008233,"MGD",1]
["DQSwExt",304,139.42536390000001,"MGD","DQSwExt",304,128.5435185,"MGD","DQSwExt",304,152.47172,"MGD","DQSwExt",304,126.68263880000001,"MGD","DQSwExt",304,165.81759819999999,"MGD","DQSwExt",304,172.17606129999999,"MGD",1]
["DQSwExt",305,128.15645380000001,"MGD","DQSwExt",305,117.963103,"MGD","DQSwExt",305,139.34452379999999,"MGD","DQSwExt",305,116.16303499999999,"MGD","DQSwExt",305,151.63183430000001,"MGD","DQSwExt",305,153.9503498,"MGD",1]
["DQSwExt",306,117.76549970000001,"MGD","DQSwExt",306,108.22789280000001,"MGD","DQSwExt",306,127.4856513,"MGD","DQSwExt",306,106.51864759999999,"MGD","DQSwExt",306,138.6942707,"MGD","DQSwExt",306,131.7842268,"MGD",1]
["DQSwExt",307,108.5730458,"MGD","DQSwExt",307,99.577546580000003,"MGD","DQSwExt",307,116.93570579999999,"MGD","DQSwExt",307,97.902933009999998,"MGD","DQSwExt",307,127.1286162,"MGD","DQSwExt",307,133.40325720000001,"MGD",1]
["DQSwExt",308,101.8003289,"MGD","DQSwExt",308,93.337081960000006,"MGD","DQSwExt",308,109.17771980000001,"MGD","DQSwExt",308,91.716080500000004,"MGD","DQSwExt",308,118.50221620000001,"MGD","DQSwExt",308,121.2004878,"MGD",1]
["DQSwExt",309,97.731545179999998,"MGD","DQSwExt",309,89.725693309999997,"MGD","DQSwExt",309,103.7348993,"MGD","DQSwExt",309,87.978484069999993,"MGD","DQSwExt",309,112.7208383,"MGD","DQSwExt",309,135.5370312,"MGD",1]
["DQSwExt",310,124.7031307,"MGD","DQSwExt",310,116.0653873,"MGD","DQSwExt",310,135.77968680000001,"MGD","DQSwExt",310,115.0464305,"MGD","DQSwExt",310,148.33666980000001,"MGD","DQSwExt",310,155.27589689999999,"MGD",1]
["DQSwExt",311,97.3228194,"MGD","DQSwExt",311,89.217360130000003,"MGD","DQSwExt",311,105.4036768,"MGD","DQSwExt",311,87.356939990000001,"MGD","DQSwExt",311,115.3944537,"MGD","DQSwExt",311,121.0390536,"MGD",1]
["DQSwExt",312,99.914824019999998,"MGD","DQSwExt",312,91.401424539999994,"MGD","DQSwExt",312,108.5670787,"MGD","DQSwExt",312,89.732474260000004,"MGD","DQSwExt",312,118.8182647,"MGD","DQSwExt",312,124.65610890000001,"MGD",1]
["DQSwExt",313,99.868481130000006,"MGD","DQSwExt",313,91.586858340000006,"MGD","DQSwExt",313,107.5019101,"MGD","DQSwExt",313,89.978918440000001,"MGD","DQSwExt",313,117.5460783,"MGD","DQSwExt",313,123.1987575,"MGD",1]
["DQSwExt",314,107.0521198,"MGD","DQSwExt",314,98.833961930000001,"MGD","DQSwExt",314,115.86994319999999,"MGD","DQSwExt",314,97.204198379999994,"MGD","DQSwExt",314,126.1069339,"MGD","DQSwExt",314,131.74706710000001,"MGD",1]
["DQSwExt",315,101.94452440000001,"MGD","DQSwExt",315,94.350976720000006,"MGD","DQSwExt",315,108.96833959999999,"MGD","DQSwExt",315,92.887312929999993,"MGD","DQSwExt",315,118.726617,"MGD","DQSwExt",315,123.905489,"MGD",1]
["DQSwExt",316,133.97723439999999,"MGD","DQSwExt",316,125.53584960000001,"MGD","DQSwExt",316,146.31520119999999,"MGD","DQSwExt",316,124.1631491,"MGD","DQSwExt",316,159.80693289999999,"MGD","DQSwExt",316,165.0893045,"MGD",1]
["DQSwExt",317,183.05392140000001,"MGD","DQSwExt",317,173.4712893,"MGD","DQSwExt",317,201.65992750000001,"MGD","DQSwExt",317,172.50589919999999,"MGD","DQSwExt",317,223.8300921,"MGD","DQSwExt",317,228.91931629999999,"MGD",1]
["DQSwExt",318,210.82345789999999,"MGD","DQSwExt",318,200.65736380000001,"MGD","DQSwExt",318,234.58554960000001,"MGD","DQSwExt",318,200.1899871,"MGD","DQSwExt",318,258.58415300000001,"MGD","DQSwExt",318,263.18494609999999,"MGD",1]
["DQSwExt",319,219.82331919999999,"MGD","DQSwExt",319,210.15337310000001,"MGD","DQSwExt",319,242.29322970000001,"MGD","DQSwExt",319,209.71090770000001,"MGD","DQSwExt",319,264.658997,"MGD","DQSwExt",319,268.9033455,"MGD",1]
["DQSwExt",320,229.9903089,"MGD","DQSwExt",320,220.52346109999999,"MGD","DQSwExt",320,252.74173289999999,"MGD","DQSwExt",320,220.05994580000001,"MGD","DQSwExt",320,274.66061580000002,"MGD","DQSwExt",320,279.24936170000001,"MGD",1]
["DQSwExt",321,341.3949063,"MGD","DQSwExt",321,329.20578469999998,"MGD","DQSwExt",321,378.25838240000002,"MGD","DQSwExt",321,329.44227660000001,"MGD","DQSwExt",321,412.94323980000001,"MGD","DQSwExt",321,456.41276360000001,"MGD",1]
["DQSwExt",322,374.55157200000002,"MGD","DQSwExt",322,361.91754029999998,"MGD","DQSwExt",322,415.69683450000002,"MGD","DQSwExt",322,362.5162492,"MGD","DQSwExt",322,452.83796919999997,"MGD","DQSwExt",322,417.86722109999999,"MGD",1]
["DQSwExt",323,368.1374199,"MGD","DQSwExt",323,356.40357610000001,"MGD","DQSwExt",323,398.88941060000002,"MGD","DQSwExt",323,357.01665450000002,"MGD","DQSwExt",323,442.23656749999998,"MGD","DQSwExt",323,445.67132409999999,"MGD",1]
["DQSwExt",324,348.6258234,"MGD","DQSwExt",324,337.83145309999998,"MGD","DQSwExt",324,387.87111800000002,"MGD","DQSwExt",324,338.30721929999999,"MGD","DQSwExt",324,416.07625080000003,"MGD","DQSwExt",324,419.73453599999999,"MGD",1]
["DQSwExt",325,326.78601950000001,"MGD","DQSwExt",325,316.76328410000002,"MGD","DQSwExt",325,358.5579568,"MGD","DQSwExt",325,317.1092256,"MGD","DQSwExt",325,387.79352619999997,"MGD","DQSwExt",325,391.4194028,"MGD",1]
["DQSwExt",326,375.97877920000002,"MGD","DQSwExt",326,364.30804819999997,"MGD","DQSwExt",326,415.89251419999999,"MGD","DQSwExt",326,364.79120619999998,"MGD","DQSwExt",326,457.58971350000002,"MGD","DQSwExt",326,461.34096629999999,"MGD",1]
["DQSwExt",327,340.16225420000001,"MGD","DQSwExt",327,328.01842069999998,"MGD","DQSwExt",327,374.1383543,"MGD","DQSwExt",327,328.675477,"MGD","DQSwExt",327,407.71524799999997,"MGD","DQSwExt",327,411.51901930000002,"MGD",1]
["DQSwExt",328,327.27349930000003,"MGD","DQSwExt",328,315.97488320000002,"MGD","DQSwExt",328,358.55981000000003,"MGD","DQSwExt",328,316.51159869999998,"MGD","DQSwExt",328,389.10020120000001,"MGD","DQSwExt",328,373.72459620000001,"MGD",1]
["DQSwExt",329,306.16842229999997,"MGD","DQSwExt",329,295.75011990000002,"MGD","DQSwExt",329,334.6166771,"MGD","DQSwExt",329,296.1262079,"MGD","DQSwExt",329,362.15810379999999,"MGD","DQSwExt",329,365.63370079999999,"MGD",1]
["DQSwExt",330,286.52480789999998,"MGD","DQSwExt",330,276.90477240000001,"MGD","DQSwExt",330,312.07940589999998,"MGD","DQSwExt",330,277.19133520000003,"MGD","DQSwExt",330,337.32017639999998,"MGD","DQSwExt",330,359.33749360000002,"MGD",1]
["DQSwExt",331,287.62512279999999,"MGD","DQSwExt",331,278.00618129999998,"MGD","DQSwExt",331,314.51683600000001,"MGD","DQSwExt",331,278.10621789999999,"MGD","DQSwExt",331,339.89903340000001,"MGD","DQSwExt",331,326.26248409999999,"MGD",1]
["DQSwExt",332,252.6850488,"MGD","DQSwExt",332,244.069435,"MGD","DQSwExt",332,275.26753600000001,"MGD","DQSwExt",332,244.25313310000001,"MGD","DQSwExt",332,297.82104729999998,"MGD","DQSwExt",332,299.56601540000003,"MGD",1]
["DQSwExt",333,247.42698129999999,"MGD","DQSwExt",333,238.85299620000001,"MGD","DQSwExt",333,269.90984709999998,"MGD","DQSwExt",333,238.85332249999999,"MGD","DQSwExt",333,291.79279750000001,"MGD","DQSwExt",333,296.30887949999999,"MGD",1]
["DQSwExt",334,226.71489,"MGD","DQSwExt",334,218.84503169999999,"MGD","DQSwExt",334,246.52895799999999,"MGD","DQSwExt",334,218.8042844,"MGD","DQSwExt",334,266.15363280000003,"MGD","DQSwExt",334,268.46226489999998,"MGD",1]
["DQSwExt",335,213.20411659999999,"MGD","DQSwExt",335,205.7294492,"MGD","DQSwExt",335,231.8103539,"MGD","DQSwExt",335,205.6171453,"MGD","DQSwExt",335,250.0892107,"MGD","DQSwExt",335,250.3163638,"MGD",1]
["DQSwExt",336,200.99097789999999,"MGD","DQSwExt",336,193.94362839999999,"MGD","DQSwExt",336,217.96613020000001,"MGD","DQSwExt",336,193.78858729999999,"MGD","DQSwExt",336,235.01738660000001,"MGD","DQSwExt",336,256.4249532,"MGD",1]
["DQSwExt",337,194.28404710000001,"MGD","DQSwExt",337,187.59027800000001,"MGD","DQSwExt",337,211.4980118,"MGD","DQSwExt",337,187.2955834,"MGD","DQSwExt",337,227.55074909999999,"MGD","DQSwExt",337,230.50643149999999,"MGD",1]
["DQSwExt",338,178.04624699999999,"MGD","DQSwExt",338,171.7665446,"MGD","DQSwExt",338,192.72839089999999,"MGD","DQSwExt",338,171.51367909999999,"MGD","DQSwExt",338,207.48865570000001,"MGD","DQSwExt",338,210.05679420000001,"MGD",1]
["DQSwExt",339,173.0466251,"MGD","DQSwExt",339,166.97382669999999,"MGD","DQSwExt",339,187.89448540000001,"MGD","DQSwExt",339,166.5592637,"MGD","DQSwExt",339,201.91184630000001,"MGD","DQSwExt",339,204.83289490000001,"MGD",1]
["DQSwExt",340,157.903243,"MGD","DQSwExt",340,152.41884350000001,"MGD","DQSwExt",340,170.95585940000001,"MGD","DQSwExt",340,152.07124400000001,"MGD","DQSwExt",340,183.6300512,"MGD","DQSwExt",340,186.346588,"MGD",1]
["DQSwExt",341,148.61208640000001,"MGD","DQSwExt",341,143.49350810000001,"MGD","DQSwExt",341,160.9410699,"MGD","DQSwExt",341,143.1460151,"MGD","DQSwExt",341,172.89131219999999,"MGD","DQSwExt",341,175.49849140000001,"MGD",1]
["DQSwExt",342,140.16352599999999,"MGD","DQSwExt",342,135.3510661,"MGD","DQSwExt",342,151.75379380000001,"MGD","DQSwExt",342,134.9772452,"MGD","DQSwExt",342,162.7882199,"MGD","DQSwExt",342,165.34621050000001,"MGD",1]
["DQSwExt",343,131.32920290000001,"MGD","DQSwExt",343,126.825743,"MGD","DQSwExt",343,142.04400419999999,"MGD","DQSwExt",343,126.4077446,"MGD","DQSwExt",343,152.1192317,"MGD","DQSwExt",343,154.64429630000001,"MGD",1]
["DQSwExt",344,123.5867549,"MGD","DQSwExt",344,119.3944666,"MGD","DQSwExt",344,133.38587559999999,"MGD","DQSwExt",344,118.94557500000001,"MGD","DQSwExt",344,142.52707419999999,"MGD","DQSwExt",344,144.99818569999999,"MGD",1]
["DQSwExt",345,124.36647550000001,"MGD","DQSwExt",345,120.3020313,"MGD","DQSwExt",345,133.5463723,"MGD","DQSwExt",345,119.91374879999999,"MGD","DQSwExt",345,142.4181102,"MGD","DQSwExt",345,144.78649619999999,"MGD",1]
["DQSwExt",346,179.36987429999999,"MGD","DQSwExt",346,175.42515220000001,"MGD","DQSwExt",346,197.98099999999999,"MGD","DQSwExt",346,175.17215200000001,"MGD","DQSwExt",346,217.33255800000001,"MGD","DQSwExt",346,220.0736933,"MGD",1]
["DQSwExt",347,163.49604120000001,"MGD","DQSwExt",347,158.7275898,"MGD","DQSwExt",347,183.1816427,"MGD","DQSwExt",347,158.68399629999999,"MGD","DQSwExt",347,200.2939399,"MGD","DQSwExt",347,202.9177249,"MGD",1]
["DQSwExt",348,283.83219439999999,"MGD","DQSwExt",348,275.78830260000001,"MGD","DQSwExt",348,317.00573250000002,"MGD","DQSwExt",348,276.24987859999999,"MGD","DQSwExt",348,348.62602470000002,"MGD","DQSwExt",348,351.552482,"MGD",1]
["DQSwExt",349,271.72771640000002,"MGD","DQSwExt",349,264.04349589999998,"MGD","DQSwExt",349,303.10601120000001,"MGD","DQSwExt",349,264.67088209999997,"MGD","DQSwExt",349,332.07331240000002,"MGD","DQSwExt",349,334.63267639999998,"MGD",1]
["DQSwExt",350,305.64517430000001,"MGD","DQSwExt",350,297.64571130000002,"MGD","DQSwExt",350,338.22798619999998,"MGD","DQSwExt",350,298.27509850000001,"MGD","DQSwExt",350,367.87115460000001,"MGD","DQSwExt",350,370.42600210000001,"MGD",1]
["DQSwExt",351,276.43508300000002,"MGD","DQSwExt",351,269.23379679999999,"MGD","DQSwExt",351,305.23497250000003,"MGD","DQSwExt",351,269.80713700000001,"MGD","DQSwExt",351,331.64329470000001,"MGD","DQSwExt",351,333.97538550000002,"MGD",1]
["DQSwExt",352,270.78667719999999,"MGD","DQSwExt",352,263.81352079999999,"MGD","DQSwExt",352,298.32382380000001,"MGD","DQSwExt",352,264.3156328,"MGD","DQSwExt",352,323.11362589999999,"MGD","DQSwExt",352,325.4024804,"MGD",1]
["DQSwExt",353,259.53407800000002,"MGD","DQSwExt",353,252.87117939999999,"MGD","DQSwExt",353,284.26884039999999,"MGD","DQSwExt",353,253.3010506,"MGD","DQSwExt",353,307.1482082,"MGD","DQSwExt",353,309.46346560000001,"MGD",{"$f":"IF(ISNUMBER(C388),IF(AVERAGE(C388,G388,K388,O388,S388,W388)<>MAX(C388,G388,K388,O388,S388,W388),1,0),\"\")","v":1}]
["DQSwExt",354,376.5213675,"MGD","DQSwExt",354,365.58448529999998,"MGD","DQSwExt",354,423.03008310000001,"MGD","DQSwExt",354,366.87237160000001,"MGD","DQSwExt",354,467.41968329999997,"MGD","DQSwExt",354,470.13679769999999,"MGD",1]
["DQSwExt",355,313.01389310000002,"MGD","DQSwExt",355,303.65133739999999,"MGD","DQSwExt",355,348.00507190000002,"MGD","DQSwExt",355,304.65365159999999,"MGD","DQSwExt",355,380.35851350000002,"MGD","DQSwExt",355,383.16352219999999,"MGD",1]
["DQSwExt",356,329.03515340000001,"MGD","DQSwExt",356,320.24611779999998,"MGD","DQSwExt",356,361.21772609999999,"MGD","DQSwExt",356,321.12256409999998,"MGD","DQSwExt",356,390.78528499999999,"MGD","DQSwExt",356,374.81569780000001,"MGD",1]
["DQSwExt",357,311.31105029999998,"MGD","DQSwExt",357,303.16931899999997,"MGD","DQSwExt",357,340.50132910000002,"MGD","DQSwExt",357,303.874684,"MGD","DQSwExt",357,366.96105649999998,"MGD","DQSwExt",357,369.06781749999999,"MGD",1]
["DQSwExt",358,293.6125356,"MGD","DQSwExt",358,286.03609230000001,"MGD","DQSwExt",358,319.75270310000002,"MGD","DQSwExt",358,286.6535366,"MGD","DQSwExt",358,343.88080500000001,"MGD","DQSwExt",358,364.98812509999999,"MGD",1]
["DQSwExt",359,333.1949856,"MGD","DQSwExt",359,324.64026689999997,"MGD","DQSwExt",359,367.8199573,"MGD","DQSwExt",359,325.36071349999997,"MGD","DQSwExt",359,402.44701700000002,"MGD","DQSwExt",359,387.94199329999998,"MGD",1]
["DQSwExt",360,274.94548229999998,"MGD","DQSwExt",360,266.9809631,"MGD","DQSwExt",360,302.33750989999999,"MGD","DQSwExt",360,267.67211909999997,"MGD","DQSwExt",360,328.6637399,"MGD","DQSwExt",360,346.88685120000002,"MGD",1]
["DQSwExt",361,286.78945759999999,"MGD","DQSwExt",361,278.65739259999998,"MGD","DQSwExt",361,314.26543190000001,"MGD","DQSwExt",361,279.34939420000001,"MGD","DQSwExt",361,339.87863119999997,"MGD","DQSwExt",361,342.15435550000001,"MGD",1]
["DQSwExt",362,273.28719219999999,"MGD","DQSwExt",362,265.6760835,"MGD","DQSwExt",362,298.3596986,"MGD","DQSwExt",362,266.23922640000001,"MGD","DQSwExt",362,321.38199129999998,"MGD","DQSwExt",362,305.1387436,"MGD",1]
["DQSwExt",363,256.20288219999998,"MGD","DQSwExt",363,249.1341295,"MGD","DQSwExt",363,279.25549660000001,"MGD","DQSwExt",363,249.51130209999999,"MGD","DQSwExt",363,299.68852470000002,"MGD","DQSwExt",363,301.93770189999998,"MGD",1]
["DQSwExt",364,239.5584379,"MGD","DQSwExt",364,232.75762539999999,"MGD","DQSwExt",364,259.92599689999997,"MGD","DQSwExt",364,233.1832095,"MGD","DQSwExt",364,278.88854420000001,"MGD","DQSwExt",364,281.0041129,"MGD",1]
["DQSwExt",365,233.31267800000001,"MGD","DQSwExt",365,227.22469380000001,"MGD","DQSwExt",365,251.20189629999999,"MGD","DQSwExt",365,227.19088170000001,"MGD","DQSwExt",365,269.66775639999997,"MGD","DQSwExt",365,270.31618279999998,"MGD",1]
["DQGwExt",1,0,"MGD","DQGwExt",1,0,"MGD","DQGwExt",1,0,"MGD","DQGwExt",1,0,"MGD","DQGwExt",1,0,"MGD","DQGwExt",1,0,"MGD",0]
["DQGwExt",2,0,"MGD","DQGwExt",2,0,"MGD","DQGwExt",2,0,"MGD","DQGwExt",2,0,"MGD","DQGwExt",2,0,"MGD","DQGwExt",2,0,"MGD",0]
["DQGwExt",3,0,"MGD","DQGwExt",3,0,"MGD","DQGwExt",3,0,"MGD","DQGwExt",3,0,"MGD","DQGwExt",3,0,"MGD","DQGwExt",3,0,"MGD",0]
["DQGwExt",4,0,"MGD","DQGwExt",4,0,"MGD","DQGwExt",4,0,"MGD","DQGwExt",4,0,"MGD","DQGwExt",4,0,"MGD","DQGwExt",4,0,"MGD",0]
["DQGwExt",5,0,"MGD","DQGwExt",5,0,"MGD","DQGwExt",5,0,"MGD","DQGwExt",5,0,"MGD","DQGwExt",5,0,"MGD","DQGwExt",5,0,"MGD",0]
["DQGwExt",6,0,"MGD","DQGwExt",6,0,"MGD","DQGwExt",6,0,"MGD","DQGwExt",6,0,"MGD","DQGwExt",6,0,"MGD","DQGwExt",6,0,"MGD",0]
["DQGwExt",7,0,"MGD","DQGwExt",7,0,"MGD","DQGwExt",7,0,"MGD","DQGwExt",7,0,"MGD","DQGwExt",7,0,"MGD","DQGwExt",7,0,"MGD",0]
["DQGwExt",8,0,"MGD","DQGwExt",8,0,"MGD","DQGwExt",8,0,"MGD","DQGwExt",8,0,"MGD","DQGwExt",8,0,"MGD","DQGwExt",8,0,"MGD",0]
["DQGwExt",9,0,"MGD","DQGwExt",9,0,"MGD","DQGwExt",9,0,"MGD","DQGwExt",9,0,"MGD","DQGwExt",9,0,"MGD","DQGwExt",9,0,"MGD",0]
["DQGwExt",10,0,"MGD","DQGwExt",10,0,"MGD","DQGwExt",10,0,"MGD","DQGwExt",10,0,"MGD","DQGwExt",10,0,"MGD","DQGwExt",10,0,"MGD",0]
["DQGwExt",11,0,"MGD","DQGwExt",11,0,"MGD","DQGwExt",11,0,"MGD","DQGwExt",11,0,"MGD","DQGwExt",11,0,"MGD","DQGwExt",11,0,"MGD",0]
["DQGwExt",12,0,"MGD","DQGwExt",12,0,"MGD","DQGwExt",12,0,"MGD","DQGwExt",12,0,"MGD","DQGwExt",12,0,"MGD","DQGwExt",12,0,"MGD",0]
["DQGwExt",13,0,"MGD","DQGwExt",13,0,"MGD","DQGwExt",13,0,"MGD","DQGwExt",13,0,"MGD","DQGwExt",13,0,"MGD","DQGwExt",13,0,"MGD",0]
["DQGwExt",14,0,"MGD","DQGwExt",14,0,"MGD","DQGwExt",14,0,"MGD","DQGwExt",14,0,"MGD","DQGwExt",14,0,"MGD","DQGwExt",14,0,"MGD",0]
["DQGwExt",15,0,"MGD","DQGwExt",15,0,"MGD","DQGwExt",15,0,"MGD","DQGwExt",15,0,"MGD","DQGwExt",15,0,"MGD","DQGwExt",15,0,"MGD",0]
["DQGwExt",16,0,"MGD","DQGwExt",16,0,"MGD","DQGwExt",16,0,"MGD","DQGwExt",16,0,"MGD","DQGwExt",16,0,"MGD","DQGwExt",16,0,"MGD",0]
["DQGwExt",17,0,"MGD","DQGwExt",17,0,"MGD","DQGwExt",17,0,"MGD","DQGwExt",17,0,"MGD","DQGwExt",17,0,"MGD","DQGwExt",17,0,"MGD",0]
["DQGwExt",18,0,"MGD","DQGwExt",18,0,"MGD","DQGwExt",18,0,"MGD","DQGwExt",18,0,"MGD","DQGwExt",18,0,"MGD","DQGwExt",18,0,"MGD",0]
["DQGwExt",19,0,"MGD","DQGwExt",19,0,"MGD","DQGwExt",19,0,"MGD","DQGwExt",19,0,"MGD","DQGwExt",19,0,"MGD","DQGwExt",19,0,"MGD",0]
["DQGwExt",20,0,"MGD","DQGwExt",20,0,"MGD","DQGwExt",20,0,"MGD","DQGwExt",20,0,"MGD","DQGwExt",20,0,"MGD","DQGwExt",20,0,"MGD",0]
["DQGwExt",21,0,"MGD","DQGwExt",21,0,"MGD","DQGwExt",21,0,"MGD","DQGwExt",21,0,"MGD","DQGwExt",21,0,"MGD","DQGwExt",21,0,"MGD",0]
["DQGwExt",22,0,"MGD","DQGwExt",22,0,"MGD","DQGwExt",22,0,"MGD","DQGwExt",22,0,"MGD","DQGwExt",22,0,"MGD","DQGwExt",22,0,"MGD",0]
["DQGwExt",23,0,"MGD","DQGwExt",23,0,"MGD","DQGwExt",23,0,"MGD","DQGwExt",23,0,"MGD","DQGwExt",23,0,"MGD","DQGwExt",23,0,"MGD",0]
["DQGwExt",24,0,"MGD","DQGwExt",24,0,"MGD","DQGwExt",24,0,"MGD","DQGwExt",24,0,"MGD","DQGwExt",24,0,"MGD","DQGwExt",24,0,"MGD",0]
["DQGwExt",25,0,"MGD","DQGwExt",25,0,"MGD","DQGwExt",25,0,"MGD","DQGwExt",25,0,"MGD","DQGwExt",25,0,"MGD","DQGwExt",25,0,"MGD",0]
["DQGwExt",26,0,"MGD","DQGwExt",26,0,"MGD","DQGwExt",26,0,"MGD","DQGwExt",26,0,"MGD","DQGwExt",26,0,"MGD","DQGwExt",26,0,"MGD",0]
["DQGwExt",27,0,"MGD","DQGwExt",27,0,"MGD","DQGwExt",27,0,"MGD","DQGwExt",27,0,"MGD","DQGwExt",27,0,"MGD","DQGwExt",27,0,"MGD",0]
["DQGwExt",28,0,"MGD","DQGwExt",28,0,"MGD","DQGwExt",28,0,"MGD","DQGwExt",28,0,"MGD","DQGwExt",28,0,"MGD","DQGwExt",28,0,"MGD",0]
["DQGwExt",29,0,"MGD","DQGwExt",29,0,"MGD","DQGwExt",29,0,"MGD","DQGwExt",29,0,"MGD","DQGwExt",29,0,"MGD","DQGwExt",29,0,"MGD",0]
["DQGwExt",30,0,"MGD","DQGwExt",30,0,"MGD","DQGwExt",30,0,"MGD","DQGwExt",30,0,"MGD","DQGwExt",30,0,"MGD","DQGwExt",30,0,"MGD",0]
["DQGwExt",31,0,"MGD","DQGwExt",31,0,"MGD","DQGwExt",31,0,"MGD","DQGwExt",31,0,"MGD","DQGwExt",31,0,"MGD","DQGwExt",31,0,"MGD",0]
["DQGwExt",32,0,"MGD","DQGwExt",32,0,"MGD","DQGwExt",32,0,"MGD","DQGwExt",32,0,"MGD","DQGwExt",32,0,"MGD","DQGwExt",32,0,"MGD",0]
["DQGwExt",33,0,"MGD","DQGwExt",33,0,"MGD","DQGwExt",33,0,"MGD","DQGwExt",33,0,"MGD","DQGwExt",33,0,"MGD","DQGwExt",33,0,"MGD",0]
["DQGwExt",34,0,"MGD","DQGwExt",34,0,"MGD","DQGwExt",34,0,"MGD","DQGwExt",34,0,"MGD","DQGwExt",34,0,"MGD","DQGwExt",34,0,"MGD",0]
["DQGwExt",35,0,"MGD","DQGwExt",35,0,"MGD","DQGwExt",35,0,"MGD","DQGwExt",35,0,"MGD","DQGwExt",35,0,"MGD","DQGwExt",35,0,"MGD",0]
["DQGwExt",36,0,"MGD","DQGwExt",36,0,"MGD","DQGwExt",36,0,"MGD","DQGwExt",36,0,"MGD","DQGwExt",36,0,"MGD","DQGwExt",36,0,"MGD",0]
["DQGwExt",37,0,"MGD","DQGwExt",37,0,"MGD","DQGwExt",37,0,"MGD","DQGwExt",37,0,"MGD","DQGwExt",37,0,"MGD","DQGwExt",37,0,"MGD",0]
["DQGwExt",38,0,"MGD","DQGwExt",38,0,"MGD","DQGwExt",38,0,"MGD","DQGwExt",38,0,"MGD","DQGwExt",38,0,"MGD","DQGwExt",38,0,"MGD",0]
["DQGwExt",39,0,"MGD","DQGwExt",39,0,"MGD","DQGwExt",39,0,"MGD","DQGwExt",39,0,"MGD","DQGwExt",39,0,"MGD","DQGwExt",39,0,"MGD",0]
["DQGwExt",40,0,"MGD","DQGwExt",40,0,"MGD","DQGwExt",40,0,"MGD","DQGwExt",40,0,"MGD","DQGwExt",40,0,"MGD","DQGwExt",40,0,"MGD",0]
["DQGwExt",41,0,"MGD","DQGwExt",41,0,"MGD","DQGwExt",41,0,"MGD","DQGwExt",41,0,"MGD","DQGwExt",41,0,"MGD","DQGwExt",41,0,"MGD",0]
["DQGwExt",42,0,"MGD","DQGwExt",42,0,"MGD","DQGwExt",42,0,"MGD","DQGwExt",42,0,"MGD","DQGwExt",42,0,"MGD","DQGwExt",42,0,"MGD",0]
["DQGwExt",43,0,"MGD","DQGwExt",43,0,"MGD","DQGwExt",43,0,"MGD","DQGwExt",43,0,"MGD","DQGwExt",43,0,"MGD","DQGwExt",43,0,"MGD",0]
["DQGwExt",44,0,"MGD","DQGwExt",44,0,"MGD","DQGwExt",44,0,"MGD","DQGwExt",44,0,"MGD","DQGwExt",44,0,"MGD","DQGwExt",44,0,"MGD",0]
["DQGwExt",45,0,"MGD","DQGwExt",45,0,"MGD","DQGwExt",45,0,"MGD","DQGwExt",45,0,"MGD","DQGwExt",45,0,"MGD","DQGwExt",45,0,"MGD",0]
["DQGwExt",46,0,"MGD","DQGwExt",46,0,"MGD","DQGwExt",46,0,"MGD","DQGwExt",46,0,"MGD","DQGwExt",46,0,"MGD","DQGwExt",46,0,"MGD",0]
["DQGwExt",47,0,"MGD","DQGwExt",47,0,"MGD","DQGwExt",47,0,"MGD","DQGwExt",47,0,"MGD","DQGwExt",47,0,"MGD","DQGwExt",47,0,"MGD",0]
["DQGwExt",48,0,"MGD","DQGwExt",48,0,"MGD","DQGwExt",48,0,"MGD","DQGwExt",48,0,"MGD","DQGwExt",48,0,"MGD","DQGwExt",48,0,"MGD",0]
["DQGwExt",49,0,"MGD","DQGwExt",49,0,"MGD","DQGwExt",49,0,"MGD","DQGwExt",49,0,"MGD","DQGwExt",49,0,"MGD","DQGwExt",49,0,"MGD",0]
["DQGwExt",50,0,"MGD","DQGwExt",50,0,"MGD","DQGwExt",50,0,"MGD","DQGwExt",50,0,"MGD","DQGwExt",50,0,"MGD","DQGwExt",50,0,"MGD",0]
["DQGwExt",51,0,"MGD","DQGwExt",51,0,"MGD","DQGwExt",51,0,"MGD","DQGwExt",51,0,"MGD","DQGwExt",51,0,"MGD","DQGwExt",51,0,"MGD",0]
["DQGwExt",52,0,"MGD","DQGwExt",52,0,"MGD","DQGwExt",52,0,"MGD","DQGwExt",52,0,"MGD","DQGwExt",52,0,"MGD","DQGwExt",52,0,"MGD",{"$f":"IF(ISNUMBER(C452),IF(AVERAGE(C452,G452,K452,O452,S452,W452)<>MAX(C452,G452,K452,O452,S452,W452),1,0),\"\")","v":0}]
["DQGwExt",53,0,"MGD","DQGwExt",53,0,"MGD","DQGwExt",53,0,"MGD","DQGwExt",53,0,"MGD","DQGwExt",53,0,"MGD","DQGwExt",53,0,"MGD",0]
["DQGwExt",54,0,"MGD","DQGwExt",54,0,"MGD","DQGwExt",54,0,"MGD","DQGwExt",54,0,"MGD","DQGwExt",54,0,"MGD","DQGwExt",54,0,"MGD",0]
["DQGwExt",55,0,"MGD","DQGwExt",55,0,"MGD","DQGwExt",55,0,"MGD","DQGwExt",55,0,"MGD","DQGwExt",55,0,"MGD","DQGwExt",55,0,"MGD",0]
["DQGwExt",56,0,"MGD","DQGwExt",56,0,"MGD","DQGwExt",56,0,"MGD","DQGwExt",56,0,"MGD","DQGwExt",56,0,"MGD","DQGwExt",56,0,"MGD",0]
["DQGwExt",57,0,"MGD","DQGwExt",57,0,"MGD","DQGwExt",57,0,"MGD","DQGwExt",57,0,"MGD","DQGwExt",57,0,"MGD","DQGwExt",57,0,"MGD",0]
["DQGwExt",58,0,"MGD","DQGwExt",58,0,"MGD","DQGwExt",58,0,"MGD","DQGwExt",58,0,"MGD","DQGwExt",58,0,"MGD","DQGwExt",58,0,"MGD",0]
["DQGwExt",59,0,"MGD","DQGwExt",59,0,"MGD","DQGwExt",59,0,"MGD","DQGwExt",59,0,"MGD","DQGwExt",59,0,"MGD","DQGwExt",59,0,"MGD",0]
["DQGwExt",60,0,"MGD","DQGwExt",60,0,"MGD","DQGwExt",60,0,"MGD","DQGwExt",60,0,"MGD","DQGwExt",60,0,"MGD","DQGwExt",60,0,"MGD",0]
["DQGwExt",61,0,"MGD","DQGwExt",61,0,"MGD","DQGwExt",61,0,"MGD","DQGwExt",61,0,"MGD","DQGwExt",61,0,"MGD","DQGwExt",61,0,"MGD",0]
["DQGwExt",62,0,"MGD","DQGwExt",62,0,"MGD","DQGwExt",62,0,"MGD","DQGwExt",62,0,"MGD","DQGwExt",62,0,"MGD","DQGwExt",62,0,"MGD",0]
["DQGwExt",63,0,"MGD","DQGwExt",63,0,"MGD","DQGwExt",63,0,"MGD","DQGwExt",63,0,"MGD","DQGwExt",63,0,"MGD","DQGwExt",63,0,"MGD",0]
["DQGwExt",64,0,"MGD","DQGwExt",64,0,"MGD","DQGwExt",64,0,"MGD","DQGwExt",64,0,"MGD","DQGwExt",64,0,"MGD","DQGwExt",64,0,"MGD",0]
["DQGwExt",65,0,"MGD","DQGwExt",65,0,"MGD","DQGwExt",65,0,"MGD","DQGwExt",65,0,"MGD","DQGwExt",65,0,"MGD","DQGwExt",65,0,"MGD",0]
["DQGwExt",66,0,"MGD","DQGwExt",66,0,"MGD","DQGwExt",66,0,"MGD","DQGwExt",66,0,"MGD","DQGwExt",66,0,"MGD","DQGwExt",66,0,"MGD",0]
["DQGwExt",67,0,"MGD","DQGwExt",67,0,"MGD","DQGwExt",67,0,"MGD","DQGwExt",67,0,"MGD","DQGwExt",67,0,"MGD","DQGwExt",67,0,"MGD",0]
["DQGwExt",68,0,"MGD","DQGwExt",68,0,"MGD","DQGwExt",68,0,"MGD","DQGwExt",68,0,"MGD","DQGwExt",68,0,"MGD","DQGwExt",68,0,"MGD",0]
["DQGwExt",69,0,"MGD","DQGwExt",69,0,"MGD","DQGwExt",69,0,"MGD","DQGwExt",69,0,"MGD","DQGwExt",69,0,"MGD","DQGwExt",69,0,"MGD",0]
["DQGwExt",70,0,"MGD","DQGwExt",70,0,"MGD","DQGwExt",70,0,"MGD","DQGwExt",70,0,"MGD","DQGwExt",70,0,"MGD","DQGwExt",70,0,"MGD",0]
["DQGwExt",71,0,"MGD","DQGwExt",71,0,"MGD","DQGwExt",71,0,"MGD","DQGwExt",71,0,"MGD","DQGwExt",71,0,"MGD","DQGwExt",71,0,"MGD",0]
["DQGwExt",72,0,"MGD","DQGwExt",72,0,"MGD","DQGwExt",72,0,"MGD","DQGwExt",72,0,"MGD","DQGwExt",72,0,"MGD","DQGwExt",72,0,"MGD",0]
["DQGwExt",73,0,"MGD","DQGwExt",73,0,"MGD","DQGwExt",73,0,"MGD","DQGwExt",73,0,"MGD","DQGwExt",73,0,"MGD","DQGwExt",73,0,"MGD",0]
["DQGwExt",74,0,"MGD","DQGwExt",74,0,"MGD","DQGwExt",74,0,"MGD","DQGwExt",74,0,"MGD","DQGwExt",74,0,"MGD","DQGwExt",74,0,"MGD",0]
["DQGwExt",75,0,"MGD","DQGwExt",75,0,"MGD","DQGwExt",75,0,"MGD","DQGwExt",75,0,"MGD","DQGwExt",75,0,"MGD","DQGwExt",75,0,"MGD",0]
["DQGwExt",76,0,"MGD","DQGwExt",76,0,"MGD","DQGwExt",76,0,"MGD","DQGwExt",76,0,"MGD","DQGwExt",76,0,"MGD","DQGwExt",76,0,"MGD",0]
["DQGwExt",77,0,"MGD","DQGwExt",77,0,"MGD","DQGwExt",77,0,"MGD","DQGwExt",77,0,"MGD","DQGwExt",77,0,"MGD","DQGwExt",77,0,"MGD",0]
["DQGwExt",78,0,"MGD","DQGwExt",78,0,"MGD","DQGwExt",78,0,"MGD","DQGwExt",78,0,"MGD","DQGwExt",78,0,"MGD","DQGwExt",78,0,"MGD",0]
["DQGwExt",79,0,"MGD","DQGwExt",79,0,"MGD","DQGwExt",79,0,"MGD","DQGwExt",79,0,"MGD","DQGwExt",79,0,"MGD","DQGwExt",79,0,"MGD",0]
["DQGwExt",80,0,"MGD","DQGwExt",80,0,"MGD","DQGwExt",80,0,"MGD","DQGwExt",80,0,"MGD","DQGwExt",80,0,"MGD","DQGwExt",80,0,"MGD",0]
["DQGwExt",81,0,"MGD","DQGwExt",81,0,"MGD","DQGwExt",81,0,"MGD","DQGwExt",81,0,"MGD","DQGwExt",81,0,"MGD","DQGwExt",81,0,"MGD",0]
["DQGwExt",82,0,"MGD","DQGwExt",82,0,"MGD","DQGwExt",82,0,"MGD","DQGwExt",82,0,"MGD","DQGwExt",82,0,"MGD","DQGwExt",82,0,"MGD",0]
["DQGwExt",83,0,"MGD","DQGwExt",83,0,"MGD","DQGwExt",83,0,"MGD","DQGwExt",83,0,"MGD","DQGwExt",83,0,"MGD","DQGwExt",83,0,"MGD",0]
["DQGwExt",84,0,"MGD","DQGwExt",84,0,"MGD","DQGwExt",84,0,"MGD","DQGwExt",84,0,"MGD","DQGwExt",84,0,"MGD","DQGwExt",84,0,"MGD",0]
["DQGwExt",85,0,"MGD","DQGwExt",85,0,"MGD","DQGwExt",85,0,"MGD","DQGwExt",85,0,"MGD","DQGwExt",85,0,"MGD","DQGwExt",85,0,"MGD",0]
["DQGwExt",86,0,"MGD","DQGwExt",86,0,"MGD","DQGwExt",86,0,"MGD","DQGwExt",86,0,"MGD","DQGwExt",86,0,"MGD","DQGwExt",86,0,"MGD",0]
["DQGwExt",87,0,"MGD","DQGwExt",87,0,"MGD","DQGwExt",87,0,"MGD","DQGwExt",87,0,"MGD","DQGwExt",87,0,"MGD","DQGwExt",87,0,"MGD",0]
["DQGwExt",88,0,"MGD","DQGwExt",88,0,"MGD","DQGwExt",88,0,"MGD","DQGwExt",88,0,"MGD","DQGwExt",88,0,"MGD","DQGwExt",88,0,"MGD",0]
["DQGwExt",89,0,"MGD","DQGwExt",89,0,"MGD","DQGwExt",89,0,"MGD","DQGwExt",89,0,"MGD","DQGwExt",89,0,"MGD","DQGwExt",89,0,"MGD",0]
["DQGwExt",90,0,"MGD","DQGwExt",90,0,"MGD","DQGwExt",90,0,"MGD","DQGwExt",90,0,"MGD","DQGwExt",90,0,"MGD","DQGwExt",90,0,"MGD",0]
["DQGwExt",91,0,"MGD","DQGwExt",91,0,"MGD","DQGwExt",91,0,"MGD","DQGwExt",91,0,"MGD","DQGwExt",91,0,"MGD","DQGwExt",91,0,"MGD",0]
["DQGwExt",92,0,"MGD","DQGwExt",92,0,"MGD","DQGwExt",92,0,"MGD","DQGwExt",92,0,"MGD","DQGwExt",92,0,"MGD","DQGwExt",92,0,"MGD",0]
["DQGwExt",93,0,"MGD","DQGwExt",93,0,"MGD","DQGwExt",93,0,"MGD","DQGwExt",93,0,"MGD","DQGwExt",93,0,"MGD","DQGwExt",93,0,"MGD",0]
["DQGwExt",94,0,"MGD","DQGwExt",94,0,"MGD","DQGwExt",94,0,"MGD","DQGwExt",94,0,"MGD","DQGwExt",94,0,"MGD","DQGwExt",94,0,"MGD",0]
["DQGwExt",95,0,"MGD","DQGwExt",95,0,"MGD","DQGwExt",95,0,"MGD","DQGwExt",95,0,"MGD","DQGwExt",95,0,"MGD","DQGwExt",95,0,"MGD",0]
["DQGwExt",96,0,"MGD","DQGwExt",96,0,"MGD","DQGwExt",96,0,"MGD","DQGwExt",96,0,"MGD","DQGwExt",96,0,"MGD","DQGwExt",96,0,"MGD",0]
["DQGwExt",97,0,"MGD","DQGwExt",97,0,"MGD","DQGwExt",97,0,"MGD","DQGwExt",97,0,"MGD","DQGwExt",97,0,"MGD","DQGwExt",97,0,"MGD",0]
["DQGwExt",98,0,"MGD","DQGwExt",98,0,"MGD","DQGwExt",98,0,"MGD","DQGwExt",98,0,"MGD","DQGwExt",98,0,"MGD","DQGwExt",98,0,"MGD",0]
["DQGwExt",99,0,"MGD","DQGwExt",99,0,"MGD","DQGwExt",99,0,"MGD","DQGwExt",99,0,"MGD","DQGwExt",99,0,"MGD","DQGwExt",99,0,"MGD",0]
["DQGwExt",100,0,"MGD","DQGwExt",100,0,"MGD","DQGwExt",100,0,"MGD","DQGwExt",100,0,"MGD","DQGwExt",100,0,"MGD","DQGwExt",100,0,"MGD",0]
["DQGwExt",101,0,"MGD","DQGwExt",101,0,"MGD","DQGwExt",101,0,"MGD","DQGwExt",101,0,"MGD","DQGwExt",101,0,"MGD","DQGwExt",101,0,"MGD",0]
["DQGwExt",102,0,"MGD","DQGwExt",102,0,"MGD","DQGwExt",102,0,"MGD","DQGwExt",102,0,"MGD","DQGwExt",102,0,"MGD","DQGwExt",102,0,"MGD",0]
["DQGwExt",103,0,"MGD","DQGwExt",103,0,"MGD","DQGwExt",103,0,"MGD","DQGwExt",103,0,"MGD","DQGwExt",103,0,"MGD","DQGwExt",103,0,"MGD",0]
["DQGwExt",104,0,"MGD","DQGwExt",104,0,"MGD","DQGwExt",104,0,"MGD","DQGwExt",104,0,"MGD","DQGwExt",104,0,"MGD","DQGwExt",104,0,"MGD",0]
["DQGwExt",105,0,"MGD","DQGwExt",105,0,"MGD","DQGwExt",105,0,"MGD","DQGwExt",105,0,"MGD","DQGwExt",105,0,"MGD","DQGwExt",105,0,"MGD",0]
["DQGwExt",106,0,"MGD","DQGwExt",106,0,"MGD","DQGwExt",106,0,"MGD","DQGwExt",106,0,"MGD","DQGwExt",106,0,"MGD","DQGwExt",106,0,"MGD",0]
["DQGwExt",107,0,"MGD","DQGwExt",107,0,"MGD","DQGwExt",107,0,"MGD","DQGwExt",107,0,"MGD","DQGwExt",107,0,"MGD","DQGwExt",107,0,"MGD",0]
["DQGwExt",108,0,"MGD","DQGwExt",108,0,"MGD","DQGwExt",108,0,"MGD","DQGwExt",108,0,"MGD","DQGwExt",108,0,"MGD","DQGwExt",108,0,"MGD",0]
["DQGwExt",109,0,"MGD","DQGwExt",109,0,"MGD","DQGwExt",109,0,"MGD","DQGwExt",109,0,"MGD","DQGwExt",109,0,"MGD","DQGwExt",109,0,"MGD",0]
["DQGwExt",110,0,"MGD","DQGwExt",110,0,"MGD","DQGwExt",110,0,"MGD","DQGwExt",110,0,"MGD","DQGwExt",110,0,"MGD","DQGwExt",110,0,"MGD",0]
["DQGwExt",111,0,"MGD","DQGwExt",111,0,"MGD","DQGwExt",111,0,"MGD","DQGwExt",111,0,"MGD","DQGwExt",111,0,"MGD","DQGwExt",111,0,"MGD",0]
["DQGwExt",112,0,"MGD","DQGwExt",112,0,"MGD","DQGwExt",112,0,"MGD","DQGwExt",112,0,"MGD","DQGwExt",112,0,"MGD","DQGwExt",112,0,"MGD",0]
["DQGwExt",113,0,"MGD","DQGwExt",113,0,"MGD","DQGwExt",113,0,"MGD","DQGwExt",113,0,"MGD","DQGwExt",113,0,"MGD","DQGwExt",113,0,"MGD",0]
["DQGwExt",114,0,"MGD","DQGwExt",114,0,"MGD","DQGwExt",114,0,"MGD","DQGwExt",114,0,"MGD","DQGwExt",114,0,"MGD","DQGwExt",114,0,"MGD",0]
["DQGwExt",115,0,"MGD","DQGwExt",115,0,"MGD","DQGwExt",115,0,"MGD","DQGwExt",115,0,"MGD","DQGwExt",115,0,"MGD","DQGwExt",115,0,"MGD",0]
["DQGwExt",116,0,"MGD","DQGwExt",116,0,"MGD","DQGwExt",116,0,"MGD","DQGwExt",116,0,"MGD","DQGwExt",116,0,"MGD","DQGwExt",116,0,"MGD",{"$f":"IF(ISNUMBER(C516),IF(AVERAGE(C516,G516,K516,O516,S516,W516)<>MAX(C516,G516,K516,O516,S516,W516),1,0),\"\")","v":0}]
["DQGwExt",117,0,"MGD","DQGwExt",117,0,"MGD","DQGwExt",117,0,"MGD","DQGwExt",117,0,"MGD","DQGwExt",117,0,"MGD","DQGwExt",117,0,"MGD",0]
["DQGwExt",118,0,"MGD","DQGwExt",118,0,"MGD","DQGwExt",118,0,"MGD","DQGwExt",118,0,"MGD","DQGwExt",118,0,"MGD","DQGwExt",118,0,"MGD",0]
["DQGwExt",119,0,"MGD","DQGwExt",119,0,"MGD","DQGwExt",119,0,"MGD","DQGwExt",119,0,"MGD","DQGwExt",119,0,"MGD","DQGwExt",119,0,"MGD",0]
["DQGwExt",120,0,"MGD","DQGwExt",120,0,"MGD","DQGwExt",120,0,"MGD","DQGwExt",120,0,"MGD","DQGwExt",120,0,"MGD","DQGwExt",120,0,"MGD",0]
["DQGwExt",121,0,"MGD","DQGwExt",121,0,"MGD","DQGwExt",121,0,"MGD","DQGwExt",121,0,"MGD","DQGwExt",121,0,"MGD","DQGwExt",121,0,"MGD",0]
["DQGwExt",122,0,"MGD","DQGwExt",122,0,"MGD","DQGwExt",122,0,"MGD","DQGwExt",122,0,"MGD","DQGwExt",122,0,"MGD","DQGwExt",122,0,"MGD",0]
["DQGwExt",123,0,"MGD","DQGwExt",123,0,"MGD","DQGwExt",123,0,"MGD","DQGwExt",123,0,"MGD","DQGwExt",123,0,"MGD","DQGwExt",123,0,"MGD",0]
["DQGwExt",124,0,"MGD","DQGwExt",124,0,"MGD","DQGwExt",124,0,"MGD","DQGwExt",124,0,"MGD","DQGwExt",124,0,"MGD","DQGwExt",124,0,"MGD",0]
["DQGwExt",125,0,"MGD","DQGwExt",125,0,"MGD","DQGwExt",125,0,"MGD","DQGwExt",125,0,"MGD","DQGwExt",125,0,"MGD","DQGwExt",125,0,"MGD",0]
["DQGwExt",126,0,"MGD","DQGwExt",126,0,"MGD","DQGwExt",126,0,"MGD","DQGwExt",126,0,"MGD","DQGwExt",126,0,"MGD","DQGwExt",126,0,"MGD",0]
["DQGwExt",127,0,"MGD","DQGwExt",127,0,"MGD","DQGwExt",127,0,"MGD","DQGwExt",127,0,"MGD","DQGwExt",127,0,"MGD","DQGwExt",127,0,"MGD",0]
["DQGwExt",128,0,"MGD","DQGwExt",128,0,"MGD","DQGwExt",128,0,"MGD","DQGwExt",128,0,"MGD","DQGwExt",128,0,"MGD","DQGwExt",128,0,"MGD",0]
["DQGwExt",129,0,"MGD","DQGwExt",129,0,"MGD","DQGwExt",129,0,"MGD","DQGwExt",129,0,"MGD","DQGwExt",129,0,"MGD","DQGwExt",129,0,"MGD",0]
["DQGwExt",130,0,"MGD","DQGwExt",130,0,"MGD","DQGwExt",130,0,"MGD","DQGwExt",130,0,"MGD","DQGwExt",130,0,"MGD","DQGwExt",130,0,"MGD",0]
["DQGwExt",131,0,"MGD","DQGwExt",131,0,"MGD","DQGwExt",131,0,"MGD","DQGwExt",131,0,"MGD","DQGwExt",131,0,"MGD","DQGwExt",131,0,"MGD",0]
["DQGwExt",132,0,"MGD","DQGwExt",132,0,"MGD","DQGwExt",132,0,"MGD","DQGwExt",132,0,"MGD","DQGwExt",132,0,"MGD","DQGwExt",132,0,"MGD",0]
["DQGwExt",133,0,"MGD","DQGwExt",133,0,"MGD","DQGwExt",133,0,"MGD","DQGwExt",133,0,"MGD","DQGwExt",133,0,"MGD","DQGwExt",133,0,"MGD",0]
["DQGwExt",134,0,"MGD","DQGwExt",134,0,"MGD","DQGwExt",134,0,"MGD","DQGwExt",134,0,"MGD","DQGwExt",134,0,"MGD","DQGwExt",134,0,"MGD",0]
["DQGwExt",135,0,"MGD","DQGwExt",135,0,"MGD","DQGwExt",135,0,"MGD","DQGwExt",135,0,"MGD","DQGwExt",135,0,"MGD","DQGwExt",135,0,"MGD",0]
["DQGwExt",136,0,"MGD","DQGwExt",136,0,"MGD","DQGwExt",136,0,"MGD","DQGwExt",136,0,"MGD","DQGwExt",136,0,"MGD","DQGwExt",136,0,"MGD",0]
["DQGwExt",137,0,"MGD","DQGwExt",137,0,"MGD","DQGwExt",137,0,"MGD","DQGwExt",137,0,"MGD","DQGwExt",137,0,"MGD","DQGwExt",137,0,"MGD",0]
["DQGwExt",138,0,"MGD","DQGwExt",138,0,"MGD","DQGwExt",138,0,"MGD","DQGwExt",138,0,"MGD","DQGwExt",138,0,"MGD","DQGwExt",138,0,"MGD",0]
["DQGwExt",139,0,"MGD","DQGwExt",139,0,"MGD","DQGwExt",139,0,"MGD","DQGwExt",139,0,"MGD","DQGwExt",139,0,"MGD","DQGwExt",139,0,"MGD",0]
["DQGwExt",140,0,"MGD","DQGwExt",140,0,"MGD","DQGwExt",140,0,"MGD","DQGwExt",140,0,"MGD","DQGwExt",140,0,"MGD","DQGwExt",140,0,"MGD",0]
["DQGwExt",141,0,"MGD","DQGwExt",141,0,"MGD","DQGwExt",141,0,"MGD","DQGwExt",141,0,"MGD","DQGwExt",141,0,"MGD","DQGwExt",141,0,"MGD",0]
["DQGwExt",142,0,"MGD","DQGwExt",142,0,"MGD","DQGwExt",142,0,"MGD","DQGwExt",142,0,"MGD","DQGwExt",142,0,"MGD","DQGwExt",142,0,"MGD",0]
["DQGwExt",143,0,"MGD","DQGwExt",143,0,"MGD","DQGwExt",143,0,"MGD","DQGwExt",143,0,"MGD","DQGwExt",143,0,"MGD","DQGwExt",143,0,"MGD",0]
["DQGwExt",144,0,"MGD","DQGwExt",144,0,"MGD","DQGwExt",144,0,"MGD","DQGwExt",144,0,"MGD","DQGwExt",144,0,"MGD","DQGwExt",144,0,"MGD",0]
["DQGwExt",145,0,"MGD","DQGwExt",145,0,"MGD","DQGwExt",145,0,"MGD","DQGwExt",145,0,"MGD","DQGwExt",145,0,"MGD","DQGwExt",145,0,"MGD",0]
["DQGwExt",146,0,"MGD","DQGwExt",146,0,"MGD","DQGwExt",146,0,"MGD","DQGwExt",146,0,"MGD","DQGwExt",146,0,"MGD","DQGwExt",146,0,"MGD",0]
["DQGwExt",147,0,"MGD","DQGwExt",147,0,"MGD","DQGwExt",147,0,"MGD","DQGwExt",147,0,"MGD","DQGwExt",147,0,"MGD","DQGwExt",147,0,"MGD",0]
["DQGwExt",148,0,"MGD","DQGwExt",148,0,"MGD","DQGwExt",148,0,"MGD","DQGwExt",148,0,"MGD","DQGwExt",148,0,"MGD","DQGwExt",148,0,"MGD",0]
["DQGwExt",149,0,"MGD","DQGwExt",149,0,"MGD","DQGwExt",149,0,"MGD","DQGwExt",149,0,"MGD","DQGwExt",149,0,"MGD","DQGwExt",149,0,"MGD",0]
["DQGwExt",150,0,"MGD","DQGwExt",150,0,"MGD","DQGwExt",150,0,"MGD","DQGwExt",150,0,"MGD","DQGwExt",150,0,"MGD","DQGwExt",150,0,"MGD",0]
["DQGwExt",151,0,"MGD","DQGwExt",151,0,"MGD","DQGwExt",151,0,"MGD","DQGwExt",151,0,"MGD","DQGwExt",151,0,"MGD","DQGwExt",151,0,"MGD",0]
["DQGwExt",152,0,"MGD","DQGwExt",152,0,"MGD","DQGwExt",152,0,"MGD","DQGwExt",152,0,"MGD","DQGwExt",152,0,"MGD","DQGwExt",152,0,"MGD",0]
["DQGwExt",153,0,"MGD","DQGwExt",153,0,"MGD","DQGwExt",153,0,"MGD","DQGwExt",153,0,"MGD","DQGwExt",153,0,"MGD","DQGwExt",153,0,"MGD",0]
["DQGwExt",154,0,"MGD","DQGwExt",154,0,"MGD","DQGwExt",154,0,"MGD","DQGwExt",154,0,"MGD","DQGwExt",154,0,"MGD","DQGwExt",154,0,"MGD",0]
["DQGwExt",155,0,"MGD","DQGwExt",155,0,"MGD","DQGwExt",155,0,"MGD","DQGwExt",155,0,"MGD","DQGwExt",155,0,"MGD","DQGwExt",155,0,"MGD",0]
["DQGwExt",156,0,"MGD","DQGwExt",156,0,"MGD","DQGwExt",156,0,"MGD","DQGwExt",156,0,"MGD","DQGwExt",156,0,"MGD","DQGwExt",156,0,"MGD",0]
["DQGwExt",157,0,"MGD","DQGwExt",157,0,"MGD","DQGwExt",157,0,"MGD","DQGwExt",157,0,"MGD","DQGwExt",157,0,"MGD","DQGwExt",157,0,"MGD",0]
["DQGwExt",158,0,"MGD","DQGwExt",158,0,"MGD","DQGwExt",158,0,"MGD","DQGwExt",158,0,"MGD","DQGwExt",158,0,"MGD","DQGwExt",158,0,"MGD",0]
["DQGwExt",159,0,"MGD","DQGwExt",159,0,"MGD","DQGwExt",159,0,"MGD","DQGwExt",159,0,"MGD","DQGwExt",159,0,"MGD","DQGwExt",159,0,"MGD",0]
["DQGwExt",160,0,"MGD","DQGwExt",160,0,"MGD","DQGwExt",160,0,"MGD","DQGwExt",160,0,"MGD","DQGwExt",160,0,"MGD","DQGwExt",160,0,"MGD",0]
["DQGwExt",161,0,"MGD","DQGwExt",161,0,"MGD","DQGwExt",161,0,"MGD","DQGwExt",161,0,"MGD","DQGwExt",161,0,"MGD","DQGwExt",161,0,"MGD",0]
["DQGwExt",162,0,"MGD","DQGwExt",162,0,"MGD","DQGwExt",162,0,"MGD","DQGwExt",162,0,"MGD","DQGwExt",162,0,"MGD","DQGwExt",162,0,"MGD",0]
["DQGwExt",163,0,"MGD","DQGwExt",163,0,"MGD","DQGwExt",163,0,"MGD","DQGwExt",163,0,"MGD","DQGwExt",163,0,"MGD","DQGwExt",163,0,"MGD",0]
["DQGwExt",164,0,"MGD","DQGwExt",164,0,"MGD","DQGwExt",164,0,"MGD","DQGwExt",164,0,"MGD","DQGwExt",164,0,"MGD","DQGwExt",164,0,"MGD",0]
["DQGwExt",165,0,"MGD","DQGwExt",165,0,"MGD","DQGwExt",165,0,"MGD","DQGwExt",165,0,"MGD","DQGwExt",165,0,"MGD","DQGwExt",165,0,"MGD",0]
["DQGwExt",166,0,"MGD","DQGwExt",166,0,"MGD","DQGwExt",166,0,"MGD","DQGwExt",166,0,"MGD","DQGwExt",166,0,"MGD","DQGwExt",166,0,"MGD",0]
["DQGwExt",167,0,"MGD","DQGwExt",167,0,"MGD","DQGwExt",167,0,"MGD","DQGwExt",167,0,"MGD","DQGwExt",167,0,"MGD","DQGwExt",167,0,"MGD",0]
["DQGwExt",168,0,"MGD","DQGwExt",168,0,"MGD","DQGwExt",168,0,"MGD","DQGwExt",168,0,"MGD","DQGwExt",168,0,"MGD","DQGwExt",168,0,"MGD",0]
["DQGwExt",169,0,"MGD","DQGwExt",169,0,"MGD","DQGwExt",169,0,"MGD","DQGwExt",169,0,"MGD","DQGwExt",169,0,"MGD","DQGwExt",169,0,"MGD",0]
["DQGwExt",170,0,"MGD","DQGwExt",170,0,"MGD","DQGwExt",170,0,"MGD","DQGwExt",170,0,"MGD","DQGwExt",170,0,"MGD","DQGwExt",170,0,"MGD",0]
["DQGwExt",171,0,"MGD","DQGwExt",171,0,"MGD","DQGwExt",171,0,"MGD","DQGwExt",171,0,"MGD","DQGwExt",171,0,"MGD","DQGwExt",171,0,"MGD",0]
["DQGwExt",172,0,"MGD","DQGwExt",172,0,"MGD","DQGwExt",172,0,"MGD","DQGwExt",172,0,"MGD","DQGwExt",172,0,"MGD","DQGwExt",172,0,"MGD",0]
["DQGwExt",173,0,"MGD","DQGwExt",173,0,"MGD","DQGwExt",173,0,"MGD","DQGwExt",173,0,"MGD","DQGwExt",173,0,"MGD","DQGwExt",173,0,"MGD",0]
["DQGwExt",174,0,"MGD","DQGwExt",174,0,"MGD","DQGwExt",174,0,"MGD","DQGwExt",174,0,"MGD","DQGwExt",174,0,"MGD","DQGwExt",174,0,"MGD",0]
["DQGwExt",175,0,"MGD","DQGwExt",175,0,"MGD","DQGwExt",175,0,"MGD","DQGwExt",175,0,"MGD","DQGwExt",175,0,"MGD","DQGwExt",175,0,"MGD",0]
["DQGwExt",176,0,"MGD","DQGwExt",176,0,"MGD","DQGwExt",176,0,"MGD","DQGwExt",176,0,"MGD","DQGwExt",176,0,"MGD","DQGwExt",176,0,"MGD",0]
["DQGwExt",177,0,"MGD","DQGwExt",177,0,"MGD","DQGwExt",177,0,"MGD","DQGwExt",177,0,"MGD","DQGwExt",177,0,"MGD","DQGwExt",177,0,"MGD",0]
["DQGwExt",178,0,"MGD","DQGwExt",178,0,"MGD","DQGwExt",178,0,"MGD","DQGwExt",178,0,"MGD","DQGwExt",178,0,"MGD","DQGwExt",178,0,"MGD",0]
["DQGwExt",179,0,"MGD","DQGwExt",179,0,"MGD","DQGwExt",179,0,"MGD","DQGwExt",179,0,"MGD","DQGwExt",179,0,"MGD","DQGwExt",179,0,"MGD",0]
["DQGwExt",180,0,"MGD","DQGwExt",180,0,"MGD","DQGwExt",180,0,"MGD","DQGwExt",180,0,"MGD","DQGwExt",180,0,"MGD","DQGwExt",180,0,"MGD",{"$f":"IF(ISNUMBER(C580),IF(AVERAGE(C580,G580,K580,O580,S580,W580)<>MAX(C580,G580,K580,O580,S580,W580),1,0),\"\")","v":0}]
["DQGwExt",181,0,"MGD","DQGwExt",181,0,"MGD","DQGwExt",181,0,"MGD","DQGwExt",181,0,"MGD","DQGwExt",181,0,"MGD","DQGwExt",181,0,"MGD",0]
["DQGwExt",182,0,"MGD","DQGwExt",182,0,"MGD","DQGwExt",182,0,"MGD","DQGwExt",182,0,"MGD","DQGwExt",182,0,"MGD","DQGwExt",182,0,"MGD",0]
["DQGwExt",183,0,"MGD","DQGwExt",183,0,"MGD","DQGwExt",183,0,"MGD","DQGwExt",183,0,"MGD","DQGwExt",183,0,"MGD","DQGwExt",183,0,"MGD",0]
["DQGwExt",184,0,"MGD","DQGwExt",184,0,"MGD","DQGwExt",184,0,"MGD","DQGwExt",184,0,"MGD","DQGwExt",184,0,"MGD","DQGwExt",184,0,"MGD",0]
["DQGwExt",185,0,"MGD","DQGwExt",185,0,"MGD","DQGwExt",185,0,"MGD","DQGwExt",185,0,"MGD","DQGwExt",185,0,"MGD","DQGwExt",185,0,"MGD",0]
["DQGwExt",186,0,"MGD","DQGwExt",186,0,"MGD","DQGwExt",186,0,"MGD","DQGwExt",186,0,"MGD","DQGwExt",186,0,"MGD","DQGwExt",186,0,"MGD",0]
["DQGwExt",187,0,"MGD","DQGwExt",187,0,"MGD","DQGwExt",187,0,"MGD","DQGwExt",187,0,"MGD","DQGwExt",187,0,"MGD","DQGwExt",187,0,"MGD",0]
["DQGwExt",188,0,"MGD","DQGwExt",188,0,"MGD","DQGwExt",188,0,"MGD","DQGwExt",188,0,"MGD","DQGwExt",188,0,"MGD","DQGwExt",188,0,"MGD",0]
["DQGwExt",189,0,"MGD","DQGwExt",189,0,"MGD","DQGwExt",189,0,"MGD","DQGwExt",189,0,"MGD","DQGwExt",189,0,"MGD","DQGwExt",189,0,"MGD",0]
["DQGwExt",190,0,"MGD","DQGwExt",190,0,"MGD","DQGwExt",190,0,"MGD","DQGwExt",190,0,"MGD","DQGwExt",190,0,"MGD","DQGwExt",190,0,"MGD",0]
["DQGwExt",191,0,"MGD","DQGwExt",191,0,"MGD","DQGwExt",191,0,"MGD","DQGwExt",191,0,"MGD","DQGwExt",191,0,"MGD","DQGwExt",191,0,"MGD",0]
["DQGwExt",192,0,"MGD","DQGwExt",192,0,"MGD","DQGwExt",192,0,"MGD","DQGwExt",192,0,"MGD","DQGwExt",192,0,"MGD","DQGwExt",192,0,"MGD",0]
["DQGwExt",193,0,"MGD","DQGwExt",193,0,"MGD","DQGwExt",193,0,"MGD","DQGwExt",193,0,"MGD","DQGwExt",193,0,"MGD","DQGwExt",193,0,"MGD",0]
["DQGwExt",194,0,"MGD","DQGwExt",194,0,"MGD","DQGwExt",194,0,"MGD","DQGwExt",194,0,"MGD","DQGwExt",194,0,"MGD","DQGwExt",194,0,"MGD",0]
["DQGwExt",195,0,"MGD","DQGwExt",195,0,"MGD","DQGwExt",195,0,"MGD","DQGwExt",195,0,"MGD","DQGwExt",195,0,"MGD","DQGwExt",195,0,"MGD",0]
["DQGwExt",196,0,"MGD","DQGwExt",196,0,"MGD","DQGwExt",196,0,"MGD","DQGwExt",196,0,"MGD","DQGwExt",196,0,"MGD","DQGwExt",196,0,"MGD",0]
["DQGwExt",197,0,"MGD","DQGwExt",197,0,"MGD","DQGwExt",197,0,"MGD","DQGwExt",197,0,"MGD","DQGwExt",197,0,"MGD","DQGwExt",197,0,"MGD",0]
["DQGwExt",198,0,"MGD","DQGwExt",198,0,"MGD","DQGwExt",198,0,"MGD","DQGwExt",198,0,"MGD","DQGwExt",198,0,"MGD","DQGwExt",198,0,"MGD",0]
["DQGwExt",199,0,"MGD","DQGwExt",199,0,"MGD","DQGwExt",199,0,"MGD","DQGwExt",199,0,"MGD","DQGwExt",199,0,"MGD","DQGwExt",199,0,"MGD",0]
["DQGwExt",200,0,"MGD","DQGwExt",200,0,"MGD","DQGwExt",200,0,"MGD","DQGwExt",200,0,"MGD","DQGwExt",200,0,"MGD","DQGwExt",200,0,"MGD",0]
["DQGwExt",201,0,"MGD","DQGwExt",201,0,"MGD","DQGwExt",201,0,"MGD","DQGwExt",201,0,"MGD","DQGwExt",201,0,"MGD","DQGwExt",201,0,"MGD",0]
["DQGwExt",202,0,"MGD","DQGwExt",202,0,"MGD","DQGwExt",202,0,"MGD","DQGwExt",202,0,"MGD","DQGwExt",202,0,"MGD","DQGwExt",202,0,"MGD",0]
["DQGwExt",203,0,"MGD","DQGwExt",203,0,"MGD","DQGwExt",203,0,"MGD","DQGwExt",203,0,"MGD","DQGwExt",203,0,"MGD","DQGwExt",203,0,"MGD",0]
["DQGwExt",204,0,"MGD","DQGwExt",204,0,"MGD","DQGwExt",204,0,"MGD","DQGwExt",204,0,"MGD","DQGwExt",204,0,"MGD","DQGwExt",204,0,"MGD",0]
["DQGwExt",205,0,"MGD","DQGwExt",205,0,"MGD","DQGwExt",205,0,"MGD","DQGwExt",205,0,"MGD","DQGwExt",205,0,"MGD","DQGwExt",205,0,"MGD",0]
["DQGwExt",206,0,"MGD","DQGwExt",206,0,"MGD","DQGwExt",206,0,"MGD","DQGwExt",206,0,"MGD","DQGwExt",206,0,"MGD","DQGwExt",206,0,"MGD",0]
["DQGwExt",207,0,"MGD","DQGwExt",207,0,"MGD","DQGwExt",207,0,"MGD","DQGwExt",207,0,"MGD","DQGwExt",207,0,"MGD","DQGwExt",207,0,"MGD",0]
["DQGwExt",208,0,"MGD","DQGwExt",208,0,"MGD","DQGwExt",208,0,"MGD","DQGwExt",208,0,"MGD","DQGwExt",208,0,"MGD","DQGwExt",208,0,"MGD",0]
["DQGwExt",209,0,"MGD","DQGwExt",209,0,"MGD","DQGwExt",209,0,"MGD","DQGwExt",209,0,"MGD","DQGwExt",209,0,"MGD","DQGwExt",209,0,"MGD",0]
["DQGwExt",210,0,"MGD","DQGwExt",210,0,"MGD","DQGwExt",210,0,"MGD","DQGwExt",210,0,"MGD","DQGwExt",210,0,"MGD","DQGwExt",210,0,"MGD",0]
["DQGwExt",211,0,"MGD","DQGwExt",211,0,"MGD","DQGwExt",211,0,"MGD","DQGwExt",211,0,"MGD","DQGwExt",211,0,"MGD","DQGwExt",211,0,"MGD",0]
["DQGwExt",212,0,"MGD","DQGwExt",212,0,"MGD","DQGwExt",212,0,"MGD","DQGwExt",212,0,"MGD","DQGwExt",212,0,"MGD","DQGwExt",212,0,"MGD",0]
["DQGwExt",213,0,"MGD","DQGwExt",213,0,"MGD","DQGwExt",213,0,"MGD","DQGwExt",213,0,"MGD","DQGwExt",213,0,"MGD","DQGwExt",213,0,"MGD",0]
["DQGwExt",214,0,"MGD","DQGwExt",214,0,"MGD","DQGwExt",214,0,"MGD","DQGwExt",214,0,"MGD","DQGwExt",214,0,"MGD","DQGwExt",214,0,"MGD",0]
["DQGwExt",215,0,"MGD","DQGwExt",215,0,"MGD","DQGwExt",215,0,"MGD","DQGwExt",215,0,"MGD","DQGwExt",215,0,"MGD","DQGwExt",215,0,"MGD",0]
["DQGwExt",216,0,"MGD","DQGwExt",216,0,"MGD","DQGwExt",216,0,"MGD","DQGwExt",216,0,"MGD","DQGwExt",216,0,"MGD","DQGwExt",216,0,"MGD",0]
["DQGwExt",217,0,"MGD","DQGwExt",217,0,"MGD","DQGwExt",217,0,"MGD","DQGwExt",217,0,"MGD","DQGwExt",217,0,"MGD","DQGwExt",217,0,"MGD",0]
["DQGwExt",218,0,"MGD","DQGwExt",218,0,"MGD","DQGwExt",218,0,"MGD","DQGwExt",218,0,"MGD","DQGwExt",218,0,"MGD","DQGwExt",218,0,"MGD",0]
["DQGwExt",219,0,"MGD","DQGwExt",219,0,"MGD","DQGwExt",219,0,"MGD","DQGwExt",219,0,"MGD","DQGwExt",219,0,"MGD","DQGwExt",219,0,"MGD",0]
["DQGwExt",220,0,"MGD","DQGwExt",220,0,"MGD","DQGwExt",220,0,"MGD","DQGwExt",220,0,"MGD","DQGwExt",220,0,"MGD","DQGwExt",220,0,"MGD",0]
["DQGwExt",221,0,"MGD","DQGwExt",221,0,"MGD","DQGwExt",221,0,"MGD","DQGwExt",221,0,"MGD","DQGwExt",221,0,"MGD","DQGwExt",221,0,"MGD",0]
["DQGwExt",222,0,"MGD","DQGwExt",222,0,"MGD","DQGwExt",222,0,"MGD","DQGwExt",222,0,"MGD","DQGwExt",222,0,"MGD","DQGwExt",222,0,"MGD",0]
["DQGwExt",223,0,"MGD","DQGwExt",223,0,"MGD","DQGwExt",223,0,"MGD","DQGwExt",223,0,"MGD","DQGwExt",223,0,"MGD","DQGwExt",223,0,"MGD",0]
["DQGwExt",224,0,"MGD","DQGwExt",224,0,"MGD","DQGwExt",224,0,"MGD","DQGwExt",224,0,"MGD","DQGwExt",224,0,"MGD","DQGwExt",224,0,"MGD",0]
["DQGwExt",225,0,"MGD","DQGwExt",225,0,"MGD","DQGwExt",225,0,"MGD","DQGwExt",225,0,"MGD","DQGwExt",225,0,"MGD","DQGwExt",225,0,"MGD",0]
["DQGwExt",226,0,"MGD","DQGwExt",226,0,"MGD","DQGwExt",226,0,"MGD","DQGwExt",226,0,"MGD","DQGwExt",226,0,"MGD","DQGwExt",226,0,"MGD",0]
["DQGwExt",227,0,"MGD","DQGwExt",227,0,"MGD","DQGwExt",227,0,"MGD","DQGwExt",227,0,"MGD","DQGwExt",227,0,"MGD","DQGwExt",227,0,"MGD",0]
["DQGwExt",228,0,"MGD","DQGwExt",228,0,"MGD","DQGwExt",228,0,"MGD","DQGwExt",228,0,"MGD","DQGwExt",228,0,"MGD","DQGwExt",228,0,"MGD",0]
["DQGwExt",229,0,"MGD","DQGwExt",229,0,"MGD","DQGwExt",229,0,"MGD","DQGwExt",229,0,"MGD","DQGwExt",229,0,"MGD","DQGwExt",229,0,"MGD",0]
["DQGwExt",230,0,"MGD","DQGwExt",230,0,"MGD","DQGwExt",230,0,"MGD","DQGwExt",230,0,"MGD","DQGwExt",230,0,"MGD","DQGwExt",230,0,"MGD",0]
["DQGwExt",231,0,"MGD","DQGwExt",231,0,"MGD","DQGwExt",231,0,"MGD","DQGwExt",231,0,"MGD","DQGwExt",231,0,"MGD","DQGwExt",231,0,"MGD",0]
["DQGwExt",232,0,"MGD","DQGwExt",232,0,"MGD","DQGwExt",232,0,"MGD","DQGwExt",232,0,"MGD","DQGwExt",232,0,"MGD","DQGwExt",232,0,"MGD",0]
["DQGwExt",233,0,"MGD","DQGwExt",233,0,"MGD","DQGwExt",233,0,"MGD","DQGwExt",233,0,"MGD","DQGwExt",233,0,"MGD","DQGwExt",233,0,"MGD",0]
["DQGwExt",234,0,"MGD","DQGwExt",234,0,"MGD","DQGwExt",234,0,"MGD","DQGwExt",234,0,"MGD","DQGwExt",234,0,"MGD","DQGwExt",234,0,"MGD",0]
["DQGwExt",235,0,"MGD","DQGwExt",235,0,"MGD","DQGwExt",235,0,"MGD","DQGwExt",235,0,"MGD","DQGwExt",235,0,"MGD","DQGwExt",235,0,"MGD",0]
["DQGwExt",236,0,"MGD","DQGwExt",236,0,"MGD","DQGwExt",236,0,"MGD","DQGwExt",236,0,"MGD","DQGwExt",236,0,"MGD","DQGwExt",236,0,"MGD",0]
["DQGwExt",237,0,"MGD","DQGwExt",237,0,"MGD","DQGwExt",237,0,"MGD","DQGwExt",237,0,"MGD","DQGwExt",237,0,"MGD","DQGwExt",237,0,"MGD",0]
["DQGwExt",238,0,"MGD","DQGwExt",238,0,"MGD","DQGwExt",238,0,"MGD","DQGwExt",238,0,"MGD","DQGwExt",238,0,"MGD","DQGwExt",238,0,"MGD",0]
["DQGwExt",239,0,"MGD","DQGwExt",239,0,"MGD","DQGwExt",239,0,"MGD","DQGwExt",239,0,"MGD","DQGwExt",239,0,"MGD","DQGwExt",239,0,"MGD",0]
["DQGwExt",240,0,"MGD","DQGwExt",240,0,"MGD","DQGwExt",240,0,"MGD","DQGwExt",240,0,"MGD","DQGwExt",240,0,"MGD","DQGwExt",240,0,"MGD",0]
["DQGwExt",241,0,"MGD","DQGwExt",241,0,"MGD","DQGwExt",241,0,"MGD","DQGwExt",241,0,"MGD","DQGwExt",241,0,"MGD","DQGwExt",241,0,"MGD",0]
["DQGwExt",242,0,"MGD","DQGwExt",242,0,"MGD","DQGwExt",242,0,"MGD","DQGwExt",242,0,"MGD","DQGwExt",242,0,"MGD","DQGwExt",242,0,"MGD",0]
["DQGwExt",243,0,"MGD","DQGwExt",243,0,"MGD","DQGwExt",243,0,"MGD","DQGwExt",243,0,"MGD","DQGwExt",243,0,"MGD","DQGwExt",243,0,"MGD",0]
["DQGwExt",244,0,"MGD","DQGwExt",244,0,"MGD","DQGwExt",244,0,"MGD","DQGwExt",244,0,"MGD","DQGwExt",244,0,"MGD","DQGwExt",244,0,"MGD",{"$f":"IF(ISNUMBER(C644),IF(AVERAGE(C644,G644,K644,O644,S644,W644)<>MAX(C644,G644,K644,O644,S644,W644),1,0),\"\")","v":0}]
["DQGwExt",245,0,"MGD","DQGwExt",245,0,"MGD","DQGwExt",245,0,"MGD","DQGwExt",245,0,"MGD","DQGwExt",245,0,"MGD","DQGwExt",245,0,"MGD",0]
["DQGwExt",246,0,"MGD","DQGwExt",246,0,"MGD","DQGwExt",246,0,"MGD","DQGwExt",246,0,"MGD","DQGwExt",246,0,"MGD","DQGwExt",246,0,"MGD",0]
["DQGwExt",247,0,"MGD","DQGwExt",247,0,"MGD","DQGwExt",247,0,"MGD","DQGwExt",247,0,"MGD","DQGwExt",247,0,"MGD","DQGwExt",247,0,"MGD",0]
["DQGwExt",248,0,"MGD","DQGwExt",248,0,"MGD","DQGwExt",248,0,"MGD","DQGwExt",248,0,"MGD","DQGwExt",248,0,"MGD","DQGwExt",248,0,"MGD",0]
["DQGwExt",249,0,"MGD","DQGwExt",249,0,"MGD","DQGwExt",249,0,"MGD","DQGwExt",249,0,"MGD","DQGwExt",249,0,"MGD","DQGwExt",249,0,"MGD",0]
["DQGwExt",250,0,"MGD","DQGwExt",250,0,"MGD","DQGwExt",250,0,"MGD","DQGwExt",250,0,"MGD","DQGwExt",250,0,"MGD","DQGwExt",250,0,"MGD",0]
["DQGwExt",251,0,"MGD","DQGwExt",251,0,"MGD","DQGwExt",251,0,"MGD","DQGwExt",251,0,"MGD","DQGwExt",251,0,"MGD","DQGwExt",251,0,"MGD",0]
["DQGwExt",252,0,"MGD","DQGwExt",252,0,"MGD","DQGwExt",252,0,"MGD","DQGwExt",252,0,"MGD","DQGwExt",252,0,"MGD","DQGwExt",252,0,"MGD",0]
["DQGwExt",253,0,"MGD","DQGwExt",253,0,"MGD","DQGwExt",253,0,"MGD","DQGwExt",253,0,"MGD","DQGwExt",253,0,"MGD","DQGwExt",253,0,"MGD",0]
["DQGwExt",254,0,"MGD","DQGwExt",254,0,"MGD","DQGwExt",254,0,"MGD","DQGwExt",254,0,"MGD","DQGwExt",254,0,"MGD","DQGwExt",254,0,"MGD",0]
["DQGwExt",255,0,"MGD","DQGwExt",255,0,"MGD","DQGwExt",255,0,"MGD","DQGwExt",255,0,"MGD","DQGwExt",255,0,"MGD","DQGwExt",255,0,"MGD",0]
["DQGwExt",256,0,"MGD","DQGwExt",256,0,"MGD","DQGwExt",256,0,"MGD","DQGwExt",256,0,"MGD","DQGwExt",256,0,"MGD","DQGwExt",256,0,"MGD",0]
["DQGwExt",257,0,"MGD","DQGwExt",257,0,"MGD","DQGwExt",257,0,"MGD","DQGwExt",257,0,"MGD","DQGwExt",257,0,"MGD","DQGwExt",257,0,"MGD",0]
["DQGwExt",258,0,"MGD","DQGwExt",258,0,"MGD","DQGwExt",258,0,"MGD","DQGwExt",258,0,"MGD","DQGwExt",258,0,"MGD","DQGwExt",258,0,"MGD",0]
["DQGwExt",259,0,"MGD","DQGwExt",259,0,"MGD","DQGwExt",259,0,"MGD","DQGwExt",259,0,"MGD","DQGwExt",259,0,"MGD","DQGwExt",259,0,"MGD",0]
["DQGwExt",260,0,"MGD","DQGwExt",260,0,"MGD","DQGwExt",260,0,"MGD","DQGwExt",260,0,"MGD","DQGwExt",260,0,"MGD","DQGwExt",260,0,"MGD",0]
["DQGwExt",261,0,"MGD","DQGwExt",261,0,"MGD","DQGwExt",261,0,"MGD","DQGwExt",261,0,"MGD","DQGwExt",261,0,"MGD","DQGwExt",261,0,"MGD",0]
["DQGwExt",262,0,"MGD","DQGwExt",262,0,"MGD","DQGwExt",262,0,"MGD","DQGwExt",262,0,"MGD","DQGwExt",262,0,"MGD","DQGwExt",262,0,"MGD",0]
["DQGwExt",263,0,"MGD","DQGwExt",263,0,"MGD","DQGwExt",263,0,"MGD","DQGwExt",263,0,"MGD","DQGwExt",263,0,"MGD","DQGwExt",263,0,"MGD",0]
["DQGwExt",264,0,"MGD","DQGwExt",264,0,"MGD","DQGwExt",264,0,"MGD","DQGwExt",264,0,"MGD","DQGwExt",264,0,"MGD","DQGwExt",264,0,"MGD",0]
["DQGwExt",265,0,"MGD","DQGwExt",265,0,"MGD","DQGwExt",265,0,"MGD","DQGwExt",265,0,"MGD","DQGwExt",265,0,"MGD","DQGwExt",265,0,"MGD",0]
["DQGwExt",266,0,"MGD","DQGwExt",266,0,"MGD","DQGwExt",266,0,"MGD","DQGwExt",266,0,"MGD","DQGwExt",266,0,"MGD","DQGwExt",266,0,"MGD",0]
["DQGwExt",267,0,"MGD","DQGwExt",267,0,"MGD","DQGwExt",267,0,"MGD","DQGwExt",267,0,"MGD","DQGwExt",267,0,"MGD","DQGwExt",267,0,"MGD",0]
["DQGwExt",268,0,"MGD","DQGwExt",268,0,"MGD","DQGwExt",268,0,"MGD","DQGwExt",268,0,"MGD","DQGwExt",268,0,"MGD","DQGwExt",268,0,"MGD",0]
["DQGwExt",269,0,"MGD","DQGwExt",269,0,"MGD","DQGwExt",269,0,"MGD","DQGwExt",269,0,"MGD","DQGwExt",269,0,"MGD","DQGwExt",269,0,"MGD",0]
["DQGwExt",270,0,"MGD","DQGwExt",270,0,"MGD","DQGwExt",270,0,"MGD","DQGwExt",270,0,"MGD","DQGwExt",270,0,"MGD","DQGwExt",270,0,"MGD",0]
["DQGwExt",271,0,"MGD","DQGwExt",271,0,"MGD","DQGwExt",271,0,"MGD","DQGwExt",271,0,"MGD","DQGwExt",271,0,"MGD","DQGwExt",271,0,"MGD",0]
["DQGwExt",272,0,"MGD","DQGwExt",272,0,"MGD","DQGwExt",272,0,"MGD","DQGwExt",272,0,"MGD","DQGwExt",272,0,"MGD","DQGwExt",272,0,"MGD",0]
["DQGwExt",273,0,"MGD","DQGwExt",273,0,"MGD","DQGwExt",273,0,"MGD","DQGwExt",273,0,"MGD","DQGwExt",273,0,"MGD","DQGwExt",273,0,"MGD",0]
["DQGwExt",274,0,"MGD","DQGwExt",274,0,"MGD","DQGwExt",274,0,"MGD","DQGwExt",274,0,"MGD","DQGwExt",274,0,"MGD","DQGwExt",274,0,"MGD",0]
["DQGwExt",275,0,"MGD","DQGwExt",275,0,"MGD","DQGwExt",275,0,"MGD","DQGwExt",275,0,"MGD","DQGwExt",275,0,"MGD","DQGwExt",275,0,"MGD",0]
["DQGwExt",276,0,"MGD","DQGwExt",276,0,"MGD","DQGwExt",276,0,"MGD","DQGwExt",276,0,"MGD","DQGwExt",276,0,"MGD","DQGwExt",276,0,"MGD",0]
["DQGwExt",277,0,"MGD","DQGwExt",277,0,"MGD","DQGwExt",277,0,"MGD","DQGwExt",277,0,"MGD","DQGwExt",277,0,"MGD","DQGwExt",277,0,"MGD",0]
["DQGwExt",278,0,"MGD","DQGwExt",278,0,"MGD","DQGwExt",278,0,"MGD","DQGwExt",278,0,"MGD","DQGwExt",278,0,"MGD","DQGwExt",278,0,"MGD",0]
["DQGwExt",279,0,"MGD","DQGwExt",279,0,"MGD","DQGwExt",279,0,"MGD","DQGwExt",279,0,"MGD","DQGwExt",279,0,"MGD","DQGwExt",279,0,"MGD",0]
["DQGwExt",280,0,"MGD","DQGwExt",280,0,"MGD","DQGwExt",280,0,"MGD","DQGwExt",280,0,"MGD","DQGwExt",280,0,"MGD","DQGwExt",280,0,"MGD",0]
["DQGwExt",281,0,"MGD","DQGwExt",281,0,"MGD","DQGwExt",281,0,"MGD","DQGwExt",281,0,"MGD","DQGwExt",281,0,"MGD","DQGwExt",281,0,"MGD",0]
["DQGwExt",282,0,"MGD","DQGwExt",282,0,"MGD","DQGwExt",282,0,"MGD","DQGwExt",282,0,"MGD","DQGwExt",282,0,"MGD","DQGwExt",282,0,"MGD",0]
["DQGwExt",283,0,"MGD","DQGwExt",283,0,"MGD","DQGwExt",283,0,"MGD","DQGwExt",283,0,"MGD","DQGwExt",283,0,"MGD","DQGwExt",283,0,"MGD",0]
["DQGwExt",284,0,"MGD","DQGwExt",284,0,"MGD","DQGwExt",284,0,"MGD","DQGwExt",284,0,"MGD","DQGwExt",284,0,"MGD","DQGwExt",284,0,"MGD",0]
["DQGwExt",285,0,"MGD","DQGwExt",285,0,"MGD","DQGwExt",285,0,"MGD","DQGwExt",285,0,"MGD","DQGwExt",285,0,"MGD","DQGwExt",285,0,"MGD",0]
["DQGwExt",286,0,"MGD","DQGwExt",286,0,"MGD","DQGwExt",286,0,"MGD","DQGwExt",286,0,"MGD","DQGwExt",286,0,"MGD","DQGwExt",286,0,"MGD",0]
["DQGwExt",287,0,"MGD","DQGwExt",287,0,"MGD","DQGwExt",287,0,"MGD","DQGwExt",287,0,"MGD","DQGwExt",287,0,"MGD","DQGwExt",287,0,"MGD",0]
["DQGwExt",288,0,"MGD","DQGwExt",288,0,"MGD","DQGwExt",288,0,"MGD","DQGwExt",288,0,"MGD","DQGwExt",288,0,"MGD","DQGwExt",288,0,"MGD",0]
["DQGwExt",289,0,"MGD","DQGwExt",289,0,"MGD","DQGwExt",289,0,"MGD","DQGwExt",289,0,"MGD","DQGwExt",289,0,"MGD","DQGwExt",289,0,"MGD",0]
["DQGwExt",290,0,"MGD","DQGwExt",290,0,"MGD","DQGwExt",290,0,"MGD","DQGwExt",290,0,"MGD","DQGwExt",290,0,"MGD","DQGwExt",290,0,"MGD",0]
["DQGwExt",291,0,"MGD","DQGwExt",291,0,"MGD","DQGwExt",291,0,"MGD","DQGwExt",291,0,"MGD","DQGwExt",291,0,"MGD","DQGwExt",291,0,"MGD",0]
["DQGwExt",292,0,"MGD","DQGwExt",292,0,"MGD","DQGwExt",292,0,"MGD","DQGwExt",292,0,"MGD","DQGwExt",292,0,"MGD","DQGwExt",292,0,"MGD",0]
["DQGwExt",293,0,"MGD","DQGwExt",293,0,"MGD","DQGwExt",293,0,"MGD","DQGwExt",293,0,"MGD","DQGwExt",293,0,"MGD","DQGwExt",293,0,"MGD",0]
["DQGwExt",294,0,"MGD","DQGwExt",294,0,"MGD","DQGwExt",294,0,"MGD","DQGwExt",294,0,"MGD","DQGwExt",294,0,"MGD","DQGwExt",294,0,"MGD",0]
["DQGwExt",295,0,"MGD","DQGwExt",295,0,"MGD","DQGwExt",295,0,"MGD","DQGwExt",295,0,"MGD","DQGwExt",295,0,"MGD","DQGwExt",295,0,"MGD",0]
["DQGwExt",296,0,"MGD","DQGwExt",296,0,"MGD","DQGwExt",296,0,"MGD","DQGwExt",296,0,"MGD","DQGwExt",296,0,"MGD","DQGwExt",296,0,"MGD",0]
["DQGwExt",297,0,"MGD","DQGwExt",297,0,"MGD","DQGwExt",297,0,"MGD","DQGwExt",297,0,"MGD","DQGwExt",297,0,"MGD","DQGwExt",297,0,"MGD",0]
["DQGwExt",298,0,"MGD","DQGwExt",298,0,"MGD","DQGwExt",298,0,"MGD","DQGwExt",298,0,"MGD","DQGwExt",298,0,"MGD","DQGwExt",298,0,"MGD",0]
["DQGwExt",299,0,"MGD","DQGwExt",299,0,"MGD","DQGwExt",299,0,"MGD","DQGwExt",299,0,"MGD","DQGwExt",299,0,"MGD","DQGwExt",299,0,"MGD",0]
["DQGwExt",300,0,"MGD","DQGwExt",300,0,"MGD","DQGwExt",300,0,"MGD","DQGwExt",300,0,"MGD","DQGwExt",300,0,"MGD","DQGwExt",300,0,"MGD",0]
["DQGwExt",301,0,"MGD","DQGwExt",301,0,"MGD","DQGwExt",301,0,"MGD","DQGwExt",301,0,"MGD","DQGwExt",301,0,"MGD","DQGwExt",301,0,"MGD",0]
["DQGwExt",302,0,"MGD","DQGwExt",302,0,"MGD","DQGwExt",302,0,"MGD","DQGwExt",302,0,"MGD","DQGwExt",302,0,"MGD","DQGwExt",302,0,"MGD",0]
["DQGwExt",303,0,"MGD","DQGwExt",303,0,"MGD","DQGwExt",303,0,"MGD","DQGwExt",303,0,"MGD","DQGwExt",303,0,"MGD","DQGwExt",303,0,"MGD",0]
["DQGwExt",304,0,"MGD","DQGwExt",304,0,"MGD","DQGwExt",304,0,"MGD","DQGwExt",304,0,"MGD","DQGwExt",304,0,"MGD","DQGwExt",304,0,"MGD",0]
["DQGwExt",305,0,"MGD","DQGwExt",305,0,"MGD","DQGwExt",305,0,"MGD","DQGwExt",305,0,"MGD","DQGwExt",305,0,"MGD","DQGwExt",305,0,"MGD",0]
["DQGwExt",306,0,"MGD","DQGwExt",306,0,"MGD","DQGwExt",306,0,"MGD","DQGwExt",306,0,"MGD","DQGwExt",306,0,"MGD","DQGwExt",306,0,"MGD",0]
["DQGwExt",307,0,"MGD","DQGwExt",307,0,"MGD","DQGwExt",307,0,"MGD","DQGwExt",307,0,"MGD","DQGwExt",307,0,"MGD","DQGwExt",307,0,"MGD",0]
["DQGwExt",308,0,"MGD","DQGwExt",308,0,"MGD","DQGwExt",308,0,"MGD","DQGwExt",308,0,"MGD","DQGwExt",308,0,"MGD","DQGwExt",308,0,"MGD",{"$f":"IF(ISNUMBER(C708),IF(AVERAGE(C708,G708,K708,O708,S708,W708)<>MAX(C708,G708,K708,O708,S708,W708),1,0),\"\")","v":0}]
["DQGwExt",309,0,"MGD","DQGwExt",309,0,"MGD","DQGwExt",309,0,"MGD","DQGwExt",309,0,"MGD","DQGwExt",309,0,"MGD","DQGwExt",309,0,"MGD",0]
["DQGwExt",310,0,"MGD","DQGwExt",310,0,"MGD","DQGwExt",310,0,"MGD","DQGwExt",310,0,"MGD","DQGwExt",310,0,"MGD","DQGwExt",310,0,"MGD",0]
["DQGwExt",311,0,"MGD","DQGwExt",311,0,"MGD","DQGwExt",311,0,"MGD","DQGwExt",311,0,"MGD","DQGwExt",311,0,"MGD","DQGwExt",311,0,"MGD",0]
["DQGwExt",312,0,"MGD","DQGwExt",312,0,"MGD","DQGwExt",312,0,"MGD","DQGwExt",312,0,"MGD","DQGwExt",312,0,"MGD","DQGwExt",312,0,"MGD",0]
["DQGwExt",313,0,"MGD","DQGwExt",313,0,"MGD","DQGwExt",313,0,"MGD","DQGwExt",313,0,"MGD","DQGwExt",313,0,"MGD","DQGwExt",313,0,"MGD",0]
["DQGwExt",314,0,"MGD","DQGwExt",314,0,"MGD","DQGwExt",314,0,"MGD","DQGwExt",314,0,"MGD","DQGwExt",314,0,"MGD","DQGwExt",314,0,"MGD",0]
["DQGwExt",315,0,"MGD","DQGwExt",315,0,"MGD","DQGwExt",315,0,"MGD","DQGwExt",315,0,"MGD","DQGwExt",315,0,"MGD","DQGwExt",315,0,"MGD",0]
["DQGwExt",316,0,"MGD","DQGwExt",316,0,"MGD","DQGwExt",316,0,"MGD","DQGwExt",316,0,"MGD","DQGwExt",316,0,"MGD","DQGwExt",316,0,"MGD",0]
["DQGwExt",317,0,"MGD","DQGwExt",317,0,"MGD","DQGwExt",317,0,"MGD","DQGwExt",317,0,"MGD","DQGwExt",317,0,"MGD","DQGwExt",317,0,"MGD",0]
["DQGwExt",318,0,"MGD","DQGwExt",318,0,"MGD","DQGwExt",318,0,"MGD","DQGwExt",318,0,"MGD","DQGwExt",318,0,"MGD","DQGwExt",318,0,"MGD",0]
["DQGwExt",319,0,"MGD","DQGwExt",319,0,"MGD","DQGwExt",319,0,"MGD","DQGwExt",319,0,"MGD","DQGwExt",319,0,"MGD","DQGwExt",319,0,"MGD",0]
["DQGwExt",320,0,"MGD","DQGwExt",320,0,"MGD","DQGwExt",320,0,"MGD","DQGwExt",320,0,"MGD","DQGwExt",320,0,"MGD","DQGwExt",320,0,"MGD",0]
["DQGwExt",321,0,"MGD","DQGwExt",321,0,"MGD","DQGwExt",321,0,"MGD","DQGwExt",321,0,"MGD","DQGwExt",321,0,"MGD","DQGwExt",321,0,"MGD",0]
["DQGwExt",322,0,"MGD","DQGwExt",322,0,"MGD","DQGwExt",322,0,"MGD","DQGwExt",322,0,"MGD","DQGwExt",322,0,"MGD","DQGwExt",322,0,"MGD",0]
["DQGwExt",323,0,"MGD","DQGwExt",323,0,"MGD","DQGwExt",323,0,"MGD","DQGwExt",323,0,"MGD","DQGwExt",323,0,"MGD","DQGwExt",323,0,"MGD",0]
["DQGwExt",324,0,"MGD","DQGwExt",324,0,"MGD","DQGwExt",324,0,"MGD","DQGwExt",324,0,"MGD","DQGwExt",324,0,"MGD","DQGwExt",324,0,"MGD",0]
["DQGwExt",325,0,"MGD","DQGwExt",325,0,"MGD","DQGwExt",325,0,"MGD","DQGwExt",325,0,"MGD","DQGwExt",325,0,"MGD","DQGwExt",325,0,"MGD",0]
["DQGwExt",326,0,"MGD","DQGwExt",326,0,"MGD","DQGwExt",326,0,"MGD","DQGwExt",326,0,"MGD","DQGwExt",326,0,"MGD","DQGwExt",326,0,"MGD",0]
["DQGwExt",327,0,"MGD","DQGwExt",327,0,"MGD","DQGwExt",327,0,"MGD","DQGwExt",327,0,"MGD","DQGwExt",327,0,"MGD","DQGwExt",327,0,"MGD",0]
["DQGwExt",328,0,"MGD","DQGwExt",328,0,"MGD","DQGwExt",328,0,"MGD","DQGwExt",328,0,"MGD","DQGwExt",328,0,"MGD","DQGwExt",328,0,"MGD",0]
["DQGwExt",329,0,"MGD","DQGwExt",329,0,"MGD","DQGwExt",329,0,"MGD","DQGwExt",329,0,"MGD","DQGwExt",329,0,"MGD","DQGwExt",329,0,"MGD",0]
["DQGwExt",330,0,"MGD","DQGwExt",330,0,"MGD","DQGwExt",330,0,"MGD","DQGwExt",330,0,"MGD","DQGwExt",330,0,"MGD","DQGwExt",330,0,"MGD",0]
["DQGwExt",331,0,"MGD","DQGwExt",331,0,"MGD","DQGwExt",331,0,"MGD","DQGwExt",331,0,"MGD","DQGwExt",331,0,"MGD","DQGwExt",331,0,"MGD",0]
["DQGwExt",332,0,"MGD","DQGwExt",332,0,"MGD","DQGwExt",332,0,"MGD","DQGwExt",332,0,"MGD","DQGwExt",332,0,"MGD","DQGwExt",332,0,"MGD",0]
["DQGwExt",333,0,"MGD","DQGwExt",333,0,"MGD","DQGwExt",333,0,"MGD","DQGwExt",333,0,"MGD","DQGwExt",333,0,"MGD","DQGwExt",333,0,"MGD",0]
["DQGwExt",334,0,"MGD","DQGwExt",334,0,"MGD","DQGwExt",334,0,"MGD","DQGwExt",334,0,"MGD","DQGwExt",334,0,"MGD","DQGwExt",334,0,"MGD",0]
["DQGwExt",335,0,"MGD","DQGwExt",335,0,"MGD","DQGwExt",335,0,"MGD","DQGwExt",335,0,"MGD","DQGwExt",335,0,"MGD","DQGwExt",335,0,"MGD",0]
["DQGwExt",336,0,"MGD","DQGwExt",336,0,"MGD","DQGwExt",336,0,"MGD","DQGwExt",336,0,"MGD","DQGwExt",336,0,"MGD","DQGwExt",336,0,"MGD",0]
["DQGwExt",337,0,"MGD","DQGwExt",337,0,"MGD","DQGwExt",337,0,"MGD","DQGwExt",337,0,"MGD","DQGwExt",337,0,"MGD","DQGwExt",337,0,"MGD",0]
["DQGwExt",338,0,"MGD","DQGwExt",338,0,"MGD","DQGwExt",338,0,"MGD","DQGwExt",338,0,"MGD","DQGwExt",338,0,"MGD","DQGwExt",338,0,"MGD",0]
["DQGwExt",339,0,"MGD","DQGwExt",339,0,"MGD","DQGwExt",339,0,"MGD","DQGwExt",339,0,"MGD","DQGwExt",339,0,"MGD","DQGwExt",339,0,"MGD",0]
["DQGwExt",340,0,"MGD","DQGwExt",340,0,"MGD","DQGwExt",340,0,"MGD","DQGwExt",340,0,"MGD","DQGwExt",340,0,"MGD","DQGwExt",340,0,"MGD",0]
["DQGwExt",341,0,"MGD","DQGwExt",341,0,"MGD","DQGwExt",341,0,"MGD","DQGwExt",341,0,"MGD","DQGwExt",341,0,"MGD","DQGwExt",341,0,"MGD",0]
["DQGwExt",342,0,"MGD","DQGwExt",342,0,"MGD","DQGwExt",342,0,"MGD","DQGwExt",342,0,"MGD","DQGwExt",342,0,"MGD","DQGwExt",342,0,"MGD",0]
["DQGwExt",343,0,"MGD","DQGwExt",343,0,"MGD","DQGwExt",343,0,"MGD","DQGwExt",343,0,"MGD","DQGwExt",343,0,"MGD","DQGwExt",343,0,"MGD",0]
["DQGwExt",344,0,"MGD","DQGwExt",344,0,"MGD","DQGwExt",344,0,"MGD","DQGwExt",344,0,"MGD","DQGwExt",344,0,"MGD","DQGwExt",344,0,"MGD",0]
["DQGwExt",345,0,"MGD","DQGwExt",345,0,"MGD","DQGwExt",345,0,"MGD","DQGwExt",345,0,"MGD","DQGwExt",345,0,"MGD","DQGwExt",345,0,"MGD",0]
["DQGwExt",346,0,"MGD","DQGwExt",346,0,"MGD","DQGwExt",346,0,"MGD","DQGwExt",346,0,"MGD","DQGwExt",346,0,"MGD","DQGwExt",346,0,"MGD",0]
["DQGwExt",347,0,"MGD","DQGwExt",347,0,"MGD","DQGwExt",347,0,"MGD","DQGwExt",347,0,"MGD","DQGwExt",347,0,"MGD","DQGwExt",347,0,"MGD",0]
["DQGwExt",348,0,"MGD","DQGwExt",348,0,"MGD","DQGwExt",348,0,"MGD","DQGwExt",348,0,"MGD","DQGwExt",348,0,"MGD","DQGwExt",348,0,"MGD",0]
["DQGwExt",349,0,"MGD","DQGwExt",349,0,"MGD","DQGwExt",349,0,"MGD","DQGwExt",349,0,"MGD","DQGwExt",349,0,"MGD","DQGwExt",349,0,"MGD",0]
["DQGwExt",350,0,"MGD","DQGwExt",350,0,"MGD","DQGwExt",350,0,"MGD","DQGwExt",350,0,"MGD","DQGwExt",350,0,"MGD","DQGwExt",350,0,"MGD",0]
["DQGwExt",351,0,"MGD","DQGwExt",351,0,"MGD","DQGwExt",351,0,"MGD","DQGwExt",351,0,"MGD","DQGwExt",351,0,"MGD","DQGwExt",351,0,"MGD",0]
["DQGwExt",352,0,"MGD","DQGwExt",352,0,"MGD","DQGwExt",352,0,"MGD","DQGwExt",352,0,"MGD","DQGwExt",352,0,"MGD","DQGwExt",352,0,"MGD",0]
["DQGwExt",353,0,"MGD","DQGwExt",353,0,"MGD","DQGwExt",353,0,"MGD","DQGwExt",353,0,"MGD","DQGwExt",353,0,"MGD","DQGwExt",353,0,"MGD",0]
["DQGwExt",354,0,"MGD","DQGwExt",354,0,"MGD","DQGwExt",354,0,"MGD","DQGwExt",354,0,"MGD","DQGwExt",354,0,"MGD","DQGwExt",354,0,"MGD",0]
["DQGwExt",355,0,"MGD","DQGwExt",355,0,"MGD","DQGwExt",355,0,"MGD","DQGwExt",355,0,"MGD","DQGwExt",355,0,"MGD","DQGwExt",355,0,"MGD",0]
["DQGwExt",356,0,"MGD","DQGwExt",356,0,"MGD","DQGwExt",356,0,"MGD","DQGwExt",356,0,"MGD","DQGwExt",356,0,"MGD","DQGwExt",356,0,"MGD",0]
["DQGwExt",357,0,"MGD","DQGwExt",357,0,"MGD","DQGwExt",357,0,"MGD","DQGwExt",357,0,"MGD","DQGwExt",357,0,"MGD","DQGwExt",357,0,"MGD",0]
["DQGwExt",358,0,"MGD","DQGwExt",358,0,"MGD","DQGwExt",358,0,"MGD","DQGwExt",358,0,"MGD","DQGwExt",358,0,"MGD","DQGwExt",358,0,"MGD",0]
["DQGwExt",359,0,"MGD","DQGwExt",359,0,"MGD","DQGwExt",359,0,"MGD","DQGwExt",359,0,"MGD","DQGwExt",359,0,"MGD","DQGwExt",359,0,"MGD",0]
["DQGwExt",360,0,"MGD","DQGwExt",360,0,"MGD","DQGwExt",360,0,"MGD","DQGwExt",360,0,"MGD","DQGwExt",360,0,"MGD","DQGwExt",360,0,"MGD",0]
["DQGwExt",361,0,"MGD","DQGwExt",361,0,"MGD","DQGwExt",361,0,"MGD","DQGwExt",361,0,"MGD","DQGwExt",361,0,"MGD","DQGwExt",361,0,"MGD",0]
["DQGwExt",362,0,"MGD","DQGwExt",362,0,"MGD","DQGwExt",362,0,"MGD","DQGwExt",362,0,"MGD","DQGwExt",362,0,"MGD","DQGwExt",362,0,"MGD",0]
["DQGwExt",363,0,"MGD","DQGwExt",363,0,"MGD","DQGwExt",363,0,"MGD","DQGwExt",363,0,"MGD","DQGwExt",363,0,"MGD","DQGwExt",363,0,"MGD",0]
["DQGwExt",364,0,"MGD","DQGwExt",364,0,"MGD","DQGwExt",364,0,"MGD","DQGwExt",364,0,"MGD","DQGwExt",364,0,"MGD","DQGwExt",364,0,"MGD",0]
["DQGwExt",365,0,"MGD","DQGwExt",365,0,"MGD","DQGwExt",365,0,"MGD","DQGwExt",365,0,"MGD","DQGwExt",365,0,"MGD","DQGwExt",365,0,"MGD",0]
["DQGwWtp",1,9.9099999999999991E-7,"MGD","DQGwWtp",1,9.9099999999999991E-7,"MGD","DQGwWtp",1,9.9099999999999991E-7,"MGD","DQGwWtp",1,9.9099999999999991E-7,"MGD","DQGwWtp",1,9.9099999999999991E-7,"MGD","DQGwWtp",1,9.9125399999999994E-7,"MGD",1]
["DQGwWtp",2,9.9099999999999991E-7,"MGD","DQGwWtp",2,9.9099999999999991E-7,"MGD","DQGwWtp",2,9.9099999999999991E-7,"MGD","DQGwWtp",2,9.9099999999999991E-7,"MGD","DQGwWtp",2,9.9099999999999991E-7,"MGD","DQGwWtp",2,9.9125399999999994E-7,"MGD",1]
["DQGwWtp",3,9.9099999999999991E-7,"MGD","DQGwWtp",3,9.9099999999999991E-7,"MGD","DQGwWtp",3,9.9099999999999991E-7,"MGD","DQGwWtp",3,9.9099999999999991E-7,"MGD","DQGwWtp",3,9.9099999999999991E-7,"MGD","DQGwWtp",3,9.9125399999999994E-7,"MGD",1]
["DQGwWtp",4,9.9099999999999991E-7,"MGD","DQGwWtp",4,9.9099999999999991E-7,"MGD","DQGwWtp",4,9.9099999999999991E-7,"MGD","DQGwWtp",4,9.9099999999999991E-7,"MGD","DQGwWtp",4,9.9099999999999991E-7,"MGD","DQGwWtp",4,9.9125399999999994E-7,"MGD",1]
["DQGwWtp",5,9.9099999999999991E-7,"MGD","DQGwWtp",5,9.9099999999999991E-7,"MGD","DQGwWtp",5,9.9099999999999991E-7,"MGD","DQGwWtp",5,9.9099999999999991E-7,"MGD","DQGwWtp",5,9.9099999999999991E-7,"MGD","DQGwWtp",5,9.9125399999999994E-7,"MGD",1]
["DQGwWtp",6,9.9099999999999991E-7,"MGD","DQGwWtp",6,9.9099999999999991E-7,"MGD","DQGwWtp",6,9.9099999999999991E-7,"MGD","DQGwWtp",6,9.9099999999999991E-7,"MGD","DQGwWtp",6,9.9099999999999991E-7,"MGD","DQGwWtp",6,9.9125399999999994E-7,"MGD",1]
["DQGwWtp",7,9.9099999999999991E-7,"MGD","DQGwWtp",7,9.9099999999999991E-7,"MGD","DQGwWtp",7,9.9099999999999991E-7,"MGD","DQGwWtp",7,9.9099999999999991E-7,"MGD","DQGwWtp",7,9.9099999999999991E-7,"MGD","DQGwWtp",7,9.9125399999999994E-7,"MGD",{"$f":"IF(ISNUMBER(C772),IF(AVERAGE(C772,G772,K772,O772,S772,W772)<>MAX(C772,G772,K772,O772,S772,W772),1,0),\"\")","v":1}]
["DQGwWtp",8,9.9099999999999991E-7,"MGD","DQGwWtp",8,9.9099999999999991E-7,"MGD","DQGwWtp",8,9.9099999999999991E-7,"MGD","DQGwWtp",8,9.9099999999999991E-7,"MGD","DQGwWtp",8,9.9099999999999991E-7,"MGD","DQGwWtp",8,9.9125399999999994E-7,"MGD",1]
["DQGwWtp",9,9.9099999999999991E-7,"MGD","DQGwWtp",9,9.9099999999999991E-7,"MGD","DQGwWtp",9,9.9099999999999991E-7,"MGD","DQGwWtp",9,9.9099999999999991E-7,"MGD","DQGwWtp",9,9.9099999999999991E-7,"MGD","DQGwWtp",9,9.9125399999999994E-7,"MGD",1]
["DQGwWtp",10,9.9099999999999991E-7,"MGD","DQGwWtp",10,9.9099999999999991E-7,"MGD","DQGwWtp",10,9.9099999999999991E-7,"MGD","DQGwWtp",10,9.9099999999999991E-7,"MGD","DQGwWtp",10,9.9099999999999991E-7,"MGD","DQGwWtp",10,9.9125399999999994E-7,"MGD",1]
["DQGwWtp",11,9.9099999999999991E-7,"MGD","DQGwWtp",11,9.9099999999999991E-7,"MGD","DQGwWtp",11,9.9099999999999991E-7,"MGD","DQGwWtp",11,9.9099999999999991E-7,"MGD","DQGwWtp",11,9.9099999999999991E-7,"MGD","DQGwWtp",11,9.9125399999999994E-7,"MGD",1]
["DQGwWtp",12,9.9099999999999991E-7,"MGD","DQGwWtp",12,9.9099999999999991E-7,"MGD","DQGwWtp",12,9.9099999999999991E-7,"MGD","DQGwWtp",12,9.9099999999999991E-7,"MGD","DQGwWtp",12,9.9099999999999991E-7,"MGD","DQGwWtp",12,9.9125399999999994E-7,"MGD",1]
["DQGwWtp",13,9.9099999999999991E-7,"MGD","DQGwWtp",13,9.9099999999999991E-7,"MGD","DQGwWtp",13,9.9099999999999991E-7,"MGD","DQGwWtp",13,9.9099999999999991E-7,"MGD","DQGwWtp",13,9.9099999999999991E-7,"MGD","DQGwWtp",13,9.9125399999999994E-7,"MGD",1]
["DQGwWtp",14,9.9099999999999991E-7,"MGD","DQGwWtp",14,9.9099999999999991E-7,"MGD","DQGwWtp",14,9.9099999999999991E-7,"MGD","DQGwWtp",14,9.9099999999999991E-7,"MGD","DQGwWtp",14,9.9099999999999991E-7,"MGD","DQGwWtp",14,9.9125399999999994E-7,"MGD",1]
["DQGwWtp",15,9.9099999999999991E-7,"MGD","DQGwWtp",15,9.9099999999999991E-7,"MGD","DQGwWtp",15,9.9099999999999991E-7,"MGD","DQGwWtp",15,9.9099999999999991E-7,"MGD","DQGwWtp",15,9.9099999999999991E-7,"MGD","DQGwWtp",15,9.9125399999999994E-7,"MGD",1]
["DQGwWtp",16,9.9099999999999991E-7,"MGD","DQGwWtp",16,9.9099999999999991E-7,"MGD","DQGwWtp",16,9.9099999999999991E-7,"MGD","DQGwWtp",16,9.9099999999999991E-7,"MGD","DQGwWtp",16,9.9099999999999991E-7,"MGD","DQGwWtp",16,9.9125399999999994E-7,"MGD",1]
["DQGwWtp",17,9.9099999999999991E-7,"MGD","DQGwWtp",17,9.9099999999999991E-7,"MGD","DQGwWtp",17,9.9099999999999991E-7,"MGD","DQGwWtp",17,9.9099999999999991E-7,"MGD","DQGwWtp",17,9.9099999999999991E-7,"MGD","DQGwWtp",17,9.9125399999999994E-7,"MGD",1]
["DQGwWtp",18,9.9099999999999991E-7,"MGD","DQGwWtp",18,9.9099999999999991E-7,"MGD","DQGwWtp",18,9.9099999999999991E-7,"MGD","DQGwWtp",18,9.9099999999999991E-7,"MGD","DQGwWtp",18,9.9099999999999991E-7,"MGD","DQGwWtp",18,9.9125399999999994E-7,"MGD",1]
["DQGwWtp",19,9.9099999999999991E-7,"MGD","DQGwWtp",19,9.9099999999999991E-7,"MGD","DQGwWtp",19,9.9099999999999991E-7,"MGD","DQGwWtp",19,9.9099999999999991E-7,"MGD","DQGwWtp",19,9.9099999999999991E-7,"MGD","DQGwWtp",19,9.9125399999999994E-7,"MGD",1]
["DQGwWtp",20,9.9099999999999991E-7,"MGD","DQGwWtp",20,9.9099999999999991E-7,"MGD","DQGwWtp",20,9.9099999999999991E-7,"MGD","DQGwWtp",20,9.9099999999999991E-7,"MGD","DQGwWtp",20,9.9099999999999991E-7,"MGD","DQGwWtp",20,9.9125399999999994E-7,"MGD",1]
["DQGwWtp",21,9.9099999999999991E-7,"MGD","DQGwWtp",21,9.9099999999999991E-7,"MGD","DQGwWtp",21,9.9099999999999991E-7,"MGD","DQGwWtp",21,9.9099999999999991E-7,"MGD","DQGwWtp",21,9.9099999999999991E-7,"MGD","DQGwWtp",21,9.9125399999999994E-7,"MGD",1]
["DQGwWtp",22,9.9099999999999991E-7,"MGD","DQGwWtp",22,9.9099999999999991E-7,"MGD","DQGwWtp",22,9.9099999999999991E-7,"MGD","DQGwWtp",22,9.9099999999999991E-7,"MGD","DQGwWtp",22,9.9099999999999991E-7,"MGD","DQGwWtp",22,9.9125399999999994E-7,"MGD",1]
["DQGwWtp",23,9.9099999999999991E-7,"MGD","DQGwWtp",23,9.9099999999999991E-7,"MGD","DQGwWtp",23,9.9099999999999991E-7,"MGD","DQGwWtp",23,9.9099999999999991E-7,"MGD","DQGwWtp",23,9.9099999999999991E-7,"MGD","DQGwWtp",23,9.9125399999999994E-7,"MGD",1]
["DQGwWtp",24,9.9099999999999991E-7,"MGD","DQGwWtp",24,9.9099999999999991E-7,"MGD","DQGwWtp",24,9.9099999999999991E-7,"MGD","DQGwWtp",24,9.9099999999999991E-7,"MGD","DQGwWtp",24,9.9099999999999991E-7,"MGD","DQGwWtp",24,9.9125399999999994E-7,"MGD",1]
["DQGwWtp",25,9.9099999999999991E-7,"MGD","DQGwWtp",25,9.9099999999999991E-7,"MGD","DQGwWtp",25,9.9099999999999991E-7,"MGD","DQGwWtp",25,9.9099999999999991E-7,"MGD","DQGwWtp",25,9.9099999999999991E-7,"MGD","DQGwWtp",25,9.9125399999999994E-7,"MGD",1]
["DQGwWtp",26,9.9099999999999991E-7,"MGD","DQGwWtp",26,9.9099999999999991E-7,"MGD","DQGwWtp",26,9.9099999999999991E-7,"MGD","DQGwWtp",26,9.9099999999999991E-7,"MGD","DQGwWtp",26,9.9099999999999991E-7,"MGD","DQGwWtp",26,9.9125399999999994E-7,"MGD",1]
["DQGwWtp",27,9.9099999999999991E-7,"MGD","DQGwWtp",27,9.9099999999999991E-7,"MGD","DQGwWtp",27,9.9099999999999991E-7,"MGD","DQGwWtp",27,9.9099999999999991E-7,"MGD","DQGwWtp",27,9.9099999999999991E-7,"MGD","DQGwWtp",27,9.9125399999999994E-7,"MGD",1]
["DQGwWtp",28,9.9099999999999991E-7,"MGD","DQGwWtp",28,9.9099999999999991E-7,"MGD","DQGwWtp",28,9.9099999999999991E-7,"MGD","DQGwWtp",28,9.9099999999999991E-7,"MGD","DQGwWtp",28,9.9099999999999991E-7,"MGD","DQGwWtp",28,9.9125399999999994E-7,"MGD",1]
["DQGwWtp",29,9.9099999999999991E-7,"MGD","DQGwWtp",29,9.9099999999999991E-7,"MGD","DQGwWtp",29,9.9099999999999991E-7,"MGD","DQGwWtp",29,9.9099999999999991E-7,"MGD","DQGwWtp",29,9.9099999999999991E-7,"MGD","DQGwWtp",29,9.9125399999999994E-7,"MGD",1]
["DQGwWtp",30,9.9099999999999991E-7,"MGD","DQGwWtp",30,9.9099999999999991E-7,"MGD","DQGwWtp",30,9.9099999999999991E-7,"MGD","DQGwWtp",30,9.9099999999999991E-7,"MGD","DQGwWtp",30,9.9099999999999991E-7,"MGD","DQGwWtp",30,9.9125399999999994E-7,"MGD",1]
["DQGwWtp",31,9.9099999999999991E-7,"MGD","DQGwWtp",31,9.9099999999999991E-7,"MGD","DQGwWtp",31,9.9099999999999991E-7,"MGD","DQGwWtp",31,9.9099999999999991E-7,"MGD","DQGwWtp",31,9.9099999999999991E-7,"MGD","DQGwWtp",31,9.9125399999999994E-7,"MGD",1]
["DQGwWtp",32,9.9099999999999991E-7,"MGD","DQGwWtp",32,9.9099999999999991E-7,"MGD","DQGwWtp",32,9.9099999999999991E-7,"MGD","DQGwWtp",32,9.9099999999999991E-7,"MGD","DQGwWtp",32,9.9099999999999991E-7,"MGD","DQGwWtp",32,9.9125399999999994E-7,"MGD",1]
["DQGwWtp",33,9.9099999999999991E-7,"MGD","DQGwWtp",33,9.9099999999999991E-7,"MGD","DQGwWtp",33,9.9099999999999991E-7,"MGD","DQGwWtp",33,9.9099999999999991E-7,"MGD","DQGwWtp",33,9.9099999999999991E-7,"MGD","DQGwWtp",33,9.9125399999999994E-7,"MGD",1]
["DQGwWtp",34,9.9099999999999991E-7,"MGD","DQGwWtp",34,9.9099999999999991E-7,"MGD","DQGwWtp",34,9.9099999999999991E-7,"MGD","DQGwWtp",34,9.9099999999999991E-7,"MGD","DQGwWtp",34,9.9099999999999991E-7,"MGD","DQGwWtp",34,9.9125399999999994E-7,"MGD",1]
["DQGwWtp",35,9.9099999999999991E-7,"MGD","DQGwWtp",35,9.9099999999999991E-7,"MGD","DQGwWtp",35,9.9099999999999991E-7,"MGD","DQGwWtp",35,9.9099999999999991E-7,"MGD","DQGwWtp",35,9.9099999999999991E-7,"MGD","DQGwWtp",35,9.9125399999999994E-7,"MGD",1]
["DQGwWtp",36,9.9099999999999991E-7,"MGD","DQGwWtp",36,9.9099999999999991E-7,"MGD","DQGwWtp",36,9.9099999999999991E-7,"MGD","DQGwWtp",36,9.9099999999999991E-7,"MGD","DQGwWtp",36,9.9099999999999991E-7,"MGD","DQGwWtp",36,9.9125399999999994E-7,"MGD",1]
["DQGwWtp",37,9.9099999999999991E-7,"MGD","DQGwWtp",37,9.9099999999999991E-7,"MGD","DQGwWtp",37,9.9099999999999991E-7,"MGD","DQGwWtp",37,9.9099999999999991E-7,"MGD","DQGwWtp",37,9.9099999999999991E-7,"MGD","DQGwWtp",37,9.9125399999999994E-7,"MGD",1]
["DQGwWtp",38,9.9099999999999991E-7,"MGD","DQGwWtp",38,9.9099999999999991E-7,"MGD","DQGwWtp",38,9.9099999999999991E-7,"MGD","DQGwWtp",38,9.9099999999999991E-7,"MGD","DQGwWtp",38,9.9099999999999991E-7,"MGD","DQGwWtp",38,9.9125399999999994E-7,"MGD",1]
["DQGwWtp",39,9.9099999999999991E-7,"MGD","DQGwWtp",39,9.9099999999999991E-7,"MGD","DQGwWtp",39,9.9099999999999991E-7,"MGD","DQGwWtp",39,9.9099999999999991E-7,"MGD","DQGwWtp",39,9.9099999999999991E-7,"MGD","DQGwWtp",39,9.9125399999999994E-7,"MGD",1]
["DQGwWtp",40,9.9099999999999991E-7,"MGD","DQGwWtp",40,9.9099999999999991E-7,"MGD","DQGwWtp",40,9.9099999999999991E-7,"MGD","DQGwWtp",40,9.9099999999999991E-7,"MGD","DQGwWtp",40,9.9099999999999991E-7,"MGD","DQGwWtp",40,9.9125399999999994E-7,"MGD",1]
["DQGwWtp",41,9.9099999999999991E-7,"MGD","DQGwWtp",41,9.9099999999999991E-7,"MGD","DQGwWtp",41,9.9099999999999991E-7,"MGD","DQGwWtp",41,9.9099999999999991E-7,"MGD","DQGwWtp",41,9.9099999999999991E-7,"MGD","DQGwWtp",41,9.9125399999999994E-7,"MGD",1]
["DQGwWtp",42,9.9099999999999991E-7,"MGD","DQGwWtp",42,9.9099999999999991E-7,"MGD","DQGwWtp",42,9.9099999999999991E-7,"MGD","DQGwWtp",42,9.9099999999999991E-7,"MGD","DQGwWtp",42,9.9099999999999991E-7,"MGD","DQGwWtp",42,9.9125399999999994E-7,"MGD",1]
["DQGwWtp",43,9.9099999999999991E-7,"MGD","DQGwWtp",43,9.9099999999999991E-7,"MGD","DQGwWtp",43,9.9099999999999991E-7,"MGD","DQGwWtp",43,9.9099999999999991E-7,"MGD","DQGwWtp",43,9.9099999999999991E-7,"MGD","DQGwWtp",43,9.9125399999999994E-7,"MGD",1]
["DQGwWtp",44,9.9099999999999991E-7,"MGD","DQGwWtp",44,9.9099999999999991E-7,"MGD","DQGwWtp",44,9.9099999999999991E-7,"MGD","DQGwWtp",44,9.9099999999999991E-7,"MGD","DQGwWtp",44,9.9099999999999991E-7,"MGD","DQGwWtp",44,9.9125399999999994E-7,"MGD",1]
["DQGwWtp",45,9.9099999999999991E-7,"MGD","DQGwWtp",45,9.9099999999999991E-7,"MGD","DQGwWtp",45,9.9099999999999991E-7,"MGD","DQGwWtp",45,9.9099999999999991E-7,"MGD","DQGwWtp",45,9.9099999999999991E-7,"MGD","DQGwWtp",45,9.9125399999999994E-7,"MGD",1]
["DQGwWtp",46,9.9099999999999991E-7,"MGD","DQGwWtp",46,9.9099999999999991E-7,"MGD","DQGwWtp",46,9.9099999999999991E-7,"MGD","DQGwWtp",46,9.9099999999999991E-7,"MGD","DQGwWtp",46,9.9099999999999991E-7,"MGD","DQGwWtp",46,9.9125399999999994E-7,"MGD",1]
["DQGwWtp",47,9.9099999999999991E-7,"MGD","DQGwWtp",47,9.9099999999999991E-7,"MGD","DQGwWtp",47,9.9099999999999991E-7,"MGD","DQGwWtp",47,9.9099999999999991E-7,"MGD","DQGwWtp",47,9.9099999999999991E-7,"MGD","DQGwWtp",47,9.9125399999999994E-7,"MGD",1]
["DQGwWtp",48,9.9099999999999991E-7,"MGD","DQGwWtp",48,9.9099999999999991E-7,"MGD","DQGwWtp",48,9.9099999999999991E-7,"MGD","DQGwWtp",48,9.9099999999999991E-7,"MGD","DQGwWtp",48,9.9099999999999991E-7,"MGD","DQGwWtp",48,9.9125399999999994E-7,"MGD",1]
["DQGwWtp",49,9.9099999999999991E-7,"MGD","DQGwWtp",49,9.9099999999999991E-7,"MGD","DQGwWtp",49,9.9099999999999991E-7,"MGD","DQGwWtp",49,9.9099999999999991E-7,"MGD","DQGwWtp",49,9.9099999999999991E-7,"MGD","DQGwWtp",49,9.9125399999999994E-7,"MGD",1]
["DQGwWtp",50,9.9099999999999991E-7,"MGD","DQGwWtp",50,9.9099999999999991E-7,"MGD","DQGwWtp",50,9.9099999999999991E-7,"MGD","DQGwWtp",50,9.9099999999999991E-7,"MGD","DQGwWtp",50,9.9099999999999991E-7,"MGD","DQGwWtp",50,9.9125399999999994E-7,"MGD",1]
["DQGwWtp",51,9.9099999999999991E-7,"MGD","DQGwWtp",51,9.9099999999999991E-7,"MGD","DQGwWtp",51,9.9099999999999991E-7,"MGD","DQGwWtp",51,9.9099999999999991E-7,"MGD","DQGwWtp",51,9.9099999999999991E-7,"MGD","DQGwWtp",51,9.9125399999999994E-7,"MGD",1]
["DQGwWtp",52,9.9099999999999991E-7,"MGD","DQGwWtp",52,9.9099999999999991E-7,"MGD","DQGwWtp",52,9.9099999999999991E-7,"MGD","DQGwWtp",52,9.9099999999999991E-7,"MGD","DQGwWtp",52,9.9099999999999991E-7,"MGD","DQGwWtp",52,9.9125399999999994E-7,"MGD",1]
["DQGwWtp",53,9.9099999999999991E-7,"MGD","DQGwWtp",53,9.9099999999999991E-7,"MGD","DQGwWtp",53,9.9099999999999991E-7,"MGD","DQGwWtp",53,9.9099999999999991E-7,"MGD","DQGwWtp",53,9.9099999999999991E-7,"MGD","DQGwWtp",53,9.9125399999999994E-7,"MGD",1]
["DQGwWtp",54,9.9099999999999991E-7,"MGD","DQGwWtp",54,9.9099999999999991E-7,"MGD","DQGwWtp",54,9.9099999999999991E-7,"MGD","DQGwWtp",54,9.9099999999999991E-7,"MGD","DQGwWtp",54,9.9099999999999991E-7,"MGD","DQGwWtp",54,9.9125399999999994E-7,"MGD",1]
["DQGwWtp",55,9.9099999999999991E-7,"MGD","DQGwWtp",55,9.9099999999999991E-7,"MGD","DQGwWtp",55,9.9099999999999991E-7,"MGD","DQGwWtp",55,9.9099999999999991E-7,"MGD","DQGwWtp",55,9.9099999999999991E-7,"MGD","DQGwWtp",55,9.9125399999999994E-7,"MGD",1]
["DQGwWtp",56,9.9099999999999991E-7,"MGD","DQGwWtp",56,9.9099999999999991E-7,"MGD","DQGwWtp",56,9.9099999999999991E-7,"MGD","DQGwWtp",56,9.9099999999999991E-7,"MGD","DQGwWtp",56,9.9099999999999991E-7,"MGD","DQGwWtp",56,9.9125399999999994E-7,"MGD",1]
["DQGwWtp",57,9.9099999999999991E-7,"MGD","DQGwWtp",57,9.9099999999999991E-7,"MGD","DQGwWtp",57,9.9099999999999991E-7,"MGD","DQGwWtp",57,9.9099999999999991E-7,"MGD","DQGwWtp",57,9.9099999999999991E-7,"MGD","DQGwWtp",57,9.9125399999999994E-7,"MGD",1]
["DQGwWtp",58,9.9099999999999991E-7,"MGD","DQGwWtp",58,9.9099999999999991E-7,"MGD","DQGwWtp",58,9.9099999999999991E-7,"MGD","DQGwWtp",58,9.9099999999999991E-7,"MGD","DQGwWtp",58,9.9099999999999991E-7,"MGD","DQGwWtp",58,9.9125399999999994E-7,"MGD",1]
["DQGwWtp",59,9.9099999999999991E-7,"MGD","DQGwWtp",59,9.9099999999999991E-7,"MGD","DQGwWtp",59,9.9099999999999991E-7,"MGD","DQGwWtp",59,9.9099999999999991E-7,"MGD","DQGwWtp",59,9.9099999999999991E-7,"MGD","DQGwWtp",59,9.9125399999999994E-7,"MGD",1]
["DQGwWtp",60,9.9099999999999991E-7,"MGD","DQGwWtp",60,9.9099999999999991E-7,"MGD","DQGwWtp",60,9.9099999999999991E-7,"MGD","DQGwWtp",60,9.9099999999999991E-7,"MGD","DQGwWtp",60,9.9099999999999991E-7,"MGD","DQGwWtp",60,9.9125399999999994E-7,"MGD",1]
["DQGwWtp",61,9.9099999999999991E-7,"MGD","DQGwWtp",61,9.9099999999999991E-7,"MGD","DQGwWtp",61,9.9099999999999991E-7,"MGD","DQGwWtp",61,9.9099999999999991E-7,"MGD","DQGwWtp",61,9.9099999999999991E-7,"MGD","DQGwWtp",61,9.9125399999999994E-7,"MGD",1]
["DQGwWtp",62,9.9099999999999991E-7,"MGD","DQGwWtp",62,9.9099999999999991E-7,"MGD","DQGwWtp",62,9.9099999999999991E-7,"MGD","DQGwWtp",62,9.9099999999999991E-7,"MGD","DQGwWtp",62,9.9099999999999991E-7,"MGD","DQGwWtp",62,9.9125399999999994E-7,"MGD",1]
["DQGwWtp",63,9.9099999999999991E-7,"MGD","DQGwWtp",63,9.9099999999999991E-7,"MGD","DQGwWtp",63,9.9099999999999991E-7,"MGD","DQGwWtp",63,9.9099999999999991E-7,"MGD","DQGwWtp",63,9.9099999999999991E-7,"MGD","DQGwWtp",63,9.9125399999999994E-7,"MGD",1]
["DQGwWtp",64,9.9099999999999991E-7,"MGD","DQGwWtp",64,9.9099999999999991E-7,"MGD","DQGwWtp",64,9.9099999999999991E-7,"MGD","DQGwWtp",64,9.9099999999999991E-7,"MGD","DQGwWtp",64,9.9099999999999991E-7,"MGD","DQGwWtp",64,9.9125399999999994E-7,"MGD",1]
["DQGwWtp",65,9.9099999999999991E-7,"MGD","DQGwWtp",65,9.9099999999999991E-7,"MGD","DQGwWtp",65,9.9099999999999991E-7,"MGD","DQGwWtp",65,9.9099999999999991E-7,"MGD","DQGwWtp",65,9.9099999999999991E-7,"MGD","DQGwWtp",65,9.9125399999999994E-7,"MGD",1]
["DQGwWtp",66,9.9099999999999991E-7,"MGD","DQGwWtp",66,9.9099999999999991E-7,"MGD","DQGwWtp",66,9.9099999999999991E-7,"MGD","DQGwWtp",66,9.9099999999999991E-7,"MGD","DQGwWtp",66,9.9099999999999991E-7,"MGD","DQGwWtp",66,9.9125399999999994E-7,"MGD",1]
["DQGwWtp",67,9.9099999999999991E-7,"MGD","DQGwWtp",67,9.9099999999999991E-7,"MGD","DQGwWtp",67,9.9099999999999991E-7,"MGD","DQGwWtp",67,9.9099999999999991E-7,"MGD","DQGwWtp",67,9.9099999999999991E-7,"MGD","DQGwWtp",67,9.9125399999999994E-7,"MGD",1]
["DQGwWtp",68,9.9099999999999991E-7,"MGD","DQGwWtp",68,9.9099999999999991E-7,"MGD","DQGwWtp",68,9.9099999999999991E-7,"MGD","DQGwWtp",68,9.9099999999999991E-7,"MGD","DQGwWtp",68,9.9099999999999991E-7,"MGD","DQGwWtp",68,9.9125399999999994E-7,"MGD",1]
["DQGwWtp",69,9.9099999999999991E-7,"MGD","DQGwWtp",69,9.9099999999999991E-7,"MGD","DQGwWtp",69,9.9099999999999991E-7,"MGD","DQGwWtp",69,9.9099999999999991E-7,"MGD","DQGwWtp",69,9.9099999999999991E-7,"MGD","DQGwWtp",69,9.9125399999999994E-7,"MGD",1]
["DQGwWtp",70,9.9099999999999991E-7,"MGD","DQGwWtp",70,9.9099999999999991E-7,"MGD","DQGwWtp",70,9.9099999999999991E-7,"MGD","DQGwWtp",70,9.9099999999999991E-7,"MGD","DQGwWtp",70,9.9099999999999991E-7,"MGD","DQGwWtp",70,9.9125399999999994E-7,"MGD",1]
["DQGwWtp",71,9.9099999999999991E-7,"MGD","DQGwWtp",71,9.9099999999999991E-7,"MGD","DQGwWtp",71,9.9099999999999991E-7,"MGD","DQGwWtp",71,9.9099999999999991E-7,"MGD","DQGwWtp",71,9.9099999999999991E-7,"MGD","DQGwWtp",71,9.9125399999999994E-7,"MGD",{"$f":"IF(ISNUMBER(C836),IF(AVERAGE(C836,G836,K836,O836,S836,W836)<>MAX(C836,G836,K836,O836,S836,W836),1,0),\"\")","v":1}]
["DQGwWtp",72,9.9099999999999991E-7,"MGD","DQGwWtp",72,9.9099999999999991E-7,"MGD","DQGwWtp",72,9.9099999999999991E-7,"MGD","DQGwWtp",72,9.9099999999999991E-7,"MGD","DQGwWtp",72,9.9099999999999991E-7,"MGD","DQGwWtp",72,9.9125399999999994E-7,"MGD",1]
["DQGwWtp",73,9.9099999999999991E-7,"MGD","DQGwWtp",73,9.9099999999999991E-7,"MGD","DQGwWtp",73,9.9099999999999991E-7,"MGD","DQGwWtp",73,9.9099999999999991E-7,"MGD","DQGwWtp",73,9.9099999999999991E-7,"MGD","DQGwWtp",73,9.9125399999999994E-7,"MGD",1]
["DQGwWtp",74,9.9099999999999991E-7,"MGD","DQGwWtp",74,9.9099999999999991E-7,"MGD","DQGwWtp",74,9.9099999999999991E-7,"MGD","DQGwWtp",74,9.9099999999999991E-7,"MGD","DQGwWtp",74,9.9099999999999991E-7,"MGD","DQGwWtp",74,9.9125399999999994E-7,"MGD",1]
["DQGwWtp",75,9.9099999999999991E-7,"MGD","DQGwWtp",75,9.9099999999999991E-7,"MGD","DQGwWtp",75,9.9099999999999991E-7,"MGD","DQGwWtp",75,9.9099999999999991E-7,"MGD","DQGwWtp",75,9.9099999999999991E-7,"MGD","DQGwWtp",75,9.9125399999999994E-7,"MGD",1]
["DQGwWtp",76,9.9099999999999991E-7,"MGD","DQGwWtp",76,9.9099999999999991E-7,"MGD","DQGwWtp",76,9.9099999999999991E-7,"MGD","DQGwWtp",76,9.9099999999999991E-7,"MGD","DQGwWtp",76,9.9099999999999991E-7,"MGD","DQGwWtp",76,9.9125399999999994E-7,"MGD",1]
["DQGwWtp",77,9.9099999999999991E-7,"MGD","DQGwWtp",77,9.9099999999999991E-7,"MGD","DQGwWtp",77,9.9099999999999991E-7,"MGD","DQGwWtp",77,9.9099999999999991E-7,"MGD","DQGwWtp",77,9.9099999999999991E-7,"MGD","DQGwWtp",77,9.9125399999999994E-7,"MGD",1]
["DQGwWtp",78,9.9099999999999991E-7,"MGD","DQGwWtp",78,9.9099999999999991E-7,"MGD","DQGwWtp",78,9.9099999999999991E-7,"MGD","DQGwWtp",78,9.9099999999999991E-7,"MGD","DQGwWtp",78,9.9099999999999991E-7,"MGD","DQGwWtp",78,9.9125399999999994E-7,"MGD",1]
["DQGwWtp",79,9.9099999999999991E-7,"MGD","DQGwWtp",79,9.9099999999999991E-7,"MGD","DQGwWtp",79,9.9099999999999991E-7,"MGD","DQGwWtp",79,9.9099999999999991E-7,"MGD","DQGwWtp",79,9.9099999999999991E-7,"MGD","DQGwWtp",79,9.9125399999999994E-7,"MGD",1]
["DQGwWtp",80,9.9099999999999991E-7,"MGD","DQGwWtp",80,9.9099999999999991E-7,"MGD","DQGwWtp",80,9.9099999999999991E-7,"MGD","DQGwWtp",80,9.9099999999999991E-7,"MGD","DQGwWtp",80,9.9099999999999991E-7,"MGD","DQGwWtp",80,9.9125399999999994E-7,"MGD",1]
["DQGwWtp",81,9.9099999999999991E-7,"MGD","DQGwWtp",81,9.9099999999999991E-7,"MGD","DQGwWtp",81,9.9099999999999991E-7,"MGD","DQGwWtp",81,9.9099999999999991E-7,"MGD","DQGwWtp",81,9.9099999999999991E-7,"MGD","DQGwWtp",81,9.9125399999999994E-7,"MGD",1]
["DQGwWtp",82,9.9099999999999991E-7,"MGD","DQGwWtp",82,9.9099999999999991E-7,"MGD","DQGwWtp",82,9.9099999999999991E-7,"MGD","DQGwWtp",82,9.9099999999999991E-7,"MGD","DQGwWtp",82,9.9099999999999991E-7,"MGD","DQGwWtp",82,9.9125399999999994E-7,"MGD",1]
["DQGwWtp",83,9.9099999999999991E-7,"MGD","DQGwWtp",83,9.9099999999999991E-7,"MGD","DQGwWtp",83,9.9099999999999991E-7,"MGD","DQGwWtp",83,9.9099999999999991E-7,"MGD","DQGwWtp",83,9.9099999999999991E-7,"MGD","DQGwWtp",83,9.9125399999999994E-7,"MGD",1]
["DQGwWtp",84,9.9099999999999991E-7,"MGD","DQGwWtp",84,9.9099999999999991E-7,"MGD","DQGwWtp",84,9.9099999999999991E-7,"MGD","DQGwWtp",84,9.9099999999999991E-7,"MGD","DQGwWtp",84,9.9099999999999991E-7,"MGD","DQGwWtp",84,9.9125399999999994E-7,"MGD",1]
["DQGwWtp",85,9.9099999999999991E-7,"MGD","DQGwWtp",85,9.9099999999999991E-7,"MGD","DQGwWtp",85,9.9099999999999991E-7,"MGD","DQGwWtp",85,9.9099999999999991E-7,"MGD","DQGwWtp",85,9.9099999999999991E-7,"MGD","DQGwWtp",85,9.9125399999999994E-7,"MGD",1]
["DQGwWtp",86,9.9099999999999991E-7,"MGD","DQGwWtp",86,9.9099999999999991E-7,"MGD","DQGwWtp",86,9.9099999999999991E-7,"MGD","DQGwWtp",86,9.9099999999999991E-7,"MGD","DQGwWtp",86,9.9099999999999991E-7,"MGD","DQGwWtp",86,9.9125399999999994E-7,"MGD",1]
["DQGwWtp",87,9.9099999999999991E-7,"MGD","DQGwWtp",87,9.9099999999999991E-7,"MGD","DQGwWtp",87,9.9099999999999991E-7,"MGD","DQGwWtp",87,9.9099999999999991E-7,"MGD","DQGwWtp",87,9.9099999999999991E-7,"MGD","DQGwWtp",87,9.9125399999999994E-7,"MGD",1]
["DQGwWtp",88,9.9099999999999991E-7,"MGD","DQGwWtp",88,9.9099999999999991E-7,"MGD","DQGwWtp",88,9.9099999999999991E-7,"MGD","DQGwWtp",88,9.9099999999999991E-7,"MGD","DQGwWtp",88,9.9099999999999991E-7,"MGD","DQGwWtp",88,9.9125399999999994E-7,"MGD",1]
["DQGwWtp",89,9.9099999999999991E-7,"MGD","DQGwWtp",89,9.9099999999999991E-7,"MGD","DQGwWtp",89,9.9099999999999991E-7,"MGD","DQGwWtp",89,9.9099999999999991E-7,"MGD","DQGwWtp",89,9.9099999999999991E-7,"MGD","DQGwWtp",89,9.9125399999999994E-7,"MGD",1]
["DQGwWtp",90,9.9099999999999991E-7,"MGD","DQGwWtp",90,9.9099999999999991E-7,"MGD","DQGwWtp",90,9.9099999999999991E-7,"MGD","DQGwWtp",90,9.9099999999999991E-7,"MGD","DQGwWtp",90,9.9099999999999991E-7,"MGD","DQGwWtp",90,9.9125399999999994E-7,"MGD",1]
["DQGwWtp",91,9.9099999999999991E-7,"MGD","DQGwWtp",91,9.9099999999999991E-7,"MGD","DQGwWtp",91,9.9099999999999991E-7,"MGD","DQGwWtp",91,9.9099999999999991E-7,"MGD","DQGwWtp",91,9.9099999999999991E-7,"MGD","DQGwWtp",91,9.9125499999999996E-7,"MGD",1]
["DQGwWtp",92,9.9099999999999991E-7,"MGD","DQGwWtp",92,9.9099999999999991E-7,"MGD","DQGwWtp",92,9.9099999999999991E-7,"MGD","DQGwWtp",92,9.9099999999999991E-7,"MGD","DQGwWtp",92,9.9099999999999991E-7,"MGD","DQGwWtp",92,9.9125499999999996E-7,"MGD",1]
["DQGwWtp",93,9.9099999999999991E-7,"MGD","DQGwWtp",93,9.9099999999999991E-7,"MGD","DQGwWtp",93,9.9099999999999991E-7,"MGD","DQGwWtp",93,9.9099999999999991E-7,"MGD","DQGwWtp",93,9.9099999999999991E-7,"MGD","DQGwWtp",93,9.9125499999999996E-7,"MGD",1]
["DQGwWtp",94,9.9099999999999991E-7,"MGD","DQGwWtp",94,9.9099999999999991E-7,"MGD","DQGwWtp",94,9.9099999999999991E-7,"MGD","DQGwWtp",94,9.9099999999999991E-7,"MGD","DQGwWtp",94,9.9099999999999991E-7,"MGD","DQGwWtp",94,9.9125499999999996E-7,"MGD",1]
["DQGwWtp",95,9.9099999999999991E-7,"MGD","DQGwWtp",95,9.9099999999999991E-7,"MGD","DQGwWtp",95,9.9099999999999991E-7,"MGD","DQGwWtp",95,9.9099999999999991E-7,"MGD","DQGwWtp",95,9.9099999999999991E-7,"MGD","DQGwWtp",95,9.9125499999999996E-7,"MGD",1]
["DQGwWtp",96,9.9099999999999991E-7,"MGD","DQGwWtp",96,9.9099999999999991E-7,"MGD","DQGwWtp",96,9.9099999999999991E-7,"MGD","DQGwWtp",96,9.9099999999999991E-7,"MGD","DQGwWtp",96,9.9099999999999991E-7,"MGD","DQGwWtp",96,9.9125499999999996E-7,"MGD",1]
["DQGwWtp",97,9.9099999999999991E-7,"MGD","DQGwWtp",97,9.9099999999999991E-7,"MGD","DQGwWtp",97,9.9099999999999991E-7,"MGD","DQGwWtp",97,9.9099999999999991E-7,"MGD","DQGwWtp",97,9.9099999999999991E-7,"MGD","DQGwWtp",97,9.9125499999999996E-7,"MGD",1]
["DQGwWtp",98,9.9099999999999991E-7,"MGD","DQGwWtp",98,9.9099999999999991E-7,"MGD","DQGwWtp",98,9.9099999999999991E-7,"MGD","DQGwWtp",98,9.9099999999999991E-7,"MGD","DQGwWtp",98,9.9099999999999991E-7,"MGD","DQGwWtp",98,9.9125499999999996E-7,"MGD",1]
["DQGwWtp",99,9.9099999999999991E-7,"MGD","DQGwWtp",99,9.9099999999999991E-7,"MGD","DQGwWtp",99,9.9099999999999991E-7,"MGD","DQGwWtp",99,9.9099999999999991E-7,"MGD","DQGwWtp",99,9.9099999999999991E-7,"MGD","DQGwWtp",99,9.9125499999999996E-7,"MGD",1]
["DQGwWtp",100,9.9099999999999991E-7,"MGD","DQGwWtp",100,9.9099999999999991E-7,"MGD","DQGwWtp",100,9.9099999999999991E-7,"MGD","DQGwWtp",100,9.9099999999999991E-7,"MGD","DQGwWtp",100,9.9099999999999991E-7,"MGD","DQGwWtp",100,9.9125499999999996E-7,"MGD",1]
["DQGwWtp",101,9.9099999999999991E-7,"MGD","DQGwWtp",101,9.9099999999999991E-7,"MGD","DQGwWtp",101,9.9099999999999991E-7,"MGD","DQGwWtp",101,9.9099999999999991E-7,"MGD","DQGwWtp",101,9.9099999999999991E-7,"MGD","DQGwWtp",101,9.9125499999999996E-7,"MGD",1]
["DQGwWtp",102,9.9099999999999991E-7,"MGD","DQGwWtp",102,9.9099999999999991E-7,"MGD","DQGwWtp",102,9.9099999999999991E-7,"MGD","DQGwWtp",102,9.9099999999999991E-7,"MGD","DQGwWtp",102,9.9099999999999991E-7,"MGD","DQGwWtp",102,9.9125499999999996E-7,"MGD",1]
["DQGwWtp",103,9.9099999999999991E-7,"MGD","DQGwWtp",103,9.9099999999999991E-7,"MGD","DQGwWtp",103,9.9099999999999991E-7,"MGD","DQGwWtp",103,9.9099999999999991E-7,"MGD","DQGwWtp",103,9.9099999999999991E-7,"MGD","DQGwWtp",103,9.9125499999999996E-7,"MGD",1]
["DQGwWtp",104,9.9099999999999991E-7,"MGD","DQGwWtp",104,9.9099999999999991E-7,"MGD","DQGwWtp",104,9.9099999999999991E-7,"MGD","DQGwWtp",104,9.9099999999999991E-7,"MGD","DQGwWtp",104,9.9099999999999991E-7,"MGD","DQGwWtp",104,9.9125499999999996E-7,"MGD",1]
["DQGwWtp",105,9.9099999999999991E-7,"MGD","DQGwWtp",105,9.9099999999999991E-7,"MGD","DQGwWtp",105,9.9099999999999991E-7,"MGD","DQGwWtp",105,9.9099999999999991E-7,"MGD","DQGwWtp",105,9.9099999999999991E-7,"MGD","DQGwWtp",105,9.9125499999999996E-7,"MGD",1]
["DQGwWtp",106,9.9099999999999991E-7,"MGD","DQGwWtp",106,9.9099999999999991E-7,"MGD","DQGwWtp",106,9.9099999999999991E-7,"MGD","DQGwWtp",106,9.9099999999999991E-7,"MGD","DQGwWtp",106,9.9099999999999991E-7,"MGD","DQGwWtp",106,9.9125499999999996E-7,"MGD",1]
["DQGwWtp",107,9.9099999999999991E-7,"MGD","DQGwWtp",107,9.9099999999999991E-7,"MGD","DQGwWtp",107,9.9099999999999991E-7,"MGD","DQGwWtp",107,9.9099999999999991E-7,"MGD","DQGwWtp",107,9.9099999999999991E-7,"MGD","DQGwWtp",107,9.9125499999999996E-7,"MGD",1]
["DQGwWtp",108,9.9099999999999991E-7,"MGD","DQGwWtp",108,9.9099999999999991E-7,"MGD","DQGwWtp",108,9.9099999999999991E-7,"MGD","DQGwWtp",108,9.9099999999999991E-7,"MGD","DQGwWtp",108,9.9099999999999991E-7,"MGD","DQGwWtp",108,9.9125499999999996E-7,"MGD",1]
["DQGwWtp",109,9.9099999999999991E-7,"MGD","DQGwWtp",109,9.9099999999999991E-7,"MGD","DQGwWtp",109,9.9099999999999991E-7,"MGD","DQGwWtp",109,9.9099999999999991E-7,"MGD","DQGwWtp",109,9.9099999999999991E-7,"MGD","DQGwWtp",109,9.9125499999999996E-7,"MGD",1]
["DQGwWtp",110,9.9099999999999991E-7,"MGD","DQGwWtp",110,9.9099999999999991E-7,"MGD","DQGwWtp",110,9.9099999999999991E-7,"MGD","DQGwWtp",110,9.9099999999999991E-7,"MGD","DQGwWtp",110,9.9099999999999991E-7,"MGD","DQGwWtp",110,9.9125499999999996E-7,"MGD",1]
["DQGwWtp",111,9.9099999999999991E-7,"MGD","DQGwWtp",111,9.9099999999999991E-7,"MGD","DQGwWtp",111,9.9099999999999991E-7,"MGD","DQGwWtp",111,9.9099999999999991E-7,"MGD","DQGwWtp",111,9.9099999999999991E-7,"MGD","DQGwWtp",111,9.9125499999999996E-7,"MGD",1]
["DQGwWtp",112,9.9099999999999991E-7,"MGD","DQGwWtp",112,9.9099999999999991E-7,"MGD","DQGwWtp",112,9.9099999999999991E-7,"MGD","DQGwWtp",112,9.9099999999999991E-7,"MGD","DQGwWtp",112,9.9099999999999991E-7,"MGD","DQGwWtp",112,9.9125499999999996E-7,"MGD",1]
["DQGwWtp",113,9.9099999999999991E-7,"MGD","DQGwWtp",113,9.9099999999999991E-7,"MGD","DQGwWtp",113,9.9099999999999991E-7,"MGD","DQGwWtp",113,9.9099999999999991E-7,"MGD","DQGwWtp",113,9.9099999999999991E-7,"MGD","DQGwWtp",113,9.9125499999999996E-7,"MGD",1]
["DQGwWtp",114,9.9099999999999991E-7,"MGD","DQGwWtp",114,9.9099999999999991E-7,"MGD","DQGwWtp",114,9.9099999999999991E-7,"MGD","DQGwWtp",114,9.9099999999999991E-7,"MGD","DQGwWtp",114,9.9099999999999991E-7,"MGD","DQGwWtp",114,9.9125499999999996E-7,"MGD",1]
["DQGwWtp",115,9.9099999999999991E-7,"MGD","DQGwWtp",115,9.9099999999999991E-7,"MGD","DQGwWtp",115,9.9099999999999991E-7,"MGD","DQGwWtp",115,9.9099999999999991E-7,"MGD","DQGwWtp",115,9.9099999999999991E-7,"MGD","DQGwWtp",115,9.9125499999999996E-7,"MGD",1]
["DQGwWtp",116,9.9099999999999991E-7,"MGD","DQGwWtp",116,9.9099999999999991E-7,"MGD","DQGwWtp",116,9.9099999999999991E-7,"MGD","DQGwWtp",116,9.9099999999999991E-7,"MGD","DQGwWtp",116,9.9099999999999991E-7,"MGD","DQGwWtp",116,9.9125499999999996E-7,"MGD",1]
["DQGwWtp",117,9.9099999999999991E-7,"MGD","DQGwWtp",117,9.9099999999999991E-7,"MGD","DQGwWtp",117,9.9099999999999991E-7,"MGD","DQGwWtp",117,9.9099999999999991E-7,"MGD","DQGwWtp",117,9.9099999999999991E-7,"MGD","DQGwWtp",117,9.9125499999999996E-7,"MGD",1]
["DQGwWtp",118,9.9099999999999991E-7,"MGD","DQGwWtp",118,9.9099999999999991E-7,"MGD","DQGwWtp",118,9.9099999999999991E-7,"MGD","DQGwWtp",118,9.9099999999999991E-7,"MGD","DQGwWtp",118,9.9099999999999991E-7,"MGD","DQGwWtp",118,9.9125499999999996E-7,"MGD",1]
["DQGwWtp",119,9.9099999999999991E-7,"MGD","DQGwWtp",119,9.9099999999999991E-7,"MGD","DQGwWtp",119,9.9099999999999991E-7,"MGD","DQGwWtp",119,9.9099999999999991E-7,"MGD","DQGwWtp",119,9.9099999999999991E-7,"MGD","DQGwWtp",119,9.9125499999999996E-7,"MGD",1]
["DQGwWtp",120,9.9099999999999991E-7,"MGD","DQGwWtp",120,9.9099999999999991E-7,"MGD","DQGwWtp",120,9.9099999999999991E-7,"MGD","DQGwWtp",120,9.9099999999999991E-7,"MGD","DQGwWtp",120,9.9099999999999991E-7,"MGD","DQGwWtp",120,9.9125499999999996E-7,"MGD",1]
["DQGwWtp",121,9.9099999999999991E-7,"MGD","DQGwWtp",121,9.9099999999999991E-7,"MGD","DQGwWtp",121,9.9099999999999991E-7,"MGD","DQGwWtp",121,9.9099999999999991E-7,"MGD","DQGwWtp",121,9.9099999999999991E-7,"MGD","DQGwWtp",121,9.9125499999999996E-7,"MGD",1]
["DQGwWtp",122,9.9099999999999991E-7,"MGD","DQGwWtp",122,9.9099999999999991E-7,"MGD","DQGwWtp",122,9.9099999999999991E-7,"MGD","DQGwWtp",122,9.9099999999999991E-7,"MGD","DQGwWtp",122,9.9099999999999991E-7,"MGD","DQGwWtp",122,9.9125499999999996E-7,"MGD",1]
["DQGwWtp",123,9.9099999999999991E-7,"MGD","DQGwWtp",123,9.9099999999999991E-7,"MGD","DQGwWtp",123,9.9099999999999991E-7,"MGD","DQGwWtp",123,9.9099999999999991E-7,"MGD","DQGwWtp",123,9.9099999999999991E-7,"MGD","DQGwWtp",123,9.9125499999999996E-7,"MGD",1]
["DQGwWtp",124,9.9099999999999991E-7,"MGD","DQGwWtp",124,9.9099999999999991E-7,"MGD","DQGwWtp",124,9.9099999999999991E-7,"MGD","DQGwWtp",124,9.9099999999999991E-7,"MGD","DQGwWtp",124,9.9099999999999991E-7,"MGD","DQGwWtp",124,9.9125499999999996E-7,"MGD",1]
["DQGwWtp",125,9.9099999999999991E-7,"MGD","DQGwWtp",125,9.9099999999999991E-7,"MGD","DQGwWtp",125,9.9099999999999991E-7,"MGD","DQGwWtp",125,9.9099999999999991E-7,"MGD","DQGwWtp",125,9.9099999999999991E-7,"MGD","DQGwWtp",125,9.9125499999999996E-7,"MGD",1]
["DQGwWtp",126,9.9099999999999991E-7,"MGD","DQGwWtp",126,9.9099999999999991E-7,"MGD","DQGwWtp",126,9.9099999999999991E-7,"MGD","DQGwWtp",126,9.9099999999999991E-7,"MGD","DQGwWtp",126,9.9099999999999991E-7,"MGD","DQGwWtp",126,9.9125499999999996E-7,"MGD",1]
["DQGwWtp",127,9.9099999999999991E-7,"MGD","DQGwWtp",127,9.9099999999999991E-7,"MGD","DQGwWtp",127,9.9099999999999991E-7,"MGD","DQGwWtp",127,9.9099999999999991E-7,"MGD","DQGwWtp",127,9.9099999999999991E-7,"MGD","DQGwWtp",127,9.9125499999999996E-7,"MGD",1]
["DQGwWtp",128,9.9099999999999991E-7,"MGD","DQGwWtp",128,9.9099999999999991E-7,"MGD","DQGwWtp",128,9.9099999999999991E-7,"MGD","DQGwWtp",128,9.9099999999999991E-7,"MGD","DQGwWtp",128,9.9099999999999991E-7,"MGD","DQGwWtp",128,9.9125499999999996E-7,"MGD",1]
["DQGwWtp",129,9.9099999999999991E-7,"MGD","DQGwWtp",129,9.9099999999999991E-7,"MGD","DQGwWtp",129,9.9099999999999991E-7,"MGD","DQGwWtp",129,9.9099999999999991E-7,"MGD","DQGwWtp",129,9.9099999999999991E-7,"MGD","DQGwWtp",129,9.9125499999999996E-7,"MGD",1]
["DQGwWtp",130,9.9099999999999991E-7,"MGD","DQGwWtp",130,9.9099999999999991E-7,"MGD","DQGwWtp",130,9.9099999999999991E-7,"MGD","DQGwWtp",130,9.9099999999999991E-7,"MGD","DQGwWtp",130,9.9099999999999991E-7,"MGD","DQGwWtp",130,9.9125499999999996E-7,"MGD",1]
["DQGwWtp",131,9.9099999999999991E-7,"MGD","DQGwWtp",131,9.9099999999999991E-7,"MGD","DQGwWtp",131,9.9099999999999991E-7,"MGD","DQGwWtp",131,9.9099999999999991E-7,"MGD","DQGwWtp",131,9.9099999999999991E-7,"MGD","DQGwWtp",131,9.9125499999999996E-7,"MGD",1]
["DQGwWtp",132,9.9099999999999991E-7,"MGD","DQGwWtp",132,9.9099999999999991E-7,"MGD","DQGwWtp",132,9.9099999999999991E-7,"MGD","DQGwWtp",132,9.9099999999999991E-7,"MGD","DQGwWtp",132,9.9099999999999991E-7,"MGD","DQGwWtp",132,9.9125499999999996E-7,"MGD",1]
["DQGwWtp",133,9.9099999999999991E-7,"MGD","DQGwWtp",133,9.9099999999999991E-7,"MGD","DQGwWtp",133,9.9099999999999991E-7,"MGD","DQGwWtp",133,9.9099999999999991E-7,"MGD","DQGwWtp",133,9.9099999999999991E-7,"MGD","DQGwWtp",133,9.9125499999999996E-7,"MGD",1]
["DQGwWtp",134,9.9099999999999991E-7,"MGD","DQGwWtp",134,9.9099999999999991E-7,"MGD","DQGwWtp",134,9.9099999999999991E-7,"MGD","DQGwWtp",134,9.9099999999999991E-7,"MGD","DQGwWtp",134,9.9099999999999991E-7,"MGD","DQGwWtp",134,9.9125499999999996E-7,"MGD",1]
["DQGwWtp",135,9.9099999999999991E-7,"MGD","DQGwWtp",135,9.9099999999999991E-7,"MGD","DQGwWtp",135,9.9099999999999991E-7,"MGD","DQGwWtp",135,9.9099999999999991E-7,"MGD","DQGwWtp",135,9.9099999999999991E-7,"MGD","DQGwWtp",135,9.9125499999999996E-7,"MGD",{"$f":"IF(ISNUMBER(C900),IF(AVERAGE(C900,G900,K900,O900,S900,W900)<>MAX(C900,G900,K900,O900,S900,W900),1,0),\"\")","v":1}]
["DQGwWtp",136,9.9199999999999999E-7,"MGD","DQGwWtp",136,9.9099999999999991E-7,"MGD","DQGwWtp",136,9.9099999999999991E-7,"MGD","DQGwWtp",136,9.9099999999999991E-7,"MGD","DQGwWtp",136,9.9099999999999991E-7,"MGD","DQGwWtp",136,9.9125499999999996E-7,"MGD",1]
["DQGwWtp",137,9.9199999999999999E-7,"MGD","DQGwWtp",137,9.9099999999999991E-7,"MGD","DQGwWtp",137,9.9099999999999991E-7,"MGD","DQGwWtp",137,9.9099999999999991E-7,"MGD","DQGwWtp",137,9.9099999999999991E-7,"MGD","DQGwWtp",137,9.9125499999999996E-7,"MGD",1]
["DQGwWtp",138,9.9199999999999999E-7,"MGD","DQGwWtp",138,9.9099999999999991E-7,"MGD","DQGwWtp",138,9.9099999999999991E-7,"MGD","DQGwWtp",138,9.9099999999999991E-7,"MGD","DQGwWtp",138,9.9099999999999991E-7,"MGD","DQGwWtp",138,9.9125499999999996E-7,"MGD",1]
["DQGwWtp",139,9.9199999999999999E-7,"MGD","DQGwWtp",139,9.9099999999999991E-7,"MGD","DQGwWtp",139,9.9099999999999991E-7,"MGD","DQGwWtp",139,9.9099999999999991E-7,"MGD","DQGwWtp",139,9.9099999999999991E-7,"MGD","DQGwWtp",139,9.9125499999999996E-7,"MGD",1]
["DQGwWtp",140,9.9199999999999999E-7,"MGD","DQGwWtp",140,9.9099999999999991E-7,"MGD","DQGwWtp",140,9.9099999999999991E-7,"MGD","DQGwWtp",140,9.9099999999999991E-7,"MGD","DQGwWtp",140,9.9099999999999991E-7,"MGD","DQGwWtp",140,9.9125499999999996E-7,"MGD",1]
["DQGwWtp",141,9.9199999999999999E-7,"MGD","DQGwWtp",141,9.9099999999999991E-7,"MGD","DQGwWtp",141,9.9099999999999991E-7,"MGD","DQGwWtp",141,9.9099999999999991E-7,"MGD","DQGwWtp",141,9.9099999999999991E-7,"MGD","DQGwWtp",141,9.9125499999999996E-7,"MGD",1]
["DQGwWtp",142,9.9199999999999999E-7,"MGD","DQGwWtp",142,9.9099999999999991E-7,"MGD","DQGwWtp",142,9.9099999999999991E-7,"MGD","DQGwWtp",142,9.9099999999999991E-7,"MGD","DQGwWtp",142,9.9099999999999991E-7,"MGD","DQGwWtp",142,9.9125499999999996E-7,"MGD",1]
["DQGwWtp",143,9.9199999999999999E-7,"MGD","DQGwWtp",143,9.9099999999999991E-7,"MGD","DQGwWtp",143,9.9099999999999991E-7,"MGD","DQGwWtp",143,9.9099999999999991E-7,"MGD","DQGwWtp",143,9.9099999999999991E-7,"MGD","DQGwWtp",143,9.9125499999999996E-7,"MGD",1]
["DQGwWtp",144,9.9199999999999999E-7,"MGD","DQGwWtp",144,9.9099999999999991E-7,"MGD","DQGwWtp",144,9.9099999999999991E-7,"MGD","DQGwWtp",144,9.9099999999999991E-7,"MGD","DQGwWtp",144,9.9099999999999991E-7,"MGD","DQGwWtp",144,9.9125499999999996E-7,"MGD",1]
["DQGwWtp",145,9.9199999999999999E-7,"MGD","DQGwWtp",145,9.9099999999999991E-7,"MGD","DQGwWtp",145,9.9099999999999991E-7,"MGD","DQGwWtp",145,9.9099999999999991E-7,"MGD","DQGwWtp",145,9.9099999999999991E-7,"MGD","DQGwWtp",145,9.9125499999999996E-7,"MGD",1]
["DQGwWtp",146,9.9199999999999999E-7,"MGD","DQGwWtp",146,9.9099999999999991E-7,"MGD","DQGwWtp",146,9.9099999999999991E-7,"MGD","DQGwWtp",146,9.9099999999999991E-7,"MGD","DQGwWtp",146,9.9099999999999991E-7,"MGD","DQGwWtp",146,9.9125499999999996E-7,"MGD",1]
["DQGwWtp",147,9.9199999999999999E-7,"MGD","DQGwWtp",147,9.9099999999999991E-7,"MGD","DQGwWtp",147,9.9099999999999991E-7,"MGD","DQGwWtp",147,9.9099999999999991E-7,"MGD","DQGwWtp",147,9.9099999999999991E-7,"MGD","DQGwWtp",147,9.9125499999999996E-7,"MGD",1]
["DQGwWtp",148,9.9199999999999999E-7,"MGD","DQGwWtp",148,9.9099999999999991E-7,"MGD","DQGwWtp",148,9.9099999999999991E-7,"MGD","DQGwWtp",148,9.9099999999999991E-7,"MGD","DQGwWtp",148,9.9099999999999991E-7,"MGD","DQGwWtp",148,9.9125499999999996E-7,"MGD",1]
["DQGwWtp",149,9.9199999999999999E-7,"MGD","DQGwWtp",149,9.9099999999999991E-7,"MGD","DQGwWtp",149,9.9099999999999991E-7,"MGD","DQGwWtp",149,9.9099999999999991E-7,"MGD","DQGwWtp",149,9.9099999999999991E-7,"MGD","DQGwWtp",149,9.9125499999999996E-7,"MGD",1]
["DQGwWtp",150,9.9199999999999999E-7,"MGD","DQGwWtp",150,9.9099999999999991E-7,"MGD","DQGwWtp",150,9.9099999999999991E-7,"MGD","DQGwWtp",150,9.9099999999999991E-7,"MGD","DQGwWtp",150,9.9099999999999991E-7,"MGD","DQGwWtp",150,9.9125499999999996E-7,"MGD",1]
["DQGwWtp",151,9.9199999999999999E-7,"MGD","DQGwWtp",151,9.9099999999999991E-7,"MGD","DQGwWtp",151,9.9099999999999991E-7,"MGD","DQGwWtp",151,9.9099999999999991E-7,"MGD","DQGwWtp",151,9.9099999999999991E-7,"MGD","DQGwWtp",151,9.9125499999999996E-7,"MGD",1]
["DQGwWtp",152,9.9199999999999999E-7,"MGD","DQGwWtp",152,9.9099999999999991E-7,"MGD","DQGwWtp",152,9.9099999999999991E-7,"MGD","DQGwWtp",152,9.9099999999999991E-7,"MGD","DQGwWtp",152,9.9099999999999991E-7,"MGD","DQGwWtp",152,9.9125499999999996E-7,"MGD",1]
["DQGwWtp",153,9.9199999999999999E-7,"MGD","DQGwWtp",153,9.9099999999999991E-7,"MGD","DQGwWtp",153,9.9099999999999991E-7,"MGD","DQGwWtp",153,9.9099999999999991E-7,"MGD","DQGwWtp",153,9.9099999999999991E-7,"MGD","DQGwWtp",153,9.9125499999999996E-7,"MGD",1]
["DQGwWtp",154,9.9300000000000006E-7,"MGD","DQGwWtp",154,9.9099999999999991E-7,"MGD","DQGwWtp",154,9.9099999999999991E-7,"MGD","DQGwWtp",154,9.9099999999999991E-7,"MGD","DQGwWtp",154,9.9099999999999991E-7,"MGD","DQGwWtp",154,9.9125499999999996E-7,"MGD",1]
["DQGwWtp",155,9.9300000000000006E-7,"MGD","DQGwWtp",155,9.9099999999999991E-7,"MGD","DQGwWtp",155,9.9099999999999991E-7,"MGD","DQGwWtp",155,9.9099999999999991E-7,"MGD","DQGwWtp",155,9.9099999999999991E-7,"MGD","DQGwWtp",155,9.9125499999999996E-7,"MGD",1]
["DQGwWtp",156,9.9300000000000006E-7,"MGD","DQGwWtp",156,9.9099999999999991E-7,"MGD","DQGwWtp",156,9.9099999999999991E-7,"MGD","DQGwWtp",156,9.9099999999999991E-7,"MGD","DQGwWtp",156,9.9099999999999991E-7,"MGD","DQGwWtp",156,9.9125499999999996E-7,"MGD",1]
["DQGwWtp",157,9.9300000000000006E-7,"MGD","DQGwWtp",157,9.9099999999999991E-7,"MGD","DQGwWtp",157,9.9099999999999991E-7,"MGD","DQGwWtp",157,9.9099999999999991E-7,"MGD","DQGwWtp",157,9.9099999999999991E-7,"MGD","DQGwWtp",157,9.9125499999999996E-7,"MGD",1]
["DQGwWtp",158,9.9300000000000006E-7,"MGD","DQGwWtp",158,9.9099999999999991E-7,"MGD","DQGwWtp",158,9.9099999999999991E-7,"MGD","DQGwWtp",158,9.9099999999999991E-7,"MGD","DQGwWtp",158,9.9099999999999991E-7,"MGD","DQGwWtp",158,9.9125499999999996E-7,"MGD",1]
["DQGwWtp",159,9.9300000000000006E-7,"MGD","DQGwWtp",159,9.9099999999999991E-7,"MGD","DQGwWtp",159,9.9099999999999991E-7,"MGD","DQGwWtp",159,9.9099999999999991E-7,"MGD","DQGwWtp",159,9.9099999999999991E-7,"MGD","DQGwWtp",159,9.9125499999999996E-7,"MGD",1]
["DQGwWtp",160,9.9399999999999993E-7,"MGD","DQGwWtp",160,9.9099999999999991E-7,"MGD","DQGwWtp",160,9.9099999999999991E-7,"MGD","DQGwWtp",160,9.9099999999999991E-7,"MGD","DQGwWtp",160,9.9099999999999991E-7,"MGD","DQGwWtp",160,9.9125499999999996E-7,"MGD",1]
["DQGwWtp",161,9.9399999999999993E-7,"MGD","DQGwWtp",161,9.9099999999999991E-7,"MGD","DQGwWtp",161,9.9099999999999991E-7,"MGD","DQGwWtp",161,9.9099999999999991E-7,"MGD","DQGwWtp",161,9.9099999999999991E-7,"MGD","DQGwWtp",161,9.9125499999999996E-7,"MGD",1]
["DQGwWtp",162,9.9399999999999993E-7,"MGD","DQGwWtp",162,9.9099999999999991E-7,"MGD","DQGwWtp",162,9.9099999999999991E-7,"MGD","DQGwWtp",162,9.9099999999999991E-7,"MGD","DQGwWtp",162,9.9099999999999991E-7,"MGD","DQGwWtp",162,9.9125499999999996E-7,"MGD",1]
["DQGwWtp",163,9.9399999999999993E-7,"MGD","DQGwWtp",163,9.9099999999999991E-7,"MGD","DQGwWtp",163,9.9099999999999991E-7,"MGD","DQGwWtp",163,9.9099999999999991E-7,"MGD","DQGwWtp",163,9.9099999999999991E-7,"MGD","DQGwWtp",163,9.9125499999999996E-7,"MGD",1]
["DQGwWtp",164,9.95E-7,"MGD","DQGwWtp",164,9.9099999999999991E-7,"MGD","DQGwWtp",164,9.9099999999999991E-7,"MGD","DQGwWtp",164,9.9099999999999991E-7,"MGD","DQGwWtp",164,9.9099999999999991E-7,"MGD","DQGwWtp",164,9.9125499999999996E-7,"MGD",1]
["DQGwWtp",165,9.95E-7,"MGD","DQGwWtp",165,9.9099999999999991E-7,"MGD","DQGwWtp",165,9.9099999999999991E-7,"MGD","DQGwWtp",165,9.9099999999999991E-7,"MGD","DQGwWtp",165,9.9099999999999991E-7,"MGD","DQGwWtp",165,9.9125499999999996E-7,"MGD",1]
["DQGwWtp",166,9.95E-7,"MGD","DQGwWtp",166,9.9099999999999991E-7,"MGD","DQGwWtp",166,9.9099999999999991E-7,"MGD","DQGwWtp",166,9.9099999999999991E-7,"MGD","DQGwWtp",166,9.9099999999999991E-7,"MGD","DQGwWtp",166,9.9125499999999996E-7,"MGD",1]
["DQGwWtp",167,9.9600000000000008E-7,"MGD","DQGwWtp",167,9.9099999999999991E-7,"MGD","DQGwWtp",167,9.9099999999999991E-7,"MGD","DQGwWtp",167,9.9099999999999991E-7,"MGD","DQGwWtp",167,9.9099999999999991E-7,"MGD","DQGwWtp",167,9.9125499999999996E-7,"MGD",1]
["DQGwWtp",168,9.9600000000000008E-7,"MGD","DQGwWtp",168,9.9099999999999991E-7,"MGD","DQGwWtp",168,9.9099999999999991E-7,"MGD","DQGwWtp",168,9.9099999999999991E-7,"MGD","DQGwWtp",168,9.9099999999999991E-7,"MGD","DQGwWtp",168,9.9125499999999996E-7,"MGD",1]
["DQGwWtp",169,9.9699999999999994E-7,"MGD","DQGwWtp",169,9.9099999999999991E-7,"MGD","DQGwWtp",169,9.9099999999999991E-7,"MGD","DQGwWtp",169,9.9099999999999991E-7,"MGD","DQGwWtp",169,9.9099999999999991E-7,"MGD","DQGwWtp",169,9.9125499999999996E-7,"MGD",1]
["DQGwWtp",170,9.9699999999999994E-7,"MGD","DQGwWtp",170,9.9099999999999991E-7,"MGD","DQGwWtp",170,9.9099999999999991E-7,"MGD","DQGwWtp",170,9.9099999999999991E-7,"MGD","DQGwWtp",170,9.9099999999999991E-7,"MGD","DQGwWtp",170,9.9125499999999996E-7,"MGD",1]
["DQGwWtp",171,9.9800000000000002E-7,"MGD","DQGwWtp",171,9.9099999999999991E-7,"MGD","DQGwWtp",171,9.9099999999999991E-7,"MGD","DQGwWtp",171,9.9099999999999991E-7,"MGD","DQGwWtp",171,9.9099999999999991E-7,"MGD","DQGwWtp",171,9.9125499999999996E-7,"MGD",1]
["DQGwWtp",172,9.9900000000000009E-7,"MGD","DQGwWtp",172,9.9099999999999991E-7,"MGD","DQGwWtp",172,9.9099999999999991E-7,"MGD","DQGwWtp",172,9.9099999999999991E-7,"MGD","DQGwWtp",172,9.9099999999999991E-7,"MGD","DQGwWtp",172,9.9125499999999996E-7,"MGD",1]
["DQGwWtp",173,9.9900000000000009E-7,"MGD","DQGwWtp",173,9.9099999999999991E-7,"MGD","DQGwWtp",173,9.9099999999999991E-7,"MGD","DQGwWtp",173,9.9099999999999991E-7,"MGD","DQGwWtp",173,9.9099999999999991E-7,"MGD","DQGwWtp",173,9.9125499999999996E-7,"MGD",1]
["DQGwWtp",174,9.9999999999999995E-7,"MGD","DQGwWtp",174,9.9099999999999991E-7,"MGD","DQGwWtp",174,9.9099999999999991E-7,"MGD","DQGwWtp",174,9.9099999999999991E-7,"MGD","DQGwWtp",174,9.9099999999999991E-7,"MGD","DQGwWtp",174,9.9125499999999996E-7,"MGD",1]
["DQGwWtp",175,9.9999999999999995E-7,"MGD","DQGwWtp",175,9.9099999999999991E-7,"MGD","DQGwWtp",175,9.9099999999999991E-7,"MGD","DQGwWtp",175,9.9099999999999991E-7,"MGD","DQGwWtp",175,9.9099999999999991E-7,"MGD","DQGwWtp",175,9.9125499999999996E-7,"MGD",1]
["DQGwWtp",176,9.9999999999999995E-7,"MGD","DQGwWtp",176,9.9099999999999991E-7,"MGD","DQGwWtp",176,9.9099999999999991E-7,"MGD","DQGwWtp",176,9.9099999999999991E-7,"MGD","DQGwWtp",176,9.9099999999999991E-7,"MGD","DQGwWtp",176,9.9125499999999996E-7,"MGD",1]
["DQGwWtp",177,9.9999999999999995E-7,"MGD","DQGwWtp",177,9.9099999999999991E-7,"MGD","DQGwWtp",177,9.9099999999999991E-7,"MGD","DQGwWtp",177,9.9099999999999991E-7,"MGD","DQGwWtp",177,9.9099999999999991E-7,"MGD","DQGwWtp",177,9.9125499999999996E-7,"MGD",1]
["DQGwWtp",178,9.9999999999999995E-7,"MGD","DQGwWtp",178,9.9099999999999991E-7,"MGD","DQGwWtp",178,9.9099999999999991E-7,"MGD","DQGwWtp",178,9.9099999999999991E-7,"MGD","DQGwWtp",178,9.9099999999999991E-7,"MGD","DQGwWtp",178,9.9125499999999996E-7,"MGD",1]
["DQGwWtp",179,1.0100000000000001E-6,"MGD","DQGwWtp",179,9.9099999999999991E-7,"MGD","DQGwWtp",179,9.9099999999999991E-7,"MGD","DQGwWtp",179,9.9099999999999991E-7,"MGD","DQGwWtp",179,9.9099999999999991E-7,"MGD","DQGwWtp",179,9.9125499999999996E-7,"MGD",1]
["DQGwWtp",180,1.0100000000000001E-6,"MGD","DQGwWtp",180,9.9099999999999991E-7,"MGD","DQGwWtp",180,9.9099999999999991E-7,"MGD","DQGwWtp",180,9.9099999999999991E-7,"MGD","DQGwWtp",180,9.9099999999999991E-7,"MGD","DQGwWtp",180,9.9125499999999996E-7,"MGD",1]
["DQGwWtp",181,1.0100000000000001E-6,"MGD","DQGwWtp",181,9.9099999999999991E-7,"MGD","DQGwWtp",181,9.9099999999999991E-7,"MGD","DQGwWtp",181,9.9099999999999991E-7,"MGD","DQGwWtp",181,9.9099999999999991E-7,"MGD","DQGwWtp",181,9.9125499999999996E-7,"MGD",1]
["DQGwWtp",182,0.42000040900000002,"MGD","DQGwWtp",182,0.42000039900000002,"MGD","DQGwWtp",182,0.42000039900000002,"MGD","DQGwWtp",182,0.42000039900000002,"MGD","DQGwWtp",182,0.42000039900000002,"MGD","DQGwWtp",182,0.42000039900000002,"MGD",1]
["DQGwWtp",183,0.42000040999999999,"MGD","DQGwWtp",183,0.42000039900000002,"MGD","DQGwWtp",183,0.42000039900000002,"MGD","DQGwWtp",183,0.42000039900000002,"MGD","DQGwWtp",183,0.42000039900000002,"MGD","DQGwWtp",183,0.42000039900000002,"MGD",1]
["DQGwWtp",184,0.42000041100000002,"MGD","DQGwWtp",184,0.42000039900000002,"MGD","DQGwWtp",184,0.42000039900000002,"MGD","DQGwWtp",184,0.42000039900000002,"MGD","DQGwWtp",184,0.42000039900000002,"MGD","DQGwWtp",184,0.42000039900000002,"MGD",1]
["DQGwWtp",185,0.42000041199999999,"MGD","DQGwWtp",185,0.42000039900000002,"MGD","DQGwWtp",185,0.42000039900000002,"MGD","DQGwWtp",185,0.42000039900000002,"MGD","DQGwWtp",185,0.42000039900000002,"MGD","DQGwWtp",185,0.42000039900000002,"MGD",1]
["DQGwWtp",186,0.42000041399999999,"MGD","DQGwWtp",186,0.42000039900000002,"MGD","DQGwWtp",186,0.42000039900000002,"MGD","DQGwWtp",186,0.42000039900000002,"MGD","DQGwWtp",186,0.42000039900000002,"MGD","DQGwWtp",186,0.42000039900000002,"MGD",1]
["DQGwWtp",187,0.42000041500000002,"MGD","DQGwWtp",187,0.42000039900000002,"MGD","DQGwWtp",187,0.42000039900000002,"MGD","DQGwWtp",187,0.42000039900000002,"MGD","DQGwWtp",187,0.42000039900000002,"MGD","DQGwWtp",187,0.42000039900000002,"MGD",1]
["DQGwWtp",188,0.42000041700000001,"MGD","DQGwWtp",188,0.42000039900000002,"MGD","DQGwWtp",188,0.42000039900000002,"MGD","DQGwWtp",188,0.42000039900000002,"MGD","DQGwWtp",188,0.42000039900000002,"MGD","DQGwWtp",188,0.42000039900000002,"MGD",1]
["DQGwWtp",189,0.42000041799999999,"MGD","DQGwWtp",189,0.42000039900000002,"MGD","DQGwWtp",189,0.42000039900000002,"MGD","DQGwWtp",189,0.42000039900000002,"MGD","DQGwWtp",189,0.42000039900000002,"MGD","DQGwWtp",189,0.42000039900000002,"MGD",1]
["DQGwWtp",190,0.42000041999999999,"MGD","DQGwWtp",190,0.42000039900000002,"MGD","DQGwWtp",190,0.42000039900000002,"MGD","DQGwWtp",190,0.42000039900000002,"MGD","DQGwWtp",190,0.42000039900000002,"MGD","DQGwWtp",190,0.42000039900000002,"MGD",1]
["DQGwWtp",191,0.42000042300000001,"MGD","DQGwWtp",191,0.42000039900000002,"MGD","DQGwWtp",191,0.42000039900000002,"MGD","DQGwWtp",191,0.42000039900000002,"MGD","DQGwWtp",191,0.42000039900000002,"MGD","DQGwWtp",191,0.42000039900000002,"MGD",1]
["DQGwWtp",192,0.42000042500000001,"MGD","DQGwWtp",192,0.42000039900000002,"MGD","DQGwWtp",192,0.42000039900000002,"MGD","DQGwWtp",192,0.42000039900000002,"MGD","DQGwWtp",192,0.42000039900000002,"MGD","DQGwWtp",192,0.42000039900000002,"MGD",1]
["DQGwWtp",193,0.42000042799999998,"MGD","DQGwWtp",193,0.42000039900000002,"MGD","DQGwWtp",193,0.42000039900000002,"MGD","DQGwWtp",193,0.42000039900000002,"MGD","DQGwWtp",193,0.42000039900000002,"MGD","DQGwWtp",193,0.42000039900000002,"MGD",1]
["DQGwWtp",194,0.42000043100000001,"MGD","DQGwWtp",194,0.42000039900000002,"MGD","DQGwWtp",194,0.42000039900000002,"MGD","DQGwWtp",194,0.42000039900000002,"MGD","DQGwWtp",194,0.42000039900000002,"MGD","DQGwWtp",194,0.42000039900000002,"MGD",1]
["DQGwWtp",195,0.42000043399999998,"MGD","DQGwWtp",195,0.42000039900000002,"MGD","DQGwWtp",195,0.42000039900000002,"MGD","DQGwWtp",195,0.42000039900000002,"MGD","DQGwWtp",195,0.42000039900000002,"MGD","DQGwWtp",195,0.42000039900000002,"MGD",1]
["DQGwWtp",196,0.42000043799999998,"MGD","DQGwWtp",196,0.42000039900000002,"MGD","DQGwWtp",196,0.42000039900000002,"MGD","DQGwWtp",196,0.42000039900000002,"MGD","DQGwWtp",196,0.42000039900000002,"MGD","DQGwWtp",196,0.42000039900000002,"MGD",1]
["DQGwWtp",197,0.42000044199999997,"MGD","DQGwWtp",197,0.42000039900000002,"MGD","DQGwWtp",197,0.42000039900000002,"MGD","DQGwWtp",197,0.42000039900000002,"MGD","DQGwWtp",197,0.42000039900000002,"MGD","DQGwWtp",197,0.42000039900000002,"MGD",1]
["DQGwWtp",198,0.42000044600000003,"MGD","DQGwWtp",198,0.42000039900000002,"MGD","DQGwWtp",198,0.42000039900000002,"MGD","DQGwWtp",198,0.42000039900000002,"MGD","DQGwWtp",198,0.42000039900000002,"MGD","DQGwWtp",198,0.42000039900000002,"MGD",1]
["DQGwWtp",199,0.42000045200000002,"MGD","DQGwWtp",199,0.42000039900000002,"MGD","DQGwWtp",199,0.42000039900000002,"MGD","DQGwWtp",199,0.42000039900000002,"MGD","DQGwWtp",199,0.42000039900000002,"MGD","DQGwWtp",199,0.42000039900000002,"MGD",{"$f":"IF(ISNUMBER(C964),IF(AVERAGE(C964,G964,K964,O964,S964,W964)<>MAX(C964,G964,K964,O964,S964,W964),1,0),\"\")","v":1}]
["DQGwWtp",200,0.42000045699999999,"MGD","DQGwWtp",200,0.42000039900000002,"MGD","DQGwWtp",200,0.42000039900000002,"MGD","DQGwWtp",200,0.42000039900000002,"MGD","DQGwWtp",200,0.42000039900000002,"MGD","DQGwWtp",200,0.42000039900000002,"MGD",1]
["DQGwWtp",201,0.42000046400000002,"MGD","DQGwWtp",201,0.42000039900000002,"MGD","DQGwWtp",201,0.42000039900000002,"MGD","DQGwWtp",201,0.42000039900000002,"MGD","DQGwWtp",201,0.42000039900000002,"MGD","DQGwWtp",201,0.42000039900000002,"MGD",1]
["DQGwWtp",202,0.42000047099999999,"MGD","DQGwWtp",202,0.42000039900000002,"MGD","DQGwWtp",202,0.42000039900000002,"MGD","DQGwWtp",202,0.42000039900000002,"MGD","DQGwWtp",202,0.42000039900000002,"MGD","DQGwWtp",202,0.42000039900000002,"MGD",1]
["DQGwWtp",203,0.42000047899999998,"MGD","DQGwWtp",203,0.42000039900000002,"MGD","DQGwWtp",203,0.42000039900000002,"MGD","DQGwWtp",203,0.42000039900000002,"MGD","DQGwWtp",203,0.42000039900000002,"MGD","DQGwWtp",203,0.42000039900000002,"MGD",1]
["DQGwWtp",204,0.42000048899999998,"MGD","DQGwWtp",204,0.42000039900000002,"MGD","DQGwWtp",204,0.42000039900000002,"MGD","DQGwWtp",204,0.42000039900000002,"MGD","DQGwWtp",204,0.42000039900000002,"MGD","DQGwWtp",204,0.42000039900000002,"MGD",1]
["DQGwWtp",205,0.42000049900000003,"MGD","DQGwWtp",205,0.42000039900000002,"MGD","DQGwWtp",205,0.42000039900000002,"MGD","DQGwWtp",205,0.42000039900000002,"MGD","DQGwWtp",205,0.42000039900000002,"MGD","DQGwWtp",205,0.42000039900000002,"MGD",1]
["DQGwWtp",206,0.42000051100000002,"MGD","DQGwWtp",206,0.42000039900000002,"MGD","DQGwWtp",206,0.42000039900000002,"MGD","DQGwWtp",206,0.42000039900000002,"MGD","DQGwWtp",206,0.42000039900000002,"MGD","DQGwWtp",206,0.42000039900000002,"MGD",1]
["DQGwWtp",207,0.42000052500000001,"MGD","DQGwWtp",207,0.42000039900000002,"MGD","DQGwWtp",207,0.42000039900000002,"MGD","DQGwWtp",207,0.42000039900000002,"MGD","DQGwWtp",207,0.42000039900000002,"MGD","DQGwWtp",207,0.42000039900000002,"MGD",1]
["DQGwWtp",208,0.42000054100000001,"MGD","DQGwWtp",208,0.42000039900000002,"MGD","DQGwWtp",208,0.42000039900000002,"MGD","DQGwWtp",208,0.42000039900000002,"MGD","DQGwWtp",208,0.42000039900000002,"MGD","DQGwWtp",208,0.42000039900000002,"MGD",1]
["DQGwWtp",209,0.42000056000000002,"MGD","DQGwWtp",209,0.42000039900000002,"MGD","DQGwWtp",209,0.42000039900000002,"MGD","DQGwWtp",209,0.42000039900000002,"MGD","DQGwWtp",209,0.42000039900000002,"MGD","DQGwWtp",209,0.42000039900000002,"MGD",1]
["DQGwWtp",210,0.42000058099999998,"MGD","DQGwWtp",210,0.42000039900000002,"MGD","DQGwWtp",210,0.42000039900000002,"MGD","DQGwWtp",210,0.42000039900000002,"MGD","DQGwWtp",210,0.42000039900000002,"MGD","DQGwWtp",210,0.42000039900000002,"MGD",1]
["DQGwWtp",211,0.42000060700000003,"MGD","DQGwWtp",211,0.42000039900000002,"MGD","DQGwWtp",211,0.42000039900000002,"MGD","DQGwWtp",211,0.42000039900000002,"MGD","DQGwWtp",211,0.42000039900000002,"MGD","DQGwWtp",211,0.42000039900000002,"MGD",1]
["DQGwWtp",212,0.42000063700000001,"MGD","DQGwWtp",212,0.42000039900000002,"MGD","DQGwWtp",212,0.42000039900000002,"MGD","DQGwWtp",212,0.42000039900000002,"MGD","DQGwWtp",212,0.42000039900000002,"MGD","DQGwWtp",212,0.42000039900000002,"MGD",1]
["DQGwWtp",213,2.000068E-2,"MGD","DQGwWtp",213,2.0000405999999998E-2,"MGD","DQGwWtp",213,2.0000405999999998E-2,"MGD","DQGwWtp",213,2.0000405999999998E-2,"MGD","DQGwWtp",213,2.0000405999999998E-2,"MGD","DQGwWtp",213,2.0000405999999998E-2,"MGD",1]
["DQGwWtp",214,2.0000725E-2,"MGD","DQGwWtp",214,2.0000405999999998E-2,"MGD","DQGwWtp",214,2.0000405999999998E-2,"MGD","DQGwWtp",214,2.0000405999999998E-2,"MGD","DQGwWtp",214,2.0000405999999998E-2,"MGD","DQGwWtp",214,2.0000405999999998E-2,"MGD",1]
["DQGwWtp",215,2.0000779999999999E-2,"MGD","DQGwWtp",215,2.0000405999999998E-2,"MGD","DQGwWtp",215,2.0000405999999998E-2,"MGD","DQGwWtp",215,2.0000405999999998E-2,"MGD","DQGwWtp",215,2.0000405999999998E-2,"MGD","DQGwWtp",215,2.0000405999999998E-2,"MGD",1]
["DQGwWtp",216,2.0000849000000001E-2,"MGD","DQGwWtp",216,2.0000405999999998E-2,"MGD","DQGwWtp",216,2.0000405999999998E-2,"MGD","DQGwWtp",216,2.0000405999999998E-2,"MGD","DQGwWtp",216,2.0000405999999998E-2,"MGD","DQGwWtp",216,2.0000405999999998E-2,"MGD",1]
["DQGwWtp",217,2.0000939999999998E-2,"MGD","DQGwWtp",217,2.0000405999999998E-2,"MGD","DQGwWtp",217,2.0000405999999998E-2,"MGD","DQGwWtp",217,2.0000405999999998E-2,"MGD","DQGwWtp",217,2.0000405999999998E-2,"MGD","DQGwWtp",217,2.0000405999999998E-2,"MGD",1]
["DQGwWtp",218,2.0001062999999999E-2,"MGD","DQGwWtp",218,2.0000405999999998E-2,"MGD","DQGwWtp",218,2.0000405999999998E-2,"MGD","DQGwWtp",218,2.0000405999999998E-2,"MGD","DQGwWtp",218,2.0000405999999998E-2,"MGD","DQGwWtp",218,2.0000405999999998E-2,"MGD",1]
["DQGwWtp",219,2.0001234999999999E-2,"MGD","DQGwWtp",219,2.0000405999999998E-2,"MGD","DQGwWtp",219,2.0000405999999998E-2,"MGD","DQGwWtp",219,2.0000405999999998E-2,"MGD","DQGwWtp",219,2.0000405999999998E-2,"MGD","DQGwWtp",219,2.0000405999999998E-2,"MGD",1]
["DQGwWtp",220,2.0001497E-2,"MGD","DQGwWtp",220,2.0000405999999998E-2,"MGD","DQGwWtp",220,2.0000405999999998E-2,"MGD","DQGwWtp",220,2.0000405999999998E-2,"MGD","DQGwWtp",220,2.0000405999999998E-2,"MGD","DQGwWtp",220,2.0000405999999998E-2,"MGD",1]
["DQGwWtp",221,2.0001933999999999E-2,"MGD","DQGwWtp",221,2.0000405999999998E-2,"MGD","DQGwWtp",221,2.0000405999999998E-2,"MGD","DQGwWtp",221,2.0000405999999998E-2,"MGD","DQGwWtp",221,2.0000405999999998E-2,"MGD","DQGwWtp",221,2.0000405999999998E-2,"MGD",1]
["DQGwWtp",222,2.0002814000000001E-2,"MGD","DQGwWtp",222,2.0000405999999998E-2,"MGD","DQGwWtp",222,2.0000405999999998E-2,"MGD","DQGwWtp",222,2.0000405999999998E-2,"MGD","DQGwWtp",222,2.0000405999999998E-2,"MGD","DQGwWtp",222,2.0000405999999998E-2,"MGD",1]
["DQGwWtp",223,2.0005462000000002E-2,"MGD","DQGwWtp",223,2.0000405999999998E-2,"MGD","DQGwWtp",223,2.0000405999999998E-2,"MGD","DQGwWtp",223,2.0000405999999998E-2,"MGD","DQGwWtp",223,2.0000405999999998E-2,"MGD","DQGwWtp",223,2.0000405999999998E-2,"MGD",1]
["DQGwWtp",224,3.1085171589999998,"MGD","DQGwWtp",224,2.0000405999999998E-2,"MGD","DQGwWtp",224,2.0000405999999998E-2,"MGD","DQGwWtp",224,2.0000405999999998E-2,"MGD","DQGwWtp",224,2.0000405999999998E-2,"MGD","DQGwWtp",224,2.0000405999999998E-2,"MGD",1]
["DQGwWtp",225,3.3599847660000002,"MGD","DQGwWtp",225,2.0000405999999998E-2,"MGD","DQGwWtp",225,2.0000405999999998E-2,"MGD","DQGwWtp",225,2.0000405999999998E-2,"MGD","DQGwWtp",225,2.0000405999999998E-2,"MGD","DQGwWtp",225,2.0000405999999998E-2,"MGD",1]
["DQGwWtp",226,3.359992702,"MGD","DQGwWtp",226,2.0000405999999998E-2,"MGD","DQGwWtp",226,2.0000405999999998E-2,"MGD","DQGwWtp",226,2.0000405999999998E-2,"MGD","DQGwWtp",226,2.0000405999999998E-2,"MGD","DQGwWtp",226,2.0000405999999998E-2,"MGD",1]
["DQGwWtp",227,3.3599953380000001,"MGD","DQGwWtp",227,2.0000405999999998E-2,"MGD","DQGwWtp",227,2.0000405999999998E-2,"MGD","DQGwWtp",227,2.0000405999999998E-2,"MGD","DQGwWtp",227,2.0000405999999998E-2,"MGD","DQGwWtp",227,2.0000405999999998E-2,"MGD",1]
["DQGwWtp",228,3.3599966509999999,"MGD","DQGwWtp",228,2.0000405999999998E-2,"MGD","DQGwWtp",228,2.0000405999999998E-2,"MGD","DQGwWtp",228,2.0000405999999998E-2,"MGD","DQGwWtp",228,2.0000405999999998E-2,"MGD","DQGwWtp",228,2.0000405999999998E-2,"MGD",1]
["DQGwWtp",229,3.3599974349999999,"MGD","DQGwWtp",229,2.0000405999999998E-2,"MGD","DQGwWtp",229,2.0000405999999998E-2,"MGD","DQGwWtp",229,2.0000405999999998E-2,"MGD","DQGwWtp",229,2.0000405999999998E-2,"MGD","DQGwWtp",229,2.0000405999999998E-2,"MGD",1]
["DQGwWtp",230,3.3599979530000001,"MGD","DQGwWtp",230,2.0000405999999998E-2,"MGD","DQGwWtp",230,2.0000405999999998E-2,"MGD","DQGwWtp",230,2.0000405999999998E-2,"MGD","DQGwWtp",230,2.0000405999999998E-2,"MGD","DQGwWtp",230,2.0000405999999998E-2,"MGD",1]
["DQGwWtp",231,3.3599983199999999,"MGD","DQGwWtp",231,2.0000405999999998E-2,"MGD","DQGwWtp",231,2.0000405999999998E-2,"MGD","DQGwWtp",231,2.0000405999999998E-2,"MGD","DQGwWtp",231,2.0000405999999998E-2,"MGD","DQGwWtp",231,2.0000405999999998E-2,"MGD",1]
["DQGwWtp",232,3.359998563,"MGD","DQGwWtp",232,2.0000405999999998E-2,"MGD","DQGwWtp",232,2.0000405999999998E-2,"MGD","DQGwWtp",232,2.0000405999999998E-2,"MGD","DQGwWtp",232,2.0000405999999998E-2,"MGD","DQGwWtp",232,2.0000405999999998E-2,"MGD",1]
["DQGwWtp",233,3.3599987850000002,"MGD","DQGwWtp",233,2.0000405999999998E-2,"MGD","DQGwWtp",233,2.0000405999999998E-2,"MGD","DQGwWtp",233,2.0000405999999998E-2,"MGD","DQGwWtp",233,2.0000405999999998E-2,"MGD","DQGwWtp",233,2.0000405999999998E-2,"MGD",1]
["DQGwWtp",234,3.35999896,"MGD","DQGwWtp",234,2.0000405999999998E-2,"MGD","DQGwWtp",234,2.0000405999999998E-2,"MGD","DQGwWtp",234,2.0000405999999998E-2,"MGD","DQGwWtp",234,2.0000405999999998E-2,"MGD","DQGwWtp",234,2.0000405999999998E-2,"MGD",1]
["DQGwWtp",235,3.3599990919999998,"MGD","DQGwWtp",235,2.0000405999999998E-2,"MGD","DQGwWtp",235,2.0000405999999998E-2,"MGD","DQGwWtp",235,2.0000405999999998E-2,"MGD","DQGwWtp",235,2.0000405999999998E-2,"MGD","DQGwWtp",235,2.0000405999999998E-2,"MGD",1]
["DQGwWtp",269,2.2699999339999999,"MGD","DQGwWtp",269,9.9099999999999991E-7,"MGD","DQGwWtp",269,9.9099999999999991E-7,"MGD","DQGwWtp",269,9.9099999999999991E-7,"MGD","DQGwWtp",269,9.9099999999999991E-7,"MGD","DQGwWtp",269,9.9125499999999996E-7,"MGD",1]
["DQGwWtp",294,1.9899999420000001,"MGD","DQGwWtp",294,9.9099999999999991E-7,"MGD","DQGwWtp",294,9.9099999999999991E-7,"MGD","DQGwWtp",294,9.9099999999999991E-7,"MGD","DQGwWtp",294,9.9099999999999991E-7,"MGD","DQGwWtp",294,9.9125499999999996E-7,"MGD",1]
["DQGwWtp",313,1.619999948,"MGD","DQGwWtp",313,9.9099999999999991E-7,"MGD","DQGwWtp",313,9.9099999999999991E-7,"MGD","DQGwWtp",313,9.9099999999999991E-7,"MGD","DQGwWtp",313,9.9099999999999991E-7,"MGD","DQGwWtp",313,9.9125399999999994E-7,"MGD",1]
["DQIbtWUseNp",11,0.812521995,"MGD","DQIbtWUseNp",11,0.80674173100000002,"MGD","DQIbtWUseNp",11,0.80674173100000002,"MGD","DQIbtWUseNp",11,0.80674173000000005,"MGD","DQIbtWUseNp",11,0.80674166300000005,"MGD","DQIbtWUseNp",11,0.80674173100000002,"MGD",1]
["DQIbtWUseNp",25,0.81230341299999997,"MGD","DQIbtWUseNp",25,0.80674173100000002,"MGD","DQIbtWUseNp",25,0.80674136500000004,"MGD","DQIbtWUseNp",25,0.80674169299999998,"MGD","DQIbtWUseNp",25,0.80674171299999997,"MGD","DQIbtWUseNp",25,0.80674173100000002,"MGD",1]
["DQIbtWUseNp",88,0.73005736099999996,"MGD","DQIbtWUseNp",88,0.72562253200000004,"MGD","DQIbtWUseNp",88,0.72562386300000004,"MGD","DQIbtWUseNp",88,0.72564341099999996,"MGD","DQIbtWUseNp",88,0.72564431900000004,"MGD","DQIbtWUseNp",88,0.72564189800000001,"MGD",1]
["DQIbtWUseNp",113,0.89343753400000003,"MGD","DQIbtWUseNp",113,0.88769137399999998,"MGD","DQIbtWUseNp",113,0.88769023599999997,"MGD","DQIbtWUseNp",113,0.88766655400000005,"MGD","DQIbtWUseNp",113,0.88769127999999997,"MGD","DQIbtWUseNp",113,0.88769130799999996,"MGD",1]
["DQIbtWUseNp",170,1.207531141,"MGD","DQIbtWUseNp",170,1.199005077,"MGD","DQIbtWUseNp",170,1.199014397,"MGD","DQIbtWUseNp",170,1.198990869,"MGD","DQIbtWUseNp",170,1.1990202759999999,"MGD","DQIbtWUseNp",170,1.1990073919999999,"MGD",1]
["DQIbtWUseNp",198,1.481541263,"MGD","DQIbtWUseNp",198,1.4730179080000001,"MGD","DQIbtWUseNp",198,1.473006415,"MGD","DQIbtWUseNp",198,1.473016922,"MGD","DQIbtWUseNp",198,1.472986347,"MGD","DQIbtWUseNp",198,1.4730182650000001,"MGD",1]
["DQIbtWUseNp",215,1.47966183,"MGD","DQIbtWUseNp",215,1.4715942179999999,"MGD","DQIbtWUseNp",215,1.4716075930000001,"MGD","DQIbtWUseNp",215,1.4715561699999999,"MGD","DQIbtWUseNp",215,1.4715757899999999,"MGD","DQIbtWUseNp",215,1.4715856540000001,"MGD",1]
["DQIbtWUseNp",272,0,"MGD","DQIbtWUseNp",272,1.003821061,"MGD","DQIbtWUseNp",272,1.003821061,"MGD","DQIbtWUseNp",272,1.003846582,"MGD","DQIbtWUseNp",272,1.0038210860000001,"MGD","DQIbtWUseNp",272,1.003821066,"MGD",1]
["DQIbtWUseNp",297,0,"MGD","DQIbtWUseNp",297,0.88364249900000003,"MGD","DQIbtWUseNp",297,0.88364887199999997,"MGD","DQIbtWUseNp",297,0.88364714200000005,"MGD","DQIbtWUseNp",297,0.88363442000000003,"MGD","DQIbtWUseNp",297,0.88362771500000004,"MGD",1]
["DQIbtWUseNp",349,0.74752385200000004,"MGD","DQIbtWUseNp",349,0.74270881399999999,"MGD","DQIbtWUseNp",349,0.74270884400000003,"MGD","DQIbtWUseNp",349,0.74270881399999999,"MGD","DQIbtWUseNp",349,0.74270959299999995,"MGD","DQIbtWUseNp",349,0.74270881399999999,"MGD",1]
["DQIbtWUseP",9,0.99756513899999999,"MGD","DQIbtWUseP",9,1.003257217,"MGD","DQIbtWUseP",9,1.0032572310000001,"MGD","DQIbtWUseP",9,1.003257217,"MGD","DQIbtWUseP",9,1.003257217,"MGD","DQIbtWUseP",9,1.003262171,"MGD",1]
["DQIbtWUseP",72,0.88992905899999997,"MGD","DQIbtWUseP",72,0.89435390599999998,"MGD","DQIbtWUseP",72,0.89437562900000001,"MGD","DQIbtWUseP",72,0.89435429200000005,"MGD","DQIbtWUseP",72,0.89435462600000004,"MGD","DQIbtWUseP",72,0.89437327300000002,"MGD",1]
["DQIbtWUseP",91,1.1056509539999999,"MGD","DQIbtWUseP",91,1.1123075659999999,"MGD","DQIbtWUseP",91,1.112307983,"MGD","DQIbtWUseP",91,1.112307623,"MGD","DQIbtWUseP",91,1.1123076430000001,"MGD","DQIbtWUseP",91,1.11230757,"MGD",1]
["DQIbtWUseP",118,1.1057272849999999,"MGD","DQIbtWUseP",118,1.1123075659999999,"MGD","DQIbtWUseP",118,1.112328693,"MGD","DQIbtWUseP",118,1.112307567,"MGD","DQIbtWUseP",118,1.1123076649999999,"MGD","DQIbtWUseP",118,1.1123236249999999,"MGD",1]
["DQIbtWUseP",174,1.513116833,"MGD","DQIbtWUseP",174,1.521004059,"MGD","DQIbtWUseP",174,1.5209947070000001,"MGD","DQIbtWUseP",174,1.5209936470000001,"MGD","DQIbtWUseP",174,1.521008065,"MGD","DQIbtWUseP",174,1.5209999789999999,"MGD",1]
["DQIbtWUseP",231,7.9699999999999995E-7,"MGD","DQIbtWUseP",231,1.868412714,"MGD","DQIbtWUseP",231,1.8684150310000001,"MGD","DQIbtWUseP",231,1.8684050720000001,"MGD","DQIbtWUseP",231,1.868432286,"MGD","DQIbtWUseP",231,1.868423256,"MGD",1]
["DQIbtWUseP",256,0,"MGD","DQIbtWUseP",256,1.266178864,"MGD","DQIbtWUseP",256,1.266156464,"MGD","DQIbtWUseP",256,1.266177879,"MGD","DQIbtWUseP",256,1.266177879,"MGD","DQIbtWUseP",256,1.2661778779999999,"MGD",1]
["DQIbtWUseP",308,0,"MGD","DQIbtWUseP",308,0.89409748600000005,"MGD","DQIbtWUseP",308,0.89410133599999997,"MGD","DQIbtWUseP",308,0.89409748600000005,"MGD","DQIbtWUseP",308,0.89409748600000005,"MGD","DQIbtWUseP",308,0.89409748600000005,"MGD",1]
["DQIbtWUseP",339,0,"MGD","DQIbtWUseP",339,0.91729013699999995,"MGD","DQIbtWUseP",339,0.91728668700000004,"MGD","DQIbtWUseP",339,0.91729013699999995,"MGD","DQIbtWUseP",339,0.91726715599999997,"MGD","DQIbtWUseP",339,0.91729013699999995,"MGD",1]
["DQIbtWUseP",358,0.91242227799999998,"MGD","DQIbtWUseP",358,0.91729013699999995,"MGD","DQIbtWUseP",358,0.917289048,"MGD","DQIbtWUseP",358,0.91729013699999995,"MGD","DQIbtWUseP",358,0.91729013699999995,"MGD","DQIbtWUseP",358,0.91729013699999995,"MGD",1]
["DQResAsr",50,0,"MGD","DQResAsr",50,0,"MGD","DQResAsr",50,0,"MGD","DQResAsr",50,0,"MGD","DQResAsr",50,0,"MGD","DQResAsr",50,0,"MGD",0]
["DQResAsr",77,0,"MGD","DQResAsr",77,0,"MGD","DQResAsr",77,0,"MGD","DQResAsr",77,0,"MGD","DQResAsr",77,0,"MGD","DQResAsr",77,0,"MGD",0]
["DQResAsr",133,0,"MGD","DQResAsr",133,0,"MGD","DQResAsr",133,0,"MGD","DQResAsr",133,0,"MGD","DQResAsr",133,0,"MGD","DQResAsr",133,0,"MGD",0]
["DQResAsr",152,0,"MGD","DQResAsr",152,0,"MGD","DQResAsr",152,0,"MGD","DQResAsr",152,0,"MGD","DQResAsr",152,0,"MGD","DQResAsr",152,0,"MGD",0]
["DQResAsr",177,0,"MGD","DQResAsr",177,0,"MGD","DQResAsr",177,0,"MGD","DQResAsr",177,0,"MGD","DQResAsr",177,0,"MGD","DQResAsr",177,0,"MGD",0]
["DQResAsr",228,0,"MGD","DQResAsr",228,0,"MGD","DQResAsr",228,0,"MGD","DQResAsr",228,0,"MGD","DQResAsr",228,0,"MGD","DQResAsr",228,0,"MGD",0]
["DQResAsr",260,0,"MGD","DQResAsr",260,0,"MGD","DQResAsr",260,0,"MGD","DQResAsr",260,0,"MGD","DQResAsr",260,0,"MGD","DQResAsr",260,0,"MGD",0]
["DQResAsr",317,0,"MGD","DQResAsr",317,0,"MGD","DQResAsr",317,0,"MGD","DQResAsr",317,0,"MGD","DQResAsr",317,0,"MGD","DQResAsr",317,0,"MGD",0]
["DQResAsr",336,0,"MGD","DQResAsr",336,0,"MGD","DQResAsr",336,0,"MGD","DQResAsr",336,0,"MGD","DQResAsr",336,0,"MGD","DQResAsr",336,0,"MGD",0]
["DQResWtp",36,0.82842062000000005,"MGD","DQResWtp",36,0.86937116000000003,"MGD","DQResWtp",36,0.86877840399999995,"MGD","DQResWtp",36,0.86940210799999995,"MGD","DQResWtp",36,0.868561044,"MGD","DQResWtp",36,0.86848446400000001,"MGD",1]
["DQResWtp",54,0.82742213099999995,"MGD","DQResWtp",54,0.86860850300000003,"MGD","DQResWtp",54,0.86811915399999995,"MGD","DQResWtp",54,0.86867103499999998,"MGD","DQResWtp",54,0.86773348400000005,"MGD","DQResWtp",54,0.86764090299999996,"MGD",1]
["DQResWtp",111,0.83258958599999999,"MGD","DQResWtp",111,0.875210339,"MGD","DQResWtp",111,0.87319338499999999,"MGD","DQResWtp",111,0.875303371,"MGD","DQResWtp",111,0.872949898,"MGD","DQResWtp",111,0.87219514200000003,"MGD",1]
["DQResWtp",136,0.81538279999999996,"MGD","DQResWtp",136,0.86602986900000001,"MGD","DQResWtp",136,0.86603394,"MGD","DQResWtp",136,0.86602898399999995,"MGD","DQResWtp",136,0.86608425899999997,"MGD","DQResWtp",136,0.86647439000000004,"MGD",1]
["DQResWtp",187,0.71582545099999995,"MGD","DQResWtp",187,0.92339934000000001,"MGD","DQResWtp",187,0.90354336099999999,"MGD","DQResWtp",187,0.92106792500000001,"MGD","DQResWtp",187,0.90423029399999999,"MGD","DQResWtp",187,0.91034513100000003,"MGD",1]
["DQResWtp",219,0.28829607099999999,"MGD","DQResWtp",219,0.994830781,"MGD","DQResWtp",219,0.96922876899999999,"MGD","DQResWtp",219,0.97585003800000003,"MGD","DQResWtp",219,0.99176024100000004,"MGD","DQResWtp",219,0.99067318199999999,"MGD",1]
["DQResWtp",238,1.2165361720000001,"MGD","DQResWtp",238,0.97995090900000004,"MGD","DQResWtp",238,0.96451847999999996,"MGD","DQResWtp",238,0.97490206199999996,"MGD","DQResWtp",238,0.97650456799999996,"MGD","DQResWtp",238,0.97869628200000003,"MGD",1]
["DQResWtp",295,0.86947524200000004,"MGD","DQResWtp",295,0.86887555599999999,"MGD","DQResWtp",295,0.86830970100000004,"MGD","DQResWtp",295,0.86894630399999995,"MGD","DQResWtp",295,0.86802657400000005,"MGD","DQResWtp",295,0.86799307800000003,"MGD",1]
["DQResWtp",321,0.86623998300000005,"MGD","DQResWtp",321,0.86599511699999998,"MGD","DQResWtp",321,0.86588240299999997,"MGD","DQResWtp",321,0.86598266800000001,"MGD","DQResWtp",321,0.86582542799999995,"MGD","DQResWtp",321,0.86568266699999996,"MGD",1]
["DQSwAsr",13,0,"MGD","DQSwAsr",13,0,"MGD","DQSwAsr",13,0,"MGD","DQSwAsr",13,0,"MGD","DQSwAsr",13,0,"MGD","DQSwAsr",13,0,"MGD",0]
["DQSwAsr",38,0,"MGD","DQSwAsr",38,0,"MGD","DQSwAsr",38,0,"MGD","DQSwAsr",38,0,"MGD","DQSwAsr",38,0,"MGD","DQSwAsr",38,0,"MGD",{"$f":"IF(ISNUMBER(C2628),IF(AVERAGE(C2628,G2628,K2628,O2628,S2628,W2628)<>MAX(C2628,G2628,K2628,O2628,S2628,W2628),1,0),\"\")","v":0}]
["DQSwAsr",57,0,"MGD","DQSwAsr",57,0,"MGD","DQSwAsr",57,0,"MGD","DQSwAsr",57,0,"MGD","DQSwAsr",57,0,"MGD","DQSwAsr",57,0,"MGD",0]
["DQSwAsr",107,0,"MGD","DQSwAsr",107,0,"MGD","DQSwAsr",107,0,"MGD","DQSwAsr",107,0,"MGD","DQSwAsr",107,0,"MGD","DQSwAsr",107,0,"MGD",0]
["DQSwAsr",140,0,"MGD","DQSwAsr",140,0,"MGD","DQSwAsr",140,0,"MGD","DQSwAsr",140,0,"MGD","DQSwAsr",140,0,"MGD","DQSwAsr",140,0,"MGD",0]
["DQSwAsr",197,0,"MGD","DQSwAsr",197,0,"MGD","DQSwAsr",197,0,"MGD","DQSwAsr",197,0,"MGD","DQSwAsr",197,0,"MGD","DQSwAsr",197,0,"MGD",0]
["DQSwAsr",216,0,"MGD","DQSwAsr",216,0,"MGD","DQSwAsr",216,0,"MGD","DQSwAsr",216,0,"MGD","DQSwAsr",216,0,"MGD","DQSwAsr",216,0,"MGD",0]
["DQSwAsr",280,0,"MGD","DQSwAsr",280,0,"MGD","DQSwAsr",280,0,"MGD","DQSwAsr",280,0,"MGD","DQSwAsr",280,0,"MGD","DQSwAsr",280,0,"MGD",0]
["DQSwAsr",299,0,"MGD","DQSwAsr",299,0,"MGD","DQSwAsr",299,0,"MGD","DQSwAsr",299,0,"MGD","DQSwAsr",299,0,"MGD","DQSwAsr",299,0,"MGD",0]
["DQSwAsr",324,0,"MGD","DQSwAsr",324,0,"MGD","DQSwAsr",324,0,"MGD","DQSwAsr",324,0,"MGD","DQSwAsr",324,0,"MGD","DQSwAsr",324,0,"MGD",0]
["DQSwWtp",16,0.89686759999999999,"MGD","DQSwWtp",16,0.86385316499999998,"MGD","DQSwWtp",16,0.86389369100000002,"MGD","DQSwWtp",16,0.86384619299999998,"MGD","DQSwWtp",16,0.86397510499999997,"MGD","DQSwWtp",16,0.86367355700000004,"MGD",1]
["DQSwWtp",66,0.90216115900000005,"MGD","DQSwWtp",66,0.86315755299999997,"MGD","DQSwWtp",66,0.863238324,"MGD","DQSwWtp",66,0.86315266999999996,"MGD","DQSwWtp",66,0.86330198300000005,"MGD","DQSwWtp",66,0.86308521400000004,"MGD",1]
["DQSwWtp",99,0.90579071700000002,"MGD","DQSwWtp",99,0.86196059599999997,"MGD","DQSwWtp",99,0.86237263799999997,"MGD","DQSwWtp",99,0.86194046700000004,"MGD","DQSwWtp",99,0.86259445499999998,"MGD","DQSwWtp",99,0.86267685000000005,"MGD",1]
["DQSwWtp",118,0.90570714799999996,"MGD","DQSwWtp",118,0.86149394400000001,"MGD","DQSwWtp",118,0.86245861999999995,"MGD","DQSwWtp",118,0.86144681000000001,"MGD","DQSwWtp",118,0.86287249099999996,"MGD","DQSwWtp",118,0.862070173,"MGD",1]
["DQSwWtp",181,0.90895125300000001,"MGD","DQSwWtp",181,0.83419668000000002,"MGD","DQSwWtp",181,0.84792707300000003,"MGD","DQSwWtp",181,0.83431912100000005,"MGD","DQSwWtp",181,0.84578671999999999,"MGD","DQSwWtp",181,0.84194470899999996,"MGD",1]
["DQSwWtp",200,1.279975756,"MGD","DQSwWtp",200,0.770401322,"MGD","DQSwWtp",200,0.795727344,"MGD","DQSwWtp",200,0.78325008900000004,"MGD","DQSwWtp",200,0.78941650200000002,"MGD","DQSwWtp",200,0.78876448200000004,"MGD",1]
["DQSwWtp",258,0.86236738800000001,"MGD","DQSwWtp",258,0.86423956099999999,"MGD","DQSwWtp",258,0.86312502400000002,"MGD","DQSwWtp",258,0.86355518099999995,"MGD","DQSwWtp",258,0.86464763600000005,"MGD","DQSwWtp",258,0.86407007300000005,"MGD",1]
["DQSwWtp",283,0.85121999500000001,"MGD","DQSwWtp",283,0.85196137299999997,"MGD","DQSwWtp",283,0.85596365299999999,"MGD","DQSwWtp",283,0.85180287399999999,"MGD","DQSwWtp",283,0.85727883100000002,"MGD","DQSwWtp",283,0.85781074999999996,"MGD",1]
["DQSwWtp",302,0.86291998299999995,"MGD","DQSwWtp",302,0.86345177399999995,"MGD","DQSwWtp",302,0.86360114399999999,"MGD","DQSwWtp",302,0.86343586299999997,"MGD","DQSwWtp",302,0.86357708200000005,"MGD","DQSwWtp",302,0.86314126099999999,"MGD",1]
["DQSwWtp",351,0.87675262700000001,"MGD","DQSwWtp",351,0.86411454300000001,"MGD","DQSwWtp",351,0.86419631600000002,"MGD","DQSwWtp",351,0.86411945599999995,"MGD","DQSwWtp",351,0.86422960299999996,"MGD","DQSwWtp",351,0.86424421699999998,"MGD",1]
["DQUseNpIbtWw",20,0.26916188400000002,"MGD","DQUseNpIbtWw",20,0.269157388,"MGD","DQUseNpIbtWw",20,0.269157388,"MGD","DQUseNpIbtWw",20,0.269157388,"MGD","DQUseNpIbtWw",20,0.269157388,"MGD","DQUseNpIbtWw",20,0.269157388,"MGD",1]
["DQUseNpIbtWw",77,0.268001608,"MGD","DQUseNpIbtWw",77,0.26799780099999998,"MGD","DQUseNpIbtWw",77,0.26799780099999998,"MGD","DQUseNpIbtWw",77,0.26799780099999998,"MGD","DQUseNpIbtWw",77,0.26799780099999998,"MGD","DQUseNpIbtWw",77,0.26799780099999998,"MGD",1]
["DQUseNpIbtWw",102,0.269916553,"MGD","DQUseNpIbtWw",102,0.26991184499999998,"MGD","DQUseNpIbtWw",102,0.26991184499999998,"MGD","DQUseNpIbtWw",102,0.26991184499999998,"MGD","DQUseNpIbtWw",102,0.26991184499999998,"MGD","DQUseNpIbtWw",102,0.26991184499999998,"MGD",1]
["DQUseNpIbtWw",159,0.27826719500000002,"MGD","DQUseNpIbtWw",159,0.278264709,"MGD","DQUseNpIbtWw",159,0.278264709,"MGD","DQUseNpIbtWw",159,0.278264709,"MGD","DQUseNpIbtWw",159,0.278264709,"MGD","DQUseNpIbtWw",159,0.278264709,"MGD",1]
["DQUseNpIbtWw",179,0.27826732500000001,"MGD","DQUseNpIbtWw",179,0.278264709,"MGD","DQUseNpIbtWw",179,0.278264709,"MGD","DQUseNpIbtWw",179,0.278264709,"MGD","DQUseNpIbtWw",179,0.278264709,"MGD","DQUseNpIbtWw",179,0.278264709,"MGD",1]
["DQUseNpIbtWw",242,0.27976274499999998,"MGD","DQUseNpIbtWw",242,0.27975998899999999,"MGD","DQUseNpIbtWw",242,0.27975998800000001,"MGD","DQUseNpIbtWw",242,0.27975998899999999,"MGD","DQUseNpIbtWw",242,0.27975998899999999,"MGD","DQUseNpIbtWw",242,0.27975998899999999,"MGD",1]
["DQUseNpIbtWw",261,0.28002471699999998,"MGD","DQUseNpIbtWw",261,0.28002284500000002,"MGD","DQUseNpIbtWw",261,0.28002284500000002,"MGD","DQUseNpIbtWw",261,0.28002284500000002,"MGD","DQUseNpIbtWw",261,0.28002284500000002,"MGD","DQUseNpIbtWw",261,0.28002284500000002,"MGD",1]
["DQUseNpIbtWw",310,0.268065157,"MGD","DQUseNpIbtWw",310,0.26806134300000001,"MGD","DQUseNpIbtWw",310,0.26806134300000001,"MGD","DQUseNpIbtWw",310,0.26806134300000001,"MGD","DQUseNpIbtWw",310,0.26806134300000001,"MGD","DQUseNpIbtWw",310,0.26806134300000001,"MGD",1]
["DQUseNpIbtWw",344,0.26824586,"MGD","DQUseNpIbtWw",344,0.268252873,"MGD","DQUseNpIbtWw",344,0.268252873,"MGD","DQUseNpIbtWw",344,0.268252873,"MGD","DQUseNpIbtWw",344,0.268252873,"MGD","DQUseNpIbtWw",344,0.268252873,"MGD",1]
["DQUseNpIbtWw",363,0.26825690600000002,"MGD","DQUseNpIbtWw",363,0.268252873,"MGD","DQUseNpIbtWw",363,0.268252873,"MGD","DQUseNpIbtWw",363,0.268252873,"MGD","DQUseNpIbtWw",363,0.268252873,"MGD","DQUseNpIbtWw",363,0.268252873,"MGD",1]
["DQUsePIbtWw",61,0.311998363,"MGD","DQUsePIbtWw",61,0.31200220099999998,"MGD","DQUsePIbtWw",61,0.31200220099999998,"MGD","DQUsePIbtWw",61,0.31200220099999998,"MGD","DQUsePIbtWw",61,0.31200220099999998,"MGD","DQUsePIbtWw",61,0.31200220099999998,"MGD",1]
["DQUsePIbtWw",79,0.31199839800000001,"MGD","DQUsePIbtWw",79,0.31200220099999998,"MGD","DQUsePIbtWw",79,0.31200220099999998,"MGD","DQUsePIbtWw",79,0.31200220099999998,"MGD","DQUsePIbtWw",79,0.31200220099999998,"MGD","DQUsePIbtWw",79,0.31200220099999998,"MGD",1]
["DQUsePIbtWw",138,0.31018055100000003,"MGD","DQUsePIbtWw",138,0.31018408400000003,"MGD","DQUsePIbtWw",138,0.31018408400000003,"MGD","DQUsePIbtWw",138,0.31018408400000003,"MGD","DQUsePIbtWw",138,0.31018408400000003,"MGD","DQUsePIbtWw",138,0.31018408400000003,"MGD",1]
["DQUsePIbtWw",163,0.30173280000000002,"MGD","DQUsePIbtWw",163,0.30173529199999999,"MGD","DQUsePIbtWw",163,0.30173529199999999,"MGD","DQUsePIbtWw",163,0.30173529199999999,"MGD","DQUsePIbtWw",163,0.30173529199999999,"MGD","DQUsePIbtWw",163,0.30173529199999999,"MGD",1]
["DQUsePIbtWw",220,0.30023815199999998,"MGD","DQUsePIbtWw",220,0.30024001299999997,"MGD","DQUsePIbtWw",220,0.30024001299999997,"MGD","DQUsePIbtWw",220,0.30024001299999997,"MGD","DQUsePIbtWw",220,0.30024001299999997,"MGD","DQUsePIbtWw",220,0.30024001299999997,"MGD",1]
["DQUsePIbtWw",252,0.299974831,"MGD","DQUsePIbtWw",252,0.29997715699999999,"MGD","DQUsePIbtWw",252,0.29997715699999999,"MGD","DQUsePIbtWw",252,0.29997715699999999,"MGD","DQUsePIbtWw",252,0.29997715699999999,"MGD","DQUsePIbtWw",252,0.29997715699999999,"MGD",1]
["DQUsePIbtWw",265,0.29997510900000002,"MGD","DQUsePIbtWw",265,0.29997715699999999,"MGD","DQUsePIbtWw",265,0.29997715699999999,"MGD","DQUsePIbtWw",265,0.29997715699999999,"MGD","DQUsePIbtWw",265,0.29997715699999999,"MGD","DQUsePIbtWw",265,0.29997715699999999,"MGD",1]
["DQUsePIbtWw",322,0.31193479400000002,"MGD","DQUsePIbtWw",322,0.31193865799999998,"MGD","DQUsePIbtWw",322,0.31193865799999998,"MGD","DQUsePIbtWw",322,0.31193865799999998,"MGD","DQUsePIbtWw",322,0.31193865799999998,"MGD","DQUsePIbtWw",322,0.31193865799999998,"MGD",1]
["DQUsePIbtWw",347,0.31174311599999999,"MGD","DQUsePIbtWw",347,0.31174712799999998,"MGD","DQUsePIbtWw",347,0.31174712799999998,"MGD","DQUsePIbtWw",347,0.31174712799999998,"MGD","DQUsePIbtWw",347,0.31174712799999998,"MGD","DQUsePIbtWw",347,0.31174712799999998,"MGD",1]
["DQWMake",38,0,"MGD","DQWMake",38,0,"MGD","DQWMake",38,0,"MGD","DQWMake",38,0,"MGD","DQWMake",38,0,"MGD","DQWMake",38,0,"MGD",0]
["DQWMake",59,0,"MGD","DQWMake",59,0,"MGD","DQWMake",59,0,"MGD","DQWMake",59,0,"MGD","DQWMake",59,0,"MGD","DQWMake",59,0,"MGD",0]
["DQWMake",122,0,"MGD","DQWMake",122,0,"MGD","DQWMake",122,0,"MGD","DQWMake",122,0,"MGD","DQWMake",122,0,"MGD","DQWMake",122,0,"MGD",0]
["DQWMake",141,0,"MGD","DQWMake",141,0,"MGD","DQWMake",141,0,"MGD","DQWMake",141,0,"MGD","DQWMake",141,0,"MGD","DQWMake",141,0,"MGD",0]
["DQWMake",172,0,"MGD","DQWMake",172,0,"MGD","DQWMake",172,0,"MGD","DQWMake",172,0,"MGD","DQWMake",172,0,"MGD","DQWMake",172,0,"MGD",0]
["DQWMake",224,0,"MGD","DQWMake",224,0,"MGD","DQWMake",224,0,"MGD","DQWMake",224,0,"MGD","DQWMake",224,0,"MGD","DQWMake",224,0,"MGD",0]
["DQWMake",243,0,"MGD","DQWMake",243,0,"MGD","DQWMake",243,0,"MGD","DQWMake",243,0,"MGD","DQWMake",243,0,"MGD","DQWMake",243,0,"MGD",0]
["DQWMake",306,0,"MGD","DQWMake",306,0,"MGD","DQWMake",306,0,"MGD","DQWMake",306,0,"MGD","DQWMake",306,0,"MGD","DQWMake",306,0,"MGD",{"$f":"IF(ISNUMBER(C4356),IF(AVERAGE(C4356,G4356,K4356,O4356,S4356,W4356)<>MAX(C4356,G4356,K4356,O4356,S4356,W4356),1,0),\"\")","v":0}]
["DQWMake",323,0,"MGD","DQWMake",323,0,"MGD","DQWMake",323,0,"MGD","DQWMake",323,0,"MGD","DQWMake",323,0,"MGD","DQWMake",323,0,"MGD",0]
["DQGwMake",18,0,"MGD","DQGwMake",18,0,"MGD","DQGwMake",18,0,"MGD","DQGwMake",18,0,"MGD","DQGwMake",18,0,"MGD","DQGwMake",18,0,"MGD",0]
["DQGwMake",43,0,"MGD","DQGwMake",43,0,"MGD","DQGwMake",43,0,"MGD","DQGwMake",43,0,"MGD","DQGwMake",43,0,"MGD","DQGwMake",43,0,"MGD",0]
["DQGwMake",100,0,"MGD","DQGwMake",100,0,"MGD","DQGwMake",100,0,"MGD","DQGwMake",100,0,"MGD","DQGwMake",100,0,"MGD","DQGwMake",100,0,"MGD",0]
["DQGwMake",131,0,"MGD","DQGwMake",131,0,"MGD","DQGwMake",131,0,"MGD","DQGwMake",131,0,"MGD","DQGwMake",131,0,"MGD","DQGwMake",131,0,"MGD",0]
["DQGwMake",145,0,"MGD","DQGwMake",145,0,"MGD","DQGwMake",145,0,"MGD","DQGwMake",145,0,"MGD","DQGwMake",145,0,"MGD","DQGwMake",145,0,"MGD",0]
["DQGwMake",202,0,"MGD","DQGwMake",202,0,"MGD","DQGwMake",202,0,"MGD","DQGwMake",202,0,"MGD","DQGwMake",202,0,"MGD","DQGwMake",202,0,"MGD",0]
["DQGwMake",227,0,"MGD","DQGwMake",227,0,"MGD","DQGwMake",227,0,"MGD","DQGwMake",227,0,"MGD","DQGwMake",227,0,"MGD","DQGwMake",227,0,"MGD",0]
["DQGwMake",282,0,"MGD","DQGwMake",282,0,"MGD","DQGwMake",282,0,"MGD","DQGwMake",282,0,"MGD","DQGwMake",282,0,"MGD","DQGwMake",282,0,"MGD",0]
["DQGwMake",310,0,"MGD","DQGwMake",310,0,"MGD","DQGwMake",310,0,"MGD","DQGwMake",310,0,"MGD","DQGwMake",310,0,"MGD","DQGwMake",310,0,"MGD",0]
["DQWrfUseNp",2,0,"MGD","DQWrfUseNp",2,0,"MGD","DQWrfUseNp",2,0,"MGD","DQWrfUseNp",2,0,"MGD","DQWrfUseNp",2,0,"MGD","DQWrfUseNp",2,0,"MGD",0]
["DQWrfUseNp",21,0,"MGD","DQWrfUseNp",21,0,"MGD","DQWrfUseNp",21,0,"MGD","DQWrfUseNp",21,0,"MGD","DQWrfUseNp",21,0,"MGD","DQWrfUseNp",21,0,"MGD",0]
["DQWrfUseNp",51,0,"MGD","DQWrfUseNp",51,0,"MGD","DQWrfUseNp",51,0,"MGD","DQWrfUseNp",51,0,"MGD","DQWrfUseNp",51,0,"MGD","DQWrfUseNp",51,0,"MGD",0]
["DQWrfUseNp",104,0,"MGD","DQWrfUseNp",104,0,"MGD","DQWrfUseNp",104,0,"MGD","DQWrfUseNp",104,0,"MGD","DQWrfUseNp",104,0,"MGD","DQWrfUseNp",104,0,"MGD",0]
["DQWrfUseNp",123,0,"MGD","DQWrfUseNp",123,0,"MGD","DQWrfUseNp",123,0,"MGD","DQWrfUseNp",123,0,"MGD","DQWrfUseNp",123,0,"MGD","DQWrfUseNp",123,0,"MGD",0]
["DQWrfUseNp",186,0,"MGD","DQWrfUseNp",186,0,"MGD","DQWrfUseNp",186,0,"MGD","DQWrfUseNp",186,0,"MGD","DQWrfUseNp",186,0,"MGD","DQWrfUseNp",186,0,"MGD",0]
["DQWrfUseNp",202,0,"MGD","DQWrfUseNp",202,0,"MGD","DQWrfUseNp",202,0,"MGD","DQWrfUseNp",202,0,"MGD","DQWrfUseNp",202,0,"MGD","DQWrfUseNp",202,0,"MGD",0]
["DQWrfUseNp",269,0,"MGD","DQWrfUseNp",269,0,"MGD","DQWrfUseNp",269,0,"MGD","DQWrfUseNp",269,0,"MGD","DQWrfUseNp",269,0,"MGD","DQWrfUseNp",269,0,"MGD",0]
["DQWrfUseNp",288,0,"MGD","DQWrfUseNp",288,0,"MGD","DQWrfUseNp",288,0,"MGD","DQWrfUseNp",288,0,"MGD","DQWrfUseNp",288,0,"MGD","DQWrfUseNp",288,0,"MGD",0]
["DQWrfUseNp",345,0,"MGD","DQWrfUseNp",345,0,"MGD","DQWrfUseNp",345,0,"MGD","DQWrfUseNp",345,0,"MGD","DQWrfUseNp",345,0,"MGD","DQWrfUseNp",345,0,"MGD",0]
["DQWtpUseNp",10,0.618573343,"MGD","DQWtpUseNp",10,0.62427602000000004,"MGD","DQWtpUseNp",10,0.62425825999999995,"MGD","DQWtpUseNp",10,0.62425824399999996,"MGD","DQWtpUseNp",10,0.62425824799999996,"MGD","DQWtpUseNp",10,0.62425824399999996,"MGD",1]
["DQWtpUseNp",25,0.61869656200000001,"MGD","DQWtpUseNp",25,0.62425824399999996,"MGD","DQWtpUseNp",25,0.62425861000000005,"MGD","DQWtpUseNp",25,0.624258282,"MGD","DQWtpUseNp",25,0.62425826200000001,"MGD","DQWtpUseNp",25,0.62425824399999996,"MGD",1]
["DQWtpUseNp",88,0.619942616,"MGD","DQWtpUseNp",88,0.62437744399999995,"MGD","DQWtpUseNp",88,0.62437611299999995,"MGD","DQWtpUseNp",88,0.62435656500000003,"MGD","DQWtpUseNp",88,0.62435565699999995,"MGD","DQWtpUseNp",88,0.62435807799999998,"MGD",1]
["DQWtpUseNp",107,0.60910320500000004,"MGD","DQWtpUseNp",107,0.61530859400000004,"MGD","DQWtpUseNp",107,0.61530901100000002,"MGD","DQWtpUseNp",107,0.61530909300000003,"MGD","DQWtpUseNp",107,0.61530869399999999,"MGD","DQWtpUseNp",107,0.61532817699999998,"MGD",{"$f":"IF(ISNUMBER(C5252),IF(AVERAGE(C5252,G5252,K5252,O5252,S5252,W5252)<>MAX(C5252,G5252,K5252,O5252,S5252,W5252),1,0),\"\")","v":1}]
["DQWtpUseNp",161,0.58693379199999995,"MGD","DQWtpUseNp",161,0.59649489200000005,"MGD","DQWtpUseNp",161,0.59650866999999996,"MGD","DQWtpUseNp",161,0.59648285899999998,"MGD","DQWtpUseNp",161,0.59648746100000005,"MGD","DQWtpUseNp",161,0.596505497,"MGD",1]
["DQWtpUseNp",190,0.73575924100000001,"MGD","DQWtpUseNp",190,0.74100460599999995,"MGD","DQWtpUseNp",190,0.74097606500000002,"MGD","DQWtpUseNp",190,0.740958173,"MGD","DQWtpUseNp",190,0.74098923500000002,"MGD","DQWtpUseNp",190,0.74096938000000001,"MGD",1]
["DQWtpUseNp",247,1.6154999729999999,"MGD","DQWtpUseNp",247,0.61168463699999998,"MGD","DQWtpUseNp",247,0.61167890999999996,"MGD","DQWtpUseNp",247,0.61167890999999996,"MGD","DQWtpUseNp",247,0.61167984399999997,"MGD","DQWtpUseNp",247,0.61168216799999997,"MGD",1]
["DQWtpUseNp",266,1.6154999720000001,"MGD","DQWtpUseNp",266,0.61167890999999996,"MGD","DQWtpUseNp",266,0.61167583599999997,"MGD","DQWtpUseNp",266,0.61167950199999999,"MGD","DQWtpUseNp",266,0.61167890999999996,"MGD","DQWtpUseNp",266,0.61167891200000002,"MGD",1]
["DQWtpUseNp",295,1.5029999759999999,"MGD","DQWtpUseNp",295,0.61937500300000004,"MGD","DQWtpUseNp",295,0.61937216500000003,"MGD","DQWtpUseNp",295,0.61935235600000005,"MGD","DQWtpUseNp",295,0.61936475400000002,"MGD","DQWtpUseNp",295,0.61937225799999995,"MGD",1]
["DQWtpUseNp",349,0.62047612399999996,"MGD","DQWtpUseNp",349,0.62529116200000001,"MGD","DQWtpUseNp",349,0.62529113199999997,"MGD","DQWtpUseNp",349,0.62529116200000001,"MGD","DQWtpUseNp",349,0.62529038299999995,"MGD","DQWtpUseNp",349,0.62529116200000001,"MGD",1]
["DQWrfAsr",9,0,"MGD","DQWrfAsr",9,0,"MGD","DQWrfAsr",9,0,"MGD","DQWrfAsr",9,0,"MGD","DQWrfAsr",9,0,"MGD","DQWrfAsr",9,0,"MGD",0]
["DQWrfAsr",66,0,"MGD","DQWrfAsr",66,0,"MGD","DQWrfAsr",66,0,"MGD","DQWrfAsr",66,0,"MGD","DQWrfAsr",66,0,"MGD","DQWrfAsr",66,0,"MGD",0]
["DQWrfAsr",81,0,"MGD","DQWrfAsr",81,0,"MGD","DQWrfAsr",81,0,"MGD","DQWrfAsr",81,0,"MGD","DQWrfAsr",81,0,"MGD","DQWrfAsr",81,0,"MGD",0]
["DQWrfAsr",149,0,"MGD","DQWrfAsr",149,0,"MGD","DQWrfAsr",149,0,"MGD","DQWrfAsr",149,0,"MGD","DQWrfAsr",149,0,"MGD","DQWrfAsr",149,0,"MGD",0]
["DQWrfAsr",168,0,"MGD","DQWrfAsr",168,0,"MGD","DQWrfAsr",168,0,"MGD","DQWrfAsr",168,0,"MGD","DQWrfAsr",168,0,"MGD","DQWrfAsr",168,0,"MGD",0]
["DQWrfAsr",225,0,"MGD","DQWrfAsr",225,0,"MGD","DQWrfAsr",225,0,"MGD","DQWrfAsr",225,0,"MGD","DQWrfAsr",225,0,"MGD","DQWrfAsr",225,0,"MGD",0]
["DQWrfAsr",254,0,"MGD","DQWrfAsr",254,0,"MGD","DQWrfAsr",254,0,"MGD","DQWrfAsr",254,0,"MGD","DQWrfAsr",254,0,"MGD","DQWrfAsr",254,0,"MGD",{"$f":"IF(ISNUMBER(C5764),IF(AVERAGE(C5764,G5764,K5764,O5764,S5764,W5764)<>MAX(C5764,G5764,K5764,O5764,S5764,W5764),1,0),\"\")","v":0}]
["DQWrfAsr",308,0,"MGD","DQWrfAsr",308,0,"MGD","DQWrfAsr",308,0,"MGD","DQWrfAsr",308,0,"MGD","DQWrfAsr",308,0,"MGD","DQWrfAsr",308,0,"MGD",0]
["DQWrfAsr",333,0,"MGD","DQWrfAsr",333,0,"MGD","DQWrfAsr",333,0,"MGD","DQWrfAsr",333,0,"MGD","DQWrfAsr",333,0,"MGD","DQWrfAsr",333,0,"MGD",0]
["DQWrfAsr",352,0,"MGD","DQWrfAsr",352,0,"MGD","DQWrfAsr",352,0,"MGD","DQWrfAsr",352,0,"MGD","DQWrfAsr",352,0,"MGD","DQWrfAsr",352,0,"MGD",0]
["DQWwtpWrf",44,0,"MGD","DQWwtpWrf",44,0,"MGD","DQWwtpWrf",44,0,"MGD","DQWwtpWrf",44,0,"MGD","DQWwtpWrf",44,0,"MGD","DQWwtpWrf",44,0,"MGD",0]
["DQWwtpWrf",94,0,"MGD","DQWwtpWrf",94,0,"MGD","DQWwtpWrf",94,0,"MGD","DQWwtpWrf",94,0,"MGD","DQWwtpWrf",94,0,"MGD","DQWwtpWrf",94,0,"MGD",0]
["DQWwtpWrf",127,0,"MGD","DQWwtpWrf",127,0,"MGD","DQWwtpWrf",127,0,"MGD","DQWwtpWrf",127,0,"MGD","DQWwtpWrf",127,0,"MGD","DQWwtpWrf",127,0,"MGD",0]
["DQWwtpWrf",152,0,"MGD","DQWwtpWrf",152,0,"MGD","DQWwtpWrf",152,0,"MGD","DQWwtpWrf",152,0,"MGD","DQWwtpWrf",152,0,"MGD","DQWwtpWrf",152,0,"MGD",0]
["DQWwtpWrf",209,0,"MGD","DQWwtpWrf",209,0,"MGD","DQWwtpWrf",209,0,"MGD","DQWwtpWrf",209,0,"MGD","DQWwtpWrf",209,0,"MGD","DQWwtpWrf",209,0,"MGD",{"$f":"IF(ISNUMBER(C6084),IF(AVERAGE(C6084,G6084,K6084,O6084,S6084,W6084)<>MAX(C6084,G6084,K6084,O6084,S6084,W6084),1,0),\"\")","v":0}]
["DQWwtpWrf",245,0,"MGD","DQWwtpWrf",245,0,"MGD","DQWwtpWrf",245,0,"MGD","DQWwtpWrf",245,0,"MGD","DQWwtpWrf",245,0,"MGD","DQWwtpWrf",245,0,"MGD",0]
["DQWwtpWrf",254,0,"MGD","DQWwtpWrf",254,0,"MGD","DQWwtpWrf",254,0,"MGD","DQWwtpWrf",254,0,"MGD","DQWwtpWrf",254,0,"MGD","DQWwtpWrf",254,0,"MGD",0]
["DQWwtpWrf",311,0,"MGD","DQWwtpWrf",311,0,"MGD","DQWwtpWrf",311,0,"MGD","DQWwtpWrf",311,0,"MGD","DQWwtpWrf",311,0,"MGD","DQWwtpWrf",311,0,"MGD",0]
["DQWwtpWrf",330,0,"MGD","DQWwtpWrf",330,0,"MGD","DQWwtpWrf",330,0,"MGD","DQWwtpWrf",330,0,"MGD","DQWwtpWrf",330,0,"MGD","DQWwtpWrf",330,0,"MGD",0]
["QRu",14,0,"MGD","QRu",14,0,"MGD","QRu",14,0,"MGD","QRu",14,0,"MGD","QRu",14,0,"MGD","QRu",14,0,"MGD",0]
["QRu",48,7.9891719170000002,"MGD","QRu",48,7.7907761799999999,"MGD","QRu",48,8.7654112439999992,"MGD","QRu",48,7.799521307,"MGD","QRu",48,9.5697617069999996,"MGD","QRu",48,9.606162436,"MGD",1]
["QRu",111,0,"MGD","QRu",111,0,"MGD","QRu",111,0,"MGD","QRu",111,0,"MGD","QRu",111,0,"MGD","QRu",111,0,"MGD",0]
["QRu",130,7.1944808040000003,"MGD","QRu",130,6.9583753650000002,"MGD","QRu",130,7.955683981,"MGD","QRu",130,6.9997889520000003,"MGD","QRu",130,8.7116017059999997,"MGD","QRu",130,8.8226095860000004,"MGD",1]
["QRu",165,3.7480381270000001,"MGD","QRu",165,3.1522670970000002,"MGD","QRu",165,3.7706140119999998,"MGD","QRu",165,3.1345751750000002,"MGD","QRu",165,4.2604449070000001,"MGD","QRu",165,4.3784453340000002,"MGD",1]
["QRu",213,0,"MGD","QRu",213,0,"MGD","QRu",213,0,"MGD","QRu",213,0,"MGD","QRu",213,0,"MGD","QRu",213,0,"MGD",0]
["QRu",232,50.54241605,"MGD","QRu",232,47.36047533,"MGD","QRu",232,53.617043580000001,"MGD","QRu",232,47.47375658,"MGD","QRu",232,58.585991139999997,"MGD","QRu",232,58.836354540000002,"MGD",1]
["QRu",295,0,"MGD","QRu",295,0,"MGD","QRu",295,0,"MGD","QRu",295,0,"MGD","QRu",295,0,"MGD","QRu",295,0,"MGD",0]
["QRu",338,0,"MGD","QRu",338,0,"MGD","QRu",338,0,"MGD","QRu",338,0,"MGD","QRu",338,0,"MGD","QRu",338,0,"MGD",0]
["QRe",7,220.11717250000001,"MGD","QRe",7,206.15518470000001,"MGD","QRe",7,262.46847980000001,"MGD","QRe",7,206.7475551,"MGD","QRe",7,307.81082479999998,"MGD","QRe",7,312.492549,"MGD",1]
["QRe",32,102.44872549999999,"MGD","QRe",32,96.9360231,"MGD","QRe",32,118.3694057,"MGD","QRe",32,97.119187289999999,"MGD","QRe",32,135.84625080000001,"MGD","QRe",32,137.61906909999999,"MGD",1]
["QRe",89,83.982196549999998,"MGD","QRe",89,78.917747360000007,"MGD","QRe",89,84.359863410000003,"MGD","QRe",89,77.587935009999995,"MGD","QRe",89,87.330240459999999,"MGD","QRe",89,90.746424149999996,"MGD",1]
["QRe",124,23.754533420000001,"MGD","QRe",124,14.07942027,"MGD","QRe",124,17.27657009,"MGD","QRe",124,11.873820759999999,"MGD","QRe",124,16.65791119,"MGD","QRe",124,22.84675154,"MGD",1]
["QRe",134,1648.136479,"MGD","QRe",134,1604.741927,"MGD","QRe",134,1727.29621,"MGD","QRe",134,1605.9652510000001,"MGD","QRe",134,1804.2600930000001,"MGD","QRe",134,1810.952724,"MGD",1]
["QRe",191,0,"MGD","QRe",191,0,"MGD","QRe",191,0,"MGD","QRe",191,0,"MGD","QRe",191,0,"MGD","QRe",191,0,"MGD",0]
["QRe",216,0,"MGD","QRe",216,0,"MGD","QRe",216,0,"MGD","QRe",216,0,"MGD","QRe",216,0,"MGD","QRe",216,0,"MGD",0]
["QRe",258,2.2040658030000002,"MGD","QRe",258,2.2040658030000002,"MGD","QRe",258,2.2040658030000002,"MGD","QRe",258,2.2040658030000002,"MGD","QRe",258,2.2040658030000002,"MGD","QRe",258,2.2040658030000002,"MGD",0]
["QRe",293,7.01637413,"MGD","QRe",293,3.3259991740000001,"MGD","QRe",293,2.9101235399999998,"MGD","QRe",293,2.5453412260000001,"MGD","QRe",293,2.0556345569999999,"MGD","QRe",293,3.7021891949999999,"MGD",1]
["QRe",356,126.8527972,"MGD","QRe",356,124.58032679999999,"MGD","QRe",356,123.9850933,"MGD","QRe",356,123.91670430000001,"MGD","QRe",356,122.8292371,"MGD","QRe",356,124.660043,"MGD",1]
["QSepGw",10,1.8927359859999999,"MGD","QSepGw",10,1.8927359859999999,"MGD","QSepGw",10,1.8927359859999999,"MGD","QSepGw",10,1.8927359859999999,"MGD","QSepGw",10,1.8927359859999999,"MGD","QSepGw",10,1.8927359859999999,"MGD",{"$f":"IF(ISNUMBER(C6980),IF(AVERAGE(C6980,G6980,K6980,O6980,S6980,W6980)<>MAX(C6980,G6980,K6980,O6980,S6980,W6980),1,0),\"\")","v":0}]
["QSepGw",44,1.8332159859999999,"MGD","QSepGw",44,1.8332159859999999,"MGD","QSepGw",44,1.8332159859999999,"MGD","QSepGw",44,1.8332159859999999,"MGD","QSepGw",44,1.8332159859999999,"MGD","QSepGw",44,1.8332159859999999,"MGD",0]
["QSepGw",93,1.9465519849999999,"MGD","QSepGw",93,1.9465519849999999,"MGD","QSepGw",93,1.9465519849999999,"MGD","QSepGw",93,1.9465519849999999,"MGD","QSepGw",93,1.9465519849999999,"MGD","QSepGw",93,1.9465519849999999,"MGD",0]
["QSepGw",112,1.9465519849999999,"MGD","QSepGw",112,1.9465519849999999,"MGD","QSepGw",112,1.9465519849999999,"MGD","QSepGw",112,1.9465519849999999,"MGD","QSepGw",112,1.9465519849999999,"MGD","QSepGw",112,1.9465519849999999,"MGD",0]
["QSepGw",175,1.8306119860000001,"MGD","QSepGw",175,1.8306119860000001,"MGD","QSepGw",175,1.8306119860000001,"MGD","QSepGw",175,1.8306119860000001,"MGD","QSepGw",175,1.8306119860000001,"MGD","QSepGw",175,1.8306119860000001,"MGD",0]
["QSepGw",217,2.1203999840000001,"MGD","QSepGw",217,2.1203999840000001,"MGD","QSepGw",217,2.1203999840000001,"MGD","QSepGw",217,2.1203999840000001,"MGD","QSepGw",217,2.1203999840000001,"MGD","QSepGw",217,2.1203999840000001,"MGD",0]
["QSepGw",252,1.780639986,"MGD","QSepGw",252,1.780639986,"MGD","QSepGw",252,1.780639986,"MGD","QSepGw",252,1.780639986,"MGD","QSepGw",252,1.780639986,"MGD","QSepGw",252,1.780639986,"MGD",0]
["QSepGw",277,1.987967985,"MGD","QSepGw",277,1.987967985,"MGD","QSepGw",277,1.987967985,"MGD","QSepGw",277,1.987967985,"MGD","QSepGw",277,1.987967985,"MGD","QSepGw",277,1.987967985,"MGD",0]
["QSepGw",334,1.7915519870000001,"MGD","QSepGw",334,1.7915519870000001,"MGD","QSepGw",334,1.7915519870000001,"MGD","QSepGw",334,1.7915519870000001,"MGD","QSepGw",334,1.7915519870000001,"MGD","QSepGw",334,1.7915519870000001,"MGD",0]
["QSepGw",351,1.8094079860000001,"MGD","QSepGw",351,1.8094079860000001,"MGD","QSepGw",351,1.8094079860000001,"MGD","QSepGw",351,1.8094079860000001,"MGD","QSepGw",351,1.8094079860000001,"MGD","QSepGw",351,1.8094079860000001,"MGD",0]
["QWtpUseP",52,0.75871467100000001,"MGD","QWtpUseP",52,0.753869542,"MGD","QWtpUseP",52,0.75385195800000004,"MGD","QWtpUseP",52,0.75385158900000004,"MGD","QWtpUseP",52,0.75386435600000001,"MGD","QWtpUseP",52,0.75385519300000003,"MGD",1]
["QWtpUseP",71,0.76007952300000003,"MGD","QWtpUseP",71,0.75562868299999997,"MGD","QWtpUseP",71,0.75562438799999998,"MGD","QWtpUseP",71,0.75564567900000001,"MGD","QWtpUseP",71,0.75564534500000002,"MGD","QWtpUseP",71,0.75562669699999996,"MGD",1]
["QWtpUseP",96,0.73123306700000001,"MGD","QWtpUseP",96,0.72468533499999999,"MGD","QWtpUseP",96,0.72469198499999998,"MGD","QWtpUseP",96,0.72469185800000002,"MGD","QWtpUseP",96,0.72469232299999997,"MGD","QWtpUseP",96,0.72469239600000002,"MGD",1]
["QWtpUseP",137,0.70976777999999996,"MGD","QWtpUseP",137,0.70181292799999995,"MGD","QWtpUseP",137,0.701798441,"MGD","QWtpUseP",137,0.70181791000000004,"MGD","QWtpUseP",137,0.70181015599999996,"MGD","QWtpUseP",137,0.70179766300000002,"MGD",1]
["QWtpUseP",173,0.68161223900000001,"MGD","QWtpUseP",173,0.67350905500000002,"MGD","QWtpUseP",173,0.67350762099999995,"MGD","QWtpUseP",173,0.67353038499999995,"MGD","QWtpUseP",173,0.67351134499999998,"MGD","QWtpUseP",173,0.67350842099999997,"MGD",1]
["QWtpUseP",236,2.507999603,"MGD","QWtpUseP",236,0.63957241899999995,"MGD","QWtpUseP",236,0.63957415299999998,"MGD","QWtpUseP",236,0.63960625400000004,"MGD","QWtpUseP",236,0.639595158,"MGD","QWtpUseP",236,0.63957811399999998,"MGD",1]
["QWtpUseP",255,1.9744999670000001,"MGD","QWtpUseP",255,0.70834112699999996,"MGD","QWtpUseP",255,0.70832219100000005,"MGD","QWtpUseP",255,0.70832206600000003,"MGD","QWtpUseP",255,0.70832208900000004,"MGD","QWtpUseP",255,0.70832167999999995,"MGD",1]
["QWtpUseP",310,1.655499973,"MGD","QWtpUseP",310,0.76140248499999996,"MGD","QWtpUseP",310,0.76139863600000002,"MGD","QWtpUseP",310,0.76140248499999996,"MGD","QWtpUseP",310,0.76140248499999996,"MGD","QWtpUseP",310,0.76140248499999996,"MGD",1]
["QWtpUseP",338,1.6719999729999999,"MGD","QWtpUseP",338,0.75470983400000002,"MGD","QWtpUseP",338,0.75470983400000002,"MGD","QWtpUseP",338,0.75470983400000002,"MGD","QWtpUseP",338,0.75470983400000002,"MGD","QWtpUseP",338,0.75470983400000002,"MGD",1]
["QWwtpSw",30,0.72564317700000003,"MGD","QWwtpSw",30,0.72564317700000003,"MGD","QWwtpSw",30,0.72564317700000003,"MGD","QWwtpSw",30,0.72564317700000003,"MGD","QWwtpSw",30,0.72564317700000003,"MGD","QWwtpSw",30,0.72564317700000003,"MGD",0]
["QWwtpSw",55,0.68458521500000002,"MGD","QWwtpSw",55,0.68458521500000002,"MGD","QWwtpSw",55,0.68458521500000002,"MGD","QWwtpSw",55,0.68458521500000002,"MGD","QWwtpSw",55,0.68458521500000002,"MGD","QWwtpSw",55,0.68458521500000002,"MGD",0]
["QWwtpSw",96,0.76276641700000003,"MGD","QWwtpSw",96,0.76276641700000003,"MGD","QWwtpSw",96,0.76276641700000003,"MGD","QWwtpSw",96,0.76276641700000003,"MGD","QWwtpSw",96,0.76276641700000003,"MGD","QWwtpSw",96,0.76276641700000003,"MGD",0]
["QWwtpSw",132,0.65858183999999997,"MGD","QWwtpSw",132,0.65858183999999997,"MGD","QWwtpSw",132,0.65858183999999997,"MGD","QWwtpSw",132,0.65858183999999997,"MGD","QWwtpSw",132,0.65858183999999997,"MGD","QWwtpSw",132,0.65858183999999997,"MGD",0]
["QWwtpSw",157,0.68278892999999996,"MGD","QWwtpSw",157,0.68278892999999996,"MGD","QWwtpSw",157,0.68278892999999996,"MGD","QWwtpSw",157,0.68278892999999996,"MGD","QWwtpSw",157,0.68278892999999996,"MGD","QWwtpSw",157,0.68278892999999996,"MGD",0]
["QWwtpSw",214,0.88268988000000004,"MGD","QWwtpSw",214,0.88268988000000004,"MGD","QWwtpSw",214,0.88268988000000004,"MGD","QWwtpSw",214,0.88268988000000004,"MGD","QWwtpSw",214,0.88268988000000004,"MGD","QWwtpSw",214,0.88268988000000004,"MGD",0]
["QWwtpSw",230,0.88268988000000004,"MGD","QWwtpSw",230,0.88268988000000004,"MGD","QWwtpSw",230,0.88268988000000004,"MGD","QWwtpSw",230,0.88268988000000004,"MGD","QWwtpSw",230,0.88268988000000004,"MGD","QWwtpSw",230,0.88268988000000004,"MGD",0]
["QWwtpSw",297,0.79133591599999997,"MGD","QWwtpSw",297,0.79133591599999997,"MGD","QWwtpSw",297,0.79133591599999997,"MGD","QWwtpSw",297,0.79133591599999997,"MGD","QWwtpSw",297,0.79133591599999997,"MGD","QWwtpSw",297,0.79133591599999997,"MGD",0]
["QWwtpSw",316,0.65584464200000003,"MGD","QWwtpSw",316,0.65584464200000003,"MGD","QWwtpSw",316,0.65584464200000003,"MGD","QWwtpSw",316,0.65584464200000003,"MGD","QWwtpSw",316,0.65584464200000003,"MGD","QWwtpSw",316,0.65584464200000003,"MGD",0]
["QWwtpSw",341,0.66816203100000005,"MGD","QWwtpSw",341,0.66816203100000005,"MGD","QWwtpSw",341,0.66816203100000005,"MGD","QWwtpSw",341,0.66816203100000005,"MGD","QWwtpSw",341,0.66816203100000005,"MGD","QWwtpSw",341,0.66816203100000005,"MGD",0]
["QWrfSw",16,0,"MGD","QWrfSw",16,0,"MGD","QWrfSw",16,0,"MGD","QWrfSw",16,0,"MGD","QWrfSw",16,0,"MGD","QWrfSw",16,0,"MGD",0]
["QWrfSw",59,0,"MGD","QWrfSw",59,0,"MGD","QWrfSw",59,0,"MGD","QWrfSw",59,0,"MGD","QWrfSw",59,0,"MGD","QWrfSw",59,0,"MGD",0]
["QWrfSw",116,0,"MGD","QWrfSw",116,0,"MGD","QWrfSw",116,0,"MGD","QWrfSw",116,0,"MGD","QWrfSw",116,0,"MGD","QWrfSw",116,0,"MGD",0]
["QWrfSw",135,0,"MGD","QWrfSw",135,0,"MGD","QWrfSw",135,0,"MGD","QWrfSw",135,0,"MGD","QWrfSw",135,0,"MGD","QWrfSw",135,0,"MGD",0]
["QWrfSw",189,0,"MGD","QWrfSw",189,0,"MGD","QWrfSw",189,0,"MGD","QWrfSw",189,0,"MGD","QWrfSw",189,0,"MGD","QWrfSw",189,0,"MGD",0]
["QWrfSw",218,0,"MGD","QWrfSw",218,0,"MGD","QWrfSw",218,0,"MGD","QWrfSw",218,0,"MGD","QWrfSw",218,0,"MGD","QWrfSw",218,0,"MGD",0]
["QWrfSw",275,0,"MGD","QWrfSw",275,0,"MGD","QWrfSw",275,0,"MGD","QWrfSw",275,0,"MGD","QWrfSw",275,0,"MGD","QWrfSw",275,0,"MGD",0]
["QWrfSw",300,0,"MGD","QWrfSw",300,0,"MGD","QWrfSw",300,0,"MGD","QWrfSw",300,0,"MGD","QWrfSw",300,0,"MGD","QWrfSw",300,0,"MGD",0]
["QWrfSw",340,0,"MGD","QWrfSw",340,0,"MGD","QWrfSw",340,0,"MGD","QWrfSw",340,0,"MGD","QWrfSw",340,0,"MGD","QWrfSw",340,0,"MGD",0]
["QAsrGw",18,0,"MGD","QAsrGw",18,0,"MGD","QAsrGw",18,0,"MGD","QAsrGw",18,0,"MGD","QAsrGw",18,0,"MGD","QAsrGw",18,0,"MGD",0]
["QAsrGw",37,0,"MGD","QAsrGw",37,0,"MGD","QAsrGw",37,0,"MGD","QAsrGw",37,0,"MGD","QAsrGw",37,0,"MGD","QAsrGw",37,0,"MGD",0]
["QAsrGw",94,0,"MGD","QAsrGw",94,0,"MGD","QAsrGw",94,0,"MGD","QAsrGw",94,0,"MGD","QAsrGw",94,0,"MGD","QAsrGw",94,0,"MGD",0]
["QAsrGw",109,0,"MGD","QAsrGw",109,0,"MGD","QAsrGw",109,0,"MGD","QAsrGw",109,0,"MGD","QAsrGw",109,0,"MGD","QAsrGw",109,0,"MGD",0]
["QAsrGw",177,0,"MGD","QAsrGw",177,0,"MGD","QAsrGw",177,0,"MGD","QAsrGw",177,0,"MGD","QAsrGw",177,0,"MGD","QAsrGw",177,0,"MGD",0]
["QAsrGw",202,0,"MGD","QAsrGw",202,0,"MGD","QAsrGw",202,0,"MGD","QAsrGw",202,0,"MGD","QAsrGw",202,0,"MGD","QAsrGw",202,0,"MGD",0]
["QAsrGw",221,0,"MGD","QAsrGw",221,0,"MGD","QAsrGw",221,0,"MGD","QAsrGw",221,0,"MGD","QAsrGw",221,0,"MGD","QAsrGw",221,0,"MGD",0]
["QAsrGw",260,0,"MGD","QAsrGw",260,0,"MGD","QAsrGw",260,0,"MGD","QAsrGw",260,0,"MGD","QAsrGw",260,0,"MGD","QAsrGw",260,0,"MGD",0]
["QAsrGw",304,0,"MGD","QAsrGw",304,0,"MGD","QAsrGw",304,0,"MGD","QAsrGw",304,0,"MGD","QAsrGw",304,0,"MGD","QAsrGw",304,0,"MGD",0]
["QAsrGw",361,0,"MGD","QAsrGw",361,0,"MGD","QAsrGw",361,0,"MGD","QAsrGw",361,0,"MGD","QAsrGw",361,0,"MGD","QAsrGw",361,0,"MGD",0]
["VGw",15,1932.6937559999999,"MG","VGw",15,1875.319534,"MG","VGw",15,2095.830297,"MG","VGw",15,1878.3196359999999,"MG","VGw",15,2256.4033300000001,"MG","VGw",15,2271.7390420000002,"MG",1]
["VGw",68,1513.259573,"MG","VGw",68,1424.19291,"MG","VGw",68,1606.863012,"MG","VGw",68,1413.3219819999999,"MG","VGw",68,1719.6783350000001,"MG","VGw",68,1762.464536,"MG",1]
["VGw",98,1717.5058120000001,"MG","VGw",98,1613.41831,"MG","VGw",98,1830.6187629999999,"MG","VGw",98,1601.604615,"MG","VGw",98,1973.1483350000001,"MG","VGw",98,2021.82789,"MG",1]
["VGw",123,1209.9085500000001,"MG","VGw",123,1067.150361,"MG","VGw",123,1353.2990279999999,"MG","VGw",123,1046.6493519999999,"MG","VGw",123,1535.083509,"MG","VGw",123,1600.9961109999999,"MG",1]
["VGw",180,299.2390082,"MG","VGw",180,270.02008979999999,"MG","VGw",180,329.56077809999999,"MG","VGw",180,266.7400533,"MG","VGw",180,373.85643729999998,"MG","VGw",180,387.51235759999997,"MG",1]
["VGw",219,45.222788280000003,"MG","VGw",219,44.201109270000003,"MG","VGw",219,46.907421290000002,"MG","VGw",219,44.14441858,"MG","VGw",219,48.99330887,"MG","VGw",219,49.40604373,"MG",1]
["VGw",263,315.4305961,"MG","VGw",263,204.2625463,"MG","VGw",263,539.41805520000003,"MG","VGw",263,194.96626219999999,"MG","VGw",263,792.36021530000005,"MG","VGw",263,862.90081009999994,"MG",1]
["VGw",282,476.47994740000001,"MG","VGw",282,417.37223899999998,"MG","VGw",282,578.39607720000004,"MG","VGw",282,411.1432145,"MG","VGw",282,670.24335689999998,"MG","VGw",282,707.98220170000002,"MG",1]
["VGw",339,1722.2970740000001,"MG","VGw",339,1681.754856,"MG","VGw",339,1883.7951849999999,"MG","VGw",339,1677.852535,"MG","VGw",339,2023.3429570000001,"MG","VGw",339,2053.201826,"MG",1]
["VGw",353,2659.2586289999999,"MG","VGw",353,2589.7179420000002,"MG","VGw",353,2910.4531480000001,"MG","VGw",353,2592.8362440000001,"MG","VGw",353,3141.4031770000001,"MG","VGw",353,3166.2304730000001,"MG",1]
["QSwRes",57,71.497285450000007,"MGD","QSwRes",57,65.480329760000004,"MGD","QSwRes",57,74.590115740000002,"MGD","QSwRes",57,64.401881070000002,"MGD","QSwRes",57,80.009608959999994,"MGD","QSwRes",57,83.417086010000006,"MGD",1]
["QSwRes",82,147.7405029,"MGD","QSwRes",82,138.39223469999999,"MGD","QSwRes",82,159.21639640000001,"MGD","QSwRes",82,137.3397822,"MGD","QSwRes",82,172.78489020000001,"MGD","QSwRes",82,177.25359449999999,"MGD",1]
["QSwRes",139,276.83148160000002,"MGD","QSwRes",139,254.6731551,"MGD","QSwRes",139,305.02113680000002,"MGD","QSwRes",139,253.4728044,"MGD","QSwRes",139,337.9989736,"MGD","QSwRes",139,344.76088570000002,"MGD",1]
["QSwRes",178,34.286713480000003,"MGD","QSwRes",178,30.86761035,"MGD","QSwRes",178,37.936287470000003,"MGD","QSwRes",178,30.476479640000001,"MGD","QSwRes",178,43.207828939999999,"MGD","QSwRes",178,44.838849179999997,"MGD",1]
["QSwRes",184,20.350979509999998,"MGD","QSwRes",184,18.490492450000001,"MGD","QSwRes",184,22.511791930000001,"MGD","QSwRes",184,18.267561910000001,"MGD","QSwRes",184,25.51712187,"MGD","QSwRes",184,26.443480480000002,"MGD",1]
["QSwRes",241,53.073020229999997,"MGD","QSwRes",241,53.283716390000002,"MGD","QSwRes",241,59.932799080000002,"MGD","QSwRes",241,53.465621239999997,"MGD","QSwRes",241,65.018270920000006,"MGD","QSwRes",241,65.239207269999994,"MGD",1]
["QSwRes",266,120.7776901,"MGD","QSwRes",266,108.53486270000001,"MGD","QSwRes",266,151.83890210000001,"MGD","QSwRes",266,108.439972,"MGD","QSwRes",266,187.09303929999999,"MGD","QSwRes",266,192.83833379999999,"MGD",1]
["QSwRes",312,99.676612840000004,"MGD","QSwRes",312,91.214431590000004,"MGD","QSwRes",312,108.01839270000001,"MGD","QSwRes",312,89.534016219999998,"MGD","QSwRes",312,118.5061977,"MGD","QSwRes",312,124.3256588,"MGD",1]
["QSwRes",343,130.4082985,"MGD","QSwRes",343,126.76284920000001,"MGD","QSwRes",343,141.83928270000001,"MGD","QSwRes",343,126.33881479999999,"MGD","QSwRes",343,152.10832579999999,"MGD","QSwRes",343,154.63663790000001,"MGD",1]
["VRes",41,84.682948359999997,"MG","VRes",41,84.756565320000007,"MG","VRes",41,84.837476280000004,"MG","VRes",41,84.766269710000003,"MG","VRes",41,84.553089600000007,"MG","VRes",41,52.04398218,"MG",1]
["VRes",60,90.190544389999999,"MG","VRes",60,90.023956100000007,"MG","VRes",60,87.459634679999994,"MG","VRes",60,89.787188810000004,"MG","VRes",60,90.279270749999995,"MG","VRes",60,89.440277969999997,"MG",1]
["VRes",98,92.464408349999999,"MG","VRes",98,92.701993569999999,"MG","VRes",98,94.500964580000002,"MG","VRes",98,92.511548849999997,"MG","VRes",98,92.380198199999995,"MG","VRes",98,92.377543349999996,"MG",1]
["VRes",143,93.301983030000002,"MG","VRes",143,93.611685800000004,"MG","VRes",143,96.044856019999997,"MG","VRes",143,93.381736439999997,"MG","VRes",143,93.367675309999996,"MG","VRes",143,109.03782959999999,"MG",{"$f":"IF(ISNUMBER(C9668),IF(AVERAGE(C9668,G9668,K9668,O9668,S9668,W9668)<>MAX(C9668,G9668,K9668,O9668,S9668,W9668),1,0),\"\")","v":1}]
["VRes",162,90.348780520000005,"MG","VRes",162,90.775879599999996,"MG","VRes",162,91.719213819999993,"MG","VRes",162,90.646416880000004,"MG","VRes",162,89.763479660000002,"MG","VRes",162,89.520673680000002,"MG",1]
["VRes",225,75.174574230000005,"MG","VRes",225,79.73735164,"MG","VRes",225,73.264317419999998,"MG","VRes",225,72.927169219999996,"MG","VRes",225,79.033596209999999,"MG","VRes",225,79.584989379999996,"MG",1]
["VRes",271,97.279404709999994,"MG","VRes",271,98.86792706,"MG","VRes",271,96.866280799999998,"MG","VRes",271,97.904225569999994,"MG","VRes",271,96.693125850000001,"MG","VRes",271,92.083034389999995,"MG",{"$f":"IF(ISNUMBER(C9796),IF(AVERAGE(C9796,G9796,K9796,O9796,S9796,W9796)<>MAX(C9796,G9796,K9796,O9796,S9796,W9796),1,0),\"\")","v":1}]
["VRes",302,95.215422669999995,"MG","VRes",302,95.621884019999996,"MG","VRes",302,99.039157970000005,"MG","VRes",302,95.429858069999995,"MG","VRes",302,94.774044669999995,"MG","VRes",302,93.624497239999997,"MG",1]
["VRes",327,94.87062512,"MG","VRes",327,95.103879739999996,"MG","VRes",327,96.323475029999997,"MG","VRes",327,94.956867840000001,"MG","VRes",327,94.778272979999997,"MG","VRes",327,94.131645500000005,"MG",1]
["QGwSw",19,155.19794379999999,"MGD","QGwSw",19,150.65806900000001,"MGD","QGwSw",19,166.62815029999999,"MGD","QGwSw",19,150.7677937,"MGD","QGwSw",19,178.0678264,"MGD","QGwSw",19,179.44916269999999,"MGD",1]
["QGwSw",57,72.327456420000004,"MGD","QGwSw",57,66.270010810000002,"MGD","QGwSw",57,75.380520829999995,"MGD","QGwSw",57,65.191447350000004,"MGD","QGwSw",57,80.800324329999995,"MGD","QGwSw",57,84.208013960000002,"MGD",1]
["QGwSw",64,194.42026469999999,"MGD","QGwSw",64,184.23233780000001,"MGD","QGwSw",64,211.0052991,"MGD","QGwSw",64,183.55629819999999,"MGD","QGwSw",64,228.47906029999999,"MGD","QGwSw",64,232.6586485,"MGD",1]
["QGwSw",121,94.183704169999999,"MGD","QGwSw",121,82.671266630000005,"MGD","QGwSw",121,107.90373030000001,"MGD","QGwSw",121,81.130292440000005,"MGD","QGwSw",121,123.9803756,"MGD","QGwSw",121,128.8529192,"MGD",1]
["QGwSw",146,156.24989529999999,"MGD","QGwSw",146,143.2606026,"MGD","QGwSw",146,169.0255999,"MGD","QGwSw",146,142.16650229999999,"MGD","QGwSw",146,185.4524236,"MGD","QGwSw",146,189.98028669999999,"MGD",1]
["QGwSw",191,12.09192028,"MGD","QGwSw",191,11.06510793,"MGD","QGwSw",191,13.159431850000001,"MGD","QGwSw",191,10.95000842,"MGD","QGwSw",191,14.71711923,"MGD","QGwSw",191,15.19685939,"MGD",1]
["QGwSw",223,3.7557037740000001,"MGD","QGwSw",223,3.686412507,"MGD","QGwSw",223,3.869958349,"MGD","QGwSw",223,3.6825676650000001,"MGD","QGwSw",223,4.0114261459999998,"MGD","QGwSw",223,4.0394183979999996,"MGD",1]
["QGwSw",286,33.545785770000002,"MGD","QGwSw",286,30.004258950000001,"MGD","QGwSw",286,41.035328939999999,"MGD","QGwSw",286,29.58508677,"MGD","QGwSw",286,47.3464046,"MGD","QGwSw",286,49.911243659999997,"MGD",1]
["QGwSw",305,128.46280010000001,"MGD","QGwSw",305,118.2113671,"MGD","QGwSw",305,139.06808960000001,"MGD","QGwSw",305,116.4015612,"MGD","QGwSw",305,152.05074980000001,"MGD","QGwSw",305,158.64341630000001,"MGD",1]
["QGwSw",364,238.57626680000001,"MGD","QGwSw",364,231.84980680000001,"MGD","QGwSw",364,258.90587429999999,"MGD","QGwSw",364,232.1721804,"MGD","QGwSw",364,277.9554354,"MGD","QGwSw",364,280.01302759999999,"MGD",1]
["QStSSw",23,0,"MGD","QStSSw",23,0,"MGD","QStSSw",23,0,"MGD","QStSSw",23,0,"MGD","QStSSw",23,0,"MGD","QStSSw",23,0,"MGD",0]
["QStSSw",42,59.857893830000002,"MGD","QStSSw",42,58.396857259999997,"MGD","QStSSw",42,65.715612160000006,"MGD","QStSSw",42,58.633234690000002,"MGD","QStSSw",42,71.796594999999996,"MGD","QStSSw",42,71.922509520000006,"MGD",1]
["QStSSw",105,5.8825974929999996,"MGD","QStSSw",105,5.4315801769999998,"MGD","QStSSw",105,6.2212923939999998,"MGD","QStSSw",105,5.4276581009999996,"MGD","QStSSw",105,6.841964419,"MGD","QStSSw",105,6.9100878259999998,"MGD",1]
["QStSSw",150,0.36128105799999999,"MGD","QStSSw",150,0,"MGD","QStSSw",150,0,"MGD","QStSSw",150,0,"MGD","QStSSw",150,1.1019072E-2,"MGD","QStSSw",150,3.5586184E-2,"MGD",1]
["QStSSw",182,0,"MGD","QStSSw",182,0,"MGD","QStSSw",182,0,"MGD","QStSSw",182,0,"MGD","QStSSw",182,0,"MGD","QStSSw",182,0,"MGD",0]
["QStSSw",207,0,"MGD","QStSSw",207,0,"MGD","QStSSw",207,0,"MGD","QStSSw",207,0,"MGD","QStSSw",207,0,"MGD","QStSSw",207,0,"MGD",0]
["QStSSw",264,0.36128105799999999,"MGD","QStSSw",264,0.16580271599999999,"MGD","QStSSw",264,0.19923205199999999,"MGD","QStSSw",264,0.160788135,"MGD","QStSSw",264,0.22840911,"MGD","QStSSw",264,0.239601597,"MGD",1]
["QStSSw",284,16.861783129999999,"MGD","QStSSw",284,15.89002823,"MGD","QStSSw",284,18.001253739999999,"MGD","QStSSw",284,15.903747750000001,"MGD","QStSSw",284,19.658021990000002,"MGD","QStSSw",284,19.76223289,"MGD",1]
["QStSSw",309,1.19979524,"MGD","QStSSw",309,1.1390096279999999,"MGD","QStSSw",309,1.3451452580000001,"MGD","QStSSw",309,1.1390112160000001,"MGD","QStSSw",309,1.493140355,"MGD","QStSSw",309,1.5089981669999999,"MGD",{"$f":"IF(ISNUMBER(C10564),IF(AVERAGE(C10564,G10564,K10564,O10564,S10564,W10564)<>MAX(C10564,G10564,K10564,O10564,S10564,W10564),1,0),\"\")","v":1}]
["DQUsePSanS",1,0.31088364000000002,"MGD","DQUsePSanS",1,0.31087916599999998,"MGD","DQUsePSanS",1,0.31087916599999998,"MGD","DQUsePSanS",1,0.31087916599999998,"MGD","DQUsePSanS",1,0.31087916599999998,"MGD","DQUsePSanS",1,0.31087916599999998,"MGD",1]
["DQUsePSanS",26,0.31088369399999999,"MGD","DQUsePSanS",26,0.31087916599999998,"MGD","DQUsePSanS",26,0.31087916599999998,"MGD","DQUsePSanS",26,0.31087916599999998,"MGD","DQUsePSanS",26,0.31087916599999998,"MGD","DQUsePSanS",26,0.31087916599999998,"MGD",1]
["DQUsePSanS",83,0.27453163000000003,"MGD","DQUsePSanS",83,0.27452778,"MGD","DQUsePSanS",83,0.27452778,"MGD","DQUsePSanS",83,0.27452778,"MGD","DQUsePSanS",83,0.27452778,"MGD","DQUsePSanS",83,0.27452778,"MGD",1]
["DQUsePSanS",124,0.27651289400000001,"MGD","DQUsePSanS",124,0.27650929699999999,"MGD","DQUsePSanS",124,0.27650929699999999,"MGD","DQUsePSanS",124,0.27650929699999999,"MGD","DQUsePSanS",124,0.27650929699999999,"MGD","DQUsePSanS",124,0.27650929699999999,"MGD",1]
["DQUsePSanS",166,0.281246096,"MGD","DQUsePSanS",166,0.28124358799999999,"MGD","DQUsePSanS",166,0.28124358799999999,"MGD","DQUsePSanS",166,0.28124358799999999,"MGD","DQUsePSanS",166,0.28124358799999999,"MGD","DQUsePSanS",166,0.28124358799999999,"MGD",1]
["DQUsePSanS",185,0.388876693,"MGD","DQUsePSanS",185,0.38887400900000002,"MGD","DQUsePSanS",185,0.38887400900000002,"MGD","DQUsePSanS",185,0.38887400900000002,"MGD","DQUsePSanS",185,0.38887400900000002,"MGD","DQUsePSanS",185,0.38887400900000002,"MGD",1]
["DQUsePSanS",210,0.38887558500000002,"MGD","DQUsePSanS",210,0.38887400900000002,"MGD","DQUsePSanS",210,0.38887400900000002,"MGD","DQUsePSanS",210,0.38887400900000002,"MGD","DQUsePSanS",210,0.38887400900000002,"MGD","DQUsePSanS",210,0.38887400900000002,"MGD",1]
["DQUsePSanS",275,0.34319911400000003,"MGD","DQUsePSanS",275,0.343194112,"MGD","DQUsePSanS",275,0.343194112,"MGD","DQUsePSanS",275,0.343194112,"MGD","DQUsePSanS",275,0.343194112,"MGD","DQUsePSanS",275,0.343194112,"MGD",1]
["DQUsePSanS",287,0.34319898500000001,"MGD","DQUsePSanS",287,0.343194112,"MGD","DQUsePSanS",287,0.343194112,"MGD","DQUsePSanS",287,0.343194112,"MGD","DQUsePSanS",287,0.343194112,"MGD","DQUsePSanS",287,0.343194112,"MGD",1]
["DQUsePSanS",350,0.282607257,"MGD","DQUsePSanS",350,0.28260325200000003,"MGD","DQUsePSanS",350,0.28260325200000003,"MGD","DQUsePSanS",350,0.28260325200000003,"MGD","DQUsePSanS",350,0.28260325200000003,"MGD","DQUsePSanS",350,0.28260325200000003,"MGD",1]
["DQUseNpSanS",4,0.269180262,"MGD","DQUseNpSanS",4,0.26918479400000001,"MGD","DQUseNpSanS",4,0.26918479400000001,"MGD","DQUseNpSanS",4,0.26918479400000001,"MGD","DQUseNpSanS",4,0.26918479400000001,"MGD","DQUseNpSanS",4,0.26918479400000001,"MGD",1]
["DQUseNpSanS",44,0.25289905400000001,"MGD","DQUseNpSanS",44,0.25290322500000001,"MGD","DQUseNpSanS",44,0.25290322500000001,"MGD","DQUseNpSanS",44,0.25290322500000001,"MGD","DQUseNpSanS",44,0.25290322500000001,"MGD","DQUseNpSanS",44,0.25290322500000001,"MGD",1]
["DQUseNpSanS",87,0.23986833399999999,"MGD","DQUseNpSanS",87,0.23987218199999999,"MGD","DQUseNpSanS",87,0.23987218199999999,"MGD","DQUseNpSanS",87,0.23987218199999999,"MGD","DQUseNpSanS",87,0.23987218199999999,"MGD","DQUseNpSanS",87,0.23987218199999999,"MGD",1]
["DQUseNpSanS",144,0.24396705799999999,"MGD","DQUseNpSanS",144,0.243970665,"MGD","DQUseNpSanS",144,0.243970665,"MGD","DQUseNpSanS",144,0.243970665,"MGD","DQUseNpSanS",144,0.243970665,"MGD","DQUseNpSanS",144,0.243970665,"MGD",1]
["DQUseNpSanS",169,0.26074182800000001,"MGD","DQUseNpSanS",169,0.26074437299999997,"MGD","DQUseNpSanS",169,0.26074437299999997,"MGD","DQUseNpSanS",169,0.26074437299999997,"MGD","DQUseNpSanS",169,0.26074437299999997,"MGD","DQUseNpSanS",169,0.26074437299999997,"MGD",1]
["DQUseNpSanS",195,0.35853974399999999,"MGD","DQUseNpSanS",195,0.35854194499999997,"MGD","DQUseNpSanS",195,0.35854194499999997,"MGD","DQUseNpSanS",195,0.358541944,"MGD","DQUseNpSanS",195,0.35854194499999997,"MGD","DQUseNpSanS",195,0.358541944,"MGD",1]
["DQUseNpSanS",246,0.24792030300000001,"MGD","DQUseNpSanS",246,0.247922538,"MGD","DQUseNpSanS",246,0.247922538,"MGD","DQUseNpSanS",246,0.247922538,"MGD","DQUseNpSanS",246,0.247922538,"MGD","DQUseNpSanS",246,0.247922538,"MGD",1]
["DQUseNpSanS",271,0.24792065099999999,"MGD","DQUseNpSanS",271,0.247922538,"MGD","DQUseNpSanS",271,0.247922538,"MGD","DQUseNpSanS",271,0.247922538,"MGD","DQUseNpSanS",271,0.247922538,"MGD","DQUseNpSanS",271,0.247922538,"MGD",1]
["DQUseNpSanS",328,0.241497768,"MGD","DQUseNpSanS",328,0.24150153999999999,"MGD","DQUseNpSanS",328,0.24150153999999999,"MGD","DQUseNpSanS",328,0.24150153999999999,"MGD","DQUseNpSanS",328,0.24150153999999999,"MGD","DQUseNpSanS",328,0.24150153999999999,"MGD",1]
["QUseNpSewer",3,0,"MGD","QUseNpSewer",3,0,"MGD","QUseNpSewer",3,0,"MGD","QUseNpSewer",3,0,"MGD","QUseNpSewer",3,0,"MGD","QUseNpSewer",3,0,"MGD",0]
["QUseNpSewer",46,0,"MGD","QUseNpSewer",46,0,"MGD","QUseNpSewer",46,0,"MGD","QUseNpSewer",46,0,"MGD","QUseNpSewer",46,0,"MGD","QUseNpSewer",46,0,"MGD",{"$f":"IF(ISNUMBER(C11396),IF(AVERAGE(C11396,G11396,K11396,O11396,S11396,W11396)<>MAX(C11396,G11396,K11396,O11396,S11396,W11396),1,0),\"\")","v":0}]
["QUseNpSewer",65,0,"MGD","QUseNpSewer",65,0,"MGD","QUseNpSewer",65,0,"MGD","QUseNpSewer",65,0,"MGD","QUseNpSewer",65,0,"MGD","QUseNpSewer",65,0,"MGD",0]
["QUseNpSewer",128,0,"MGD","QUseNpSewer",128,0,"MGD","QUseNpSewer",128,0,"MGD","QUseNpSewer",128,0,"MGD","QUseNpSewer",128,0,"MGD","QUseNpSewer",128,0,"MGD",0]
["QUseNpSewer",154,0,"MGD","QUseNpSewer",154,0,"MGD","QUseNpSewer",154,0,"MGD","QUseNpSewer",154,0,"MGD","QUseNpSewer",154,0,"MGD","QUseNpSewer",154,0,"MGD",0]
["QUseNpSewer",173,0,"MGD","QUseNpSewer",173,0,"MGD","QUseNpSewer",173,0,"MGD","QUseNpSewer",173,0,"MGD","QUseNpSewer",173,0,"MGD","QUseNpSewer",173,0,"MGD",0]
["QUseNpSewer",230,0,"MGD","QUseNpSewer",230,0,"MGD","QUseNpSewer",230,0,"MGD","QUseNpSewer",230,0,"MGD","QUseNpSewer",230,0,"MGD","QUseNpSewer",230,0,"MGD",0]
["QUseNpSewer",249,0,"MGD","QUseNpSewer",249,0,"MGD","QUseNpSewer",249,0,"MGD","QUseNpSewer",249,0,"MGD","QUseNpSewer",249,0,"MGD","QUseNpSewer",249,0,"MGD",0]
["QUseNpSewer",288,0,"MGD","QUseNpSewer",288,0,"MGD","QUseNpSewer",288,0,"MGD","QUseNpSewer",288,0,"MGD","QUseNpSewer",288,0,"MGD","QUseNpSewer",288,0,"MGD",0]
["QUseNpSewer",332,0,"MGD","QUseNpSewer",332,0,"MGD","QUseNpSewer",332,0,"MGD","QUseNpSewer",332,0,"MGD","QUseNpSewer",332,0,"MGD","QUseNpSewer",332,0,"MGD",0]
["LRu1",24,45.75714567,"lbs/day","LRu1",24,44.883283460000001,"lbs/day","LRu1",24,49.601043689999997,"lbs/day","LRu1",24,45.049086690000003,"lbs/day","LRu1",24,52.871283060000003,"lbs/day","LRu1",24,52.853779240000001,"lbs/day",1]
["LRu1",49,110.8873076,"lbs/day","LRu1",49,108.0858095,"lbs/day","LRu1",49,117.26023069999999,"lbs/day","LRu1",49,108.16356589999999,"lbs/day","LRu1",49,123.37389760000001,"lbs/day","LRu1",49,124.0262172,"lbs/day",1]
["LRu1",74,0,"lbs/day","LRu1",74,0,"lbs/day","LRu1",74,0,"lbs/day","LRu1",74,0,"lbs/day","LRu1",74,0,"lbs/day","LRu1",74,0,"lbs/day",0]
["LRu1",132,467.53468779999997,"lbs/day","LRu1",132,459.77414060000001,"lbs/day","LRu1",132,495.42417669999998,"lbs/day","LRu1",132,460.78066530000001,"lbs/day","LRu1",132,519.11824850000005,"lbs/day","LRu1",132,519.5706381,"lbs/day",1]
["LRu1",151,440.68480779999999,"lbs/day","LRu1",151,433.24082320000002,"lbs/day","LRu1",151,472.38228320000002,"lbs/day","LRu1",151,434.61340580000001,"lbs/day","LRu1",151,500.77475240000001,"lbs/day","LRu1",151,501.41356000000002,"lbs/day",1]
["LRu1",208,0,"lbs/day","LRu1",208,0,"lbs/day","LRu1",208,0,"lbs/day","LRu1",208,0,"lbs/day","LRu1",208,0,"lbs/day","LRu1",208,0,"lbs/day",0]
["LRu1",247,119.137045,"lbs/day","LRu1",247,118.2675607,"lbs/day","LRu1",247,123.4664669,"lbs/day","LRu1",247,118.4357864,"lbs/day","LRu1",247,127.59123030000001,"lbs/day","LRu1",247,127.7575939,"lbs/day",1]
["LRu1",291,0,"lbs/day","LRu1",291,0,"lbs/day","LRu1",291,0,"lbs/day","LRu1",291,0,"lbs/day","LRu1",291,0,"lbs/day","LRu1",291,0,"lbs/day",0]
["LRu1",316,402.6707907,"lbs/day","LRu1",316,401.7960266,"lbs/day","LRu1",316,411.71572270000001,"lbs/day","LRu1",316,402.5289439,"lbs/day","LRu1",316,418.09748089999999,"lbs/day","LRu1",316,417.6108413,"lbs/day",1]
["LRe1",8,0,"lbs/day","LRe1",8,0,"lbs/day","LRe1",8,0,"lbs/day","LRe1",8,0,"lbs/day","LRe1",8,0,"lbs/day","LRe1",8,0,"lbs/day",0]
["LRe1",33,0,"lbs/day","LRe1",33,0,"lbs/day","LRe1",33,0,"lbs/day","LRe1",33,0,"lbs/day","LRe1",33,0,"lbs/day","LRe1",33,0,"lbs/day",0]
["LRe1",53,0,"lbs/day","LRe1",53,0,"lbs/day","LRe1",53,0,"lbs/day","LRe1",53,0,"lbs/day","LRe1",53,0,"lbs/day","LRe1",53,0,"lbs/day",0]
["LRe1",110,0,"lbs/day","LRe1",110,0,"lbs/day","LRe1",110,0,"lbs/day","LRe1",110,0,"lbs/day","LRe1",110,0,"lbs/day","LRe1",110,0,"lbs/day",0]
["LRe1",129,0,"lbs/day","LRe1",129,0,"lbs/day","LRe1",129,0,"lbs/day","LRe1",129,0,"lbs/day","LRe1",129,0,"lbs/day","LRe1",129,0,"lbs/day",0]
["LRe1",167,0,"lbs/day","LRe1",167,0,"lbs/day","LRe1",167,0,"lbs/day","LRe1",167,0,"lbs/day","LRe1",167,0,"lbs/day","LRe1",167,0,"lbs/day",0]
["LRe1",212,0,"lbs/day","LRe1",212,0,"lbs/day","LRe1",212,0,"lbs/day","LRe1",212,0,"lbs/day","LRe1",212,0,"lbs/day","LRe1",212,0,"lbs/day",{"$f":"IF(ISNUMBER(C12292),IF(AVERAGE(C12292,G12292,K12292,O12292,S12292,W12292)<>MAX(C12292,G12292,K12292,O12292,S12292,W12292),1,0),\"\")","v":0}]
["LRe1",275,0,"lbs/day","LRe1",275,0,"lbs/day","LRe1",275,0,"lbs/day","LRe1",275,0,"lbs/day","LRe1",275,0,"lbs/day","LRe1",275,0,"lbs/day",0]
["LRe1",294,0,"lbs/day","LRe1",294,0,"lbs/day","LRe1",294,0,"lbs/day","LRe1",294,0,"lbs/day","LRe1",294,0,"lbs/day","LRe1",294,0,"lbs/day",0]
["LRe1",318,0,"lbs/day","LRe1",318,0,"lbs/day","LRe1",318,0,"lbs/day","LRe1",318,0,"lbs/day","LRe1",318,0,"lbs/day","LRe1",318,0,"lbs/day",0]
["LGw1",12,3720.4845110000001,"lbs/day","LGw1",12,3713.4363539999999,"lbs/day","LGw1",12,3732.9505129999998,"lbs/day","LGw1",12,3713.10338,"lbs/day","LGw1",12,3745.9435760000001,"lbs/day","LGw1",12,3748.2704039999999,"lbs/day",1]
["LGw1",31,3741.44472,"lbs/day","LGw1",31,3734.7782969999998,"lbs/day","LGw1",31,3744.2613780000001,"lbs/day","LGw1",31,3733.551543,"lbs/day","LGw1",31,3749.1012529999998,"lbs/day","LGw1",31,3752.2230169999998,"lbs/day",1]
["LGw1",88,3877.4467549999999,"lbs/day","LGw1",88,3869.6221399999999,"lbs/day","LGw1",88,3896.2448180000001,"lbs/day","LGw1",88,3867.8620510000001,"lbs/day","LGw1",88,3911.9441419999998,"lbs/day","LGw1",88,3916.0492530000001,"lbs/day",1]
["LGw1",126,3769.4437950000001,"lbs/day","LGw1",126,3744.9622089999998,"lbs/day","LGw1",126,3784.3708139999999,"lbs/day","LGw1",126,3740.0551019999998,"lbs/day","LGw1",126,3804.4563240000002,"lbs/day","LGw1",126,3817.55303,"lbs/day",1]
["LGw1",171,3569.8217970000001,"lbs/day","LGw1",171,3551.9664849999999,"lbs/day","LGw1",171,3596.206936,"lbs/day","LGw1",171,3549.8099630000002,"lbs/day","LGw1",171,3639.0689510000002,"lbs/day","LGw1",171,3648.2486140000001,"lbs/day",1]
["LGw1",196,2870.9111210000001,"lbs/day","LGw1",196,2807.6254640000002,"lbs/day","LGw1",196,2929.0593690000001,"lbs/day","LGw1",196,2799.9711299999999,"lbs/day","LGw1",196,3002.3634510000002,"lbs/day","LGw1",196,3022.3251850000001,"lbs/day",1]
["LGw1",253,1091.279775,"lbs/day","LGw1",253,2204.6415149999998,"lbs/day","LGw1",253,2249.1206649999999,"lbs/day","LGw1",253,2205.7124749999998,"lbs/day","LGw1",253,2280.6066879999998,"lbs/day","LGw1",253,2282.660316,"lbs/day",1]
["LGw1",277,3174.6417529999999,"lbs/day","LGw1",277,3457.5711839999999,"lbs/day","LGw1",277,3631.1248719999999,"lbs/day","LGw1",277,3453.521174,"lbs/day","LGw1",277,3659.23603,"lbs/day","LGw1",277,3661.9742649999998,"lbs/day",1]
["LGw1",298,3603.235044,"lbs/day","LGw1",298,3701.1836760000001,"lbs/day","LGw1",298,3758.9834270000001,"lbs/day","LGw1",298,3692.0513839999999,"lbs/day","LGw1",298,3795.5004300000001,"lbs/day","LGw1",298,3814.6660139999999,"lbs/day",1]
["LGw1",355,3981.4346569999998,"lbs/day","LGw1",355,4010.76415,"lbs/day","LGw1",355,4100.6642570000004,"lbs/day","LGw1",355,4011.4155780000001,"lbs/day","LGw1",355,4155.3142930000004,"lbs/day","LGw1",355,4155.3824100000002,"lbs/day",1]
["XGwF1",15,0.23886664699999999,"mg/L","XGwF1",15,0.24582399799999999,"mg/L","XGwF1",15,0.22112947399999999,"mg/L","XGwF1",15,0.24545672499999999,"mg/L","XGwF1",15,0.206105283,"mg/L","XGwF1",15,0.20477239999999999,"mg/L",1]
["XGwF1",85,0.35009388600000002,"mg/L","XGwF1",85,0.37677679200000003,"mg/L","XGwF1",85,0.334903228,"mg/L","XGwF1",85,0.38148749900000001,"mg/L","XGwF1",85,0.313313866,"mg/L","XGwF1",85,0.30304673999999998,"mg/L",1]
["XGwF1",92,0.16763378400000001,"mg/L","XGwF1",92,0.17648792999999999,"mg/L","XGwF1",92,0.15489442,"mg/L","XGwF1",92,0.17709123099999999,"mg/L","XGwF1",92,0.14295912399999999,"mg/L","XGwF1",92,0.14048508600000001,"mg/L",1]
["XGwF1",155,0.61037912599999999,"mg/L","XGwF1",155,0.65977203200000001,"mg/L","XGwF1",155,0.56911651799999996,"mg/L","XGwF1",155,0.66431810000000002,"mg/L","XGwF1",155,0.53605086999999996,"mg/L","XGwF1",155,0.52436820200000001,"mg/L",1]
["XGwF1",174,0.83619252899999996,"mg/L","XGwF1",174,0.92670153600000005,"mg/L","XGwF1",174,0.76137107500000001,"mg/L","XGwF1",174,0.93815254199999998,"mg/L","XGwF1",174,0.67479643600000005,"mg/L","XGwF1",174,0.65160002699999997,"mg/L",1]
["XGwF1",236,5.3274942510000001,"mg/L","XGwF1",236,5.3611033360000002,"mg/L","XGwF1",236,5.2619568750000001,"mg/L","XGwF1",236,5.3582288199999999,"mg/L","XGwF1",236,5.1872129500000002,"mg/L","XGwF1",236,5.1836637010000004,"mg/L",1]
["XGwF1",257,6.0174606099999997,"mg/L","XGwF1",257,5.6132997529999997,"mg/L","XGwF1",257,5.5167809529999996,"mg/L","XGwF1",257,5.6104575390000004,"mg/L","XGwF1",257,5.4458942940000004,"mg/L","XGwF1",257,5.4426164610000001,"mg/L",1]
["XGwF1",314,0.45114131200000002,"mg/L","XGwF1",314,0.50079567599999997,"mg/L","XGwF1",314,0.43029281400000002,"mg/L","XGwF1",314,0.51040797100000002,"mg/L","XGwF1",314,0.39708215000000002,"mg/L","XGwF1",314,0.37858223899999999,"mg/L",{"$f":"IF(ISNUMBER(C13124),IF(AVERAGE(C13124,G13124,K13124,O13124,S13124,W13124)<>MAX(C13124,G13124,K13124,O13124,S13124,W13124),1,0),\"\")","v":1}]
["XGwF1",339,0.25435559099999999,"mg/L","XGwF1",339,0.26437936000000001,"mg/L","XGwF1",339,0.23644003599999999,"mg/L","XGwF1",339,0.26493697799999999,"mg/L","XGwF1",339,0.22146463299999999,"mg/L","XGwF1",339,0.21834121200000001,"mg/L",1]
["XUseP1",5,39.65134501,"mg/L","XUseP1",5,39.654475089999998,"mg/L","XUseP1",5,39.654465399999999,"mg/L","XUseP1",5,39.654465399999999,"mg/L","XUseP1",5,39.654465399999999,"mg/L","XUseP1",5,39.654465399999999,"mg/L",1]
["XUseP1",51,40.902332209999997,"mg/L","XUseP1",51,40.90487925,"mg/L","XUseP1",51,40.904882530000002,"mg/L","XUseP1",51,40.904869750000003,"mg/L","XUseP1",51,40.904875519999997,"mg/L","XUseP1",51,40.904880689999999,"mg/L",1]
["XUseP1",76,41.965453480000001,"mg/L","XUseP1",76,41.967959929999999,"mg/L","XUseP1",76,41.967961330000001,"mg/L","XUseP1",76,41.967963240000003,"mg/L","XUseP1",76,41.967962880000002,"mg/L","XUseP1",76,41.967954650000003,"mg/L",1]
["XUseP1",133,34.860522969999998,"mg/L","XUseP1",133,34.863633610000001,"mg/L","XUseP1",133,34.863632070000001,"mg/L","XUseP1",133,34.863624080000001,"mg/L","XUseP1",133,34.863629420000002,"mg/L","XUseP1",133,34.863625370000001,"mg/L",1]
["XUseP1",156,31.657651940000001,"mg/L","XUseP1",156,31.660004579999999,"mg/L","XUseP1",156,31.660004579999999,"mg/L","XUseP1",156,31.660004579999999,"mg/L","XUseP1",156,31.659997560000001,"mg/L","XUseP1",156,31.659999469999999,"mg/L",1]
["XUseP1",216,27.811496399999999,"mg/L","XUseP1",216,27.81374697,"mg/L","XUseP1",216,27.81374035,"mg/L","XUseP1",216,27.813748180000001,"mg/L","XUseP1",216,27.813747320000001,"mg/L","XUseP1",216,27.813747249999999,"mg/L",1]
["XUseP1",235,27.27492153,"mg/L","XUseP1",235,27.813749550000001,"mg/L","XUseP1",235,27.813747530000001,"mg/L","XUseP1",235,27.81375555,"mg/L","XUseP1",235,27.81375225,"mg/L","XUseP1",235,27.813740469999999,"mg/L",1]
["XUseP1",260,34.636979699999998,"mg/L","XUseP1",260,35.128134719999998,"mg/L","XUseP1",260,35.128142750000002,"mg/L","XUseP1",260,35.128142109999999,"mg/L","XUseP1",260,35.128148009999997,"mg/L","XUseP1",260,35.128135659999998,"mg/L",1]
["XUseP1",329,41.313207579999997,"mg/L","XUseP1",329,41.828529799999998,"mg/L","XUseP1",329,41.828531650000002,"mg/L","XUseP1",329,41.828542519999999,"mg/L","XUseP1",329,41.828542519999999,"mg/L","XUseP1",329,41.828529439999997,"mg/L",1]
["XUseP1",337,40.905973029999998,"mg/L","XUseP1",337,41.429444869999998,"mg/L","XUseP1",337,41.429444869999998,"mg/L","XUseP1",337,41.429444869999998,"mg/L","XUseP1",337,41.429431790000002,"mg/L","XUseP1",337,41.429444869999998,"mg/L",1]
["XUseNp1",35,22.787354140000001,"mg/L","XUseNp1",35,22.783818650000001,"mg/L","XUseNp1",35,22.783814979999999,"mg/L","XUseNp1",35,22.783829650000001,"mg/L","XUseNp1",35,22.78382186,"mg/L","XUseNp1",35,22.783816789999999,"mg/L",1]
["XUseNp1",54,22.787367150000001,"mg/L","XUseNp1",54,22.783830720000001,"mg/L","XUseNp1",54,22.783814580000001,"mg/L","XUseNp1",54,22.783829650000001,"mg/L","XUseNp1",54,22.78382186,"mg/L","XUseNp1",54,22.783827859999999,"mg/L",1]
["XUseNp1",98,21.091187399999999,"mg/L","XUseNp1",98,21.086907220000001,"mg/L","XUseNp1",98,21.086919000000002,"mg/L","XUseNp1",98,21.086902940000002,"mg/L","XUseNp1",98,21.086903209999999,"mg/L","XUseNp1",98,21.086919229999999,"mg/L",1]
["XUseNp1",137,19.448139810000001,"mg/L","XUseNp1",137,19.44400564,"mg/L","XUseNp1",137,19.443998109999999,"mg/L","XUseNp1",137,19.444008230000001,"mg/L","XUseNp1",137,19.444004199999998,"mg/L","XUseNp1",137,19.443997700000001,"mg/L",1]
["XUseNp1",194,14.441212549999999,"mg/L","XUseNp1",194,14.439241579999999,"mg/L","XUseNp1",194,14.439246389999999,"mg/L","XUseNp1",194,14.439241689999999,"mg/L","XUseNp1",194,14.439239860000001,"mg/L","XUseNp1",194,14.439237350000001,"mg/L",1]
["XUseNp1",219,15.61110702,"mg/L","XUseNp1",219,15.606886510000001,"mg/L","XUseNp1",219,15.606893080000001,"mg/L","XUseNp1",219,15.60688672,"mg/L","XUseNp1",219,15.60690101,"mg/L","XUseNp1",219,15.60689649,"mg/L",1]
["XUseNp1",249,19.072688830000001,"mg/L","XUseNp1",249,19.617753960000002,"mg/L","XUseNp1",249,19.617753059999998,"mg/L","XUseNp1",249,19.617766459999999,"mg/L","XUseNp1",249,19.617745159999998,"mg/L","XUseNp1",249,19.617747359999999,"mg/L",1]
["XUseNp1",296,20.50356674,"mg/L","XUseNp1",296,21.09724752,"mg/L","XUseNp1",296,21.097251570000001,"mg/L","XUseNp1",296,21.09725096,"mg/L","XUseNp1",296,21.097235220000002,"mg/L","XUseNp1",296,21.097246030000001,"mg/L",1]
["XUseNp1",321,22.74603917,"mg/L","XUseNp1",321,23.287209579999999,"mg/L","XUseNp1",321,23.287208589999999,"mg/L","XUseNp1",321,23.287209579999999,"mg/L","XUseNp1",321,23.287209579999999,"mg/L","XUseNp1",321,23.287195019999999,"mg/L",1]
["LStSSw1",13,573.01744099999996,"lbs/day","LStSSw1",13,571.85857539999995,"lbs/day","LStSSw1",13,580.1685344,"lbs/day","LStSSw1",13,572.21134459999996,"lbs/day","LStSSw1",13,584.9819569,"lbs/day","LStSSw1",13,584.49210749999997,"lbs/day",1]
["LStSSw1",57,0,"lbs/day","LStSSw1",57,0,"lbs/day","LStSSw1",57,0,"lbs/day","LStSSw1",57,0,"lbs/day","LStSSw1",57,0,"lbs/day","LStSSw1",57,0,"lbs/day",0]
["LStSSw1",96,0,"lbs/day","LStSSw1",96,0,"lbs/day","LStSSw1",96,0,"lbs/day","LStSSw1",96,0,"lbs/day","LStSSw1",96,0,"lbs/day","LStSSw1",96,0,"lbs/day",0]
["LStSSw1",115,471.15114640000002,"lbs/day","LStSSw1",115,466.39588579999997,"lbs/day","LStSSw1",115,490.14371540000002,"lbs/day","LStSSw1",115,467.46102350000001,"lbs/day","LStSSw1",115,505.15510849999998,"lbs/day","LStSSw1",115,504.96555219999999,"lbs/day",{"$f":"IF(ISNUMBER(C14020),IF(AVERAGE(C14020,G14020,K14020,O14020,S14020,W14020)<>MAX(C14020,G14020,K14020,O14020,S14020,W14020),1,0),\"\")","v":1}]
["LStSSw1",140,0,"lbs/day","LStSSw1",140,0,"lbs/day","LStSSw1",140,0,"lbs/day","LStSSw1",140,0,"lbs/day","LStSSw1",140,0,"lbs/day","LStSSw1",140,0,"lbs/day",0]
["LStSSw1",208,0,"lbs/day","LStSSw1",208,0,"lbs/day","LStSSw1",208,0,"lbs/day","LStSSw1",208,0,"lbs/day","LStSSw1",208,0,"lbs/day","LStSSw1",208,0,"lbs/day",0]
["LStSSw1",223,0,"lbs/day","LStSSw1",223,0,"lbs/day","LStSSw1",223,0,"lbs/day","LStSSw1",223,0,"lbs/day","LStSSw1",223,0,"lbs/day","LStSSw1",223,0,"lbs/day",0]
["LStSSw1",280,0,"lbs/day","LStSSw1",280,0,"lbs/day","LStSSw1",280,0,"lbs/day","LStSSw1",280,0,"lbs/day","LStSSw1",280,0,"lbs/day","LStSSw1",280,0,"lbs/day",0]
["LStSSw1",299,868.19703089999996,"lbs/day","LStSSw1",299,863.51724720000004,"lbs/day","LStSSw1",299,891.1776496,"lbs/day","LStSSw1",299,864.76508939999997,"lbs/day","LStSSw1",299,911.82719329999998,"lbs/day","LStSSw1",299,911.68534209999996,"lbs/day",1]
["LStSSw1",342,0,"lbs/day","LStSSw1",342,0,"lbs/day","LStSSw1",342,0,"lbs/day","LStSSw1",342,0,"lbs/day","LStSSw1",342,0,"lbs/day","LStSSw1",342,0,"lbs/day",0]
["XSwF1",17,0.27454278799999998,"mg/L","XSwF1",17,0.28186852699999998,"mg/L","XSwF1",17,0.25690729400000001,"mg/L","XSwF1",17,0.28164280000000003,"mg/L","XSwF1",17,0.24162987,"mg/L","XSwF1",17,0.24000085199999999,"mg/L",1]
["XSwF1",74,0.36096613399999999,"mg/L","XSwF1",74,0.38693657300000001,"mg/L","XSwF1",74,0.34757164499999998,"mg/L","XSwF1",74,0.39130476800000003,"mg/L","XSwF1",74,0.32639543700000001,"mg/L","XSwF1",74,0.31643423700000001,"mg/L",1]
["XSwF1",99,0.29744162299999999,"mg/L","XSwF1",99,0.31589255199999999,"mg/L","XSwF1",99,0.27959109900000001,"mg/L","XSwF1",99,0.31807133100000001,"mg/L","XSwF1",99,0.25998101499999998,"mg/L","XSwF1",99,0.25398816299999999,"mg/L",1]
["XSwF1",128,0.57535367400000004,"mg/L","XSwF1",128,0.650339377,"mg/L","XSwF1",128,0.52161095300000004,"mg/L","XSwF1",128,0.66315971500000004,"mg/L","XSwF1",128,0.46441188500000002,"mg/L","XSwF1",128,0.445414372,"mg/L",1]
["XSwF1",182,1.592840091,"mg/L","XSwF1",182,1.7385812890000001,"mg/L","XSwF1",182,1.4667035230000001,"mg/L","XSwF1",182,1.7566207439999999,"mg/L","XSwF1",182,1.3157816659999999,"mg/L","XSwF1",182,1.2750217100000001,"mg/L",1]
["XSwF1",201,3.6918753080000002,"mg/L","XSwF1",201,3.7582242749999999,"mg/L","XSwF1",201,3.594433955,"mg/L","XSwF1",201,3.7644999490000002,"mg/L","XSwF1",201,3.4780841069999999,"mg/L","XSwF1",201,3.4538120270000001,"mg/L",1]
["XSwF1",258,1.5578186979999999,"mg/L","XSwF1",258,1.7530616800000001,"mg/L","XSwF1",258,1.527591302,"mg/L","XSwF1",258,1.7436968770000001,"mg/L","XSwF1",258,1.360386396,"mg/L","XSwF1",258,1.3575174169999999,"mg/L",1]
["XSwF1",301,0.26539970099999999,"mg/L","XSwF1",301,0.294510349,"mg/L","XSwF1",301,0.25045888599999999,"mg/L","XSwF1",301,0.29782586999999999,"mg/L","XSwF1",301,0.228965578,"mg/L","XSwF1",301,0.22109409099999999,"mg/L",1]
["XSwF1",341,0.29078116799999998,"mg/L","XSwF1",341,0.30197162900000002,"mg/L","XSwF1",341,0.27035320000000002,"mg/L","XSwF1",341,0.30275569200000002,"mg/L","XSwF1",341,0.25323628300000001,"mg/L","XSwF1",341,0.24946286100000001,"mg/L",1]
["XSwF1",360,0.15414188000000001,"mg/L","XSwF1",360,0.159204489,"mg/L","XSwF1",360,0.14357159799999999,"mg/L","XSwF1",360,0.158827629,"mg/L","XSwF1",360,0.13394946099999999,"mg/L","XSwF1",360,0.13316041100000001,"mg/L",1]
["LRes1",20,669.97790610000004,"lbs/day","LRes1",20,687.49939210000002,"lbs/day","LRes1",20,644.66192820000003,"lbs/day","LRes1",20,686.52187460000005,"lbs/day","LRes1",20,603.9068552,"lbs/day","LRes1",20,584.75703850000002,"lbs/day",1]
["LRes1",87,646.43671800000004,"lbs/day","LRes1",87,690.97469620000004,"lbs/day","LRes1",87,598.67023219999999,"lbs/day","LRes1",87,694.56221530000005,"lbs/day","LRes1",87,549.08778359999997,"lbs/day","LRes1",87,447.71765579999999,"lbs/day",1]
["LRes1",103,760.91383199999996,"lbs/day","LRes1",103,799.57616959999996,"lbs/day","LRes1",103,735.82933630000002,"lbs/day","LRes1",103,803.26856090000001,"lbs/day","LRes1",103,686.93481559999998,"lbs/day","LRes1",103,674.62503900000002,"lbs/day",1]
["LRes1",160,677.92185610000001,"lbs/day","LRes1",160,757.97549930000002,"lbs/day","LRes1",160,609.37926419999997,"lbs/day","LRes1",160,763.69065079999996,"lbs/day","LRes1",160,524.25503849999996,"lbs/day","LRes1",160,442.78092140000001,"lbs/day",1]
["LRes1",179,1894.8857479999999,"lbs/day","LRes1",179,2028.03279,"lbs/day","LRes1",179,1379.8225259999999,"lbs/day","LRes1",179,2051.9150159999999,"lbs/day","LRes1",179,1649.282571,"lbs/day","LRes1",179,1711.007807,"lbs/day",1]
["LRes1",221,4622.8476090000004,"lbs/day","LRes1",221,4944.1100340000003,"lbs/day","LRes1",221,4431.8108220000004,"lbs/day","LRes1",221,4710.0289240000002,"lbs/day","LRes1",221,4514.7543429999996,"lbs/day","LRes1",221,4558.1539110000003,"lbs/day",1]
["LRes1",262,1743.385526,"lbs/day","LRes1",262,2553.270904,"lbs/day","LRes1",262,1619.094229,"lbs/day","LRes1",262,2464.7993929999998,"lbs/day","LRes1",262,1329.025523,"lbs/day","LRes1",262,1219.6593789999999,"lbs/day",1]
["LRes1",325,263.53879289999998,"lbs/day","LRes1",325,276.45465189999999,"lbs/day","LRes1",325,247.33758610000001,"lbs/day","LRes1",325,275.56986119999999,"lbs/day","LRes1",325,228.28378280000001,"lbs/day","LRes1",325,224.81016959999999,"lbs/day",1]
["LRes1",344,610.09089940000001,"lbs/day","LRes1",344,633.50766669999996,"lbs/day","LRes1",344,572.42006760000004,"lbs/day","LRes1",344,634.39134760000002,"lbs/day","LRes1",344,539.38012370000001,"lbs/day","LRes1",344,532.61775980000004,"lbs/day",1]
["XResF1",7,0.58494802300000004,"mg/L","XResF1",7,0.58751440499999996,"mg/L","XResF1",7,0.58841628899999998,"mg/L","XResF1",7,0.58969380400000004,"mg/L","XResF1",7,0.58169302000000001,"mg/L","XResF1",7,0.57955723400000003,"mg/L",1]
["XResF1",62,0.57411618200000003,"mg/L","XResF1",62,0.61160150800000002,"mg/L","XResF1",62,0.53338072999999997,"mg/L","XResF1",62,0.61673900199999998,"mg/L","XResF1",62,0.49035124099999999,"mg/L","XResF1",62,0.54072206099999998,"mg/L",1]
["XResF1",81,0.38642483700000002,"mg/L","XResF1",81,0.41431642699999999,"mg/L","XResF1",81,0.35948159899999999,"mg/L","XResF1",81,0.41783699000000002,"mg/L","XResF1",81,0.33059370700000001,"mg/L","XResF1",81,0.30902794300000003,"mg/L",1]
["XResF1",138,0.31288034199999998,"mg/L","XResF1",138,0.33355544100000001,"mg/L","XResF1",138,0.29126057700000002,"mg/L","XResF1",138,0.33425269000000002,"mg/L","XResF1",138,0.283144958,"mg/L","XResF1",138,0.30551900999999998,"mg/L",1]
["XResF1",180,0.98728935299999998,"mg/L","XResF1",180,1.054885786,"mg/L","XResF1",180,0.97641102099999999,"mg/L","XResF1",180,1.0581016110000001,"mg/L","XResF1",180,0.86782405600000001,"mg/L","XResF1",180,0.82812743,"mg/L",1]
["XResF1",221,2.5996984790000002,"mg/L","XResF1",221,2.6981349630000002,"mg/L","XResF1",221,2.5444853900000002,"mg/L","XResF1",221,2.740764419,"mg/L","XResF1",221,2.4866402779999999,"mg/L","XResF1",221,2.4963942819999998,"mg/L",1]
["XResF1",246,1.6418056590000001,"mg/L","XResF1",246,1.9886524210000001,"mg/L","XResF1",246,1.8291485599999999,"mg/L","XResF1",246,1.9332514359999999,"mg/L","XResF1",246,1.7562492220000001,"mg/L","XResF1",246,1.740082548,"mg/L",1]
["XResF1",303,0.32294304400000001,"mg/L","XResF1",303,0.36270656499999998,"mg/L","XResF1",303,0.30369559099999999,"mg/L","XResF1",303,0.36784442499999997,"mg/L","XResF1",303,0.272100379,"mg/L","XResF1",303,0.24320736400000001,"mg/L",1]
["XResF1",331,0.24160115400000001,"mg/L","XResF1",331,0.24747838,"mg/L","XResF1",331,0.23050710899999999,"mg/L","XResF1",331,0.247629723,"mg/L","XResF1",331,0.222302212,"mg/L","XResF1",331,0.214096492,"mg/L",1]
["XResF1",348,0.35265086400000001,"mg/L","XResF1",348,0.36464021099999999,"mg/L","XResF1",348,0.321021903,"mg/L","XResF1",348,0.36456149199999999,"mg/L","XResF1",348,0.29658104699999999,"mg/L","XResF1",348,0.293661006,"mg/L",1]
["COmGwPump",22,6.6400000000000002E-7,"$/yr","COmGwPump",22,6.6400000000000002E-7,"$/yr","COmGwPump",22,6.6400000000000002E-7,"$/yr","COmGwPump",22,6.6400000000000002E-7,"$/yr","COmGwPump",22,6.6400000000000002E-7,"$/yr","COmGwPump",22,6.6415999999999999E-7,"$/yr",1]
["COmGwPump",47,6.6400000000000002E-7,"$/yr","COmGwPump",47,6.6400000000000002E-7,"$/yr","COmGwPump",47,6.6400000000000002E-7,"$/yr","COmGwPump",47,6.6400000000000002E-7,"$/yr","COmGwPump",47,6.6400000000000002E-7,"$/yr","COmGwPump",47,6.6415999999999999E-7,"$/yr",1]
["COmGwPump",104,6.6400000000000002E-7,"$/yr","COmGwPump",104,6.6400000000000002E-7,"$/yr","COmGwPump",104,6.6400000000000002E-7,"$/yr","COmGwPump",104,6.6400000000000002E-7,"$/yr","COmGwPump",104,6.6400000000000002E-7,"$/yr","COmGwPump",104,6.6415999999999999E-7,"$/yr",1]
["COmGwPump",114,6.6400000000000002E-7,"$/yr","COmGwPump",114,6.6400000000000002E-7,"$/yr","COmGwPump",114,6.6400000000000002E-7,"$/yr","COmGwPump",114,6.6400000000000002E-7,"$/yr","COmGwPump",114,6.6400000000000002E-7,"$/yr","COmGwPump",114,6.6415999999999999E-7,"$/yr",1]
["COmGwPump",187,0.28140868099999999,"$/yr","COmGwPump",187,0.28140867000000003,"$/yr","COmGwPump",187,0.28140867000000003,"$/yr","COmGwPump",187,0.28140867000000003,"$/yr","COmGwPump",187,0.28140867000000003,"$/yr","COmGwPump",187,0.28140867000000003,"$/yr",1]
["COmGwPump",206,0.28140874500000002,"$/yr","COmGwPump",206,0.28140867000000003,"$/yr","COmGwPump",206,0.28140867000000003,"$/yr","COmGwPump",206,0.28140867000000003,"$/yr","COmGwPump",206,0.28140867000000003,"$/yr","COmGwPump",206,0.28140867000000003,"$/yr",1]
["COmGwPump",263,1.5209453690000001,"$/yr","COmGwPump",263,6.6400000000000002E-7,"$/yr","COmGwPump",263,6.6400000000000002E-7,"$/yr","COmGwPump",263,6.6400000000000002E-7,"$/yr","COmGwPump",263,6.6400000000000002E-7,"$/yr","COmGwPump",263,6.6415999999999999E-7,"$/yr",1]
["COmGwPump",287,1.3333397730000001,"$/yr","COmGwPump",287,6.6400000000000002E-7,"$/yr","COmGwPump",287,6.6400000000000002E-7,"$/yr","COmGwPump",287,6.6400000000000002E-7,"$/yr","COmGwPump",287,6.6400000000000002E-7,"$/yr","COmGwPump",287,6.6415999999999999E-7,"$/yr",1]
["COmGwPump",308,1.0854323749999999,"$/yr","COmGwPump",308,6.6400000000000002E-7,"$/yr","COmGwPump",308,6.6400000000000002E-7,"$/yr","COmGwPump",308,6.6400000000000002E-7,"$/yr","COmGwPump",308,6.6400000000000002E-7,"$/yr","COmGwPump",308,6.6415999999999999E-7,"$/yr",1]
["COmSwPump",4,0.31996350299999998,"$/yr","COmSwPump",4,0.31996350299999998,"$/yr","COmSwPump",4,0.31996350299999998,"$/yr","COmSwPump",4,0.31996350299999998,"$/yr","COmSwPump",4,0.31996350299999998,"$/yr","COmSwPump",4,0.31996350299999998,"$/yr",0]
["COmSwPump",23,0.31996350299999998,"$/yr","COmSwPump",23,0.31996350299999998,"$/yr","COmSwPump",23,0.31996350299999998,"$/yr","COmSwPump",23,0.31996350299999998,"$/yr","COmSwPump",23,0.31996350299999998,"$/yr","COmSwPump",23,0.31996350299999998,"$/yr",0]
["COmSwPump",71,0.31996350299999998,"$/yr","COmSwPump",71,0.31996350299999998,"$/yr","COmSwPump",71,0.31996350299999998,"$/yr","COmSwPump",71,0.31996350299999998,"$/yr","COmSwPump",71,0.31996350299999998,"$/yr","COmSwPump",71,0.31996350299999998,"$/yr",0]
["COmSwPump",106,0.31996350299999998,"$/yr","COmSwPump",106,0.31996350299999998,"$/yr","COmSwPump",106,0.31996350299999998,"$/yr","COmSwPump",106,0.31996350299999998,"$/yr","COmSwPump",106,0.31996350299999998,"$/yr","COmSwPump",106,0.31996350299999998,"$/yr",0]
["COmSwPump",163,0.31996350299999998,"$/yr","COmSwPump",163,0.31996350299999998,"$/yr","COmSwPump",163,0.31996350299999998,"$/yr","COmSwPump",163,0.31996350299999998,"$/yr","COmSwPump",163,0.31996350299999998,"$/yr","COmSwPump",163,0.31996350299999998,"$/yr",0]
["COmSwPump",182,0.31996350299999998,"$/yr","COmSwPump",182,0.31996350299999998,"$/yr","COmSwPump",182,0.31996350299999998,"$/yr","COmSwPump",182,0.31996350299999998,"$/yr","COmSwPump",182,0.31996350299999998,"$/yr","COmSwPump",182,0.31996350299999998,"$/yr",0]
["COmSwPump",205,0.31996350299999998,"$/yr","COmSwPump",205,0.31996350299999998,"$/yr","COmSwPump",205,0.31996350299999998,"$/yr","COmSwPump",205,0.31996350299999998,"$/yr","COmSwPump",205,0.31996350299999998,"$/yr","COmSwPump",205,0.31996350299999998,"$/yr",0]
["COmSwPump",265,0.31996350299999998,"$/yr","COmSwPump",265,0.31996350299999998,"$/yr","COmSwPump",265,0.31996350299999998,"$/yr","COmSwPump",265,0.31996350299999998,"$/yr","COmSwPump",265,0.31996350299999998,"$/yr","COmSwPump",265,0.31996350299999998,"$/yr",0]
["COmSwPump",290,0.31996350299999998,"$/yr","COmSwPump",290,0.31996350299999998,"$/yr","COmSwPump",290,0.31996350299999998,"$/yr","COmSwPump",290,0.31996350299999998,"$/yr","COmSwPump",290,0.31996350299999998,"$/yr","COmSwPump",290,0.31996350299999998,"$/yr",0]
["COmSwPump",347,0.31996350299999998,"$/yr","COmSwPump",347,0.31996350299999998,"$/yr","COmSwPump",347,0.31996350299999998,"$/yr","COmSwPump",347,0.31996350299999998,"$/yr","COmSwPump",347,0.31996350299999998,"$/yr","COmSwPump",347,0.31996350299999998,"$/yr",0]
["COmWtp",28,0,"$/yr","COmWtp",28,0,"$/yr","COmWtp",28,0,"$/yr","COmWtp",28,0,"$/yr","COmWtp",28,0,"$/yr","COmWtp",28,0,"$/yr",0]
["COmWtp",63,0,"$/yr","COmWtp",63,0,"$/yr","COmWtp",63,0,"$/yr","COmWtp",63,0,"$/yr","COmWtp",63,0,"$/yr","COmWtp",63,0,"$/yr",0]
["COmWtp",82,0,"$/yr","COmWtp",82,0,"$/yr","COmWtp",82,0,"$/yr","COmWtp",82,0,"$/yr","COmWtp",82,0,"$/yr","COmWtp",82,0,"$/yr",0]
["COmWtp",107,0,"$/yr","COmWtp",107,0,"$/yr","COmWtp",107,0,"$/yr","COmWtp",107,0,"$/yr","COmWtp",107,0,"$/yr","COmWtp",107,0,"$/yr",0]
["COmWtp",162,0,"$/yr","COmWtp",162,0,"$/yr","COmWtp",162,0,"$/yr","COmWtp",162,0,"$/yr","COmWtp",162,0,"$/yr","COmWtp",162,0,"$/yr",0]
["COmWtp",184,0,"$/yr","COmWtp",184,0,"$/yr","COmWtp",184,0,"$/yr","COmWtp",184,0,"$/yr","COmWtp",184,0,"$/yr","COmWtp",184,0,"$/yr",0]
["COmWtp",247,0,"$/yr","COmWtp",247,0,"$/yr","COmWtp",247,0,"$/yr","COmWtp",247,0,"$/yr","COmWtp",247,0,"$/yr","COmWtp",247,0,"$/yr",0]
["COmWtp",266,0,"$/yr","COmWtp",266,0,"$/yr","COmWtp",266,0,"$/yr","COmWtp",266,0,"$/yr","COmWtp",266,0,"$/yr","COmWtp",266,0,"$/yr",0]
["COmWtp",313,0,"$/yr","COmWtp",313,0,"$/yr","COmWtp",313,0,"$/yr","COmWtp",313,0,"$/yr","COmWtp",313,0,"$/yr","COmWtp",313,0,"$/yr",0]
["COmWtp",349,0,"$/yr","COmWtp",349,0,"$/yr","COmWtp",349,0,"$/yr","COmWtp",349,0,"$/yr","COmWtp",349,0,"$/yr","COmWtp",349,0,"$/yr",0]
["COmWwtp",38,6.4787988419999998,"$/yr","COmWwtp",38,6.4787988419999998,"$/yr","COmWwtp",38,6.4787988419999998,"$/yr","COmWwtp",38,6.4787988419999998,"$/yr","COmWwtp",38,6.4787988419999998,"$/yr","COmWwtp",38,6.4787988419999998,"$/yr",0]
["COmWwtp",63,6.1679463520000004,"$/yr","COmWwtp",63,6.1679463520000004,"$/yr","COmWwtp",63,6.1679463520000004,"$/yr","COmWwtp",63,6.1679463520000004,"$/yr","COmWwtp",63,6.1679463520000004,"$/yr","COmWwtp",63,6.1679463520000004,"$/yr",0]
["COmWwtp",118,7.2186925310000003,"$/yr","COmWwtp",118,7.2186925310000003,"$/yr","COmWwtp",118,7.2186925310000003,"$/yr","COmWwtp",118,7.2186925310000003,"$/yr","COmWwtp",118,7.2186925310000003,"$/yr","COmWwtp",118,7.2186925310000003,"$/yr",0]
["COmWwtp",140,6.2327072870000002,"$/yr","COmWwtp",140,6.2327072870000002,"$/yr","COmWwtp",140,6.2327072870000002,"$/yr","COmWwtp",140,6.2327072870000002,"$/yr","COmWwtp",140,6.2327072870000002,"$/yr","COmWwtp",140,6.2327072870000002,"$/yr",0]
["COmWwtp",165,6.4617990970000001,"$/yr","COmWwtp",165,6.4617990970000001,"$/yr","COmWwtp",165,6.4617990970000001,"$/yr","COmWwtp",165,6.4617990970000001,"$/yr","COmWwtp",165,6.4617990970000001,"$/yr","COmWwtp",165,6.4617990970000001,"$/yr",0]
["COmWwtp",222,8.3536279259999997,"$/yr","COmWwtp",222,8.3536279259999997,"$/yr","COmWwtp",222,8.3536279259999997,"$/yr","COmWwtp",222,8.3536279259999997,"$/yr","COmWwtp",222,8.3536279259999997,"$/yr","COmWwtp",222,8.3536279259999997,"$/yr",0]
["COmWwtp",269,6.135565884,"$/yr","COmWwtp",269,6.135565884,"$/yr","COmWwtp",269,6.135565884,"$/yr","COmWwtp",269,6.135565884,"$/yr","COmWwtp",269,6.135565884,"$/yr","COmWwtp",269,6.135565884,"$/yr",0]
["COmWwtp",305,6.2068029129999998,"$/yr","COmWwtp",305,6.2068029129999998,"$/yr","COmWwtp",305,6.2068029129999998,"$/yr","COmWwtp",305,6.2068029129999998,"$/yr","COmWwtp",305,6.2068029129999998,"$/yr","COmWwtp",305,6.2068029129999998,"$/yr",0]
["COmWwtp",324,6.2068029129999998,"$/yr","COmWwtp",324,6.2068029129999998,"$/yr","COmWwtp",324,6.2068029129999998,"$/yr","COmWwtp",324,6.2068029129999998,"$/yr","COmWwtp",324,6.2068029129999998,"$/yr","COmWwtp",324,6.2068029129999998,"$/yr",0]
["COmWrf",17,0,"$/yr","COmWrf",17,0,"$/yr","COmWrf",17,0,"$/yr","COmWrf",17,0,"$/yr","COmWrf",17,0,"$/yr","COmWrf",17,0,"$/yr",0]
["COmWrf",33,0,"$/yr","COmWrf",33,0,"$/yr","COmWrf",33,0,"$/yr","COmWrf",33,0,"$/yr","COmWrf",33,0,"$/yr","COmWrf",33,0,"$/yr",0]
["COmWrf",94,0,"$/yr","COmWrf",94,0,"$/yr","COmWrf",94,0,"$/yr","COmWrf",94,0,"$/yr","COmWrf",94,0,"$/yr","COmWrf",94,0,"$/yr",0]
["COmWrf",119,0,"$/yr","COmWrf",119,0,"$/yr","COmWrf",119,0,"$/yr","COmWrf",119,0,"$/yr","COmWrf",119,0,"$/yr","COmWrf",119,0,"$/yr",0]
["COmWrf",138,0,"$/yr","COmWrf",138,0,"$/yr","COmWrf",138,0,"$/yr","COmWrf",138,0,"$/yr","COmWrf",138,0,"$/yr","COmWrf",138,0,"$/yr",0]
["COmWrf",206,0,"$/yr","COmWrf",206,0,"$/yr","COmWrf",206,0,"$/yr","COmWrf",206,0,"$/yr","COmWrf",206,0,"$/yr","COmWrf",206,0,"$/yr",0]
["COmWrf",221,0,"$/yr","COmWrf",221,0,"$/yr","COmWrf",221,0,"$/yr","COmWrf",221,0,"$/yr","COmWrf",221,0,"$/yr","COmWrf",221,0,"$/yr",0]
["COmWrf",278,0,"$/yr","COmWrf",278,0,"$/yr","COmWrf",278,0,"$/yr","COmWrf",278,0,"$/yr","COmWrf",278,0,"$/yr","COmWrf",278,0,"$/yr",0]
["COmWrf",303,0,"$/yr","COmWrf",303,0,"$/yr","COmWrf",303,0,"$/yr","COmWrf",303,0,"$/yr","COmWrf",303,0,"$/yr","COmWrf",303,0,"$/yr",0]
["COmWrf",357,0,"$/yr","COmWrf",357,0,"$/yr","COmWrf",357,0,"$/yr","COmWrf",357,0,"$/yr","COmWrf",357,0,"$/yr","COmWrf",357,0,"$/yr",0]
["COmNpdist",13,0,"$/yr","COmNpdist",13,0,"$/yr","COmNpdist",13,0,"$/yr","COmNpdist",13,0,"$/yr","COmNpdist",13,0,"$/yr","COmNpdist",13,0,"$/yr",0]
["COmNpdist",38,0,"$/yr","COmNpdist",38,0,"$/yr","COmNpdist",38,0,"$/yr","COmNpdist",38,0,"$/yr","COmNpdist",38,0,"$/yr","COmNpdist",38,0,"$/yr",0]
["COmNpdist",95,0,"$/yr","COmNpdist",95,0,"$/yr","COmNpdist",95,0,"$/yr","COmNpdist",95,0,"$/yr","COmNpdist",95,0,"$/yr","COmNpdist",95,0,"$/yr",0]
["COmNpdist",124,0,"$/yr","COmNpdist",124,0,"$/yr","COmNpdist",124,0,"$/yr","COmNpdist",124,0,"$/yr","COmNpdist",124,0,"$/yr","COmNpdist",124,0,"$/yr",0]
["COmNpdist",178,0,"$/yr","COmNpdist",178,0,"$/yr","COmNpdist",178,0,"$/yr","COmNpdist",178,0,"$/yr","COmNpdist",178,0,"$/yr","COmNpdist",178,0,"$/yr",0]
["COmNpdist",197,0,"$/yr","COmNpdist",197,0,"$/yr","COmNpdist",197,0,"$/yr","COmNpdist",197,0,"$/yr","COmNpdist",197,0,"$/yr","COmNpdist",197,0,"$/yr",0]
["COmNpdist",260,0,"$/yr","COmNpdist",260,0,"$/yr","COmNpdist",260,0,"$/yr","COmNpdist",260,0,"$/yr","COmNpdist",260,0,"$/yr","COmNpdist",260,0,"$/yr",0]
["COmNpdist",275,0,"$/yr","COmNpdist",275,0,"$/yr","COmNpdist",275,0,"$/yr","COmNpdist",275,0,"$/yr","COmNpdist",275,0,"$/yr","COmNpdist",275,0,"$/yr",0]
["COmNpdist",305,0,"$/yr","COmNpdist",305,0,"$/yr","COmNpdist",305,0,"$/yr","COmNpdist",305,0,"$/yr","COmNpdist",305,0,"$/yr","COmNpdist",305,0,"$/yr",0]
["COmNpdist",362,0,"$/yr","COmNpdist",362,0,"$/yr","COmNpdist",362,0,"$/yr","COmNpdist",362,0,"$/yr","COmNpdist",362,0,"$/yr","COmNpdist",362,0,"$/yr",0]
["COmAsr",14,0,"$/yr","COmAsr",14,0,"$/yr","COmAsr",14,0,"$/yr","COmAsr",14,0,"$/yr","COmAsr",14,0,"$/yr","COmAsr",14,0,"$/yr",0]
["COmAsr",81,0,"$/yr","COmAsr",81,0,"$/yr","COmAsr",81,0,"$/yr","COmAsr",81,0,"$/yr","COmAsr",81,0,"$/yr","COmAsr",81,0,"$/yr",0]
["COmAsr",97,0,"$/yr","COmAsr",97,0,"$/yr","COmAsr",97,0,"$/yr","COmAsr",97,0,"$/yr","COmAsr",97,0,"$/yr","COmAsr",97,0,"$/yr",0]
["COmAsr",154,0,"$/yr","COmAsr",154,0,"$/yr","COmAsr",154,0,"$/yr","COmAsr",154,0,"$/yr","COmAsr",154,0,"$/yr","COmAsr",154,0,"$/yr",0]
["COmAsr",179,0,"$/yr","COmAsr",179,0,"$/yr","COmAsr",179,0,"$/yr","COmAsr",179,0,"$/yr","COmAsr",179,0,"$/yr","COmAsr",179,0,"$/yr",0]
["COmAsr",232,0,"$/yr","COmAsr",232,0,"$/yr","COmAsr",232,0,"$/yr","COmAsr",232,0,"$/yr","COmAsr",232,0,"$/yr","COmAsr",232,0,"$/yr",0]
["COmAsr",262,0,"$/yr","COmAsr",262,0,"$/yr","COmAsr",262,0,"$/yr","COmAsr",262,0,"$/yr","COmAsr",262,0,"$/yr","COmAsr",262,0,"$/yr",0]
["COmAsr",281,0,"$/yr","COmAsr",281,0,"$/yr","COmAsr",281,0,"$/yr","COmAsr",281,0,"$/yr","COmAsr",281,0,"$/yr","COmAsr",281,0,"$/yr",0]
["COmAsr",338,0,"$/yr","COmAsr",338,0,"$/yr","COmAsr",338,0,"$/yr","COmAsr",338,0,"$/yr","COmAsr",338,0,"$/yr","COmAsr",338,0,"$/yr",0]
["CAsr","None",0,"$/yr","CAsr","None",0,"$/yr","CAsr","None",0,"$/yr","CAsr","None",0,"$/yr","CAsr","None",0,"$/yr","CAsr","None",0,"$/yr",0]
["COmRes",54,0,"$/yr","COmRes",54,0,"$/yr","COmRes",54,0,"$/yr","COmRes",54,0,"$/yr","COmRes",54,0,"$/yr","COmRes",54,0,"$/yr",0]
["COmRes",73,0,"$/yr","COmRes",73,0,"$/yr","COmRes",73,0,"$/yr","COmRes",73,0,"$/yr","COmRes",73,0,"$/yr","COmRes",73,0,"$/yr",0]
["COmRes",136,0,"$/yr","COmRes",136,0,"$/yr","COmRes",136,0,"$/yr","COmRes",136,0,"$/yr","COmRes",136,0,"$/yr","COmRes",136,0,"$/yr",0]
["COmRes",150,0,"$/yr","COmRes",150,0,"$/yr","COmRes",150,0,"$/yr","COmRes",150,0,"$/yr","COmRes",150,0,"$/yr","COmRes",150,0,"$/yr",0]
["COmRes",181,0,"$/yr","COmRes",181,0,"$/yr","COmRes",181,0,"$/yr","COmRes",181,0,"$/yr","COmRes",181,0,"$/yr","COmRes",181,0,"$/yr",0]
["COmRes",238,0,"$/yr","COmRes",238,0,"$/yr","COmRes",238,0,"$/yr","COmRes",238,0,"$/yr","COmRes",238,0,"$/yr","COmRes",238,0,"$/yr",0]
["COmRes",257,0,"$/yr","COmRes",257,0,"$/yr","COmRes",257,0,"$/yr","COmRes",257,0,"$/yr","COmRes",257,0,"$/yr","COmRes",257,0,"$/yr",0]
["COmRes",323,0,"$/yr","COmRes",323,0,"$/yr","COmRes",323,0,"$/yr","COmRes",323,0,"$/yr","COmRes",323,0,"$/yr","COmRes",323,0,"$/yr",0]
["COmRes",340,0,"$/yr","COmRes",340,0,"$/yr","COmRes",340,0,"$/yr","COmRes",340,0,"$/yr","COmRes",340,0,"$/yr","COmRes",340,0,"$/yr",0]
["COmIbtW",36,1.138999307,"$/yr","COmIbtW",36,1.138999307,"$/yr","COmIbtW",36,1.138999307,"$/yr","COmIbtW",36,1.138999307,"$/yr","COmIbtW",36,1.138999307,"$/yr","COmIbtW",36,1.138999307,"$/yr",0]
["COmIbtW",55,1.138999307,"$/yr","COmIbtW",55,1.138999307,"$/yr","COmIbtW",55,1.138999307,"$/yr","COmIbtW",55,1.138999307,"$/yr","COmIbtW",55,1.138999307,"$/yr","COmIbtW",55,1.138999307,"$/yr",0]
["COmIbtW",107,1.3399993050000001,"$/yr","COmIbtW",107,1.3399993050000001,"$/yr","COmIbtW",107,1.3399993050000001,"$/yr","COmIbtW",107,1.3399993050000001,"$/yr","COmIbtW",107,1.3399993050000001,"$/yr","COmIbtW",107,1.3399993050000001,"$/yr",0]
["COmIbtW",138,1.5476993029999999,"$/yr","COmIbtW",138,1.547699304,"$/yr","COmIbtW",138,1.547699304,"$/yr","COmIbtW",138,1.547699304,"$/yr","COmIbtW",138,1.547699304,"$/yr","COmIbtW",138,1.547699304,"$/yr",1]
["COmIbtW",157,1.8223993000000001,"$/yr","COmIbtW",157,1.822399302,"$/yr","COmIbtW",157,1.822399302,"$/yr","COmIbtW",157,1.822399302,"$/yr","COmIbtW",157,1.822399302,"$/yr","COmIbtW",157,1.822399302,"$/yr",1]
["COmIbtW",214,2.2377994769999998,"$/yr","COmIbtW",214,2.2377996900000001,"$/yr","COmIbtW",214,2.2377996900000001,"$/yr","COmIbtW",214,2.2377996900000001,"$/yr","COmIbtW",214,2.2377996900000001,"$/yr","COmIbtW",214,2.2377996900000001,"$/yr",1]
["COmIbtW",241,4.8299999999999997E-11,"$/yr","COmIbtW",241,2.2377996900000001,"$/yr","COmIbtW",241,2.2377996900000001,"$/yr","COmIbtW",241,2.2377996900000001,"$/yr","COmIbtW",241,2.2377996900000001,"$/yr","COmIbtW",241,2.2377996900000001,"$/yr",{"$f":"IF(ISNUMBER(C18564),IF(AVERAGE(C18564,G18564,K18564,O18564,S18564,W18564)<>MAX(C18564,G18564,K18564,O18564,S18564,W18564),1,0),\"\")","v":1}]
["COmIbtW",297,0,"$/yr","COmIbtW",297,1.3332993049999999,"$/yr","COmIbtW",297,1.3332993049999999,"$/yr","COmIbtW",297,1.3332993049999999,"$/yr","COmIbtW",297,1.3332993049999999,"$/yr","COmIbtW",297,1.3332993049999999,"$/yr",1]
["COmIbtW",322,0,"$/yr","COmIbtW",322,1.0853993070000001,"$/yr","COmIbtW",322,1.0853993070000001,"$/yr","COmIbtW",322,1.0853993070000001,"$/yr","COmIbtW",322,1.0853993070000001,"$/yr","COmIbtW",322,1.0853993070000001,"$/yr",1]
["COmIbtWw",12,0.548680006,"$/yr","COmIbtWw",12,0.548680006,"$/yr","COmIbtWw",12,0.548680006,"$/yr","COmIbtWw",12,0.548680006,"$/yr","COmIbtWw",12,0.548680006,"$/yr","COmIbtWw",12,0.548680006,"$/yr",0]
["COmIbtWw",25,0.548680006,"$/yr","COmIbtWw",25,0.548680006,"$/yr","COmIbtWw",25,0.548680006,"$/yr","COmIbtWw",25,0.548680006,"$/yr","COmIbtWw",25,0.548680006,"$/yr","COmIbtWw",25,0.548680006,"$/yr",0]
["COmIbtWw",95,0.548680006,"$/yr","COmIbtWw",95,0.548680006,"$/yr","COmIbtWw",95,0.548680006,"$/yr","COmIbtWw",95,0.548680006,"$/yr","COmIbtWw",95,0.548680006,"$/yr","COmIbtWw",95,0.548680006,"$/yr",0]
["COmIbtWw",114,0.548680006,"$/yr","COmIbtWw",114,0.548680006,"$/yr","COmIbtWw",114,0.548680006,"$/yr","COmIbtWw",114,0.548680006,"$/yr","COmIbtWw",114,0.548680006,"$/yr","COmIbtWw",114,0.548680006,"$/yr",0]
["COmIbtWw",171,0.548680006,"$/yr","COmIbtWw",171,0.548680006,"$/yr","COmIbtWw",171,0.548680006,"$/yr","COmIbtWw",171,0.548680006,"$/yr","COmIbtWw",171,0.548680006,"$/yr","COmIbtWw",171,0.548680006,"$/yr",0]
["COmIbtWw",198,0.548680006,"$/yr","COmIbtWw",198,0.548680006,"$/yr","COmIbtWw",198,0.548680006,"$/yr","COmIbtWw",198,0.548680006,"$/yr","COmIbtWw",198,0.548680006,"$/yr","COmIbtWw",198,0.548680006,"$/yr",0]
["COmIbtWw",216,0.548680006,"$/yr","COmIbtWw",216,0.548680006,"$/yr","COmIbtWw",216,0.548680006,"$/yr","COmIbtWw",216,0.548680006,"$/yr","COmIbtWw",216,0.548680006,"$/yr","COmIbtWw",216,0.548680006,"$/yr",0]
["COmIbtWw",279,0.548680006,"$/yr","COmIbtWw",279,0.548680006,"$/yr","COmIbtWw",279,0.548680006,"$/yr","COmIbtWw",279,0.548680006,"$/yr","COmIbtWw",279,0.548680006,"$/yr","COmIbtWw",279,0.548680006,"$/yr",0]
["COmIbtWw",298,0.548680006,"$/yr","COmIbtWw",298,0.548680006,"$/yr","COmIbtWw",298,0.548680006,"$/yr","COmIbtWw",298,0.548680006,"$/yr","COmIbtWw",298,0.548680006,"$/yr","COmIbtWw",298,0.548680006,"$/yr",0]
["COmIbtWw",349,0.548680006,"$/yr","COmIbtWw",349,0.548680006,"$/yr","COmIbtWw",349,0.548680006,"$/yr","COmIbtWw",349,0.548680006,"$/yr","COmIbtWw",349,0.548680006,"$/yr","COmIbtWw",349,0.548680006,"$/yr",0]
["CFlood",13,0,"$/yr","CFlood",13,0,"$/yr","CFlood",13,0,"$/yr","CFlood",13,0,"$/yr","CFlood",13,0,"$/yr","CFlood",13,0,"$/yr",0]
["CFlood",70,0,"$/yr","CFlood",70,0,"$/yr","CFlood",70,0,"$/yr","CFlood",70,0,"$/yr","CFlood",70,0,"$/yr","CFlood",70,0,"$/yr",0]
["CFlood",95,0,"$/yr","CFlood",95,0,"$/yr","CFlood",95,0,"$/yr","CFlood",95,0,"$/yr","CFlood",95,0,"$/yr","CFlood",95,0,"$/yr",0]
["CFlood",115,0,"$/yr","CFlood",115,0,"$/yr","CFlood",115,0,"$/yr","CFlood",115,0,"$/yr","CFlood",115,0,"$/yr","CFlood",115,0,"$/yr",0]
["CFlood",172,0,"$/yr","CFlood",172,0,"$/yr","CFlood",172,0,"$/yr","CFlood",172,0,"$/yr","CFlood",172,0,"$/yr","CFlood",172,0,"$/yr",0]
["CFlood",197,0,"$/yr","CFlood",197,0,"$/yr","CFlood",197,0,"$/yr","CFlood",197,0,"$/yr","CFlood",197,0,"$/yr","CFlood",197,0,"$/yr",0]
["CFlood",254,0,"$/yr","CFlood",254,0,"$/yr","CFlood",254,0,"$/yr","CFlood",254,0,"$/yr","CFlood",254,0,"$/yr","CFlood",254,0,"$/yr",0]
["CFlood",266,0,"$/yr","CFlood",266,0,"$/yr","CFlood",266,0,"$/yr","CFlood",266,0,"$/yr","CFlood",266,0,"$/yr","CFlood",266,0,"$/yr",0]
["CFlood",337,0,"$/yr","CFlood",337,0,"$/yr","CFlood",337,0,"$/yr","CFlood",337,0,"$/yr","CFlood",337,0,"$/yr","CFlood",337,0,"$/yr",0]
["CFlood",356,0,"$/yr","CFlood",356,0,"$/yr","CFlood",356,0,"$/yr","CFlood",356,0,"$/yr","CFlood",356,0,"$/yr","CFlood",356,0,"$/yr",0]
["QWtpGw",16,0.35999999700000002,"MGD","QWtpGw",16,0.35999999700000002,"MGD","QWtpGw",16,0.35999999700000002,"MGD","QWtpGw",16,0.35999999700000002,"MGD","QWtpGw",16,0.35999999700000002,"MGD","QWtpGw",16,0.35999999700000002,"MGD",0]
["QWtpGw",74,0.34999999700000001,"MGD","QWtpGw",74,0.34999999700000001,"MGD","QWtpGw",74,0.34999999700000001,"MGD","QWtpGw",74,0.34999999700000001,"MGD","QWtpGw",74,0.34999999700000001,"MGD","QWtpGw",74,0.34999999700000001,"MGD",0]
["QWtpGw",93,0.38999999699999999,"MGD","QWtpGw",93,0.38999999699999999,"MGD","QWtpGw",93,0.38999999699999999,"MGD","QWtpGw",93,0.38999999699999999,"MGD","QWtpGw",93,0.38999999699999999,"MGD","QWtpGw",93,0.38999999699999999,"MGD",0]
["QWtpGw",156,0.45999999699999999,"MGD","QWtpGw",156,0.45999999699999999,"MGD","QWtpGw",156,0.45999999699999999,"MGD","QWtpGw",156,0.45999999699999999,"MGD","QWtpGw",156,0.45999999699999999,"MGD","QWtpGw",156,0.45999999699999999,"MGD",0]
["QWtpGw",175,0.45999999699999999,"MGD","QWtpGw",175,0.45999999699999999,"MGD","QWtpGw",175,0.45999999699999999,"MGD","QWtpGw",175,0.45999999699999999,"MGD","QWtpGw",175,0.45999999699999999,"MGD","QWtpGw",175,0.45999999699999999,"MGD",0]
["QWtpGw",208,0.56999999599999995,"MGD","QWtpGw",208,0.56999999599999995,"MGD","QWtpGw",208,0.56999999599999995,"MGD","QWtpGw",208,0.56999999599999995,"MGD","QWtpGw",208,0.56999999599999995,"MGD","QWtpGw",208,0.56999999599999995,"MGD",0]
["QWtpGw",258,0.409999997,"MGD","QWtpGw",258,0.409999997,"MGD","QWtpGw",258,0.409999997,"MGD","QWtpGw",258,0.409999997,"MGD","QWtpGw",258,0.409999997,"MGD","QWtpGw",258,0.409999997,"MGD",0]
["QWtpGw",315,0.339999997,"MGD","QWtpGw",315,0.339999997,"MGD","QWtpGw",315,0.339999997,"MGD","QWtpGw",315,0.339999997,"MGD","QWtpGw",315,0.339999997,"MGD","QWtpGw",315,0.339999997,"MGD",0]
["QWtpGw",340,0.34999999700000001,"MGD","QWtpGw",340,0.34999999700000001,"MGD","QWtpGw",340,0.34999999700000001,"MGD","QWtpGw",340,0.34999999700000001,"MGD","QWtpGw",340,0.34999999700000001,"MGD","QWtpGw",340,0.34999999700000001,"MGD",0]
["QWtpGw",359,0.34999999700000001,"MGD","QWtpGw",359,0.34999999700000001,"MGD","QWtpGw",359,0.34999999700000001,"MGD","QWtpGw",359,0.34999999700000001,"MGD","QWtpGw",359,0.34999999700000001,"MGD","QWtpGw",359,0.34999999700000001,"MGD",0]
["QUseP2",52,1.3199999899999999,"MGD","QUseP2",52,1.3199999899999999,"MGD","QUseP2",52,1.3199999899999999,"MGD","QUseP2",52,1.3199999899999999,"MGD","QUseP2",52,1.3199999899999999,"MGD","QUseP2",52,1.3199999899999999,"MGD",0]
["QUseP2",77,1.28699999,"MGD","QUseP2",77,1.28699999,"MGD","QUseP2",77,1.28699999,"MGD","QUseP2",77,1.28699999,"MGD","QUseP2",77,1.28699999,"MGD","QUseP2",77,1.28699999,"MGD",0]
["QUseP2",134,1.5509999880000001,"MGD","QUseP2",134,1.5509999880000001,"MGD","QUseP2",134,1.5509999880000001,"MGD","QUseP2",134,1.5509999880000001,"MGD","QUseP2",134,1.5509999880000001,"MGD","QUseP2",134,1.5509999880000001,"MGD",0]
["QUseP2",167,1.7104999869999999,"MGD","QUseP2",167,1.7104999869999999,"MGD","QUseP2",167,1.7104999869999999,"MGD","QUseP2",167,1.7104999869999999,"MGD","QUseP2",167,1.7104999869999999,"MGD","QUseP2",167,1.7104999869999999,"MGD",0]
["QUseP2",217,1.9469999849999999,"MGD","QUseP2",217,1.9469999849999999,"MGD","QUseP2",217,1.9469999849999999,"MGD","QUseP2",217,1.9469999849999999,"MGD","QUseP2",217,1.9469999849999999,"MGD","QUseP2",217,1.9469999849999999,"MGD",0]
["QUseP2",236,1.9469999849999999,"MGD","QUseP2",236,1.9469999849999999,"MGD","QUseP2",236,1.9469999849999999,"MGD","QUseP2",236,1.9469999849999999,"MGD","QUseP2",236,1.9469999849999999,"MGD","QUseP2",236,1.9469999849999999,"MGD",0]
["QUseP2",261,1.5344999880000001,"MGD","QUseP2",261,1.5344999880000001,"MGD","QUseP2",261,1.5344999880000001,"MGD","QUseP2",261,1.5344999880000001,"MGD","QUseP2",261,1.5344999880000001,"MGD","QUseP2",261,1.5344999880000001,"MGD",0]
["QUseP2",318,1.28699999,"MGD","QUseP2",318,1.28699999,"MGD","QUseP2",318,1.28699999,"MGD","QUseP2",318,1.28699999,"MGD","QUseP2",318,1.28699999,"MGD","QUseP2",318,1.28699999,"MGD",0]
["QUseP2",338,1.2979999900000001,"MGD","QUseP2",338,1.2979999900000001,"MGD","QUseP2",338,1.2979999900000001,"MGD","QUseP2",338,1.2979999900000001,"MGD","QUseP2",338,1.2979999900000001,"MGD","QUseP2",338,1.2979999900000001,"MGD",0]
["QUseP3",36,1.0999999999999999E-2,"MGD","QUseP3",36,1.0999999999999999E-2,"MGD","QUseP3",36,1.0999999999999999E-2,"MGD","QUseP3",36,1.0999999999999999E-2,"MGD","QUseP3",36,1.0999999999999999E-2,"MGD","QUseP3",36,1.0999999999999999E-2,"MGD",0]
["QUseP3",55,1.0999999999999999E-2,"MGD","QUseP3",55,1.0999999999999999E-2,"MGD","QUseP3",55,1.0999999999999999E-2,"MGD","QUseP3",55,1.0999999999999999E-2,"MGD","QUseP3",55,1.0999999999999999E-2,"MGD","QUseP3",55,1.0999999999999999E-2,"MGD",0]
["QUseP3",118,1.6500000000000001E-2,"MGD","QUseP3",118,1.6500000000000001E-2,"MGD","QUseP3",118,1.6500000000000001E-2,"MGD","QUseP3",118,1.6500000000000001E-2,"MGD","QUseP3",118,1.6500000000000001E-2,"MGD","QUseP3",118,1.6500000000000001E-2,"MGD",0]
["QUseP3",158,1.6500000000000001E-2,"MGD","QUseP3",158,1.6500000000000001E-2,"MGD","QUseP3",158,1.6500000000000001E-2,"MGD","QUseP3",158,1.6500000000000001E-2,"MGD","QUseP3",158,1.6500000000000001E-2,"MGD","QUseP3",158,1.6500000000000001E-2,"MGD",0]
["QUseP3",195,2.1999999999999999E-2,"MGD","QUseP3",195,2.1999999999999999E-2,"MGD","QUseP3",195,2.1999999999999999E-2,"MGD","QUseP3",195,2.1999999999999999E-2,"MGD","QUseP3",195,2.1999999999999999E-2,"MGD","QUseP3",195,2.1999999999999999E-2,"MGD",0]
["QUseP3",220,2.1999999999999999E-2,"MGD","QUseP3",220,2.1999999999999999E-2,"MGD","QUseP3",220,2.1999999999999999E-2,"MGD","QUseP3",220,2.1999999999999999E-2,"MGD","QUseP3",220,2.1999999999999999E-2,"MGD","QUseP3",220,2.1999999999999999E-2,"MGD",0]
["QUseP3",239,2.1999999999999999E-2,"MGD","QUseP3",239,2.1999999999999999E-2,"MGD","QUseP3",239,2.1999999999999999E-2,"MGD","QUseP3",239,2.1999999999999999E-2,"MGD","QUseP3",239,2.1999999999999999E-2,"MGD","QUseP3",239,2.1999999999999999E-2,"MGD",0]
["QUseP3",292,1.6500000000000001E-2,"MGD","QUseP3",292,1.6500000000000001E-2,"MGD","QUseP3",292,1.6500000000000001E-2,"MGD","QUseP3",292,1.6500000000000001E-2,"MGD","QUseP3",292,1.6500000000000001E-2,"MGD","QUseP3",292,1.6500000000000001E-2,"MGD",0]
["QUseP3",322,1.0999999999999999E-2,"MGD","QUseP3",322,1.0999999999999999E-2,"MGD","QUseP3",322,1.0999999999999999E-2,"MGD","QUseP3",322,1.0999999999999999E-2,"MGD","QUseP3",322,1.0999999999999999E-2,"MGD","QUseP3",322,1.0999999999999999E-2,"MGD",0]
["QUseP4",14,0.19799999800000001,"MGD","QUseP4",14,0.19799999800000001,"MGD","QUseP4",14,0.19799999800000001,"MGD","QUseP4",14,0.19799999800000001,"MGD","QUseP4",14,0.19799999800000001,"MGD","QUseP4",14,0.19799999800000001,"MGD",0]
["QUseP4",39,0.19799999800000001,"MGD","QUseP4",39,0.19799999800000001,"MGD","QUseP4",39,0.19799999800000001,"MGD","QUseP4",39,0.19799999800000001,"MGD","QUseP4",39,0.19799999800000001,"MGD","QUseP4",39,0.19799999800000001,"MGD",0]
["QUseP4",78,0.186999999,"MGD","QUseP4",78,0.186999999,"MGD","QUseP4",78,0.186999999,"MGD","QUseP4",78,0.186999999,"MGD","QUseP4",78,0.186999999,"MGD","QUseP4",78,0.186999999,"MGD",0]
["QUseP4",116,0.20899999799999999,"MGD","QUseP4",116,0.20899999799999999,"MGD","QUseP4",116,0.20899999799999999,"MGD","QUseP4",116,0.20899999799999999,"MGD","QUseP4",116,0.20899999799999999,"MGD","QUseP4",116,0.20899999799999999,"MGD",0]
["QUseP4",179,0.247499998,"MGD","QUseP4",179,0.247499998,"MGD","QUseP4",179,0.247499998,"MGD","QUseP4",179,0.247499998,"MGD","QUseP4",179,0.247499998,"MGD","QUseP4",179,0.247499998,"MGD",0]
["QUseP4",198,0.307999998,"MGD","QUseP4",198,0.307999998,"MGD","QUseP4",198,0.307999998,"MGD","QUseP4",198,0.307999998,"MGD","QUseP4",198,0.307999998,"MGD","QUseP4",198,0.307999998,"MGD",0]
["QUseP4",251,0.22549999800000001,"MGD","QUseP4",251,0.22549999800000001,"MGD","QUseP4",251,0.22549999800000001,"MGD","QUseP4",251,0.22549999800000001,"MGD","QUseP4",251,0.22549999800000001,"MGD","QUseP4",251,0.22549999800000001,"MGD",0]
["QUseP4",281,0.20899999799999999,"MGD","QUseP4",281,0.20899999799999999,"MGD","QUseP4",281,0.20899999799999999,"MGD","QUseP4",281,0.20899999799999999,"MGD","QUseP4",281,0.20899999799999999,"MGD","QUseP4",281,0.20899999799999999,"MGD",0]
["QUseP4",300,0.20899999799999999,"MGD","QUseP4",300,0.20899999799999999,"MGD","QUseP4",300,0.20899999799999999,"MGD","QUseP4",300,0.20899999799999999,"MGD","QUseP4",300,0.20899999799999999,"MGD","QUseP4",300,0.20899999799999999,"MGD",0]
["QUseP4",363,0.192499999,"MGD","QUseP4",363,0.192499999,"MGD","QUseP4",363,0.192499999,"MGD","QUseP4",363,0.192499999,"MGD","QUseP4",363,0.192499999,"MGD","QUseP4",363,0.192499999,"MGD",0]
["QUseP5",37,0,"MGD","QUseP5",37,0,"MGD","QUseP5",37,0,"MGD","QUseP5",37,0,"MGD","QUseP5",37,0,"MGD","QUseP5",37,0,"MGD",0]
["QUseP5",81,0,"MGD","QUseP5",81,0,"MGD","QUseP5",81,0,"MGD","QUseP5",81,0,"MGD","QUseP5",81,0,"MGD","QUseP5",81,0,"MGD",0]
["QUseP5",100,0,"MGD","QUseP5",100,0,"MGD","QUseP5",100,0,"MGD","QUseP5",100,0,"MGD","QUseP5",100,0,"MGD","QUseP5",100,0,"MGD",0]
["QUseP5",157,5.4999999999999997E-3,"MGD","QUseP5",157,5.4999999999999997E-3,"MGD","QUseP5",157,5.4999999999999997E-3,"MGD","QUseP5",157,5.4999999999999997E-3,"MGD","QUseP5",157,5.4999999999999997E-3,"MGD","QUseP5",157,5.4999999999999997E-3,"MGD",0]
["QUseP5",171,5.4999999999999997E-3,"MGD","QUseP5",171,5.4999999999999997E-3,"MGD","QUseP5",171,5.4999999999999997E-3,"MGD","QUseP5",171,5.4999999999999997E-3,"MGD","QUseP5",171,5.4999999999999997E-3,"MGD","QUseP5",171,5.4999999999999997E-3,"MGD",0]
["QUseP5",202,5.4999999999999997E-3,"MGD","QUseP5",202,5.4999999999999997E-3,"MGD","QUseP5",202,5.4999999999999997E-3,"MGD","QUseP5",202,5.4999999999999997E-3,"MGD","QUseP5",202,5.4999999999999997E-3,"MGD","QUseP5",202,5.4999999999999997E-3,"MGD",0]
["QUseP5",259,5.4999999999999997E-3,"MGD","QUseP5",259,5.4999999999999997E-3,"MGD","QUseP5",259,5.4999999999999997E-3,"MGD","QUseP5",259,5.4999999999999997E-3,"MGD","QUseP5",259,5.4999999999999997E-3,"MGD","QUseP5",259,5.4999999999999997E-3,"MGD",0]
["QUseP5",284,0,"MGD","QUseP5",284,0,"MGD","QUseP5",284,0,"MGD","QUseP5",284,0,"MGD","QUseP5",284,0,"MGD","QUseP5",284,0,"MGD",0]
["QUseP5",322,0,"MGD","QUseP5",322,0,"MGD","QUseP5",322,0,"MGD","QUseP5",322,0,"MGD","QUseP5",322,0,"MGD","QUseP5",322,0,"MGD",0]
["QUseP6",2,9.3499999E-2,"MGD","QUseP6",2,9.3499999E-2,"MGD","QUseP6",2,9.3499999E-2,"MGD","QUseP6",2,9.3499999E-2,"MGD","QUseP6",2,9.3499999E-2,"MGD","QUseP6",2,9.3499999E-2,"MGD",0]
["QUseP6",59,8.7999998999999995E-2,"MGD","QUseP6",59,8.7999998999999995E-2,"MGD","QUseP6",59,8.7999998999999995E-2,"MGD","QUseP6",59,8.7999998999999995E-2,"MGD","QUseP6",59,8.7999998999999995E-2,"MGD","QUseP6",59,8.7999998999999995E-2,"MGD",0]
["QUseP6",78,8.7999998999999995E-2,"MGD","QUseP6",78,8.7999998999999995E-2,"MGD","QUseP6",78,8.7999998999999995E-2,"MGD","QUseP6",78,8.7999998999999995E-2,"MGD","QUseP6",78,8.7999998999999995E-2,"MGD","QUseP6",78,8.7999998999999995E-2,"MGD",0]
["QUseP6",130,9.8999999000000005E-2,"MGD","QUseP6",130,9.8999999000000005E-2,"MGD","QUseP6",130,9.8999999000000005E-2,"MGD","QUseP6",130,9.8999999000000005E-2,"MGD","QUseP6",130,9.8999999000000005E-2,"MGD","QUseP6",130,9.8999999000000005E-2,"MGD",0]
["QUseP6",161,0.109999999,"MGD","QUseP6",161,0.109999999,"MGD","QUseP6",161,0.109999999,"MGD","QUseP6",161,0.109999999,"MGD","QUseP6",161,0.109999999,"MGD","QUseP6",161,0.109999999,"MGD",0]
["QUseP6",180,0.109999999,"MGD","QUseP6",180,0.109999999,"MGD","QUseP6",180,0.109999999,"MGD","QUseP6",180,0.109999999,"MGD","QUseP6",180,0.109999999,"MGD","QUseP6",180,0.109999999,"MGD",0]
["QUseP6",243,0.126499999,"MGD","QUseP6",243,0.126499999,"MGD","QUseP6",243,0.126499999,"MGD","QUseP6",243,0.126499999,"MGD","QUseP6",243,0.126499999,"MGD","QUseP6",243,0.126499999,"MGD",0]
["QUseP6",281,9.3499999E-2,"MGD","QUseP6",281,9.3499999E-2,"MGD","QUseP6",281,9.3499999E-2,"MGD","QUseP6",281,9.3499999E-2,"MGD","QUseP6",281,9.3499999E-2,"MGD","QUseP6",281,9.3499999E-2,"MGD",0]
["QUseP6",326,8.7999998999999995E-2,"MGD","QUseP6",326,8.7999998999999995E-2,"MGD","QUseP6",326,8.7999998999999995E-2,"MGD","QUseP6",326,8.7999998999999995E-2,"MGD","QUseP6",326,8.7999998999999995E-2,"MGD","QUseP6",326,8.7999998999999995E-2,"MGD",0]
["QUseP6",345,8.7999998999999995E-2,"MGD","QUseP6",345,8.7999998999999995E-2,"MGD","QUseP6",345,8.7999998999999995E-2,"MGD","QUseP6",345,8.7999998999999995E-2,"MGD","QUseP6",345,8.7999998999999995E-2,"MGD","QUseP6",345,8.7999998999999995E-2,"MGD",0]
["QUseP7",37,7.1499998999999995E-2,"MGD","QUseP7",37,7.1499998999999995E-2,"MGD","QUseP7",37,7.1499998999999995E-2,"MGD","QUseP7",37,7.1499998999999995E-2,"MGD","QUseP7",37,7.1499998999999995E-2,"MGD","QUseP7",37,7.1499998999999995E-2,"MGD",0]
["QUseP7",50,7.1499998999999995E-2,"MGD","QUseP7",50,7.1499998999999995E-2,"MGD","QUseP7",50,7.1499998999999995E-2,"MGD","QUseP7",50,7.1499998999999995E-2,"MGD","QUseP7",50,7.1499998999999995E-2,"MGD","QUseP7",50,7.1499998999999995E-2,"MGD",0]
["QUseP7",82,7.1499998999999995E-2,"MGD","QUseP7",82,7.1499998999999995E-2,"MGD","QUseP7",82,7.1499998999999995E-2,"MGD","QUseP7",82,7.1499998999999995E-2,"MGD","QUseP7",82,7.1499998999999995E-2,"MGD","QUseP7",82,7.1499998999999995E-2,"MGD",0]
["QUseP7",145,8.2499999000000004E-2,"MGD","QUseP7",145,8.2499999000000004E-2,"MGD","QUseP7",145,8.2499999000000004E-2,"MGD","QUseP7",145,8.2499999000000004E-2,"MGD","QUseP7",145,8.2499999000000004E-2,"MGD","QUseP7",145,8.2499999000000004E-2,"MGD",0]
["QUseP7",164,9.3499999E-2,"MGD","QUseP7",164,9.3499999E-2,"MGD","QUseP7",164,9.3499999E-2,"MGD","QUseP7",164,9.3499999E-2,"MGD","QUseP7",164,9.3499999E-2,"MGD","QUseP7",164,9.3499999E-2,"MGD",0]
["QUseP7",201,0.11549999900000001,"MGD","QUseP7",201,0.11549999900000001,"MGD","QUseP7",201,0.11549999900000001,"MGD","QUseP7",201,0.11549999900000001,"MGD","QUseP7",201,0.11549999900000001,"MGD","QUseP7",201,0.11549999900000001,"MGD",0]
["QUseP7",247,8.2499999000000004E-2,"MGD","QUseP7",247,8.2499999000000004E-2,"MGD","QUseP7",247,8.2499999000000004E-2,"MGD","QUseP7",247,8.2499999000000004E-2,"MGD","QUseP7",247,8.2499999000000004E-2,"MGD","QUseP7",247,8.2499999000000004E-2,"MGD",0]
["QUseP7",304,7.6999999E-2,"MGD","QUseP7",304,7.6999999E-2,"MGD","QUseP7",304,7.6999999E-2,"MGD","QUseP7",304,7.6999999E-2,"MGD","QUseP7",304,7.6999999E-2,"MGD","QUseP7",304,7.6999999E-2,"MGD",0]
["QUseP7",323,7.1499998999999995E-2,"MGD","QUseP7",323,7.1499998999999995E-2,"MGD","QUseP7",323,7.1499998999999995E-2,"MGD","QUseP7",323,7.1499998999999995E-2,"MGD","QUseP7",323,7.1499998999999995E-2,"MGD","QUseP7",323,7.1499998999999995E-2,"MGD",0]
["QUseP8",9,1.0999999999999999E-2,"MGD","QUseP8",9,1.0999999999999999E-2,"MGD","QUseP8",9,1.0999999999999999E-2,"MGD","QUseP8",9,1.0999999999999999E-2,"MGD","QUseP8",9,1.0999999999999999E-2,"MGD","QUseP8",9,1.0999999999999999E-2,"MGD",0]
["QUseP8",41,5.4999999999999997E-3,"MGD","QUseP8",41,5.4999999999999997E-3,"MGD","QUseP8",41,5.4999999999999997E-3,"MGD","QUseP8",41,5.4999999999999997E-3,"MGD","QUseP8",41,5.4999999999999997E-3,"MGD","QUseP8",41,5.4999999999999997E-3,"MGD",0]
["QUseP8",66,5.4999999999999997E-3,"MGD","QUseP8",66,5.4999999999999997E-3,"MGD","QUseP8",66,5.4999999999999997E-3,"MGD","QUseP8",66,5.4999999999999997E-3,"MGD","QUseP8",66,5.4999999999999997E-3,"MGD","QUseP8",66,5.4999999999999997E-3,"MGD",0]
["QUseP8",123,1.0999999999999999E-2,"MGD","QUseP8",123,1.0999999999999999E-2,"MGD","QUseP8",123,1.0999999999999999E-2,"MGD","QUseP8",123,1.0999999999999999E-2,"MGD","QUseP8",123,1.0999999999999999E-2,"MGD","QUseP8",123,1.0999999999999999E-2,"MGD",0]
["QUseP8",160,1.0999999999999999E-2,"MGD","QUseP8",160,1.0999999999999999E-2,"MGD","QUseP8",160,1.0999999999999999E-2,"MGD","QUseP8",160,1.0999999999999999E-2,"MGD","QUseP8",160,1.0999999999999999E-2,"MGD","QUseP8",160,1.0999999999999999E-2,"MGD",0]
["QUseP8",206,1.6500000000000001E-2,"MGD","QUseP8",206,1.6500000000000001E-2,"MGD","QUseP8",206,1.6500000000000001E-2,"MGD","QUseP8",206,1.6500000000000001E-2,"MGD","QUseP8",206,1.6500000000000001E-2,"MGD","QUseP8",206,1.6500000000000001E-2,"MGD",0]
["QUseP8",225,1.0999999999999999E-2,"MGD","QUseP8",225,1.0999999999999999E-2,"MGD","QUseP8",225,1.0999999999999999E-2,"MGD","QUseP8",225,1.0999999999999999E-2,"MGD","QUseP8",225,1.0999999999999999E-2,"MGD","QUseP8",225,1.0999999999999999E-2,"MGD",0]
["QUseP8",282,1.0999999999999999E-2,"MGD","QUseP8",282,1.0999999999999999E-2,"MGD","QUseP8",282,1.0999999999999999E-2,"MGD","QUseP8",282,1.0999999999999999E-2,"MGD","QUseP8",282,1.0999999999999999E-2,"MGD","QUseP8",282,1.0999999999999999E-2,"MGD",0]
["QUseP8",294,1.0999999999999999E-2,"MGD","QUseP8",294,1.0999999999999999E-2,"MGD","QUseP8",294,1.0999999999999999E-2,"MGD","QUseP8",294,1.0999999999999999E-2,"MGD","QUseP8",294,1.0999999999999999E-2,"MGD","QUseP8",294,1.0999999999999999E-2,"MGD",0]
["QUseP8",327,1.0999999999999999E-2,"MGD","QUseP8",327,1.0999999999999999E-2,"MGD","QUseP8",327,1.0999999999999999E-2,"MGD","QUseP8",327,1.0999999999999999E-2,"MGD","QUseP8",327,1.0999999999999999E-2,"MGD","QUseP8",327,1.0999999999999999E-2,"MGD",0]
["QUseNp2",25,1.106999992,"MGD","QUseNp2",25,1.106999992,"MGD","QUseNp2",25,1.106999992,"MGD","QUseNp2",25,1.106999992,"MGD","QUseNp2",25,1.106999992,"MGD","QUseNp2",25,1.106999992,"MGD",0]
["QUseNp2",44,1.0799999920000001,"MGD","QUseNp2",44,1.0799999920000001,"MGD","QUseNp2",44,1.0799999920000001,"MGD","QUseNp2",44,1.0799999920000001,"MGD","QUseNp2",44,1.0799999920000001,"MGD","QUseNp2",44,1.0799999920000001,"MGD",0]
["QUseNp2",80,1.0529999919999999,"MGD","QUseNp2",80,1.0529999919999999,"MGD","QUseNp2",80,1.0529999919999999,"MGD","QUseNp2",80,1.0529999919999999,"MGD","QUseNp2",80,1.0529999919999999,"MGD","QUseNp2",80,1.0529999919999999,"MGD",0]
["QUseNp2",127,1.26899999,"MGD","QUseNp2",127,1.26899999,"MGD","QUseNp2",127,1.26899999,"MGD","QUseNp2",127,1.26899999,"MGD","QUseNp2",127,1.26899999,"MGD","QUseNp2",127,1.26899999,"MGD",0]
["QUseNp2",184,1.7234999870000001,"MGD","QUseNp2",184,1.7234999870000001,"MGD","QUseNp2",184,1.7234999870000001,"MGD","QUseNp2",184,1.7234999870000001,"MGD","QUseNp2",184,1.7234999870000001,"MGD","QUseNp2",184,1.7234999870000001,"MGD",0]
["QUseNp2",209,1.7234999870000001,"MGD","QUseNp2",209,1.7234999870000001,"MGD","QUseNp2",209,1.7234999870000001,"MGD","QUseNp2",209,1.7234999870000001,"MGD","QUseNp2",209,1.7234999870000001,"MGD","QUseNp2",209,1.7234999870000001,"MGD",0]
["QUseNp2",253,1.2554999899999999,"MGD","QUseNp2",253,1.2554999899999999,"MGD","QUseNp2",253,1.2554999899999999,"MGD","QUseNp2",253,1.2554999899999999,"MGD","QUseNp2",253,1.2554999899999999,"MGD","QUseNp2",253,1.2554999899999999,"MGD",{"$f":"IF(ISNUMBER(C22596),IF(AVERAGE(C22596,G22596,K22596,O22596,S22596,W22596)<>MAX(C22596,G22596,K22596,O22596,S22596,W22596),1,0),\"\")","v":0}]
["QUseNp2",286,1.1699999910000001,"MGD","QUseNp2",286,1.1699999910000001,"MGD","QUseNp2",286,1.1699999910000001,"MGD","QUseNp2",286,1.1699999910000001,"MGD","QUseNp2",286,1.1699999910000001,"MGD","QUseNp2",286,1.1699999910000001,"MGD",0]
["QUseNp2",311,1.0529999919999999,"MGD","QUseNp2",311,1.0529999919999999,"MGD","QUseNp2",311,1.0529999919999999,"MGD","QUseNp2",311,1.0529999919999999,"MGD","QUseNp2",311,1.0529999919999999,"MGD","QUseNp2",311,1.0529999919999999,"MGD",0]
["QUseNp3",3,1.35E-2,"MGD","QUseNp3",3,1.35E-2,"MGD","QUseNp3",3,1.35E-2,"MGD","QUseNp3",3,1.35E-2,"MGD","QUseNp3",3,1.35E-2,"MGD","QUseNp3",3,1.35E-2,"MGD",0]
["QUseNp3",39,8.9999999999999993E-3,"MGD","QUseNp3",39,8.9999999999999993E-3,"MGD","QUseNp3",39,8.9999999999999993E-3,"MGD","QUseNp3",39,8.9999999999999993E-3,"MGD","QUseNp3",39,8.9999999999999993E-3,"MGD","QUseNp3",39,8.9999999999999993E-3,"MGD",0]
["QUseNp3",86,8.9999999999999993E-3,"MGD","QUseNp3",86,8.9999999999999993E-3,"MGD","QUseNp3",86,8.9999999999999993E-3,"MGD","QUseNp3",86,8.9999999999999993E-3,"MGD","QUseNp3",86,8.9999999999999993E-3,"MGD","QUseNp3",86,8.9999999999999993E-3,"MGD",0]
["QUseNp3",105,1.35E-2,"MGD","QUseNp3",105,1.35E-2,"MGD","QUseNp3",105,1.35E-2,"MGD","QUseNp3",105,1.35E-2,"MGD","QUseNp3",105,1.35E-2,"MGD","QUseNp3",105,1.35E-2,"MGD",0]
["QUseNp3",168,1.35E-2,"MGD","QUseNp3",168,1.35E-2,"MGD","QUseNp3",168,1.35E-2,"MGD","QUseNp3",168,1.35E-2,"MGD","QUseNp3",168,1.35E-2,"MGD","QUseNp3",168,1.35E-2,"MGD",0]
["QUseNp3",173,1.35E-2,"MGD","QUseNp3",173,1.35E-2,"MGD","QUseNp3",173,1.35E-2,"MGD","QUseNp3",173,1.35E-2,"MGD","QUseNp3",173,1.35E-2,"MGD","QUseNp3",173,1.35E-2,"MGD",0]
["QUseNp3",245,1.35E-2,"MGD","QUseNp3",245,1.35E-2,"MGD","QUseNp3",245,1.35E-2,"MGD","QUseNp3",245,1.35E-2,"MGD","QUseNp3",245,1.35E-2,"MGD","QUseNp3",245,1.35E-2,"MGD",0]
["QUseNp3",270,1.35E-2,"MGD","QUseNp3",270,1.35E-2,"MGD","QUseNp3",270,1.35E-2,"MGD","QUseNp3",270,1.35E-2,"MGD","QUseNp3",270,1.35E-2,"MGD","QUseNp3",270,1.35E-2,"MGD",0]
["QUseNp3",289,1.35E-2,"MGD","QUseNp3",289,1.35E-2,"MGD","QUseNp3",289,1.35E-2,"MGD","QUseNp3",289,1.35E-2,"MGD","QUseNp3",289,1.35E-2,"MGD","QUseNp3",289,1.35E-2,"MGD",0]
["QUseNp3",346,8.9999999999999993E-3,"MGD","QUseNp3",346,8.9999999999999993E-3,"MGD","QUseNp3",346,8.9999999999999993E-3,"MGD","QUseNp3",346,8.9999999999999993E-3,"MGD","QUseNp3",346,8.9999999999999993E-3,"MGD","QUseNp3",346,8.9999999999999993E-3,"MGD",0]
["QUseNp4",7,0.16199999900000001,"MGD","QUseNp4",7,0.16199999900000001,"MGD","QUseNp4",7,0.16199999900000001,"MGD","QUseNp4",7,0.16199999900000001,"MGD","QUseNp4",7,0.16199999900000001,"MGD","QUseNp4",7,0.16199999900000001,"MGD",0]
["QUseNp4",64,0.152999999,"MGD","QUseNp4",64,0.152999999,"MGD","QUseNp4",64,0.152999999,"MGD","QUseNp4",64,0.152999999,"MGD","QUseNp4",64,0.152999999,"MGD","QUseNp4",64,0.152999999,"MGD",0]
["QUseNp4",89,0.152999999,"MGD","QUseNp4",89,0.152999999,"MGD","QUseNp4",89,0.152999999,"MGD","QUseNp4",89,0.152999999,"MGD","QUseNp4",89,0.152999999,"MGD","QUseNp4",89,0.152999999,"MGD",0]
["QUseNp4",132,0.184499999,"MGD","QUseNp4",132,0.184499999,"MGD","QUseNp4",132,0.184499999,"MGD","QUseNp4",132,0.184499999,"MGD","QUseNp4",132,0.184499999,"MGD","QUseNp4",132,0.184499999,"MGD",0]
["QUseNp4",166,0.20249999799999999,"MGD","QUseNp4",166,0.20249999799999999,"MGD","QUseNp4",166,0.20249999799999999,"MGD","QUseNp4",166,0.20249999799999999,"MGD","QUseNp4",166,0.20249999799999999,"MGD","QUseNp4",166,0.20249999799999999,"MGD",0]
["QUseNp4",191,0.251999998,"MGD","QUseNp4",191,0.251999998,"MGD","QUseNp4",191,0.251999998,"MGD","QUseNp4",191,0.251999998,"MGD","QUseNp4",191,0.251999998,"MGD","QUseNp4",191,0.251999998,"MGD",0]
["QUseNp4",248,0.184499999,"MGD","QUseNp4",248,0.184499999,"MGD","QUseNp4",248,0.184499999,"MGD","QUseNp4",248,0.184499999,"MGD","QUseNp4",248,0.184499999,"MGD","QUseNp4",248,0.184499999,"MGD",0]
["QUseNp4",266,0.184499999,"MGD","QUseNp4",266,0.184499999,"MGD","QUseNp4",266,0.184499999,"MGD","QUseNp4",266,0.184499999,"MGD","QUseNp4",266,0.184499999,"MGD","QUseNp4",266,0.184499999,"MGD",0]
["QUseNp4",331,0.152999999,"MGD","QUseNp4",331,0.152999999,"MGD","QUseNp4",331,0.152999999,"MGD","QUseNp4",331,0.152999999,"MGD","QUseNp4",331,0.152999999,"MGD","QUseNp4",331,0.152999999,"MGD",0]
["QUseNp4",350,0.157499999,"MGD","QUseNp4",350,0.157499999,"MGD","QUseNp4",350,0.157499999,"MGD","QUseNp4",350,0.157499999,"MGD","QUseNp4",350,0.157499999,"MGD","QUseNp4",350,0.157499999,"MGD",0]
["QUseNp5",48,0,"MGD","QUseNp5",48,0,"MGD","QUseNp5",48,0,"MGD","QUseNp5",48,0,"MGD","QUseNp5",48,0,"MGD","QUseNp5",48,0,"MGD",0]
["QUseNp5",52,0,"MGD","QUseNp5",52,0,"MGD","QUseNp5",52,0,"MGD","QUseNp5",52,0,"MGD","QUseNp5",52,0,"MGD","QUseNp5",52,0,"MGD",0]
["QUseNp5",125,4.4999999999999997E-3,"MGD","QUseNp5",125,4.4999999999999997E-3,"MGD","QUseNp5",125,4.4999999999999997E-3,"MGD","QUseNp5",125,4.4999999999999997E-3,"MGD","QUseNp5",125,4.4999999999999997E-3,"MGD","QUseNp5",125,4.4999999999999997E-3,"MGD",0]
["QUseNp5",150,4.4999999999999997E-3,"MGD","QUseNp5",150,4.4999999999999997E-3,"MGD","QUseNp5",150,4.4999999999999997E-3,"MGD","QUseNp5",150,4.4999999999999997E-3,"MGD","QUseNp5",150,4.4999999999999997E-3,"MGD","QUseNp5",150,4.4999999999999997E-3,"MGD",0]
["QUseNp5",169,4.4999999999999997E-3,"MGD","QUseNp5",169,4.4999999999999997E-3,"MGD","QUseNp5",169,4.4999999999999997E-3,"MGD","QUseNp5",169,4.4999999999999997E-3,"MGD","QUseNp5",169,4.4999999999999997E-3,"MGD","QUseNp5",169,4.4999999999999997E-3,"MGD",0]
["QUseNp5",225,4.4999999999999997E-3,"MGD","QUseNp5",225,4.4999999999999997E-3,"MGD","QUseNp5",225,4.4999999999999997E-3,"MGD","QUseNp5",225,4.4999999999999997E-3,"MGD","QUseNp5",225,4.4999999999999997E-3,"MGD","QUseNp5",225,4.4999999999999997E-3,"MGD",0]
["QUseNp5",252,4.4999999999999997E-3,"MGD","QUseNp5",252,4.4999999999999997E-3,"MGD","QUseNp5",252,4.4999999999999997E-3,"MGD","QUseNp5",252,4.4999999999999997E-3,"MGD","QUseNp5",252,4.4999999999999997E-3,"MGD","QUseNp5",252,4.4999999999999997E-3,"MGD",0]
["QUseNp5",309,0,"MGD","QUseNp5",309,0,"MGD","QUseNp5",309,0,"MGD","QUseNp5",309,0,"MGD","QUseNp5",309,0,"MGD","QUseNp5",309,0,"MGD",0]
["QUseNp5",334,0,"MGD","QUseNp5",334,0,"MGD","QUseNp5",334,0,"MGD","QUseNp5",334,0,"MGD","QUseNp5",334,0,"MGD","QUseNp5",334,0,"MGD",0]
["QUseNp6",11,7.6499998999999999E-2,"MGD","QUseNp6",11,7.6499998999999999E-2,"MGD","QUseNp6",11,7.6499998999999999E-2,"MGD","QUseNp6",11,7.6499998999999999E-2,"MGD","QUseNp6",11,7.6499998999999999E-2,"MGD","QUseNp6",11,7.6499998999999999E-2,"MGD",0]
["QUseNp6",52,7.1999998999999995E-2,"MGD","QUseNp6",52,7.1999998999999995E-2,"MGD","QUseNp6",52,7.1999998999999995E-2,"MGD","QUseNp6",52,7.1999998999999995E-2,"MGD","QUseNp6",52,7.1999998999999995E-2,"MGD","QUseNp6",52,7.1999998999999995E-2,"MGD",0]
["QUseNp6",71,7.1999998999999995E-2,"MGD","QUseNp6",71,7.1999998999999995E-2,"MGD","QUseNp6",71,7.1999998999999995E-2,"MGD","QUseNp6",71,7.1999998999999995E-2,"MGD","QUseNp6",71,7.1999998999999995E-2,"MGD","QUseNp6",71,7.1999998999999995E-2,"MGD",0]
["QUseNp6",128,8.0999999000000003E-2,"MGD","QUseNp6",128,8.0999999000000003E-2,"MGD","QUseNp6",128,8.0999999000000003E-2,"MGD","QUseNp6",128,8.0999999000000003E-2,"MGD","QUseNp6",128,8.0999999000000003E-2,"MGD","QUseNp6",128,8.0999999000000003E-2,"MGD",0]
["QUseNp6",184,0.107999999,"MGD","QUseNp6",184,0.107999999,"MGD","QUseNp6",184,0.107999999,"MGD","QUseNp6",184,0.107999999,"MGD","QUseNp6",184,0.107999999,"MGD","QUseNp6",184,0.107999999,"MGD",0]
["QUseNp6",211,0.107999999,"MGD","QUseNp6",211,0.107999999,"MGD","QUseNp6",211,0.107999999,"MGD","QUseNp6",211,0.107999999,"MGD","QUseNp6",211,0.107999999,"MGD","QUseNp6",211,0.107999999,"MGD",0]
["QUseNp6",230,0.103499999,"MGD","QUseNp6",230,0.103499999,"MGD","QUseNp6",230,0.103499999,"MGD","QUseNp6",230,0.103499999,"MGD","QUseNp6",230,0.103499999,"MGD","QUseNp6",230,0.103499999,"MGD",0]
["QUseNp6",293,7.6499998999999999E-2,"MGD","QUseNp6",293,7.6499998999999999E-2,"MGD","QUseNp6",293,7.6499998999999999E-2,"MGD","QUseNp6",293,7.6499998999999999E-2,"MGD","QUseNp6",293,7.6499998999999999E-2,"MGD","QUseNp6",293,7.6499998999999999E-2,"MGD",0]
["QUseNp6",335,7.1999998999999995E-2,"MGD","QUseNp6",335,7.1999998999999995E-2,"MGD","QUseNp6",335,7.1999998999999995E-2,"MGD","QUseNp6",335,7.1999998999999995E-2,"MGD","QUseNp6",335,7.1999998999999995E-2,"MGD","QUseNp6",335,7.1999998999999995E-2,"MGD",0]
["QUseNp6",338,7.1999998999999995E-2,"MGD","QUseNp6",338,7.1999998999999995E-2,"MGD","QUseNp6",338,7.1999998999999995E-2,"MGD","QUseNp6",338,7.1999998999999995E-2,"MGD","QUseNp6",338,7.1999998999999995E-2,"MGD","QUseNp6",338,7.1999998999999995E-2,"MGD",0]
["QUseNp7",30,6.3E-2,"MGD","QUseNp7",30,6.3E-2,"MGD","QUseNp7",30,6.3E-2,"MGD","QUseNp7",30,6.3E-2,"MGD","QUseNp7",30,6.3E-2,"MGD","QUseNp7",30,6.3E-2,"MGD",0]
["QUseNp7",49,5.8500000000000003E-2,"MGD","QUseNp7",49,5.8500000000000003E-2,"MGD","QUseNp7",49,5.8500000000000003E-2,"MGD","QUseNp7",49,5.8500000000000003E-2,"MGD","QUseNp7",49,5.8500000000000003E-2,"MGD","QUseNp7",49,5.8500000000000003E-2,"MGD",0]
["QUseNp7",104,6.3E-2,"MGD","QUseNp7",104,6.3E-2,"MGD","QUseNp7",104,6.3E-2,"MGD","QUseNp7",104,6.3E-2,"MGD","QUseNp7",104,6.3E-2,"MGD","QUseNp7",104,6.3E-2,"MGD",0]
["QUseNp7",132,6.7499999000000005E-2,"MGD","QUseNp7",132,6.7499999000000005E-2,"MGD","QUseNp7",132,6.7499999000000005E-2,"MGD","QUseNp7",132,6.7499999000000005E-2,"MGD","QUseNp7",132,6.7499999000000005E-2,"MGD","QUseNp7",132,6.7499999000000005E-2,"MGD",0]
["QUseNp7",189,9.4499999000000001E-2,"MGD","QUseNp7",189,9.4499999000000001E-2,"MGD","QUseNp7",189,9.4499999000000001E-2,"MGD","QUseNp7",189,9.4499999000000001E-2,"MGD","QUseNp7",189,9.4499999000000001E-2,"MGD","QUseNp7",189,9.4499999000000001E-2,"MGD",0]
["QUseNp7",214,8.9999998999999997E-2,"MGD","QUseNp7",214,8.9999998999999997E-2,"MGD","QUseNp7",214,8.9999998999999997E-2,"MGD","QUseNp7",214,8.9999998999999997E-2,"MGD","QUseNp7",214,8.9999998999999997E-2,"MGD","QUseNp7",214,8.9999998999999997E-2,"MGD",0]
["QUseNp7",255,6.7499999000000005E-2,"MGD","QUseNp7",255,6.7499999000000005E-2,"MGD","QUseNp7",255,6.7499999000000005E-2,"MGD","QUseNp7",255,6.7499999000000005E-2,"MGD","QUseNp7",255,6.7499999000000005E-2,"MGD","QUseNp7",255,6.7499999000000005E-2,"MGD",0]
["QUseNp7",297,6.3E-2,"MGD","QUseNp7",297,6.3E-2,"MGD","QUseNp7",297,6.3E-2,"MGD","QUseNp7",297,6.3E-2,"MGD","QUseNp7",297,6.3E-2,"MGD","QUseNp7",297,6.3E-2,"MGD",0]
["QUseNp7",354,5.8500000000000003E-2,"MGD","QUseNp7",354,5.8500000000000003E-2,"MGD","QUseNp7",354,5.8500000000000003E-2,"MGD","QUseNp7",354,5.8500000000000003E-2,"MGD","QUseNp7",354,5.8500000000000003E-2,"MGD","QUseNp7",354,5.8500000000000003E-2,"MGD",0]
["QUseNp8",8,8.9999999999999993E-3,"MGD","QUseNp8",8,8.9999999999999993E-3,"MGD","QUseNp8",8,8.9999999999999993E-3,"MGD","QUseNp8",8,8.9999999999999993E-3,"MGD","QUseNp8",8,8.9999999999999993E-3,"MGD","QUseNp8",8,8.9999999999999993E-3,"MGD",0]
["QUseNp8",63,4.4999999999999997E-3,"MGD","QUseNp8",63,4.4999999999999997E-3,"MGD","QUseNp8",63,4.4999999999999997E-3,"MGD","QUseNp8",63,4.4999999999999997E-3,"MGD","QUseNp8",63,4.4999999999999997E-3,"MGD","QUseNp8",63,4.4999999999999997E-3,"MGD",0]
["QUseNp8",91,8.9999999999999993E-3,"MGD","QUseNp8",91,8.9999999999999993E-3,"MGD","QUseNp8",91,8.9999999999999993E-3,"MGD","QUseNp8",91,8.9999999999999993E-3,"MGD","QUseNp8",91,8.9999999999999993E-3,"MGD","QUseNp8",91,8.9999999999999993E-3,"MGD",0]
["QUseNp8",116,8.9999999999999993E-3,"MGD","QUseNp8",116,8.9999999999999993E-3,"MGD","QUseNp8",116,8.9999999999999993E-3,"MGD","QUseNp8",116,8.9999999999999993E-3,"MGD","QUseNp8",116,8.9999999999999993E-3,"MGD","QUseNp8",116,8.9999999999999993E-3,"MGD",0]
["QUseNp8",173,8.9999999999999993E-3,"MGD","QUseNp8",173,8.9999999999999993E-3,"MGD","QUseNp8",173,8.9999999999999993E-3,"MGD","QUseNp8",173,8.9999999999999993E-3,"MGD","QUseNp8",173,8.9999999999999993E-3,"MGD","QUseNp8",173,8.9999999999999993E-3,"MGD",0]
["QUseNp8",214,8.9999999999999993E-3,"MGD","QUseNp8",214,8.9999999999999993E-3,"MGD","QUseNp8",214,8.9999999999999993E-3,"MGD","QUseNp8",214,8.9999999999999993E-3,"MGD","QUseNp8",214,8.9999999999999993E-3,"MGD","QUseNp8",214,8.9999999999999993E-3,"MGD",0]
["QUseNp8",256,8.9999999999999993E-3,"MGD","QUseNp8",256,8.9999999999999993E-3,"MGD","QUseNp8",256,8.9999999999999993E-3,"MGD","QUseNp8",256,8.9999999999999993E-3,"MGD","QUseNp8",256,8.9999999999999993E-3,"MGD","QUseNp8",256,8.9999999999999993E-3,"MGD",0]
["QUseNp8",275,8.9999999999999993E-3,"MGD","QUseNp8",275,8.9999999999999993E-3,"MGD","QUseNp8",275,8.9999999999999993E-3,"MGD","QUseNp8",275,8.9999999999999993E-3,"MGD","QUseNp8",275,8.9999999999999993E-3,"MGD","QUseNp8",275,8.9999999999999993E-3,"MGD",0]
["QUseNp8",332,8.9999999999999993E-3,"MGD","QUseNp8",332,8.9999999999999993E-3,"MGD","QUseNp8",332,8.9999999999999993E-3,"MGD","QUseNp8",332,8.9999999999999993E-3,"MGD","QUseNp8",332,8.9999999999999993E-3,"MGD","QUseNp8",332,8.9999999999999993E-3,"MGD",0]
["QUseNp8",348,8.9999999999999993E-3,"MGD","QUseNp8",348,8.9999999999999993E-3,"MGD","QUseNp8",348,8.9999999999999993E-3,"MGD","QUseNp8",348,8.9999999999999993E-3,"MGD","QUseNp8",348,8.9999999999999993E-3,"MGD","QUseNp8",348,8.9999999999999993E-3,"MGD",0]
["QGwWwtp",12,0.14557921800000001,"MGD","QGwWwtp",12,0.14557921800000001,"MGD","QGwWwtp",12,0.14557921800000001,"MGD","QGwWwtp",12,0.14557921800000001,"MGD","QGwWwtp",12,0.14557921800000001,"MGD","QGwWwtp",12,0.14557921800000001,"MGD",0]
["QGwWwtp",75,0.13733888499999999,"MGD","QGwWwtp",75,0.13733888499999999,"MGD","QGwWwtp",75,0.13733888499999999,"MGD","QGwWwtp",75,0.13733888499999999,"MGD","QGwWwtp",75,0.13733888499999999,"MGD","QGwWwtp",75,0.13733888499999999,"MGD",0]
["QGwWwtp",94,0.149718459,"MGD","QGwWwtp",94,0.149718459,"MGD","QGwWwtp",94,0.149718459,"MGD","QGwWwtp",94,0.149718459,"MGD","QGwWwtp",94,0.149718459,"MGD","QGwWwtp",94,0.149718459,"MGD",0]
["QGwWwtp",151,0.13810187900000001,"MGD","QGwWwtp",151,0.13810187900000001,"MGD","QGwWwtp",151,0.13810187900000001,"MGD","QGwWwtp",151,0.13810187900000001,"MGD","QGwWwtp",151,0.13810187900000001,"MGD","QGwWwtp",151,0.13810187900000001,"MGD",0]
["QGwWwtp",188,0.16658062200000001,"MGD","QGwWwtp",188,0.16658062200000001,"MGD","QGwWwtp",188,0.16658062200000001,"MGD","QGwWwtp",188,0.16658062200000001,"MGD","QGwWwtp",188,0.16658062200000001,"MGD","QGwWwtp",188,0.16658062200000001,"MGD",0]
["QGwWwtp",234,0.163089926,"MGD","QGwWwtp",234,0.163089926,"MGD","QGwWwtp",234,0.163089926,"MGD","QGwWwtp",234,0.163089926,"MGD","QGwWwtp",234,0.163089926,"MGD","QGwWwtp",234,0.163089926,"MGD",0]
["QGwWwtp",259,0.13695738800000001,"MGD","QGwWwtp",259,0.13695738800000001,"MGD","QGwWwtp",259,0.13695738800000001,"MGD","QGwWwtp",259,0.13695738800000001,"MGD","QGwWwtp",259,0.13695738800000001,"MGD","QGwWwtp",259,0.13695738800000001,"MGD",0]
["QGwWwtp",278,0.15290395800000001,"MGD","QGwWwtp",278,0.15290395800000001,"MGD","QGwWwtp",278,0.15290395800000001,"MGD","QGwWwtp",278,0.15290395800000001,"MGD","QGwWwtp",278,0.15290395800000001,"MGD","QGwWwtp",278,0.15290395800000001,"MGD",0]
["QGwWwtp",339,0.13917007000000001,"MGD","QGwWwtp",339,0.13917007000000001,"MGD","QGwWwtp",339,0.13917007000000001,"MGD","QGwWwtp",339,0.13917007000000001,"MGD","QGwWwtp",339,0.13917007000000001,"MGD","QGwWwtp",339,0.13917007000000001,"MGD",0]
["QGwWwtp",361,0.13917007000000001,"MGD","QGwWwtp",361,0.13917007000000001,"MGD","QGwWwtp",361,0.13917007000000001,"MGD","QGwWwtp",361,0.13917007000000001,"MGD","QGwWwtp",361,0.13917007000000001,"MGD","QGwWwtp",361,0.13917007000000001,"MGD",0]
["QUsePSep",53,0.98248919199999996,"MGD","QUsePSep",53,0.98248919199999996,"MGD","QUsePSep",53,0.98248919199999996,"MGD","QUsePSep",53,0.98248919199999996,"MGD","QUsePSep",53,0.98248919199999996,"MGD","QUsePSep",53,0.98248919199999996,"MGD",0]
["QUsePSep",72,0.95696999299999996,"MGD","QUsePSep",72,0.95696999299999996,"MGD","QUsePSep",72,0.95696999299999996,"MGD","QUsePSep",72,0.95696999299999996,"MGD","QUsePSep",72,0.95696999299999996,"MGD","QUsePSep",72,0.95696999299999996,"MGD",0]
["QUsePSep",108,1.0426477919999999,"MGD","QUsePSep",108,1.0426477919999999,"MGD","QUsePSep",108,1.0426477919999999,"MGD","QUsePSep",108,1.0426477919999999,"MGD","QUsePSep",108,1.0426477919999999,"MGD","QUsePSep",108,1.0426477919999999,"MGD",0]
["QUsePSep",155,0.95117609299999994,"MGD","QUsePSep",155,0.95117609299999994,"MGD","QUsePSep",155,0.95117609299999994,"MGD","QUsePSep",155,0.95117609299999994,"MGD","QUsePSep",155,0.95117609299999994,"MGD","QUsePSep",155,0.95117609299999994,"MGD",0]
["QUsePSep",180,0.95117609299999994,"MGD","QUsePSep",180,0.95117609299999994,"MGD","QUsePSep",180,0.95117609299999994,"MGD","QUsePSep",180,0.95117609299999994,"MGD","QUsePSep",180,0.95117609299999994,"MGD","QUsePSep",180,0.95117609299999994,"MGD",0]
["QUsePSep",237,1.102607992,"MGD","QUsePSep",237,1.102607992,"MGD","QUsePSep",237,1.102607992,"MGD","QUsePSep",237,1.102607992,"MGD","QUsePSep",237,1.102607992,"MGD","QUsePSep",237,1.102607992,"MGD",0]
["QUsePSep",259,0.91925539300000003,"MGD","QUsePSep",259,0.91925539300000003,"MGD","QUsePSep",259,0.91925539300000003,"MGD","QUsePSep",259,0.91925539300000003,"MGD","QUsePSep",259,0.91925539300000003,"MGD","QUsePSep",259,0.91925539300000003,"MGD",0]
["QUsePSep",320,0.96015989300000004,"MGD","QUsePSep",320,0.96015989300000004,"MGD","QUsePSep",320,0.96015989300000004,"MGD","QUsePSep",320,0.96015989300000004,"MGD","QUsePSep",320,0.96015989300000004,"MGD","QUsePSep",320,0.96015989300000004,"MGD",0]
["QUsePSep",339,0.96972959299999995,"MGD","QUsePSep",339,0.96972959299999995,"MGD","QUsePSep",339,0.96972959299999995,"MGD","QUsePSep",339,0.96972959299999995,"MGD","QUsePSep",339,0.96972959299999995,"MGD","QUsePSep",339,0.96972959299999995,"MGD",0]
["QUsePSepExt",31,0,"MGD","QUsePSepExt",31,0,"MGD","QUsePSepExt",31,0,"MGD","QUsePSepExt",31,0,"MGD","QUsePSepExt",31,0,"MGD","QUsePSepExt",31,0,"MGD",0]
["QUsePSepExt",67,0,"MGD","QUsePSepExt",67,0,"MGD","QUsePSepExt",67,0,"MGD","QUsePSepExt",67,0,"MGD","QUsePSepExt",67,0,"MGD","QUsePSepExt",67,0,"MGD",0]
["QUsePSepExt",114,0,"MGD","QUsePSepExt",114,0,"MGD","QUsePSepExt",114,0,"MGD","QUsePSepExt",114,0,"MGD","QUsePSepExt",114,0,"MGD","QUsePSepExt",114,0,"MGD",0]
["QUsePSepExt",139,0,"MGD","QUsePSepExt",139,0,"MGD","QUsePSepExt",139,0,"MGD","QUsePSepExt",139,0,"MGD","QUsePSepExt",139,0,"MGD","QUsePSepExt",139,0,"MGD",0]
["QUsePSepExt",158,0,"MGD","QUsePSepExt",158,0,"MGD","QUsePSepExt",158,0,"MGD","QUsePSepExt",158,0,"MGD","QUsePSepExt",158,0,"MGD","QUsePSepExt",158,0,"MGD",0]
["QUsePSepExt",218,0,"MGD","QUsePSepExt",218,0,"MGD","QUsePSepExt",218,0,"MGD","QUsePSepExt",218,0,"MGD","QUsePSepExt",218,0,"MGD","QUsePSepExt",218,0,"MGD",0]
["QUsePSepExt",241,0,"MGD","QUsePSepExt",241,0,"MGD","QUsePSepExt",241,0,"MGD","QUsePSepExt",241,0,"MGD","QUsePSepExt",241,0,"MGD","QUsePSepExt",241,0,"MGD",0]
["QUsePSepExt",298,0,"MGD","QUsePSepExt",298,0,"MGD","QUsePSepExt",298,0,"MGD","QUsePSepExt",298,0,"MGD","QUsePSepExt",298,0,"MGD","QUsePSepExt",298,0,"MGD",0]
["QUsePSepExt",323,0,"MGD","QUsePSepExt",323,0,"MGD","QUsePSepExt",323,0,"MGD","QUsePSepExt",323,0,"MGD","QUsePSepExt",323,0,"MGD","QUsePSepExt",323,0,"MGD",0]
["QUsePSepExt",352,0,"MGD","QUsePSepExt",352,0,"MGD","QUsePSepExt",352,0,"MGD","QUsePSepExt",352,0,"MGD","QUsePSepExt",352,0,"MGD","QUsePSepExt",352,0,"MGD",0]
["QUseNpSep",35,0.85072679399999995,"MGD","QUseNpSep",35,0.85072679399999995,"MGD","QUseNpSep",35,0.85072679399999995,"MGD","QUseNpSep",35,0.85072679399999995,"MGD","QUseNpSep",35,0.85072679399999995,"MGD","QUseNpSep",35,0.85072679399999995,"MGD",0]
["QUseNpSep",60,0.82862999400000004,"MGD","QUseNpSep",60,0.82862999400000004,"MGD","QUseNpSep",60,0.82862999400000004,"MGD","QUseNpSep",60,0.82862999400000004,"MGD","QUseNpSep",60,0.82862999400000004,"MGD","QUseNpSep",60,0.82862999400000004,"MGD",0]
["QUseNpSep",117,0.90390419300000002,"MGD","QUseNpSep",117,0.90390419300000002,"MGD","QUseNpSep",117,0.90390419300000002,"MGD","QUseNpSep",117,0.90390419300000002,"MGD","QUseNpSep",117,0.90390419300000002,"MGD","QUseNpSep",117,0.90390419300000002,"MGD",0]
["QUseNpSep",138,0.83828339399999996,"MGD","QUseNpSep",138,0.83828339399999996,"MGD","QUseNpSep",138,0.83828339399999996,"MGD","QUseNpSep",138,0.83828339399999996,"MGD","QUseNpSep",138,0.83828339399999996,"MGD","QUseNpSep",138,0.83828339399999996,"MGD",0]
["QUseNpSep",200,1.0432367920000001,"MGD","QUseNpSep",200,1.0432367920000001,"MGD","QUseNpSep",200,1.0432367920000001,"MGD","QUseNpSep",200,1.0432367920000001,"MGD","QUseNpSep",200,1.0432367920000001,"MGD","QUseNpSep",200,1.0432367920000001,"MGD",0]
["QUseNpSep",219,1.017791992,"MGD","QUseNpSep",219,1.017791992,"MGD","QUseNpSep",219,1.017791992,"MGD","QUseNpSep",219,1.017791992,"MGD","QUseNpSep",219,1.017791992,"MGD","QUseNpSep",219,1.017791992,"MGD",0]
["QUseNpSep",282,0.92254139300000004,"MGD","QUseNpSep",282,0.92254139300000004,"MGD","QUseNpSep",282,0.92254139300000004,"MGD","QUseNpSep",282,0.92254139300000004,"MGD","QUseNpSep",282,0.92254139300000004,"MGD","QUseNpSep",282,0.92254139300000004,"MGD",0]
["QUseNpSep",311,0.83139209400000003,"MGD","QUseNpSep",311,0.83139209400000003,"MGD","QUseNpSep",311,0.83139209400000003,"MGD","QUseNpSep",311,0.83139209400000003,"MGD","QUseNpSep",311,0.83139209400000003,"MGD","QUseNpSep",311,0.83139209400000003,"MGD",0]
["QUseNpSep",359,0.83967839399999999,"MGD","QUseNpSep",359,0.83967839399999999,"MGD","QUseNpSep",359,0.83967839399999999,"MGD","QUseNpSep",359,0.83967839399999999,"MGD","QUseNpSep",359,0.83967839399999999,"MGD","QUseNpSep",359,0.83967839399999999,"MGD",0]
["QUseNpSepExt",19,0,"MGD","QUseNpSepExt",19,0,"MGD","QUseNpSepExt",19,0,"MGD","QUseNpSepExt",19,0,"MGD","QUseNpSepExt",19,0,"MGD","QUseNpSepExt",19,0,"MGD",0]
["QUseNpSepExt",76,0,"MGD","QUseNpSepExt",76,0,"MGD","QUseNpSepExt",76,0,"MGD","QUseNpSepExt",76,0,"MGD","QUseNpSepExt",76,0,"MGD","QUseNpSepExt",76,0,"MGD",0]
["QUseNpSepExt",80,0,"MGD","QUseNpSepExt",80,0,"MGD","QUseNpSepExt",80,0,"MGD","QUseNpSepExt",80,0,"MGD","QUseNpSepExt",80,0,"MGD","QUseNpSepExt",80,0,"MGD",0]
["QUseNpSepExt",121,0,"MGD","QUseNpSepExt",121,0,"MGD","QUseNpSepExt",121,0,"MGD","QUseNpSepExt",121,0,"MGD","QUseNpSepExt",121,0,"MGD","QUseNpSepExt",121,0,"MGD",0]
["QUseNpSepExt",178,0,"MGD","QUseNpSepExt",178,0,"MGD","QUseNpSepExt",178,0,"MGD","QUseNpSepExt",178,0,"MGD","QUseNpSepExt",178,0,"MGD","QUseNpSepExt",178,0,"MGD",0]
["QUseNpSepExt",203,0,"MGD","QUseNpSepExt",203,0,"MGD","QUseNpSepExt",203,0,"MGD","QUseNpSepExt",203,0,"MGD","QUseNpSepExt",203,0,"MGD","QUseNpSepExt",203,0,"MGD",0]
["QUseNpSepExt",231,0,"MGD","QUseNpSepExt",231,0,"MGD","QUseNpSepExt",231,0,"MGD","QUseNpSepExt",231,0,"MGD","QUseNpSepExt",231,0,"MGD","QUseNpSepExt",231,0,"MGD",0]
["QUseNpSepExt",280,0,"MGD","QUseNpSepExt",280,0,"MGD","QUseNpSepExt",280,0,"MGD","QUseNpSepExt",280,0,"MGD","QUseNpSepExt",280,0,"MGD","QUseNpSepExt",280,0,"MGD",0]
["QUseNpSepExt",343,0,"MGD","QUseNpSepExt",343,0,"MGD","QUseNpSepExt",343,0,"MGD","QUseNpSepExt",343,0,"MGD","QUseNpSepExt",343,0,"MGD","QUseNpSepExt",343,0,"MGD",0]
["QUseNpSepExt",362,0,"MGD","QUseNpSepExt",362,0,"MGD","QUseNpSepExt",362,0,"MGD","QUseNpSepExt",362,0,"MGD","QUseNpSepExt",362,0,"MGD","QUseNpSepExt",362,0,"MGD",0]
["LWtpUseP1",39,0.31647301500000002,"lbs/day","LWtpUseP1",39,0.31456201900000003,"lbs/day","LWtpUseP1",39,0.31455960799999999,"lbs/day","LWtpUseP1",39,0.31456832099999998,"lbs/day","LWtpUseP1",39,0.31456888900000002,"lbs/day","LWtpUseP1",39,0.31456147600000001,"lbs/day",1]
["LWtpUseP1",80,0.31714406000000001,"lbs/day","LWtpUseP1",80,0.31530123599999998,"lbs/day","LWtpUseP1",80,0.31530675200000002,"lbs/day","LWtpUseP1",80,0.31529884600000002,"lbs/day","LWtpUseP1",80,0.315304158,"lbs/day","LWtpUseP1",80,0.315300148,"lbs/day",1]
["LWtpUseP1",99,0.30508748600000002,"lbs/day","LWtpUseP1",99,0.3023922,"lbs/day","LWtpUseP1",99,0.30239202900000001,"lbs/day","LWtpUseP1",99,0.302382663,"lbs/day","LWtpUseP1",99,0.30239220300000003,"lbs/day","LWtpUseP1",99,0.30239220100000003,"lbs/day",1]
["LWtpUseP1",162,0.28486055100000002,"lbs/day","LWtpUseP1",162,0.28102778099999998,"lbs/day","LWtpUseP1",162,0.28103434799999999,"lbs/day","LWtpUseP1",162,0.28102778099999998,"lbs/day","LWtpUseP1",162,0.28102778099999998,"lbs/day","LWtpUseP1",162,0.28103484499999998,"lbs/day",1]
["LWtpUseP1",190,0.35227629199999999,"lbs/day","LWtpUseP1",190,0.350087551,"lbs/day","LWtpUseP1",190,0.35009945999999997,"lbs/day","LWtpUseP1",190,0.35010692599999998,"lbs/day","LWtpUseP1",190,0.35009396500000001,"lbs/day","LWtpUseP1",190,0.35010225,"lbs/day",1]
["LWtpUseP1",239,1.046512369,"lbs/day","LWtpUseP1",239,0.26686470800000001,"lbs/day","LWtpUseP1",239,0.26687643599999999,"lbs/day","LWtpUseP1",239,0.26686769199999999,"lbs/day","LWtpUseP1",239,0.26688500700000001,"lbs/day","LWtpUseP1",239,0.26688085499999997,"lbs/day",1]
["LWtpUseP1",264,0.82389906800000001,"lbs/day","LWtpUseP1",264,0.29557211100000003,"lbs/day","LWtpUseP1",264,0.29556107199999998,"lbs/day","LWtpUseP1",264,0.29556134299999998,"lbs/day","LWtpUseP1",264,0.29556137599999999,"lbs/day","LWtpUseP1",264,0.29555596000000001,"lbs/day",1]
["LWtpUseP1",321,0.69079002700000003,"lbs/day","LWtpUseP1",321,0.31771020900000002,"lbs/day","LWtpUseP1",321,0.31770965600000001,"lbs/day","LWtpUseP1",321,0.31771020900000002,"lbs/day","LWtpUseP1",321,0.31771020900000002,"lbs/day","LWtpUseP1",321,0.31770206000000001,"lbs/day",1]
["LWtpUseP1",324,0.69079002700000003,"lbs/day","LWtpUseP1",324,0.31771020900000002,"lbs/day","LWtpUseP1",324,0.31770880099999999,"lbs/day","LWtpUseP1",324,0.31771020900000002,"lbs/day","LWtpUseP1",324,0.31771020900000002,"lbs/day","LWtpUseP1",324,0.31771020900000002,"lbs/day",1]
["LWtpUseNp1",1,0.25809279499999999,"lbs/day","LWtpUseNp1",1,0.26048407099999998,"lbs/day","LWtpUseNp1",1,0.26048406899999998,"lbs/day","LWtpUseNp1",1,0.26048406899999998,"lbs/day","LWtpUseNp1",1,0.26048409500000003,"lbs/day","LWtpUseNp1",1,0.26048406899999998,"lbs/day",1]
["LWtpUseNp1",58,0.25937352400000002,"lbs/day","LWtpUseNp1",58,0.26126370999999998,"lbs/day","LWtpUseNp1",58,0.26127305899999997,"lbs/day","LWtpUseNp1",58,0.26126358700000002,"lbs/day","LWtpUseNp1",58,0.26126878599999998,"lbs/day","LWtpUseNp1",58,0.26127169,"lbs/day",1]
["LWtpUseNp1",83,0.25868930299999998,"lbs/day","LWtpUseNp1",83,0.26052681799999999,"lbs/day","LWtpUseNp1",83,0.26052455699999999,"lbs/day","LWtpUseNp1",83,0.26053379399999999,"lbs/day","LWtpUseNp1",83,0.26052974000000001,"lbs/day","LWtpUseNp1",83,0.26052441500000001,"lbs/day",1]
["LWtpUseNp1",149,0.250628458,"lbs/day","LWtpUseNp1",149,0.253778059,"lbs/day","LWtpUseNp1",149,0.25378477199999999,"lbs/day","LWtpUseNp1",149,0.25378638100000001,"lbs/day","LWtpUseNp1",149,0.253775323,"lbs/day","LWtpUseNp1",149,0.25378219499999999,"lbs/day",1]
["LWtpUseNp1",166,0.24528350600000001,"lbs/day","LWtpUseNp1",166,0.248905192,"lbs/day","LWtpUseNp1",166,0.24889492299999999,"lbs/day","LWtpUseNp1",166,0.24890517400000001,"lbs/day","LWtpUseNp1",166,0.248905192,"lbs/day","LWtpUseNp1",166,0.24889314700000001,"lbs/day",1]
["LWtpUseNp1",223,0.23384037399999999,"lbs/day","LWtpUseNp1",223,0.24220238699999999,"lbs/day","LWtpUseNp1",223,0.242186655,"lbs/day","LWtpUseNp1",223,0.24219237399999999,"lbs/day","LWtpUseNp1",223,0.242201682,"lbs/day","LWtpUseNp1",223,0.242191978,"lbs/day",1]
["LWtpUseNp1",242,0.85623747100000003,"lbs/day","LWtpUseNp1",242,0.24219813300000001,"lbs/day","LWtpUseNp1",242,0.24218405900000001,"lbs/day","LWtpUseNp1",242,0.24219234100000001,"lbs/day","LWtpUseNp1",242,0.242183167,"lbs/day","LWtpUseNp1",242,0.24217939399999999,"lbs/day",1]
["LWtpUseNp1",283,0.62715639400000001,"lbs/day","LWtpUseNp1",283,0.25843912600000002,"lbs/day","LWtpUseNp1",283,0.25844632499999998,"lbs/day","LWtpUseNp1",283,0.258436359,"lbs/day","LWtpUseNp1",283,0.25844249800000002,"lbs/day","LWtpUseNp1",283,0.25843780700000002,"lbs/day",1]
["LWtpUseNp1",325,0.56519184099999997,"lbs/day","LWtpUseNp1",325,0.26229513100000001,"lbs/day","LWtpUseNp1",325,0.262296735,"lbs/day","LWtpUseNp1",325,0.26229513100000001,"lbs/day","LWtpUseNp1",325,0.26230459499999997,"lbs/day","LWtpUseNp1",325,0.26229513100000001,"lbs/day",1]
["LWtpUseNp1",344,0.57082498199999998,"lbs/day","LWtpUseNp1",344,0.26091507400000002,"lbs/day","LWtpUseNp1",344,0.26091507400000002,"lbs/day","LWtpUseNp1",344,0.26091507400000002,"lbs/day","LWtpUseNp1",344,0.26091507400000002,"lbs/day","LWtpUseNp1",344,0.26091507400000002,"lbs/day",1]
["LWtpGw1",42,0.14604440399999999,"lbs/day","LWtpGw1",42,0.14604440399999999,"lbs/day","LWtpGw1",42,0.14604440399999999,"lbs/day","LWtpGw1",42,0.14604440399999999,"lbs/day","LWtpGw1",42,0.14604440399999999,"lbs/day","LWtpGw1",42,0.14604440399999999,"lbs/day",0]
["LWtpGw1",69,0.14604440399999999,"lbs/day","LWtpGw1",69,0.14604440399999999,"lbs/day","LWtpGw1",69,0.14604440399999999,"lbs/day","LWtpGw1",69,0.14604440399999999,"lbs/day","LWtpGw1",69,0.14604440399999999,"lbs/day","LWtpGw1",69,0.14604440399999999,"lbs/day",0]
["LWtpGw1",125,0.17525328500000001,"lbs/day","LWtpGw1",125,0.17525328500000001,"lbs/day","LWtpGw1",125,0.17525328500000001,"lbs/day","LWtpGw1",125,0.17525328500000001,"lbs/day","LWtpGw1",125,0.17525328500000001,"lbs/day","LWtpGw1",125,0.17525328500000001,"lbs/day",0]
["LWtpGw1",144,0.17525328500000001,"lbs/day","LWtpGw1",144,0.17525328500000001,"lbs/day","LWtpGw1",144,0.17525328500000001,"lbs/day","LWtpGw1",144,0.17525328500000001,"lbs/day","LWtpGw1",144,0.17525328500000001,"lbs/day","LWtpGw1",144,0.17525328500000001,"lbs/day",0]
["LWtpGw1",201,0.237843744,"lbs/day","LWtpGw1",201,0.237843744,"lbs/day","LWtpGw1",201,0.237843744,"lbs/day","LWtpGw1",201,0.237843744,"lbs/day","LWtpGw1",201,0.237843744,"lbs/day","LWtpGw1",201,0.237843744,"lbs/day",0]
["LWtpGw1",242,0.22115295500000001,"lbs/day","LWtpGw1",242,0.22115295500000001,"lbs/day","LWtpGw1",242,0.22115295500000001,"lbs/day","LWtpGw1",242,0.22115295500000001,"lbs/day","LWtpGw1",242,0.22115295500000001,"lbs/day","LWtpGw1",242,0.22115295500000001,"lbs/day",0]
["LWtpGw1",246,0.17108058800000001,"lbs/day","LWtpGw1",246,0.17108058800000001,"lbs/day","LWtpGw1",246,0.17108058800000001,"lbs/day","LWtpGw1",246,0.17108058800000001,"lbs/day","LWtpGw1",246,0.17108058800000001,"lbs/day","LWtpGw1",246,0.17108058800000001,"lbs/day",0]
["LWtpGw1",303,0.158562496,"lbs/day","LWtpGw1",303,0.158562496,"lbs/day","LWtpGw1",303,0.158562496,"lbs/day","LWtpGw1",303,0.158562496,"lbs/day","LWtpGw1",303,0.158562496,"lbs/day","LWtpGw1",303,0.158562496,"lbs/day",0]
["LWtpGw1",328,0.14187170700000001,"lbs/day","LWtpGw1",328,0.14187170700000001,"lbs/day","LWtpGw1",328,0.14187170700000001,"lbs/day","LWtpGw1",328,0.14187170700000001,"lbs/day","LWtpGw1",328,0.14187170700000001,"lbs/day","LWtpGw1",328,0.14187170700000001,"lbs/day",0]
["LWwtpSw1",28,12.11155731,"lbs/day","LWwtpSw1",28,12.11155731,"lbs/day","LWwtpSw1",28,12.11155731,"lbs/day","LWwtpSw1",28,12.11155731,"lbs/day","LWwtpSw1",28,12.11155731,"lbs/day","LWwtpSw1",28,12.11155731,"lbs/day",0]
["LWwtpSw1",46,11.42626752,"lbs/day","LWwtpSw1",46,11.42626752,"lbs/day","LWwtpSw1",46,11.42626752,"lbs/day","LWwtpSw1",46,11.42626752,"lbs/day","LWwtpSw1",46,11.42626752,"lbs/day","LWwtpSw1",46,11.42626752,"lbs/day",0]
["LWwtpSw1",103,12.731173480000001,"lbs/day","LWwtpSw1",103,12.731173480000001,"lbs/day","LWwtpSw1",103,12.731173480000001,"lbs/day","LWwtpSw1",103,12.731173480000001,"lbs/day","LWwtpSw1",103,12.731173480000001,"lbs/day","LWwtpSw1",103,12.731173480000001,"lbs/day",0]
["LWwtpSw1",122,10.99225066,"lbs/day","LWwtpSw1",122,10.99225066,"lbs/day","LWwtpSw1",122,10.99225066,"lbs/day","LWwtpSw1",122,10.99225066,"lbs/day","LWwtpSw1",122,10.99225066,"lbs/day","LWwtpSw1",122,10.99225066,"lbs/day",0]
["LWwtpSw1",162,11.396286099999999,"lbs/day","LWwtpSw1",162,11.396286099999999,"lbs/day","LWwtpSw1",162,11.396286099999999,"lbs/day","LWwtpSw1",162,11.396286099999999,"lbs/day","LWwtpSw1",162,11.396286099999999,"lbs/day","LWwtpSw1",162,11.396286099999999,"lbs/day",0]
["LWwtpSw1",205,15.255324180000001,"lbs/day","LWwtpSw1",205,15.255324180000001,"lbs/day","LWwtpSw1",205,15.255324180000001,"lbs/day","LWwtpSw1",205,15.255324180000001,"lbs/day","LWwtpSw1",205,15.255324180000001,"lbs/day","LWwtpSw1",205,15.255324180000001,"lbs/day",0]
["LWwtpSw1",230,14.732790720000001,"lbs/day","LWwtpSw1",230,14.732790720000001,"lbs/day","LWwtpSw1",230,14.732790720000001,"lbs/day","LWwtpSw1",230,14.732790720000001,"lbs/day","LWwtpSw1",230,14.732790720000001,"lbs/day","LWwtpSw1",230,14.732790720000001,"lbs/day",0]
["LWwtpSw1",287,13.208020960000001,"lbs/day","LWwtpSw1",287,13.208020960000001,"lbs/day","LWwtpSw1",287,13.208020960000001,"lbs/day","LWwtpSw1",287,13.208020960000001,"lbs/day","LWwtpSw1",287,13.208020960000001,"lbs/day","LWwtpSw1",287,13.208020960000001,"lbs/day",0]
["LWwtpSw1",313,10.94656468,"lbs/day","LWwtpSw1",313,10.94656468,"lbs/day","LWwtpSw1",313,10.94656468,"lbs/day","LWwtpSw1",313,10.94656468,"lbs/day","LWwtpSw1",313,10.94656468,"lbs/day","LWwtpSw1",313,10.94656468,"lbs/day",0]
["LWwtpWrf1",5,0,"lbs/day","LWwtpWrf1",5,0,"lbs/day","LWwtpWrf1",5,0,"lbs/day","LWwtpWrf1",5,0,"lbs/day","LWwtpWrf1",5,0,"lbs/day","LWwtpWrf1",5,0,"lbs/day",0]
["LWwtpWrf1",24,0,"lbs/day","LWwtpWrf1",24,0,"lbs/day","LWwtpWrf1",24,0,"lbs/day","LWwtpWrf1",24,0,"lbs/day","LWwtpWrf1",24,0,"lbs/day","LWwtpWrf1",24,0,"lbs/day",0]
["LWwtpWrf1",81,0,"lbs/day","LWwtpWrf1",81,0,"lbs/day","LWwtpWrf1",81,0,"lbs/day","LWwtpWrf1",81,0,"lbs/day","LWwtpWrf1",81,0,"lbs/day","LWwtpWrf1",81,0,"lbs/day",0]
["LWwtpWrf1",121,0,"lbs/day","LWwtpWrf1",121,0,"lbs/day","LWwtpWrf1",121,0,"lbs/day","LWwtpWrf1",121,0,"lbs/day","LWwtpWrf1",121,0,"lbs/day","LWwtpWrf1",121,0,"lbs/day",0]
["LWwtpWrf1",164,0,"lbs/day","LWwtpWrf1",164,0,"lbs/day","LWwtpWrf1",164,0,"lbs/day","LWwtpWrf1",164,0,"lbs/day","LWwtpWrf1",164,0,"lbs/day","LWwtpWrf1",164,0,"lbs/day",0]
["LWwtpWrf1",189,0,"lbs/day","LWwtpWrf1",189,0,"lbs/day","LWwtpWrf1",189,0,"lbs/day","LWwtpWrf1",189,0,"lbs/day","LWwtpWrf1",189,0,"lbs/day","LWwtpWrf1",189,0,"lbs/day",0]
["LWwtpWrf1",208,0,"lbs/day","LWwtpWrf1",208,0,"lbs/day","LWwtpWrf1",208,0,"lbs/day","LWwtpWrf1",208,0,"lbs/day","LWwtpWrf1",208,0,"lbs/day","LWwtpWrf1",208,0,"lbs/day",0]
["LWwtpWrf1",272,0,"lbs/day","LWwtpWrf1",272,0,"lbs/day","LWwtpWrf1",272,0,"lbs/day","LWwtpWrf1",272,0,"lbs/day","LWwtpWrf1",272,0,"lbs/day","LWwtpWrf1",272,0,"lbs/day",0]
["LWwtpWrf1",291,0,"lbs/day","LWwtpWrf1",291,0,"lbs/day","LWwtpWrf1",291,0,"lbs/day","LWwtpWrf1",291,0,"lbs/day","LWwtpWrf1",291,0,"lbs/day","LWwtpWrf1",291,0,"lbs/day",0]
["LWwtpWrf1",348,0,"lbs/day","LWwtpWrf1",348,0,"lbs/day","LWwtpWrf1",348,0,"lbs/day","LWwtpWrf1",348,0,"lbs/day","LWwtpWrf1",348,0,"lbs/day","LWwtpWrf1",348,0,"lbs/day",0]
["LWrfUseNp1",8,0,"lbs/day","LWrfUseNp1",8,0,"lbs/day","LWrfUseNp1",8,0,"lbs/day","LWrfUseNp1",8,0,"lbs/day","LWrfUseNp1",8,0,"lbs/day","LWrfUseNp1",8,0,"lbs/day",0]
["LWrfUseNp1",41,0,"lbs/day","LWrfUseNp1",41,0,"lbs/day","LWrfUseNp1",41,0,"lbs/day","LWrfUseNp1",41,0,"lbs/day","LWrfUseNp1",41,0,"lbs/day","LWrfUseNp1",41,0,"lbs/day",0]
["LWrfUseNp1",85,0,"lbs/day","LWrfUseNp1",85,0,"lbs/day","LWrfUseNp1",85,0,"lbs/day","LWrfUseNp1",85,0,"lbs/day","LWrfUseNp1",85,0,"lbs/day","LWrfUseNp1",85,0,"lbs/day",0]
["LWrfUseNp1",110,0,"lbs/day","LWrfUseNp1",110,0,"lbs/day","LWrfUseNp1",110,0,"lbs/day","LWrfUseNp1",110,0,"lbs/day","LWrfUseNp1",110,0,"lbs/day","LWrfUseNp1",110,0,"lbs/day",0]
["LWrfUseNp1",167,0,"lbs/day","LWrfUseNp1",167,0,"lbs/day","LWrfUseNp1",167,0,"lbs/day","LWrfUseNp1",167,0,"lbs/day","LWrfUseNp1",167,0,"lbs/day","LWrfUseNp1",167,0,"lbs/day",0]
["LWrfUseNp1",192,0,"lbs/day","LWrfUseNp1",192,0,"lbs/day","LWrfUseNp1",192,0,"lbs/day","LWrfUseNp1",192,0,"lbs/day","LWrfUseNp1",192,0,"lbs/day","LWrfUseNp1",192,0,"lbs/day",{"$f":"IF(ISNUMBER(C28740),IF(AVERAGE(C28740,G28740,K28740,O28740,S28740,W28740)<>MAX(C28740,G28740,K28740,O28740,S28740,W28740),1,0),\"\")","v":0}]
["LWrfUseNp1",250,0,"lbs/day","LWrfUseNp1",250,0,"lbs/day","LWrfUseNp1",250,0,"lbs/day","LWrfUseNp1",250,0,"lbs/day","LWrfUseNp1",250,0,"lbs/day","LWrfUseNp1",250,0,"lbs/day",0]
["LWrfUseNp1",269,0,"lbs/day","LWrfUseNp1",269,0,"lbs/day","LWrfUseNp1",269,0,"lbs/day","LWrfUseNp1",269,0,"lbs/day","LWrfUseNp1",269,0,"lbs/day","LWrfUseNp1",269,0,"lbs/day",0]
["LWrfUseNp1",332,0,"lbs/day","LWrfUseNp1",332,0,"lbs/day","LWrfUseNp1",332,0,"lbs/day","LWrfUseNp1",332,0,"lbs/day","LWrfUseNp1",332,0,"lbs/day","LWrfUseNp1",332,0,"lbs/day",0]
["LWrfUseNp1",365,0,"lbs/day","LWrfUseNp1",365,0,"lbs/day","LWrfUseNp1",365,0,"lbs/day","LWrfUseNp1",365,0,"lbs/day","LWrfUseNp1",365,0,"lbs/day","LWrfUseNp1",365,0,"lbs/day",0]
["LWrfAsr1",44,0,"lbs/day","LWrfAsr1",44,0,"lbs/day","LWrfAsr1",44,0,"lbs/day","LWrfAsr1",44,0,"lbs/day","LWrfAsr1",44,0,"lbs/day","LWrfAsr1",44,0,"lbs/day",0]
["LWrfAsr1",69,0,"lbs/day","LWrfAsr1",69,0,"lbs/day","LWrfAsr1",69,0,"lbs/day","LWrfAsr1",69,0,"lbs/day","LWrfAsr1",69,0,"lbs/day","LWrfAsr1",69,0,"lbs/day",0]
["LWrfAsr1",88,0,"lbs/day","LWrfAsr1",88,0,"lbs/day","LWrfAsr1",88,0,"lbs/day","LWrfAsr1",88,0,"lbs/day","LWrfAsr1",88,0,"lbs/day","LWrfAsr1",88,0,"lbs/day",0]
["LWrfAsr1",151,0,"lbs/day","LWrfAsr1",151,0,"lbs/day","LWrfAsr1",151,0,"lbs/day","LWrfAsr1",151,0,"lbs/day","LWrfAsr1",151,0,"lbs/day","LWrfAsr1",151,0,"lbs/day",0]
["LWrfAsr1",171,0,"lbs/day","LWrfAsr1",171,0,"lbs/day","LWrfAsr1",171,0,"lbs/day","LWrfAsr1",171,0,"lbs/day","LWrfAsr1",171,0,"lbs/day","LWrfAsr1",171,0,"lbs/day",0]
["LWrfAsr1",228,0,"lbs/day","LWrfAsr1",228,0,"lbs/day","LWrfAsr1",228,0,"lbs/day","LWrfAsr1",228,0,"lbs/day","LWrfAsr1",228,0,"lbs/day","LWrfAsr1",228,0,"lbs/day",0]
["LWrfAsr1",253,0,"lbs/day","LWrfAsr1",253,0,"lbs/day","LWrfAsr1",253,0,"lbs/day","LWrfAsr1",253,0,"lbs/day","LWrfAsr1",253,0,"lbs/day","LWrfAsr1",253,0,"lbs/day",0]
["LWrfAsr1",285,0,"lbs/day","LWrfAsr1",285,0,"lbs/day","LWrfAsr1",285,0,"lbs/day","LWrfAsr1",285,0,"lbs/day","LWrfAsr1",285,0,"lbs/day","LWrfAsr1",285,0,"lbs/day",0]
["LWrfAsr1",330,0,"lbs/day","LWrfAsr1",330,0,"lbs/day","LWrfAsr1",330,0,"lbs/day","LWrfAsr1",330,0,"lbs/day","LWrfAsr1",330,0,"lbs/day","LWrfAsr1",330,0,"lbs/day",0]
["LWrfAsr1",355,0,"lbs/day","LWrfAsr1",355,0,"lbs/day","LWrfAsr1",355,0,"lbs/day","LWrfAsr1",355,0,"lbs/day","LWrfAsr1",355,0,"lbs/day","LWrfAsr1",355,0,"lbs/day",0]
["LWrfSw1",47,0,"lbs/day","LWrfSw1",47,0,"lbs/day","LWrfSw1",47,0,"lbs/day","LWrfSw1",47,0,"lbs/day","LWrfSw1",47,0,"lbs/day","LWrfSw1",47,0,"lbs/day",0]
["LWrfSw1",93,0,"lbs/day","LWrfSw1",93,0,"lbs/day","LWrfSw1",93,0,"lbs/day","LWrfSw1",93,0,"lbs/day","LWrfSw1",93,0,"lbs/day","LWrfSw1",93,0,"lbs/day",0]
["LWrfSw1",130,0,"lbs/day","LWrfSw1",130,0,"lbs/day","LWrfSw1",130,0,"lbs/day","LWrfSw1",130,0,"lbs/day","LWrfSw1",130,0,"lbs/day","LWrfSw1",130,0,"lbs/day",0]
["LWrfSw1",149,0,"lbs/day","LWrfSw1",149,0,"lbs/day","LWrfSw1",149,0,"lbs/day","LWrfSw1",149,0,"lbs/day","LWrfSw1",149,0,"lbs/day","LWrfSw1",149,0,"lbs/day",0]
["LWrfSw1",212,0,"lbs/day","LWrfSw1",212,0,"lbs/day","LWrfSw1",212,0,"lbs/day","LWrfSw1",212,0,"lbs/day","LWrfSw1",212,0,"lbs/day","LWrfSw1",212,0,"lbs/day",0]
["LWrfSw1",244,0,"lbs/day","LWrfSw1",244,0,"lbs/day","LWrfSw1",244,0,"lbs/day","LWrfSw1",244,0,"lbs/day","LWrfSw1",244,0,"lbs/day","LWrfSw1",244,0,"lbs/day",0]
["LWrfSw1",289,0,"lbs/day","LWrfSw1",289,0,"lbs/day","LWrfSw1",289,0,"lbs/day","LWrfSw1",289,0,"lbs/day","LWrfSw1",289,0,"lbs/day","LWrfSw1",289,0,"lbs/day",0]
["LWrfSw1",314,0,"lbs/day","LWrfSw1",314,0,"lbs/day","LWrfSw1",314,0,"lbs/day","LWrfSw1",314,0,"lbs/day","LWrfSw1",314,0,"lbs/day","LWrfSw1",314,0,"lbs/day",0]
["LWrfSw1",333,0,"lbs/day","LWrfSw1",333,0,"lbs/day","LWrfSw1",333,0,"lbs/day","LWrfSw1",333,0,"lbs/day","LWrfSw1",333,0,"lbs/day","LWrfSw1",333,0,"lbs/day",0]
["LAsrGw1",13,0,"lbs/day","LAsrGw1",13,0,"lbs/day","LAsrGw1",13,0,"lbs/day","LAsrGw1",13,0,"lbs/day","LAsrGw1",13,0,"lbs/day","LAsrGw1",13,0,"lbs/day",0]
["LAsrGw1",51,0,"lbs/day","LAsrGw1",51,0,"lbs/day","LAsrGw1",51,0,"lbs/day","LAsrGw1",51,0,"lbs/day","LAsrGw1",51,0,"lbs/day","LAsrGw1",51,0,"lbs/day",0]
["LAsrGw1",108,0,"lbs/day","LAsrGw1",108,0,"lbs/day","LAsrGw1",108,0,"lbs/day","LAsrGw1",108,0,"lbs/day","LAsrGw1",108,0,"lbs/day","LAsrGw1",108,0,"lbs/day",0]
["LAsrGw1",133,0,"lbs/day","LAsrGw1",133,0,"lbs/day","LAsrGw1",133,0,"lbs/day","LAsrGw1",133,0,"lbs/day","LAsrGw1",133,0,"lbs/day","LAsrGw1",133,0,"lbs/day",0]
["LAsrGw1",190,0,"lbs/day","LAsrGw1",190,0,"lbs/day","LAsrGw1",190,0,"lbs/day","LAsrGw1",190,0,"lbs/day","LAsrGw1",190,0,"lbs/day","LAsrGw1",190,0,"lbs/day",0]
["LAsrGw1",218,0,"lbs/day","LAsrGw1",218,0,"lbs/day","LAsrGw1",218,0,"lbs/day","LAsrGw1",218,0,"lbs/day","LAsrGw1",218,0,"lbs/day","LAsrGw1",218,0,"lbs/day",0]
["LAsrGw1",235,0,"lbs/day","LAsrGw1",235,0,"lbs/day","LAsrGw1",235,0,"lbs/day","LAsrGw1",235,0,"lbs/day","LAsrGw1",235,0,"lbs/day","LAsrGw1",235,0,"lbs/day",0]
["LAsrGw1",292,0,"lbs/day","LAsrGw1",292,0,"lbs/day","LAsrGw1",292,0,"lbs/day","LAsrGw1",292,0,"lbs/day","LAsrGw1",292,0,"lbs/day","LAsrGw1",292,0,"lbs/day",0]
["LAsrGw1",317,0,"lbs/day","LAsrGw1",317,0,"lbs/day","LAsrGw1",317,0,"lbs/day","LAsrGw1",317,0,"lbs/day","LAsrGw1",317,0,"lbs/day","LAsrGw1",317,0,"lbs/day",0]
["LSepGw1",4,110.5694007,"lbs/day","LSepGw1",4,110.5694007,"lbs/day","LSepGw1",4,110.5694007,"lbs/day","LSepGw1",4,110.5694007,"lbs/day","LSepGw1",4,110.5694007,"lbs/day","LSepGw1",4,110.5694007,"lbs/day",0]
["LSepGw1",29,110.5694007,"lbs/day","LSepGw1",29,110.5694007,"lbs/day","LSepGw1",29,110.5694007,"lbs/day","LSepGw1",29,110.5694007,"lbs/day","LSepGw1",29,110.5694007,"lbs/day","LSepGw1",29,110.5694007,"lbs/day",0]
["LSepGw1",92,113.713211,"lbs/day","LSepGw1",92,113.713211,"lbs/day","LSepGw1",92,113.713211,"lbs/day","LSepGw1",92,113.713211,"lbs/day","LSepGw1",92,113.713211,"lbs/day","LSepGw1",92,113.713211,"lbs/day",0]
["LSepGw1",111,113.713211,"lbs/day","LSepGw1",111,113.713211,"lbs/day","LSepGw1",111,113.713211,"lbs/day","LSepGw1",111,113.713211,"lbs/day","LSepGw1",111,113.713211,"lbs/day","LSepGw1",111,113.713211,"lbs/day",0]
["LSepGw1",138,104.89025959999999,"lbs/day","LSepGw1",138,104.89025959999999,"lbs/day","LSepGw1",138,104.89025959999999,"lbs/day","LSepGw1",138,104.89025959999999,"lbs/day","LSepGw1",138,104.89025959999999,"lbs/day","LSepGw1",138,104.89025959999999,"lbs/day",0]
["LSepGw1",194,126.5202537,"lbs/day","LSepGw1",194,126.5202537,"lbs/day","LSepGw1",194,126.5202537,"lbs/day","LSepGw1",194,126.5202537,"lbs/day","LSepGw1",194,126.5202537,"lbs/day","LSepGw1",194,126.5202537,"lbs/day",0]
["LSepGw1",251,104.0210033,"lbs/day","LSepGw1",251,104.0210033,"lbs/day","LSepGw1",251,104.0210033,"lbs/day","LSepGw1",251,104.0210033,"lbs/day","LSepGw1",251,104.0210033,"lbs/day","LSepGw1",251,104.0210033,"lbs/day",0]
["LSepGw1",276,116.13264100000001,"lbs/day","LSepGw1",276,116.13264100000001,"lbs/day","LSepGw1",276,116.13264100000001,"lbs/day","LSepGw1",276,116.13264100000001,"lbs/day","LSepGw1",276,116.13264100000001,"lbs/day","LSepGw1",276,116.13264100000001,"lbs/day",0]
["LSepGw1",328,104.6584579,"lbs/day","LSepGw1",328,104.6584579,"lbs/day","LSepGw1",328,104.6584579,"lbs/day","LSepGw1",328,104.6584579,"lbs/day","LSepGw1",328,104.6584579,"lbs/day","LSepGw1",328,104.6584579,"lbs/day",0]
["LSepGw1",353,105.7015655,"lbs/day","LSepGw1",353,105.7015655,"lbs/day","LSepGw1",353,105.7015655,"lbs/day","LSepGw1",353,105.7015655,"lbs/day","LSepGw1",353,105.7015655,"lbs/day","LSepGw1",353,105.7015655,"lbs/day",0]
["LGwSw1",13,220.14446409999999,"lbs/day","LGwSw1",13,220.463786,"lbs/day","LGwSw1",13,212.2558243,"lbs/day","LGwSw1",13,219.63230590000001,"lbs/day","LGwSw1",13,207.008623,"lbs/day","LGwSw1",13,207.90708069999999,"lbs/day",1]
["LGwSw1",70,342.11964380000001,"lbs/day","LGwSw1",70,341.39243440000001,"lbs/day","LGwSw1",70,351.15001530000001,"lbs/day","LGwSw1",70,341.37195530000002,"lbs/day","LGwSw1",70,354.88139569999998,"lbs/day","LGwSw1",70,355.13941849999998,"lbs/day",1]
["LGwSw1",97,374.26449459999998,"lbs/day","LGwSw1",97,374.22994949999998,"lbs/day","LGwSw1",97,375.65871629999998,"lbs/day","LGwSw1",97,374.08872309999998,"lbs/day","LGwSw1",97,376.45329509999999,"lbs/day","LGwSw1",97,376.75354340000001,"lbs/day",1]
["LGwSw1",153,356.74756339999999,"lbs/day","LGwSw1",153,354.46791200000001,"lbs/day","LGwSw1",153,359.3895101,"lbs/day","LGwSw1",153,354.29546820000002,"lbs/day","LGwSw1",153,372.51698270000003,"lbs/day","LGwSw1",153,373.05518009999997,"lbs/day",1]
["LGwSw1",172,346.12481509999998,"lbs/day","LGwSw1",172,344.13630030000002,"lbs/day","LGwSw1",172,348.80156060000002,"lbs/day","LGwSw1",172,343.89356420000001,"lbs/day","LGwSw1",172,352.9969767,"lbs/day","LGwSw1",172,353.91593180000001,"lbs/day",1]
["LGwSw1",197,267.56691710000001,"lbs/day","LGwSw1",197,260.81072660000001,"lbs/day","LGwSw1",197,273.80752150000001,"lbs/day","LGwSw1",197,259.99731220000001,"lbs/day","LGwSw1",197,281.72267870000002,"lbs/day","LGwSw1",197,283.8943946,"lbs/day",1]
["LGwSw1",248,100.9745609,"lbs/day","LGwSw1",248,201.8195217,"lbs/day","LGwSw1",248,206.85875519999999,"lbs/day","LGwSw1",248,201.92839380000001,"lbs/day","LGwSw1",248,210.4247968,"lbs/day","LGwSw1",248,210.68655079999999,"lbs/day",1]
["LGwSw1",280,315.73812070000002,"lbs/day","LGwSw1",280,336.94862069999999,"lbs/day","LGwSw1",280,351.54833459999998,"lbs/day","LGwSw1",280,336.54904520000002,"lbs/day","LGwSw1",280,354.32132990000002,"lbs/day","LGwSw1",280,354.76363859999998,"lbs/day",1]
["LGwSw1",337,349.91681990000001,"lbs/day","LGwSw1",337,354.66991849999999,"lbs/day","LGwSw1",337,355.42852640000001,"lbs/day","LGwSw1",337,354.74321320000001,"lbs/day","LGwSw1",337,358.08771719999999,"lbs/day","LGwSw1",337,357.97549900000001,"lbs/day",1]
["LGwSw1",356,372.70561199999997,"lbs/day","LGwSw1",356,375.1010895,"lbs/day","LGwSw1",356,384.43787229999998,"lbs/day","LGwSw1",356,375.25910010000001,"lbs/day","LGwSw1",356,390.18124710000001,"lbs/day","LGwSw1",356,390.09262489999998,"lbs/day",1]
["LGwWtp1",56,4.5700000000000003E-6,"lbs/day","LGwWtp1",56,4.9699999999999998E-6,"lbs/day","LGwWtp1",56,4.3900000000000003E-6,"lbs/day","LGwWtp1",56,5.0499999999999999E-6,"lbs/day","LGwWtp1",56,4.0999999999999997E-6,"lbs/day","LGwWtp1",56,3.9461000000000002E-6,"lbs/day",1]
["LGwWtp1",74,2.9000000000000002E-6,"lbs/day","LGwWtp1",74,3.1099999999999999E-6,"lbs/day","LGwWtp1",74,2.79E-6,"lbs/day","LGwWtp1",74,3.14E-6,"lbs/day","LGwWtp1",74,2.6199999999999999E-6,"lbs/day","LGwWtp1",74,2.5414899999999999E-6,"lbs/day",1]
["LGwWtp1",131,5.93E-6,"lbs/day","LGwWtp1",131,6.7000000000000002E-6,"lbs/day","LGwWtp1",131,5.3800000000000002E-6,"lbs/day","LGwWtp1",131,6.8299999999999998E-6,"lbs/day","LGwWtp1",131,4.7899999999999999E-6,"lbs/day","LGwWtp1",131,4.5975100000000003E-6,"lbs/day",1]
["LGwWtp1",156,5.48E-6,"lbs/day","LGwWtp1",156,5.9100000000000002E-6,"lbs/day","LGwWtp1",156,5.1000000000000003E-6,"lbs/day","LGwWtp1",156,5.9499999999999998E-6,"lbs/day","LGwWtp1",156,4.7999999999999998E-6,"lbs/day","LGwWtp1",156,4.6929800000000001E-6,"lbs/day",1]
["LGwWtp1",207,18.329470839999999,"lbs/day","LGwWtp1",207,18.737952570000001,"lbs/day","LGwWtp1",207,17.871052519999999,"lbs/day","LGwWtp1",207,18.780445530000001,"lbs/day","LGwWtp1",207,17.25280047,"lbs/day","LGwWtp1",207,17.076037929999998,"lbs/day",1]
["LGwWtp1",239,164.43138680000001,"lbs/day","LGwWtp1",239,0.93845199499999998,"lbs/day","LGwWtp1",239,0.92490837199999998,"lbs/day","LGwWtp1",239,0.93816349899999996,"lbs/day","LGwWtp1",239,0.91472625799999996,"lbs/day","LGwWtp1",239,0.91401797900000004,"lbs/day",1]
["LGwWtp1",258,106.2941751,"lbs/day","LGwWtp1",258,4.5200000000000001E-5,"lbs/day","LGwWtp1",258,4.46E-5,"lbs/day","LGwWtp1",258,4.5200000000000001E-5,"lbs/day","LGwWtp1",258,4.4100000000000001E-5,"lbs/day","LGwWtp1",258,4.41089E-5,"lbs/day",1]
["LGwWtp1",315,5.8970392489999996,"lbs/day","LGwWtp1",315,3.98E-6,"lbs/day","LGwWtp1",315,3.4199999999999999E-6,"lbs/day","LGwWtp1",315,4.0500000000000002E-6,"lbs/day","LGwWtp1",315,3.1499999999999999E-6,"lbs/day","LGwWtp1",315,3.0109400000000001E-6,"lbs/day",1]
["LGwWtp1",341,7.9680485689999996,"lbs/day","LGwWtp1",341,2.4200000000000001E-6,"lbs/day","LGwWtp1",341,2.17E-6,"lbs/day","LGwWtp1",341,2.43E-6,"lbs/day","LGwWtp1",341,2.03E-6,"lbs/day","LGwWtp1",341,1.9987500000000001E-6,"lbs/day",1]
["LGwWwtp1",33,0.50786720900000004,"lbs/day","LGwWwtp1",33,0.53106683399999999,"lbs/day","LGwWwtp1",33,0.47450889400000001,"lbs/day","LGwWwtp1",33,0.53277234500000004,"lbs/day","LGwWwtp1",33,0.44149853900000002,"lbs/day","LGwWwtp1",33,0.434471722,"lbs/day",1]
["LGwWwtp1",52,0.60562212299999996,"lbs/day","LGwWwtp1",52,0.65429395400000001,"lbs/day","LGwWwtp1",52,0.57041213199999996,"lbs/day","LGwWwtp1",52,0.66216352599999995,"lbs/day","LGwWwtp1",52,0.52623175,"lbs/day","LGwWwtp1",52,0.50884503000000003,"lbs/day",1]
["LGwWwtp1",77,0.45909830699999998,"lbs/day","LGwWwtp1",77,0.49448450599999999,"lbs/day","LGwWwtp1",77,0.44212489799999999,"lbs/day","LGwWwtp1",77,0.50084789699999999,"lbs/day","LGwWwtp1",77,0.41439250500000002,"lbs/day","LGwWwtp1",77,0.400426369,"lbs/day",1]
["LGwWwtp1",127,0.59536624000000005,"lbs/day","LGwWwtp1",127,0.674136344,"lbs/day","LGwWwtp1",127,0.53905310699999998,"lbs/day","LGwWwtp1",127,0.68762085699999997,"lbs/day","LGwWwtp1",127,0.479335238,"lbs/day","LGwWwtp1",127,0.45960996799999998,"lbs/day",1]
["LGwWwtp1",160,0.30182690400000001,"lbs/day","LGwWwtp1",160,0.33690365500000002,"lbs/day","LGwWwtp1",160,0.27516118000000001,"lbs/day","LGwWwtp1",160,0.341441406,"lbs/day","LGwWwtp1",160,0.24557742199999999,"lbs/day","LGwWwtp1",160,0.23722722700000001,"lbs/day",1]
["LGwWwtp1",217,7.0143095559999997,"lbs/day","LGwWwtp1",217,7.0694699529999996,"lbs/day","LGwWwtp1",217,6.879505548,"lbs/day","LGwWwtp1",217,7.0679754690000003,"lbs/day","LGwWwtp1",217,6.7312784600000004,"lbs/day","LGwWwtp1",217,6.7122717009999997,"lbs/day",1]
["LGwWwtp1",236,7.2509849040000001,"lbs/day","LGwWwtp1",236,7.2967285430000004,"lbs/day","LGwWwtp1",236,7.1617852739999996,"lbs/day","LGwWwtp1",236,7.2928161820000001,"lbs/day","LGwWwtp1",236,7.0600550699999998,"lbs/day","LGwWwtp1",236,7.0552243639999999,"lbs/day",1]
["LGwWwtp1",300,0.31374831600000003,"lbs/day","LGwWwtp1",300,0.34960957799999998,"lbs/day","LGwWwtp1",300,0.29503009400000002,"lbs/day","LGwWwtp1",300,0.35328857699999999,"lbs/day","LGwWwtp1",300,0.26852210999999998,"lbs/day","LGwWwtp1",300,0.25949090699999999,"lbs/day",1]
["LGwWwtp1",319,0.23009790999999999,"lbs/day","LGwWwtp1",319,0.244349975,"lbs/day","LGwWwtp1",319,0.21374068600000001,"lbs/day","LGwWwtp1",319,0.244985219,"lbs/day","LGwWwtp1",319,0.19693529900000001,"lbs/day","LGwWwtp1",319,0.19362690199999999,"lbs/day",1]
["LGwWwtp1",344,0.39711413899999998,"lbs/day","LGwWwtp1",344,0.41266511500000003,"lbs/day","LGwWwtp1",344,0.37081083100000001,"lbs/day","LGwWwtp1",344,0.41437409200000003,"lbs/day","LGwWwtp1",344,0.34825685099999998,"lbs/day","LGwWwtp1",344,0.34216225300000003,"lbs/day",1]
["LGwExt1",36,0,"lbs/day","LGwExt1",36,0,"lbs/day","LGwExt1",36,0,"lbs/day","LGwExt1",36,0,"lbs/day","LGwExt1",36,0,"lbs/day","LGwExt1",36,0,"lbs/day",0]
["LGwExt1",86,0,"lbs/day","LGwExt1",86,0,"lbs/day","LGwExt1",86,0,"lbs/day","LGwExt1",86,0,"lbs/day","LGwExt1",86,0,"lbs/day","LGwExt1",86,0,"lbs/day",0]
["LGwExt1",119,0,"lbs/day","LGwExt1",119,0,"lbs/day","LGwExt1",119,0,"lbs/day","LGwExt1",119,0,"lbs/day","LGwExt1",119,0,"lbs/day","LGwExt1",119,0,"lbs/day",0]
["LGwExt1",138,0,"lbs/day","LGwExt1",138,0,"lbs/day","LGwExt1",138,0,"lbs/day","LGwExt1",138,0,"lbs/day","LGwExt1",138,0,"lbs/day","LGwExt1",138,0,"lbs/day",0]
["LGwExt1",195,0,"lbs/day","LGwExt1",195,0,"lbs/day","LGwExt1",195,0,"lbs/day","LGwExt1",195,0,"lbs/day","LGwExt1",195,0,"lbs/day","LGwExt1",195,0,"lbs/day",0]
["LGwExt1",220,0,"lbs/day","LGwExt1",220,0,"lbs/day","LGwExt1",220,0,"lbs/day","LGwExt1",220,0,"lbs/day","LGwExt1",220,0,"lbs/day","LGwExt1",220,0,"lbs/day",0]
["LGwExt1",278,0,"lbs/day","LGwExt1",278,0,"lbs/day","LGwExt1",278,0,"lbs/day","LGwExt1",278,0,"lbs/day","LGwExt1",278,0,"lbs/day","LGwExt1",278,0,"lbs/day",0]
["LGwExt1",303,0,"lbs/day","LGwExt1",303,0,"lbs/day","LGwExt1",303,0,"lbs/day","LGwExt1",303,0,"lbs/day","LGwExt1",303,0,"lbs/day","LGwExt1",303,0,"lbs/day",0]
["LGwExt1",322,0,"lbs/day","LGwExt1",322,0,"lbs/day","LGwExt1",322,0,"lbs/day","LGwExt1",322,0,"lbs/day","LGwExt1",322,0,"lbs/day","LGwExt1",322,0,"lbs/day",0]
["LGwPt1",6,11.953791470000001,"lbs/day","LGwPt1",6,12.076442070000001,"lbs/day","LGwPt1",6,12.09911277,"lbs/day","LGwPt1",6,12.12384906,"lbs/day","LGwPt1",6,12.15781432,"lbs/day","LGwPt1",6,12.06035411,"lbs/day",1]
["LGwPt1",40,14.956089990000001,"lbs/day","LGwPt1",40,15.92905431,"lbs/day","LGwPt1",40,14.410746850000001,"lbs/day","LGwPt1",40,16.097658370000001,"lbs/day","LGwPt1",40,13.62512693,"lbs/day","LGwPt1",40,13.22582708,"lbs/day",1]
["LGwPt1",97,6.6366080739999997,"lbs/day","LGwPt1",97,7.0512131150000004,"lbs/day","LGwPt1",97,6.2348572039999999,"lbs/day","LGwPt1",97,7.0999027119999996,"lbs/day","LGwPt1",97,5.7945137930000001,"lbs/day","LGwPt1",97,5.6605116359999998,"lbs/day",1]
["LGwPt1",122,12.011984460000001,"lbs/day","LGwPt1",122,13.61886455,"lbs/day","LGwPt1",122,10.73736147,"lbs/day","LGwPt1",122,13.889365339999999,"lbs/day","LGwPt1",122,9.480568559,"lbs/day","LGwPt1",122,9.1138630480000007,"lbs/day",1]
["LGwPt1",179,38.015673990000003,"lbs/day","LGwPt1",179,41.869238369999998,"lbs/day","LGwPt1",179,34.75166995,"lbs/day","LGwPt1",179,42.351631959999999,"lbs/day","LGwPt1",179,30.923405039999999,"lbs/day","LGwPt1",179,29.898814860000002,"lbs/day",1]
["LGwPt1",199,146.24927500000001,"lbs/day","LGwPt1",199,152.78972759999999,"lbs/day","LGwPt1",199,139.93997400000001,"lbs/day","LGwPt1",199,153.55123040000001,"lbs/day","LGwPt1",199,131.5493328,"lbs/day","LGwPt1",199,129.1361694,"lbs/day",1]
["LGwPt1",262,17.229536840000002,"lbs/day","LGwPt1",262,39.816846699999999,"lbs/day","LGwPt1",262,18.284268399999998,"lbs/day","LGwPt1",262,41.650656869999999,"lbs/day","LGwPt1",262,12.85363794,"lbs/day","LGwPt1",262,11.81260226,"lbs/day",1]
["LGwPt1",281,19.325070119999999,"lbs/day","LGwPt1",281,23.68442933,"lbs/day","LGwPt1",281,17.71592893,"lbs/day","LGwPt1",281,24.020798280000001,"lbs/day","LGwPt1",281,15.38387754,"lbs/day","LGwPt1",281,14.575947469999999,"lbs/day",1]
["LGwPt1",330,4.0298312190000001,"lbs/day","LGwPt1",330,4.1927519599999998,"lbs/day","LGwPt1",330,3.7309073549999998,"lbs/day","LGwPt1",330,4.1903782170000001,"lbs/day","LGwPt1",330,3.5000659289999998,"lbs/day","LGwPt1",330,3.4665698809999999,"lbs/day",1]
["LGwPt1",364,4.4278166810000004,"lbs/day","LGwPt1",364,4.5725558929999996,"lbs/day","LGwPt1",364,4.1526658090000002,"lbs/day","LGwPt1",364,4.5677933179999997,"lbs/day","LGwPt1",364,3.8978645169999999,"lbs/day","LGwPt1",364,3.8679126579999998,"lbs/day",1]
["LUseP1",18,578.75560829999995,"lbs/day","LUseP1",18,578.80034020000005,"lbs/day","LUseP1",18,578.80034309999996,"lbs/day","LUseP1",18,578.80034020000005,"lbs/day","LUseP1",18,578.80034639999997,"lbs/day","LUseP1",18,578.80034020000005,"lbs/day",1]
["LUseP1",81,577.85942890000001,"lbs/day","LUseP1",81,577.89469310000004,"lbs/day","LUseP1",81,577.89468669999997,"lbs/day","LUseP1",81,577.89469269999995,"lbs/day","LUseP1",81,577.89451429999997,"lbs/day","LUseP1",81,577.89466800000002,"lbs/day",1]
["LUseP1",99,579.44801219999999,"lbs/day","LUseP1",99,579.49834739999994,"lbs/day","LUseP1",99,579.49835069999995,"lbs/day","LUseP1",99,579.49852550000003,"lbs/day","LUseP1",99,579.49834739999994,"lbs/day","LUseP1",99,579.49834739999994,"lbs/day",1]
["LUseP1",158,579.76088479999999,"lbs/day","LUseP1",158,579.82023030000005,"lbs/day","LUseP1",158,579.82031489999997,"lbs/day","LUseP1",158,579.82031489999997,"lbs/day","LUseP1",158,579.820199,"lbs/day","LUseP1",158,579.82031319999999,"lbs/day",1]
["LUseP1",183,581.46233930000005,"lbs/day","LUseP1",183,581.51777049999998,"lbs/day","LUseP1",183,581.51759939999999,"lbs/day","LUseP1",183,581.51778569999999,"lbs/day","LUseP1",183,581.51766880000002,"lbs/day","LUseP1",183,581.51766840000005,"lbs/day",1]
["LUseP1",240,570.87090590000003,"lbs/day","LUseP1",240,582.14839959999995,"lbs/day","LUseP1",240,582.14860420000002,"lbs/day","LUseP1",240,582.14882439999997,"lbs/day","LUseP1",240,582.14860599999997,"lbs/day","LUseP1",240,582.14881720000005,"lbs/day",1]
["LUseP1",250,570.74750559999995,"lbs/day","LUseP1",250,578.84074889999999,"lbs/day","LUseP1",250,578.84088980000001,"lbs/day","LUseP1",250,578.84087060000002,"lbs/day","LUseP1",250,578.84087060000002,"lbs/day","LUseP1",250,578.84101280000004,"lbs/day",1]
["LUseP1",285,570.84588099999996,"lbs/day","LUseP1",285,579.65575239999998,"lbs/day","LUseP1",285,579.65577529999996,"lbs/day","LUseP1",285,579.65561879999996,"lbs/day","LUseP1",285,579.65571379999994,"lbs/day","LUseP1",285,579.65567099999998,"lbs/day",1]
["LUseP1",342,570.78147539999998,"lbs/day","LUseP1",342,578.0857393,"lbs/day","LUseP1",342,578.08555899999999,"lbs/day","LUseP1",342,578.0857393,"lbs/day","LUseP1",342,578.0857393,"lbs/day","LUseP1",342,578.0857393,"lbs/day",1]
["LUsePSanS1",2,102.87335880000001,"lbs/day","LUsePSanS1",2,102.8799394,"lbs/day","LUsePSanS1",2,102.8799147,"lbs/day","LUsePSanS1",2,102.8799454,"lbs/day","LUsePSanS1",2,102.8799333,"lbs/day","LUsePSanS1",2,102.8799142,"lbs/day",1]
["LUsePSanS1",58,99.224102900000005,"lbs/day","LUsePSanS1",58,99.228892239999993,"lbs/day","LUsePSanS1",58,99.228922859999997,"lbs/day","LUsePSanS1",58,99.228891840000003,"lbs/day","LUsePSanS1",58,99.228908860000004,"lbs/day","LUsePSanS1",58,99.228918359999994,"lbs/day",1]
["LUsePSanS1",79,96.145887169999995,"lbs/day","LUsePSanS1",79,96.150386159999996,"lbs/day","LUsePSanS1",79,96.150368670000006,"lbs/day","LUsePSanS1",79,96.150364460000006,"lbs/day","LUsePSanS1",79,96.150377759999998,"lbs/day","LUsePSanS1",79,96.150383619999999,"lbs/day",1]
["LUsePSanS1",142,80.444477399999997,"lbs/day","LUsePSanS1",142,80.450578019999995,"lbs/day","LUsePSanS1",142,80.450594269999996,"lbs/day","LUsePSanS1",142,80.450571030000006,"lbs/day","LUsePSanS1",142,80.450594530000004,"lbs/day","LUsePSanS1",142,80.450574779999997,"lbs/day",1]
["LUsePSanS1",161,74.302196589999994,"lbs/day","LUsePSanS1",161,74.308828730000002,"lbs/day","LUsePSanS1",161,74.308839250000005,"lbs/day","LUsePSanS1",161,74.308819560000003,"lbs/day","LUsePSanS1",161,74.308823059999995,"lbs/day","LUsePSanS1",161,74.308836819999996,"lbs/day",1]
["LUsePSanS1",192,83.563234219999998,"lbs/day","LUsePSanS1",192,83.568793080000006,"lbs/day","LUsePSanS1",192,83.568786380000006,"lbs/day","LUsePSanS1",192,83.568764150000007,"lbs/day","LUsePSanS1",192,83.568792549999998,"lbs/day","LUsePSanS1",192,83.568784149999999,"lbs/day",1]
["LUsePSanS1",244,76.149687180000001,"lbs/day","LUsePSanS1",244,77.228859249999999,"lbs/day","LUsePSanS1",244,77.228843019999999,"lbs/day","LUsePSanS1",244,77.228844809999998,"lbs/day","LUsePSanS1",244,77.22884311,"lbs/day","LUsePSanS1",244,77.228855240000001,"lbs/day",1]
["LUsePSanS1",263,76.149573129999993,"lbs/day","LUsePSanS1",263,77.228826780000006,"lbs/day","LUsePSanS1",263,77.22884569,"lbs/day","LUsePSanS1",263,77.228842520000001,"lbs/day","LUsePSanS1",263,77.228843819999994,"lbs/day","LUsePSanS1",263,77.228846070000003,"lbs/day",1]
["LUsePSanS1",326,95.347604430000004,"lbs/day","LUsePSanS1",326,96.535603620000003,"lbs/day","LUsePSanS1",326,96.535608049999993,"lbs/day","LUsePSanS1",326,96.535603620000003,"lbs/day","LUsePSanS1",326,96.535619909999994,"lbs/day","LUsePSanS1",326,96.535603620000003,"lbs/day",1]
["LUsePSanS1",343,96.473826509999995,"lbs/day","LUsePSanS1",343,97.708679849999996,"lbs/day","LUsePSanS1",343,97.708674889999998,"lbs/day","LUsePSanS1",343,97.708679849999996,"lbs/day","LUsePSanS1",343,97.708678789999993,"lbs/day","LUsePSanS1",343,97.708679849999996,"lbs/day",1]
["LUsePSep1",38,335.36784290000003,"lbs/day","LUsePSep1",38,335.38968590000002,"lbs/day","LUsePSep1",38,335.3897637,"lbs/day","LUsePSep1",38,335.38976869999999,"lbs/day","LUsePSep1",38,335.38972000000001,"lbs/day","LUsePSep1",38,335.38975219999998,"lbs/day",1]
["LUsePSep1",63,335.14782580000002,"lbs/day","LUsePSep1",63,335.16834069999999,"lbs/day","LUsePSep1",63,335.16841449999998,"lbs/day","LUsePSep1",63,335.1684181,"lbs/day","LUsePSep1",63,335.16841499999998,"lbs/day","LUsePSep1",63,335.16832879999998,"lbs/day",1]
["LUsePSep1",120,328.88338240000002,"lbs/day","LUsePSep1",120,328.91272900000001,"lbs/day","LUsePSep1",120,328.91273080000002,"lbs/day","LUsePSep1",120,328.91272900000001,"lbs/day","LUsePSep1",120,328.91272900000001,"lbs/day","LUsePSep1",120,328.91273050000001,"lbs/day",1]
["LUsePSep1",151,278.48512720000002,"lbs/day","LUsePSep1",151,278.50866969999998,"lbs/day","LUsePSep1",151,278.5087206,"lbs/day","LUsePSep1",151,278.50873300000001,"lbs/day","LUsePSep1",151,278.50869970000002,"lbs/day","LUsePSep1",151,278.50866159999998,"lbs/day",1]
["LUsePSep1",165,251.29263520000001,"lbs/day","LUsePSep1",165,251.31519969999999,"lbs/day","LUsePSep1",165,251.31515469999999,"lbs/day","LUsePSep1",165,251.31521129999999,"lbs/day","LUsePSep1",165,251.3151613,"lbs/day","LUsePSep1",165,251.3152111,"lbs/day",1]
["LUsePSep1",222,255.9009283,"lbs/day","LUsePSep1",222,255.9337544,"lbs/day","LUsePSep1",222,255.93365739999999,"lbs/day","LUsePSep1",222,255.93379770000001,"lbs/day","LUsePSep1",222,255.93370089999999,"lbs/day","LUsePSep1",222,255.9336768,"lbs/day",1]
["LUsePSep1",247,265.71928680000002,"lbs/day","LUsePSep1",247,269.48728019999999,"lbs/day","LUsePSep1",247,269.4872633,"lbs/day","LUsePSep1",247,269.4872633,"lbs/day","LUsePSep1",247,269.4872661,"lbs/day","LUsePSep1",247,269.48727300000002,"lbs/day",1]
["LUsePSep1",302,331.08023530000003,"lbs/day","LUsePSep1",302,336.18971160000001,"lbs/day","LUsePSep1",302,336.18971690000001,"lbs/day","LUsePSep1",302,336.18972300000001,"lbs/day","LUsePSep1",302,336.1898291,"lbs/day","LUsePSep1",302,336.18981150000002,"lbs/day",1]
["LUsePSep1",324,331.03914580000003,"lbs/day","LUsePSep1",324,335.16837509999999,"lbs/day","LUsePSep1",324,335.16839069999997,"lbs/day","LUsePSep1",324,335.16837509999999,"lbs/day","LUsePSep1",324,335.16837509999999,"lbs/day","LUsePSep1",324,335.16837509999999,"lbs/day",1]
["LUsePSepExt1",22,0,"lbs/day","LUsePSepExt1",22,0,"lbs/day","LUsePSepExt1",22,0,"lbs/day","LUsePSepExt1",22,0,"lbs/day","LUsePSepExt1",22,0,"lbs/day","LUsePSepExt1",22,0,"lbs/day",0]
["LUsePSepExt1",41,0,"lbs/day","LUsePSepExt1",41,0,"lbs/day","LUsePSepExt1",41,0,"lbs/day","LUsePSepExt1",41,0,"lbs/day","LUsePSepExt1",41,0,"lbs/day","LUsePSepExt1",41,0,"lbs/day",0]
["LUsePSepExt1",71,0,"lbs/day","LUsePSepExt1",71,0,"lbs/day","LUsePSepExt1",71,0,"lbs/day","LUsePSepExt1",71,0,"lbs/day","LUsePSepExt1",71,0,"lbs/day","LUsePSepExt1",71,0,"lbs/day",0]
["LUsePSepExt1",124,0,"lbs/day","LUsePSepExt1",124,0,"lbs/day","LUsePSepExt1",124,0,"lbs/day","LUsePSepExt1",124,0,"lbs/day","LUsePSepExt1",124,0,"lbs/day","LUsePSepExt1",124,0,"lbs/day",0]
["LUsePSepExt1",143,0,"lbs/day","LUsePSepExt1",143,0,"lbs/day","LUsePSepExt1",143,0,"lbs/day","LUsePSepExt1",143,0,"lbs/day","LUsePSepExt1",143,0,"lbs/day","LUsePSepExt1",143,0,"lbs/day",0]
["LUsePSepExt1",206,0,"lbs/day","LUsePSepExt1",206,0,"lbs/day","LUsePSepExt1",206,0,"lbs/day","LUsePSepExt1",206,0,"lbs/day","LUsePSepExt1",206,0,"lbs/day","LUsePSepExt1",206,0,"lbs/day",0]
["LUsePSepExt1",222,0,"lbs/day","LUsePSepExt1",222,0,"lbs/day","LUsePSepExt1",222,0,"lbs/day","LUsePSepExt1",222,0,"lbs/day","LUsePSepExt1",222,0,"lbs/day","LUsePSepExt1",222,0,"lbs/day",0]
["LUsePSepExt1",289,0,"lbs/day","LUsePSepExt1",289,0,"lbs/day","LUsePSepExt1",289,0,"lbs/day","LUsePSepExt1",289,0,"lbs/day","LUsePSepExt1",289,0,"lbs/day","LUsePSepExt1",289,0,"lbs/day",0]
["LUsePSepExt1",308,0,"lbs/day","LUsePSepExt1",308,0,"lbs/day","LUsePSepExt1",308,0,"lbs/day","LUsePSepExt1",308,0,"lbs/day","LUsePSepExt1",308,0,"lbs/day","LUsePSepExt1",308,0,"lbs/day",0]
["LUsePSepExt1",365,0,"lbs/day","LUsePSepExt1",365,0,"lbs/day","LUsePSepExt1",365,0,"lbs/day","LUsePSepExt1",365,0,"lbs/day","LUsePSepExt1",365,0,"lbs/day","LUsePSepExt1",365,0,"lbs/day",0]
["LUsePIbtWw1",30,102.8588474,"lbs/day","LUsePIbtWw1",30,102.8678431,"lbs/day","LUsePIbtWw1",30,102.86781790000001,"lbs/day","LUsePIbtWw1",30,102.86781790000001,"lbs/day","LUsePIbtWw1",30,102.86781790000001,"lbs/day","LUsePIbtWw1",30,102.86781790000001,"lbs/day",1]
["LUsePIbtWw1",45,106.3239071,"lbs/day","LUsePIbtWw1",45,106.3325092,"lbs/day","LUsePIbtWw1",45,106.33254169999999,"lbs/day","LUsePIbtWw1",45,106.3325088,"lbs/day","LUsePIbtWw1",45,106.33250940000001,"lbs/day","LUsePIbtWw1",45,106.3325358,"lbs/day",1]
["LUsePIbtWw1",102,97.810239969999998,"lbs/day","LUsePIbtWw1",102,97.820129170000001,"lbs/day","LUsePIbtWw1",102,97.820129719999997,"lbs/day","LUsePIbtWw1",102,97.820161819999996,"lbs/day","LUsePIbtWw1",102,97.820129280000003,"lbs/day","LUsePIbtWw1",102,97.820133819999995,"lbs/day",1]
["LUsePIbtWw1",127,90.239509609999999,"lbs/day","LUsePIbtWw1",127,90.248280429999994,"lbs/day","LUsePIbtWw1",127,90.248297800000003,"lbs/day","LUsePIbtWw1",127,90.248273530000006,"lbs/day","LUsePIbtWw1",127,90.248273530000006,"lbs/day","LUsePIbtWw1",127,90.248297230000006,"lbs/day",1]
["LUsePIbtWw1",181,79.717512420000006,"lbs/day","LUsePIbtWw1",181,79.723046080000003,"lbs/day","LUsePIbtWw1",181,79.723041010000003,"lbs/day","LUsePIbtWw1",181,79.72303977,"lbs/day","LUsePIbtWw1",181,79.723051479999995,"lbs/day","LUsePIbtWw1",181,79.72306012,"lbs/day",1]
["LUsePIbtWw1",210,64.277607950000004,"lbs/day","LUsePIbtWw1",210,64.284725850000001,"lbs/day","LUsePIbtWw1",210,64.284764690000003,"lbs/day","LUsePIbtWw1",210,64.284731399999998,"lbs/day","LUsePIbtWw1",210,64.284728599999994,"lbs/day","LUsePIbtWw1",210,64.284720710000002,"lbs/day",1]
["LUsePIbtWw1",267,86.710627239999994,"lbs/day","LUsePIbtWw1",267,87.940766580000002,"lbs/day","LUsePIbtWw1",267,87.940762590000006,"lbs/day","LUsePIbtWw1",267,87.940767660000006,"lbs/day","LUsePIbtWw1",267,87.94076561,"lbs/day","LUsePIbtWw1",267,87.9407657,"lbs/day",1]
["LUsePIbtWw1",286,96.271404140000001,"lbs/day","LUsePIbtWw1",286,97.75870424,"lbs/day","LUsePIbtWw1",286,97.758676600000001,"lbs/day","LUsePIbtWw1",286,97.758673819999998,"lbs/day","LUsePIbtWw1",286,97.758705259999999,"lbs/day","LUsePIbtWw1",286,97.758700050000002,"lbs/day",1]
["LUsePIbtWw1",315,107.54733229999999,"lbs/day","LUsePIbtWw1",315,108.8901692,"lbs/day","LUsePIbtWw1",315,108.8901987,"lbs/day","LUsePIbtWw1",315,108.8901692,"lbs/day","LUsePIbtWw1",315,108.8901692,"lbs/day","LUsePIbtWw1",315,108.8901692,"lbs/day",1]
["LUseNp1",4,263.99577160000001,"lbs/day","LUseNp1",4,263.94767359999997,"lbs/day","LUseNp1",4,263.94767359999997,"lbs/day","LUseNp1",4,263.94767359999997,"lbs/day","LUseNp1",4,263.94767309999997,"lbs/day","LUseNp1",4,263.94767359999997,"lbs/day",1]
["LUseNp1",29,263.99298870000001,"lbs/day","LUseNp1",29,263.94766720000001,"lbs/day","LUseNp1",29,263.9476707,"lbs/day","LUseNp1",29,263.94767359999997,"lbs/day","LUseNp1",29,263.94767359999997,"lbs/day","LUseNp1",29,263.94767359999997,"lbs/day",{"$f":"IF(ISNUMBER(C34052),IF(AVERAGE(C34052,G34052,K34052,O34052,S34052,W34052)<>MAX(C34052,G34052,K34052,O34052,S34052,W34052),1,0),\"\")","v":1}]
["LUseNp1",86,263.26790770000002,"lbs/day","LUseNp1",86,263.23075319999998,"lbs/day","LUseNp1",86,263.2307753,"lbs/day","LUseNp1",86,263.23060700000002,"lbs/day","LUseNp1",86,263.23079050000001,"lbs/day","LUseNp1",86,263.23077000000001,"lbs/day",1]
["LUseNp1",101,264.5488909,"lbs/day","LUseNp1",101,264.49586649999998,"lbs/day","LUseNp1",101,264.49573040000001,"lbs/day","LUseNp1",101,264.4957359,"lbs/day","LUseNp1",101,264.49584040000002,"lbs/day","LUseNp1",101,264.4957915,"lbs/day",1]
["LUseNp1",169,265.27038850000002,"lbs/day","LUseNp1",169,265.2127289,"lbs/day","LUseNp1",169,265.21272529999999,"lbs/day","LUseNp1",169,265.21272529999999,"lbs/day","LUseNp1",169,265.21285940000001,"lbs/day","LUseNp1",169,265.21274649999998,"lbs/day",1]
["LUseNp1",188,266.8393863,"lbs/day","LUseNp1",188,266.78949710000001,"lbs/day","LUseNp1",188,266.78950659999998,"lbs/day","LUseNp1",188,266.78980819999998,"lbs/day","LUseNp1",188,266.78978569999998,"lbs/day","LUseNp1",188,266.7897279,"lbs/day",1]
["LUseNp1",245,257.13769980000001,"lbs/day","LUseNp1",245,264.48625229999999,"lbs/day","LUseNp1",245,264.48625170000003,"lbs/day","LUseNp1",245,264.48642799999999,"lbs/day","LUseNp1",245,264.48636370000003,"lbs/day","LUseNp1",245,264.4862554,"lbs/day",1]
["LUseNp1",274,257.17885919999998,"lbs/day","LUseNp1",274,264.62531819999998,"lbs/day","LUseNp1",274,264.62532390000001,"lbs/day","LUseNp1",274,264.62551239999999,"lbs/day","LUseNp1",274,264.62532570000002,"lbs/day","LUseNp1",274,264.62553029999998,"lbs/day",1]
["LUseNp1",328,257.11751429999998,"lbs/day","LUseNp1",328,263.23481629999998,"lbs/day","LUseNp1",328,263.23480489999997,"lbs/day","LUseNp1",328,263.23481629999998,"lbs/day","LUseNp1",328,263.23481629999998,"lbs/day","LUseNp1",328,263.23481629999998,"lbs/day",1]
["LUseNp1",353,263.42272910000003,"lbs/day","LUseNp1",353,263.3820316,"lbs/day","LUseNp1",353,263.38203199999998,"lbs/day","LUseNp1",353,263.38203199999998,"lbs/day","LUseNp1",353,263.3820316,"lbs/day","LUseNp1",353,263.3820316,"lbs/day",1]
["LUseNpSanS1",7,49.659340440000001,"lbs/day","LUseNpSanS1",7,49.651084089999998,"lbs/day","LUseNpSanS1",7,49.651084089999998,"lbs/day","LUseNpSanS1",7,49.651083389999997,"lbs/day","LUseNpSanS1",7,49.651083980000003,"lbs/day","LUseNpSanS1",7,49.651084089999998,"lbs/day",1]
["LUseNpSanS1",60,46.777258719999999,"lbs/day","LUseNpSanS1",60,46.771630440000003,"lbs/day","LUseNpSanS1",60,46.771660400000002,"lbs/day","LUseNpSanS1",60,46.771664149999999,"lbs/day","LUseNpSanS1",60,46.771645919999997,"lbs/day","LUseNpSanS1",60,46.77165273,"lbs/day",1]
["LUseNpSanS1",90,46.777513399999997,"lbs/day","LUseNpSanS1",90,46.771664149999999,"lbs/day","LUseNpSanS1",90,46.771631650000003,"lbs/day","LUseNpSanS1",90,46.771664129999998,"lbs/day","LUseNpSanS1",90,46.771631429999999,"lbs/day","LUseNpSanS1",90,46.771663750000002,"lbs/day",1]
["LUseNpSanS1",147,39.596094770000001,"lbs/day","LUseNpSanS1",147,39.588607349999997,"lbs/day","LUseNpSanS1",147,39.588592030000001,"lbs/day","LUseNpSanS1",147,39.588615490000002,"lbs/day","LUseNpSanS1",147,39.588615490000002,"lbs/day","LUseNpSanS1",147,39.588597829999998,"lbs/day",1]
["LUseNpSanS1",166,38.522573360000003,"lbs/day","LUseNpSanS1",166,38.514467809999999,"lbs/day","LUseNpSanS1",166,38.514491839999998,"lbs/day","LUseNpSanS1",166,38.514467860000003,"lbs/day","LUseNpSanS1",166,38.514467809999999,"lbs/day","LUseNpSanS1",166,38.51449599,"lbs/day",1]
["LUseNpSanS1",229,43.130316710000002,"lbs/day","LUseNpSanS1",229,44.810790900000001,"lbs/day","LUseNpSanS1",229,44.810792030000002,"lbs/day","LUseNpSanS1",229,44.810775759999999,"lbs/day","LUseNpSanS1",229,44.810778839999998,"lbs/day","LUseNpSanS1",229,44.810795749999997,"lbs/day",1]
["LUseNpSanS1",265,39.461284790000001,"lbs/day","LUseNpSanS1",265,40.589355619999999,"lbs/day","LUseNpSanS1",265,40.589358249999997,"lbs/day","LUseNpSanS1",265,40.589382569999998,"lbs/day","LUseNpSanS1",265,40.589355490000003,"lbs/day","LUseNpSanS1",265,40.589356180000003,"lbs/day",1]
["LUseNpSanS1",274,50.517355129999999,"lbs/day","LUseNpSanS1",274,51.980978159999999,"lbs/day","LUseNpSanS1",274,51.980979290000001,"lbs/day","LUseNpSanS1",274,51.9810163,"lbs/day","LUseNpSanS1",274,51.980979640000001,"lbs/day","LUseNpSanS1",274,51.981019830000001,"lbs/day",1]
["LUseNpSanS1",331,45.842255289999997,"lbs/day","LUseNpSanS1",331,46.933639390000003,"lbs/day","LUseNpSanS1",331,46.933633589999999,"lbs/day","LUseNpSanS1",331,46.933639390000003,"lbs/day","LUseNpSanS1",331,46.933639229999997,"lbs/day","LUseNpSanS1",331,46.933639390000003,"lbs/day",1]
["LUseNpSanS1",350,47.44399507,"lbs/day","LUseNpSanS1",350,47.437397609999998,"lbs/day","LUseNpSanS1",350,47.437397609999998,"lbs/day","LUseNpSanS1",350,47.437397609999998,"lbs/day","LUseNpSanS1",350,47.437397609999998,"lbs/day","LUseNpSanS1",350,47.437397609999998,"lbs/day",1]
["LUseNpSep1",34,161.78229959999999,"lbs/day","LUseNpSep1",34,161.75715249999999,"lbs/day","LUseNpSep1",34,161.75712580000001,"lbs/day","LUseNpSep1",34,161.7572433,"lbs/day","LUseNpSep1",34,161.7571939,"lbs/day","LUseNpSep1",34,161.75714930000001,"lbs/day",1]
["LUseNpSep1",68,161.59416899999999,"lbs/day","LUseNpSep1",68,161.57106450000001,"lbs/day","LUseNpSep1",68,161.57095229999999,"lbs/day","LUseNpSep1",68,161.57106250000001,"lbs/day","LUseNpSep1",68,161.57095150000001,"lbs/day","LUseNpSep1",68,161.5710632,"lbs/day",1]
["LUseNpSep1",131,136.05373040000001,"lbs/day","LUseNpSep1",131,136.0264856,"lbs/day","LUseNpSep1",131,136.02649729999999,"lbs/day","LUseNpSep1",131,136.02650370000001,"lbs/day","LUseNpSep1",131,136.0264549,"lbs/day","LUseNpSep1",131,136.0264316,"lbs/day",{"$f":"IF(ISNUMBER(C34884),IF(AVERAGE(C34884,G34884,K34884,O34884,S34884,W34884)<>MAX(C34884,G34884,K34884,O34884,S34884,W34884),1,0),\"\")","v":1}]
["LUseNpSep1",150,136.05371919999999,"lbs/day","LUseNpSep1",150,136.02644090000001,"lbs/day","LUseNpSep1",150,136.02649940000001,"lbs/day","LUseNpSep1",150,136.0265134,"lbs/day","LUseNpSep1",150,136.0264549,"lbs/day","LUseNpSep1",150,136.0264517,"lbs/day",1]
["LUseNpSep1",185,125.7407609,"lbs/day","LUseNpSep1",185,125.71131560000001,"lbs/day","LUseNpSep1",185,125.7112587,"lbs/day","LUseNpSep1",185,125.7113169,"lbs/day","LUseNpSep1",185,125.7112364,"lbs/day","LUseNpSep1",185,125.7111975,"lbs/day",1]
["LUseNpSep1",233,127.5925136,"lbs/day","LUseNpSep1",233,132.56301909999999,"lbs/day","LUseNpSep1",233,132.5632129,"lbs/day","LUseNpSep1",233,132.56299970000001,"lbs/day","LUseNpSep1",233,132.56295560000001,"lbs/day","LUseNpSep1",233,132.56308480000001,"lbs/day",1]
["LUseNpSep1",252,137.10582289999999,"lbs/day","LUseNpSep1",252,141.024045,"lbs/day","LUseNpSep1",252,141.02405920000001,"lbs/day","LUseNpSep1",252,141.02407120000001,"lbs/day","LUseNpSep1",252,141.02403039999999,"lbs/day","LUseNpSep1",252,141.02407149999999,"lbs/day",1]
["LUseNpSep1",309,157.81873189999999,"lbs/day","LUseNpSep1",309,161.57353190000001,"lbs/day","LUseNpSep1",309,161.57351199999999,"lbs/day","LUseNpSep1",309,161.57353190000001,"lbs/day","LUseNpSep1",309,161.57353190000001,"lbs/day","LUseNpSep1",309,161.57353190000001,"lbs/day",1]
["LUseNpSep1",358,161.6890722,"lbs/day","LUseNpSep1",358,161.66389269999999,"lbs/day","LUseNpSep1",358,161.6638983,"lbs/day","LUseNpSep1",358,161.66389269999999,"lbs/day","LUseNpSep1",358,161.66389269999999,"lbs/day","LUseNpSep1",358,161.66389269999999,"lbs/day",1]
["LUseNpSepExt1",27,0,"lbs/day","LUseNpSepExt1",27,0,"lbs/day","LUseNpSepExt1",27,0,"lbs/day","LUseNpSepExt1",27,0,"lbs/day","LUseNpSepExt1",27,0,"lbs/day","LUseNpSepExt1",27,0,"lbs/day",0]
["LUseNpSepExt1",52,0,"lbs/day","LUseNpSepExt1",52,0,"lbs/day","LUseNpSepExt1",52,0,"lbs/day","LUseNpSepExt1",52,0,"lbs/day","LUseNpSepExt1",52,0,"lbs/day","LUseNpSepExt1",52,0,"lbs/day",0]
["LUseNpSepExt1",109,0,"lbs/day","LUseNpSepExt1",109,0,"lbs/day","LUseNpSepExt1",109,0,"lbs/day","LUseNpSepExt1",109,0,"lbs/day","LUseNpSepExt1",109,0,"lbs/day","LUseNpSepExt1",109,0,"lbs/day",0]
["LUseNpSepExt1",144,0,"lbs/day","LUseNpSepExt1",144,0,"lbs/day","LUseNpSepExt1",144,0,"lbs/day","LUseNpSepExt1",144,0,"lbs/day","LUseNpSepExt1",144,0,"lbs/day","LUseNpSepExt1",144,0,"lbs/day",0]
["LUseNpSepExt1",154,0,"lbs/day","LUseNpSepExt1",154,0,"lbs/day","LUseNpSepExt1",154,0,"lbs/day","LUseNpSepExt1",154,0,"lbs/day","LUseNpSepExt1",154,0,"lbs/day","LUseNpSepExt1",154,0,"lbs/day",0]
["LUseNpSepExt1",211,0,"lbs/day","LUseNpSepExt1",211,0,"lbs/day","LUseNpSepExt1",211,0,"lbs/day","LUseNpSepExt1",211,0,"lbs/day","LUseNpSepExt1",211,0,"lbs/day","LUseNpSepExt1",211,0,"lbs/day",0]
["LUseNpSepExt1",236,0,"lbs/day","LUseNpSepExt1",236,0,"lbs/day","LUseNpSepExt1",236,0,"lbs/day","LUseNpSepExt1",236,0,"lbs/day","LUseNpSepExt1",236,0,"lbs/day","LUseNpSepExt1",236,0,"lbs/day",0]
["LUseNpSepExt1",278,0,"lbs/day","LUseNpSepExt1",278,0,"lbs/day","LUseNpSepExt1",278,0,"lbs/day","LUseNpSepExt1",278,0,"lbs/day","LUseNpSepExt1",278,0,"lbs/day","LUseNpSepExt1",278,0,"lbs/day",{"$f":"IF(ISNUMBER(C35396),IF(AVERAGE(C35396,G35396,K35396,O35396,S35396,W35396)<>MAX(C35396,G35396,K35396,O35396,S35396,W35396),1,0),\"\")","v":0}]
["LUseNpSepExt1",313,0,"lbs/day","LUseNpSepExt1",313,0,"lbs/day","LUseNpSepExt1",313,0,"lbs/day","LUseNpSepExt1",313,0,"lbs/day","LUseNpSepExt1",313,0,"lbs/day","LUseNpSepExt1",313,0,"lbs/day",0]
["LUseNpIbtWw1",11,49.656013799999997,"lbs/day","LUseNpIbtWw1",11,49.646029140000003,"lbs/day","LUseNpIbtWw1",11,49.646029140000003,"lbs/day","LUseNpIbtWw1",11,49.646029120000001,"lbs/day","LUseNpIbtWw1",11,49.646029030000001,"lbs/day","LUseNpIbtWw1",11,49.646029140000003,"lbs/day",1]
["LUseNpIbtWw1",30,49.655238760000003,"lbs/day","LUseNpIbtWw1",30,49.64600094,"lbs/day","LUseNpIbtWw1",30,49.646029140000003,"lbs/day","LUseNpIbtWw1",30,49.646029140000003,"lbs/day","LUseNpIbtWw1",30,49.6460291,"lbs/day","LUseNpIbtWw1",30,49.646029140000003,"lbs/day",1]
["LUseNpIbtWw1",64,52.263939049999998,"lbs/day","LUseNpIbtWw1",64,52.255731859999997,"lbs/day","LUseNpIbtWw1",64,52.255727810000003,"lbs/day","LUseNpIbtWw1",64,52.255725509999998,"lbs/day","LUseNpIbtWw1",64,52.25575869,"lbs/day","LUseNpIbtWw1",64,52.255754609999997,"lbs/day",1]
["LUseNpIbtWw1",113,47.508068299999998,"lbs/day","LUseNpIbtWw1",113,47.49872542,"lbs/day","LUseNpIbtWw1",113,47.498723750000003,"lbs/day","LUseNpIbtWw1",113,47.498688629999997,"lbs/day","LUseNpIbtWw1",113,47.498725290000003,"lbs/day","LUseNpIbtWw1",113,47.49872534,"lbs/day",1]
["LUseNpIbtWw1",132,43.78945598,"lbs/day","LUseNpIbtWw1",132,43.78246343,"lbs/day","LUseNpIbtWw1",132,43.78246978,"lbs/day","LUseNpIbtWw1",132,43.782471280000003,"lbs/day","LUseNpIbtWw1",132,43.782452390000003,"lbs/day","LUseNpIbtWw1",132,43.782471280000003,"lbs/day",1]
["LUseNpIbtWw1",195,33.850492109999998,"lbs/day","LUseNpIbtWw1",195,33.844102700000001,"lbs/day","LUseNpIbtWw1",195,33.844105829999997,"lbs/day","LUseNpIbtWw1",195,33.84412854,"lbs/day","LUseNpIbtWw1",195,33.844108779999999,"lbs/day","LUseNpIbtWw1",195,33.844111210000001,"lbs/day",1]
["LUseNpIbtWw1",237,35.071575520000003,"lbs/day","LUseNpIbtWw1",237,36.437526679999998,"lbs/day","LUseNpIbtWw1",237,36.43752988,"lbs/day","LUseNpIbtWw1",237,36.437517819999997,"lbs/day","LUseNpIbtWw1",237,36.437543699999999,"lbs/day","LUseNpIbtWw1",237,36.437538920000001,"lbs/day",1]
["LUseNpIbtWw1",272,44.571299109999998,"lbs/day","LUseNpIbtWw1",272,45.844750249999997,"lbs/day","LUseNpIbtWw1",272,45.844750249999997,"lbs/day","LUseNpIbtWw1",272,45.844782619999997,"lbs/day","LUseNpIbtWw1",272,45.84475028,"lbs/day","LUseNpIbtWw1",272,45.844750249999997,"lbs/day",1]
["LUseNpIbtWw1",297,46.233276429999997,"lbs/day","LUseNpIbtWw1",297,47.571092780000001,"lbs/day","LUseNpIbtWw1",297,47.571102439999997,"lbs/day","LUseNpIbtWw1",297,47.57109981,"lbs/day","LUseNpIbtWw1",297,47.571080549999998,"lbs/day","LUseNpIbtWw1",297,47.571070409999997,"lbs/day",{"$f":"IF(ISNUMBER(C35780),IF(AVERAGE(C35780,G35780,K35780,O35780,S35780,W35780)<>MAX(C35780,G35780,K35780,O35780,S35780,W35780),1,0),\"\")","v":1}]
["LUseNpIbtWw1",354,51.655629429999998,"lbs/day","LUseNpIbtWw1",354,51.646921089999999,"lbs/day","LUseNpIbtWw1",354,51.646921089999999,"lbs/day","LUseNpIbtWw1",354,51.646921089999999,"lbs/day","LUseNpIbtWw1",354,51.646921089999999,"lbs/day","LUseNpIbtWw1",354,51.646921089999999,"lbs/day",1]
["LUseNpSewer1",23,0,"lbs/day","LUseNpSewer1",23,0,"lbs/day","LUseNpSewer1",23,0,"lbs/day","LUseNpSewer1",23,0,"lbs/day","LUseNpSewer1",23,0,"lbs/day","LUseNpSewer1",23,0,"lbs/day",0]
["LUseNpSewer1",72,0,"lbs/day","LUseNpSewer1",72,0,"lbs/day","LUseNpSewer1",72,0,"lbs/day","LUseNpSewer1",72,0,"lbs/day","LUseNpSewer1",72,0,"lbs/day","LUseNpSewer1",72,0,"lbs/day",0]
["LUseNpSewer1",91,0,"lbs/day","LUseNpSewer1",91,0,"lbs/day","LUseNpSewer1",91,0,"lbs/day","LUseNpSewer1",91,0,"lbs/day","LUseNpSewer1",91,0,"lbs/day","LUseNpSewer1",91,0,"lbs/day",0]
["LUseNpSewer1",116,0,"lbs/day","LUseNpSewer1",116,0,"lbs/day","LUseNpSewer1",116,0,"lbs/day","LUseNpSewer1",116,0,"lbs/day","LUseNpSewer1",116,0,"lbs/day","LUseNpSewer1",116,0,"lbs/day",0]
["LUseNpSewer1",157,0,"lbs/day","LUseNpSewer1",157,0,"lbs/day","LUseNpSewer1",157,0,"lbs/day","LUseNpSewer1",157,0,"lbs/day","LUseNpSewer1",157,0,"lbs/day","LUseNpSewer1",157,0,"lbs/day",0]
["LUseNpSewer1",193,0,"lbs/day","LUseNpSewer1",193,0,"lbs/day","LUseNpSewer1",193,0,"lbs/day","LUseNpSewer1",193,0,"lbs/day","LUseNpSewer1",193,0,"lbs/day","LUseNpSewer1",193,0,"lbs/day",0]
["LUseNpSewer1",256,0,"lbs/day","LUseNpSewer1",256,0,"lbs/day","LUseNpSewer1",256,0,"lbs/day","LUseNpSewer1",256,0,"lbs/day","LUseNpSewer1",256,0,"lbs/day","LUseNpSewer1",256,0,"lbs/day",0]
["LUseNpSewer1",275,0,"lbs/day","LUseNpSewer1",275,0,"lbs/day","LUseNpSewer1",275,0,"lbs/day","LUseNpSewer1",275,0,"lbs/day","LUseNpSewer1",275,0,"lbs/day","LUseNpSewer1",275,0,"lbs/day",0]
["LUseNpSewer1",330,0,"lbs/day","LUseNpSewer1",330,0,"lbs/day","LUseNpSewer1",330,0,"lbs/day","LUseNpSewer1",330,0,"lbs/day","LUseNpSewer1",330,0,"lbs/day","LUseNpSewer1",330,0,"lbs/day",0]
["LUseNpSewer1",358,0,"lbs/day","LUseNpSewer1",358,0,"lbs/day","LUseNpSewer1",358,0,"lbs/day","LUseNpSewer1",358,0,"lbs/day","LUseNpSewer1",358,0,"lbs/day","LUseNpSewer1",358,0,"lbs/day",0]
["LSw1",50,361.17370679999999,"lbs/day","LSw1",50,361.30998149999999,"lbs/day","LSw1",50,362.82273750000002,"lbs/day","LSw1",50,361.50403080000001,"lbs/day","LSw1",50,363.99179120000002,"lbs/day","LSw1",50,363.6515516,"lbs/day",1]
["LSw1",75,470.28808049999998,"lbs/day","LSw1",75,467.03820719999999,"lbs/day","LSw1",75,484.07952870000003,"lbs/day","LSw1",75,467.2317668,"lbs/day","LSw1",75,493.68261419999999,"lbs/day","LSw1",75,494.34937000000002,"lbs/day",1]
["LSw1",116,589.74780980000003,"lbs/day","LSw1",116,588.78648020000003,"lbs/day","LSw1",116,586.87929450000001,"lbs/day","LSw1",116,588.56494850000001,"lbs/day","LSw1",116,568.67101230000003,"lbs/day","LSw1",116,561.26202660000001,"lbs/day",1]
["LSw1",152,504.84653960000003,"lbs/day","LSw1",152,501.06810460000003,"lbs/day","LSw1",152,511.18785800000001,"lbs/day","LSw1",152,500.95393000000001,"lbs/day","LSw1",152,527.96879720000004,"lbs/day","LSw1",152,528.74936400000001,"lbs/day",1]
["LSw1",177,385.1718659,"lbs/day","LSw1",177,379.8725622,"lbs/day","LSw1",177,395.76317990000001,"lbs/day","LSw1",177,379.33043090000001,"lbs/day","LSw1",177,406.90214850000001,"lbs/day","LSw1",177,409.78216930000002,"lbs/day",1]
["LSw1",234,98.593369159999995,"lbs/day","LSw1",234,189.749976,"lbs/day","LSw1",234,193.86926099999999,"lbs/day","LSw1",234,189.7269561,"lbs/day","LSw1",234,196.9030003,"lbs/day","LSw1",234,197.35984260000001,"lbs/day",1]
["LSw1",250,118.31710270000001,"lbs/day","LSw1",250,216.09416619999999,"lbs/day","LSw1",250,221.05925980000001,"lbs/day","LSw1",250,216.20878859999999,"lbs/day","LSw1",250,224.56790770000001,"lbs/day","LSw1",250,224.80861010000001,"lbs/day",1]
["LSw1",317,512.46259469999995,"lbs/day","LSw1",317,513.35217520000003,"lbs/day","LSw1",317,507.41691589999999,"lbs/day","LSw1",317,511.29587270000002,"lbs/day","LSw1",317,504.03796940000001,"lbs/day","LSw1",317,507.24349919999997,"lbs/day",1]
["LSw1",336,370.4459521,"lbs/day","LSw1",336,374.89593189999999,"lbs/day","LSw1",336,376.1674721,"lbs/day","LSw1",336,374.95757459999999,"lbs/day","LSw1",336,379.44429760000003,"lbs/day","LSw1",336,379.3847854,"lbs/day",1]
["LSw1",361,377.8888096,"lbs/day","LSw1",361,379.31243919999997,"lbs/day","LSw1",361,386.88227469999998,"lbs/day","LSw1",361,379.44378829999999,"lbs/day","LSw1",361,391.14465840000003,"lbs/day","LSw1",361,391.07240109999998,"lbs/day",1]
["LSwRes1",36,356.38775900000002,"lbs/day","LSwRes1",36,356.17870390000002,"lbs/day","LSwRes1",36,359.18130530000002,"lbs/day","LSwRes1",36,356.36012369999997,"lbs/day","LSwRes1",36,361.31321209999999,"lbs/day","LSwRes1",36,361.08271029999997,"lbs/day",1]
["LSwRes1",73,379.50094419999999,"lbs/day","LSwRes1",73,379.2301496,"lbs/day","LSwRes1",73,387.6666113,"lbs/day","LSwRes1",73,379.32870120000001,"lbs/day","LSwRes1",73,391.01016329999999,"lbs/day","LSwRes1",73,390.99203210000002,"lbs/day",1]
["LSwRes1",136,402.14223920000001,"lbs/day","LSwRes1",136,396.0381817,"lbs/day","LSwRes1",136,411.21313459999999,"lbs/day","LSwRes1",136,395.85862980000002,"lbs/day","LSwRes1",136,458.90758069999998,"lbs/day","LSwRes1",136,459.81043299999999,"lbs/day",1]
["LSwRes1",155,357.33845000000002,"lbs/day","LSwRes1",155,354.8186968,"lbs/day","LSwRes1",155,360.58439340000001,"lbs/day","LSwRes1",155,354.59144190000001,"lbs/day","LSwRes1",155,372.09550789999997,"lbs/day","LSwRes1",155,372.75958989999998,"lbs/day",1]
["LSwRes1",209,141.06941420000001,"lbs/day","LSwRes1",209,160.0788986,"lbs/day","LSwRes1",209,171.7170845,"lbs/day","LSwRes1",209,158.5923799,"lbs/day","LSwRes1",209,181.2096195,"lbs/day","LSwRes1",209,183.83085030000001,"lbs/day",1]
["LSwRes1",238,51.447444400000002,"lbs/day","LSwRes1",238,144.0350857,"lbs/day","LSwRes1",238,147.91548750000001,"lbs/day","LSwRes1",238,143.87170380000001,"lbs/day","LSwRes1",238,151.65448749999999,"lbs/day","LSwRes1",238,152.1223268,"lbs/day",1]
["LSwRes1",295,365.8960247,"lbs/day","LSwRes1",295,376.27896879999997,"lbs/day","LSwRes1",295,383.88312780000001,"lbs/day","LSwRes1",295,375.45988649999998,"lbs/day","LSwRes1",295,388.92286200000001,"lbs/day","LSwRes1",295,390.66404369999998,"lbs/day",1]
["LSwRes1",320,558.42385790000003,"lbs/day","LSwRes1",320,559.98573199999998,"lbs/day","LSwRes1",320,581.01419650000003,"lbs/day","LSwRes1",320,560.69716919999996,"lbs/day","LSwRes1",320,595.50957870000002,"lbs/day","LSwRes1",320,595.83581809999998,"lbs/day",1]
["LSwRes1",360,350.43159159999999,"lbs/day","LSwRes1",360,351.46801570000002,"lbs/day","LSwRes1",360,359.49166860000003,"lbs/day","LSwRes1",360,351.49249309999999,"lbs/day","LSwRes1",360,364.52012580000002,"lbs/day","LSwRes1",360,364.76677949999998,"lbs/day",1]
["LSwAsr1",38,0,"lbs/day","LSwAsr1",38,0,"lbs/day","LSwAsr1",38,0,"lbs/day","LSwAsr1",38,0,"lbs/day","LSwAsr1",38,0,"lbs/day","LSwAsr1",38,0,"lbs/day",0]
["LSwAsr1",57,0,"lbs/day","LSwAsr1",57,0,"lbs/day","LSwAsr1",57,0,"lbs/day","LSwAsr1",57,0,"lbs/day","LSwAsr1",57,0,"lbs/day","LSwAsr1",57,0,"lbs/day",0]
["LSwAsr1",114,0,"lbs/day","LSwAsr1",114,0,"lbs/day","LSwAsr1",114,0,"lbs/day","LSwAsr1",114,0,"lbs/day","LSwAsr1",114,0,"lbs/day","LSwAsr1",114,0,"lbs/day",0]
["LSwAsr1",129,0,"lbs/day","LSwAsr1",129,0,"lbs/day","LSwAsr1",129,0,"lbs/day","LSwAsr1",129,0,"lbs/day","LSwAsr1",129,0,"lbs/day","LSwAsr1",129,0,"lbs/day",0]
["LSwAsr1",197,0,"lbs/day","LSwAsr1",197,0,"lbs/day","LSwAsr1",197,0,"lbs/day","LSwAsr1",197,0,"lbs/day","LSwAsr1",197,0,"lbs/day","LSwAsr1",197,0,"lbs/day",0]
["LSwAsr1",216,0,"lbs/day","LSwAsr1",216,0,"lbs/day","LSwAsr1",216,0,"lbs/day","LSwAsr1",216,0,"lbs/day","LSwAsr1",216,0,"lbs/day","LSwAsr1",216,0,"lbs/day",0]
["LSwAsr1",241,0,"lbs/day","LSwAsr1",241,0,"lbs/day","LSwAsr1",241,0,"lbs/day","LSwAsr1",241,0,"lbs/day","LSwAsr1",241,0,"lbs/day","LSwAsr1",241,0,"lbs/day",0]
["LSwAsr1",280,0,"lbs/day","LSwAsr1",280,0,"lbs/day","LSwAsr1",280,0,"lbs/day","LSwAsr1",280,0,"lbs/day","LSwAsr1",280,0,"lbs/day","LSwAsr1",280,0,"lbs/day",0]
["LSwAsr1",324,0,"lbs/day","LSwAsr1",324,0,"lbs/day","LSwAsr1",324,0,"lbs/day","LSwAsr1",324,0,"lbs/day","LSwAsr1",324,0,"lbs/day","LSwAsr1",324,0,"lbs/day",0]
["LSwWtp1",16,1.8875472600000001,"lbs/day","LSwWtp1",16,1.8705983879999999,"lbs/day","LSwWtp1",16,1.68927443,"lbs/day","LSwWtp1",16,1.868299806,"lbs/day","LSwWtp1",16,1.5789575410000001,"lbs/day","LSwWtp1",16,1.567755993,"lbs/day",1]
["LSwWtp1",35,3.5211725600000001,"lbs/day","LSwWtp1",35,3.5247912800000001,"lbs/day","LSwWtp1",35,3.162420869,"lbs/day","LSwWtp1",35,3.5404543249999998,"lbs/day","LSwWtp1",35,2.9558388350000002,"lbs/day","LSwWtp1",35,2.9021921040000001,"lbs/day",1]
["LSwWtp1",88,1.7036280079999999,"lbs/day","LSwWtp1",88,1.7291267180000001,"lbs/day","LSwWtp1",88,1.523053668,"lbs/day","LSwWtp1",88,1.739691509,"lbs/day","LSwWtp1",88,1.4128618079999999,"lbs/day","LSwWtp1",88,1.3815023959999999,"lbs/day",1]
["LSwWtp1",118,6.449433827,"lbs/day","LSwWtp1",118,6.6767706389999999,"lbs/day","LSwWtp1",118,5.5308510120000003,"lbs/day","LSwWtp1",118,6.7365274179999997,"lbs/day","LSwWtp1",118,4.9753019109999999,"lbs/day","LSwWtp1",118,4.8395489989999998,"lbs/day",1]
["LSwWtp1",143,1.7660598759999999,"lbs/day","LSwWtp1",143,1.7941226770000001,"lbs/day","LSwWtp1",143,1.558410007,"lbs/day","LSwWtp1",143,1.8065146190000001,"lbs/day","LSwWtp1",143,1.534916924,"lbs/day","LSwWtp1",143,1.501594927,"lbs/day",1]
["LSwWtp1",200,38.941025799999998,"lbs/day","LSwWtp1",200,24.04256723,"lbs/day","LSwWtp1",200,23.288026729999999,"lbs/day","LSwWtp1",200,24.511963170000001,"lbs/day","LSwWtp1",200,21.976227380000001,"lbs/day","LSwWtp1",200,21.696039129999999,"lbs/day",{"$f":"IF(ISNUMBER(C37508),IF(AVERAGE(C37508,G37508,K37508,O37508,S37508,W37508)<>MAX(C37508,G37508,K37508,O37508,S37508,W37508),1,0),\"\")","v":1}]
["LSwWtp1",239,15.658186499999999,"lbs/day","LSwWtp1",239,28.123058969999999,"lbs/day","LSwWtp1",239,28.486763459999999,"lbs/day","LSwWtp1",239,28.285057819999999,"lbs/day","LSwWtp1",239,27.91840723,"lbs/day","LSwWtp1",239,27.67425678,"lbs/day",1]
["LSwWtp1",283,6.4634792210000001,"lbs/day","LSwWtp1",283,7.7565655939999996,"lbs/day","LSwWtp1",283,5.8698690009999996,"lbs/day","LSwWtp1",283,7.8606308760000001,"lbs/day","LSwWtp1",283,5.1249680020000001,"lbs/day","LSwWtp1",283,4.8664858510000002,"lbs/day",1]
["LSwWtp1",302,2.0293127800000001,"lbs/day","LSwWtp1",302,2.2523852,"lbs/day","LSwWtp1",302,1.9237885809999999,"lbs/day","LSwWtp1",302,2.2801757249999999,"lbs/day","LSwWtp1",302,1.7639470880000001,"lbs/day","LSwWtp1",302,1.6994922699999999,"lbs/day",1]
["LSwWtp1",359,2.5162272739999998,"lbs/day","LSwWtp1",359,2.4947920309999998,"lbs/day","LSwWtp1",359,2.3026369999999998,"lbs/day","LSwWtp1",359,2.4913649229999999,"lbs/day","LSwWtp1",359,2.1784904109999998,"lbs/day","LSwWtp1",359,2.1670818719999998,"lbs/day",1]
["LSwPt1",8,2.7823619169999998,"lbs/day","LSwPt1",8,2.8468161479999998,"lbs/day","LSwPt1",8,2.6862936739999999,"lbs/day","LSwPt1",8,2.853608699,"lbs/day","LSwPt1",8,2.5810635099999999,"lbs/day","LSwPt1",8,2.5563643520000001,"lbs/day",1]
["LSwPt1",77,4.8172276429999998,"lbs/day","LSwPt1",77,5.0900641699999998,"lbs/day","LSwPt1",77,4.7144677210000001,"lbs/day","LSwPt1",77,5.1469130459999999,"lbs/day","LSwPt1",77,4.5169467030000003,"lbs/day","LSwPt1",77,4.399181842,"lbs/day",1]
["LSwPt1",102,2.429607565,"lbs/day","LSwPt1",102,2.5787865299999999,"lbs/day","LSwPt1",102,2.285014017,"lbs/day","LSwPt1",102,2.5964728099999999,"lbs/day","LSwPt1",102,2.1260085320000002,"lbs/day","LSwPt1",102,2.0772970389999998,"lbs/day",1]
["LSwPt1",159,1.4396421749999999,"lbs/day","LSwPt1",159,1.6056433889999999,"lbs/day","LSwPt1",159,1.3133117990000001,"lbs/day","LSwPt1",159,1.6270536149999999,"lbs/day","LSwPt1",159,1.1738045690000001,"lbs/day","LSwPt1",159,1.1343537990000001,"lbs/day",1]
["LSwPt1",198,24.29684486,"lbs/day","LSwPt1",198,25.266426790000001,"lbs/day","LSwPt1",198,23.34574426,"lbs/day","LSwPt1",198,25.37808467,"lbs/day","LSwPt1",198,22.059491649999998,"lbs/day","LSwPt1",198,21.68524201,"lbs/day",1]
["LSwPt1",204,16.5096241,"lbs/day","LSwPt1",204,16.618239790000001,"lbs/day","LSwPt1",204,16.099949380000002,"lbs/day","LSwPt1",204,16.5893677,"lbs/day","LSwPt1",204,15.658651300000001,"lbs/day","LSwPt1",204,15.650700240000001,"lbs/day",1]
["LSwPt1",261,0,"lbs/day","LSwPt1",261,0,"lbs/day","LSwPt1",261,0,"lbs/day","LSwPt1",261,0,"lbs/day","LSwPt1",261,0,"lbs/day","LSwPt1",261,0,"lbs/day",0]
["LSwPt1",280,0,"lbs/day","LSwPt1",280,0,"lbs/day","LSwPt1",280,0,"lbs/day","LSwPt1",280,0,"lbs/day","LSwPt1",280,0,"lbs/day","LSwPt1",280,0,"lbs/day",0]
["LSwPt1",332,0,"lbs/day","LSwPt1",332,0,"lbs/day","LSwPt1",332,0,"lbs/day","LSwPt1",332,0,"lbs/day","LSwPt1",332,0,"lbs/day","LSwPt1",332,0,"lbs/day",0]
["LSwPt1",363,0.84340672900000002,"lbs/day","LSwPt1",363,0.87067472800000001,"lbs/day","LSwPt1",363,0.78996325099999998,"lbs/day","LSwPt1",363,0.86946393499999997,"lbs/day","LSwPt1",363,0.74080212000000001,"lbs/day","LSwPt1",363,0.73550821799999999,"lbs/day",1]
["LResPt1",61,0,"lbs/day","LResPt1",61,0,"lbs/day","LResPt1",61,0,"lbs/day","LResPt1",61,0,"lbs/day","LResPt1",61,0,"lbs/day","LResPt1",61,0,"lbs/day",0]
["LResPt1",80,0,"lbs/day","LResPt1",80,0,"lbs/day","LResPt1",80,0,"lbs/day","LResPt1",80,0,"lbs/day","LResPt1",80,0,"lbs/day","LResPt1",80,0,"lbs/day",0]
["LResPt1",118,0,"lbs/day","LResPt1",118,0,"lbs/day","LResPt1",118,0,"lbs/day","LResPt1",118,0,"lbs/day","LResPt1",118,0,"lbs/day","LResPt1",118,0,"lbs/day",0]
["LResPt1",163,0,"lbs/day","LResPt1",163,0,"lbs/day","LResPt1",163,0,"lbs/day","LResPt1",163,0,"lbs/day","LResPt1",163,0,"lbs/day","LResPt1",163,0,"lbs/day",0]
["LResPt1",182,0,"lbs/day","LResPt1",182,0,"lbs/day","LResPt1",182,0,"lbs/day","LResPt1",182,0,"lbs/day","LResPt1",182,0,"lbs/day","LResPt1",182,0,"lbs/day",0]
["LResPt1",245,0,"lbs/day","LResPt1",245,0,"lbs/day","LResPt1",245,0,"lbs/day","LResPt1",245,0,"lbs/day","LResPt1",245,0,"lbs/day","LResPt1",245,0,"lbs/day",0]
["LResPt1",291,0,"lbs/day","LResPt1",291,0,"lbs/day","LResPt1",291,0,"lbs/day","LResPt1",291,0,"lbs/day","LResPt1",291,0,"lbs/day","LResPt1",291,0,"lbs/day",0]
["LResPt1",322,0,"lbs/day","LResPt1",322,0,"lbs/day","LResPt1",322,0,"lbs/day","LResPt1",322,0,"lbs/day","LResPt1",322,0,"lbs/day","LResPt1",322,0,"lbs/day",0]
["LResPt1",347,0,"lbs/day","LResPt1",347,0,"lbs/day","LResPt1",347,0,"lbs/day","LResPt1",347,0,"lbs/day","LResPt1",347,0,"lbs/day","LResPt1",347,0,"lbs/day",0]
["LResWtp1",39,3.7037204730000002,"lbs/day","LResWtp1",39,4.0746095530000002,"lbs/day","LResWtp1",39,3.7274756099999999,"lbs/day","LResWtp1",39,4.1002242239999998,"lbs/day","LResWtp1",39,3.4969966590000001,"lbs/day","LResWtp1",39,3.43922332,"lbs/day",1]
["LResWtp1",77,3.5501439430000001,"lbs/day","LResWtp1",77,3.9023577139999999,"lbs/day","LResWtp1",77,3.6617372260000001,"lbs/day","LResWtp1",77,3.9401487739999999,"lbs/day","LResWtp1",77,3.5090104690000001,"lbs/day","LResWtp1",77,3.469960677,"lbs/day",1]
["LResWtp1",84,2.412934162,"lbs/day","LResWtp1",84,2.7172163039999999,"lbs/day","LResWtp1",84,2.3793314570000001,"lbs/day","LResWtp1",84,2.746487562,"lbs/day","LResWtp1",84,2.2060400599999999,"lbs/day","LResWtp1",84,2.113166192,"lbs/day",1]
["LResWtp1",141,1.3758951159999999,"lbs/day","LResWtp1",141,1.5881555780000001,"lbs/day","LResWtp1",141,1.3653418900000001,"lbs/day","LResWtp1",141,1.5981260559999999,"lbs/day","LResWtp1",141,1.346830846,"lbs/day","LResWtp1",141,1.215102557,"lbs/day",1]
["LResWtp1",166,3.2192963130000001,"lbs/day","LResWtp1",166,3.7499631839999998,"lbs/day","LResWtp1",166,3.1953302859999999,"lbs/day","LResWtp1",166,3.7885446630000001,"lbs/day","LResWtp1",166,2.9733134250000002,"lbs/day","LResWtp1",166,2.8856373849999999,"lbs/day",1]
["LResWtp1",211,10.037977570000001,"lbs/day","LResWtp1",211,25.46629145,"lbs/day","LResWtp1",211,24.38437811,"lbs/day","LResWtp1",211,26.11647864,"lbs/day","LResWtp1",211,23.59886633,"lbs/day","LResWtp1",211,23.011877290000001,"lbs/day",1]
["LResWtp1",243,21.500249790000002,"lbs/day","LResWtp1",243,22.690911969999998,"lbs/day","LResWtp1",243,19.902798539999999,"lbs/day","LResWtp1",243,22.294608910000001,"lbs/day","LResWtp1",243,20.630838560000001,"lbs/day","LResWtp1",243,20.35807325,"lbs/day",1]
["LResWtp1",306,2.5332961360000001,"lbs/day","LResWtp1",306,2.8127860849999999,"lbs/day","LResWtp1",306,2.4229306500000001,"lbs/day","LResWtp1",306,2.8537770240000002,"lbs/day","LResWtp1",306,2.2182562739999998,"lbs/day","LResWtp1",306,1.98382031,"lbs/day",1]
["LResWtp1",325,1.0410424460000001,"lbs/day","LResWtp1",325,1.0881304249999999,"lbs/day","LResWtp1",325,0.96064526900000002,"lbs/day","LResWtp1",325,1.0871968729999999,"lbs/day","LResWtp1",325,0.89919216000000002,"lbs/day","LResWtp1",325,0.88444540999999999,"lbs/day",1]
["LResAsr1",19,0,"lbs/day","LResAsr1",19,0,"lbs/day","LResAsr1",19,0,"lbs/day","LResAsr1",19,0,"lbs/day","LResAsr1",19,0,"lbs/day","LResAsr1",19,0,"lbs/day",0]
["LResAsr1",43,0,"lbs/day","LResAsr1",43,0,"lbs/day","LResAsr1",43,0,"lbs/day","LResAsr1",43,0,"lbs/day","LResAsr1",43,0,"lbs/day","LResAsr1",43,0,"lbs/day",0]
["LResAsr1",62,0,"lbs/day","LResAsr1",62,0,"lbs/day","LResAsr1",62,0,"lbs/day","LResAsr1",62,0,"lbs/day","LResAsr1",62,0,"lbs/day","LResAsr1",62,0,"lbs/day",0]
["LResAsr1",125,0,"lbs/day","LResAsr1",125,0,"lbs/day","LResAsr1",125,0,"lbs/day","LResAsr1",125,0,"lbs/day","LResAsr1",125,0,"lbs/day","LResAsr1",125,0,"lbs/day",0]
["LResAsr1",170,0,"lbs/day","LResAsr1",170,0,"lbs/day","LResAsr1",170,0,"lbs/day","LResAsr1",170,0,"lbs/day","LResAsr1",170,0,"lbs/day","LResAsr1",170,0,"lbs/day",0]
["LResAsr1",202,0,"lbs/day","LResAsr1",202,0,"lbs/day","LResAsr1",202,0,"lbs/day","LResAsr1",202,0,"lbs/day","LResAsr1",202,0,"lbs/day","LResAsr1",202,0,"lbs/day",0]
["LResAsr1",227,0,"lbs/day","LResAsr1",227,0,"lbs/day","LResAsr1",227,0,"lbs/day","LResAsr1",227,0,"lbs/day","LResAsr1",227,0,"lbs/day","LResAsr1",227,0,"lbs/day",0]
["LResAsr1",284,0,"lbs/day","LResAsr1",284,0,"lbs/day","LResAsr1",284,0,"lbs/day","LResAsr1",284,0,"lbs/day","LResAsr1",284,0,"lbs/day","LResAsr1",284,0,"lbs/day",0]
["LResAsr1",304,0,"lbs/day","LResAsr1",304,0,"lbs/day","LResAsr1",304,0,"lbs/day","LResAsr1",304,0,"lbs/day","LResAsr1",304,0,"lbs/day","LResAsr1",304,0,"lbs/day",0]
["LResAsr1",329,0,"lbs/day","LResAsr1",329,0,"lbs/day","LResAsr1",329,0,"lbs/day","LResAsr1",329,0,"lbs/day","LResAsr1",329,0,"lbs/day","LResAsr1",329,0,"lbs/day",0]
["LSwExt1",21,555.05828020000001,"lbs/day","LSwExt1",21,551.06351310000002,"lbs/day","LSwExt1",21,568.64860410000006,"lbs/day","LSwExt1",21,552.06840099999999,"lbs/day","LSwExt1",21,585.87575059999995,"lbs/day","LSwExt1",21,579.49490219999996,"lbs/day",1]
["LSwExt1",46,400.08894770000001,"lbs/day","LSwExt1",46,398.30294689999999,"lbs/day","LSwExt1",46,407.84331420000001,"lbs/day","LSwExt1",46,398.65109100000001,"lbs/day","LSwExt1",46,401.36447930000003,"lbs/day","LSwExt1",46,393.39441269999998,"lbs/day",1]
["LSwExt1",90,451.256753,"lbs/day","LSwExt1",90,450.5563593,"lbs/day","LSwExt1",90,445.0514483,"lbs/day","LSwExt1",90,450.80664789999997,"lbs/day","LSwExt1",90,456.5054695,"lbs/day","LSwExt1",90,369.96463619999997,"lbs/day",1]
["LSwExt1",116,477.01884109999997,"lbs/day","LSwExt1",116,471.79166570000001,"lbs/day","LSwExt1",116,524.19508250000001,"lbs/day","LSwExt1",116,471.67456470000002,"lbs/day","LSwExt1",116,538.77431879999995,"lbs/day","LSwExt1",116,546.37202509999997,"lbs/day",1]
["LSwExt1",117,384.25877120000001,"lbs/day","LSwExt1",117,380.74671960000001,"lbs/day","LSwExt1",117,341.93016219999998,"lbs/day","LSwExt1",117,381.97268339999999,"lbs/day","LSwExt1",117,400.28836460000002,"lbs/day","LSwExt1",117,668.45236090000003,"lbs/day",1]
["LSwExt1",118,613.21377700000005,"lbs/day","LSwExt1",118,607.29374110000003,"lbs/day","LSwExt1",118,636.95475610000005,"lbs/day","LSwExt1",118,607.91766749999999,"lbs/day","LSwExt1",118,669.4496838,"lbs/day","LSwExt1",118,496.53036109999999,"lbs/day",1]
["LSwExt1",119,520.78885270000001,"lbs/day","LSwExt1",119,484.01656889999998,"lbs/day","LSwExt1",119,536.0408334,"lbs/day","LSwExt1",119,479.01370700000001,"lbs/day","LSwExt1",119,589.67553929999997,"lbs/day","LSwExt1",119,789.34649009999998,"lbs/day",1]
["LSwExt1",120,556.19738640000003,"lbs/day","LSwExt1",120,528.09212319999995,"lbs/day","LSwExt1",120,557.74402320000002,"lbs/day","LSwExt1",120,523.79452449999997,"lbs/day","LSwExt1",120,588.32343749999995,"lbs/day","LSwExt1",120,365.87548029999999,"lbs/day",1]
["LSwExt1",121,535.81300550000003,"lbs/day","LSwExt1",121,523.07189940000001,"lbs/day","LSwExt1",121,520.86090760000002,"lbs/day","LSwExt1",121,520.92279619999999,"lbs/day","LSwExt1",121,534.16369320000001,"lbs/day","LSwExt1",121,441.661135,"lbs/day",1]
["LSwExt1",122,618.90510949999998,"lbs/day","LSwExt1",122,609.59051490000002,"lbs/day","LSwExt1",122,570.3161844,"lbs/day","LSwExt1",122,607.8944103,"lbs/day","LSwExt1",122,618.46688730000005,"lbs/day","LSwExt1",122,556.66604489999997,"lbs/day",1]
["LSwExt1",123,532.8768814,"lbs/day","LSwExt1",123,530.91815389999999,"lbs/day","LSwExt1",123,533.63245270000004,"lbs/day","LSwExt1",123,530.53908579999995,"lbs/day","LSwExt1",123,525.48034229999996,"lbs/day","LSwExt1",123,489.28586969999998,"lbs/day",1]
["LSwExt1",124,478.83045959999998,"lbs/day","LSwExt1",124,478.56767710000003,"lbs/day","LSwExt1",124,507.87582959999997,"lbs/day","LSwExt1",124,476.50388140000001,"lbs/day","LSwExt1",124,468.77999410000001,"lbs/day","LSwExt1",124,445.63267130000003,"lbs/day",1]
["LSwExt1",125,428.70365270000002,"lbs/day","LSwExt1",125,428.12373639999998,"lbs/day","LSwExt1",125,438.87051750000001,"lbs/day","LSwExt1",125,428.44378899999998,"lbs/day","LSwExt1",125,417.66999120000003,"lbs/day","LSwExt1",125,404.12048970000001,"lbs/day",1]
["LSwExt1",126,389.05626369999999,"lbs/day","LSwExt1",126,388.47259700000001,"lbs/day","LSwExt1",126,389.7014087,"lbs/day","LSwExt1",126,387.776546,"lbs/day","LSwExt1",126,382.0412824,"lbs/day","LSwExt1",126,374.10811960000001,"lbs/day",1]
["LSwExt1",127,361.31813390000002,"lbs/day","LSwExt1",127,360.12977999999998,"lbs/day","LSwExt1",127,357.34385639999999,"lbs/day","LSwExt1",127,359.27091100000001,"lbs/day","LSwExt1",127,358.54093690000002,"lbs/day","LSwExt1",127,354.12602170000002,"lbs/day",1]
["LSwExt1",128,342.52935650000001,"lbs/day","LSwExt1",128,340.49453460000001,"lbs/day","LSwExt1",128,335.25123730000001,"lbs/day","LSwExt1",128,340.02267760000001,"lbs/day","LSwExt1",128,343.09451000000001,"lbs/day","LSwExt1",128,340.829837,"lbs/day",1]
["LSwExt1",129,334.14838229999998,"lbs/day","LSwExt1",129,331.77091389999998,"lbs/day","LSwExt1",129,335.19168830000001,"lbs/day","LSwExt1",129,331.50519020000002,"lbs/day","LSwExt1",129,337.60508270000003,"lbs/day","LSwExt1",129,336.80772899999999,"lbs/day",1]
["LSwExt1",130,357.20703809999998,"lbs/day","LSwExt1",130,352.85592539999999,"lbs/day","LSwExt1",130,380.17285149999998,"lbs/day","LSwExt1",130,352.48803759999998,"lbs/day","LSwExt1",130,370.95971630000003,"lbs/day","LSwExt1",130,373.16077669999999,"lbs/day",1]
["LSwExt1",131,359.20144119999998,"lbs/day","LSwExt1",131,357.25503070000002,"lbs/day","LSwExt1",131,365.66930400000001,"lbs/day","LSwExt1",131,357.9448491,"lbs/day","LSwExt1",131,366.46974749999998,"lbs/day","LSwExt1",131,367.09800730000001,"lbs/day",1]
["LSwExt1",132,531.95627899999999,"lbs/day","LSwExt1",132,523.65408730000001,"lbs/day","LSwExt1",132,546.8594928,"lbs/day","LSwExt1",132,524.71295459999999,"lbs/day","LSwExt1",132,572.27085899999997,"lbs/day","LSwExt1",132,581.20640820000006,"lbs/day",1]
["LSwExt1",133,1062.0645939999999,"lbs/day","LSwExt1",133,1077.356691,"lbs/day","LSwExt1",133,1127.7379229999999,"lbs/day","LSwExt1",133,1085.6377210000001,"lbs/day","LSwExt1",133,1162.6145240000001,"lbs/day","LSwExt1",133,1161.1333669999999,"lbs/day",1]
["LSwExt1",134,782.26496650000001,"lbs/day","LSwExt1",134,775.7006159,"lbs/day","LSwExt1",134,782.10719070000005,"lbs/day","LSwExt1",134,780.31094849999999,"lbs/day","LSwExt1",134,858.37109580000003,"lbs/day","LSwExt1",134,1079.876211,"lbs/day",1]
["LSwExt1",135,626.87361309999994,"lbs/day","LSwExt1",135,638.47027979999996,"lbs/day","LSwExt1",135,607.46521910000001,"lbs/day","LSwExt1",135,640.21159539999996,"lbs/day","LSwExt1",135,627.43733090000001,"lbs/day","LSwExt1",135,595.5363049,"lbs/day",1]
["LSwExt1",136,509.00441210000002,"lbs/day","LSwExt1",136,517.6987312,"lbs/day","LSwExt1",136,497.70511690000001,"lbs/day","LSwExt1",136,518.35390859999995,"lbs/day","LSwExt1",136,523.62490449999996,"lbs/day","LSwExt1",136,383.96578030000001,"lbs/day",1]
["LSwExt1",137,449.95693310000001,"lbs/day","LSwExt1",137,454.5336226,"lbs/day","LSwExt1",137,445.42876530000001,"lbs/day","LSwExt1",137,455.00958170000001,"lbs/day","LSwExt1",137,476.33274310000002,"lbs/day","LSwExt1",137,358.10245140000001,"lbs/day",1]
["LSwExt1",138,843.77753959999995,"lbs/day","LSwExt1",138,838.51784299999997,"lbs/day","LSwExt1",138,882.74150180000004,"lbs/day","LSwExt1",138,840.5632971,"lbs/day","LSwExt1",138,980.97800789999997,"lbs/day","LSwExt1",138,1257.134517,"lbs/day",1]
["LSwExt1",139,555.1963859,"lbs/day","LSwExt1",139,553.3336491,"lbs/day","LSwExt1",139,566.54548550000004,"lbs/day","LSwExt1",139,553.02762299999995,"lbs/day","LSwExt1",139,604.67736549999995,"lbs/day","LSwExt1",139,445.21653889999999,"lbs/day",1]
["LSwExt1",140,467.57284779999998,"lbs/day","LSwExt1",140,467.15258660000001,"lbs/day","LSwExt1",140,472.14214850000002,"lbs/day","LSwExt1",140,466.8271393,"lbs/day","LSwExt1",140,507.96881500000001,"lbs/day","LSwExt1",140,467.72998250000001,"lbs/day",1]
["LSwExt1",141,417.77230650000001,"lbs/day","LSwExt1",141,415.36858949999998,"lbs/day","LSwExt1",141,422.09300660000002,"lbs/day","LSwExt1",141,414.89205379999999,"lbs/day","LSwExt1",141,457.29135330000003,"lbs/day","LSwExt1",141,397.93713839999998,"lbs/day",1]
["LSwExt1",142,390.58234620000002,"lbs/day","LSwExt1",142,386.49172099999998,"lbs/day","LSwExt1",142,395.6631256,"lbs/day","LSwExt1",142,386.03195010000002,"lbs/day","LSwExt1",142,430.01802040000001,"lbs/day","LSwExt1",142,418.06395750000001,"lbs/day",1]
["LSwExt1",143,374.37872010000001,"lbs/day","LSwExt1",143,369.44082090000001,"lbs/day","LSwExt1",143,380.18816370000002,"lbs/day","LSwExt1",143,369.01027749999997,"lbs/day","LSwExt1",143,413.07414180000001,"lbs/day","LSwExt1",143,404.46256979999998,"lbs/day",1]
["LSwExt1",144,365.0932573,"lbs/day","LSwExt1",144,359.62209150000001,"lbs/day","LSwExt1",144,371.15987419999999,"lbs/day","LSwExt1",144,359.25213430000002,"lbs/day","LSwExt1",144,402.48574639999998,"lbs/day","LSwExt1",144,397.27787530000001,"lbs/day",1]
["LSwExt1",145,363.8382403,"lbs/day","LSwExt1",145,356.64851090000002,"lbs/day","LSwExt1",145,371.76929819999998,"lbs/day","LSwExt1",145,356.123491,"lbs/day","LSwExt1",145,404.44602220000002,"lbs/day","LSwExt1",145,402.14455229999999,"lbs/day",1]
["LSwExt1",146,352.26825220000001,"lbs/day","LSwExt1",146,345.71328460000001,"lbs/day","LSwExt1",146,357.66096149999998,"lbs/day","LSwExt1",146,345.22285169999998,"lbs/day","LSwExt1",146,387.89344,"lbs/day","LSwExt1",146,384.7936618,"lbs/day",1]
["LSwExt1",147,343.70273379999998,"lbs/day","LSwExt1",147,337.47128500000002,"lbs/day","LSwExt1",147,347.40291070000001,"lbs/day","LSwExt1",147,336.99033759999998,"lbs/day","LSwExt1",147,376.16509439999999,"lbs/day","LSwExt1",147,424.82369449999999,"lbs/day",1]
["LSwExt1",148,336.82578280000001,"lbs/day","LSwExt1",148,330.78510089999997,"lbs/day","LSwExt1",148,349.90645549999999,"lbs/day","LSwExt1",148,330.3055976,"lbs/day","LSwExt1",148,366.89488089999998,"lbs/day","LSwExt1",148,377.38047669999997,"lbs/day",1]
["LSwExt1",149,333.01499109999997,"lbs/day","LSwExt1",149,326.80054919999998,"lbs/day","LSwExt1",149,352.0605357,"lbs/day","LSwExt1",149,326.26698770000002,"lbs/day","LSwExt1",149,360.39949660000002,"lbs/day","LSwExt1",149,366.24703440000002,"lbs/day",1]
["LSwExt1",150,344.38518429999999,"lbs/day","LSwExt1",150,338.95744530000002,"lbs/day","LSwExt1",150,337.0183121,"lbs/day","LSwExt1",150,337.80640820000002,"lbs/day","LSwExt1",150,370.00135649999999,"lbs/day","LSwExt1",150,373.25949939999998,"lbs/day",1]
["LSwExt1",151,504.16908319999999,"lbs/day","LSwExt1",151,490.20910570000001,"lbs/day","LSwExt1",151,556.84162609999998,"lbs/day","LSwExt1",151,491.75540000000001,"lbs/day","LSwExt1",151,589.09549960000004,"lbs/day","LSwExt1",151,594.99764259999995,"lbs/day",1]
["LSwExt1",152,426.65637989999999,"lbs/day","LSwExt1",152,416.12579449999998,"lbs/day","LSwExt1",152,463.60235080000001,"lbs/day","LSwExt1",152,414.43992880000002,"lbs/day","LSwExt1",152,468.04576320000001,"lbs/day","LSwExt1",152,472.21350430000001,"lbs/day",1]
["LSwExt1",153,372.06400630000002,"lbs/day","LSwExt1",153,363.00655139999998,"lbs/day","LSwExt1",153,382.81911489999999,"lbs/day","LSwExt1",153,362.51584750000001,"lbs/day","LSwExt1",153,399.34237760000002,"lbs/day","LSwExt1",153,402.25268010000002,"lbs/day",1]
["LSwExt1",154,348.25882819999998,"lbs/day","LSwExt1",154,341.88613509999999,"lbs/day","LSwExt1",154,345.54282690000002,"lbs/day","LSwExt1",154,341.47409379999999,"lbs/day","LSwExt1",154,371.44430740000001,"lbs/day","LSwExt1",154,373.8270574,"lbs/day",1]
["LSwExt1",155,346.88159960000002,"lbs/day","LSwExt1",155,341.84242999999998,"lbs/day","LSwExt1",155,353.61273369999998,"lbs/day","LSwExt1",155,341.89527609999999,"lbs/day","LSwExt1",155,366.77757880000001,"lbs/day","LSwExt1",155,368.40344859999999,"lbs/day",1]
["LSwExt1",156,424.99512199999998,"lbs/day","LSwExt1",156,416.74510149999998,"lbs/day","LSwExt1",156,445.26939800000002,"lbs/day","LSwExt1",156,417.15145690000003,"lbs/day","LSwExt1",156,458.82946220000002,"lbs/day","LSwExt1",156,463.26614360000002,"lbs/day",1]
["LSwExt1",157,605.41623400000003,"lbs/day","LSwExt1",157,592.07585840000002,"lbs/day","LSwExt1",157,647.01864560000001,"lbs/day","LSwExt1",157,593.20630389999997,"lbs/day","LSwExt1",157,690.91853879999996,"lbs/day","LSwExt1",157,708.01609910000002,"lbs/day",1]
["LSwExt1",158,1064.8165489999999,"lbs/day","LSwExt1",158,1066.1297059999999,"lbs/day","LSwExt1",158,1099.8823130000001,"lbs/day","LSwExt1",158,1072.444201,"lbs/day","LSwExt1",158,1210.020753,"lbs/day","LSwExt1",158,1514.608594,"lbs/day",1]
["LSwExt1",159,611.69101420000004,"lbs/day","LSwExt1",159,600.09458600000005,"lbs/day","LSwExt1",159,611.43923470000004,"lbs/day","LSwExt1",159,596.84288609999999,"lbs/day","LSwExt1",159,625.13328009999998,"lbs/day","LSwExt1",159,426.92859520000002,"lbs/day",1]
["LSwExt1",160,498.57444129999999,"lbs/day","LSwExt1",160,494.64405579999999,"lbs/day","LSwExt1",160,491.57197179999997,"lbs/day","LSwExt1",160,492.52859719999998,"lbs/day","LSwExt1",160,495.46016159999999,"lbs/day","LSwExt1",160,436.52314660000002,"lbs/day",1]
["LSwExt1",161,427.13162149999999,"lbs/day","LSwExt1",161,426.35109890000001,"lbs/day","LSwExt1",161,423.21336200000002,"lbs/day","LSwExt1",161,425.27427210000002,"lbs/day","LSwExt1",161,426.15779559999999,"lbs/day","LSwExt1",161,398.02886360000002,"lbs/day",1]
["LSwExt1",162,395.59249970000002,"lbs/day","LSwExt1",162,395.45338290000001,"lbs/day","LSwExt1",162,394.17589249999997,"lbs/day","LSwExt1",162,394.49298540000001,"lbs/day","LSwExt1",162,398.51600639999998,"lbs/day","LSwExt1",162,384.01423940000001,"lbs/day",1]
["LSwExt1",163,483.9053806,"lbs/day","LSwExt1",163,475.78170410000001,"lbs/day","LSwExt1",163,498.32755850000001,"lbs/day","LSwExt1",163,476.13774050000001,"lbs/day","LSwExt1",163,524.95470680000005,"lbs/day","LSwExt1",163,520.66758230000005,"lbs/day",1]
["LSwExt1",164,395.90295450000002,"lbs/day","LSwExt1",164,389.95878049999999,"lbs/day","LSwExt1",164,407.29444059999997,"lbs/day","LSwExt1",164,388.56456489999999,"lbs/day","LSwExt1",164,418.7793686,"lbs/day","LSwExt1",164,416.95908170000001,"lbs/day",1]
["LSwExt1",165,389.77427390000003,"lbs/day","LSwExt1",165,383.06674950000001,"lbs/day","LSwExt1",165,398.21473070000002,"lbs/day","LSwExt1",165,379.03936640000001,"lbs/day","LSwExt1",165,411.60186420000002,"lbs/day","LSwExt1",165,411.37792660000002,"lbs/day",1]
["LSwExt1",166,471.79661090000002,"lbs/day","LSwExt1",166,460.427209,"lbs/day","LSwExt1",166,473.54440520000003,"lbs/day","LSwExt1",166,462.07309629999997,"lbs/day","LSwExt1",166,515.68772200000001,"lbs/day","LSwExt1",166,517.68055260000006,"lbs/day",1]
["LSwExt1",167,433.90095769999999,"lbs/day","LSwExt1",167,422.30021920000002,"lbs/day","LSwExt1",167,429.4486387,"lbs/day","LSwExt1",167,423.72185539999998,"lbs/day","LSwExt1",167,471.56359579999997,"lbs/day","LSwExt1",167,473.81299009999998,"lbs/day",{"$f":"IF(ISNUMBER(C39300),IF(AVERAGE(C39300,G39300,K39300,O39300,S39300,W39300)<>MAX(C39300,G39300,K39300,O39300,S39300,W39300),1,0),\"\")","v":1}]
["LSwExt1",168,362.21931840000002,"lbs/day","LSwExt1",168,354.28612959999998,"lbs/day","LSwExt1",168,410.59761479999997,"lbs/day","LSwExt1",168,345.83056470000002,"lbs/day","LSwExt1",168,387.65096019999999,"lbs/day","LSwExt1",168,388.98087340000001,"lbs/day",1]
["LSwExt1",169,334.92262979999998,"lbs/day","LSwExt1",169,328.05563180000001,"lbs/day","LSwExt1",169,670.72038559999999,"lbs/day","LSwExt1",169,333.41899569999998,"lbs/day","LSwExt1",169,356.52279329999999,"lbs/day","LSwExt1",169,357.32670890000003,"lbs/day",1]
["LSwExt1",170,323.90575480000001,"lbs/day","LSwExt1",170,316.49991879999999,"lbs/day","LSwExt1",170,133.37819780000001,"lbs/day","LSwExt1",170,307.0325067,"lbs/day","LSwExt1",170,345.3011869,"lbs/day","LSwExt1",170,344.3383235,"lbs/day",1]
["LSwExt1",171,308.60672549999998,"lbs/day","LSwExt1",171,303.6301709,"lbs/day","LSwExt1",171,246.39956789999999,"lbs/day","LSwExt1",171,309.68920960000003,"lbs/day","LSwExt1",171,327.221248,"lbs/day","LSwExt1",171,311.86239699999999,"lbs/day",1]
["LSwExt1",172,308.1182536,"lbs/day","LSwExt1",172,306.9010212,"lbs/day","LSwExt1",172,278.86222220000002,"lbs/day","LSwExt1",172,281.19914030000001,"lbs/day","LSwExt1",172,327.23092159999999,"lbs/day","LSwExt1",172,233.97039720000001,"lbs/day",1]
["LSwExt1",173,347.23096550000002,"lbs/day","LSwExt1",173,322.3070391,"lbs/day","LSwExt1",173,281.51477030000001,"lbs/day","LSwExt1",173,351.68618989999999,"lbs/day","LSwExt1",173,384.67527919999998,"lbs/day","LSwExt1",173,473.5528544,"lbs/day",1]
["LSwExt1",174,300.15107810000001,"lbs/day","LSwExt1",174,296.80953099999999,"lbs/day","LSwExt1",174,397.59071019999999,"lbs/day","LSwExt1",174,283.20377839999998,"lbs/day","LSwExt1",174,326.26267239999999,"lbs/day","LSwExt1",174,333.52936249999999,"lbs/day",1]
["LSwExt1",175,281.20119149999999,"lbs/day","LSwExt1",175,275.27680789999999,"lbs/day","LSwExt1",175,392.79505449999999,"lbs/day","LSwExt1",175,283.24502639999997,"lbs/day","LSwExt1",175,304.86940299999998,"lbs/day","LSwExt1",175,287.54711850000001,"lbs/day",1]
["LSwExt1",176,270.6665423,"lbs/day","LSwExt1",176,267.79338910000001,"lbs/day","LSwExt1",176,368.68943059999998,"lbs/day","LSwExt1",176,251.66316610000001,"lbs/day","LSwExt1",176,293.8002472,"lbs/day","LSwExt1",176,216.9161617,"lbs/day",1]
["LSwExt1",177,270.1555548,"lbs/day","LSwExt1",177,259.51674650000001,"lbs/day","LSwExt1",177,540.69647799999996,"lbs/day","LSwExt1",177,282.16198229999998,"lbs/day","LSwExt1",177,295.90179189999998,"lbs/day","LSwExt1",177,336.35169339999999,"lbs/day",1]
["LSwExt1",178,261.04980110000002,"lbs/day","LSwExt1",178,259.3179705,"lbs/day","LSwExt1",178,263.22300150000001,"lbs/day","LSwExt1",178,240.5286036,"lbs/day","LSwExt1",178,285.86766239999997,"lbs/day","LSwExt1",178,215.5732941,"lbs/day",1]
["LSwExt1",179,273.27929080000001,"lbs/day","LSwExt1",179,245.55092680000001,"lbs/day","LSwExt1",179,246.1117131,"lbs/day","LSwExt1",179,245.86915440000001,"lbs/day","LSwExt1",179,305.76713990000002,"lbs/day","LSwExt1",179,380.88625439999998,"lbs/day",1]
["LSwExt1",180,244.49769520000001,"lbs/day","LSwExt1",180,242.34934150000001,"lbs/day","LSwExt1",180,228.4801397,"lbs/day","LSwExt1",180,236.18247629999999,"lbs/day","LSwExt1",180,270.24854570000002,"lbs/day","LSwExt1",180,253.18223829999999,"lbs/day",1]
["LSwExt1",181,229.24674450000001,"lbs/day","LSwExt1",181,228.36615380000001,"lbs/day","LSwExt1",181,223.8773587,"lbs/day","LSwExt1",181,236.06318630000001,"lbs/day","LSwExt1",181,253.26560760000001,"lbs/day","LSwExt1",181,177.80209439999999,"lbs/day",1]
["LSwExt1",182,217.17174850000001,"lbs/day","LSwExt1",182,216.6953302,"lbs/day","LSwExt1",182,225.45898220000001,"lbs/day","LSwExt1",182,206.86556350000001,"lbs/day","LSwExt1",182,240.5972998,"lbs/day","LSwExt1",182,431.25727039999998,"lbs/day",1]
["LSwExt1",183,207.3102543,"lbs/day","LSwExt1",183,186.09590679999999,"lbs/day","LSwExt1",183,186.72415710000001,"lbs/day","LSwExt1",183,195.68564029999999,"lbs/day","LSwExt1",183,230.5087728,"lbs/day","LSwExt1",183,121.493385,"lbs/day",1]
["LSwExt1",184,198.6724179,"lbs/day","LSwExt1",184,195.97688260000001,"lbs/day","LSwExt1",184,181.54801,"lbs/day","LSwExt1",184,187.67374179999999,"lbs/day","LSwExt1",184,221.73716390000001,"lbs/day","LSwExt1",184,317.47002040000001,"lbs/day",1]
["LSwExt1",185,190.3814337,"lbs/day","LSwExt1",185,188.39093990000001,"lbs/day","LSwExt1",185,184.39660660000001,"lbs/day","LSwExt1",185,178.63755040000001,"lbs/day","LSwExt1",185,213.31658189999999,"lbs/day","LSwExt1",185,120.668156,"lbs/day",1]
["LSwExt1",186,182.7340069,"lbs/day","LSwExt1",186,173.3828082,"lbs/day","LSwExt1",186,181.2997278,"lbs/day","LSwExt1",186,176.73832590000001,"lbs/day","LSwExt1",186,205.42292029999999,"lbs/day","LSwExt1",186,213.1879204,"lbs/day",1]
["LSwExt1",187,175.5541494,"lbs/day","LSwExt1",187,171.93765020000001,"lbs/day","LSwExt1",187,174.14195549999999,"lbs/day","LSwExt1",187,170.59190380000001,"lbs/day","LSwExt1",187,198.0949938,"lbs/day","LSwExt1",187,117.1005689,"lbs/day",1]
["LSwExt1",188,169.0870534,"lbs/day","LSwExt1",188,158.04642419999999,"lbs/day","LSwExt1",188,166.68743549999999,"lbs/day","LSwExt1",188,153.48951460000001,"lbs/day","LSwExt1",188,191.1992783,"lbs/day","LSwExt1",188,333.32723010000001,"lbs/day",1]
["LSwExt1",189,163.13330819999999,"lbs/day","LSwExt1",189,159.05016620000001,"lbs/day","LSwExt1",189,162.40767919999999,"lbs/day","LSwExt1",189,159.1529946,"lbs/day","LSwExt1",189,185.0052579,"lbs/day","LSwExt1",189,114.3053896,"lbs/day",1]
["LSwExt1",190,158.84860620000001,"lbs/day","LSwExt1",190,154.58332540000001,"lbs/day","LSwExt1",190,152.3758661,"lbs/day","LSwExt1",190,154.8431794,"lbs/day","LSwExt1",190,181.401633,"lbs/day","LSwExt1",190,115.11095419999999,"lbs/day",1]
["LSwExt1",191,152.90211919999999,"lbs/day","LSwExt1",191,139.99887870000001,"lbs/day","LSwExt1",191,140.67076520000001,"lbs/day","LSwExt1",191,145.5176117,"lbs/day","LSwExt1",191,174.8905939,"lbs/day","LSwExt1",191,412.71246159999998,"lbs/day",1]
["LSwExt1",192,146.81914950000001,"lbs/day","LSwExt1",192,141.73531560000001,"lbs/day","LSwExt1",192,146.97300100000001,"lbs/day","LSwExt1",192,145.08261949999999,"lbs/day","LSwExt1",192,166.5660077,"lbs/day","LSwExt1",192,126.78071370000001,"lbs/day",1]
["LSwExt1",193,141.98085940000001,"lbs/day","LSwExt1",193,139.01948200000001,"lbs/day","LSwExt1",193,149.70627870000001,"lbs/day","LSwExt1",193,141.52370060000001,"lbs/day","LSwExt1",193,159.9608193,"lbs/day","LSwExt1",193,118.8657755,"lbs/day",1]
["LSwExt1",194,138.22074979999999,"lbs/day","LSwExt1",194,134.4203784,"lbs/day","LSwExt1",194,149.29992999999999,"lbs/day","LSwExt1",194,138.70222989999999,"lbs/day","LSwExt1",194,154.68080230000001,"lbs/day","LSwExt1",194,127.32243339999999,"lbs/day",1]
["LSwExt1",195,135.46154279999999,"lbs/day","LSwExt1",195,134.2094683,"lbs/day","LSwExt1",195,146.906432,"lbs/day","LSwExt1",195,136.63213260000001,"lbs/day","LSwExt1",195,150.6034803,"lbs/day","LSwExt1",195,268.42413290000002,"lbs/day",1]
["LSwExt1",196,133.69338310000001,"lbs/day","LSwExt1",196,122.6928935,"lbs/day","LSwExt1",196,147.8613388,"lbs/day","LSwExt1",196,135.0690548,"lbs/day","LSwExt1",196,147.69874609999999,"lbs/day","LSwExt1",196,132.02053480000001,"lbs/day",1]
["LSwExt1",197,132.86660130000001,"lbs/day","LSwExt1",197,127.2963579,"lbs/day","LSwExt1",197,148.8492435,"lbs/day","LSwExt1",197,130.425386,"lbs/day","LSwExt1",197,146.0302355,"lbs/day","LSwExt1",197,120.9891248,"lbs/day",1]
["LSwExt1",198,133.05489600000001,"lbs/day","LSwExt1",198,128.17451550000001,"lbs/day","LSwExt1",198,150.37617610000001,"lbs/day","LSwExt1",198,135.62117860000001,"lbs/day","LSwExt1",198,145.76218779999999,"lbs/day","LSwExt1",198,119.3687068,"lbs/day",1]
["LSwExt1",199,134.97982859999999,"lbs/day","LSwExt1",199,129.35375540000001,"lbs/day","LSwExt1",199,152.88543480000001,"lbs/day","LSwExt1",199,138.81406899999999,"lbs/day","LSwExt1",199,147.37410320000001,"lbs/day","LSwExt1",199,122.80409400000001,"lbs/day",1]
["LSwExt1",200,139.45909370000001,"lbs/day","LSwExt1",200,131.68615840000001,"lbs/day","LSwExt1",200,152.3019046,"lbs/day","LSwExt1",200,141.1748767,"lbs/day","LSwExt1",200,149.45539350000001,"lbs/day","LSwExt1",200,136.5064557,"lbs/day",1]
["LSwExt1",201,141.4499659,"lbs/day","LSwExt1",201,134.904235,"lbs/day","LSwExt1",201,145.36300550000001,"lbs/day","LSwExt1",201,143.69000370000001,"lbs/day","LSwExt1",201,157.15486569999999,"lbs/day","LSwExt1",201,231.83220349999999,"lbs/day",1]
["LSwExt1",202,142.64492999999999,"lbs/day","LSwExt1",202,136.8610267,"lbs/day","LSwExt1",202,148.38843869999999,"lbs/day","LSwExt1",202,147.8012943,"lbs/day","LSwExt1",202,157.19498139999999,"lbs/day","LSwExt1",202,143.23751590000001,"lbs/day",1]
["LSwExt1",203,152.58553459999999,"lbs/day","LSwExt1",203,139.40934530000001,"lbs/day","LSwExt1",203,141.1477587,"lbs/day","LSwExt1",203,156.33116889999999,"lbs/day","LSwExt1",203,161.39494139999999,"lbs/day","LSwExt1",203,136.99107609999999,"lbs/day",1]
["LSwExt1",204,157.191822,"lbs/day","LSwExt1",204,142.58932780000001,"lbs/day","LSwExt1",204,115.43603280000001,"lbs/day","LSwExt1",204,143.6283837,"lbs/day","LSwExt1",204,181.7696416,"lbs/day","LSwExt1",204,156.31939589999999,"lbs/day",1]
["LSwExt1",205,153.97614770000001,"lbs/day","LSwExt1",205,145.73986930000001,"lbs/day","LSwExt1",205,129.34266539999999,"lbs/day","LSwExt1",205,152.4667307,"lbs/day","LSwExt1",205,173.27775349999999,"lbs/day","LSwExt1",205,249.97204790000001,"lbs/day",1]
["LSwExt1",206,147.33333669999999,"lbs/day","LSwExt1",206,142.07764940000001,"lbs/day","LSwExt1",206,145.79759580000001,"lbs/day","LSwExt1",206,152.45467980000001,"lbs/day","LSwExt1",206,160.77390940000001,"lbs/day","LSwExt1",206,142.0435784,"lbs/day",1]
["LSwExt1",207,145.80757750000001,"lbs/day","LSwExt1",207,140.6120354,"lbs/day","LSwExt1",207,156.13185329999999,"lbs/day","LSwExt1",207,152.4809779,"lbs/day","LSwExt1",207,153.9384321,"lbs/day","LSwExt1",207,127.6890763,"lbs/day",1]
["LSwExt1",208,147.05527330000001,"lbs/day","LSwExt1",208,141.51884150000001,"lbs/day","LSwExt1",208,164.04965319999999,"lbs/day","LSwExt1",208,154.0293996,"lbs/day","LSwExt1",208,153.45734759999999,"lbs/day","LSwExt1",208,127.91819150000001,"lbs/day",1]
["LSwExt1",209,150.72742539999999,"lbs/day","LSwExt1",209,144.76218829999999,"lbs/day","LSwExt1",209,173.24472589999999,"lbs/day","LSwExt1",209,157.6118735,"lbs/day","LSwExt1",209,155.24067109999999,"lbs/day","LSwExt1",209,139.30016570000001,"lbs/day",1]
["LSwExt1",210,157.72920350000001,"lbs/day","LSwExt1",210,150.8304488,"lbs/day","LSwExt1",210,185.6436885,"lbs/day","LSwExt1",210,162.62109219999999,"lbs/day","LSwExt1",210,160.65360680000001,"lbs/day","LSwExt1",210,182.1127425,"lbs/day",1]
["LSwExt1",211,163.70605860000001,"lbs/day","LSwExt1",211,159.60602840000001,"lbs/day","LSwExt1",211,203.1390686,"lbs/day","LSwExt1",211,171.0144904,"lbs/day","LSwExt1",211,168.6404891,"lbs/day","LSwExt1",211,149.27656529999999,"lbs/day",1]
["LSwExt1",212,177.38858350000001,"lbs/day","LSwExt1",212,173.0120015,"lbs/day","LSwExt1",212,230.98915729999999,"lbs/day","LSwExt1",212,187.36594199999999,"lbs/day","LSwExt1",212,181.5752708,"lbs/day","LSwExt1",212,147.92396489999999,"lbs/day",1]
["LSwExt1",213,239.26254650000001,"lbs/day","LSwExt1",213,193.41230160000001,"lbs/day","LSwExt1",213,281.52613769999999,"lbs/day","LSwExt1",213,249.72452089999999,"lbs/day","LSwExt1",213,203.3585908,"lbs/day","LSwExt1",213,168.61776409999999,"lbs/day",1]
["LSwExt1",214,409.64140850000001,"lbs/day","LSwExt1",214,401.69085849999999,"lbs/day","LSwExt1",214,590.94060360000003,"lbs/day","LSwExt1",214,329.59696430000002,"lbs/day","LSwExt1",214,854.81677430000002,"lbs/day","LSwExt1",214,1071.6589019999999,"lbs/day",1]
["LSwExt1",215,191.29748219999999,"lbs/day","LSwExt1",215,209.34765780000001,"lbs/day","LSwExt1",215,176.59003999999999,"lbs/day","LSwExt1",215,203.75978670000001,"lbs/day","LSwExt1",215,225.9416635,"lbs/day","LSwExt1",215,172.70834880000001,"lbs/day",1]
["LSwExt1",216,159.56223990000001,"lbs/day","LSwExt1",216,164.3722381,"lbs/day","LSwExt1",216,148.72835480000001,"lbs/day","LSwExt1",216,170.7225732,"lbs/day","LSwExt1",216,167.59103390000001,"lbs/day","LSwExt1",216,139.2881916,"lbs/day",1]
["LSwExt1",217,144.04946509999999,"lbs/day","LSwExt1",217,144.507305,"lbs/day","LSwExt1",217,136.84499769999999,"lbs/day","LSwExt1",217,153.60167319999999,"lbs/day","LSwExt1",217,144.6300731,"lbs/day","LSwExt1",217,135.1125505,"lbs/day",1]
["LSwExt1",218,135.7199182,"lbs/day","LSwExt1",218,133.89017340000001,"lbs/day","LSwExt1",218,130.7912379,"lbs/day","LSwExt1",218,143.8852636,"lbs/day","LSwExt1",218,132.66538550000001,"lbs/day","LSwExt1",218,156.81212769999999,"lbs/day",1]
["LSwExt1",219,131.11493369999999,"lbs/day","LSwExt1",219,127.73569550000001,"lbs/day","LSwExt1",219,127.441312,"lbs/day","LSwExt1",219,138.2454955,"lbs/day","LSwExt1",219,125.8404242,"lbs/day","LSwExt1",219,125.3228053,"lbs/day",1]
["LSwExt1",220,129.26874280000001,"lbs/day","LSwExt1",220,124.0935594,"lbs/day","LSwExt1",220,126.4709764,"lbs/day","LSwExt1",220,135.06338550000001,"lbs/day","LSwExt1",220,121.9777105,"lbs/day","LSwExt1",220,114.777973,"lbs/day",1]
["LSwExt1",221,129.22251610000001,"lbs/day","LSwExt1",221,122.5163147,"lbs/day","LSwExt1",221,127.0739119,"lbs/day","LSwExt1",221,133.57972229999999,"lbs/day","LSwExt1",221,120.09944710000001,"lbs/day","LSwExt1",221,111.2657851,"lbs/day",1]
["LSwExt1",222,130.4409551,"lbs/day","LSwExt1",222,122.2043158,"lbs/day","LSwExt1",222,129.139647,"lbs/day","LSwExt1",222,133.36326629999999,"lbs/day","LSwExt1",222,119.7135883,"lbs/day","LSwExt1",222,113.3635958,"lbs/day",1]
["LSwExt1",223,133.1270337,"lbs/day","LSwExt1",223,123.1027055,"lbs/day","LSwExt1",223,132.62006339999999,"lbs/day","LSwExt1",223,134.09999980000001,"lbs/day","LSwExt1",223,120.632282,"lbs/day","LSwExt1",223,119.8424107,"lbs/day",1]
["LSwExt1",224,135.896074,"lbs/day","LSwExt1",224,125.381114,"lbs/day","LSwExt1",224,137.515275,"lbs/day","LSwExt1",224,136.10206690000001,"lbs/day","LSwExt1",224,122.72561519999999,"lbs/day","LSwExt1",224,134.25737989999999,"lbs/day",1]
["LSwExt1",225,130.20981069999999,"lbs/day","LSwExt1",225,128.4362328,"lbs/day","LSwExt1",225,144.21996780000001,"lbs/day","LSwExt1",225,138.9960877,"lbs/day","LSwExt1",225,126.063777,"lbs/day","LSwExt1",225,124.4498742,"lbs/day",1]
["LSwExt1",226,124.7520201,"lbs/day","LSwExt1",226,132.86915930000001,"lbs/day","LSwExt1",226,153.1651937,"lbs/day","LSwExt1",226,142.96060360000001,"lbs/day","LSwExt1",226,130.87551199999999,"lbs/day","LSwExt1",226,120.8832405,"lbs/day",1]
["LSwExt1",227,122.29036379999999,"lbs/day","LSwExt1",227,139.20936140000001,"lbs/day","LSwExt1",227,164.9083253,"lbs/day","LSwExt1",227,148.28776149999999,"lbs/day","LSwExt1",227,137.39910879999999,"lbs/day","LSwExt1",227,122.6033516,"lbs/day",1]
["LSwExt1",228,122.7058545,"lbs/day","LSwExt1",228,147.4387552,"lbs/day","LSwExt1",228,180.5901045,"lbs/day","LSwExt1",228,155.39806669999999,"lbs/day","LSwExt1",228,146.33000150000001,"lbs/day","LSwExt1",228,127.4629681,"lbs/day",1]
["LSwExt1",229,126.9468928,"lbs/day","LSwExt1",229,158.44048040000001,"lbs/day","LSwExt1",229,201.35846739999999,"lbs/day","LSwExt1",229,165.0726177,"lbs/day","LSwExt1",229,158.61907840000001,"lbs/day","LSwExt1",229,135.6167489,"lbs/day",1]
["LSwExt1",230,133.6746168,"lbs/day","LSwExt1",230,173.75650229999999,"lbs/day","LSwExt1",230,225.9841227,"lbs/day","LSwExt1",230,180.4127249,"lbs/day","LSwExt1",230,176.28058350000001,"lbs/day","LSwExt1",230,149.0688633,"lbs/day",1]
["LSwExt1",231,165.809403,"lbs/day","LSwExt1",231,197.5142046,"lbs/day","LSwExt1",231,229.58499860000001,"lbs/day","LSwExt1",231,224.8151972,"lbs/day","LSwExt1",231,205.87983130000001,"lbs/day","LSwExt1",231,179.77918009999999,"lbs/day",{"$f":"IF(ISNUMBER(C39364),IF(AVERAGE(C39364,G39364,K39364,O39364,S39364,W39364)<>MAX(C39364,G39364,K39364,O39364,S39364,W39364),1,0),\"\")","v":1}]
["LSwExt1",232,167.7136141,"lbs/day","LSwExt1",232,234.33444990000001,"lbs/day","LSwExt1",232,124.1956196,"lbs/day","LSwExt1",232,200.92230459999999,"lbs/day","LSwExt1",232,326.24939169999999,"lbs/day","LSwExt1",232,485.97521440000003,"lbs/day",1]
["LSwExt1",233,165.1145606,"lbs/day","LSwExt1",233,227.5015205,"lbs/day","LSwExt1",233,167.038792,"lbs/day","LSwExt1",233,222.75576140000001,"lbs/day","LSwExt1",233,255.4690172,"lbs/day","LSwExt1",233,191.53061550000001,"lbs/day",1]
["LSwExt1",234,165.96714840000001,"lbs/day","LSwExt1",234,220.27282299999999,"lbs/day","LSwExt1",234,223.37059970000001,"lbs/day","LSwExt1",234,223.88921540000001,"lbs/day","LSwExt1",234,236.145838,"lbs/day","LSwExt1",234,187.10373920000001,"lbs/day",1]
["LSwExt1",235,148.09516880000001,"lbs/day","LSwExt1",235,223.00174319999999,"lbs/day","LSwExt1",235,220.1378603,"lbs/day","LSwExt1",235,221.150802,"lbs/day","LSwExt1",235,241.2316155,"lbs/day","LSwExt1",235,312.70837870000003,"lbs/day",1]
["LSwExt1",236,162.00296779999999,"lbs/day","LSwExt1",236,217.9807438,"lbs/day","LSwExt1",236,251.73722649999999,"lbs/day","LSwExt1",236,220.4018571,"lbs/day","LSwExt1",236,229.877781,"lbs/day","LSwExt1",236,213.2389402,"lbs/day",1]
["LSwExt1",237,142.17825160000001,"lbs/day","LSwExt1",237,219.39977250000001,"lbs/day","LSwExt1",237,265.65869939999999,"lbs/day","LSwExt1",237,220.6838635,"lbs/day","LSwExt1",237,228.7357241,"lbs/day","LSwExt1",237,285.989508,"lbs/day",1]
["LSwExt1",238,171.3287636,"lbs/day","LSwExt1",238,223.3539667,"lbs/day","LSwExt1",238,285.44807470000001,"lbs/day","LSwExt1",238,221.6504979,"lbs/day","LSwExt1",238,228.2352899,"lbs/day","LSwExt1",238,196.09636380000001,"lbs/day",1]
["LSwExt1",239,128.3107387,"lbs/day","LSwExt1",239,235.11324999999999,"lbs/day","LSwExt1",239,323.07752540000001,"lbs/day","LSwExt1",239,236.31560250000001,"lbs/day","LSwExt1",239,242.3434062,"lbs/day","LSwExt1",239,172.2823219,"lbs/day",1]
["LSwExt1",240,264.34285610000001,"lbs/day","LSwExt1",240,277.95350539999998,"lbs/day","LSwExt1",240,377.02786830000002,"lbs/day","LSwExt1",240,280.23175900000001,"lbs/day","LSwExt1",240,276.88440709999998,"lbs/day","LSwExt1",240,203.1296974,"lbs/day",1]
["LSwExt1",241,201.8867395,"lbs/day","LSwExt1",241,363.82096209999997,"lbs/day","LSwExt1",241,150.02693379999999,"lbs/day","LSwExt1",241,336.24080759999998,"lbs/day","LSwExt1",241,475.14852969999998,"lbs/day","LSwExt1",241,739.90437110000005,"lbs/day",1]
["LSwExt1",242,250.42793839999999,"lbs/day","LSwExt1",242,321.36827199999999,"lbs/day","LSwExt1",242,298.88759229999999,"lbs/day","LSwExt1",242,308.51837870000003,"lbs/day","LSwExt1",242,338.81647270000002,"lbs/day","LSwExt1",242,206.94601750000001,"lbs/day",1]
["LSwExt1",243,214.6109749,"lbs/day","LSwExt1",243,309.32999810000001,"lbs/day","LSwExt1",243,323.70191670000003,"lbs/day","LSwExt1",243,294.891592,"lbs/day","LSwExt1",243,311.48758099999998,"lbs/day","LSwExt1",243,185.31216449999999,"lbs/day",1]
["LSwExt1",244,232.3901276,"lbs/day","LSwExt1",244,341.68673360000003,"lbs/day","LSwExt1",244,383.48417089999998,"lbs/day","LSwExt1",244,344.20637529999999,"lbs/day","LSwExt1",244,334.80578830000002,"lbs/day","LSwExt1",244,207.67017240000001,"lbs/day",1]
["LSwExt1",245,674.31856749999997,"lbs/day","LSwExt1",245,830.01176380000004,"lbs/day","LSwExt1",245,1156.4414670000001,"lbs/day","LSwExt1",245,811.17313019999995,"lbs/day","LSwExt1",245,1031.1474880000001,"lbs/day","LSwExt1",245,1360.87085,"lbs/day",1]
["LSwExt1",246,298.34360279999999,"lbs/day","LSwExt1",246,411.03005719999999,"lbs/day","LSwExt1",246,350.88217270000001,"lbs/day","LSwExt1",246,388.46817609999999,"lbs/day","LSwExt1",246,426.1933866,"lbs/day","LSwExt1",246,240.38987850000001,"lbs/day",1]
["LSwExt1",247,218.4094436,"lbs/day","LSwExt1",247,303.24372570000003,"lbs/day","LSwExt1",247,227.9924656,"lbs/day","LSwExt1",247,296.781587,"lbs/day","LSwExt1",247,319.5124601,"lbs/day","LSwExt1",247,416.33488440000002,"lbs/day",1]
["LSwExt1",248,139.74817899999999,"lbs/day","LSwExt1",248,213.0456259,"lbs/day","LSwExt1",248,171.265444,"lbs/day","LSwExt1",248,211.09134030000001,"lbs/day","LSwExt1",248,205.47192620000001,"lbs/day","LSwExt1",248,153.0255028,"lbs/day",1]
["LSwExt1",249,118.5614406,"lbs/day","LSwExt1",249,184.32140150000001,"lbs/day","LSwExt1",249,155.4285601,"lbs/day","LSwExt1",249,187.44228089999999,"lbs/day","LSwExt1",249,174.5440662,"lbs/day","LSwExt1",249,138.16416950000001,"lbs/day",1]
["LSwExt1",250,110.1889402,"lbs/day","LSwExt1",250,172.41577770000001,"lbs/day","LSwExt1",250,149.5503932,"lbs/day","LSwExt1",250,177.3327702,"lbs/day","LSwExt1",250,162.49762369999999,"lbs/day","LSwExt1",250,191.11861640000001,"lbs/day",1]
["LSwExt1",251,107.56220070000001,"lbs/day","LSwExt1",251,169.1696541,"lbs/day","LSwExt1",251,149.6136856,"lbs/day","LSwExt1",251,173.98959719999999,"lbs/day","LSwExt1",251,160.7278905,"lbs/day","LSwExt1",251,156.77207050000001,"lbs/day",1]
["LSwExt1",252,108.6690687,"lbs/day","LSwExt1",252,172.0977646,"lbs/day","LSwExt1",252,154.56615650000001,"lbs/day","LSwExt1",252,175.6145348,"lbs/day","LSwExt1",252,156.23129940000001,"lbs/day","LSwExt1",252,198.5158557,"lbs/day",1]
["LSwExt1",253,113.0636009,"lbs/day","LSwExt1",253,177.28139959999999,"lbs/day","LSwExt1",253,165.5205478,"lbs/day","LSwExt1",253,181.2903288,"lbs/day","LSwExt1",253,170.35151959999999,"lbs/day","LSwExt1",253,219.56425899999999,"lbs/day",1]
["LSwExt1",254,121.2680948,"lbs/day","LSwExt1",254,189.2163377,"lbs/day","LSwExt1",254,179.22166129999999,"lbs/day","LSwExt1",254,191.6441801,"lbs/day","LSwExt1",254,183.87556280000001,"lbs/day","LSwExt1",254,242.7251187,"lbs/day",1]
["LSwExt1",255,134.9837746,"lbs/day","LSwExt1",255,206.61660169999999,"lbs/day","LSwExt1",255,206.0935087,"lbs/day","LSwExt1",255,208.96082960000001,"lbs/day","LSwExt1",255,200.60756520000001,"lbs/day","LSwExt1",255,287.36870640000001,"lbs/day",1]
["LSwExt1",256,158.61093500000001,"lbs/day","LSwExt1",256,253.8427811,"lbs/day","LSwExt1",256,248.01957909999999,"lbs/day","LSwExt1",256,239.73565859999999,"lbs/day","LSwExt1",256,239.1651751,"lbs/day","LSwExt1",256,372.24431750000002,"lbs/day",1]
["LSwExt1",257,205.60069970000001,"lbs/day","LSwExt1",257,289.76125259999998,"lbs/day","LSwExt1",257,348.38890909999998,"lbs/day","LSwExt1",257,304.21101570000002,"lbs/day","LSwExt1",257,316.86090419999999,"lbs/day","LSwExt1",257,390.78749520000002,"lbs/day",1]
["LSwExt1",258,411.39585720000002,"lbs/day","LSwExt1",258,522.10576809999998,"lbs/day","LSwExt1",258,565.61662660000002,"lbs/day","LSwExt1",258,490.7376299,"lbs/day","LSwExt1",258,738.88679130000003,"lbs/day","LSwExt1",258,654.58707960000004,"lbs/day",1]
["LSwExt1",259,1715.713436,"lbs/day","LSwExt1",259,2072.3038820000002,"lbs/day","LSwExt1",259,2290.0127630000002,"lbs/day","LSwExt1",259,2009.407338,"lbs/day","LSwExt1",259,2469.224952,"lbs/day","LSwExt1",259,2324.5922700000001,"lbs/day",1]
["LSwExt1",260,393.58868089999999,"lbs/day","LSwExt1",260,364.40815600000002,"lbs/day","LSwExt1",260,474.90639850000002,"lbs/day","LSwExt1",260,338.5899028,"lbs/day","LSwExt1",260,607.48957240000004,"lbs/day","LSwExt1",260,631.11179149999998,"lbs/day",1]
["LSwExt1",261,316.36065739999998,"lbs/day","LSwExt1",261,304.50067369999999,"lbs/day","LSwExt1",261,502.33487930000001,"lbs/day","LSwExt1",261,286.13172320000001,"lbs/day","LSwExt1",261,575.35727429999997,"lbs/day","LSwExt1",261,584.48941309999998,"lbs/day",1]
["LSwExt1",262,281.53821640000001,"lbs/day","LSwExt1",262,283.77472469999998,"lbs/day","LSwExt1",262,432.61195049999998,"lbs/day","LSwExt1",262,268.71664779999998,"lbs/day","LSwExt1",262,492.10631919999997,"lbs/day","LSwExt1",262,493.73163699999998,"lbs/day",1]
["LSwExt1",263,265.7447037,"lbs/day","LSwExt1",263,282.82585929999999,"lbs/day","LSwExt1",263,396.61624080000001,"lbs/day","LSwExt1",263,270.7887829,"lbs/day","LSwExt1",263,431.44347040000002,"lbs/day","LSwExt1",263,430.0930295,"lbs/day",1]
["LSwExt1",264,273.07550889999999,"lbs/day","LSwExt1",264,305.43754589999998,"lbs/day","LSwExt1",264,378.06734260000002,"lbs/day","LSwExt1",264,294.72514630000001,"lbs/day","LSwExt1",264,403.91856619999999,"lbs/day","LSwExt1",264,401.04500819999998,"lbs/day",1]
["LSwExt1",265,337.9900978,"lbs/day","LSwExt1",265,386.5141241,"lbs/day","LSwExt1",265,442.63381459999999,"lbs/day","LSwExt1",265,374.64421659999999,"lbs/day","LSwExt1",265,473.34170799999998,"lbs/day","LSwExt1",265,472.65247479999999,"lbs/day",1]
["LSwExt1",266,673.06612259999997,"lbs/day","LSwExt1",266,799.80248510000001,"lbs/day","LSwExt1",266,854.19789939999998,"lbs/day","LSwExt1",266,786.34281220000003,"lbs/day","LSwExt1",266,858.63237609999999,"lbs/day","LSwExt1",266,841.01730840000005,"lbs/day",1]
["LSwExt1",267,413.86008709999999,"lbs/day","LSwExt1",267,442.54340250000001,"lbs/day","LSwExt1",267,501.79745329999997,"lbs/day","LSwExt1",267,429.68511819999998,"lbs/day","LSwExt1",267,500.75703299999998,"lbs/day","LSwExt1",267,507.31948030000001,"lbs/day",1]
["LSwExt1",268,400.87869239999998,"lbs/day","LSwExt1",268,441.36813919999997,"lbs/day","LSwExt1",268,475.1160276,"lbs/day","LSwExt1",268,429.99789800000002,"lbs/day","LSwExt1",268,462.07181980000001,"lbs/day","LSwExt1",268,464.16917439999997,"lbs/day",1]
["LSwExt1",269,421.22169530000002,"lbs/day","LSwExt1",269,482.32762630000002,"lbs/day","LSwExt1",269,482.84827289999998,"lbs/day","LSwExt1",269,472.57780830000002,"lbs/day","LSwExt1",269,474.381687,"lbs/day","LSwExt1",269,486.55433979999998,"lbs/day",1]
["LSwExt1",270,621.42204219999996,"lbs/day","LSwExt1",270,747.76978970000005,"lbs/day","LSwExt1",270,689.73249950000002,"lbs/day","LSwExt1",270,741.39928210000005,"lbs/day","LSwExt1",270,683.07032749999996,"lbs/day","LSwExt1",270,958.14320940000005,"lbs/day",1]
["LSwExt1",271,499.1687647,"lbs/day","LSwExt1",271,610.8702121,"lbs/day","LSwExt1",271,548.92511000000002,"lbs/day","LSwExt1",271,605.6497948,"lbs/day","LSwExt1",271,537.70741210000006,"lbs/day","LSwExt1",271,357.20094699999999,"lbs/day",1]
["LSwExt1",272,441.39579900000001,"lbs/day","LSwExt1",272,548.36184370000001,"lbs/day","LSwExt1",272,480.60032130000002,"lbs/day","LSwExt1",272,543.94910800000002,"lbs/day","LSwExt1",272,467.49574100000001,"lbs/day","LSwExt1",272,406.3195728,"lbs/day",1]
["LSwExt1",273,380.9918083,"lbs/day","LSwExt1",273,469.14061329999998,"lbs/day","LSwExt1",273,420.99289370000002,"lbs/day","LSwExt1",273,465.50702910000001,"lbs/day","LSwExt1",273,409.17287929999998,"lbs/day","LSwExt1",273,376.5136589,"lbs/day",1]
["LSwExt1",274,339.01969029999998,"lbs/day","LSwExt1",274,410.60420040000002,"lbs/day","LSwExt1",274,378.9915747,"lbs/day","LSwExt1",274,407.76521380000003,"lbs/day","LSwExt1",274,373.69969120000002,"lbs/day","LSwExt1",274,354.66690579999999,"lbs/day",1]
["LSwExt1",275,311.9860731,"lbs/day","LSwExt1",275,370.3425689,"lbs/day","LSwExt1",275,354.60391149999998,"lbs/day","LSwExt1",275,369.95921320000002,"lbs/day","LSwExt1",275,351.87450919999998,"lbs/day","LSwExt1",275,340.85854210000002,"lbs/day",1]
["LSwExt1",276,295.07870300000002,"lbs/day","LSwExt1",276,343.48224970000001,"lbs/day","LSwExt1",276,337.2629938,"lbs/day","LSwExt1",276,337.62770319999998,"lbs/day","LSwExt1",276,338.04509200000001,"lbs/day","LSwExt1",276,331.81045349999999,"lbs/day",1]
["LSwExt1",277,287.25934239999998,"lbs/day","LSwExt1",277,324.18978520000002,"lbs/day","LSwExt1",277,330.9197183,"lbs/day","LSwExt1",277,328.54694970000003,"lbs/day","LSwExt1",277,332.69173910000001,"lbs/day","LSwExt1",277,329.01709640000001,"lbs/day",1]
["LSwExt1",278,299.15151200000003,"lbs/day","LSwExt1",278,329.72073110000002,"lbs/day","LSwExt1",278,346.56247359999998,"lbs/day","LSwExt1",278,325.00520499999999,"lbs/day","LSwExt1",278,354.76913409999997,"lbs/day","LSwExt1",278,355.3894363,"lbs/day",1]
["LSwExt1",279,279.07674630000002,"lbs/day","LSwExt1",279,305.39473290000001,"lbs/day","LSwExt1",279,325.28854100000001,"lbs/day","LSwExt1",279,304.90319499999998,"lbs/day","LSwExt1",279,331.40880149999998,"lbs/day","LSwExt1",279,331.99919349999999,"lbs/day",1]
["LSwExt1",280,268.93754439999998,"lbs/day","LSwExt1",280,291.4469919,"lbs/day","LSwExt1",280,313.1426558,"lbs/day","LSwExt1",280,290.2165498,"lbs/day","LSwExt1",280,319.28736229999998,"lbs/day","LSwExt1",280,320.79330800000002,"lbs/day",1]
["LSwExt1",281,263.4742918,"lbs/day","LSwExt1",281,284.04436249999998,"lbs/day","LSwExt1",281,305.66857199999998,"lbs/day","LSwExt1",281,282.94282190000001,"lbs/day","LSwExt1",281,311.25929719999999,"lbs/day","LSwExt1",281,312.80652329999998,"lbs/day",1]
["LSwExt1",282,264.01015319999999,"lbs/day","LSwExt1",282,283.715621,"lbs/day","LSwExt1",282,302.4160794,"lbs/day","LSwExt1",282,282.98410009999998,"lbs/day","LSwExt1",282,308.617324,"lbs/day","LSwExt1",282,310.18302019999999,"lbs/day",1]
["LSwExt1",283,281.30700380000002,"lbs/day","LSwExt1",283,301.20257650000002,"lbs/day","LSwExt1",283,315.5782203,"lbs/day","LSwExt1",283,301.04778149999999,"lbs/day","LSwExt1",283,324.37102240000002,"lbs/day","LSwExt1",283,324.8456185,"lbs/day",1]
["LSwExt1",284,363.65055439999998,"lbs/day","LSwExt1",284,380.95819069999999,"lbs/day","LSwExt1",284,415.88855510000002,"lbs/day","LSwExt1",284,380.78447240000003,"lbs/day","LSwExt1",284,431.26673039999997,"lbs/day","LSwExt1",284,435.94760669999999,"lbs/day",1]
["LSwExt1",285,459.84176289999999,"lbs/day","LSwExt1",285,477.34357679999999,"lbs/day","LSwExt1",285,538.72419790000004,"lbs/day","LSwExt1",285,476.66938590000001,"lbs/day","LSwExt1",285,554.91856759999996,"lbs/day","LSwExt1",285,561.88888410000004,"lbs/day",1]
["LSwExt1",286,387.67815910000002,"lbs/day","LSwExt1",286,403.8982413,"lbs/day","LSwExt1",286,437.21804939999998,"lbs/day","LSwExt1",286,403.34981829999998,"lbs/day","LSwExt1",286,452.50611120000002,"lbs/day","LSwExt1",286,457.99241230000001,"lbs/day",1]
["LSwExt1",287,346.9176612,"lbs/day","LSwExt1",287,363.69122170000003,"lbs/day","LSwExt1",287,376.67493059999998,"lbs/day","LSwExt1",287,363.84187839999998,"lbs/day","LSwExt1",287,393.6794385,"lbs/day","LSwExt1",287,402.52567929999998,"lbs/day",1]
["LSwExt1",288,358.1670919,"lbs/day","LSwExt1",288,377.25599349999999,"lbs/day","LSwExt1",288,381.56041879999998,"lbs/day","LSwExt1",288,378.31057060000001,"lbs/day","LSwExt1",288,391.49339750000001,"lbs/day","LSwExt1",288,414.4706319,"lbs/day",1]
["LSwExt1",289,1009.004234,"lbs/day","LSwExt1",289,1050.9214999999999,"lbs/day","LSwExt1",289,1136.5801369999999,"lbs/day","LSwExt1",289,1059.440844,"lbs/day","LSwExt1",289,1187.9167560000001,"lbs/day","LSwExt1",289,1566.9315240000001,"lbs/day",1]
["LSwExt1",290,650.05996140000002,"lbs/day","LSwExt1",290,656.85604760000001,"lbs/day","LSwExt1",290,658.88254840000002,"lbs/day","LSwExt1",290,650.74535839999999,"lbs/day","LSwExt1",290,672.92313179999996,"lbs/day","LSwExt1",290,443.96781759999999,"lbs/day",1]
["LSwExt1",291,591.05419089999998,"lbs/day","LSwExt1",291,616.30227720000005,"lbs/day","LSwExt1",291,571.18363499999998,"lbs/day","LSwExt1",291,612.63997900000004,"lbs/day","LSwExt1",291,579.90963750000003,"lbs/day","LSwExt1",291,494.8466004,"lbs/day",1]
["LSwExt1",292,498.58423690000001,"lbs/day","LSwExt1",292,526.38452729999995,"lbs/day","LSwExt1",292,503.6202523,"lbs/day","LSwExt1",292,524.44258309999998,"lbs/day","LSwExt1",292,486.34271610000002,"lbs/day","LSwExt1",292,439.82747380000001,"lbs/day",1]
["LSwExt1",293,435.14942380000002,"lbs/day","LSwExt1",293,460.17117719999999,"lbs/day","LSwExt1",293,438.57133779999998,"lbs/day","LSwExt1",293,458.73823900000002,"lbs/day","LSwExt1",293,430.37609329999998,"lbs/day","LSwExt1",293,404.27465239999998,"lbs/day",1]
["LSwExt1",294,392.28983099999999,"lbs/day","LSwExt1",294,413.08764400000001,"lbs/day","LSwExt1",294,402.00577220000002,"lbs/day","LSwExt1",294,411.96716789999999,"lbs/day","LSwExt1",294,395.50641200000001,"lbs/day","LSwExt1",294,381.34723029999998,"lbs/day",1]
["LSwExt1",295,374.91938800000003,"lbs/day","LSwExt1",295,392.78981349999998,"lbs/day","LSwExt1",295,386.41614240000001,"lbs/day","LSwExt1",295,392.39806709999999,"lbs/day","LSwExt1",295,384.95562109999997,"lbs/day","LSwExt1",295,376.7428984,"lbs/day",{"$f":"IF(ISNUMBER(C39428),IF(AVERAGE(C39428,G39428,K39428,O39428,S39428,W39428)<>MAX(C39428,G39428,K39428,O39428,S39428,W39428),1,0),\"\")","v":1}]
["LSwExt1",296,451.91131259999997,"lbs/day","LSwExt1",296,462.71491120000002,"lbs/day","LSwExt1",296,487.0007458,"lbs/day","LSwExt1",296,461.87673269999999,"lbs/day","LSwExt1",296,496.84092390000001,"lbs/day","LSwExt1",296,488.61620340000002,"lbs/day",1]
["LSwExt1",297,382.70252570000002,"lbs/day","LSwExt1",297,391.04370640000002,"lbs/day","LSwExt1",297,402.91938870000001,"lbs/day","LSwExt1",297,389.62198949999998,"lbs/day","LSwExt1",297,408.9892724,"lbs/day","LSwExt1",297,311.66630989999999,"lbs/day",1]
["LSwExt1",298,388.45142249999998,"lbs/day","LSwExt1",298,397.07431209999999,"lbs/day","LSwExt1",298,401.90436870000002,"lbs/day","LSwExt1",298,396.60442560000001,"lbs/day","LSwExt1",298,406.21072190000001,"lbs/day","LSwExt1",298,495.5724634,"lbs/day",1]
["LSwExt1",299,820.42688069999997,"lbs/day","LSwExt1",299,831.79859950000002,"lbs/day","LSwExt1",299,880.19452709999996,"lbs/day","LSwExt1",299,833.41972269999997,"lbs/day","LSwExt1",299,910.10768910000002,"lbs/day","LSwExt1",299,1241.393041,"lbs/day",1]
["LSwExt1",300,564.72576949999996,"lbs/day","LSwExt1",300,575.40162169999996,"lbs/day","LSwExt1",300,570.9597086,"lbs/day","LSwExt1",300,575.65661450000005,"lbs/day","LSwExt1",300,595.58028950000005,"lbs/day","LSwExt1",300,563.32479139999998,"lbs/day",1]
["LSwExt1",301,512.46166319999998,"lbs/day","LSwExt1",301,530.89414780000004,"lbs/day","LSwExt1",301,477.48093080000001,"lbs/day","LSwExt1",301,531.73351430000002,"lbs/day","LSwExt1",301,517.98466229999997,"lbs/day","LSwExt1",301,348.47749670000002,"lbs/day",1]
["LSwExt1",302,447.63085810000001,"lbs/day","LSwExt1",302,465.22728660000001,"lbs/day","LSwExt1",302,476.7066385,"lbs/day","LSwExt1",302,465.86489230000001,"lbs/day","LSwExt1",302,449.1882789,"lbs/day","LSwExt1",302,390.25489599999997,"lbs/day",1]
["LSwExt1",303,403.79002780000002,"lbs/day","LSwExt1",303,418.13206389999999,"lbs/day","LSwExt1",303,416.96508360000001,"lbs/day","LSwExt1",303,418.33921859999998,"lbs/day","LSwExt1",303,407.37521720000001,"lbs/day","LSwExt1",303,377.72166220000003,"lbs/day",1]
["LSwExt1",304,377.48830759999998,"lbs/day","LSwExt1",304,389.13598960000002,"lbs/day","LSwExt1",304,391.4094791,"lbs/day","LSwExt1",304,388.90911679999999,"lbs/day","LSwExt1",304,384.34331420000001,"lbs/day","LSwExt1",304,368.00096439999999,"lbs/day",1]
["LSwExt1",305,357.20022940000001,"lbs/day","LSwExt1",305,366.22625360000001,"lbs/day","LSwExt1",305,370.21507500000001,"lbs/day","LSwExt1",305,365.76469129999998,"lbs/day","LSwExt1",305,366.56122160000001,"lbs/day","LSwExt1",305,344.08499840000002,"lbs/day",1]
["LSwExt1",306,343.27470169999998,"lbs/day","LSwExt1",306,350.33883309999999,"lbs/day","LSwExt1",306,355.7183162,"lbs/day","LSwExt1",306,349.8038148,"lbs/day","LSwExt1",306,354.40697849999998,"lbs/day","LSwExt1",306,300.9979811,"lbs/day",1]
["LSwExt1",307,334.33687839999999,"lbs/day","LSwExt1",307,339.7925128,"lbs/day","LSwExt1",307,345.89130640000002,"lbs/day","LSwExt1",307,338.9911879,"lbs/day","LSwExt1",307,346.18067489999999,"lbs/day","LSwExt1",307,331.96987860000002,"lbs/day",1]
["LSwExt1",308,333.14809589999999,"lbs/day","LSwExt1",308,337.86632179999998,"lbs/day","LSwExt1",308,344.11963759999998,"lbs/day","LSwExt1",308,336.95611910000002,"lbs/day","LSwExt1",308,345.13513119999999,"lbs/day","LSwExt1",308,322.67540070000001,"lbs/day",1]
["LSwExt1",309,359.20610859999999,"lbs/day","LSwExt1",309,362.96512589999998,"lbs/day","LSwExt1",309,368.52574090000002,"lbs/day","LSwExt1",309,360.8658451,"lbs/day","LSwExt1",309,373.92820380000001,"lbs/day","LSwExt1",309,442.61759369999999,"lbs/day",1]
["LSwExt1",310,599.43008599999996,"lbs/day","LSwExt1",310,595.28181300000006,"lbs/day","LSwExt1",310,637.49641429999997,"lbs/day","LSwExt1",310,597.12684520000005,"lbs/day","LSwExt1",310,664.33626530000004,"lbs/day","LSwExt1",310,685.21211579999999,"lbs/day",1]
["LSwExt1",311,438.69985809999997,"lbs/day","LSwExt1",311,435.82557150000002,"lbs/day","LSwExt1",311,458.66799170000002,"lbs/day","LSwExt1",311,432.47065689999999,"lbs/day","LSwExt1",311,470.28778260000001,"lbs/day","LSwExt1",311,479.88433759999998,"lbs/day",1]
["LSwExt1",312,421.58930950000001,"lbs/day","LSwExt1",312,422.00036999999998,"lbs/day","LSwExt1",312,439.01605749999999,"lbs/day","LSwExt1",312,420.6306482,"lbs/day","LSwExt1",312,444.81455799999998,"lbs/day","LSwExt1",312,450.46324850000002,"lbs/day",1]
["LSwExt1",313,411.22478050000001,"lbs/day","LSwExt1",313,414.95324040000003,"lbs/day","LSwExt1",313,422.28390059999998,"lbs/day","LSwExt1",313,414.55824330000002,"lbs/day","LSwExt1",313,426.22396199999997,"lbs/day","LSwExt1",313,428.98248039999999,"lbs/day",1]
["LSwExt1",314,486.71823019999999,"lbs/day","LSwExt1",314,488.36767859999998,"lbs/day","LSwExt1",314,507.75726279999998,"lbs/day","LSwExt1",314,487.80240190000001,"lbs/day","LSwExt1",314,517.34156289999999,"lbs/day","LSwExt1",314,521.1940151,"lbs/day",1]
["LSwExt1",315,477.59473059999999,"lbs/day","LSwExt1",315,480.20296760000002,"lbs/day","LSwExt1",315,489.09670940000001,"lbs/day","LSwExt1",315,480.17054689999998,"lbs/day","LSwExt1",315,498.652603,"lbs/day","LSwExt1",315,501.20944129999998,"lbs/day",1]
["LSwExt1",316,635.96983509999995,"lbs/day","LSwExt1",316,641.2375442,"lbs/day","LSwExt1",316,659.88874380000004,"lbs/day","LSwExt1",316,642.16126980000001,"lbs/day","LSwExt1",316,671.50010139999995,"lbs/day","LSwExt1",316,672.05843530000004,"lbs/day",1]
["LSwExt1",317,698.52721550000001,"lbs/day","LSwExt1",317,712.51870910000002,"lbs/day","LSwExt1",317,710.81474530000003,"lbs/day","LSwExt1",317,715.28220139999996,"lbs/day","LSwExt1",317,716.80962810000005,"lbs/day","LSwExt1",317,712.34294490000002,"lbs/day",1]
["LSwExt1",318,594.64557179999997,"lbs/day","LSwExt1",318,613.09904879999999,"lbs/day","LSwExt1",318,598.94640819999995,"lbs/day","LSwExt1",318,616.45483730000001,"lbs/day","LSwExt1",318,590.4567164,"lbs/day","LSwExt1",318,584.21045560000005,"lbs/day",1]
["LSwExt1",319,508.70040319999998,"lbs/day","LSwExt1",319,526.12767889999998,"lbs/day","LSwExt1",319,506.54197110000001,"lbs/day","LSwExt1",319,528.31646790000002,"lbs/day","LSwExt1",319,495.66037240000003,"lbs/day","LSwExt1",319,490.70915409999998,"lbs/day",1]
["LSwExt1",320,545.75721209999995,"lbs/day","LSwExt1",320,556.56932930000005,"lbs/day","LSwExt1",320,556.36939900000004,"lbs/day","LSwExt1",320,558.17173009999999,"lbs/day","LSwExt1",320,558.02268319999996,"lbs/day","LSwExt1",320,556.90090180000004,"lbs/day",1]
["LSwExt1",321,750.72868340000002,"lbs/day","LSwExt1",321,759.21436979999999,"lbs/day","LSwExt1",321,768.21477400000003,"lbs/day","LSwExt1",321,760.86414190000005,"lbs/day","LSwExt1",321,778.09936789999995,"lbs/day","LSwExt1",321,930.82209760000001,"lbs/day",1]
["LSwExt1",322,584.50218729999995,"lbs/day","LSwExt1",322,594.10938620000002,"lbs/day","LSwExt1",322,591.44213090000005,"lbs/day","LSwExt1",322,594.99948319999999,"lbs/day","LSwExt1",322,594.00648469999999,"lbs/day","LSwExt1",322,475.97957839999998,"lbs/day",1]
["LSwExt1",323,461.81272710000002,"lbs/day","LSwExt1",323,470.50972830000001,"lbs/day","LSwExt1",323,446.63236239999998,"lbs/day","LSwExt1",323,470.8339426,"lbs/day","LSwExt1",323,466.54918279999998,"lbs/day","LSwExt1",323,440.46066910000002,"lbs/day",1]
["LSwExt1",324,410.20914199999999,"lbs/day","LSwExt1",324,417.01291900000001,"lbs/day","LSwExt1",324,419.6928456,"lbs/day","LSwExt1",324,417.14217500000001,"lbs/day","LSwExt1",324,418.4022291,"lbs/day","LSwExt1",324,409.65111719999999,"lbs/day",1]
["LSwExt1",325,392.55114309999999,"lbs/day","LSwExt1",325,397.93714310000001,"lbs/day","LSwExt1",325,397.72749429999999,"lbs/day","LSwExt1",325,398.02766939999998,"lbs/day","LSwExt1",325,402.67228740000002,"lbs/day","LSwExt1",325,399.77089819999998,"lbs/day",1]
["LSwExt1",326,711.82819329999995,"lbs/day","LSwExt1",326,708.92503499999998,"lbs/day","LSwExt1",326,743.96316339999998,"lbs/day","LSwExt1",326,709.58629399999995,"lbs/day","LSwExt1",326,782.63054030000001,"lbs/day","LSwExt1",326,783.44963619999999,"lbs/day",1]
["LSwExt1",327,491.0454843,"lbs/day","LSwExt1",327,491.99831490000003,"lbs/day","LSwExt1",327,498.5906693,"lbs/day","LSwExt1",327,492.36473530000001,"lbs/day","LSwExt1",327,507.37961619999999,"lbs/day","LSwExt1",327,508.06127520000001,"lbs/day",1]
["LSwExt1",328,422.46558729999998,"lbs/day","LSwExt1",328,424.96035230000001,"lbs/day","LSwExt1",328,425.58545729999997,"lbs/day","LSwExt1",328,425.11502669999999,"lbs/day","LSwExt1",328,430.10287890000001,"lbs/day","LSwExt1",328,392.26289079999998,"lbs/day",1]
["LSwExt1",329,390.32126920000002,"lbs/day","LSwExt1",329,392.59804639999999,"lbs/day","LSwExt1",329,393.34034459999998,"lbs/day","LSwExt1",329,392.66105859999999,"lbs/day","LSwExt1",329,397.75976350000002,"lbs/day","LSwExt1",329,391.2239462,"lbs/day",1]
["LSwExt1",330,381.3872283,"lbs/day","LSwExt1",330,383.33522850000003,"lbs/day","LSwExt1",330,383.91719289999997,"lbs/day","LSwExt1",330,383.47776870000001,"lbs/day","LSwExt1",330,389.18651469999998,"lbs/day","LSwExt1",330,425.87728929999997,"lbs/day",1]
["LSwExt1",331,579.92615790000002,"lbs/day","LSwExt1",331,574.16748319999999,"lbs/day","LSwExt1",331,605.02747620000002,"lbs/day","LSwExt1",331,574.7253422,"lbs/day","LSwExt1",331,630.58057799999995,"lbs/day","LSwExt1",331,582.93961130000002,"lbs/day",1]
["LSwExt1",332,442.4633384,"lbs/day","LSwExt1",332,441.6254611,"lbs/day","LSwExt1",332,450.2406029,"lbs/day","LSwExt1",332,442.11798099999999,"lbs/day","LSwExt1",332,459.84314849999998,"lbs/day","LSwExt1",332,454.92458219999997,"lbs/day",1]
["LSwExt1",333,460.87826389999998,"lbs/day","LSwExt1",333,457.11861620000002,"lbs/day","LSwExt1",333,470.27804020000002,"lbs/day","LSwExt1",333,457.34005780000001,"lbs/day","LSwExt1",333,481.93276450000002,"lbs/day","LSwExt1",333,482.9026619,"lbs/day",1]
["LSwExt1",334,398.28783149999998,"lbs/day","LSwExt1",334,397.56177480000002,"lbs/day","LSwExt1",334,402.08385520000002,"lbs/day","LSwExt1",334,397.70141610000002,"lbs/day","LSwExt1",334,407.60250230000003,"lbs/day","LSwExt1",334,407.31465689999999,"lbs/day",1]
["LSwExt1",335,373.79858189999999,"lbs/day","LSwExt1",335,373.96743570000001,"lbs/day","LSwExt1",335,376.9693537,"lbs/day","LSwExt1",335,374.0293112,"lbs/day","LSwExt1",335,381.04043469999999,"lbs/day","LSwExt1",335,374.59813009999999,"lbs/day",1]
["LSwExt1",336,365.2163185,"lbs/day","LSwExt1",336,365.5753125,"lbs/day","LSwExt1",336,367.59578759999999,"lbs/day","LSwExt1",336,365.67523799999998,"lbs/day","LSwExt1",336,371.87929789999998,"lbs/day","LSwExt1",336,420.6683185,"lbs/day",1]
["LSwExt1",337,442.36764820000002,"lbs/day","LSwExt1",337,439.10424139999998,"lbs/day","LSwExt1",337,456.76661159999998,"lbs/day","LSwExt1",337,439.02257150000003,"lbs/day","LSwExt1",337,469.89642730000003,"lbs/day","LSwExt1",337,480.08154769999999,"lbs/day",1]
["LSwExt1",338,393.77490870000003,"lbs/day","LSwExt1",338,392.45173610000001,"lbs/day","LSwExt1",338,399.88602470000001,"lbs/day","LSwExt1",338,392.57149859999998,"lbs/day","LSwExt1",338,407.2323303,"lbs/day","LSwExt1",338,411.20658680000003,"lbs/day",1]
["LSwExt1",339,442.66891570000001,"lbs/day","LSwExt1",339,438.80369860000002,"lbs/day","LSwExt1",339,455.78190510000002,"lbs/day","LSwExt1",339,438.40131439999999,"lbs/day","LSwExt1",339,467.53187450000001,"lbs/day","LSwExt1",339,471.13514930000002,"lbs/day",1]
["LSwExt1",340,397.70120730000002,"lbs/day","LSwExt1",340,395.64187570000001,"lbs/day","LSwExt1",340,405.21742,"lbs/day","LSwExt1",340,395.45916649999998,"lbs/day","LSwExt1",340,412.15904899999998,"lbs/day","LSwExt1",340,414.1250498,"lbs/day",1]
["LSwExt1",341,370.19470130000002,"lbs/day","LSwExt1",341,369.5093832,"lbs/day","LSwExt1",341,375.25473140000003,"lbs/day","LSwExt1",341,369.39550200000002,"lbs/day","LSwExt1",341,379.57082159999999,"lbs/day","LSwExt1",341,380.60565459999998,"lbs/day",1]
["LSwExt1",342,355.0504603,"lbs/day","LSwExt1",342,354.95110979999998,"lbs/day","LSwExt1",342,359.36696519999998,"lbs/day","LSwExt1",342,354.86288200000001,"lbs/day","LSwExt1",342,362.2819872,"lbs/day","LSwExt1",342,362.96016109999999,"lbs/day",1]
["LSwExt1",343,344.44894779999998,"lbs/day","LSwExt1",343,344.57467439999999,"lbs/day","LSwExt1",343,348.57880269999998,"lbs/day","LSwExt1",343,344.4375096,"lbs/day","LSwExt1",343,350.78406630000001,"lbs/day","LSwExt1",343,351.39972160000002,"lbs/day",1]
["LSwExt1",344,340.36763999999999,"lbs/day","LSwExt1",344,340.70982020000002,"lbs/day","LSwExt1",344,344.28156180000002,"lbs/day","LSwExt1",344,340.5687016,"lbs/day","LSwExt1",344,345.87107500000002,"lbs/day","LSwExt1",344,346.42119580000002,"lbs/day",1]
["LSwExt1",345,364.90135290000001,"lbs/day","LSwExt1",345,365.8681363,"lbs/day","LSwExt1",345,367.163231,"lbs/day","LSwExt1",345,366.16124489999999,"lbs/day","LSwExt1",345,368.28118060000003,"lbs/day","LSwExt1",345,368.18647720000001,"lbs/day",1]
["LSwExt1",346,749.8445706,"lbs/day","LSwExt1",346,750.66403049999997,"lbs/day","LSwExt1",346,785.63253769999994,"lbs/day","LSwExt1",346,751.22854700000005,"lbs/day","LSwExt1",346,818.82263579999994,"lbs/day","LSwExt1",346,820.12093900000002,"lbs/day",1]
["LSwExt1",347,561.86299740000004,"lbs/day","LSwExt1",347,563.87756990000003,"lbs/day","LSwExt1",347,581.27736879999998,"lbs/day","LSwExt1",347,564.84886879999999,"lbs/day","LSwExt1",347,588.83370049999996,"lbs/day","LSwExt1",347,588.36894259999997,"lbs/day",1]
["LSwExt1",348,835.32116250000001,"lbs/day","LSwExt1",348,839.24213099999997,"lbs/day","LSwExt1",348,849.27562049999995,"lbs/day","LSwExt1",348,840.46525699999995,"lbs/day","LSwExt1",348,862.8793488,"lbs/day","LSwExt1",348,861.55563429999995,"lbs/day",1]
["LSwExt1",349,574.25586399999997,"lbs/day","LSwExt1",349,581.62915450000003,"lbs/day","LSwExt1",349,571.53043379999997,"lbs/day","LSwExt1",349,582.25800449999997,"lbs/day","LSwExt1",349,569.89573919999998,"lbs/day","LSwExt1",349,568.3809933,"lbs/day",1]
["LSwExt1",350,584.52022420000003,"lbs/day","LSwExt1",350,590.49765509999997,"lbs/day","LSwExt1",350,588.98600099999999,"lbs/day","LSwExt1",350,591.0331013,"lbs/day","LSwExt1",350,594.16178620000005,"lbs/day","LSwExt1",350,593.54406779999999,"lbs/day",1]
["LSwExt1",351,444.1060799,"lbs/day","LSwExt1",351,449.97382820000001,"lbs/day","LSwExt1",351,444.39332139999999,"lbs/day","LSwExt1",351,450.16135409999998,"lbs/day","LSwExt1",351,445.32640259999999,"lbs/day","LSwExt1",351,444.82799269999998,"lbs/day",1]
["LSwExt1",352,405.07624029999999,"lbs/day","LSwExt1",352,410.31572190000003,"lbs/day","LSwExt1",352,406.72278419999998,"lbs/day","LSwExt1",352,410.38758769999998,"lbs/day","LSwExt1",352,407.67515270000001,"lbs/day","LSwExt1",352,407.34529850000001,"lbs/day",1]
["LSwExt1",353,391.73209700000001,"lbs/day","LSwExt1",353,396.17742129999999,"lbs/day","LSwExt1",353,393.08104580000003,"lbs/day","LSwExt1",353,396.31553810000003,"lbs/day","LSwExt1",353,395.1900953,"lbs/day","LSwExt1",353,395.11043599999999,"lbs/day",1]
["LSwExt1",354,845.14994990000002,"lbs/day","LSwExt1",354,839.97944489999998,"lbs/day","LSwExt1",354,894.54418569999996,"lbs/day","LSwExt1",354,841.65429559999995,"lbs/day","LSwExt1",354,940.35028439999996,"lbs/day","LSwExt1",354,942.20598870000003,"lbs/day",1]
["LSwExt1",355,509.92013029999998,"lbs/day","LSwExt1",355,511.19798539999999,"lbs/day","LSwExt1",355,522.85461210000005,"lbs/day","LSwExt1",355,511.62782129999999,"lbs/day","LSwExt1",355,531.22452490000001,"lbs/day","LSwExt1",355,532.58050479999997,"lbs/day",1]
["LSwExt1",356,448.5287644,"lbs/day","LSwExt1",356,452.18956150000002,"lbs/day","LSwExt1",356,454.96238149999999,"lbs/day","LSwExt1",356,452.26901350000003,"lbs/day","LSwExt1",356,456.9921923,"lbs/day","LSwExt1",356,417.74837209999998,"lbs/day",1]
["LSwExt1",357,404.14334639999998,"lbs/day","LSwExt1",357,407.32677380000001,"lbs/day","LSwExt1",357,411.46138730000001,"lbs/day","LSwExt1",357,407.31254230000002,"lbs/day","LSwExt1",357,413.66928849999999,"lbs/day","LSwExt1",357,406.89457959999999,"lbs/day",1]
["LSwExt1",358,391.32811850000002,"lbs/day","LSwExt1",358,394.01226559999998,"lbs/day","LSwExt1",358,398.49227409999997,"lbs/day","LSwExt1",358,394.09113150000002,"lbs/day","LSwExt1",358,401.67716780000001,"lbs/day","LSwExt1",358,439.69233789999998,"lbs/day",1]
["LSwExt1",359,730.49609820000001,"lbs/day","LSwExt1",359,726.34100590000003,"lbs/day","LSwExt1",359,771.51046169999995,"lbs/day","LSwExt1",359,727.20737770000005,"lbs/day","LSwExt1",359,808.93013659999997,"lbs/day","LSwExt1",359,754.94792919999998,"lbs/day",{"$f":"IF(ISNUMBER(C39492),IF(AVERAGE(C39492,G39492,K39492,O39492,S39492,W39492)<>MAX(C39492,G39492,K39492,O39492,S39492,W39492),1,0),\"\")","v":1}]
["LSwExt1",360,475.26541120000002,"lbs/day","LSwExt1",360,475.11596919999999,"lbs/day","LSwExt1",360,487.9610907,"lbs/day","LSwExt1",360,475.4561736,"lbs/day","LSwExt1",360,496.61049500000001,"lbs/day","LSwExt1",360,544.22562400000004,"lbs/day",1]
["LSwExt1",361,430.5906511,"lbs/day","LSwExt1",361,432.2306858,"lbs/day","LSwExt1",361,438.03025409999998,"lbs/day","LSwExt1",361,432.3779925,"lbs/day","LSwExt1",361,440.91365309999998,"lbs/day","LSwExt1",361,450.20056340000002,"lbs/day",1]
["LSwExt1",362,394.88210770000001,"lbs/day","LSwExt1",362,396.71467469999999,"lbs/day","LSwExt1",362,401.35924599999998,"lbs/day","LSwExt1",362,396.76586950000001,"lbs/day","LSwExt1",362,403.07638989999998,"lbs/day","LSwExt1",362,365.75577490000001,"lbs/day",1]
["LSwExt1",363,376.90672310000002,"lbs/day","LSwExt1",363,378.58730270000001,"lbs/day","LSwExt1",363,384.4389453,"lbs/day","LSwExt1",363,378.46474319999999,"lbs/day","LSwExt1",363,385.4814576,"lbs/day","LSwExt1",363,378.37215209999999,"lbs/day",1]
["LSwExt1",364,370.2116206,"lbs/day","LSwExt1",364,371.1899386,"lbs/day","LSwExt1",364,376.79836599999999,"lbs/day","LSwExt1",364,371.48143299999998,"lbs/day","LSwExt1",364,379.0636093,"lbs/day","LSwExt1",364,374.2861742,"lbs/day",1]
["LSwExt1",365,442.36226119999998,"lbs/day","LSwExt1",365,442.77819340000002,"lbs/day","LSwExt1",365,452.0300671,"lbs/day","LSwExt1",365,442.248558,"lbs/day","LSwExt1",365,463.07640049999998,"lbs/day","LSwExt1",365,449.04581769999999,"lbs/day"]

{"sheet":"Model Input Data","index":5,"n_rows":9323,"n_cols":25,"rows_kept":2250,"cut":true,"hidden":false,"merged":[],"bounds":{"rows_first":1000,"rows_last":250,"rows_between":1000,"halvings":1}}
["Wading3mile_optbmpsTN2002","Wading3mile_optbmpsTN2002","Wading3mile_optbmpsTN2002","Wading3mile_optbmpsTN2002","Wading3_3","Wading3_3","Wading3_3","Wading3_3","Wading3_4","Wading3_4","Wading3_4","Wading3_4","Wading3_5","Wading3_5","Wading3_5","Wading3_5","Wading3_6","Wading3_6","Wading3_6","Wading3_6","Wading3_7","Wading3_7","Wading3_7","Wading3_7","Data Difference"]
["Variable","Identifier","Value","Units","Variable","Identifier","Value","Units","Variable","Identifier","Value","Units","Variable","Identifier","Value","Units","Variable","Identifier","Value","Units","Variable","Identifier","Value","Units"]
["AvgAnnualPrecip","None",42.05,"total inches per year","AvgAnnualPrecip","None",41.182000000000002,"total inches per year","AvgAnnualPrecip","None",46.258000000000003,"total inches per year","AvgAnnualPrecip","None",41.347999999999999,"total inches per year","AvgAnnualPrecip","None",50.286999999999999,"total inches per year","AvgAnnualPrecip","None","NA","total inches per year",{"$f":"IF(ISNUMBER(C3),IF(AVERAGE(C3,G3,K3,O3,S3,W3)<>MAX(C3,G3,K3,O3,S3,W3),1,0),\"\")","v":1}]
["AvgTemp","None",52.697000000000003,"deg F","AvgTemp","None",56.396999999999998,"deg F","AvgTemp","None",57.097000000000001,"deg F","AvgTemp","None",57.697000000000003,"deg F","AvgTemp","None",58.896999999999998,"deg F","AvgTemp","None",55.997,"deg F",{"$f":"IF(ISNUMBER(C4),IF(AVERAGE(C4,G4,K4,O4,S4,W4)<>MAX(C4,G4,K4,O4,S4,W4),1,0),\"\")","v":1}]
["NDateHydro","None",365,"time steps in model","NDateHydro","None",365,"time steps in model","NDateHydro","None",365,"time steps in model","NDateHydro","None",365,"time steps in model","NDateHydro","None",365,"time steps in model","NDateHydro","None",365,"time steps in model",0]
["Dt","None",1,"days in time step","Dt","None",1,"days in time step","Dt","None",1,"days in time step","Dt","None",1,"days in time step","Dt","None",1,"days in time step","Dt","None",1,"days in time step",0]
["NLu","None",16,"# HRUs","NLu","None",16,"# HRUs","NLu","None",16,"# HRUs","NLu","None",16,"# HRUs","NLu","None",16,"# HRUs","NLu","None",16,"# HRUs",0]
["NLuName",1,"forest sand","-","NLuName",1,"forest sand","-","NLuName",1,"forest sand","-","NLuName",1,"forest sand","-","NLuName",1,"forest sand","-","NLuName",1,"forest sand","-",""]
["NLuName",2,"open nonres sand","-","NLuName",2,"open nonres sand","-","NLuName",2,"open nonres sand","-","NLuName",2,"open nonres sand","-","NLuName",2,"open nonres sand","-","NLuName",2,"open nonres sand","-",""]
["NLuName",3,"MLD res sand","-","NLuName",3,"MLD res sand","-","NLuName",3,"MLD res sand","-","NLuName",3,"MLD res sand","-","NLuName",3,"MLD res sand","-","NLuName",3,"MLD res sand","-",""]
["NLuName",4,"MHHD resid sand","-","NLuName",4,"MHHD resid sand","-","NLuName",4,"MHHD resid sand","-","NLuName",4,"MHHD resid sand","-","NLuName",4,"MHHD resid sand","-","NLuName",4,"MHHD resid sand","-",""]
["NLuName",5,"comindtr sand","-","NLuName",5,"comindtr sand","-","NLuName",5,"comindtr sand","-","NLuName",5,"comindtr sand","-","NLuName",5,"comindtr sand","-","NLuName",5,"comindtr sand","-",""]
["NLuName",6,"ag sand","-","NLuName",6,"ag sand","-","NLuName",6,"ag sand","-","NLuName",6,"ag sand","-","NLuName",6,"ag sand","-","NLuName",6,"ag sand","-",""]
["NLuName",7,"forest till","-","NLuName",7,"forest till","-","NLuName",7,"forest till","-","NLuName",7,"forest till","-","NLuName",7,"forest till","-","NLuName",7,"forest till","-",""]
["NLuName",8,"open nonres till","-","NLuName",8,"open nonres till","-","NLuName",8,"open nonres till","-","NLuName",8,"open nonres till","-","NLuName",8,"open nonres till","-","NLuName",8,"open nonres till","-",""]
["NLuName",9,"MLD res till","-","NLuName",9,"MLD res till","-","NLuName",9,"MLD res till","-","NLuName",9,"MLD res till","-","NLuName",9,"MLD res till","-","NLuName",9,"MLD res till","-",""]
["NLuName",10,"MHHD resid till","-","NLuName",10,"MHHD resid till","-","NLuName",10,"MHHD resid till","-","NLuName",10,"MHHD resid till","-","NLuName",10,"MHHD resid till","-","NLuName",10,"MHHD resid till","-",""]
["NLuName",11,"comindtr till","-","NLuName",11,"comindtr till","-","NLuName",11,"comindtr till","-","NLuName",11,"comindtr till","-","NLuName",11,"comindtr till","-","NLuName",11,"comindtr till","-",""]
["NLuName",12,"ag till","-","NLuName",12,"ag till","-","NLuName",12,"ag till","-","NLuName",12,"ag till","-","NLuName",12,"ag till","-","NLuName",12,"ag till","-",""]
["NLuName",13,"cranberry bog","-","NLuName",13,"cranberry bog","-","NLuName",13,"cranberry bog","-","NLuName",13,"cranberry bog","-","NLuName",13,"cranberry bog","-","NLuName",13,"cranberry bog","-",""]
["NLuName",14,"forested wetland","-","NLuName",14,"forested wetland","-","NLuName",14,"forested wetland","-","NLuName",14,"forested wetland","-","NLuName",14,"forested wetland","-","NLuName",14,"forested wetland","-",""]
["NLuName",15,"nonforested wetlnd","-","NLuName",15,"nonforested wetlnd","-","NLuName",15,"nonforested wetlnd","-","NLuName",15,"nonforested wetlnd","-","NLuName",15,"nonforested wetlnd","-","NLuName",15,"nonforested wetlnd","-",""]
["NLuName",16,"water","-","NLuName",16,"water","-","NLuName",16,"water","-","NLuName",16,"water","-","NLuName",16,"water","-","NLuName",16,"water","-",""]
["ALuBase",1,13646.96783,"acre","ALuBase",1,13646.96783,"acre","ALuBase",1,13646.96783,"acre","ALuBase",1,13646.96783,"acre","ALuBase",1,13646.96783,"acre","ALuBase",1,13646.96783,"acre",0]
["ALuBase",2,2296.364779,"acre","ALuBase",2,2296.364779,"acre","ALuBase",2,2296.364779,"acre","ALuBase",2,2296.364779,"acre","ALuBase",2,2296.364779,"acre","ALuBase",2,2296.364779,"acre",0]
["ALuBase",3,5948.6782860000003,"acre","ALuBase",3,5948.6782860000003,"acre","ALuBase",3,5948.6782860000003,"acre","ALuBase",3,5948.6782860000003,"acre","ALuBase",3,5948.6782860000003,"acre","ALuBase",3,5948.6782860000003,"acre",0]
["ALuBase",4,973.22126370000001,"acre","ALuBase",4,973.22126370000001,"acre","ALuBase",4,973.22126370000001,"acre","ALuBase",4,973.22126370000001,"acre","ALuBase",4,973.22126370000001,"acre","ALuBase",4,973.22126370000001,"acre",0]
["ALuBase",5,2536.9363279999998,"acre","ALuBase",5,2536.9363279999998,"acre","ALuBase",5,2536.9363279999998,"acre","ALuBase",5,2536.9363279999998,"acre","ALuBase",5,2536.9363279999998,"acre","ALuBase",5,2536.9363279999998,"acre",0]
["ALuBase",6,634.23408189999998,"acre","ALuBase",6,634.23408189999998,"acre","ALuBase",6,634.23408189999998,"acre","ALuBase",6,634.23408189999998,"acre","ALuBase",6,634.23408189999998,"acre","ALuBase",6,634.23408189999998,"acre",0]
["ALuBase",7,12553.460789999999,"acre","ALuBase",7,12553.460789999999,"acre","ALuBase",7,12553.460789999999,"acre","ALuBase",7,12553.460789999999,"acre","ALuBase",7,12553.460789999999,"acre","ALuBase",7,12553.460789999999,"acre",0]
["ALuBase",8,1082.571968,"acre","ALuBase",8,1082.571968,"acre","ALuBase",8,1082.571968,"acre","ALuBase",8,1082.571968,"acre","ALuBase",8,1082.571968,"acre","ALuBase",8,1082.571968,"acre",0]
["ALuBase",9,2821.248157,"acre","ALuBase",9,2821.248157,"acre","ALuBase",9,2821.248157,"acre","ALuBase",9,2821.248157,"acre","ALuBase",9,2821.248157,"acre","ALuBase",9,2821.248157,"acre",0]
["ALuBase",10,448.33788550000003,"acre","ALuBase",10,448.33788550000003,"acre","ALuBase",10,448.33788550000003,"acre","ALuBase",10,448.33788550000003,"acre","ALuBase",10,448.33788550000003,"acre","ALuBase",10,448.33788550000003,"acre",0]
["ALuBase",11,1104.442108,"acre","ALuBase",11,1104.442108,"acre","ALuBase",11,1104.442108,"acre","ALuBase",11,1104.442108,"acre","ALuBase",11,1104.442108,"acre","ALuBase",11,1104.442108,"acre",0]
["ALuBase",12,240.57154829999999,"acre","ALuBase",12,240.57154829999999,"acre","ALuBase",12,240.57154829999999,"acre","ALuBase",12,240.57154829999999,"acre","ALuBase",12,240.57154829999999,"acre","ALuBase",12,240.57154829999999,"acre",0]
["ALuBase",13,98.415633400000004,"acre","ALuBase",13,98.415633400000004,"acre","ALuBase",13,98.415633400000004,"acre","ALuBase",13,98.415633400000004,"acre","ALuBase",13,98.415633400000004,"acre","ALuBase",13,98.415633400000004,"acre",0]
["ALuBase",14,6473.5616639999998,"acre","ALuBase",14,6473.5616639999998,"acre","ALuBase",14,6473.5616639999998,"acre","ALuBase",14,6473.5616639999998,"acre","ALuBase",14,6473.5616639999998,"acre","ALuBase",14,6473.5616639999998,"acre",0]
["ALuBase",15,2132.3387240000002,"acre","ALuBase",15,2132.3387240000002,"acre","ALuBase",15,2132.3387240000002,"acre","ALuBase",15,2132.3387240000002,"acre","ALuBase",15,2132.3387240000002,"acre","ALuBase",15,2132.3387240000002,"acre",0]
["ALuBase",16,1330.475287,"acre","ALuBase",16,1330.475287,"acre","ALuBase",16,1330.475287,"acre","ALuBase",16,1330.475287,"acre","ALuBase",16,1330.475287,"acre","ALuBase",16,1330.475287,"acre",0]
["EIALu",1,0,"fraction","EIALu",1,0,"fraction","EIALu",1,0,"fraction","EIALu",1,0,"fraction","EIALu",1,0,"fraction","EIALu",1,0,"fraction",0]
["EIALu",2,4.2625000000000003E-2,"fraction","EIALu",2,4.2625000000000003E-2,"fraction","EIALu",2,4.2625000000000003E-2,"fraction","EIALu",2,4.2625000000000003E-2,"fraction","EIALu",2,4.2625000000000003E-2,"fraction","EIALu",2,4.2625000000000003E-2,"fraction",0]
["EIALu",3,4.4001999999999999E-2,"fraction","EIALu",3,4.4001999999999999E-2,"fraction","EIALu",3,4.4001999999999999E-2,"fraction","EIALu",3,4.4001999999999999E-2,"fraction","EIALu",3,4.4001999999999999E-2,"fraction","EIALu",3,4.4001999999999999E-2,"fraction",0]
["EIALu",4,0.153117,"fraction","EIALu",4,0.153117,"fraction","EIALu",4,0.153117,"fraction","EIALu",4,0.153117,"fraction","EIALu",4,0.153117,"fraction","EIALu",4,0.153117,"fraction",0]
["EIALu",5,0.65720199999999995,"fraction","EIALu",5,0.65720199999999995,"fraction","EIALu",5,0.65720199999999995,"fraction","EIALu",5,0.65720199999999995,"fraction","EIALu",5,0.65720199999999995,"fraction","EIALu",5,0.65720199999999995,"fraction",0]
["EIALu",6,0,"fraction","EIALu",6,0,"fraction","EIALu",6,0,"fraction","EIALu",6,0,"fraction","EIALu",6,0,"fraction","EIALu",6,0,"fraction",0]
["EIALu",7,0,"fraction","EIALu",7,0,"fraction","EIALu",7,0,"fraction","EIALu",7,0,"fraction","EIALu",7,0,"fraction","EIALu",7,0,"fraction",0]
["EIALu",8,4.3409999999999997E-2,"fraction","EIALu",8,4.3409999999999997E-2,"fraction","EIALu",8,4.3409999999999997E-2,"fraction","EIALu",8,4.3409999999999997E-2,"fraction","EIALu",8,4.3409999999999997E-2,"fraction","EIALu",8,4.3409999999999997E-2,"fraction",0]
["EIALu",9,4.4025000000000002E-2,"fraction","EIALu",9,4.4025000000000002E-2,"fraction","EIALu",9,4.4025000000000002E-2,"fraction","EIALu",9,4.4025000000000002E-2,"fraction","EIALu",9,4.4025000000000002E-2,"fraction","EIALu",9,4.4025000000000002E-2,"fraction",0]
["EIALu",10,0.14929799999999999,"fraction","EIALu",10,0.14929799999999999,"fraction","EIALu",10,0.14929799999999999,"fraction","EIALu",10,0.14929799999999999,"fraction","EIALu",10,0.14929799999999999,"fraction","EIALu",10,0.14929799999999999,"fraction",0]
["EIALu",11,0.657918,"fraction","EIALu",11,0.657918,"fraction","EIALu",11,0.657918,"fraction","EIALu",11,0.657918,"fraction","EIALu",11,0.657918,"fraction","EIALu",11,0.657918,"fraction",0]
["EIALu",12,0,"fraction","EIALu",12,0,"fraction","EIALu",12,0,"fraction","EIALu",12,0,"fraction","EIALu",12,0,"fraction","EIALu",12,0,"fraction",0]
["EIALu",13,0,"fraction","EIALu",13,0,"fraction","EIALu",13,0,"fraction","EIALu",13,0,"fraction","EIALu",13,0,"fraction","EIALu",13,0,"fraction",0]
["EIALu",14,0,"fraction","EIALu",14,0,"fraction","EIALu",14,0,"fraction","EIALu",14,0,"fraction","EIALu",14,0,"fraction","EIALu",14,0,"fraction",0]
["EIALu",15,0,"fraction","EIALu",15,0,"fraction","EIALu",15,0,"fraction","EIALu",15,0,"fraction","EIALu",15,0,"fraction","EIALu",15,0,"fraction",0]
["EIALu",16,0,"fraction","EIALu",16,0,"fraction","EIALu",16,0,"fraction","EIALu",16,0,"fraction","EIALu",16,0,"fraction","EIALu",16,0,"fraction",0]
["InfiltLu",1,9.5,"in/hr","InfiltLu",1,9.5,"in/hr","InfiltLu",1,9.5,"in/hr","InfiltLu",1,9.5,"in/hr","InfiltLu",1,9.5,"in/hr","InfiltLu",1,9.5,"in/hr",0]
["InfiltLu",2,8.4550000000000001,"in/hr","InfiltLu",2,8.4550000000000001,"in/hr","InfiltLu",2,8.4550000000000001,"in/hr","InfiltLu",2,8.4550000000000001,"in/hr","InfiltLu",2,8.4550000000000001,"in/hr","InfiltLu",2,8.4550000000000001,"in/hr",0]
["InfiltLu",3,8.0749999999999993,"in/hr","InfiltLu",3,8.0749999999999993,"in/hr","InfiltLu",3,8.0749999999999993,"in/hr","InfiltLu",3,8.0749999999999993,"in/hr","InfiltLu",3,8.0749999999999993,"in/hr","InfiltLu",3,8.0749999999999993,"in/hr",0]
["InfiltLu",4,5.95,"in/hr","InfiltLu",4,5.95,"in/hr","InfiltLu",4,5.95,"in/hr","InfiltLu",4,5.95,"in/hr","InfiltLu",4,5.95,"in/hr","InfiltLu",4,5.95,"in/hr",0]
["InfiltLu",5,3.08,"in/hr","InfiltLu",5,3.08,"in/hr","InfiltLu",5,3.08,"in/hr","InfiltLu",5,3.08,"in/hr","InfiltLu",5,3.08,"in/hr","InfiltLu",5,3.08,"in/hr",0]
["InfiltLu",6,8.01,"in/hr","InfiltLu",6,8.01,"in/hr","InfiltLu",6,8.01,"in/hr","InfiltLu",6,8.01,"in/hr","InfiltLu",6,8.01,"in/hr","InfiltLu",6,8.01,"in/hr",0]
["InfiltLu",7,0.93799999999999994,"in/hr","InfiltLu",7,0.93799999999999994,"in/hr","InfiltLu",7,0.93799999999999994,"in/hr","InfiltLu",7,0.93799999999999994,"in/hr","InfiltLu",7,0.93799999999999994,"in/hr","InfiltLu",7,0.93799999999999994,"in/hr",0]
["InfiltLu",8,0.83199999999999996,"in/hr","InfiltLu",8,0.83199999999999996,"in/hr","InfiltLu",8,0.83199999999999996,"in/hr","InfiltLu",8,0.83199999999999996,"in/hr","InfiltLu",8,0.83199999999999996,"in/hr","InfiltLu",8,0.83199999999999996,"in/hr",0]
["InfiltLu",9,0.80600000000000005,"in/hr","InfiltLu",9,0.80600000000000005,"in/hr","InfiltLu",9,0.80600000000000005,"in/hr","InfiltLu",9,0.80600000000000005,"in/hr","InfiltLu",9,0.80600000000000005,"in/hr","InfiltLu",9,0.80600000000000005,"in/hr",0]
["InfiltLu",10,0.60499999999999998,"in/hr","InfiltLu",10,0.60499999999999998,"in/hr","InfiltLu",10,0.60499999999999998,"in/hr","InfiltLu",10,0.60499999999999998,"in/hr","InfiltLu",10,0.60499999999999998,"in/hr","InfiltLu",10,0.60499999999999998,"in/hr",0]
["InfiltLu",11,0.33600000000000002,"in/hr","InfiltLu",11,0.33600000000000002,"in/hr","InfiltLu",11,0.33600000000000002,"in/hr","InfiltLu",11,0.33600000000000002,"in/hr","InfiltLu",11,0.33600000000000002,"in/hr","InfiltLu",11,0.33600000000000002,"in/hr",0]
["InfiltLu",12,0.76800000000000002,"in/hr","InfiltLu",12,0.76800000000000002,"in/hr","InfiltLu",12,0.76800000000000002,"in/hr","InfiltLu",12,0.76800000000000002,"in/hr","InfiltLu",12,0.76800000000000002,"in/hr","InfiltLu",12,0.76800000000000002,"in/hr",0]
["InfiltLu",13,0.2,"in/hr","InfiltLu",13,0.2,"in/hr","InfiltLu",13,0.2,"in/hr","InfiltLu",13,0.2,"in/hr","InfiltLu",13,0.2,"in/hr","InfiltLu",13,0.2,"in/hr",{"$f":"IF(ISNUMBER(C68),IF(AVERAGE(C68,G68,K68,O68,S68,W68)<>MAX(C68,G68,K68,O68,S68,W68),1,0),\"\")","v":0}]
["InfiltLu",14,0.2,"in/hr","InfiltLu",14,0.2,"in/hr","InfiltLu",14,0.2,"in/hr","InfiltLu",14,0.2,"in/hr","InfiltLu",14,0.2,"in/hr","InfiltLu",14,0.2,"in/hr",0]
["InfiltLu",15,0.2,"in/hr","InfiltLu",15,0.2,"in/hr","InfiltLu",15,0.2,"in/hr","InfiltLu",15,0.2,"in/hr","InfiltLu",15,0.2,"in/hr","InfiltLu",15,0.2,"in/hr",0]
["InfiltLu",16,9.5,"in/hr","InfiltLu",16,9.5,"in/hr","InfiltLu",16,9.5,"in/hr","InfiltLu",16,9.5,"in/hr","InfiltLu",16,9.5,"in/hr","InfiltLu",16,9.5,"in/hr",0]
["Database_HRUID",1,1,"-","Database_HRUID",1,1,"-","Database_HRUID",1,1,"-","Database_HRUID",1,1,"-","Database_HRUID",1,1,"-","Database_HRUID",1,1,"-",0]
["Database_HRUID",2,2,"-","Database_HRUID",2,2,"-","Database_HRUID",2,2,"-","Database_HRUID",2,2,"-","Database_HRUID",2,2,"-","Database_HRUID",2,2,"-",0]
["Database_HRUID",3,3,"-","Database_HRUID",3,3,"-","Database_HRUID",3,3,"-","Database_HRUID",3,3,"-","Database_HRUID",3,3,"-","Database_HRUID",3,3,"-",0]
["Database_HRUID",4,6,"-","Database_HRUID",4,6,"-","Database_HRUID",4,6,"-","Database_HRUID",4,6,"-","Database_HRUID",4,6,"-","Database_HRUID",4,6,"-",0]
["Database_HRUID",5,7,"-","Database_HRUID",5,7,"-","Database_HRUID",5,7,"-","Database_HRUID",5,7,"-","Database_HRUID",5,7,"-","Database_HRUID",5,7,"-",0]
["Database_HRUID",6,8,"-","Database_HRUID",6,8,"-","Database_HRUID",6,8,"-","Database_HRUID",6,8,"-","Database_HRUID",6,8,"-","Database_HRUID",6,8,"-",0]
["Database_HRUID",7,9,"-","Database_HRUID",7,9,"-","Database_HRUID",7,9,"-","Database_HRUID",7,9,"-","Database_HRUID",7,9,"-","Database_HRUID",7,9,"-",0]
["Database_HRUID",8,10,"-","Database_HRUID",8,10,"-","Database_HRUID",8,10,"-","Database_HRUID",8,10,"-","Database_HRUID",8,10,"-","Database_HRUID",8,10,"-",0]
["Database_HRUID",9,11,"-","Database_HRUID",9,11,"-","Database_HRUID",9,11,"-","Database_HRUID",9,11,"-","Database_HRUID",9,11,"-","Database_HRUID",9,11,"-",0]
["Database_HRUID",10,14,"-","Database_HRUID",10,14,"-","Database_HRUID",10,14,"-","Database_HRUID",10,14,"-","Database_HRUID",10,14,"-","Database_HRUID",10,14,"-",0]
["Database_HRUID",11,15,"-","Database_HRUID",11,15,"-","Database_HRUID",11,15,"-","Database_HRUID",11,15,"-","Database_HRUID",11,15,"-","Database_HRUID",11,15,"-",0]
["Database_HRUID",12,16,"-","Database_HRUID",12,16,"-","Database_HRUID",12,16,"-","Database_HRUID",12,16,"-","Database_HRUID",12,16,"-","Database_HRUID",12,16,"-",0]
["Database_HRUID",13,17,"-","Database_HRUID",13,17,"-","Database_HRUID",13,17,"-","Database_HRUID",13,17,"-","Database_HRUID",13,17,"-","Database_HRUID",13,17,"-",0]
["Database_HRUID",14,18,"-","Database_HRUID",14,18,"-","Database_HRUID",14,18,"-","Database_HRUID",14,18,"-","Database_HRUID",14,18,"-","Database_HRUID",14,18,"-",0]
["Database_HRUID",15,19,"-","Database_HRUID",15,19,"-","Database_HRUID",15,19,"-","Database_HRUID",15,19,"-","Database_HRUID",15,19,"-","Database_HRUID",15,19,"-",0]
["Database_HRUID",16,100,"-","Database_HRUID",16,100,"-","Database_HRUID",16,100,"-","Database_HRUID",16,100,"-","Database_HRUID",16,100,"-","Database_HRUID",16,100,"-",0]
["BMPName",1,"Infiltration Basin","-","BMPName",1,"Infiltration Basin","-","BMPName",1,"Infiltration Basin","-","BMPName",1,"Infiltration Basin","-","BMPName",1,"Infiltration Basin","-","BMPName",1,"Infiltration Basin","-",""]
["BMPDesignDepth",1,0.6,"in","BMPDesignDepth",1,0.6,"in","BMPDesignDepth",1,0.6,"in","BMPDesignDepth",1,0.6,"in","BMPDesignDepth",1,0.6,"in","BMPDesignDepth",1,0.6,"in",0]
["DecayRate1",1,0.42,"1/hr","DecayRate1",1,0.42,"1/hr","DecayRate1",1,0.42,"1/hr","DecayRate1",1,0.42,"1/hr","DecayRate1",1,0.42,"1/hr","DecayRate1",1,0.42,"1/hr",0]
["BMPManagedA",1,1,"acre","BMPManagedA",1,1,"acre","BMPManagedA",1,1,"acre","BMPManagedA",1,1,"acre","BMPManagedA",1,1,"acre","BMPManagedA",1,1,"acre",0]
["BMPSettlingV",1,null,"1/s","BMPSettlingV",1,null,"1/s","BMPSettlingV",1,null,"1/s","BMPSettlingV",1,null,"1/s","BMPSettlingV",1,null,"1/s","BMPSettlingV",1,null,"1/s",""]
["AgCN",1,null,"unitless","AgCN",1,null,"unitless","AgCN",1,null,"unitless","AgCN",1,null,"unitless","AgCN",1,null,"unitless","AgCN",1,null,"unitless",""]
["AgCN",2,null,"unitless","AgCN",2,null,"unitless","AgCN",2,null,"unitless","AgCN",2,null,"unitless","AgCN",2,null,"unitless","AgCN",2,null,"unitless",""]
["AgCN",3,null,"unitless","AgCN",3,null,"unitless","AgCN",3,null,"unitless","AgCN",3,null,"unitless","AgCN",3,null,"unitless","AgCN",3,null,"unitless",""]
["AgCN",4,null,"unitless","AgCN",4,null,"unitless","AgCN",4,null,"unitless","AgCN",4,null,"unitless","AgCN",4,null,"unitless","AgCN",4,null,"unitless",""]
["AgCN",5,null,"unitless","AgCN",5,null,"unitless","AgCN",5,null,"unitless","AgCN",5,null,"unitless","AgCN",5,null,"unitless","AgCN",5,null,"unitless",""]
["AgCN",6,null,"unitless","AgCN",6,null,"unitless","AgCN",6,null,"unitless","AgCN",6,null,"unitless","AgCN",6,null,"unitless","AgCN",6,null,"unitless",""]
["AgCN",7,null,"unitless","AgCN",7,null,"unitless","AgCN",7,null,"unitless","AgCN",7,null,"unitless","AgCN",7,null,"unitless","AgCN",7,null,"unitless",""]
["AgCN",8,null,"unitless","AgCN",8,null,"unitless","AgCN",8,null,"unitless","AgCN",8,null,"unitless","AgCN",8,null,"unitless","AgCN",8,null,"unitless",""]
["AgCN",9,null,"unitless","AgCN",9,null,"unitless","AgCN",9,null,"unitless","AgCN",9,null,"unitless","AgCN",9,null,"unitless","AgCN",9,null,"unitless",""]
["AgCN",10,null,"unitless","AgCN",10,null,"unitless","AgCN",10,null,"unitless","AgCN",10,null,"unitless","AgCN",10,null,"unitless","AgCN",10,null,"unitless",""]
["AgCN",11,null,"unitless","AgCN",11,null,"unitless","AgCN",11,null,"unitless","AgCN",11,null,"unitless","AgCN",11,null,"unitless","AgCN",11,null,"unitless",""]
["AgCN",12,null,"unitless","AgCN",12,null,"unitless","AgCN",12,null,"unitless","AgCN",12,null,"unitless","AgCN",12,null,"unitless","AgCN",12,null,"unitless",""]
["AgCN",13,null,"unitless","AgCN",13,null,"unitless","AgCN",13,null,"unitless","AgCN",13,null,"unitless","AgCN",13,null,"unitless","AgCN",13,null,"unitless",""]
["AgCN",14,null,"unitless","AgCN",14,null,"unitless","AgCN",14,null,"unitless","AgCN",14,null,"unitless","AgCN",14,null,"unitless","AgCN",14,null,"unitless",""]
["AgCN",15,null,"unitless","AgCN",15,null,"unitless","AgCN",15,null,"unitless","AgCN",15,null,"unitless","AgCN",15,null,"unitless","AgCN",15,null,"unitless",""]
["AgCN",16,null,"unitless","AgCN",16,null,"unitless","AgCN",16,null,"unitless","AgCN",16,null,"unitless","AgCN",16,null,"unitless","AgCN",16,null,"unitless",""]
["AgFLength",1,null,"feet","AgFLength",1,null,"feet","AgFLength",1,null,"feet","AgFLength",1,null,"feet","AgFLength",1,null,"feet","AgFLength",1,null,"feet",""]
["AgFLength",2,null,"feet","AgFLength",2,null,"feet","AgFLength",2,null,"feet","AgFLength",2,null,"feet","AgFLength",2,null,"feet","AgFLength",2,null,"feet",""]
["AgFLength",3,null,"feet","AgFLength",3,null,"feet","AgFLength",3,null,"feet","AgFLength",3,null,"feet","AgFLength",3,null,"feet","AgFLength",3,null,"feet",""]
["AgFLength",4,null,"feet","AgFLength",4,null,"feet","AgFLength",4,null,"feet","AgFLength",4,null,"feet","AgFLength",4,null,"feet","AgFLength",4,null,"feet",""]
["AgFLength",5,null,"feet","AgFLength",5,null,"feet","AgFLength",5,null,"feet","AgFLength",5,null,"feet","AgFLength",5,null,"feet","AgFLength",5,null,"feet",""]
["AgFLength",6,null,"feet","AgFLength",6,null,"feet","AgFLength",6,null,"feet","AgFLength",6,null,"feet","AgFLength",6,null,"feet","AgFLength",6,null,"feet",""]
["AgFLength",7,null,"feet","AgFLength",7,null,"feet","AgFLength",7,null,"feet","AgFLength",7,null,"feet","AgFLength",7,null,"feet","AgFLength",7,null,"feet",""]
["AgFLength",8,null,"feet","AgFLength",8,null,"feet","AgFLength",8,null,"feet","AgFLength",8,null,"feet","AgFLength",8,null,"feet","AgFLength",8,null,"feet",""]
["AgFLength",9,null,"feet","AgFLength",9,null,"feet","AgFLength",9,null,"feet","AgFLength",9,null,"feet","AgFLength",9,null,"feet","AgFLength",9,null,"feet",""]
["AgFLength",10,null,"feet","AgFLength",10,null,"feet","AgFLength",10,null,"feet","AgFLength",10,null,"feet","AgFLength",10,null,"feet","AgFLength",10,null,"feet",""]
["AgFLength",11,null,"feet","AgFLength",11,null,"feet","AgFLength",11,null,"feet","AgFLength",11,null,"feet","AgFLength",11,null,"feet","AgFLength",11,null,"feet",""]
["AgFLength",12,null,"feet","AgFLength",12,null,"feet","AgFLength",12,null,"feet","AgFLength",12,null,"feet","AgFLength",12,null,"feet","AgFLength",12,null,"feet",""]
["AgFLength",13,null,"feet","AgFLength",13,null,"feet","AgFLength",13,null,"feet","AgFLength",13,null,"feet","AgFLength",13,null,"feet","AgFLength",13,null,"feet",""]
["AgFLength",14,null,"feet","AgFLength",14,null,"feet","AgFLength",14,null,"feet","AgFLength",14,null,"feet","AgFLength",14,null,"feet","AgFLength",14,null,"feet",""]
["AgFLength",15,null,"feet","AgFLength",15,null,"feet","AgFLength",15,null,"feet","AgFLength",15,null,"feet","AgFLength",15,null,"feet","AgFLength",15,null,"feet",""]
["AgFLength",16,null,"feet","AgFLength",16,null,"feet","AgFLength",16,null,"feet","AgFLength",16,null,"feet","AgFLength",16,null,"feet","AgFLength",16,null,"feet",""]
["AgSurfStorage",1,null,"in","AgSurfStorage",1,null,"in","AgSurfStorage",1,null,"in","AgSurfStorage",1,null,"in","AgSurfStorage",1,null,"in","AgSurfStorage",1,null,"in",""]
["AgSurfStorage",2,null,"in","AgSurfStorage",2,null,"in","AgSurfStorage",2,null,"in","AgSurfStorage",2,null,"in","AgSurfStorage",2,null,"in","AgSurfStorage",2,null,"in",""]
["AgSurfStorage",3,null,"in","AgSurfStorage",3,null,"in","AgSurfStorage",3,null,"in","AgSurfStorage",3,null,"in","AgSurfStorage",3,null,"in","AgSurfStorage",3,null,"in",""]
["AgSurfStorage",4,null,"in","AgSurfStorage",4,null,"in","AgSurfStorage",4,null,"in","AgSurfStorage",4,null,"in","AgSurfStorage",4,null,"in","AgSurfStorage",4,null,"in",""]
["AgSurfStorage",5,null,"in","AgSurfStorage",5,null,"in","AgSurfStorage",5,null,"in","AgSurfStorage",5,null,"in","AgSurfStorage",5,null,"in","AgSurfStorage",5,null,"in",""]
["AgSurfStorage",6,null,"in","AgSurfStorage",6,null,"in","AgSurfStorage",6,null,"in","AgSurfStorage",6,null,"in","AgSurfStorage",6,null,"in","AgSurfStorage",6,null,"in",""]
["AgSurfStorage",7,null,"in","AgSurfStorage",7,null,"in","AgSurfStorage",7,null,"in","AgSurfStorage",7,null,"in","AgSurfStorage",7,null,"in","AgSurfStorage",7,null,"in",""]
["AgSurfStorage",8,null,"in","AgSurfStorage",8,null,"in","AgSurfStorage",8,null,"in","AgSurfStorage",8,null,"in","AgSurfStorage",8,null,"in","AgSurfStorage",8,null,"in",{"$f":"IF(ISNUMBER(C132),IF(AVERAGE(C132,G132,K132,O132,S132,W132)<>MAX(C132,G132,K132,O132,S132,W132),1,0),\"\")","v":""}]
["AgSurfStorage",9,null,"in","AgSurfStorage",9,null,"in","AgSurfStorage",9,null,"in","AgSurfStorage",9,null,"in","AgSurfStorage",9,null,"in","AgSurfStorage",9,null,"in",""]
["AgSurfStorage",10,null,"in","AgSurfStorage",10,null,"in","AgSurfStorage",10,null,"in","AgSurfStorage",10,null,"in","AgSurfStorage",10,null,"in","AgSurfStorage",10,null,"in",""]
["AgSurfStorage",11,null,"in","AgSurfStorage",11,null,"in","AgSurfStorage",11,null,"in","AgSurfStorage",11,null,"in","AgSurfStorage",11,null,"in","AgSurfStorage",11,null,"in",""]
["AgSurfStorage",12,null,"in","AgSurfStorage",12,null,"in","AgSurfStorage",12,null,"in","AgSurfStorage",12,null,"in","AgSurfStorage",12,null,"in","AgSurfStorage",12,null,"in",""]
["AgSurfStorage",13,null,"in","AgSurfStorage",13,null,"in","AgSurfStorage",13,null,"in","AgSurfStorage",13,null,"in","AgSurfStorage",13,null,"in","AgSurfStorage",13,null,"in",""]
["AgSurfStorage",14,null,"in","AgSurfStorage",14,null,"in","AgSurfStorage",14,null,"in","AgSurfStorage",14,null,"in","AgSurfStorage",14,null,"in","AgSurfStorage",14,null,"in",""]
["AgSurfStorage",15,null,"in","AgSurfStorage",15,null,"in","AgSurfStorage",15,null,"in","AgSurfStorage",15,null,"in","AgSurfStorage",15,null,"in","AgSurfStorage",15,null,"in",""]
["AgSurfStorage",16,null,"in","AgSurfStorage",16,null,"in","AgSurfStorage",16,null,"in","AgSurfStorage",16,null,"in","AgSurfStorage",16,null,"in","AgSurfStorage",16,null,"in",""]
["AgManningsN",1,null,"unitless","AgManningsN",1,null,"unitless","AgManningsN",1,null,"unitless","AgManningsN",1,null,"unitless","AgManningsN",1,null,"unitless","AgManningsN",1,null,"unitless",""]
["AgManningsN",2,null,"unitless","AgManningsN",2,null,"unitless","AgManningsN",2,null,"unitless","AgManningsN",2,null,"unitless","AgManningsN",2,null,"unitless","AgManningsN",2,null,"unitless",""]
["AgManningsN",3,null,"unitless","AgManningsN",3,null,"unitless","AgManningsN",3,null,"unitless","AgManningsN",3,null,"unitless","AgManningsN",3,null,"unitless","AgManningsN",3,null,"unitless",""]
["AgManningsN",4,null,"unitless","AgManningsN",4,null,"unitless","AgManningsN",4,null,"unitless","AgManningsN",4,null,"unitless","AgManningsN",4,null,"unitless","AgManningsN",4,null,"unitless",""]
["AgManningsN",5,null,"unitless","AgManningsN",5,null,"unitless","AgManningsN",5,null,"unitless","AgManningsN",5,null,"unitless","AgManningsN",5,null,"unitless","AgManningsN",5,null,"unitless",""]
["AgManningsN",6,null,"unitless","AgManningsN",6,null,"unitless","AgManningsN",6,null,"unitless","AgManningsN",6,null,"unitless","AgManningsN",6,null,"unitless","AgManningsN",6,null,"unitless",""]
["AgManningsN",7,null,"unitless","AgManningsN",7,null,"unitless","AgManningsN",7,null,"unitless","AgManningsN",7,null,"unitless","AgManningsN",7,null,"unitless","AgManningsN",7,null,"unitless",""]
["AgManningsN",8,null,"unitless","AgManningsN",8,null,"unitless","AgManningsN",8,null,"unitless","AgManningsN",8,null,"unitless","AgManningsN",8,null,"unitless","AgManningsN",8,null,"unitless",""]
["AgManningsN",9,null,"unitless","AgManningsN",9,null,"unitless","AgManningsN",9,null,"unitless","AgManningsN",9,null,"unitless","AgManningsN",9,null,"unitless","AgManningsN",9,null,"unitless",""]
["AgManningsN",10,null,"unitless","AgManningsN",10,null,"unitless","AgManningsN",10,null,"unitless","AgManningsN",10,null,"unitless","AgManningsN",10,null,"unitless","AgManningsN",10,null,"unitless",""]
["AgManningsN",11,null,"unitless","AgManningsN",11,null,"unitless","AgManningsN",11,null,"unitless","AgManningsN",11,null,"unitless","AgManningsN",11,null,"unitless","AgManningsN",11,null,"unitless",""]
["AgManningsN",12,null,"unitless","AgManningsN",12,null,"unitless","AgManningsN",12,null,"unitless","AgManningsN",12,null,"unitless","AgManningsN",12,null,"unitless","AgManningsN",12,null,"unitless",""]
["AgManningsN",13,null,"unitless","AgManningsN",13,null,"unitless","AgManningsN",13,null,"unitless","AgManningsN",13,null,"unitless","AgManningsN",13,null,"unitless","AgManningsN",13,null,"unitless",""]
["AgManningsN",14,null,"unitless","AgManningsN",14,null,"unitless","AgManningsN",14,null,"unitless","AgManningsN",14,null,"unitless","AgManningsN",14,null,"unitless","AgManningsN",14,null,"unitless",""]
["AgManningsN",15,null,"unitless","AgManningsN",15,null,"unitless","AgManningsN",15,null,"unitless","AgManningsN",15,null,"unitless","AgManningsN",15,null,"unitless","AgManningsN",15,null,"unitless",""]
["AgManningsN",16,null,"unitless","AgManningsN",16,null,"unitless","AgManningsN",16,null,"unitless","AgManningsN",16,null,"unitless","AgManningsN",16,null,"unitless","AgManningsN",16,null,"unitless",""]
["AgOverlandSlope",1,null,"ft/ft","AgOverlandSlope",1,null,"ft/ft","AgOverlandSlope",1,null,"ft/ft","AgOverlandSlope",1,null,"ft/ft","AgOverlandSlope",1,null,"ft/ft","AgOverlandSlope",1,null,"ft/ft",""]
["AgOverlandSlope",2,null,"ft/ft","AgOverlandSlope",2,null,"ft/ft","AgOverlandSlope",2,null,"ft/ft","AgOverlandSlope",2,null,"ft/ft","AgOverlandSlope",2,null,"ft/ft","AgOverlandSlope",2,null,"ft/ft",""]
["AgOverlandSlope",3,null,"ft/ft","AgOverlandSlope",3,null,"ft/ft","AgOverlandSlope",3,null,"ft/ft","AgOverlandSlope",3,null,"ft/ft","AgOverlandSlope",3,null,"ft/ft","AgOverlandSlope",3,null,"ft/ft",""]
["AgOverlandSlope",4,null,"ft/ft","AgOverlandSlope",4,null,"ft/ft","AgOverlandSlope",4,null,"ft/ft","AgOverlandSlope",4,null,"ft/ft","AgOverlandSlope",4,null,"ft/ft","AgOverlandSlope",4,null,"ft/ft",""]
["AgOverlandSlope",5,null,"ft/ft","AgOverlandSlope",5,null,"ft/ft","AgOverlandSlope",5,null,"ft/ft","AgOverlandSlope",5,null,"ft/ft","AgOverlandSlope",5,null,"ft/ft","AgOverlandSlope",5,null,"ft/ft",""]
["AgOverlandSlope",6,null,"ft/ft","AgOverlandSlope",6,null,"ft/ft","AgOverlandSlope",6,null,"ft/ft","AgOverlandSlope",6,null,"ft/ft","AgOverlandSlope",6,null,"ft/ft","AgOverlandSlope",6,null,"ft/ft",""]
["AgOverlandSlope",7,null,"ft/ft","AgOverlandSlope",7,null,"ft/ft","AgOverlandSlope",7,null,"ft/ft","AgOverlandSlope",7,null,"ft/ft","AgOverlandSlope",7,null,"ft/ft","AgOverlandSlope",7,null,"ft/ft",""]
["AgOverlandSlope",8,null,"ft/ft","AgOverlandSlope",8,null,"ft/ft","AgOverlandSlope",8,null,"ft/ft","AgOverlandSlope",8,null,"ft/ft","AgOverlandSlope",8,null,"ft/ft","AgOverlandSlope",8,null,"ft/ft",""]
["AgOverlandSlope",9,null,"ft/ft","AgOverlandSlope",9,null,"ft/ft","AgOverlandSlope",9,null,"ft/ft","AgOverlandSlope",9,null,"ft/ft","AgOverlandSlope",9,null,"ft/ft","AgOverlandSlope",9,null,"ft/ft",""]
["AgOverlandSlope",10,null,"ft/ft","AgOverlandSlope",10,null,"ft/ft","AgOverlandSlope",10,null,"ft/ft","AgOverlandSlope",10,null,"ft/ft","AgOverlandSlope",10,null,"ft/ft","AgOverlandSlope",10,null,"ft/ft",""]
["AgOverlandSlope",11,null,"ft/ft","AgOverlandSlope",11,null,"ft/ft","AgOverlandSlope",11,null,"ft/ft","AgOverlandSlope",11,null,"ft/ft","AgOverlandSlope",11,null,"ft/ft","AgOverlandSlope",11,null,"ft/ft",""]
["AgOverlandSlope",12,null,"ft/ft","AgOverlandSlope",12,null,"ft/ft","AgOverlandSlope",12,null,"ft/ft","AgOverlandSlope",12,null,"ft/ft","AgOverlandSlope",12,null,"ft/ft","AgOverlandSlope",12,null,"ft/ft",""]
["AgOverlandSlope",13,null,"ft/ft","AgOverlandSlope",13,null,"ft/ft","AgOverlandSlope",13,null,"ft/ft","AgOverlandSlope",13,null,"ft/ft","AgOverlandSlope",13,null,"ft/ft","AgOverlandSlope",13,null,"ft/ft",""]
["AgOverlandSlope",14,null,"ft/ft","AgOverlandSlope",14,null,"ft/ft","AgOverlandSlope",14,null,"ft/ft","AgOverlandSlope",14,null,"ft/ft","AgOverlandSlope",14,null,"ft/ft","AgOverlandSlope",14,null,"ft/ft",""]
["AgOverlandSlope",15,null,"ft/ft","AgOverlandSlope",15,null,"ft/ft","AgOverlandSlope",15,null,"ft/ft","AgOverlandSlope",15,null,"ft/ft","AgOverlandSlope",15,null,"ft/ft","AgOverlandSlope",15,null,"ft/ft",""]
["AgOverlandSlope",16,null,"ft/ft","AgOverlandSlope",16,null,"ft/ft","AgOverlandSlope",16,null,"ft/ft","AgOverlandSlope",16,null,"ft/ft","AgOverlandSlope",16,null,"ft/ft","AgOverlandSlope",16,null,"ft/ft",""]
["NLuSet","None",2,"# of HRU Sets","NLuSet","None",2,"# of HRU Sets","NLuSet","None",2,"# of HRU Sets","NLuSet","None",2,"# of HRU Sets","NLuSet","None",2,"# of HRU Sets","NLuSet","None",2,"# of HRU Sets",0]
["NLuSetName",1,"Land Area w/ Conservation","-","NLuSetName",1,"Land Area w/ Conservation","-","NLuSetName",1,"Land Area w/ Conservation","-","NLuSetName",1,"Land Area w/ Conservation","-","NLuSetName",1,"Land Area w/ Conservation","-","NLuSetName",1,"Land Area w/ Conservation","-",""]
["NLuSetName",2,"0.6'' Infiltration Basin","-","NLuSetName",2,"0.6'' Infiltration Basin","-","NLuSetName",2,"0.6'' Infiltration Basin","-","NLuSetName",2,"0.6'' Infiltration Basin","-","NLuSetName",2,"0.6'' Infiltration Basin","-","NLuSetName",2,"0.6'' Infiltration Basin","-",""]
["ALuMin","1;1",13646.96783,"acre","ALuMin","1;1",13646.96783,"acre","ALuMin","1;1",13646.96783,"acre","ALuMin","1;1",13646.96783,"acre","ALuMin","1;1",13646.96783,"acre","ALuMin","1;1",13646.96783,"acre",0]
["ALuMin","2;1",2296.364779,"acre","ALuMin","2;1",2296.364779,"acre","ALuMin","2;1",2296.364779,"acre","ALuMin","2;1",2296.364779,"acre","ALuMin","2;1",2296.364779,"acre","ALuMin","2;1",2296.364779,"acre",0]
["ALuMin","3;1",5948.6782860000003,"acre","ALuMin","3;1",5948.6782860000003,"acre","ALuMin","3;1",5948.6782860000003,"acre","ALuMin","3;1",5948.6782860000003,"acre","ALuMin","3;1",5948.6782860000003,"acre","ALuMin","3;1",5948.6782860000003,"acre",0]
["ALuMin","4;1",973.22126370000001,"acre","ALuMin","4;1",973.22126370000001,"acre","ALuMin","4;1",973.22126370000001,"acre","ALuMin","4;1",973.22126370000001,"acre","ALuMin","4;1",973.22126370000001,"acre","ALuMin","4;1",973.22126370000001,"acre",0]
["ALuMin","5;1",2536.9363279999998,"acre","ALuMin","5;1",2536.9363279999998,"acre","ALuMin","5;1",2536.9363279999998,"acre","ALuMin","5;1",2536.9363279999998,"acre","ALuMin","5;1",2536.9363279999998,"acre","ALuMin","5;1",2536.9363279999998,"acre",0]
["ALuMin","6;1",634.23408189999998,"acre","ALuMin","6;1",634.23408189999998,"acre","ALuMin","6;1",634.23408189999998,"acre","ALuMin","6;1",634.23408189999998,"acre","ALuMin","6;1",634.23408189999998,"acre","ALuMin","6;1",634.23408189999998,"acre",0]
["ALuMin","7;1",12553.460789999999,"acre","ALuMin","7;1",12553.460789999999,"acre","ALuMin","7;1",12553.460789999999,"acre","ALuMin","7;1",12553.460789999999,"acre","ALuMin","7;1",12553.460789999999,"acre","ALuMin","7;1",12553.460789999999,"acre",0]
["ALuMin","8;1",1082.571968,"acre","ALuMin","8;1",1082.571968,"acre","ALuMin","8;1",1082.571968,"acre","ALuMin","8;1",1082.571968,"acre","ALuMin","8;1",1082.571968,"acre","ALuMin","8;1",1082.571968,"acre",0]
["ALuMin","9;1",2821.248157,"acre","ALuMin","9;1",2821.248157,"acre","ALuMin","9;1",2821.248157,"acre","ALuMin","9;1",2821.248157,"acre","ALuMin","9;1",2821.248157,"acre","ALuMin","9;1",2821.248157,"acre",0]
["ALuMin","10;1",448.33788550000003,"acre","ALuMin","10;1",448.33788550000003,"acre","ALuMin","10;1",448.33788550000003,"acre","ALuMin","10;1",448.33788550000003,"acre","ALuMin","10;1",448.33788550000003,"acre","ALuMin","10;1",448.33788550000003,"acre",0]
["ALuMin","11;1",1104.442108,"acre","ALuMin","11;1",1104.442108,"acre","ALuMin","11;1",1104.442108,"acre","ALuMin","11;1",1104.442108,"acre","ALuMin","11;1",1104.442108,"acre","ALuMin","11;1",1104.442108,"acre",0]
["ALuMin","12;1",240.57154829999999,"acre","ALuMin","12;1",240.57154829999999,"acre","ALuMin","12;1",240.57154829999999,"acre","ALuMin","12;1",240.57154829999999,"acre","ALuMin","12;1",240.57154829999999,"acre","ALuMin","12;1",240.57154829999999,"acre",0]
["ALuMin","13;1",98.415633400000004,"acre","ALuMin","13;1",98.415633400000004,"acre","ALuMin","13;1",98.415633400000004,"acre","ALuMin","13;1",98.415633400000004,"acre","ALuMin","13;1",98.415633400000004,"acre","ALuMin","13;1",98.415633400000004,"acre",0]
["ALuMin","14;1",6473.5616639999998,"acre","ALuMin","14;1",6473.5616639999998,"acre","ALuMin","14;1",6473.5616639999998,"acre","ALuMin","14;1",6473.5616639999998,"acre","ALuMin","14;1",6473.5616639999998,"acre","ALuMin","14;1",6473.5616639999998,"acre",0]
["ALuMin","15;1",2132.3387240000002,"acre","ALuMin","15;1",2132.3387240000002,"acre","ALuMin","15;1",2132.3387240000002,"acre","ALuMin","15;1",2132.3387240000002,"acre","ALuMin","15;1",2132.3387240000002,"acre","ALuMin","15;1",2132.3387240000002,"acre",0]
["ALuMin","16;1",1330.475287,"acre","ALuMin","16;1",1330.475287,"acre","ALuMin","16;1",1330.475287,"acre","ALuMin","16;1",1330.475287,"acre","ALuMin","16;1",1330.475287,"acre","ALuMin","16;1",1330.475287,"acre",0]
["ALuMin","1;2",0,"acre","ALuMin","1;2",0,"acre","ALuMin","1;2",0,"acre","ALuMin","1;2",0,"acre","ALuMin","1;2",0,"acre","ALuMin","1;2",0,"acre",0]
["ALuMin","2;2",0,"acre","ALuMin","2;2",0,"acre","ALuMin","2;2",0,"acre","ALuMin","2;2",0,"acre","ALuMin","2;2",0,"acre","ALuMin","2;2",0,"acre",0]
["ALuMin","3;2",0,"acre","ALuMin","3;2",0,"acre","ALuMin","3;2",0,"acre","ALuMin","3;2",0,"acre","ALuMin","3;2",0,"acre","ALuMin","3;2",0,"acre",0]
["ALuMin","4;2",0,"acre","ALuMin","4;2",0,"acre","ALuMin","4;2",0,"acre","ALuMin","4;2",0,"acre","ALuMin","4;2",0,"acre","ALuMin","4;2",0,"acre",0]
["ALuMin","5;2",0,"acre","ALuMin","5;2",0,"acre","ALuMin","5;2",0,"acre","ALuMin","5;2",0,"acre","ALuMin","5;2",0,"acre","ALuMin","5;2",0,"acre",{"$f":"IF(ISNUMBER(C196),IF(AVERAGE(C196,G196,K196,O196,S196,W196)<>MAX(C196,G196,K196,O196,S196,W196),1,0),\"\")","v":0}]
["ALuMin","6;2",0,"acre","ALuMin","6;2",0,"acre","ALuMin","6;2",0,"acre","ALuMin","6;2",0,"acre","ALuMin","6;2",0,"acre","ALuMin","6;2",0,"acre",0]
["ALuMin","7;2",0,"acre","ALuMin","7;2",0,"acre","ALuMin","7;2",0,"acre","ALuMin","7;2",0,"acre","ALuMin","7;2",0,"acre","ALuMin","7;2",0,"acre",0]
["ALuMin","8;2",0,"acre","ALuMin","8;2",0,"acre","ALuMin","8;2",0,"acre","ALuMin","8;2",0,"acre","ALuMin","8;2",0,"acre","ALuMin","8;2",0,"acre",0]
["ALuMin","9;2",0,"acre","ALuMin","9;2",0,"acre","ALuMin","9;2",0,"acre","ALuMin","9;2",0,"acre","ALuMin","9;2",0,"acre","ALuMin","9;2",0,"acre",0]
["ALuMin","10;2",0,"acre","ALuMin","10;2",0,"acre","ALuMin","10;2",0,"acre","ALuMin","10;2",0,"acre","ALuMin","10;2",0,"acre","ALuMin","10;2",0,"acre",0]
["ALuMin","11;2",1088,"acre","ALuMin","11;2",1088,"acre","ALuMin","11;2",1088,"acre","ALuMin","11;2",1088,"acre","ALuMin","11;2",1088,"acre","ALuMin","11;2",1088,"acre",0]
["ALuMin","12;2",0,"acre","ALuMin","12;2",0,"acre","ALuMin","12;2",0,"acre","ALuMin","12;2",0,"acre","ALuMin","12;2",0,"acre","ALuMin","12;2",0,"acre",0]
["ALuMin","13;2",0,"acre","ALuMin","13;2",0,"acre","ALuMin","13;2",0,"acre","ALuMin","13;2",0,"acre","ALuMin","13;2",0,"acre","ALuMin","13;2",0,"acre",0]
["ALuMin","14;2",0,"acre","ALuMin","14;2",0,"acre","ALuMin","14;2",0,"acre","ALuMin","14;2",0,"acre","ALuMin","14;2",0,"acre","ALuMin","14;2",0,"acre",0]
["ALuMin","15;2",0,"acre","ALuMin","15;2",0,"acre","ALuMin","15;2",0,"acre","ALuMin","15;2",0,"acre","ALuMin","15;2",0,"acre","ALuMin","15;2",0,"acre",0]
["ALuMin","16;2",0,"acre","ALuMin","16;2",0,"acre","ALuMin","16;2",0,"acre","ALuMin","16;2",0,"acre","ALuMin","16;2",0,"acre","ALuMin","16;2",0,"acre",0]
["ALuMax","1;1",13646.96783,"acre","ALuMax","1;1",13646.96783,"acre","ALuMax","1;1",13646.96783,"acre","ALuMax","1;1",13646.96783,"acre","ALuMax","1;1",13646.96783,"acre","ALuMax","1;1",13646.96783,"acre",0]
["ALuMax","2;1",2296.364779,"acre","ALuMax","2;1",2296.364779,"acre","ALuMax","2;1",2296.364779,"acre","ALuMax","2;1",2296.364779,"acre","ALuMax","2;1",2296.364779,"acre","ALuMax","2;1",2296.364779,"acre",0]
["ALuMax","3;1",5948.6782860000003,"acre","ALuMax","3;1",5948.6782860000003,"acre","ALuMax","3;1",5948.6782860000003,"acre","ALuMax","3;1",5948.6782860000003,"acre","ALuMax","3;1",5948.6782860000003,"acre","ALuMax","3;1",5948.6782860000003,"acre",0]
["ALuMax","4;1",973.22126370000001,"acre","ALuMax","4;1",973.22126370000001,"acre","ALuMax","4;1",973.22126370000001,"acre","ALuMax","4;1",973.22126370000001,"acre","ALuMax","4;1",973.22126370000001,"acre","ALuMax","4;1",973.22126370000001,"acre",0]
["ALuMax","5;1",2536.9363279999998,"acre","ALuMax","5;1",2536.9363279999998,"acre","ALuMax","5;1",2536.9363279999998,"acre","ALuMax","5;1",2536.9363279999998,"acre","ALuMax","5;1",2536.9363279999998,"acre","ALuMax","5;1",2536.9363279999998,"acre",0]
["ALuMax","6;1",634.23408189999998,"acre","ALuMax","6;1",634.23408189999998,"acre","ALuMax","6;1",634.23408189999998,"acre","ALuMax","6;1",634.23408189999998,"acre","ALuMax","6;1",634.23408189999998,"acre","ALuMax","6;1",634.23408189999998,"acre",0]
["ALuMax","7;1",12553.460789999999,"acre","ALuMax","7;1",12553.460789999999,"acre","ALuMax","7;1",12553.460789999999,"acre","ALuMax","7;1",12553.460789999999,"acre","ALuMax","7;1",12553.460789999999,"acre","ALuMax","7;1",12553.460789999999,"acre",0]
["ALuMax","8;1",1082.571968,"acre","ALuMax","8;1",1082.571968,"acre","ALuMax","8;1",1082.571968,"acre","ALuMax","8;1",1082.571968,"acre","ALuMax","8;1",1082.571968,"acre","ALuMax","8;1",1082.571968,"acre",0]
["ALuMax","9;1",2821.248157,"acre","ALuMax","9;1",2821.248157,"acre","ALuMax","9;1",2821.248157,"acre","ALuMax","9;1",2821.248157,"acre","ALuMax","9;1",2821.248157,"acre","ALuMax","9;1",2821.248157,"acre",0]
["ALuMax","10;1",448.33788550000003,"acre","ALuMax","10;1",448.33788550000003,"acre","ALuMax","10;1",448.33788550000003,"acre","ALuMax","10;1",448.33788550000003,"acre","ALuMax","10;1",448.33788550000003,"acre","ALuMax","10;1",448.33788550000003,"acre",0]
["ALuMax","11;1",1104.442108,"acre","ALuMax","11;1",1104.442108,"acre","ALuMax","11;1",1104.442108,"acre","ALuMax","11;1",1104.442108,"acre","ALuMax","11;1",1104.442108,"acre","ALuMax","11;1",1104.442108,"acre",0]
["ALuMax","12;1",240.57154829999999,"acre","ALuMax","12;1",240.57154829999999,"acre","ALuMax","12;1",240.57154829999999,"acre","ALuMax","12;1",240.57154829999999,"acre","ALuMax","12;1",240.57154829999999,"acre","ALuMax","12;1",240.57154829999999,"acre",0]
["ALuMax","13;1",98.415633400000004,"acre","ALuMax","13;1",98.415633400000004,"acre","ALuMax","13;1",98.415633400000004,"acre","ALuMax","13;1",98.415633400000004,"acre","ALuMax","13;1",98.415633400000004,"acre","ALuMax","13;1",98.415633400000004,"acre",0]
["ALuMax","14;1",6473.5616639999998,"acre","ALuMax","14;1",6473.5616639999998,"acre","ALuMax","14;1",6473.5616639999998,"acre","ALuMax","14;1",6473.5616639999998,"acre","ALuMax","14;1",6473.5616639999998,"acre","ALuMax","14;1",6473.5616639999998,"acre",0]
["ALuMax","15;1",2132.3387240000002,"acre","ALuMax","15;1",2132.3387240000002,"acre","ALuMax","15;1",2132.3387240000002,"acre","ALuMax","15;1",2132.3387240000002,"acre","ALuMax","15;1",2132.3387240000002,"acre","ALuMax","15;1",2132.3387240000002,"acre",0]
["ALuMax","16;1",1330.475287,"acre","ALuMax","16;1",1330.475287,"acre","ALuMax","16;1",1330.475287,"acre","ALuMax","16;1",1330.475287,"acre","ALuMax","16;1",1330.475287,"acre","ALuMax","16;1",1330.475287,"acre",0]
["ALuMax","1;2",0,"acre","ALuMax","1;2",0,"acre","ALuMax","1;2",0,"acre","ALuMax","1;2",0,"acre","ALuMax","1;2",0,"acre","ALuMax","1;2",0,"acre",0]
["ALuMax","2;2",0,"acre","ALuMax","2;2",0,"acre","ALuMax","2;2",0,"acre","ALuMax","2;2",0,"acre","ALuMax","2;2",0,"acre","ALuMax","2;2",0,"acre",0]
["ALuMax","3;2",0,"acre","ALuMax","3;2",0,"acre","ALuMax","3;2",0,"acre","ALuMax","3;2",0,"acre","ALuMax","3;2",0,"acre","ALuMax","3;2",0,"acre",0]
["ALuMax","4;2",0,"acre","ALuMax","4;2",0,"acre","ALuMax","4;2",0,"acre","ALuMax","4;2",0,"acre","ALuMax","4;2",0,"acre","ALuMax","4;2",0,"acre",0]
["ALuMax","5;2",0,"acre","ALuMax","5;2",0,"acre","ALuMax","5;2",0,"acre","ALuMax","5;2",0,"acre","ALuMax","5;2",0,"acre","ALuMax","5;2",0,"acre",0]
["ALuMax","6;2",0,"acre","ALuMax","6;2",0,"acre","ALuMax","6;2",0,"acre","ALuMax","6;2",0,"acre","ALuMax","6;2",0,"acre","ALuMax","6;2",0,"acre",0]
["ALuMax","7;2",0,"acre","ALuMax","7;2",0,"acre","ALuMax","7;2",0,"acre","ALuMax","7;2",0,"acre","ALuMax","7;2",0,"acre","ALuMax","7;2",0,"acre",0]
["ALuMax","8;2",0,"acre","ALuMax","8;2",0,"acre","ALuMax","8;2",0,"acre","ALuMax","8;2",0,"acre","ALuMax","8;2",0,"acre","ALuMax","8;2",0,"acre",0]
["ALuMax","9;2",0,"acre","ALuMax","9;2",0,"acre","ALuMax","9;2",0,"acre","ALuMax","9;2",0,"acre","ALuMax","9;2",0,"acre","ALuMax","9;2",0,"acre",0]
["ALuMax","10;2",0,"acre","ALuMax","10;2",0,"acre","ALuMax","10;2",0,"acre","ALuMax","10;2",0,"acre","ALuMax","10;2",0,"acre","ALuMax","10;2",0,"acre",0]
["ALuMax","11;2",1088,"acre","ALuMax","11;2",1088,"acre","ALuMax","11;2",1088,"acre","ALuMax","11;2",1088,"acre","ALuMax","11;2",1088,"acre","ALuMax","11;2",1088,"acre",0]
["ALuMax","12;2",0,"acre","ALuMax","12;2",0,"acre","ALuMax","12;2",0,"acre","ALuMax","12;2",0,"acre","ALuMax","12;2",0,"acre","ALuMax","12;2",0,"acre",0]
["ALuMax","13;2",0,"acre","ALuMax","13;2",0,"acre","ALuMax","13;2",0,"acre","ALuMax","13;2",0,"acre","ALuMax","13;2",0,"acre","ALuMax","13;2",0,"acre",0]
["ALuMax","14;2",0,"acre","ALuMax","14;2",0,"acre","ALuMax","14;2",0,"acre","ALuMax","14;2",0,"acre","ALuMax","14;2",0,"acre","ALuMax","14;2",0,"acre",0]
["ALuMax","15;2",0,"acre","ALuMax","15;2",0,"acre","ALuMax","15;2",0,"acre","ALuMax","15;2",0,"acre","ALuMax","15;2",0,"acre","ALuMax","15;2",0,"acre",0]
["ALuMax","16;2",0,"acre","ALuMax","16;2",0,"acre","ALuMax","16;2",0,"acre","ALuMax","16;2",0,"acre","ALuMax","16;2",0,"acre","ALuMax","16;2",0,"acre",0]
["CCLu","1;1",-9,"$/acre","CCLu","1;1",-9,"$/acre","CCLu","1;1",-9,"$/acre","CCLu","1;1",-9,"$/acre","CCLu","1;1",-9,"$/acre","CCLu","1;1",-9,"$/acre",0]
["CCLu","2;1",-9,"$/acre","CCLu","2;1",-9,"$/acre","CCLu","2;1",-9,"$/acre","CCLu","2;1",-9,"$/acre","CCLu","2;1",-9,"$/acre","CCLu","2;1",-9,"$/acre",0]
["CCLu","3;1",-9,"$/acre","CCLu","3;1",-9,"$/acre","CCLu","3;1",-9,"$/acre","CCLu","3;1",-9,"$/acre","CCLu","3;1",-9,"$/acre","CCLu","3;1",-9,"$/acre",0]
["CCLu","4;1",-9,"$/acre","CCLu","4;1",-9,"$/acre","CCLu","4;1",-9,"$/acre","CCLu","4;1",-9,"$/acre","CCLu","4;1",-9,"$/acre","CCLu","4;1",-9,"$/acre",0]
["CCLu","5;1",-9,"$/acre","CCLu","5;1",-9,"$/acre","CCLu","5;1",-9,"$/acre","CCLu","5;1",-9,"$/acre","CCLu","5;1",-9,"$/acre","CCLu","5;1",-9,"$/acre",0]
["CCLu","6;1",-9,"$/acre","CCLu","6;1",-9,"$/acre","CCLu","6;1",-9,"$/acre","CCLu","6;1",-9,"$/acre","CCLu","6;1",-9,"$/acre","CCLu","6;1",-9,"$/acre",0]
["CCLu","7;1",-9,"$/acre","CCLu","7;1",-9,"$/acre","CCLu","7;1",-9,"$/acre","CCLu","7;1",-9,"$/acre","CCLu","7;1",-9,"$/acre","CCLu","7;1",-9,"$/acre",0]
["CCLu","8;1",-9,"$/acre","CCLu","8;1",-9,"$/acre","CCLu","8;1",-9,"$/acre","CCLu","8;1",-9,"$/acre","CCLu","8;1",-9,"$/acre","CCLu","8;1",-9,"$/acre",0]
["CCLu","9;1",-9,"$/acre","CCLu","9;1",-9,"$/acre","CCLu","9;1",-9,"$/acre","CCLu","9;1",-9,"$/acre","CCLu","9;1",-9,"$/acre","CCLu","9;1",-9,"$/acre",0]
["CCLu","10;1",-9,"$/acre","CCLu","10;1",-9,"$/acre","CCLu","10;1",-9,"$/acre","CCLu","10;1",-9,"$/acre","CCLu","10;1",-9,"$/acre","CCLu","10;1",-9,"$/acre",0]
["CCLu","11;1",-9,"$/acre","CCLu","11;1",-9,"$/acre","CCLu","11;1",-9,"$/acre","CCLu","11;1",-9,"$/acre","CCLu","11;1",-9,"$/acre","CCLu","11;1",-9,"$/acre",0]
["CCLu","12;1",-9,"$/acre","CCLu","12;1",-9,"$/acre","CCLu","12;1",-9,"$/acre","CCLu","12;1",-9,"$/acre","CCLu","12;1",-9,"$/acre","CCLu","12;1",-9,"$/acre",0]
["CCLu","13;1",-9,"$/acre","CCLu","13;1",-9,"$/acre","CCLu","13;1",-9,"$/acre","CCLu","13;1",-9,"$/acre","CCLu","13;1",-9,"$/acre","CCLu","13;1",-9,"$/acre",0]
["CCLu","14;1",-9,"$/acre","CCLu","14;1",-9,"$/acre","CCLu","14;1",-9,"$/acre","CCLu","14;1",-9,"$/acre","CCLu","14;1",-9,"$/acre","CCLu","14;1",-9,"$/acre",0]
["CCLu","15;1",-9,"$/acre","CCLu","15;1",-9,"$/acre","CCLu","15;1",-9,"$/acre","CCLu","15;1",-9,"$/acre","CCLu","15;1",-9,"$/acre","CCLu","15;1",-9,"$/acre",0]
["CCLu","16;1",-9,"$/acre","CCLu","16;1",-9,"$/acre","CCLu","16;1",-9,"$/acre","CCLu","16;1",-9,"$/acre","CCLu","16;1",-9,"$/acre","CCLu","16;1",-9,"$/acre",0]
["CCLu","1;2",-9,"$/acre","CCLu","1;2",-9,"$/acre","CCLu","1;2",-9,"$/acre","CCLu","1;2",-9,"$/acre","CCLu","1;2",-9,"$/acre","CCLu","1;2",-9,"$/acre",0]
["CCLu","2;2",1.1586088800000001,"$/acre","CCLu","2;2",1.1586088800000001,"$/acre","CCLu","2;2",1.1586088800000001,"$/acre","CCLu","2;2",1.1586088800000001,"$/acre","CCLu","2;2",1.1586088800000001,"$/acre","CCLu","2;2",1.1586088800000001,"$/acre",0]
["CCLu","3;2",1.1960377230000001,"$/acre","CCLu","3;2",1.1960377230000001,"$/acre","CCLu","3;2",1.1960377230000001,"$/acre","CCLu","3;2",1.1960377230000001,"$/acre","CCLu","3;2",1.1960377230000001,"$/acre","CCLu","3;2",1.1960377230000001,"$/acre",0]
["CCLu","4;2",4.1619405479999996,"$/acre","CCLu","4;2",4.1619405479999996,"$/acre","CCLu","4;2",4.1619405479999996,"$/acre","CCLu","4;2",4.1619405479999996,"$/acre","CCLu","4;2",4.1619405479999996,"$/acre","CCLu","4;2",4.1619405479999996,"$/acre",0]
["CCLu","5;2",17.863696730000001,"$/acre","CCLu","5;2",17.863696730000001,"$/acre","CCLu","5;2",17.863696730000001,"$/acre","CCLu","5;2",17.863696730000001,"$/acre","CCLu","5;2",17.863696730000001,"$/acre","CCLu","5;2",17.863696730000001,"$/acre",{"$f":"IF(ISNUMBER(C260),IF(AVERAGE(C260,G260,K260,O260,S260,W260)<>MAX(C260,G260,K260,O260,S260,W260),1,0),\"\")","v":0}]
["CCLu","6;2",-9,"$/acre","CCLu","6;2",-9,"$/acre","CCLu","6;2",-9,"$/acre","CCLu","6;2",-9,"$/acre","CCLu","6;2",-9,"$/acre","CCLu","6;2",-9,"$/acre",0]
["CCLu","7;2",-9,"$/acre","CCLu","7;2",-9,"$/acre","CCLu","7;2",-9,"$/acre","CCLu","7;2",-9,"$/acre","CCLu","7;2",-9,"$/acre","CCLu","7;2",-9,"$/acre",0]
["CCLu","8;2",1.1799463100000001,"$/acre","CCLu","8;2",1.1799463100000001,"$/acre","CCLu","8;2",1.1799463100000001,"$/acre","CCLu","8;2",1.1799463100000001,"$/acre","CCLu","8;2",1.1799463100000001,"$/acre","CCLu","8;2",1.1799463100000001,"$/acre",0]
["CCLu","9;2",1.1966628960000001,"$/acre","CCLu","9;2",1.1966628960000001,"$/acre","CCLu","9;2",1.1966628960000001,"$/acre","CCLu","9;2",1.1966628960000001,"$/acre","CCLu","9;2",1.1966628960000001,"$/acre","CCLu","9;2",1.1966628960000001,"$/acre",0]
["CCLu","10;2",4.0581346290000004,"$/acre","CCLu","10;2",4.0581346290000004,"$/acre","CCLu","10;2",4.0581346290000004,"$/acre","CCLu","10;2",4.0581346290000004,"$/acre","CCLu","10;2",4.0581346290000004,"$/acre","CCLu","10;2",4.0581346290000004,"$/acre",0]
["CCLu","11;2",17.883158640000001,"$/acre","CCLu","11;2",17.883158640000001,"$/acre","CCLu","11;2",17.883158640000001,"$/acre","CCLu","11;2",17.883158640000001,"$/acre","CCLu","11;2",17.883158640000001,"$/acre","CCLu","11;2",17.883158640000001,"$/acre",0]
["CCLu","12;2",-9,"$/acre","CCLu","12;2",-9,"$/acre","CCLu","12;2",-9,"$/acre","CCLu","12;2",-9,"$/acre","CCLu","12;2",-9,"$/acre","CCLu","12;2",-9,"$/acre",0]
["CCLu","13;2",-9,"$/acre","CCLu","13;2",-9,"$/acre","CCLu","13;2",-9,"$/acre","CCLu","13;2",-9,"$/acre","CCLu","13;2",-9,"$/acre","CCLu","13;2",-9,"$/acre",0]
["CCLu","14;2",-9,"$/acre","CCLu","14;2",-9,"$/acre","CCLu","14;2",-9,"$/acre","CCLu","14;2",-9,"$/acre","CCLu","14;2",-9,"$/acre","CCLu","14;2",-9,"$/acre",0]
["CCLu","15;2",-9,"$/acre","CCLu","15;2",-9,"$/acre","CCLu","15;2",-9,"$/acre","CCLu","15;2",-9,"$/acre","CCLu","15;2",-9,"$/acre","CCLu","15;2",-9,"$/acre",0]
["CCLu","16;2",-9,"$/acre","CCLu","16;2",-9,"$/acre","CCLu","16;2",-9,"$/acre","CCLu","16;2",-9,"$/acre","CCLu","16;2",-9,"$/acre","CCLu","16;2",-9,"$/acre",0]
["COmLu","1;1",-9,"$/acre/yr","COmLu","1;1",-9,"$/acre/yr","COmLu","1;1",-9,"$/acre/yr","COmLu","1;1",-9,"$/acre/yr","COmLu","1;1",-9,"$/acre/yr","COmLu","1;1",-9,"$/acre/yr",0]
["COmLu","2;1",-9,"$/acre/yr","COmLu","2;1",-9,"$/acre/yr","COmLu","2;1",-9,"$/acre/yr","COmLu","2;1",-9,"$/acre/yr","COmLu","2;1",-9,"$/acre/yr","COmLu","2;1",-9,"$/acre/yr",0]
["COmLu","3;1",-9,"$/acre/yr","COmLu","3;1",-9,"$/acre/yr","COmLu","3;1",-9,"$/acre/yr","COmLu","3;1",-9,"$/acre/yr","COmLu","3;1",-9,"$/acre/yr","COmLu","3;1",-9,"$/acre/yr",0]
["COmLu","4;1",-9,"$/acre/yr","COmLu","4;1",-9,"$/acre/yr","COmLu","4;1",-9,"$/acre/yr","COmLu","4;1",-9,"$/acre/yr","COmLu","4;1",-9,"$/acre/yr","COmLu","4;1",-9,"$/acre/yr",0]
["COmLu","5;1",-9,"$/acre/yr","COmLu","5;1",-9,"$/acre/yr","COmLu","5;1",-9,"$/acre/yr","COmLu","5;1",-9,"$/acre/yr","COmLu","5;1",-9,"$/acre/yr","COmLu","5;1",-9,"$/acre/yr",0]
["COmLu","6;1",-9,"$/acre/yr","COmLu","6;1",-9,"$/acre/yr","COmLu","6;1",-9,"$/acre/yr","COmLu","6;1",-9,"$/acre/yr","COmLu","6;1",-9,"$/acre/yr","COmLu","6;1",-9,"$/acre/yr",0]
["COmLu","7;1",-9,"$/acre/yr","COmLu","7;1",-9,"$/acre/yr","COmLu","7;1",-9,"$/acre/yr","COmLu","7;1",-9,"$/acre/yr","COmLu","7;1",-9,"$/acre/yr","COmLu","7;1",-9,"$/acre/yr",0]
["COmLu","8;1",-9,"$/acre/yr","COmLu","8;1",-9,"$/acre/yr","COmLu","8;1",-9,"$/acre/yr","COmLu","8;1",-9,"$/acre/yr","COmLu","8;1",-9,"$/acre/yr","COmLu","8;1",-9,"$/acre/yr",0]
["COmLu","9;1",-9,"$/acre/yr","COmLu","9;1",-9,"$/acre/yr","COmLu","9;1",-9,"$/acre/yr","COmLu","9;1",-9,"$/acre/yr","COmLu","9;1",-9,"$/acre/yr","COmLu","9;1",-9,"$/acre/yr",0]
["COmLu","10;1",-9,"$/acre/yr","COmLu","10;1",-9,"$/acre/yr","COmLu","10;1",-9,"$/acre/yr","COmLu","10;1",-9,"$/acre/yr","COmLu","10;1",-9,"$/acre/yr","COmLu","10;1",-9,"$/acre/yr",0]
["COmLu","11;1",-9,"$/acre/yr","COmLu","11;1",-9,"$/acre/yr","COmLu","11;1",-9,"$/acre/yr","COmLu","11;1",-9,"$/acre/yr","COmLu","11;1",-9,"$/acre/yr","COmLu","11;1",-9,"$/acre/yr",0]
["COmLu","12;1",-9,"$/acre/yr","COmLu","12;1",-9,"$/acre/yr","COmLu","12;1",-9,"$/acre/yr","COmLu","12;1",-9,"$/acre/yr","COmLu","12;1",-9,"$/acre/yr","COmLu","12;1",-9,"$/acre/yr",0]
["COmLu","13;1",-9,"$/acre/yr","COmLu","13;1",-9,"$/acre/yr","COmLu","13;1",-9,"$/acre/yr","COmLu","13;1",-9,"$/acre/yr","COmLu","13;1",-9,"$/acre/yr","COmLu","13;1",-9,"$/acre/yr",0]
["COmLu","14;1",-9,"$/acre/yr","COmLu","14;1",-9,"$/acre/yr","COmLu","14;1",-9,"$/acre/yr","COmLu","14;1",-9,"$/acre/yr","COmLu","14;1",-9,"$/acre/yr","COmLu","14;1",-9,"$/acre/yr",0]
["COmLu","15;1",-9,"$/acre/yr","COmLu","15;1",-9,"$/acre/yr","COmLu","15;1",-9,"$/acre/yr","COmLu","15;1",-9,"$/acre/yr","COmLu","15;1",-9,"$/acre/yr","COmLu","15;1",-9,"$/acre/yr",0]
["COmLu","16;1",-9,"$/acre/yr","COmLu","16;1",-9,"$/acre/yr","COmLu","16;1",-9,"$/acre/yr","COmLu","16;1",-9,"$/acre/yr","COmLu","16;1",-9,"$/acre/yr","COmLu","16;1",-9,"$/acre/yr",0]
["COmLu","1;2",-9,"$/acre/yr","COmLu","1;2",-9,"$/acre/yr","COmLu","1;2",-9,"$/acre/yr","COmLu","1;2",-9,"$/acre/yr","COmLu","1;2",-9,"$/acre/yr","COmLu","1;2",-9,"$/acre/yr",0]
["COmLu","2;2",5.7930443999999998E-2,"$/acre/yr","COmLu","2;2",5.7930443999999998E-2,"$/acre/yr","COmLu","2;2",5.7930443999999998E-2,"$/acre/yr","COmLu","2;2",5.7930443999999998E-2,"$/acre/yr","COmLu","2;2",5.7930443999999998E-2,"$/acre/yr","COmLu","2;2",5.7930443999999998E-2,"$/acre/yr",0]
["COmLu","3;2",5.9801885999999999E-2,"$/acre/yr","COmLu","3;2",5.9801885999999999E-2,"$/acre/yr","COmLu","3;2",5.9801885999999999E-2,"$/acre/yr","COmLu","3;2",5.9801885999999999E-2,"$/acre/yr","COmLu","3;2",5.9801885999999999E-2,"$/acre/yr","COmLu","3;2",5.9801885999999999E-2,"$/acre/yr",0]
["COmLu","4;2",0.20809702699999999,"$/acre/yr","COmLu","4;2",0.20809702699999999,"$/acre/yr","COmLu","4;2",0.20809702699999999,"$/acre/yr","COmLu","4;2",0.20809702699999999,"$/acre/yr","COmLu","4;2",0.20809702699999999,"$/acre/yr","COmLu","4;2",0.20809702699999999,"$/acre/yr",0]
["COmLu","5;2",0.89318483699999995,"$/acre/yr","COmLu","5;2",0.89318483699999995,"$/acre/yr","COmLu","5;2",0.89318483699999995,"$/acre/yr","COmLu","5;2",0.89318483699999995,"$/acre/yr","COmLu","5;2",0.89318483699999995,"$/acre/yr","COmLu","5;2",0.89318483699999995,"$/acre/yr",0]
["COmLu","6;2",-9,"$/acre/yr","COmLu","6;2",-9,"$/acre/yr","COmLu","6;2",-9,"$/acre/yr","COmLu","6;2",-9,"$/acre/yr","COmLu","6;2",-9,"$/acre/yr","COmLu","6;2",-9,"$/acre/yr",0]
["COmLu","7;2",-9,"$/acre/yr","COmLu","7;2",-9,"$/acre/yr","COmLu","7;2",-9,"$/acre/yr","COmLu","7;2",-9,"$/acre/yr","COmLu","7;2",-9,"$/acre/yr","COmLu","7;2",-9,"$/acre/yr",0]
["COmLu","8;2",5.8997316000000001E-2,"$/acre/yr","COmLu","8;2",5.8997316000000001E-2,"$/acre/yr","COmLu","8;2",5.8997316000000001E-2,"$/acre/yr","COmLu","8;2",5.8997316000000001E-2,"$/acre/yr","COmLu","8;2",5.8997316000000001E-2,"$/acre/yr","COmLu","8;2",5.8997316000000001E-2,"$/acre/yr",0]
["COmLu","9;2",5.9833144999999997E-2,"$/acre/yr","COmLu","9;2",5.9833144999999997E-2,"$/acre/yr","COmLu","9;2",5.9833144999999997E-2,"$/acre/yr","COmLu","9;2",5.9833144999999997E-2,"$/acre/yr","COmLu","9;2",5.9833144999999997E-2,"$/acre/yr","COmLu","9;2",5.9833144999999997E-2,"$/acre/yr",0]
["COmLu","10;2",0.20290673100000001,"$/acre/yr","COmLu","10;2",0.20290673100000001,"$/acre/yr","COmLu","10;2",0.20290673100000001,"$/acre/yr","COmLu","10;2",0.20290673100000001,"$/acre/yr","COmLu","10;2",0.20290673100000001,"$/acre/yr","COmLu","10;2",0.20290673100000001,"$/acre/yr",0]
["COmLu","11;2",0.89415793200000004,"$/acre/yr","COmLu","11;2",0.89415793200000004,"$/acre/yr","COmLu","11;2",0.89415793200000004,"$/acre/yr","COmLu","11;2",0.89415793200000004,"$/acre/yr","COmLu","11;2",0.89415793200000004,"$/acre/yr","COmLu","11;2",0.89415793200000004,"$/acre/yr",0]
["COmLu","12;2",-9,"$/acre/yr","COmLu","12;2",-9,"$/acre/yr","COmLu","12;2",-9,"$/acre/yr","COmLu","12;2",-9,"$/acre/yr","COmLu","12;2",-9,"$/acre/yr","COmLu","12;2",-9,"$/acre/yr",0]
["COmLu","13;2",-9,"$/acre/yr","COmLu","13;2",-9,"$/acre/yr","COmLu","13;2",-9,"$/acre/yr","COmLu","13;2",-9,"$/acre/yr","COmLu","13;2",-9,"$/acre/yr","COmLu","13;2",-9,"$/acre/yr",0]
["COmLu","14;2",-9,"$/acre/yr","COmLu","14;2",-9,"$/acre/yr","COmLu","14;2",-9,"$/acre/yr","COmLu","14;2",-9,"$/acre/yr","COmLu","14;2",-9,"$/acre/yr","COmLu","14;2",-9,"$/acre/yr",0]
["COmLu","15;2",-9,"$/acre/yr","COmLu","15;2",-9,"$/acre/yr","COmLu","15;2",-9,"$/acre/yr","COmLu","15;2",-9,"$/acre/yr","COmLu","15;2",-9,"$/acre/yr","COmLu","15;2",-9,"$/acre/yr",0]
["COmLu","16;2",-9,"$/acre/yr","COmLu","16;2",-9,"$/acre/yr","COmLu","16;2",-9,"$/acre/yr","COmLu","16;2",-9,"$/acre/yr","COmLu","16;2",-9,"$/acre/yr","COmLu","16;2",-9,"$/acre/yr",0]
["NWUser","None",8,"# of Water Users","NWUser","None",8,"# of Water Users","NWUser","None",8,"# of Water Users","NWUser","None",8,"# of Water Users","NWUser","None",8,"# of Water Users","NWUser","None",8,"# of Water Users",0]
["NamesWUse",1,"Unaccounted","-","NamesWUse",1,"Unaccounted","-","NamesWUse",1,"Unaccounted","-","NamesWUse",1,"Unaccounted","-","NamesWUse",1,"Unaccounted","-","NamesWUse",1,"Unaccounted","-",""]
["NamesWUse",2,"Residential","-","NamesWUse",2,"Residential","-","NamesWUse",2,"Residential","-","NamesWUse",2,"Residential","-","NamesWUse",2,"Residential","-","NamesWUse",2,"Residential","-",""]
["NamesWUse",3,"Residential.Institutions","-","NamesWUse",3,"Residential.Institutions","-","NamesWUse",3,"Residential.Institutions","-","NamesWUse",3,"Residential.Institutions","-","NamesWUse",3,"Residential.Institutions","-","NamesWUse",3,"Residential.Institutions","-",""]
["NamesWUse",4,"Commercial.Business","-","NamesWUse",4,"Commercial.Business","-","NamesWUse",4,"Commercial.Business","-","NamesWUse",4,"Commercial.Business","-","NamesWUse",4,"Commercial.Business","-","NamesWUse",4,"Commercial.Business","-",""]
["NamesWUse",5,"Agricultural","-","NamesWUse",5,"Agricultural","-","NamesWUse",5,"Agricultural","-","NamesWUse",5,"Agricultural","-","NamesWUse",5,"Agricultural","-","NamesWUse",5,"Agricultural","-",""]
["NamesWUse",6,"Industrial","-","NamesWUse",6,"Industrial","-","NamesWUse",6,"Industrial","-","NamesWUse",6,"Industrial","-","NamesWUse",6,"Industrial","-","NamesWUse",6,"Industrial","-",""]
["NamesWUse",7,"Municipal.Institutional.Non.profits","-","NamesWUse",7,"Municipal.Institutional.Non.profits","-","NamesWUse",7,"Municipal.Institutional.Non.profits","-","NamesWUse",7,"Municipal.Institutional.Non.profits","-","NamesWUse",7,"Municipal.Institutional.Non.profits","-","NamesWUse",7,"Municipal.Institutional.Non.profits","-",""]
["NamesWUse",8,"Other","-","NamesWUse",8,"Other","-","NamesWUse",8,"Other","-","NamesWUse",8,"Other","-","NamesWUse",8,"Other","-","NamesWUse",8,"Other","-",""]
["PConsUsePI","1;2",4,"%","PConsUsePI","1;2",4,"%","PConsUsePI","1;2",4,"%","PConsUsePI","1;2",4,"%","PConsUsePI","1;2",4,"%","PConsUsePI","1;2",4,"%",0]
["PConsUsePI","2;2",4,"%","PConsUsePI","2;2",4,"%","PConsUsePI","2;2",4,"%","PConsUsePI","2;2",4,"%","PConsUsePI","2;2",4,"%","PConsUsePI","2;2",4,"%",0]
["PConsUsePI","3;2",4,"%","PConsUsePI","3;2",4,"%","PConsUsePI","3;2",4,"%","PConsUsePI","3;2",4,"%","PConsUsePI","3;2",4,"%","PConsUsePI","3;2",4,"%",0]
["PConsUsePI","4;2",6,"%","PConsUsePI","4;2",6,"%","PConsUsePI","4;2",6,"%","PConsUsePI","4;2",6,"%","PConsUsePI","4;2",6,"%","PConsUsePI","4;2",6,"%",0]
["PConsUsePI","5;2",20,"%","PConsUsePI","5;2",20,"%","PConsUsePI","5;2",20,"%","PConsUsePI","5;2",20,"%","PConsUsePI","5;2",20,"%","PConsUsePI","5;2",20,"%",0]
["PConsUsePI","6;2",26,"%","PConsUsePI","6;2",26,"%","PConsUsePI","6;2",26,"%","PConsUsePI","6;2",26,"%","PConsUsePI","6;2",26,"%","PConsUsePI","6;2",26,"%",0]
["PConsUsePI","7;2",29,"%","PConsUsePI","7;2",29,"%","PConsUsePI","7;2",29,"%","PConsUsePI","7;2",29,"%","PConsUsePI","7;2",29,"%","PConsUsePI","7;2",29,"%",0]
["PConsUsePI","8;2",25,"%","PConsUsePI","8;2",25,"%","PConsUsePI","8;2",25,"%","PConsUsePI","8;2",25,"%","PConsUsePI","8;2",25,"%","PConsUsePI","8;2",25,"%",0]
["PConsUsePI","9;2",20,"%","PConsUsePI","9;2",20,"%","PConsUsePI","9;2",20,"%","PConsUsePI","9;2",20,"%","PConsUsePI","9;2",20,"%","PConsUsePI","9;2",20,"%",0]
["PConsUsePI","10;2",4,"%","PConsUsePI","10;2",4,"%","PConsUsePI","10;2",4,"%","PConsUsePI","10;2",4,"%","PConsUsePI","10;2",4,"%","PConsUsePI","10;2",4,"%",0]
["PConsUsePI","11;2",4,"%","PConsUsePI","11;2",4,"%","PConsUsePI","11;2",4,"%","PConsUsePI","11;2",4,"%","PConsUsePI","11;2",4,"%","PConsUsePI","11;2",4,"%",0]
["PConsUsePI","12;2",4,"%","PConsUsePI","12;2",4,"%","PConsUsePI","12;2",4,"%","PConsUsePI","12;2",4,"%","PConsUsePI","12;2",4,"%","PConsUsePI","12;2",4,"%",{"$f":"IF(ISNUMBER(C324),IF(AVERAGE(C324,G324,K324,O324,S324,W324)<>MAX(C324,G324,K324,O324,S324,W324),1,0),\"\")","v":0}]
["PConsUsePI","1;3",4,"%","PConsUsePI","1;3",4,"%","PConsUsePI","1;3",4,"%","PConsUsePI","1;3",4,"%","PConsUsePI","1;3",4,"%","PConsUsePI","1;3",4,"%",0]
["PConsUsePI","2;3",4,"%","PConsUsePI","2;3",4,"%","PConsUsePI","2;3",4,"%","PConsUsePI","2;3",4,"%","PConsUsePI","2;3",4,"%","PConsUsePI","2;3",4,"%",0]
["PConsUsePI","3;3",4,"%","PConsUsePI","3;3",4,"%","PConsUsePI","3;3",4,"%","PConsUsePI","3;3",4,"%","PConsUsePI","3;3",4,"%","PConsUsePI","3;3",4,"%",0]
["PConsUsePI","4;3",6,"%","PConsUsePI","4;3",6,"%","PConsUsePI","4;3",6,"%","PConsUsePI","4;3",6,"%","PConsUsePI","4;3",6,"%","PConsUsePI","4;3",6,"%",0]
["PConsUsePI","5;3",20,"%","PConsUsePI","5;3",20,"%","PConsUsePI","5;3",20,"%","PConsUsePI","5;3",20,"%","PConsUsePI","5;3",20,"%","PConsUsePI","5;3",20,"%",0]
["PConsUsePI","6;3",26,"%","PConsUsePI","6;3",26,"%","PConsUsePI","6;3",26,"%","PConsUsePI","6;3",26,"%","PConsUsePI","6;3",26,"%","PConsUsePI","6;3",26,"%",0]
["PConsUsePI","7;3",29,"%","PConsUsePI","7;3",29,"%","PConsUsePI","7;3",29,"%","PConsUsePI","7;3",29,"%","PConsUsePI","7;3",29,"%","PConsUsePI","7;3",29,"%",0]
["PConsUsePI","8;3",25,"%","PConsUsePI","8;3",25,"%","PConsUsePI","8;3",25,"%","PConsUsePI","8;3",25,"%","PConsUsePI","8;3",25,"%","PConsUsePI","8;3",25,"%",0]
["PConsUsePI","9;3",20,"%","PConsUsePI","9;3",20,"%","PConsUsePI","9;3",20,"%","PConsUsePI","9;3",20,"%","PConsUsePI","9;3",20,"%","PConsUsePI","9;3",20,"%",0]
["PConsUsePI","10;3",4,"%","PConsUsePI","10;3",4,"%","PConsUsePI","10;3",4,"%","PConsUsePI","10;3",4,"%","PConsUsePI","10;3",4,"%","PConsUsePI","10;3",4,"%",0]
["PConsUsePI","11;3",4,"%","PConsUsePI","11;3",4,"%","PConsUsePI","11;3",4,"%","PConsUsePI","11;3",4,"%","PConsUsePI","11;3",4,"%","PConsUsePI","11;3",4,"%",0]
["PConsUsePI","12;3",4,"%","PConsUsePI","12;3",4,"%","PConsUsePI","12;3",4,"%","PConsUsePI","12;3",4,"%","PConsUsePI","12;3",4,"%","PConsUsePI","12;3",4,"%",0]
["PConsUsePI","1;4",4,"%","PConsUsePI","1;4",4,"%","PConsUsePI","1;4",4,"%","PConsUsePI","1;4",4,"%","PConsUsePI","1;4",4,"%","PConsUsePI","1;4",4,"%",0]
["PConsUsePI","2;4",4,"%","PConsUsePI","2;4",4,"%","PConsUsePI","2;4",4,"%","PConsUsePI","2;4",4,"%","PConsUsePI","2;4",4,"%","PConsUsePI","2;4",4,"%",0]
["PConsUsePI","3;4",4,"%","PConsUsePI","3;4",4,"%","PConsUsePI","3;4",4,"%","PConsUsePI","3;4",4,"%","PConsUsePI","3;4",4,"%","PConsUsePI","3;4",4,"%",0]
["PConsUsePI","4;4",6,"%","PConsUsePI","4;4",6,"%","PConsUsePI","4;4",6,"%","PConsUsePI","4;4",6,"%","PConsUsePI","4;4",6,"%","PConsUsePI","4;4",6,"%",0]
["PConsUsePI","5;4",20,"%","PConsUsePI","5;4",20,"%","PConsUsePI","5;4",20,"%","PConsUsePI","5;4",20,"%","PConsUsePI","5;4",20,"%","PConsUsePI","5;4",20,"%",0]
["PConsUsePI","6;4",26,"%","PConsUsePI","6;4",26,"%","PConsUsePI","6;4",26,"%","PConsUsePI","6;4",26,"%","PConsUsePI","6;4",26,"%","PConsUsePI","6;4",26,"%",0]
["PConsUsePI","7;4",29,"%","PConsUsePI","7;4",29,"%","PConsUsePI","7;4",29,"%","PConsUsePI","7;4",29,"%","PConsUsePI","7;4",29,"%","PConsUsePI","7;4",29,"%",0]
["PConsUsePI","8;4",25,"%","PConsUsePI","8;4",25,"%","PConsUsePI","8;4",25,"%","PConsUsePI","8;4",25,"%","PConsUsePI","8;4",25,"%","PConsUsePI","8;4",25,"%",0]
["PConsUsePI","9;4",20,"%","PConsUsePI","9;4",20,"%","PConsUsePI","9;4",20,"%","PConsUsePI","9;4",20,"%","PConsUsePI","9;4",20,"%","PConsUsePI","9;4",20,"%",0]
["PConsUsePI","10;4",4,"%","PConsUsePI","10;4",4,"%","PConsUsePI","10;4",4,"%","PConsUsePI","10;4",4,"%","PConsUsePI","10;4",4,"%","PConsUsePI","10;4",4,"%",0]
["PConsUsePI","11;4",4,"%","PConsUsePI","11;4",4,"%","PConsUsePI","11;4",4,"%","PConsUsePI","11;4",4,"%","PConsUsePI","11;4",4,"%","PConsUsePI","11;4",4,"%",0]
["PConsUsePI","12;4",4,"%","PConsUsePI","12;4",4,"%","PConsUsePI","12;4",4,"%","PConsUsePI","12;4",4,"%","PConsUsePI","12;4",4,"%","PConsUsePI","12;4",4,"%",0]
["PConsUsePI","1;5",4,"%","PConsUsePI","1;5",4,"%","PConsUsePI","1;5",4,"%","PConsUsePI","1;5",4,"%","PConsUsePI","1;5",4,"%","PConsUsePI","1;5",4,"%",0]
["PConsUsePI","2;5",4,"%","PConsUsePI","2;5",4,"%","PConsUsePI","2;5",4,"%","PConsUsePI","2;5",4,"%","PConsUsePI","2;5",4,"%","PConsUsePI","2;5",4,"%",0]
["PConsUsePI","3;5",4,"%","PConsUsePI","3;5",4,"%","PConsUsePI","3;5",4,"%","PConsUsePI","3;5",4,"%","PConsUsePI","3;5",4,"%","PConsUsePI","3;5",4,"%",0]
["PConsUsePI","4;5",6,"%","PConsUsePI","4;5",6,"%","PConsUsePI","4;5",6,"%","PConsUsePI","4;5",6,"%","PConsUsePI","4;5",6,"%","PConsUsePI","4;5",6,"%",0]
["PConsUsePI","5;5",20,"%","PConsUsePI","5;5",20,"%","PConsUsePI","5;5",20,"%","PConsUsePI","5;5",20,"%","PConsUsePI","5;5",20,"%","PConsUsePI","5;5",20,"%",0]
["PConsUsePI","6;5",26,"%","PConsUsePI","6;5",26,"%","PConsUsePI","6;5",26,"%","PConsUsePI","6;5",26,"%","PConsUsePI","6;5",26,"%","PConsUsePI","6;5",26,"%",0]
["PConsUsePI","7;5",29,"%","PConsUsePI","7;5",29,"%","PConsUsePI","7;5",29,"%","PConsUsePI","7;5",29,"%","PConsUsePI","7;5",29,"%","PConsUsePI","7;5",29,"%",0]
["PConsUsePI","8;5",25,"%","PConsUsePI","8;5",25,"%","PConsUsePI","8;5",25,"%","PConsUsePI","8;5",25,"%","PConsUsePI","8;5",25,"%","PConsUsePI","8;5",25,"%",0]
["PConsUsePI","9;5",20,"%","PConsUsePI","9;5",20,"%","PConsUsePI","9;5",20,"%","PConsUsePI","9;5",20,"%","PConsUsePI","9;5",20,"%","PConsUsePI","9;5",20,"%",0]
["PConsUsePI","10;5",4,"%","PConsUsePI","10;5",4,"%","PConsUsePI","10;5",4,"%","PConsUsePI","10;5",4,"%","PConsUsePI","10;5",4,"%","PConsUsePI","10;5",4,"%",0]
["PConsUsePI","11;5",4,"%","PConsUsePI","11;5",4,"%","PConsUsePI","11;5",4,"%","PConsUsePI","11;5",4,"%","PConsUsePI","11;5",4,"%","PConsUsePI","11;5",4,"%",0]
["PConsUsePI","12;5",4,"%","PConsUsePI","12;5",4,"%","PConsUsePI","12;5",4,"%","PConsUsePI","12;5",4,"%","PConsUsePI","12;5",4,"%","PConsUsePI","12;5",4,"%",0]
["PConsUsePI","1;6",4,"%","PConsUsePI","1;6",4,"%","PConsUsePI","1;6",4,"%","PConsUsePI","1;6",4,"%","PConsUsePI","1;6",4,"%","PConsUsePI","1;6",4,"%",0]
["PConsUsePI","2;6",4,"%","PConsUsePI","2;6",4,"%","PConsUsePI","2;6",4,"%","PConsUsePI","2;6",4,"%","PConsUsePI","2;6",4,"%","PConsUsePI","2;6",4,"%",0]
["PConsUsePI","3;6",4,"%","PConsUsePI","3;6",4,"%","PConsUsePI","3;6",4,"%","PConsUsePI","3;6",4,"%","PConsUsePI","3;6",4,"%","PConsUsePI","3;6",4,"%",0]
["PConsUsePI","4;6",6,"%","PConsUsePI","4;6",6,"%","PConsUsePI","4;6",6,"%","PConsUsePI","4;6",6,"%","PConsUsePI","4;6",6,"%","PConsUsePI","4;6",6,"%",0]
["PConsUsePI","5;6",20,"%","PConsUsePI","5;6",20,"%","PConsUsePI","5;6",20,"%","PConsUsePI","5;6",20,"%","PConsUsePI","5;6",20,"%","PConsUsePI","5;6",20,"%",0]
["PConsUsePI","6;6",26,"%","PConsUsePI","6;6",26,"%","PConsUsePI","6;6",26,"%","PConsUsePI","6;6",26,"%","PConsUsePI","6;6",26,"%","PConsUsePI","6;6",26,"%",0]
["PConsUsePI","7;6",29,"%","PConsUsePI","7;6",29,"%","PConsUsePI","7;6",29,"%","PConsUsePI","7;6",29,"%","PConsUsePI","7;6",29,"%","PConsUsePI","7;6",29,"%",0]
["PConsUsePI","8;6",25,"%","PConsUsePI","8;6",25,"%","PConsUsePI","8;6",25,"%","PConsUsePI","8;6",25,"%","PConsUsePI","8;6",25,"%","PConsUsePI","8;6",25,"%",0]
["PConsUsePI","9;6",20,"%","PConsUsePI","9;6",20,"%","PConsUsePI","9;6",20,"%","PConsUsePI","9;6",20,"%","PConsUsePI","9;6",20,"%","PConsUsePI","9;6",20,"%",0]
["PConsUsePI","10;6",4,"%","PConsUsePI","10;6",4,"%","PConsUsePI","10;6",4,"%","PConsUsePI","10;6",4,"%","PConsUsePI","10;6",4,"%","PConsUsePI","10;6",4,"%",0]
["PConsUsePI","11;6",4,"%","PConsUsePI","11;6",4,"%","PConsUsePI","11;6",4,"%","PConsUsePI","11;6",4,"%","PConsUsePI","11;6",4,"%","PConsUsePI","11;6",4,"%",0]
["PConsUsePI","12;6",4,"%","PConsUsePI","12;6",4,"%","PConsUsePI","12;6",4,"%","PConsUsePI","12;6",4,"%","PConsUsePI","12;6",4,"%","PConsUsePI","12;6",4,"%",0]
["PConsUsePI","1;7",4,"%","PConsUsePI","1;7",4,"%","PConsUsePI","1;7",4,"%","PConsUsePI","1;7",4,"%","PConsUsePI","1;7",4,"%","PConsUsePI","1;7",4,"%",0]
["PConsUsePI","2;7",4,"%","PConsUsePI","2;7",4,"%","PConsUsePI","2;7",4,"%","PConsUsePI","2;7",4,"%","PConsUsePI","2;7",4,"%","PConsUsePI","2;7",4,"%",0]
["PConsUsePI","3;7",4,"%","PConsUsePI","3;7",4,"%","PConsUsePI","3;7",4,"%","PConsUsePI","3;7",4,"%","PConsUsePI","3;7",4,"%","PConsUsePI","3;7",4,"%",0]
["PConsUsePI","4;7",6,"%","PConsUsePI","4;7",6,"%","PConsUsePI","4;7",6,"%","PConsUsePI","4;7",6,"%","PConsUsePI","4;7",6,"%","PConsUsePI","4;7",6,"%",0]
["PConsUsePI","5;7",20,"%","PConsUsePI","5;7",20,"%","PConsUsePI","5;7",20,"%","PConsUsePI","5;7",20,"%","PConsUsePI","5;7",20,"%","PConsUsePI","5;7",20,"%",0]
["PConsUsePI","6;7",26,"%","PConsUsePI","6;7",26,"%","PConsUsePI","6;7",26,"%","PConsUsePI","6;7",26,"%","PConsUsePI","6;7",26,"%","PConsUsePI","6;7",26,"%",0]
["PConsUsePI","7;7",29,"%","PConsUsePI","7;7",29,"%","PConsUsePI","7;7",29,"%","PConsUsePI","7;7",29,"%","PConsUsePI","7;7",29,"%","PConsUsePI","7;7",29,"%",0]
["PConsUsePI","8;7",25,"%","PConsUsePI","8;7",25,"%","PConsUsePI","8;7",25,"%","PConsUsePI","8;7",25,"%","PConsUsePI","8;7",25,"%","PConsUsePI","8;7",25,"%",0]
["PConsUsePI","9;7",20,"%","PConsUsePI","9;7",20,"%","PConsUsePI","9;7",20,"%","PConsUsePI","9;7",20,"%","PConsUsePI","9;7",20,"%","PConsUsePI","9;7",20,"%",0]
["PConsUsePI","10;7",4,"%","PConsUsePI","10;7",4,"%","PConsUsePI","10;7",4,"%","PConsUsePI","10;7",4,"%","PConsUsePI","10;7",4,"%","PConsUsePI","10;7",4,"%",0]
["PConsUsePI","11;7",4,"%","PConsUsePI","11;7",4,"%","PConsUsePI","11;7",4,"%","PConsUsePI","11;7",4,"%","PConsUsePI","11;7",4,"%","PConsUsePI","11;7",4,"%",0]
["PConsUsePI","12;7",4,"%","PConsUsePI","12;7",4,"%","PConsUsePI","12;7",4,"%","PConsUsePI","12;7",4,"%","PConsUsePI","12;7",4,"%","PConsUsePI","12;7",4,"%",0]
["PConsUsePI","1;8",4,"%","PConsUsePI","1;8",4,"%","PConsUsePI","1;8",4,"%","PConsUsePI","1;8",4,"%","PConsUsePI","1;8",4,"%","PConsUsePI","1;8",4,"%",0]
["PConsUsePI","2;8",4,"%","PConsUsePI","2;8",4,"%","PConsUsePI","2;8",4,"%","PConsUsePI","2;8",4,"%","PConsUsePI","2;8",4,"%","PConsUsePI","2;8",4,"%",0]
["PConsUsePI","3;8",4,"%","PConsUsePI","3;8",4,"%","PConsUsePI","3;8",4,"%","PConsUsePI","3;8",4,"%","PConsUsePI","3;8",4,"%","PConsUsePI","3;8",4,"%",0]
["PConsUsePI","4;8",6,"%","PConsUsePI","4;8",6,"%","PConsUsePI","4;8",6,"%","PConsUsePI","4;8",6,"%","PConsUsePI","4;8",6,"%","PConsUsePI","4;8",6,"%",{"$f":"IF(ISNUMBER(C388),IF(AVERAGE(C388,G388,K388,O388,S388,W388)<>MAX(C388,G388,K388,O388,S388,W388),1,0),\"\")","v":0}]
["PConsUsePI","5;8",20,"%","PConsUsePI","5;8",20,"%","PConsUsePI","5;8",20,"%","PConsUsePI","5;8",20,"%","PConsUsePI","5;8",20,"%","PConsUsePI","5;8",20,"%",0]
["PConsUsePI","6;8",26,"%","PConsUsePI","6;8",26,"%","PConsUsePI","6;8",26,"%","PConsUsePI","6;8",26,"%","PConsUsePI","6;8",26,"%","PConsUsePI","6;8",26,"%",0]
["PConsUsePI","7;8",29,"%","PConsUsePI","7;8",29,"%","PConsUsePI","7;8",29,"%","PConsUsePI","7;8",29,"%","PConsUsePI","7;8",29,"%","PConsUsePI","7;8",29,"%",0]
["PConsUsePI","8;8",25,"%","PConsUsePI","8;8",25,"%","PConsUsePI","8;8",25,"%","PConsUsePI","8;8",25,"%","PConsUsePI","8;8",25,"%","PConsUsePI","8;8",25,"%",0]
["PConsUsePI","9;8",20,"%","PConsUsePI","9;8",20,"%","PConsUsePI","9;8",20,"%","PConsUsePI","9;8",20,"%","PConsUsePI","9;8",20,"%","PConsUsePI","9;8",20,"%",0]
["PConsUsePI","10;8",4,"%","PConsUsePI","10;8",4,"%","PConsUsePI","10;8",4,"%","PConsUsePI","10;8",4,"%","PConsUsePI","10;8",4,"%","PConsUsePI","10;8",4,"%",0]
["PConsUsePI","11;8",4,"%","PConsUsePI","11;8",4,"%","PConsUsePI","11;8",4,"%","PConsUsePI","11;8",4,"%","PConsUsePI","11;8",4,"%","PConsUsePI","11;8",4,"%",0]
["PConsUsePI","12;8",4,"%","PConsUsePI","12;8",4,"%","PConsUsePI","12;8",4,"%","PConsUsePI","12;8",4,"%","PConsUsePI","12;8",4,"%","PConsUsePI","12;8",4,"%",0]
["QUsePI","1;1",0.36,"MG/time step","QUsePI","1;1",0.36,"MG/time step","QUsePI","1;1",0.36,"MG/time step","QUsePI","1;1",0.36,"MG/time step","QUsePI","1;1",0.36,"MG/time step","QUsePI","1;1",0.36,"MG/time step",0]
["QUsePI","2;1",0.36,"MG/time step","QUsePI","2;1",0.36,"MG/time step","QUsePI","2;1",0.36,"MG/time step","QUsePI","2;1",0.36,"MG/time step","QUsePI","2;1",0.36,"MG/time step","QUsePI","2;1",0.36,"MG/time step",0]
["QUsePI","3;1",0.36,"MG/time step","QUsePI","3;1",0.36,"MG/time step","QUsePI","3;1",0.36,"MG/time step","QUsePI","3;1",0.36,"MG/time step","QUsePI","3;1",0.36,"MG/time step","QUsePI","3;1",0.36,"MG/time step",0]
["QUsePI","4;1",0.36,"MG/time step","QUsePI","4;1",0.36,"MG/time step","QUsePI","4;1",0.36,"MG/time step","QUsePI","4;1",0.36,"MG/time step","QUsePI","4;1",0.36,"MG/time step","QUsePI","4;1",0.36,"MG/time step",0]
["QUsePI","5;1",0.36,"MG/time step","QUsePI","5;1",0.36,"MG/time step","QUsePI","5;1",0.36,"MG/time step","QUsePI","5;1",0.36,"MG/time step","QUsePI","5;1",0.36,"MG/time step","QUsePI","5;1",0.36,"MG/time step",0]
["QUsePI","6;1",0.36,"MG/time step","QUsePI","6;1",0.36,"MG/time step","QUsePI","6;1",0.36,"MG/time step","QUsePI","6;1",0.36,"MG/time step","QUsePI","6;1",0.36,"MG/time step","QUsePI","6;1",0.36,"MG/time step",0]
["QUsePI","7;1",0.36,"MG/time step","QUsePI","7;1",0.36,"MG/time step","QUsePI","7;1",0.36,"MG/time step","QUsePI","7;1",0.36,"MG/time step","QUsePI","7;1",0.36,"MG/time step","QUsePI","7;1",0.36,"MG/time step",0]
["QUsePI","8;1",0.36,"MG/time step","QUsePI","8;1",0.36,"MG/time step","QUsePI","8;1",0.36,"MG/time step","QUsePI","8;1",0.36,"MG/time step","QUsePI","8;1",0.36,"MG/time step","QUsePI","8;1",0.36,"MG/time step",0]
["QUsePI","9;1",0.36,"MG/time step","QUsePI","9;1",0.36,"MG/time step","QUsePI","9;1",0.36,"MG/time step","QUsePI","9;1",0.36,"MG/time step","QUsePI","9;1",0.36,"MG/time step","QUsePI","9;1",0.36,"MG/time step",0]
["QUsePI","10;1",0.36,"MG/time step","QUsePI","10;1",0.36,"MG/time step","QUsePI","10;1",0.36,"MG/time step","QUsePI","10;1",0.36,"MG/time step","QUsePI","10;1",0.36,"MG/time step","QUsePI","10;1",0.36,"MG/time step",0]
["QUsePI","11;1",0.36,"MG/time step","QUsePI","11;1",0.36,"MG/time step","QUsePI","11;1",0.36,"MG/time step","QUsePI","11;1",0.36,"MG/time step","QUsePI","11;1",0.36,"MG/time step","QUsePI","11;1",0.36,"MG/time step",0]
["QUsePI","12;1",0.36,"MG/time step","QUsePI","12;1",0.36,"MG/time step","QUsePI","12;1",0.36,"MG/time step","QUsePI","12;1",0.36,"MG/time step","QUsePI","12;1",0.36,"MG/time step","QUsePI","12;1",0.36,"MG/time step",0]
["QUsePI","13;1",0.36,"MG/time step","QUsePI","13;1",0.36,"MG/time step","QUsePI","13;1",0.36,"MG/time step","QUsePI","13;1",0.36,"MG/time step","QUsePI","13;1",0.36,"MG/time step","QUsePI","13;1",0.36,"MG/time step",0]
["QUsePI","14;1",0.36,"MG/time step","QUsePI","14;1",0.36,"MG/time step","QUsePI","14;1",0.36,"MG/time step","QUsePI","14;1",0.36,"MG/time step","QUsePI","14;1",0.36,"MG/time step","QUsePI","14;1",0.36,"MG/time step",0]
["QUsePI","15;1",0.36,"MG/time step","QUsePI","15;1",0.36,"MG/time step","QUsePI","15;1",0.36,"MG/time step","QUsePI","15;1",0.36,"MG/time step","QUsePI","15;1",0.36,"MG/time step","QUsePI","15;1",0.36,"MG/time step",0]
["QUsePI","16;1",0.36,"MG/time step","QUsePI","16;1",0.36,"MG/time step","QUsePI","16;1",0.36,"MG/time step","QUsePI","16;1",0.36,"MG/time step","QUsePI","16;1",0.36,"MG/time step","QUsePI","16;1",0.36,"MG/time step",0]
["QUsePI","17;1",0.36,"MG/time step","QUsePI","17;1",0.36,"MG/time step","QUsePI","17;1",0.36,"MG/time step","QUsePI","17;1",0.36,"MG/time step","QUsePI","17;1",0.36,"MG/time step","QUsePI","17;1",0.36,"MG/time step",0]
["QUsePI","18;1",0.36,"MG/time step","QUsePI","18;1",0.36,"MG/time step","QUsePI","18;1",0.36,"MG/time step","QUsePI","18;1",0.36,"MG/time step","QUsePI","18;1",0.36,"MG/time step","QUsePI","18;1",0.36,"MG/time step",0]
["QUsePI","19;1",0.36,"MG/time step","QUsePI","19;1",0.36,"MG/time step","QUsePI","19;1",0.36,"MG/time step","QUsePI","19;1",0.36,"MG/time step","QUsePI","19;1",0.36,"MG/time step","QUsePI","19;1",0.36,"MG/time step",0]
["QUsePI","20;1",0.36,"MG/time step","QUsePI","20;1",0.36,"MG/time step","QUsePI","20;1",0.36,"MG/time step","QUsePI","20;1",0.36,"MG/time step","QUsePI","20;1",0.36,"MG/time step","QUsePI","20;1",0.36,"MG/time step",0]
["QUsePI","21;1",0.36,"MG/time step","QUsePI","21;1",0.36,"MG/time step","QUsePI","21;1",0.36,"MG/time step","QUsePI","21;1",0.36,"MG/time step","QUsePI","21;1",0.36,"MG/time step","QUsePI","21;1",0.36,"MG/time step",0]
["QUsePI","22;1",0.36,"MG/time step","QUsePI","22;1",0.36,"MG/time step","QUsePI","22;1",0.36,"MG/time step","QUsePI","22;1",0.36,"MG/time step","QUsePI","22;1",0.36,"MG/time step","QUsePI","22;1",0.36,"MG/time step",0]
["QUsePI","23;1",0.36,"MG/time step","QUsePI","23;1",0.36,"MG/time step","QUsePI","23;1",0.36,"MG/time step","QUsePI","23;1",0.36,"MG/time step","QUsePI","23;1",0.36,"MG/time step","QUsePI","23;1",0.36,"MG/time step",0]
["QUsePI","24;1",0.36,"MG/time step","QUsePI","24;1",0.36,"MG/time step","QUsePI","24;1",0.36,"MG/time step","QUsePI","24;1",0.36,"MG/time step","QUsePI","24;1",0.36,"MG/time step","QUsePI","24;1",0.36,"MG/time step",0]
["QUsePI","25;1",0.36,"MG/time step","QUsePI","25;1",0.36,"MG/time step","QUsePI","25;1",0.36,"MG/time step","QUsePI","25;1",0.36,"MG/time step","QUsePI","25;1",0.36,"MG/time step","QUsePI","25;1",0.36,"MG/time step",0]
["QUsePI","26;1",0.36,"MG/time step","QUsePI","26;1",0.36,"MG/time step","QUsePI","26;1",0.36,"MG/time step","QUsePI","26;1",0.36,"MG/time step","QUsePI","26;1",0.36,"MG/time step","QUsePI","26;1",0.36,"MG/time step",0]
["QUsePI","27;1",0.36,"MG/time step","QUsePI","27;1",0.36,"MG/time step","QUsePI","27;1",0.36,"MG/time step","QUsePI","27;1",0.36,"MG/time step","QUsePI","27;1",0.36,"MG/time step","QUsePI","27;1",0.36,"MG/time step",0]
["QUsePI","28;1",0.36,"MG/time step","QUsePI","28;1",0.36,"MG/time step","QUsePI","28;1",0.36,"MG/time step","QUsePI","28;1",0.36,"MG/time step","QUsePI","28;1",0.36,"MG/time step","QUsePI","28;1",0.36,"MG/time step",0]
["QUsePI","29;1",0.36,"MG/time step","QUsePI","29;1",0.36,"MG/time step","QUsePI","29;1",0.36,"MG/time step","QUsePI","29;1",0.36,"MG/time step","QUsePI","29;1",0.36,"MG/time step","QUsePI","29;1",0.36,"MG/time step",0]
["QUsePI","30;1",0.36,"MG/time step","QUsePI","30;1",0.36,"MG/time step","QUsePI","30;1",0.36,"MG/time step","QUsePI","30;1",0.36,"MG/time step","QUsePI","30;1",0.36,"MG/time step","QUsePI","30;1",0.36,"MG/time step",0]
["QUsePI","31;1",0.36,"MG/time step","QUsePI","31;1",0.36,"MG/time step","QUsePI","31;1",0.36,"MG/time step","QUsePI","31;1",0.36,"MG/time step","QUsePI","31;1",0.36,"MG/time step","QUsePI","31;1",0.36,"MG/time step",0]
["QUsePI","32;1",0.35,"MG/time step","QUsePI","32;1",0.35,"MG/time step","QUsePI","32;1",0.35,"MG/time step","QUsePI","32;1",0.35,"MG/time step","QUsePI","32;1",0.35,"MG/time step","QUsePI","32;1",0.35,"MG/time step",0]
["QUsePI","33;1",0.35,"MG/time step","QUsePI","33;1",0.35,"MG/time step","QUsePI","33;1",0.35,"MG/time step","QUsePI","33;1",0.35,"MG/time step","QUsePI","33;1",0.35,"MG/time step","QUsePI","33;1",0.35,"MG/time step",0]
["QUsePI","34;1",0.35,"MG/time step","QUsePI","34;1",0.35,"MG/time step","QUsePI","34;1",0.35,"MG/time step","QUsePI","34;1",0.35,"MG/time step","QUsePI","34;1",0.35,"MG/time step","QUsePI","34;1",0.35,"MG/time step",0]
["QUsePI","35;1",0.35,"MG/time step","QUsePI","35;1",0.35,"MG/time step","QUsePI","35;1",0.35,"MG/time step","QUsePI","35;1",0.35,"MG/time step","QUsePI","35;1",0.35,"MG/time step","QUsePI","35;1",0.35,"MG/time step",0]
["QUsePI","36;1",0.35,"MG/time step","QUsePI","36;1",0.35,"MG/time step","QUsePI","36;1",0.35,"MG/time step","QUsePI","36;1",0.35,"MG/time step","QUsePI","36;1",0.35,"MG/time step","QUsePI","36;1",0.35,"MG/time step",0]
["QUsePI","37;1",0.35,"MG/time step","QUsePI","37;1",0.35,"MG/time step","QUsePI","37;1",0.35,"MG/time step","QUsePI","37;1",0.35,"MG/time step","QUsePI","37;1",0.35,"MG/time step","QUsePI","37;1",0.35,"MG/time step",0]
["QUsePI","38;1",0.35,"MG/time step","QUsePI","38;1",0.35,"MG/time step","QUsePI","38;1",0.35,"MG/time step","QUsePI","38;1",0.35,"MG/time step","QUsePI","38;1",0.35,"MG/time step","QUsePI","38;1",0.35,"MG/time step",0]
["QUsePI","39;1",0.35,"MG/time step","QUsePI","39;1",0.35,"MG/time step","QUsePI","39;1",0.35,"MG/time step","QUsePI","39;1",0.35,"MG/time step","QUsePI","39;1",0.35,"MG/time step","QUsePI","39;1",0.35,"MG/time step",0]
["QUsePI","40;1",0.35,"MG/time step","QUsePI","40;1",0.35,"MG/time step","QUsePI","40;1",0.35,"MG/time step","QUsePI","40;1",0.35,"MG/time step","QUsePI","40;1",0.35,"MG/time step","QUsePI","40;1",0.35,"MG/time step",0]
["QUsePI","41;1",0.35,"MG/time step","QUsePI","41;1",0.35,"MG/time step","QUsePI","41;1",0.35,"MG/time step","QUsePI","41;1",0.35,"MG/time step","QUsePI","41;1",0.35,"MG/time step","QUsePI","41;1",0.35,"MG/time step",0]
["QUsePI","42;1",0.35,"MG/time step","QUsePI","42;1",0.35,"MG/time step","QUsePI","42;1",0.35,"MG/time step","QUsePI","42;1",0.35,"MG/time step","QUsePI","42;1",0.35,"MG/time step","QUsePI","42;1",0.35,"MG/time step",0]
["QUsePI","43;1",0.35,"MG/time step","QUsePI","43;1",0.35,"MG/time step","QUsePI","43;1",0.35,"MG/time step","QUsePI","43;1",0.35,"MG/time step","QUsePI","43;1",0.35,"MG/time step","QUsePI","43;1",0.35,"MG/time step",0]
["QUsePI","44;1",0.35,"MG/time step","QUsePI","44;1",0.35,"MG/time step","QUsePI","44;1",0.35,"MG/time step","QUsePI","44;1",0.35,"MG/time step","QUsePI","44;1",0.35,"MG/time step","QUsePI","44;1",0.35,"MG/time step",0]
["QUsePI","45;1",0.35,"MG/time step","QUsePI","45;1",0.35,"MG/time step","QUsePI","45;1",0.35,"MG/time step","QUsePI","45;1",0.35,"MG/time step","QUsePI","45;1",0.35,"MG/time step","QUsePI","45;1",0.35,"MG/time step",0]
["QUsePI","46;1",0.35,"MG/time step","QUsePI","46;1",0.35,"MG/time step","QUsePI","46;1",0.35,"MG/time step","QUsePI","46;1",0.35,"MG/time step","QUsePI","46;1",0.35,"MG/time step","QUsePI","46;1",0.35,"MG/time step",0]
["QUsePI","47;1",0.35,"MG/time step","QUsePI","47;1",0.35,"MG/time step","QUsePI","47;1",0.35,"MG/time step","QUsePI","47;1",0.35,"MG/time step","QUsePI","47;1",0.35,"MG/time step","QUsePI","47;1",0.35,"MG/time step",0]
["QUsePI","48;1",0.35,"MG/time step","QUsePI","48;1",0.35,"MG/time step","QUsePI","48;1",0.35,"MG/time step","QUsePI","48;1",0.35,"MG/time step","QUsePI","48;1",0.35,"MG/time step","QUsePI","48;1",0.35,"MG/time step",0]
["QUsePI","49;1",0.35,"MG/time step","QUsePI","49;1",0.35,"MG/time step","QUsePI","49;1",0.35,"MG/time step","QUsePI","49;1",0.35,"MG/time step","QUsePI","49;1",0.35,"MG/time step","QUsePI","49;1",0.35,"MG/time step",0]
["QUsePI","50;1",0.35,"MG/time step","QUsePI","50;1",0.35,"MG/time step","QUsePI","50;1",0.35,"MG/time step","QUsePI","50;1",0.35,"MG/time step","QUsePI","50;1",0.35,"MG/time step","QUsePI","50;1",0.35,"MG/time step",0]
["QUsePI","51;1",0.35,"MG/time step","QUsePI","51;1",0.35,"MG/time step","QUsePI","51;1",0.35,"MG/time step","QUsePI","51;1",0.35,"MG/time step","QUsePI","51;1",0.35,"MG/time step","QUsePI","51;1",0.35,"MG/time step",0]
["QUsePI","52;1",0.35,"MG/time step","QUsePI","52;1",0.35,"MG/time step","QUsePI","52;1",0.35,"MG/time step","QUsePI","52;1",0.35,"MG/time step","QUsePI","52;1",0.35,"MG/time step","QUsePI","52;1",0.35,"MG/time step",0]
["QUsePI","53;1",0.35,"MG/time step","QUsePI","53;1",0.35,"MG/time step","QUsePI","53;1",0.35,"MG/time step","QUsePI","53;1",0.35,"MG/time step","QUsePI","53;1",0.35,"MG/time step","QUsePI","53;1",0.35,"MG/time step",0]
["QUsePI","54;1",0.35,"MG/time step","QUsePI","54;1",0.35,"MG/time step","QUsePI","54;1",0.35,"MG/time step","QUsePI","54;1",0.35,"MG/time step","QUsePI","54;1",0.35,"MG/time step","QUsePI","54;1",0.35,"MG/time step",0]
["QUsePI","55;1",0.35,"MG/time step","QUsePI","55;1",0.35,"MG/time step","QUsePI","55;1",0.35,"MG/time step","QUsePI","55;1",0.35,"MG/time step","QUsePI","55;1",0.35,"MG/time step","QUsePI","55;1",0.35,"MG/time step",0]
["QUsePI","56;1",0.35,"MG/time step","QUsePI","56;1",0.35,"MG/time step","QUsePI","56;1",0.35,"MG/time step","QUsePI","56;1",0.35,"MG/time step","QUsePI","56;1",0.35,"MG/time step","QUsePI","56;1",0.35,"MG/time step",{"$f":"IF(ISNUMBER(C452),IF(AVERAGE(C452,G452,K452,O452,S452,W452)<>MAX(C452,G452,K452,O452,S452,W452),1,0),\"\")","v":0}]
["QUsePI","57;1",0.35,"MG/time step","QUsePI","57;1",0.35,"MG/time step","QUsePI","57;1",0.35,"MG/time step","QUsePI","57;1",0.35,"MG/time step","QUsePI","57;1",0.35,"MG/time step","QUsePI","57;1",0.35,"MG/time step",0]
["QUsePI","58;1",0.35,"MG/time step","QUsePI","58;1",0.35,"MG/time step","QUsePI","58;1",0.35,"MG/time step","QUsePI","58;1",0.35,"MG/time step","QUsePI","58;1",0.35,"MG/time step","QUsePI","58;1",0.35,"MG/time step",0]
["QUsePI","59;1",0.35,"MG/time step","QUsePI","59;1",0.35,"MG/time step","QUsePI","59;1",0.35,"MG/time step","QUsePI","59;1",0.35,"MG/time step","QUsePI","59;1",0.35,"MG/time step","QUsePI","59;1",0.35,"MG/time step",0]
["QUsePI","60;1",0.35,"MG/time step","QUsePI","60;1",0.35,"MG/time step","QUsePI","60;1",0.35,"MG/time step","QUsePI","60;1",0.35,"MG/time step","QUsePI","60;1",0.35,"MG/time step","QUsePI","60;1",0.35,"MG/time step",0]
["QUsePI","61;1",0.35,"MG/time step","QUsePI","61;1",0.35,"MG/time step","QUsePI","61;1",0.35,"MG/time step","QUsePI","61;1",0.35,"MG/time step","QUsePI","61;1",0.35,"MG/time step","QUsePI","61;1",0.35,"MG/time step",0]
["QUsePI","62;1",0.35,"MG/time step","QUsePI","62;1",0.35,"MG/time step","QUsePI","62;1",0.35,"MG/time step","QUsePI","62;1",0.35,"MG/time step","QUsePI","62;1",0.35,"MG/time step","QUsePI","62;1",0.35,"MG/time step",0]
["QUsePI","63;1",0.35,"MG/time step","QUsePI","63;1",0.35,"MG/time step","QUsePI","63;1",0.35,"MG/time step","QUsePI","63;1",0.35,"MG/time step","QUsePI","63;1",0.35,"MG/time step","QUsePI","63;1",0.35,"MG/time step",0]
["QUsePI","64;1",0.35,"MG/time step","QUsePI","64;1",0.35,"MG/time step","QUsePI","64;1",0.35,"MG/time step","QUsePI","64;1",0.35,"MG/time step","QUsePI","64;1",0.35,"MG/time step","QUsePI","64;1",0.35,"MG/time step",0]
["QUsePI","65;1",0.35,"MG/time step","QUsePI","65;1",0.35,"MG/time step","QUsePI","65;1",0.35,"MG/time step","QUsePI","65;1",0.35,"MG/time step","QUsePI","65;1",0.35,"MG/time step","QUsePI","65;1",0.35,"MG/time step",0]
["QUsePI","66;1",0.35,"MG/time step","QUsePI","66;1",0.35,"MG/time step","QUsePI","66;1",0.35,"MG/time step","QUsePI","66;1",0.35,"MG/time step","QUsePI","66;1",0.35,"MG/time step","QUsePI","66;1",0.35,"MG/time step",0]
["QUsePI","67;1",0.35,"MG/time step","QUsePI","67;1",0.35,"MG/time step","QUsePI","67;1",0.35,"MG/time step","QUsePI","67;1",0.35,"MG/time step","QUsePI","67;1",0.35,"MG/time step","QUsePI","67;1",0.35,"MG/time step",0]
["QUsePI","68;1",0.35,"MG/time step","QUsePI","68;1",0.35,"MG/time step","QUsePI","68;1",0.35,"MG/time step","QUsePI","68;1",0.35,"MG/time step","QUsePI","68;1",0.35,"MG/time step","QUsePI","68;1",0.35,"MG/time step",0]
["QUsePI","69;1",0.35,"MG/time step","QUsePI","69;1",0.35,"MG/time step","QUsePI","69;1",0.35,"MG/time step","QUsePI","69;1",0.35,"MG/time step","QUsePI","69;1",0.35,"MG/time step","QUsePI","69;1",0.35,"MG/time step",0]
["QUsePI","70;1",0.35,"MG/time step","QUsePI","70;1",0.35,"MG/time step","QUsePI","70;1",0.35,"MG/time step","QUsePI","70;1",0.35,"MG/time step","QUsePI","70;1",0.35,"MG/time step","QUsePI","70;1",0.35,"MG/time step",0]
["QUsePI","71;1",0.35,"MG/time step","QUsePI","71;1",0.35,"MG/time step","QUsePI","71;1",0.35,"MG/time step","QUsePI","71;1",0.35,"MG/time step","QUsePI","71;1",0.35,"MG/time step","QUsePI","71;1",0.35,"MG/time step",0]
["QUsePI","72;1",0.35,"MG/time step","QUsePI","72;1",0.35,"MG/time step","QUsePI","72;1",0.35,"MG/time step","QUsePI","72;1",0.35,"MG/time step","QUsePI","72;1",0.35,"MG/time step","QUsePI","72;1",0.35,"MG/time step",0]
["QUsePI","73;1",0.35,"MG/time step","QUsePI","73;1",0.35,"MG/time step","QUsePI","73;1",0.35,"MG/time step","QUsePI","73;1",0.35,"MG/time step","QUsePI","73;1",0.35,"MG/time step","QUsePI","73;1",0.35,"MG/time step",0]
["QUsePI","74;1",0.35,"MG/time step","QUsePI","74;1",0.35,"MG/time step","QUsePI","74;1",0.35,"MG/time step","QUsePI","74;1",0.35,"MG/time step","QUsePI","74;1",0.35,"MG/time step","QUsePI","74;1",0.35,"MG/time step",0]
["QUsePI","75;1",0.35,"MG/time step","QUsePI","75;1",0.35,"MG/time step","QUsePI","75;1",0.35,"MG/time step","QUsePI","75;1",0.35,"MG/time step","QUsePI","75;1",0.35,"MG/time step","QUsePI","75;1",0.35,"MG/time step",0]
["QUsePI","76;1",0.35,"MG/time step","QUsePI","76;1",0.35,"MG/time step","QUsePI","76;1",0.35,"MG/time step","QUsePI","76;1",0.35,"MG/time step","QUsePI","76;1",0.35,"MG/time step","QUsePI","76;1",0.35,"MG/time step",0]
["QUsePI","77;1",0.35,"MG/time step","QUsePI","77;1",0.35,"MG/time step","QUsePI","77;1",0.35,"MG/time step","QUsePI","77;1",0.35,"MG/time step","QUsePI","77;1",0.35,"MG/time step","QUsePI","77;1",0.35,"MG/time step",0]
["QUsePI","78;1",0.35,"MG/time step","QUsePI","78;1",0.35,"MG/time step","QUsePI","78;1",0.35,"MG/time step","QUsePI","78;1",0.35,"MG/time step","QUsePI","78;1",0.35,"MG/time step","QUsePI","78;1",0.35,"MG/time step",0]
["QUsePI","79;1",0.35,"MG/time step","QUsePI","79;1",0.35,"MG/time step","QUsePI","79;1",0.35,"MG/time step","QUsePI","79;1",0.35,"MG/time step","QUsePI","79;1",0.35,"MG/time step","QUsePI","79;1",0.35,"MG/time step",0]
["QUsePI","80;1",0.35,"MG/time step","QUsePI","80;1",0.35,"MG/time step","QUsePI","80;1",0.35,"MG/time step","QUsePI","80;1",0.35,"MG/time step","QUsePI","80;1",0.35,"MG/time step","QUsePI","80;1",0.35,"MG/time step",0]
["QUsePI","81;1",0.35,"MG/time step","QUsePI","81;1",0.35,"MG/time step","QUsePI","81;1",0.35,"MG/time step","QUsePI","81;1",0.35,"MG/time step","QUsePI","81;1",0.35,"MG/time step","QUsePI","81;1",0.35,"MG/time step",0]
["QUsePI","82;1",0.35,"MG/time step","QUsePI","82;1",0.35,"MG/time step","QUsePI","82;1",0.35,"MG/time step","QUsePI","82;1",0.35,"MG/time step","QUsePI","82;1",0.35,"MG/time step","QUsePI","82;1",0.35,"MG/time step",0]
["QUsePI","83;1",0.35,"MG/time step","QUsePI","83;1",0.35,"MG/time step","QUsePI","83;1",0.35,"MG/time step","QUsePI","83;1",0.35,"MG/time step","QUsePI","83;1",0.35,"MG/time step","QUsePI","83;1",0.35,"MG/time step",0]
["QUsePI","84;1",0.35,"MG/time step","QUsePI","84;1",0.35,"MG/time step","QUsePI","84;1",0.35,"MG/time step","QUsePI","84;1",0.35,"MG/time step","QUsePI","84;1",0.35,"MG/time step","QUsePI","84;1",0.35,"MG/time step",0]
["QUsePI","85;1",0.35,"MG/time step","QUsePI","85;1",0.35,"MG/time step","QUsePI","85;1",0.35,"MG/time step","QUsePI","85;1",0.35,"MG/time step","QUsePI","85;1",0.35,"MG/time step","QUsePI","85;1",0.35,"MG/time step",0]
["QUsePI","86;1",0.35,"MG/time step","QUsePI","86;1",0.35,"MG/time step","QUsePI","86;1",0.35,"MG/time step","QUsePI","86;1",0.35,"MG/time step","QUsePI","86;1",0.35,"MG/time step","QUsePI","86;1",0.35,"MG/time step",0]
["QUsePI","87;1",0.35,"MG/time step","QUsePI","87;1",0.35,"MG/time step","QUsePI","87;1",0.35,"MG/time step","QUsePI","87;1",0.35,"MG/time step","QUsePI","87;1",0.35,"MG/time step","QUsePI","87;1",0.35,"MG/time step",0]
["QUsePI","88;1",0.35,"MG/time step","QUsePI","88;1",0.35,"MG/time step","QUsePI","88;1",0.35,"MG/time step","QUsePI","88;1",0.35,"MG/time step","QUsePI","88;1",0.35,"MG/time step","QUsePI","88;1",0.35,"MG/time step",0]
["QUsePI","89;1",0.35,"MG/time step","QUsePI","89;1",0.35,"MG/time step","QUsePI","89;1",0.35,"MG/time step","QUsePI","89;1",0.35,"MG/time step","QUsePI","89;1",0.35,"MG/time step","QUsePI","89;1",0.35,"MG/time step",0]
["QUsePI","90;1",0.35,"MG/time step","QUsePI","90;1",0.35,"MG/time step","QUsePI","90;1",0.35,"MG/time step","QUsePI","90;1",0.35,"MG/time step","QUsePI","90;1",0.35,"MG/time step","QUsePI","90;1",0.35,"MG/time step",0]
["QUsePI","91;1",0.39,"MG/time step","QUsePI","91;1",0.39,"MG/time step","QUsePI","91;1",0.39,"MG/time step","QUsePI","91;1",0.39,"MG/time step","QUsePI","91;1",0.39,"MG/time step","QUsePI","91;1",0.39,"MG/time step",0]
["QUsePI","92;1",0.39,"MG/time step","QUsePI","92;1",0.39,"MG/time step","QUsePI","92;1",0.39,"MG/time step","QUsePI","92;1",0.39,"MG/time step","QUsePI","92;1",0.39,"MG/time step","QUsePI","92;1",0.39,"MG/time step",0]
["QUsePI","93;1",0.39,"MG/time step","QUsePI","93;1",0.39,"MG/time step","QUsePI","93;1",0.39,"MG/time step","QUsePI","93;1",0.39,"MG/time step","QUsePI","93;1",0.39,"MG/time step","QUsePI","93;1",0.39,"MG/time step",0]
["QUsePI","94;1",0.39,"MG/time step","QUsePI","94;1",0.39,"MG/time step","QUsePI","94;1",0.39,"MG/time step","QUsePI","94;1",0.39,"MG/time step","QUsePI","94;1",0.39,"MG/time step","QUsePI","94;1",0.39,"MG/time step",0]
["QUsePI","95;1",0.39,"MG/time step","QUsePI","95;1",0.39,"MG/time step","QUsePI","95;1",0.39,"MG/time step","QUsePI","95;1",0.39,"MG/time step","QUsePI","95;1",0.39,"MG/time step","QUsePI","95;1",0.39,"MG/time step",0]
["QUsePI","96;1",0.39,"MG/time step","QUsePI","96;1",0.39,"MG/time step","QUsePI","96;1",0.39,"MG/time step","QUsePI","96;1",0.39,"MG/time step","QUsePI","96;1",0.39,"MG/time step","QUsePI","96;1",0.39,"MG/time step",0]
["QUsePI","97;1",0.39,"MG/time step","QUsePI","97;1",0.39,"MG/time step","QUsePI","97;1",0.39,"MG/time step","QUsePI","97;1",0.39,"MG/time step","QUsePI","97;1",0.39,"MG/time step","QUsePI","97;1",0.39,"MG/time step",0]
["QUsePI","98;1",0.39,"MG/time step","QUsePI","98;1",0.39,"MG/time step","QUsePI","98;1",0.39,"MG/time step","QUsePI","98;1",0.39,"MG/time step","QUsePI","98;1",0.39,"MG/time step","QUsePI","98;1",0.39,"MG/time step",0]
["QUsePI","99;1",0.39,"MG/time step","QUsePI","99;1",0.39,"MG/time step","QUsePI","99;1",0.39,"MG/time step","QUsePI","99;1",0.39,"MG/time step","QUsePI","99;1",0.39,"MG/time step","QUsePI","99;1",0.39,"MG/time step",0]
["QUsePI","100;1",0.39,"MG/time step","QUsePI","100;1",0.39,"MG/time step","QUsePI","100;1",0.39,"MG/time step","QUsePI","100;1",0.39,"MG/time step","QUsePI","100;1",0.39,"MG/time step","QUsePI","100;1",0.39,"MG/time step",0]
["QUsePI","101;1",0.39,"MG/time step","QUsePI","101;1",0.39,"MG/time step","QUsePI","101;1",0.39,"MG/time step","QUsePI","101;1",0.39,"MG/time step","QUsePI","101;1",0.39,"MG/time step","QUsePI","101;1",0.39,"MG/time step",0]
["QUsePI","102;1",0.39,"MG/time step","QUsePI","102;1",0.39,"MG/time step","QUsePI","102;1",0.39,"MG/time step","QUsePI","102;1",0.39,"MG/time step","QUsePI","102;1",0.39,"MG/time step","QUsePI","102;1",0.39,"MG/time step",0]
["QUsePI","103;1",0.39,"MG/time step","QUsePI","103;1",0.39,"MG/time step","QUsePI","103;1",0.39,"MG/time step","QUsePI","103;1",0.39,"MG/time step","QUsePI","103;1",0.39,"MG/time step","QUsePI","103;1",0.39,"MG/time step",0]
["QUsePI","104;1",0.39,"MG/time step","QUsePI","104;1",0.39,"MG/time step","QUsePI","104;1",0.39,"MG/time step","QUsePI","104;1",0.39,"MG/time step","QUsePI","104;1",0.39,"MG/time step","QUsePI","104;1",0.39,"MG/time step",0]
["QUsePI","105;1",0.39,"MG/time step","QUsePI","105;1",0.39,"MG/time step","QUsePI","105;1",0.39,"MG/time step","QUsePI","105;1",0.39,"MG/time step","QUsePI","105;1",0.39,"MG/time step","QUsePI","105;1",0.39,"MG/time step",0]
["QUsePI","106;1",0.39,"MG/time step","QUsePI","106;1",0.39,"MG/time step","QUsePI","106;1",0.39,"MG/time step","QUsePI","106;1",0.39,"MG/time step","QUsePI","106;1",0.39,"MG/time step","QUsePI","106;1",0.39,"MG/time step",0]
["QUsePI","107;1",0.39,"MG/time step","QUsePI","107;1",0.39,"MG/time step","QUsePI","107;1",0.39,"MG/time step","QUsePI","107;1",0.39,"MG/time step","QUsePI","107;1",0.39,"MG/time step","QUsePI","107;1",0.39,"MG/time step",0]
["QUsePI","108;1",0.39,"MG/time step","QUsePI","108;1",0.39,"MG/time step","QUsePI","108;1",0.39,"MG/time step","QUsePI","108;1",0.39,"MG/time step","QUsePI","108;1",0.39,"MG/time step","QUsePI","108;1",0.39,"MG/time step",0]
["QUsePI","109;1",0.39,"MG/time step","QUsePI","109;1",0.39,"MG/time step","QUsePI","109;1",0.39,"MG/time step","QUsePI","109;1",0.39,"MG/time step","QUsePI","109;1",0.39,"MG/time step","QUsePI","109;1",0.39,"MG/time step",0]
["QUsePI","110;1",0.39,"MG/time step","QUsePI","110;1",0.39,"MG/time step","QUsePI","110;1",0.39,"MG/time step","QUsePI","110;1",0.39,"MG/time step","QUsePI","110;1",0.39,"MG/time step","QUsePI","110;1",0.39,"MG/time step",0]
["QUsePI","111;1",0.39,"MG/time step","QUsePI","111;1",0.39,"MG/time step","QUsePI","111;1",0.39,"MG/time step","QUsePI","111;1",0.39,"MG/time step","QUsePI","111;1",0.39,"MG/time step","QUsePI","111;1",0.39,"MG/time step",0]
["QUsePI","112;1",0.39,"MG/time step","QUsePI","112;1",0.39,"MG/time step","QUsePI","112;1",0.39,"MG/time step","QUsePI","112;1",0.39,"MG/time step","QUsePI","112;1",0.39,"MG/time step","QUsePI","112;1",0.39,"MG/time step",0]
["QUsePI","113;1",0.39,"MG/time step","QUsePI","113;1",0.39,"MG/time step","QUsePI","113;1",0.39,"MG/time step","QUsePI","113;1",0.39,"MG/time step","QUsePI","113;1",0.39,"MG/time step","QUsePI","113;1",0.39,"MG/time step",0]
["QUsePI","114;1",0.39,"MG/time step","QUsePI","114;1",0.39,"MG/time step","QUsePI","114;1",0.39,"MG/time step","QUsePI","114;1",0.39,"MG/time step","QUsePI","114;1",0.39,"MG/time step","QUsePI","114;1",0.39,"MG/time step",0]
["QUsePI","115;1",0.39,"MG/time step","QUsePI","115;1",0.39,"MG/time step","QUsePI","115;1",0.39,"MG/time step","QUsePI","115;1",0.39,"MG/time step","QUsePI","115;1",0.39,"MG/time step","QUsePI","115;1",0.39,"MG/time step",0]
["QUsePI","116;1",0.39,"MG/time step","QUsePI","116;1",0.39,"MG/time step","QUsePI","116;1",0.39,"MG/time step","QUsePI","116;1",0.39,"MG/time step","QUsePI","116;1",0.39,"MG/time step","QUsePI","116;1",0.39,"MG/time step",0]
["QUsePI","117;1",0.39,"MG/time step","QUsePI","117;1",0.39,"MG/time step","QUsePI","117;1",0.39,"MG/time step","QUsePI","117;1",0.39,"MG/time step","QUsePI","117;1",0.39,"MG/time step","QUsePI","117;1",0.39,"MG/time step",0]
["QUsePI","118;1",0.39,"MG/time step","QUsePI","118;1",0.39,"MG/time step","QUsePI","118;1",0.39,"MG/time step","QUsePI","118;1",0.39,"MG/time step","QUsePI","118;1",0.39,"MG/time step","QUsePI","118;1",0.39,"MG/time step",0]
["QUsePI","119;1",0.39,"MG/time step","QUsePI","119;1",0.39,"MG/time step","QUsePI","119;1",0.39,"MG/time step","QUsePI","119;1",0.39,"MG/time step","QUsePI","119;1",0.39,"MG/time step","QUsePI","119;1",0.39,"MG/time step",0]
["QUsePI","120;1",0.39,"MG/time step","QUsePI","120;1",0.39,"MG/time step","QUsePI","120;1",0.39,"MG/time step","QUsePI","120;1",0.39,"MG/time step","QUsePI","120;1",0.39,"MG/time step","QUsePI","120;1",0.39,"MG/time step",{"$f":"IF(ISNUMBER(C516),IF(AVERAGE(C516,G516,K516,O516,S516,W516)<>MAX(C516,G516,K516,O516,S516,W516),1,0),\"\")","v":0}]
["QUsePI","121;1",0.42,"MG/time step","QUsePI","121;1",0.42,"MG/time step","QUsePI","121;1",0.42,"MG/time step","QUsePI","121;1",0.42,"MG/time step","QUsePI","121;1",0.42,"MG/time step","QUsePI","121;1",0.42,"MG/time step",0]
["QUsePI","122;1",0.42,"MG/time step","QUsePI","122;1",0.42,"MG/time step","QUsePI","122;1",0.42,"MG/time step","QUsePI","122;1",0.42,"MG/time step","QUsePI","122;1",0.42,"MG/time step","QUsePI","122;1",0.42,"MG/time step",0]
["QUsePI","123;1",0.42,"MG/time step","QUsePI","123;1",0.42,"MG/time step","QUsePI","123;1",0.42,"MG/time step","QUsePI","123;1",0.42,"MG/time step","QUsePI","123;1",0.42,"MG/time step","QUsePI","123;1",0.42,"MG/time step",0]
["QUsePI","124;1",0.42,"MG/time step","QUsePI","124;1",0.42,"MG/time step","QUsePI","124;1",0.42,"MG/time step","QUsePI","124;1",0.42,"MG/time step","QUsePI","124;1",0.42,"MG/time step","QUsePI","124;1",0.42,"MG/time step",0]
["QUsePI","125;1",0.42,"MG/time step","QUsePI","125;1",0.42,"MG/time step","QUsePI","125;1",0.42,"MG/time step","QUsePI","125;1",0.42,"MG/time step","QUsePI","125;1",0.42,"MG/time step","QUsePI","125;1",0.42,"MG/time step",0]
["QUsePI","126;1",0.42,"MG/time step","QUsePI","126;1",0.42,"MG/time step","QUsePI","126;1",0.42,"MG/time step","QUsePI","126;1",0.42,"MG/time step","QUsePI","126;1",0.42,"MG/time step","QUsePI","126;1",0.42,"MG/time step",0]
["QUsePI","127;1",0.42,"MG/time step","QUsePI","127;1",0.42,"MG/time step","QUsePI","127;1",0.42,"MG/time step","QUsePI","127;1",0.42,"MG/time step","QUsePI","127;1",0.42,"MG/time step","QUsePI","127;1",0.42,"MG/time step",0]
["QUsePI","128;1",0.42,"MG/time step","QUsePI","128;1",0.42,"MG/time step","QUsePI","128;1",0.42,"MG/time step","QUsePI","128;1",0.42,"MG/time step","QUsePI","128;1",0.42,"MG/time step","QUsePI","128;1",0.42,"MG/time step",0]
["QUsePI","129;1",0.42,"MG/time step","QUsePI","129;1",0.42,"MG/time step","QUsePI","129;1",0.42,"MG/time step","QUsePI","129;1",0.42,"MG/time step","QUsePI","129;1",0.42,"MG/time step","QUsePI","129;1",0.42,"MG/time step",0]
["QUsePI","130;1",0.42,"MG/time step","QUsePI","130;1",0.42,"MG/time step","QUsePI","130;1",0.42,"MG/time step","QUsePI","130;1",0.42,"MG/time step","QUsePI","130;1",0.42,"MG/time step","QUsePI","130;1",0.42,"MG/time step",0]
["QUsePI","131;1",0.42,"MG/time step","QUsePI","131;1",0.42,"MG/time step","QUsePI","131;1",0.42,"MG/time step","QUsePI","131;1",0.42,"MG/time step","QUsePI","131;1",0.42,"MG/time step","QUsePI","131;1",0.42,"MG/time step",0]
["QUsePI","132;1",0.42,"MG/time step","QUsePI","132;1",0.42,"MG/time step","QUsePI","132;1",0.42,"MG/time step","QUsePI","132;1",0.42,"MG/time step","QUsePI","132;1",0.42,"MG/time step","QUsePI","132;1",0.42,"MG/time step",0]
["QUsePI","133;1",0.42,"MG/time step","QUsePI","133;1",0.42,"MG/time step","QUsePI","133;1",0.42,"MG/time step","QUsePI","133;1",0.42,"MG/time step","QUsePI","133;1",0.42,"MG/time step","QUsePI","133;1",0.42,"MG/time step",0]
["QUsePI","134;1",0.42,"MG/time step","QUsePI","134;1",0.42,"MG/time step","QUsePI","134;1",0.42,"MG/time step","QUsePI","134;1",0.42,"MG/time step","QUsePI","134;1",0.42,"MG/time step","QUsePI","134;1",0.42,"MG/time step",0]
["QUsePI","135;1",0.42,"MG/time step","QUsePI","135;1",0.42,"MG/time step","QUsePI","135;1",0.42,"MG/time step","QUsePI","135;1",0.42,"MG/time step","QUsePI","135;1",0.42,"MG/time step","QUsePI","135;1",0.42,"MG/time step",0]
["QUsePI","136;1",0.42,"MG/time step","QUsePI","136;1",0.42,"MG/time step","QUsePI","136;1",0.42,"MG/time step","QUsePI","136;1",0.42,"MG/time step","QUsePI","136;1",0.42,"MG/time step","QUsePI","136;1",0.42,"MG/time step",0]
["QUsePI","137;1",0.42,"MG/time step","QUsePI","137;1",0.42,"MG/time step","QUsePI","137;1",0.42,"MG/time step","QUsePI","137;1",0.42,"MG/time step","QUsePI","137;1",0.42,"MG/time step","QUsePI","137;1",0.42,"MG/time step",0]
["QUsePI","138;1",0.42,"MG/time step","QUsePI","138;1",0.42,"MG/time step","QUsePI","138;1",0.42,"MG/time step","QUsePI","138;1",0.42,"MG/time step","QUsePI","138;1",0.42,"MG/time step","QUsePI","138;1",0.42,"MG/time step",0]
["QUsePI","139;1",0.42,"MG/time step","QUsePI","139;1",0.42,"MG/time step","QUsePI","139;1",0.42,"MG/time step","QUsePI","139;1",0.42,"MG/time step","QUsePI","139;1",0.42,"MG/time step","QUsePI","139;1",0.42,"MG/time step",0]
["QUsePI","140;1",0.42,"MG/time step","QUsePI","140;1",0.42,"MG/time step","QUsePI","140;1",0.42,"MG/time step","QUsePI","140;1",0.42,"MG/time step","QUsePI","140;1",0.42,"MG/time step","QUsePI","140;1",0.42,"MG/time step",0]
["QUsePI","141;1",0.42,"MG/time step","QUsePI","141;1",0.42,"MG/time step","QUsePI","141;1",0.42,"MG/time step","QUsePI","141;1",0.42,"MG/time step","QUsePI","141;1",0.42,"MG/time step","QUsePI","141;1",0.42,"MG/time step",0]
["QUsePI","142;1",0.42,"MG/time step","QUsePI","142;1",0.42,"MG/time step","QUsePI","142;1",0.42,"MG/time step","QUsePI","142;1",0.42,"MG/time step","QUsePI","142;1",0.42,"MG/time step","QUsePI","142;1",0.42,"MG/time step",0]
["QUsePI","143;1",0.42,"MG/time step","QUsePI","143;1",0.42,"MG/time step","QUsePI","143;1",0.42,"MG/time step","QUsePI","143;1",0.42,"MG/time step","QUsePI","143;1",0.42,"MG/time step","QUsePI","143;1",0.42,"MG/time step",0]
["QUsePI","144;1",0.42,"MG/time step","QUsePI","144;1",0.42,"MG/time step","QUsePI","144;1",0.42,"MG/time step","QUsePI","144;1",0.42,"MG/time step","QUsePI","144;1",0.42,"MG/time step","QUsePI","144;1",0.42,"MG/time step",0]
["QUsePI","145;1",0.42,"MG/time step","QUsePI","145;1",0.42,"MG/time step","QUsePI","145;1",0.42,"MG/time step","QUsePI","145;1",0.42,"MG/time step","QUsePI","145;1",0.42,"MG/time step","QUsePI","145;1",0.42,"MG/time step",0]
["QUsePI","146;1",0.42,"MG/time step","QUsePI","146;1",0.42,"MG/time step","QUsePI","146;1",0.42,"MG/time step","QUsePI","146;1",0.42,"MG/time step","QUsePI","146;1",0.42,"MG/time step","QUsePI","146;1",0.42,"MG/time step",0]
["QUsePI","147;1",0.42,"MG/time step","QUsePI","147;1",0.42,"MG/time step","QUsePI","147;1",0.42,"MG/time step","QUsePI","147;1",0.42,"MG/time step","QUsePI","147;1",0.42,"MG/time step","QUsePI","147;1",0.42,"MG/time step",0]
["QUsePI","148;1",0.42,"MG/time step","QUsePI","148;1",0.42,"MG/time step","QUsePI","148;1",0.42,"MG/time step","QUsePI","148;1",0.42,"MG/time step","QUsePI","148;1",0.42,"MG/time step","QUsePI","148;1",0.42,"MG/time step",0]
["QUsePI","149;1",0.42,"MG/time step","QUsePI","149;1",0.42,"MG/time step","QUsePI","149;1",0.42,"MG/time step","QUsePI","149;1",0.42,"MG/time step","QUsePI","149;1",0.42,"MG/time step","QUsePI","149;1",0.42,"MG/time step",0]
["QUsePI","150;1",0.42,"MG/time step","QUsePI","150;1",0.42,"MG/time step","QUsePI","150;1",0.42,"MG/time step","QUsePI","150;1",0.42,"MG/time step","QUsePI","150;1",0.42,"MG/time step","QUsePI","150;1",0.42,"MG/time step",0]
["QUsePI","151;1",0.42,"MG/time step","QUsePI","151;1",0.42,"MG/time step","QUsePI","151;1",0.42,"MG/time step","QUsePI","151;1",0.42,"MG/time step","QUsePI","151;1",0.42,"MG/time step","QUsePI","151;1",0.42,"MG/time step",0]
["QUsePI","152;1",0.46,"MG/time step","QUsePI","152;1",0.46,"MG/time step","QUsePI","152;1",0.46,"MG/time step","QUsePI","152;1",0.46,"MG/time step","QUsePI","152;1",0.46,"MG/time step","QUsePI","152;1",0.46,"MG/time step",0]
["QUsePI","153;1",0.46,"MG/time step","QUsePI","153;1",0.46,"MG/time step","QUsePI","153;1",0.46,"MG/time step","QUsePI","153;1",0.46,"MG/time step","QUsePI","153;1",0.46,"MG/time step","QUsePI","153;1",0.46,"MG/time step",0]
["QUsePI","154;1",0.46,"MG/time step","QUsePI","154;1",0.46,"MG/time step","QUsePI","154;1",0.46,"MG/time step","QUsePI","154;1",0.46,"MG/time step","QUsePI","154;1",0.46,"MG/time step","QUsePI","154;1",0.46,"MG/time step",0]
["QUsePI","155;1",0.46,"MG/time step","QUsePI","155;1",0.46,"MG/time step","QUsePI","155;1",0.46,"MG/time step","QUsePI","155;1",0.46,"MG/time step","QUsePI","155;1",0.46,"MG/time step","QUsePI","155;1",0.46,"MG/time step",0]
["QUsePI","156;1",0.46,"MG/time step","QUsePI","156;1",0.46,"MG/time step","QUsePI","156;1",0.46,"MG/time step","QUsePI","156;1",0.46,"MG/time step","QUsePI","156;1",0.46,"MG/time step","QUsePI","156;1",0.46,"MG/time step",0]
["QUsePI","157;1",0.46,"MG/time step","QUsePI","157;1",0.46,"MG/time step","QUsePI","157;1",0.46,"MG/time step","QUsePI","157;1",0.46,"MG/time step","QUsePI","157;1",0.46,"MG/time step","QUsePI","157;1",0.46,"MG/time step",0]
["QUsePI","158;1",0.46,"MG/time step","QUsePI","158;1",0.46,"MG/time step","QUsePI","158;1",0.46,"MG/time step","QUsePI","158;1",0.46,"MG/time step","QUsePI","158;1",0.46,"MG/time step","QUsePI","158;1",0.46,"MG/time step",0]
["QUsePI","159;1",0.46,"MG/time step","QUsePI","159;1",0.46,"MG/time step","QUsePI","159;1",0.46,"MG/time step","QUsePI","159;1",0.46,"MG/time step","QUsePI","159;1",0.46,"MG/time step","QUsePI","159;1",0.46,"MG/time step",0]
["QUsePI","160;1",0.46,"MG/time step","QUsePI","160;1",0.46,"MG/time step","QUsePI","160;1",0.46,"MG/time step","QUsePI","160;1",0.46,"MG/time step","QUsePI","160;1",0.46,"MG/time step","QUsePI","160;1",0.46,"MG/time step",0]
["QUsePI","161;1",0.46,"MG/time step","QUsePI","161;1",0.46,"MG/time step","QUsePI","161;1",0.46,"MG/time step","QUsePI","161;1",0.46,"MG/time step","QUsePI","161;1",0.46,"MG/time step","QUsePI","161;1",0.46,"MG/time step",0]
["QUsePI","162;1",0.46,"MG/time step","QUsePI","162;1",0.46,"MG/time step","QUsePI","162;1",0.46,"MG/time step","QUsePI","162;1",0.46,"MG/time step","QUsePI","162;1",0.46,"MG/time step","QUsePI","162;1",0.46,"MG/time step",0]
["QUsePI","163;1",0.46,"MG/time step","QUsePI","163;1",0.46,"MG/time step","QUsePI","163;1",0.46,"MG/time step","QUsePI","163;1",0.46,"MG/time step","QUsePI","163;1",0.46,"MG/time step","QUsePI","163;1",0.46,"MG/time step",0]
["QUsePI","164;1",0.46,"MG/time step","QUsePI","164;1",0.46,"MG/time step","QUsePI","164;1",0.46,"MG/time step","QUsePI","164;1",0.46,"MG/time step","QUsePI","164;1",0.46,"MG/time step","QUsePI","164;1",0.46,"MG/time step",0]
["QUsePI","165;1",0.46,"MG/time step","QUsePI","165;1",0.46,"MG/time step","QUsePI","165;1",0.46,"MG/time step","QUsePI","165;1",0.46,"MG/time step","QUsePI","165;1",0.46,"MG/time step","QUsePI","165;1",0.46,"MG/time step",0]
["QUsePI","166;1",0.46,"MG/time step","QUsePI","166;1",0.46,"MG/time step","QUsePI","166;1",0.46,"MG/time step","QUsePI","166;1",0.46,"MG/time step","QUsePI","166;1",0.46,"MG/time step","QUsePI","166;1",0.46,"MG/time step",0]
["QUsePI","167;1",0.46,"MG/time step","QUsePI","167;1",0.46,"MG/time step","QUsePI","167;1",0.46,"MG/time step","QUsePI","167;1",0.46,"MG/time step","QUsePI","167;1",0.46,"MG/time step","QUsePI","167;1",0.46,"MG/time step",0]
["QUsePI","168;1",0.46,"MG/time step","QUsePI","168;1",0.46,"MG/time step","QUsePI","168;1",0.46,"MG/time step","QUsePI","168;1",0.46,"MG/time step","QUsePI","168;1",0.46,"MG/time step","QUsePI","168;1",0.46,"MG/time step",0]
["QUsePI","169;1",0.46,"MG/time step","QUsePI","169;1",0.46,"MG/time step","QUsePI","169;1",0.46,"MG/time step","QUsePI","169;1",0.46,"MG/time step","QUsePI","169;1",0.46,"MG/time step","QUsePI","169;1",0.46,"MG/time step",0]
["QUsePI","170;1",0.46,"MG/time step","QUsePI","170;1",0.46,"MG/time step","QUsePI","170;1",0.46,"MG/time step","QUsePI","170;1",0.46,"MG/time step","QUsePI","170;1",0.46,"MG/time step","QUsePI","170;1",0.46,"MG/time step",0]
["QUsePI","171;1",0.46,"MG/time step","QUsePI","171;1",0.46,"MG/time step","QUsePI","171;1",0.46,"MG/time step","QUsePI","171;1",0.46,"MG/time step","QUsePI","171;1",0.46,"MG/time step","QUsePI","171;1",0.46,"MG/time step",0]
["QUsePI","172;1",0.46,"MG/time step","QUsePI","172;1",0.46,"MG/time step","QUsePI","172;1",0.46,"MG/time step","QUsePI","172;1",0.46,"MG/time step","QUsePI","172;1",0.46,"MG/time step","QUsePI","172;1",0.46,"MG/time step",0]
["QUsePI","173;1",0.46,"MG/time step","QUsePI","173;1",0.46,"MG/time step","QUsePI","173;1",0.46,"MG/time step","QUsePI","173;1",0.46,"MG/time step","QUsePI","173;1",0.46,"MG/time step","QUsePI","173;1",0.46,"MG/time step",0]
["QUsePI","174;1",0.46,"MG/time step","QUsePI","174;1",0.46,"MG/time step","QUsePI","174;1",0.46,"MG/time step","QUsePI","174;1",0.46,"MG/time step","QUsePI","174;1",0.46,"MG/time step","QUsePI","174;1",0.46,"MG/time step",0]
["QUsePI","175;1",0.46,"MG/time step","QUsePI","175;1",0.46,"MG/time step","QUsePI","175;1",0.46,"MG/time step","QUsePI","175;1",0.46,"MG/time step","QUsePI","175;1",0.46,"MG/time step","QUsePI","175;1",0.46,"MG/time step",0]
["QUsePI","176;1",0.46,"MG/time step","QUsePI","176;1",0.46,"MG/time step","QUsePI","176;1",0.46,"MG/time step","QUsePI","176;1",0.46,"MG/time step","QUsePI","176;1",0.46,"MG/time step","QUsePI","176;1",0.46,"MG/time step",0]
["QUsePI","177;1",0.46,"MG/time step","QUsePI","177;1",0.46,"MG/time step","QUsePI","177;1",0.46,"MG/time step","QUsePI","177;1",0.46,"MG/time step","QUsePI","177;1",0.46,"MG/time step","QUsePI","177;1",0.46,"MG/time step",0]
["QUsePI","178;1",0.46,"MG/time step","QUsePI","178;1",0.46,"MG/time step","QUsePI","178;1",0.46,"MG/time step","QUsePI","178;1",0.46,"MG/time step","QUsePI","178;1",0.46,"MG/time step","QUsePI","178;1",0.46,"MG/time step",0]
["QUsePI","179;1",0.46,"MG/time step","QUsePI","179;1",0.46,"MG/time step","QUsePI","179;1",0.46,"MG/time step","QUsePI","179;1",0.46,"MG/time step","QUsePI","179;1",0.46,"MG/time step","QUsePI","179;1",0.46,"MG/time step",0]
["QUsePI","180;1",0.46,"MG/time step","QUsePI","180;1",0.46,"MG/time step","QUsePI","180;1",0.46,"MG/time step","QUsePI","180;1",0.46,"MG/time step","QUsePI","180;1",0.46,"MG/time step","QUsePI","180;1",0.46,"MG/time step",0]
["QUsePI","181;1",0.46,"MG/time step","QUsePI","181;1",0.46,"MG/time step","QUsePI","181;1",0.46,"MG/time step","QUsePI","181;1",0.46,"MG/time step","QUsePI","181;1",0.46,"MG/time step","QUsePI","181;1",0.46,"MG/time step",0]
["QUsePI","182;1",0.56999999999999995,"MG/time step","QUsePI","182;1",0.56999999999999995,"MG/time step","QUsePI","182;1",0.56999999999999995,"MG/time step","QUsePI","182;1",0.56999999999999995,"MG/time step","QUsePI","182;1",0.56999999999999995,"MG/time step","QUsePI","182;1",0.56999999999999995,"MG/time step",0]
["QUsePI","183;1",0.56999999999999995,"MG/time step","QUsePI","183;1",0.56999999999999995,"MG/time step","QUsePI","183;1",0.56999999999999995,"MG/time step","QUsePI","183;1",0.56999999999999995,"MG/time step","QUsePI","183;1",0.56999999999999995,"MG/time step","QUsePI","183;1",0.56999999999999995,"MG/time step",0]
["QUsePI","184;1",0.56999999999999995,"MG/time step","QUsePI","184;1",0.56999999999999995,"MG/time step","QUsePI","184;1",0.56999999999999995,"MG/time step","QUsePI","184;1",0.56999999999999995,"MG/time step","QUsePI","184;1",0.56999999999999995,"MG/time step","QUsePI","184;1",0.56999999999999995,"MG/time step",{"$f":"IF(ISNUMBER(C580),IF(AVERAGE(C580,G580,K580,O580,S580,W580)<>MAX(C580,G580,K580,O580,S580,W580),1,0),\"\")","v":0}]
["QUsePI","185;1",0.56999999999999995,"MG/time step","QUsePI","185;1",0.56999999999999995,"MG/time step","QUsePI","185;1",0.56999999999999995,"MG/time step","QUsePI","185;1",0.56999999999999995,"MG/time step","QUsePI","185;1",0.56999999999999995,"MG/time step","QUsePI","185;1",0.56999999999999995,"MG/time step",0]
["QUsePI","186;1",0.56999999999999995,"MG/time step","QUsePI","186;1",0.56999999999999995,"MG/time step","QUsePI","186;1",0.56999999999999995,"MG/time step","QUsePI","186;1",0.56999999999999995,"MG/time step","QUsePI","186;1",0.56999999999999995,"MG/time step","QUsePI","186;1",0.56999999999999995,"MG/time step",0]
["QUsePI","187;1",0.56999999999999995,"MG/time step","QUsePI","187;1",0.56999999999999995,"MG/time step","QUsePI","187;1",0.56999999999999995,"MG/time step","QUsePI","187;1",0.56999999999999995,"MG/time step","QUsePI","187;1",0.56999999999999995,"MG/time step","QUsePI","187;1",0.56999999999999995,"MG/time step",0]
["QUsePI","188;1",0.56999999999999995,"MG/time step","QUsePI","188;1",0.56999999999999995,"MG/time step","QUsePI","188;1",0.56999999999999995,"MG/time step","QUsePI","188;1",0.56999999999999995,"MG/time step","QUsePI","188;1",0.56999999999999995,"MG/time step","QUsePI","188;1",0.56999999999999995,"MG/time step",0]
["QUsePI","189;1",0.56999999999999995,"MG/time step","QUsePI","189;1",0.56999999999999995,"MG/time step","QUsePI","189;1",0.56999999999999995,"MG/time step","QUsePI","189;1",0.56999999999999995,"MG/time step","QUsePI","189;1",0.56999999999999995,"MG/time step","QUsePI","189;1",0.56999999999999995,"MG/time step",0]
["QUsePI","190;1",0.56999999999999995,"MG/time step","QUsePI","190;1",0.56999999999999995,"MG/time step","QUsePI","190;1",0.56999999999999995,"MG/time step","QUsePI","190;1",0.56999999999999995,"MG/time step","QUsePI","190;1",0.56999999999999995,"MG/time step","QUsePI","190;1",0.56999999999999995,"MG/time step",0]
["QUsePI","191;1",0.56999999999999995,"MG/time step","QUsePI","191;1",0.56999999999999995,"MG/time step","QUsePI","191;1",0.56999999999999995,"MG/time step","QUsePI","191;1",0.56999999999999995,"MG/time step","QUsePI","191;1",0.56999999999999995,"MG/time step","QUsePI","191;1",0.56999999999999995,"MG/time step",0]
["QUsePI","192;1",0.56999999999999995,"MG/time step","QUsePI","192;1",0.56999999999999995,"MG/time step","QUsePI","192;1",0.56999999999999995,"MG/time step","QUsePI","192;1",0.56999999999999995,"MG/time step","QUsePI","192;1",0.56999999999999995,"MG/time step","QUsePI","192;1",0.56999999999999995,"MG/time step",0]
["QUsePI","193;1",0.56999999999999995,"MG/time step","QUsePI","193;1",0.56999999999999995,"MG/time step","QUsePI","193;1",0.56999999999999995,"MG/time step","QUsePI","193;1",0.56999999999999995,"MG/time step","QUsePI","193;1",0.56999999999999995,"MG/time step","QUsePI","193;1",0.56999999999999995,"MG/time step",0]
["QUsePI","194;1",0.56999999999999995,"MG/time step","QUsePI","194;1",0.56999999999999995,"MG/time step","QUsePI","194;1",0.56999999999999995,"MG/time step","QUsePI","194;1",0.56999999999999995,"MG/time step","QUsePI","194;1",0.56999999999999995,"MG/time step","QUsePI","194;1",0.56999999999999995,"MG/time step",0]
["QUsePI","195;1",0.56999999999999995,"MG/time step","QUsePI","195;1",0.56999999999999995,"MG/time step","QUsePI","195;1",0.56999999999999995,"MG/time step","QUsePI","195;1",0.56999999999999995,"MG/time step","QUsePI","195;1",0.56999999999999995,"MG/time step","QUsePI","195;1",0.56999999999999995,"MG/time step",0]
["QUsePI","196;1",0.56999999999999995,"MG/time step","QUsePI","196;1",0.56999999999999995,"MG/time step","QUsePI","196;1",0.56999999999999995,"MG/time step","QUsePI","196;1",0.56999999999999995,"MG/time step","QUsePI","196;1",0.56999999999999995,"MG/time step","QUsePI","196;1",0.56999999999999995,"MG/time step",0]
["QUsePI","197;1",0.56999999999999995,"MG/time step","QUsePI","197;1",0.56999999999999995,"MG/time step","QUsePI","197;1",0.56999999999999995,"MG/time step","QUsePI","197;1",0.56999999999999995,"MG/time step","QUsePI","197;1",0.56999999999999995,"MG/time step","QUsePI","197;1",0.56999999999999995,"MG/time step",0]
["QUsePI","198;1",0.56999999999999995,"MG/time step","QUsePI","198;1",0.56999999999999995,"MG/time step","QUsePI","198;1",0.56999999999999995,"MG/time step","QUsePI","198;1",0.56999999999999995,"MG/time step","QUsePI","198;1",0.56999999999999995,"MG/time step","QUsePI","198;1",0.56999999999999995,"MG/time step",0]
["QUsePI","199;1",0.56999999999999995,"MG/time step","QUsePI","199;1",0.56999999999999995,"MG/time step","QUsePI","199;1",0.56999999999999995,"MG/time step","QUsePI","199;1",0.56999999999999995,"MG/time step","QUsePI","199;1",0.56999999999999995,"MG/time step","QUsePI","199;1",0.56999999999999995,"MG/time step",0]
["QUsePI","200;1",0.56999999999999995,"MG/time step","QUsePI","200;1",0.56999999999999995,"MG/time step","QUsePI","200;1",0.56999999999999995,"MG/time step","QUsePI","200;1",0.56999999999999995,"MG/time step","QUsePI","200;1",0.56999999999999995,"MG/time step","QUsePI","200;1",0.56999999999999995,"MG/time step",0]
["QUsePI","201;1",0.56999999999999995,"MG/time step","QUsePI","201;1",0.56999999999999995,"MG/time step","QUsePI","201;1",0.56999999999999995,"MG/time step","QUsePI","201;1",0.56999999999999995,"MG/time step","QUsePI","201;1",0.56999999999999995,"MG/time step","QUsePI","201;1",0.56999999999999995,"MG/time step",0]
["QUsePI","202;1",0.56999999999999995,"MG/time step","QUsePI","202;1",0.56999999999999995,"MG/time step","QUsePI","202;1",0.56999999999999995,"MG/time step","QUsePI","202;1",0.56999999999999995,"MG/time step","QUsePI","202;1",0.56999999999999995,"MG/time step","QUsePI","202;1",0.56999999999999995,"MG/time step",0]
["QUsePI","203;1",0.56999999999999995,"MG/time step","QUsePI","203;1",0.56999999999999995,"MG/time step","QUsePI","203;1",0.56999999999999995,"MG/time step","QUsePI","203;1",0.56999999999999995,"MG/time step","QUsePI","203;1",0.56999999999999995,"MG/time step","QUsePI","203;1",0.56999999999999995,"MG/time step",0]
["QUsePI","204;1",0.56999999999999995,"MG/time step","QUsePI","204;1",0.56999999999999995,"MG/time step","QUsePI","204;1",0.56999999999999995,"MG/time step","QUsePI","204;1",0.56999999999999995,"MG/time step","QUsePI","204;1",0.56999999999999995,"MG/time step","QUsePI","204;1",0.56999999999999995,"MG/time step",0]
["QUsePI","205;1",0.56999999999999995,"MG/time step","QUsePI","205;1",0.56999999999999995,"MG/time step","QUsePI","205;1",0.56999999999999995,"MG/time step","QUsePI","205;1",0.56999999999999995,"MG/time step","QUsePI","205;1",0.56999999999999995,"MG/time step","QUsePI","205;1",0.56999999999999995,"MG/time step",0]
["QUsePI","206;1",0.56999999999999995,"MG/time step","QUsePI","206;1",0.56999999999999995,"MG/time step","QUsePI","206;1",0.56999999999999995,"MG/time step","QUsePI","206;1",0.56999999999999995,"MG/time step","QUsePI","206;1",0.56999999999999995,"MG/time step","QUsePI","206;1",0.56999999999999995,"MG/time step",0]
["QUsePI","207;1",0.56999999999999995,"MG/time step","QUsePI","207;1",0.56999999999999995,"MG/time step","QUsePI","207;1",0.56999999999999995,"MG/time step","QUsePI","207;1",0.56999999999999995,"MG/time step","QUsePI","207;1",0.56999999999999995,"MG/time step","QUsePI","207;1",0.56999999999999995,"MG/time step",0]
["QUsePI","208;1",0.56999999999999995,"MG/time step","QUsePI","208;1",0.56999999999999995,"MG/time step","QUsePI","208;1",0.56999999999999995,"MG/time step","QUsePI","208;1",0.56999999999999995,"MG/time step","QUsePI","208;1",0.56999999999999995,"MG/time step","QUsePI","208;1",0.56999999999999995,"MG/time step",0]
["QUsePI","209;1",0.56999999999999995,"MG/time step","QUsePI","209;1",0.56999999999999995,"MG/time step","QUsePI","209;1",0.56999999999999995,"MG/time step","QUsePI","209;1",0.56999999999999995,"MG/time step","QUsePI","209;1",0.56999999999999995,"MG/time step","QUsePI","209;1",0.56999999999999995,"MG/time step",0]
["QUsePI","210;1",0.56999999999999995,"MG/time step","QUsePI","210;1",0.56999999999999995,"MG/time step","QUsePI","210;1",0.56999999999999995,"MG/time step","QUsePI","210;1",0.56999999999999995,"MG/time step","QUsePI","210;1",0.56999999999999995,"MG/time step","QUsePI","210;1",0.56999999999999995,"MG/time step",0]
["QUsePI","211;1",0.56999999999999995,"MG/time step","QUsePI","211;1",0.56999999999999995,"MG/time step","QUsePI","211;1",0.56999999999999995,"MG/time step","QUsePI","211;1",0.56999999999999995,"MG/time step","QUsePI","211;1",0.56999999999999995,"MG/time step","QUsePI","211;1",0.56999999999999995,"MG/time step",0]
["QUsePI","212;1",0.56999999999999995,"MG/time step","QUsePI","212;1",0.56999999999999995,"MG/time step","QUsePI","212;1",0.56999999999999995,"MG/time step","QUsePI","212;1",0.56999999999999995,"MG/time step","QUsePI","212;1",0.56999999999999995,"MG/time step","QUsePI","212;1",0.56999999999999995,"MG/time step",0]
["QUsePI","213;1",0.53,"MG/time step","QUsePI","213;1",0.53,"MG/time step","QUsePI","213;1",0.53,"MG/time step","QUsePI","213;1",0.53,"MG/time step","QUsePI","213;1",0.53,"MG/time step","QUsePI","213;1",0.53,"MG/time step",0]
["QUsePI","214;1",0.53,"MG/time step","QUsePI","214;1",0.53,"MG/time step","QUsePI","214;1",0.53,"MG/time step","QUsePI","214;1",0.53,"MG/time step","QUsePI","214;1",0.53,"MG/time step","QUsePI","214;1",0.53,"MG/time step",0]
["QUsePI","215;1",0.53,"MG/time step","QUsePI","215;1",0.53,"MG/time step","QUsePI","215;1",0.53,"MG/time step","QUsePI","215;1",0.53,"MG/time step","QUsePI","215;1",0.53,"MG/time step","QUsePI","215;1",0.53,"MG/time step",0]
["QUsePI","216;1",0.53,"MG/time step","QUsePI","216;1",0.53,"MG/time step","QUsePI","216;1",0.53,"MG/time step","QUsePI","216;1",0.53,"MG/time step","QUsePI","216;1",0.53,"MG/time step","QUsePI","216;1",0.53,"MG/time step",0]
["QUsePI","217;1",0.53,"MG/time step","QUsePI","217;1",0.53,"MG/time step","QUsePI","217;1",0.53,"MG/time step","QUsePI","217;1",0.53,"MG/time step","QUsePI","217;1",0.53,"MG/time step","QUsePI","217;1",0.53,"MG/time step",0]
["QUsePI","218;1",0.53,"MG/time step","QUsePI","218;1",0.53,"MG/time step","QUsePI","218;1",0.53,"MG/time step","QUsePI","218;1",0.53,"MG/time step","QUsePI","218;1",0.53,"MG/time step","QUsePI","218;1",0.53,"MG/time step",0]
["QUsePI","219;1",0.53,"MG/time step","QUsePI","219;1",0.53,"MG/time step","QUsePI","219;1",0.53,"MG/time step","QUsePI","219;1",0.53,"MG/time step","QUsePI","219;1",0.53,"MG/time step","QUsePI","219;1",0.53,"MG/time step",0]
["QUsePI","220;1",0.53,"MG/time step","QUsePI","220;1",0.53,"MG/time step","QUsePI","220;1",0.53,"MG/time step","QUsePI","220;1",0.53,"MG/time step","QUsePI","220;1",0.53,"MG/time step","QUsePI","220;1",0.53,"MG/time step",0]
["QUsePI","221;1",0.53,"MG/time step","QUsePI","221;1",0.53,"MG/time step","QUsePI","221;1",0.53,"MG/time step","QUsePI","221;1",0.53,"MG/time step","QUsePI","221;1",0.53,"MG/time step","QUsePI","221;1",0.53,"MG/time step",0]
["QUsePI","222;1",0.53,"MG/time step","QUsePI","222;1",0.53,"MG/time step","QUsePI","222;1",0.53,"MG/time step","QUsePI","222;1",0.53,"MG/time step","QUsePI","222;1",0.53,"MG/time step","QUsePI","222;1",0.53,"MG/time step",0]
["QUsePI","223;1",0.53,"MG/time step","QUsePI","223;1",0.53,"MG/time step","QUsePI","223;1",0.53,"MG/time step","QUsePI","223;1",0.53,"MG/time step","QUsePI","223;1",0.53,"MG/time step","QUsePI","223;1",0.53,"MG/time step",0]
["QUsePI","224;1",0.53,"MG/time step","QUsePI","224;1",0.53,"MG/time step","QUsePI","224;1",0.53,"MG/time step","QUsePI","224;1",0.53,"MG/time step","QUsePI","224;1",0.53,"MG/time step","QUsePI","224;1",0.53,"MG/time step",0]
["QUsePI","225;1",0.53,"MG/time step","QUsePI","225;1",0.53,"MG/time step","QUsePI","225;1",0.53,"MG/time step","QUsePI","225;1",0.53,"MG/time step","QUsePI","225;1",0.53,"MG/time step","QUsePI","225;1",0.53,"MG/time step",0]
["QUsePI","226;1",0.53,"MG/time step","QUsePI","226;1",0.53,"MG/time step","QUsePI","226;1",0.53,"MG/time step","QUsePI","226;1",0.53,"MG/time step","QUsePI","226;1",0.53,"MG/time step","QUsePI","226;1",0.53,"MG/time step",0]
["QUsePI","227;1",0.53,"MG/time step","QUsePI","227;1",0.53,"MG/time step","QUsePI","227;1",0.53,"MG/time step","QUsePI","227;1",0.53,"MG/time step","QUsePI","227;1",0.53,"MG/time step","QUsePI","227;1",0.53,"MG/time step",0]
["QUsePI","228;1",0.53,"MG/time step","QUsePI","228;1",0.53,"MG/time step","QUsePI","228;1",0.53,"MG/time step","QUsePI","228;1",0.53,"MG/time step","QUsePI","228;1",0.53,"MG/time step","QUsePI","228;1",0.53,"MG/time step",0]
["QUsePI","229;1",0.53,"MG/time step","QUsePI","229;1",0.53,"MG/time step","QUsePI","229;1",0.53,"MG/time step","QUsePI","229;1",0.53,"MG/time step","QUsePI","229;1",0.53,"MG/time step","QUsePI","229;1",0.53,"MG/time step",0]
["QUsePI","230;1",0.53,"MG/time step","QUsePI","230;1",0.53,"MG/time step","QUsePI","230;1",0.53,"MG/time step","QUsePI","230;1",0.53,"MG/time step","QUsePI","230;1",0.53,"MG/time step","QUsePI","230;1",0.53,"MG/time step",0]
["QUsePI","231;1",0.53,"MG/time step","QUsePI","231;1",0.53,"MG/time step","QUsePI","231;1",0.53,"MG/time step","QUsePI","231;1",0.53,"MG/time step","QUsePI","231;1",0.53,"MG/time step","QUsePI","231;1",0.53,"MG/time step",0]
["QUsePI","232;1",0.53,"MG/time step","QUsePI","232;1",0.53,"MG/time step","QUsePI","232;1",0.53,"MG/time step","QUsePI","232;1",0.53,"MG/time step","QUsePI","232;1",0.53,"MG/time step","QUsePI","232;1",0.53,"MG/time step",0]
["QUsePI","233;1",0.53,"MG/time step","QUsePI","233;1",0.53,"MG/time step","QUsePI","233;1",0.53,"MG/time step","QUsePI","233;1",0.53,"MG/time step","QUsePI","233;1",0.53,"MG/time step","QUsePI","233;1",0.53,"MG/time step",0]
["QUsePI","234;1",0.53,"MG/time step","QUsePI","234;1",0.53,"MG/time step","QUsePI","234;1",0.53,"MG/time step","QUsePI","234;1",0.53,"MG/time step","QUsePI","234;1",0.53,"MG/time step","QUsePI","234;1",0.53,"MG/time step",0]
["QUsePI","235;1",0.53,"MG/time step","QUsePI","235;1",0.53,"MG/time step","QUsePI","235;1",0.53,"MG/time step","QUsePI","235;1",0.53,"MG/time step","QUsePI","235;1",0.53,"MG/time step","QUsePI","235;1",0.53,"MG/time step",0]
["QUsePI","236;1",0.53,"MG/time step","QUsePI","236;1",0.53,"MG/time step","QUsePI","236;1",0.53,"MG/time step","QUsePI","236;1",0.53,"MG/time step","QUsePI","236;1",0.53,"MG/time step","QUsePI","236;1",0.53,"MG/time step",0]
["QUsePI","237;1",0.53,"MG/time step","QUsePI","237;1",0.53,"MG/time step","QUsePI","237;1",0.53,"MG/time step","QUsePI","237;1",0.53,"MG/time step","QUsePI","237;1",0.53,"MG/time step","QUsePI","237;1",0.53,"MG/time step",0]
["QUsePI","238;1",0.53,"MG/time step","QUsePI","238;1",0.53,"MG/time step","QUsePI","238;1",0.53,"MG/time step","QUsePI","238;1",0.53,"MG/time step","QUsePI","238;1",0.53,"MG/time step","QUsePI","238;1",0.53,"MG/time step",0]
["QUsePI","239;1",0.53,"MG/time step","QUsePI","239;1",0.53,"MG/time step","QUsePI","239;1",0.53,"MG/time step","QUsePI","239;1",0.53,"MG/time step","QUsePI","239;1",0.53,"MG/time step","QUsePI","239;1",0.53,"MG/time step",0]
["QUsePI","240;1",0.53,"MG/time step","QUsePI","240;1",0.53,"MG/time step","QUsePI","240;1",0.53,"MG/time step","QUsePI","240;1",0.53,"MG/time step","QUsePI","240;1",0.53,"MG/time step","QUsePI","240;1",0.53,"MG/time step",0]
["QUsePI","241;1",0.53,"MG/time step","QUsePI","241;1",0.53,"MG/time step","QUsePI","241;1",0.53,"MG/time step","QUsePI","241;1",0.53,"MG/time step","QUsePI","241;1",0.53,"MG/time step","QUsePI","241;1",0.53,"MG/time step",0]
["QUsePI","242;1",0.53,"MG/time step","QUsePI","242;1",0.53,"MG/time step","QUsePI","242;1",0.53,"MG/time step","QUsePI","242;1",0.53,"MG/time step","QUsePI","242;1",0.53,"MG/time step","QUsePI","242;1",0.53,"MG/time step",0]
["QUsePI","243;1",0.53,"MG/time step","QUsePI","243;1",0.53,"MG/time step","QUsePI","243;1",0.53,"MG/time step","QUsePI","243;1",0.53,"MG/time step","QUsePI","243;1",0.53,"MG/time step","QUsePI","243;1",0.53,"MG/time step",0]
["QUsePI","244;1",0.41,"MG/time step","QUsePI","244;1",0.41,"MG/time step","QUsePI","244;1",0.41,"MG/time step","QUsePI","244;1",0.41,"MG/time step","QUsePI","244;1",0.41,"MG/time step","QUsePI","244;1",0.41,"MG/time step",0]
["QUsePI","245;1",0.41,"MG/time step","QUsePI","245;1",0.41,"MG/time step","QUsePI","245;1",0.41,"MG/time step","QUsePI","245;1",0.41,"MG/time step","QUsePI","245;1",0.41,"MG/time step","QUsePI","245;1",0.41,"MG/time step",0]
["QUsePI","246;1",0.41,"MG/time step","QUsePI","246;1",0.41,"MG/time step","QUsePI","246;1",0.41,"MG/time step","QUsePI","246;1",0.41,"MG/time step","QUsePI","246;1",0.41,"MG/time step","QUsePI","246;1",0.41,"MG/time step",0]
["QUsePI","247;1",0.41,"MG/time step","QUsePI","247;1",0.41,"MG/time step","QUsePI","247;1",0.41,"MG/time step","QUsePI","247;1",0.41,"MG/time step","QUsePI","247;1",0.41,"MG/time step","QUsePI","247;1",0.41,"MG/time step",0]
["QUsePI","248;1",0.41,"MG/time step","QUsePI","248;1",0.41,"MG/time step","QUsePI","248;1",0.41,"MG/time step","QUsePI","248;1",0.41,"MG/time step","QUsePI","248;1",0.41,"MG/time step","QUsePI","248;1",0.41,"MG/time step",{"$f":"IF(ISNUMBER(C644),IF(AVERAGE(C644,G644,K644,O644,S644,W644)<>MAX(C644,G644,K644,O644,S644,W644),1,0),\"\")","v":0}]
["QUsePI","249;1",0.41,"MG/time step","QUsePI","249;1",0.41,"MG/time step","QUsePI","249;1",0.41,"MG/time step","QUsePI","249;1",0.41,"MG/time step","QUsePI","249;1",0.41,"MG/time step","QUsePI","249;1",0.41,"MG/time step",0]
["QUsePI","250;1",0.41,"MG/time step","QUsePI","250;1",0.41,"MG/time step","QUsePI","250;1",0.41,"MG/time step","QUsePI","250;1",0.41,"MG/time step","QUsePI","250;1",0.41,"MG/time step","QUsePI","250;1",0.41,"MG/time step",0]
["QUsePI","251;1",0.41,"MG/time step","QUsePI","251;1",0.41,"MG/time step","QUsePI","251;1",0.41,"MG/time step","QUsePI","251;1",0.41,"MG/time step","QUsePI","251;1",0.41,"MG/time step","QUsePI","251;1",0.41,"MG/time step",0]
["QUsePI","252;1",0.41,"MG/time step","QUsePI","252;1",0.41,"MG/time step","QUsePI","252;1",0.41,"MG/time step","QUsePI","252;1",0.41,"MG/time step","QUsePI","252;1",0.41,"MG/time step","QUsePI","252;1",0.41,"MG/time step",0]
["QUsePI","253;1",0.41,"MG/time step","QUsePI","253;1",0.41,"MG/time step","QUsePI","253;1",0.41,"MG/time step","QUsePI","253;1",0.41,"MG/time step","QUsePI","253;1",0.41,"MG/time step","QUsePI","253;1",0.41,"MG/time step",0]
["QUsePI","254;1",0.41,"MG/time step","QUsePI","254;1",0.41,"MG/time step","QUsePI","254;1",0.41,"MG/time step","QUsePI","254;1",0.41,"MG/time step","QUsePI","254;1",0.41,"MG/time step","QUsePI","254;1",0.41,"MG/time step",0]
["QUsePI","255;1",0.41,"MG/time step","QUsePI","255;1",0.41,"MG/time step","QUsePI","255;1",0.41,"MG/time step","QUsePI","255;1",0.41,"MG/time step","QUsePI","255;1",0.41,"MG/time step","QUsePI","255;1",0.41,"MG/time step",0]
["QUsePI","256;1",0.41,"MG/time step","QUsePI","256;1",0.41,"MG/time step","QUsePI","256;1",0.41,"MG/time step","QUsePI","256;1",0.41,"MG/time step","QUsePI","256;1",0.41,"MG/time step","QUsePI","256;1",0.41,"MG/time step",0]
["QUsePI","257;1",0.41,"MG/time step","QUsePI","257;1",0.41,"MG/time step","QUsePI","257;1",0.41,"MG/time step","QUsePI","257;1",0.41,"MG/time step","QUsePI","257;1",0.41,"MG/time step","QUsePI","257;1",0.41,"MG/time step",0]
["QUsePI","258;1",0.41,"MG/time step","QUsePI","258;1",0.41,"MG/time step","QUsePI","258;1",0.41,"MG/time step","QUsePI","258;1",0.41,"MG/time step","QUsePI","258;1",0.41,"MG/time step","QUsePI","258;1",0.41,"MG/time step",0]
["QUsePI","259;1",0.41,"MG/time step","QUsePI","259;1",0.41,"MG/time step","QUsePI","259;1",0.41,"MG/time step","QUsePI","259;1",0.41,"MG/time step","QUsePI","259;1",0.41,"MG/time step","QUsePI","259;1",0.41,"MG/time step",0]
["QUsePI","260;1",0.41,"MG/time step","QUsePI","260;1",0.41,"MG/time step","QUsePI","260;1",0.41,"MG/time step","QUsePI","260;1",0.41,"MG/time step","QUsePI","260;1",0.41,"MG/time step","QUsePI","260;1",0.41,"MG/time step",0]
["QUsePI","261;1",0.41,"MG/time step","QUsePI","261;1",0.41,"MG/time step","QUsePI","261;1",0.41,"MG/time step","QUsePI","261;1",0.41,"MG/time step","QUsePI","261;1",0.41,"MG/time step","QUsePI","261;1",0.41,"MG/time step",0]
["QUsePI","262;1",0.41,"MG/time step","QUsePI","262;1",0.41,"MG/time step","QUsePI","262;1",0.41,"MG/time step","QUsePI","262;1",0.41,"MG/time step","QUsePI","262;1",0.41,"MG/time step","QUsePI","262;1",0.41,"MG/time step",0]
["QUsePI","263;1",0.41,"MG/time step","QUsePI","263;1",0.41,"MG/time step","QUsePI","263;1",0.41,"MG/time step","QUsePI","263;1",0.41,"MG/time step","QUsePI","263;1",0.41,"MG/time step","QUsePI","263;1",0.41,"MG/time step",0]
["QUsePI","264;1",0.41,"MG/time step","QUsePI","264;1",0.41,"MG/time step","QUsePI","264;1",0.41,"MG/time step","QUsePI","264;1",0.41,"MG/time step","QUsePI","264;1",0.41,"MG/time step","QUsePI","264;1",0.41,"MG/time step",0]
["QUsePI","265;1",0.41,"MG/time step","QUsePI","265;1",0.41,"MG/time step","QUsePI","265;1",0.41,"MG/time step","QUsePI","265;1",0.41,"MG/time step","QUsePI","265;1",0.41,"MG/time step","QUsePI","265;1",0.41,"MG/time step",0]
["QUsePI","266;1",0.41,"MG/time step","QUsePI","266;1",0.41,"MG/time step","QUsePI","266;1",0.41,"MG/time step","QUsePI","266;1",0.41,"MG/time step","QUsePI","266;1",0.41,"MG/time step","QUsePI","266;1",0.41,"MG/time step",0]
["QUsePI","267;1",0.41,"MG/time step","QUsePI","267;1",0.41,"MG/time step","QUsePI","267;1",0.41,"MG/time step","QUsePI","267;1",0.41,"MG/time step","QUsePI","267;1",0.41,"MG/time step","QUsePI","267;1",0.41,"MG/time step",0]
["QUsePI","268;1",0.41,"MG/time step","QUsePI","268;1",0.41,"MG/time step","QUsePI","268;1",0.41,"MG/time step","QUsePI","268;1",0.41,"MG/time step","QUsePI","268;1",0.41,"MG/time step","QUsePI","268;1",0.41,"MG/time step",0]
["QUsePI","269;1",0.41,"MG/time step","QUsePI","269;1",0.41,"MG/time step","QUsePI","269;1",0.41,"MG/time step","QUsePI","269;1",0.41,"MG/time step","QUsePI","269;1",0.41,"MG/time step","QUsePI","269;1",0.41,"MG/time step",0]
["QUsePI","270;1",0.41,"MG/time step","QUsePI","270;1",0.41,"MG/time step","QUsePI","270;1",0.41,"MG/time step","QUsePI","270;1",0.41,"MG/time step","QUsePI","270;1",0.41,"MG/time step","QUsePI","270;1",0.41,"MG/time step",0]
["QUsePI","271;1",0.41,"MG/time step","QUsePI","271;1",0.41,"MG/time step","QUsePI","271;1",0.41,"MG/time step","QUsePI","271;1",0.41,"MG/time step","QUsePI","271;1",0.41,"MG/time step","QUsePI","271;1",0.41,"MG/time step",0]
["QUsePI","272;1",0.41,"MG/time step","QUsePI","272;1",0.41,"MG/time step","QUsePI","272;1",0.41,"MG/time step","QUsePI","272;1",0.41,"MG/time step","QUsePI","272;1",0.41,"MG/time step","QUsePI","272;1",0.41,"MG/time step",0]
["QUsePI","273;1",0.41,"MG/time step","QUsePI","273;1",0.41,"MG/time step","QUsePI","273;1",0.41,"MG/time step","QUsePI","273;1",0.41,"MG/time step","QUsePI","273;1",0.41,"MG/time step","QUsePI","273;1",0.41,"MG/time step",0]
["QUsePI","274;1",0.38,"MG/time step","QUsePI","274;1",0.38,"MG/time step","QUsePI","274;1",0.38,"MG/time step","QUsePI","274;1",0.38,"MG/time step","QUsePI","274;1",0.38,"MG/time step","QUsePI","274;1",0.38,"MG/time step",0]
["QUsePI","275;1",0.38,"MG/time step","QUsePI","275;1",0.38,"MG/time step","QUsePI","275;1",0.38,"MG/time step","QUsePI","275;1",0.38,"MG/time step","QUsePI","275;1",0.38,"MG/time step","QUsePI","275;1",0.38,"MG/time step",0]
["QUsePI","276;1",0.38,"MG/time step","QUsePI","276;1",0.38,"MG/time step","QUsePI","276;1",0.38,"MG/time step","QUsePI","276;1",0.38,"MG/time step","QUsePI","276;1",0.38,"MG/time step","QUsePI","276;1",0.38,"MG/time step",0]
["QUsePI","277;1",0.38,"MG/time step","QUsePI","277;1",0.38,"MG/time step","QUsePI","277;1",0.38,"MG/time step","QUsePI","277;1",0.38,"MG/time step","QUsePI","277;1",0.38,"MG/time step","QUsePI","277;1",0.38,"MG/time step",0]
["QUsePI","278;1",0.38,"MG/time step","QUsePI","278;1",0.38,"MG/time step","QUsePI","278;1",0.38,"MG/time step","QUsePI","278;1",0.38,"MG/time step","QUsePI","278;1",0.38,"MG/time step","QUsePI","278;1",0.38,"MG/time step",0]
["QUsePI","279;1",0.38,"MG/time step","QUsePI","279;1",0.38,"MG/time step","QUsePI","279;1",0.38,"MG/time step","QUsePI","279;1",0.38,"MG/time step","QUsePI","279;1",0.38,"MG/time step","QUsePI","279;1",0.38,"MG/time step",0]
["QUsePI","280;1",0.38,"MG/time step","QUsePI","280;1",0.38,"MG/time step","QUsePI","280;1",0.38,"MG/time step","QUsePI","280;1",0.38,"MG/time step","QUsePI","280;1",0.38,"MG/time step","QUsePI","280;1",0.38,"MG/time step",0]
["QUsePI","281;1",0.38,"MG/time step","QUsePI","281;1",0.38,"MG/time step","QUsePI","281;1",0.38,"MG/time step","QUsePI","281;1",0.38,"MG/time step","QUsePI","281;1",0.38,"MG/time step","QUsePI","281;1",0.38,"MG/time step",0]
["QUsePI","282;1",0.38,"MG/time step","QUsePI","282;1",0.38,"MG/time step","QUsePI","282;1",0.38,"MG/time step","QUsePI","282;1",0.38,"MG/time step","QUsePI","282;1",0.38,"MG/time step","QUsePI","282;1",0.38,"MG/time step",0]
["QUsePI","283;1",0.38,"MG/time step","QUsePI","283;1",0.38,"MG/time step","QUsePI","283;1",0.38,"MG/time step","QUsePI","283;1",0.38,"MG/time step","QUsePI","283;1",0.38,"MG/time step","QUsePI","283;1",0.38,"MG/time step",0]
["QUsePI","284;1",0.38,"MG/time step","QUsePI","284;1",0.38,"MG/time step","QUsePI","284;1",0.38,"MG/time step","QUsePI","284;1",0.38,"MG/time step","QUsePI","284;1",0.38,"MG/time step","QUsePI","284;1",0.38,"MG/time step",0]
["QUsePI","285;1",0.38,"MG/time step","QUsePI","285;1",0.38,"MG/time step","QUsePI","285;1",0.38,"MG/time step","QUsePI","285;1",0.38,"MG/time step","QUsePI","285;1",0.38,"MG/time step","QUsePI","285;1",0.38,"MG/time step",0]
["QUsePI","286;1",0.38,"MG/time step","QUsePI","286;1",0.38,"MG/time step","QUsePI","286;1",0.38,"MG/time step","QUsePI","286;1",0.38,"MG/time step","QUsePI","286;1",0.38,"MG/time step","QUsePI","286;1",0.38,"MG/time step",0]
["QUsePI","287;1",0.38,"MG/time step","QUsePI","287;1",0.38,"MG/time step","QUsePI","287;1",0.38,"MG/time step","QUsePI","287;1",0.38,"MG/time step","QUsePI","287;1",0.38,"MG/time step","QUsePI","287;1",0.38,"MG/time step",0]
["QUsePI","288;1",0.38,"MG/time step","QUsePI","288;1",0.38,"MG/time step","QUsePI","288;1",0.38,"MG/time step","QUsePI","288;1",0.38,"MG/time step","QUsePI","288;1",0.38,"MG/time step","QUsePI","288;1",0.38,"MG/time step",0]
["QUsePI","289;1",0.38,"MG/time step","QUsePI","289;1",0.38,"MG/time step","QUsePI","289;1",0.38,"MG/time step","QUsePI","289;1",0.38,"MG/time step","QUsePI","289;1",0.38,"MG/time step","QUsePI","289;1",0.38,"MG/time step",0]
["QUsePI","290;1",0.38,"MG/time step","QUsePI","290;1",0.38,"MG/time step","QUsePI","290;1",0.38,"MG/time step","QUsePI","290;1",0.38,"MG/time step","QUsePI","290;1",0.38,"MG/time step","QUsePI","290;1",0.38,"MG/time step",0]
["QUsePI","291;1",0.38,"MG/time step","QUsePI","291;1",0.38,"MG/time step","QUsePI","291;1",0.38,"MG/time step","QUsePI","291;1",0.38,"MG/time step","QUsePI","291;1",0.38,"MG/time step","QUsePI","291;1",0.38,"MG/time step",0]
["QUsePI","292;1",0.38,"MG/time step","QUsePI","292;1",0.38,"MG/time step","QUsePI","292;1",0.38,"MG/time step","QUsePI","292;1",0.38,"MG/time step","QUsePI","292;1",0.38,"MG/time step","QUsePI","292;1",0.38,"MG/time step",0]
["QUsePI","293;1",0.38,"MG/time step","QUsePI","293;1",0.38,"MG/time step","QUsePI","293;1",0.38,"MG/time step","QUsePI","293;1",0.38,"MG/time step","QUsePI","293;1",0.38,"MG/time step","QUsePI","293;1",0.38,"MG/time step",0]
["QUsePI","294;1",0.38,"MG/time step","QUsePI","294;1",0.38,"MG/time step","QUsePI","294;1",0.38,"MG/time step","QUsePI","294;1",0.38,"MG/time step","QUsePI","294;1",0.38,"MG/time step","QUsePI","294;1",0.38,"MG/time step",0]
["QUsePI","295;1",0.38,"MG/time step","QUsePI","295;1",0.38,"MG/time step","QUsePI","295;1",0.38,"MG/time step","QUsePI","295;1",0.38,"MG/time step","QUsePI","295;1",0.38,"MG/time step","QUsePI","295;1",0.38,"MG/time step",0]
["QUsePI","296;1",0.38,"MG/time step","QUsePI","296;1",0.38,"MG/time step","QUsePI","296;1",0.38,"MG/time step","QUsePI","296;1",0.38,"MG/time step","QUsePI","296;1",0.38,"MG/time step","QUsePI","296;1",0.38,"MG/time step",0]
["QUsePI","297;1",0.38,"MG/time step","QUsePI","297;1",0.38,"MG/time step","QUsePI","297;1",0.38,"MG/time step","QUsePI","297;1",0.38,"MG/time step","QUsePI","297;1",0.38,"MG/time step","QUsePI","297;1",0.38,"MG/time step",0]
["QUsePI","298;1",0.38,"MG/time step","QUsePI","298;1",0.38,"MG/time step","QUsePI","298;1",0.38,"MG/time step","QUsePI","298;1",0.38,"MG/time step","QUsePI","298;1",0.38,"MG/time step","QUsePI","298;1",0.38,"MG/time step",0]
["QUsePI","299;1",0.38,"MG/time step","QUsePI","299;1",0.38,"MG/time step","QUsePI","299;1",0.38,"MG/time step","QUsePI","299;1",0.38,"MG/time step","QUsePI","299;1",0.38,"MG/time step","QUsePI","299;1",0.38,"MG/time step",0]
["QUsePI","300;1",0.38,"MG/time step","QUsePI","300;1",0.38,"MG/time step","QUsePI","300;1",0.38,"MG/time step","QUsePI","300;1",0.38,"MG/time step","QUsePI","300;1",0.38,"MG/time step","QUsePI","300;1",0.38,"MG/time step",0]
["QUsePI","301;1",0.38,"MG/time step","QUsePI","301;1",0.38,"MG/time step","QUsePI","301;1",0.38,"MG/time step","QUsePI","301;1",0.38,"MG/time step","QUsePI","301;1",0.38,"MG/time step","QUsePI","301;1",0.38,"MG/time step",0]
["QUsePI","302;1",0.38,"MG/time step","QUsePI","302;1",0.38,"MG/time step","QUsePI","302;1",0.38,"MG/time step","QUsePI","302;1",0.38,"MG/time step","QUsePI","302;1",0.38,"MG/time step","QUsePI","302;1",0.38,"MG/time step",0]
["QUsePI","303;1",0.38,"MG/time step","QUsePI","303;1",0.38,"MG/time step","QUsePI","303;1",0.38,"MG/time step","QUsePI","303;1",0.38,"MG/time step","QUsePI","303;1",0.38,"MG/time step","QUsePI","303;1",0.38,"MG/time step",0]
["QUsePI","304;1",0.38,"MG/time step","QUsePI","304;1",0.38,"MG/time step","QUsePI","304;1",0.38,"MG/time step","QUsePI","304;1",0.38,"MG/time step","QUsePI","304;1",0.38,"MG/time step","QUsePI","304;1",0.38,"MG/time step",0]
["QUsePI","305;1",0.34,"MG/time step","QUsePI","305;1",0.34,"MG/time step","QUsePI","305;1",0.34,"MG/time step","QUsePI","305;1",0.34,"MG/time step","QUsePI","305;1",0.34,"MG/time step","QUsePI","305;1",0.34,"MG/time step",0]
["QUsePI","306;1",0.34,"MG/time step","QUsePI","306;1",0.34,"MG/time step","QUsePI","306;1",0.34,"MG/time step","QUsePI","306;1",0.34,"MG/time step","QUsePI","306;1",0.34,"MG/time step","QUsePI","306;1",0.34,"MG/time step",0]
["QUsePI","307;1",0.34,"MG/time step","QUsePI","307;1",0.34,"MG/time step","QUsePI","307;1",0.34,"MG/time step","QUsePI","307;1",0.34,"MG/time step","QUsePI","307;1",0.34,"MG/time step","QUsePI","307;1",0.34,"MG/time step",0]
["QUsePI","308;1",0.34,"MG/time step","QUsePI","308;1",0.34,"MG/time step","QUsePI","308;1",0.34,"MG/time step","QUsePI","308;1",0.34,"MG/time step","QUsePI","308;1",0.34,"MG/time step","QUsePI","308;1",0.34,"MG/time step",0]
["QUsePI","309;1",0.34,"MG/time step","QUsePI","309;1",0.34,"MG/time step","QUsePI","309;1",0.34,"MG/time step","QUsePI","309;1",0.34,"MG/time step","QUsePI","309;1",0.34,"MG/time step","QUsePI","309;1",0.34,"MG/time step",0]
["QUsePI","310;1",0.34,"MG/time step","QUsePI","310;1",0.34,"MG/time step","QUsePI","310;1",0.34,"MG/time step","QUsePI","310;1",0.34,"MG/time step","QUsePI","310;1",0.34,"MG/time step","QUsePI","310;1",0.34,"MG/time step",0]
["QUsePI","311;1",0.34,"MG/time step","QUsePI","311;1",0.34,"MG/time step","QUsePI","311;1",0.34,"MG/time step","QUsePI","311;1",0.34,"MG/time step","QUsePI","311;1",0.34,"MG/time step","QUsePI","311;1",0.34,"MG/time step",0]
["QUsePI","312;1",0.34,"MG/time step","QUsePI","312;1",0.34,"MG/time step","QUsePI","312;1",0.34,"MG/time step","QUsePI","312;1",0.34,"MG/time step","QUsePI","312;1",0.34,"MG/time step","QUsePI","312;1",0.34,"MG/time step",{"$f":"IF(ISNUMBER(C708),IF(AVERAGE(C708,G708,K708,O708,S708,W708)<>MAX(C708,G708,K708,O708,S708,W708),1,0),\"\")","v":0}]
["QUsePI","313;1",0.34,"MG/time step","QUsePI","313;1",0.34,"MG/time step","QUsePI","313;1",0.34,"MG/time step","QUsePI","313;1",0.34,"MG/time step","QUsePI","313;1",0.34,"MG/time step","QUsePI","313;1",0.34,"MG/time step",0]
["QUsePI","314;1",0.34,"MG/time step","QUsePI","314;1",0.34,"MG/time step","QUsePI","314;1",0.34,"MG/time step","QUsePI","314;1",0.34,"MG/time step","QUsePI","314;1",0.34,"MG/time step","QUsePI","314;1",0.34,"MG/time step",0]
["QUsePI","315;1",0.34,"MG/time step","QUsePI","315;1",0.34,"MG/time step","QUsePI","315;1",0.34,"MG/time step","QUsePI","315;1",0.34,"MG/time step","QUsePI","315;1",0.34,"MG/time step","QUsePI","315;1",0.34,"MG/time step",0]
["QUsePI","316;1",0.34,"MG/time step","QUsePI","316;1",0.34,"MG/time step","QUsePI","316;1",0.34,"MG/time step","QUsePI","316;1",0.34,"MG/time step","QUsePI","316;1",0.34,"MG/time step","QUsePI","316;1",0.34,"MG/time step",0]
["QUsePI","317;1",0.34,"MG/time step","QUsePI","317;1",0.34,"MG/time step","QUsePI","317;1",0.34,"MG/time step","QUsePI","317;1",0.34,"MG/time step","QUsePI","317;1",0.34,"MG/time step","QUsePI","317;1",0.34,"MG/time step",0]
["QUsePI","318;1",0.34,"MG/time step","QUsePI","318;1",0.34,"MG/time step","QUsePI","318;1",0.34,"MG/time step","QUsePI","318;1",0.34,"MG/time step","QUsePI","318;1",0.34,"MG/time step","QUsePI","318;1",0.34,"MG/time step",0]
["QUsePI","319;1",0.34,"MG/time step","QUsePI","319;1",0.34,"MG/time step","QUsePI","319;1",0.34,"MG/time step","QUsePI","319;1",0.34,"MG/time step","QUsePI","319;1",0.34,"MG/time step","QUsePI","319;1",0.34,"MG/time step",0]
["QUsePI","320;1",0.34,"MG/time step","QUsePI","320;1",0.34,"MG/time step","QUsePI","320;1",0.34,"MG/time step","QUsePI","320;1",0.34,"MG/time step","QUsePI","320;1",0.34,"MG/time step","QUsePI","320;1",0.34,"MG/time step",0]
["QUsePI","321;1",0.34,"MG/time step","QUsePI","321;1",0.34,"MG/time step","QUsePI","321;1",0.34,"MG/time step","QUsePI","321;1",0.34,"MG/time step","QUsePI","321;1",0.34,"MG/time step","QUsePI","321;1",0.34,"MG/time step",0]
["QUsePI","322;1",0.34,"MG/time step","QUsePI","322;1",0.34,"MG/time step","QUsePI","322;1",0.34,"MG/time step","QUsePI","322;1",0.34,"MG/time step","QUsePI","322;1",0.34,"MG/time step","QUsePI","322;1",0.34,"MG/time step",0]
["QUsePI","323;1",0.34,"MG/time step","QUsePI","323;1",0.34,"MG/time step","QUsePI","323;1",0.34,"MG/time step","QUsePI","323;1",0.34,"MG/time step","QUsePI","323;1",0.34,"MG/time step","QUsePI","323;1",0.34,"MG/time step",0]
["QUsePI","324;1",0.34,"MG/time step","QUsePI","324;1",0.34,"MG/time step","QUsePI","324;1",0.34,"MG/time step","QUsePI","324;1",0.34,"MG/time step","QUsePI","324;1",0.34,"MG/time step","QUsePI","324;1",0.34,"MG/time step",0]
["QUsePI","325;1",0.34,"MG/time step","QUsePI","325;1",0.34,"MG/time step","QUsePI","325;1",0.34,"MG/time step","QUsePI","325;1",0.34,"MG/time step","QUsePI","325;1",0.34,"MG/time step","QUsePI","325;1",0.34,"MG/time step",0]
["QUsePI","326;1",0.34,"MG/time step","QUsePI","326;1",0.34,"MG/time step","QUsePI","326;1",0.34,"MG/time step","QUsePI","326;1",0.34,"MG/time step","QUsePI","326;1",0.34,"MG/time step","QUsePI","326;1",0.34,"MG/time step",0]
["QUsePI","327;1",0.34,"MG/time step","QUsePI","327;1",0.34,"MG/time step","QUsePI","327;1",0.34,"MG/time step","QUsePI","327;1",0.34,"MG/time step","QUsePI","327;1",0.34,"MG/time step","QUsePI","327;1",0.34,"MG/time step",0]
["QUsePI","328;1",0.34,"MG/time step","QUsePI","328;1",0.34,"MG/time step","QUsePI","328;1",0.34,"MG/time step","QUsePI","328;1",0.34,"MG/time step","QUsePI","328;1",0.34,"MG/time step","QUsePI","328;1",0.34,"MG/time step",0]
["QUsePI","329;1",0.34,"MG/time step","QUsePI","329;1",0.34,"MG/time step","QUsePI","329;1",0.34,"MG/time step","QUsePI","329;1",0.34,"MG/time step","QUsePI","329;1",0.34,"MG/time step","QUsePI","329;1",0.34,"MG/time step",0]
["QUsePI","330;1",0.34,"MG/time step","QUsePI","330;1",0.34,"MG/time step","QUsePI","330;1",0.34,"MG/time step","QUsePI","330;1",0.34,"MG/time step","QUsePI","330;1",0.34,"MG/time step","QUsePI","330;1",0.34,"MG/time step",0]
["QUsePI","331;1",0.34,"MG/time step","QUsePI","331;1",0.34,"MG/time step","QUsePI","331;1",0.34,"MG/time step","QUsePI","331;1",0.34,"MG/time step","QUsePI","331;1",0.34,"MG/time step","QUsePI","331;1",0.34,"MG/time step",0]
["QUsePI","332;1",0.34,"MG/time step","QUsePI","332;1",0.34,"MG/time step","QUsePI","332;1",0.34,"MG/time step","QUsePI","332;1",0.34,"MG/time step","QUsePI","332;1",0.34,"MG/time step","QUsePI","332;1",0.34,"MG/time step",0]
["QUsePI","333;1",0.34,"MG/time step","QUsePI","333;1",0.34,"MG/time step","QUsePI","333;1",0.34,"MG/time step","QUsePI","333;1",0.34,"MG/time step","QUsePI","333;1",0.34,"MG/time step","QUsePI","333;1",0.34,"MG/time step",0]
["QUsePI","334;1",0.34,"MG/time step","QUsePI","334;1",0.34,"MG/time step","QUsePI","334;1",0.34,"MG/time step","QUsePI","334;1",0.34,"MG/time step","QUsePI","334;1",0.34,"MG/time step","QUsePI","334;1",0.34,"MG/time step",0]
["QUsePI","335;1",0.35,"MG/time step","QUsePI","335;1",0.35,"MG/time step","QUsePI","335;1",0.35,"MG/time step","QUsePI","335;1",0.35,"MG/time step","QUsePI","335;1",0.35,"MG/time step","QUsePI","335;1",0.35,"MG/time step",0]
["QUsePI","336;1",0.35,"MG/time step","QUsePI","336;1",0.35,"MG/time step","QUsePI","336;1",0.35,"MG/time step","QUsePI","336;1",0.35,"MG/time step","QUsePI","336;1",0.35,"MG/time step","QUsePI","336;1",0.35,"MG/time step",0]
["QUsePI","337;1",0.35,"MG/time step","QUsePI","337;1",0.35,"MG/time step","QUsePI","337;1",0.35,"MG/time step","QUsePI","337;1",0.35,"MG/time step","QUsePI","337;1",0.35,"MG/time step","QUsePI","337;1",0.35,"MG/time step",0]
["QUsePI","338;1",0.35,"MG/time step","QUsePI","338;1",0.35,"MG/time step","QUsePI","338;1",0.35,"MG/time step","QUsePI","338;1",0.35,"MG/time step","QUsePI","338;1",0.35,"MG/time step","QUsePI","338;1",0.35,"MG/time step",0]
["QUsePI","339;1",0.35,"MG/time step","QUsePI","339;1",0.35,"MG/time step","QUsePI","339;1",0.35,"MG/time step","QUsePI","339;1",0.35,"MG/time step","QUsePI","339;1",0.35,"MG/time step","QUsePI","339;1",0.35,"MG/time step",0]
["QUsePI","340;1",0.35,"MG/time step","QUsePI","340;1",0.35,"MG/time step","QUsePI","340;1",0.35,"MG/time step","QUsePI","340;1",0.35,"MG/time step","QUsePI","340;1",0.35,"MG/time step","QUsePI","340;1",0.35,"MG/time step",0]
["QUsePI","341;1",0.35,"MG/time step","QUsePI","341;1",0.35,"MG/time step","QUsePI","341;1",0.35,"MG/time step","QUsePI","341;1",0.35,"MG/time step","QUsePI","341;1",0.35,"MG/time step","QUsePI","341;1",0.35,"MG/time step",0]
["QUsePI","342;1",0.35,"MG/time step","QUsePI","342;1",0.35,"MG/time step","QUsePI","342;1",0.35,"MG/time step","QUsePI","342;1",0.35,"MG/time step","QUsePI","342;1",0.35,"MG/time step","QUsePI","342;1",0.35,"MG/time step",0]
["QUsePI","343;1",0.35,"MG/time step","QUsePI","343;1",0.35,"MG/time step","QUsePI","343;1",0.35,"MG/time step","QUsePI","343;1",0.35,"MG/time step","QUsePI","343;1",0.35,"MG/time step","QUsePI","343;1",0.35,"MG/time step",0]
["QUsePI","344;1",0.35,"MG/time step","QUsePI","344;1",0.35,"MG/time step","QUsePI","344;1",0.35,"MG/time step","QUsePI","344;1",0.35,"MG/time step","QUsePI","344;1",0.35,"MG/time step","QUsePI","344;1",0.35,"MG/time step",0]
["QUsePI","345;1",0.35,"MG/time step","QUsePI","345;1",0.35,"MG/time step","QUsePI","345;1",0.35,"MG/time step","QUsePI","345;1",0.35,"MG/time step","QUsePI","345;1",0.35,"MG/time step","QUsePI","345;1",0.35,"MG/time step",0]
["QUsePI","346;1",0.35,"MG/time step","QUsePI","346;1",0.35,"MG/time step","QUsePI","346;1",0.35,"MG/time step","QUsePI","346;1",0.35,"MG/time step","QUsePI","346;1",0.35,"MG/time step","QUsePI","346;1",0.35,"MG/time step",0]
["QUsePI","347;1",0.35,"MG/time step","QUsePI","347;1",0.35,"MG/time step","QUsePI","347;1",0.35,"MG/time step","QUsePI","347;1",0.35,"MG/time step","QUsePI","347;1",0.35,"MG/time step","QUsePI","347;1",0.35,"MG/time step",0]
["QUsePI","348;1",0.35,"MG/time step","QUsePI","348;1",0.35,"MG/time step","QUsePI","348;1",0.35,"MG/time step","QUsePI","348;1",0.35,"MG/time step","QUsePI","348;1",0.35,"MG/time step","QUsePI","348;1",0.35,"MG/time step",0]
["QUsePI","349;1",0.35,"MG/time step","QUsePI","349;1",0.35,"MG/time step","QUsePI","349;1",0.35,"MG/time step","QUsePI","349;1",0.35,"MG/time step","QUsePI","349;1",0.35,"MG/time step","QUsePI","349;1",0.35,"MG/time step",0]
["QUsePI","350;1",0.35,"MG/time step","QUsePI","350;1",0.35,"MG/time step","QUsePI","350;1",0.35,"MG/time step","QUsePI","350;1",0.35,"MG/time step","QUsePI","350;1",0.35,"MG/time step","QUsePI","350;1",0.35,"MG/time step",0]
["QUsePI","351;1",0.35,"MG/time step","QUsePI","351;1",0.35,"MG/time step","QUsePI","351;1",0.35,"MG/time step","QUsePI","351;1",0.35,"MG/time step","QUsePI","351;1",0.35,"MG/time step","QUsePI","351;1",0.35,"MG/time step",0]
["QUsePI","352;1",0.35,"MG/time step","QUsePI","352;1",0.35,"MG/time step","QUsePI","352;1",0.35,"MG/time step","QUsePI","352;1",0.35,"MG/time step","QUsePI","352;1",0.35,"MG/time step","QUsePI","352;1",0.35,"MG/time step",0]
["QUsePI","353;1",0.35,"MG/time step","QUsePI","353;1",0.35,"MG/time step","QUsePI","353;1",0.35,"MG/time step","QUsePI","353;1",0.35,"MG/time step","QUsePI","353;1",0.35,"MG/time step","QUsePI","353;1",0.35,"MG/time step",0]
["QUsePI","354;1",0.35,"MG/time step","QUsePI","354;1",0.35,"MG/time step","QUsePI","354;1",0.35,"MG/time step","QUsePI","354;1",0.35,"MG/time step","QUsePI","354;1",0.35,"MG/time step","QUsePI","354;1",0.35,"MG/time step",0]
["QUsePI","355;1",0.35,"MG/time step","QUsePI","355;1",0.35,"MG/time step","QUsePI","355;1",0.35,"MG/time step","QUsePI","355;1",0.35,"MG/time step","QUsePI","355;1",0.35,"MG/time step","QUsePI","355;1",0.35,"MG/time step",0]
["QUsePI","356;1",0.35,"MG/time step","QUsePI","356;1",0.35,"MG/time step","QUsePI","356;1",0.35,"MG/time step","QUsePI","356;1",0.35,"MG/time step","QUsePI","356;1",0.35,"MG/time step","QUsePI","356;1",0.35,"MG/time step",0]
["QUsePI","357;1",0.35,"MG/time step","QUsePI","357;1",0.35,"MG/time step","QUsePI","357;1",0.35,"MG/time step","QUsePI","357;1",0.35,"MG/time step","QUsePI","357;1",0.35,"MG/time step","QUsePI","357;1",0.35,"MG/time step",0]
["QUsePI","358;1",0.35,"MG/time step","QUsePI","358;1",0.35,"MG/time step","QUsePI","358;1",0.35,"MG/time step","QUsePI","358;1",0.35,"MG/time step","QUsePI","358;1",0.35,"MG/time step","QUsePI","358;1",0.35,"MG/time step",0]
["QUsePI","359;1",0.35,"MG/time step","QUsePI","359;1",0.35,"MG/time step","QUsePI","359;1",0.35,"MG/time step","QUsePI","359;1",0.35,"MG/time step","QUsePI","359;1",0.35,"MG/time step","QUsePI","359;1",0.35,"MG/time step",0]
["QUsePI","360;1",0.35,"MG/time step","QUsePI","360;1",0.35,"MG/time step","QUsePI","360;1",0.35,"MG/time step","QUsePI","360;1",0.35,"MG/time step","QUsePI","360;1",0.35,"MG/time step","QUsePI","360;1",0.35,"MG/time step",0]
["QUsePI","361;1",0.35,"MG/time step","QUsePI","361;1",0.35,"MG/time step","QUsePI","361;1",0.35,"MG/time step","QUsePI","361;1",0.35,"MG/time step","QUsePI","361;1",0.35,"MG/time step","QUsePI","361;1",0.35,"MG/time step",0]
["QUsePI","362;1",0.35,"MG/time step","QUsePI","362;1",0.35,"MG/time step","QUsePI","362;1",0.35,"MG/time step","QUsePI","362;1",0.35,"MG/time step","QUsePI","362;1",0.35,"MG/time step","QUsePI","362;1",0.35,"MG/time step",0]
["QUsePI","363;1",0.35,"MG/time step","QUsePI","363;1",0.35,"MG/time step","QUsePI","363;1",0.35,"MG/time step","QUsePI","363;1",0.35,"MG/time step","QUsePI","363;1",0.35,"MG/time step","QUsePI","363;1",0.35,"MG/time step",0]
["QUsePI","364;1",0.35,"MG/time step","QUsePI","364;1",0.35,"MG/time step","QUsePI","364;1",0.35,"MG/time step","QUsePI","364;1",0.35,"MG/time step","QUsePI","364;1",0.35,"MG/time step","QUsePI","364;1",0.35,"MG/time step",0]
["QUsePI","365;1",0.35,"MG/time step","QUsePI","365;1",0.35,"MG/time step","QUsePI","365;1",0.35,"MG/time step","QUsePI","365;1",0.35,"MG/time step","QUsePI","365;1",0.35,"MG/time step","QUsePI","365;1",0.35,"MG/time step",0]
["QUsePI","1;2",2.46,"MG/time step","QUsePI","1;2",2.46,"MG/time step","QUsePI","1;2",2.46,"MG/time step","QUsePI","1;2",2.46,"MG/time step","QUsePI","1;2",2.46,"MG/time step","QUsePI","1;2",2.46,"MG/time step",0]
["QUsePI","2;2",2.46,"MG/time step","QUsePI","2;2",2.46,"MG/time step","QUsePI","2;2",2.46,"MG/time step","QUsePI","2;2",2.46,"MG/time step","QUsePI","2;2",2.46,"MG/time step","QUsePI","2;2",2.46,"MG/time step",0]
["QUsePI","3;2",2.46,"MG/time step","QUsePI","3;2",2.46,"MG/time step","QUsePI","3;2",2.46,"MG/time step","QUsePI","3;2",2.46,"MG/time step","QUsePI","3;2",2.46,"MG/time step","QUsePI","3;2",2.46,"MG/time step",0]
["QUsePI","4;2",2.46,"MG/time step","QUsePI","4;2",2.46,"MG/time step","QUsePI","4;2",2.46,"MG/time step","QUsePI","4;2",2.46,"MG/time step","QUsePI","4;2",2.46,"MG/time step","QUsePI","4;2",2.46,"MG/time step",0]
["QUsePI","5;2",2.46,"MG/time step","QUsePI","5;2",2.46,"MG/time step","QUsePI","5;2",2.46,"MG/time step","QUsePI","5;2",2.46,"MG/time step","QUsePI","5;2",2.46,"MG/time step","QUsePI","5;2",2.46,"MG/time step",0]
["QUsePI","6;2",2.46,"MG/time step","QUsePI","6;2",2.46,"MG/time step","QUsePI","6;2",2.46,"MG/time step","QUsePI","6;2",2.46,"MG/time step","QUsePI","6;2",2.46,"MG/time step","QUsePI","6;2",2.46,"MG/time step",0]
["QUsePI","7;2",2.46,"MG/time step","QUsePI","7;2",2.46,"MG/time step","QUsePI","7;2",2.46,"MG/time step","QUsePI","7;2",2.46,"MG/time step","QUsePI","7;2",2.46,"MG/time step","QUsePI","7;2",2.46,"MG/time step",0]
["QUsePI","8;2",2.46,"MG/time step","QUsePI","8;2",2.46,"MG/time step","QUsePI","8;2",2.46,"MG/time step","QUsePI","8;2",2.46,"MG/time step","QUsePI","8;2",2.46,"MG/time step","QUsePI","8;2",2.46,"MG/time step",0]
["QUsePI","9;2",2.46,"MG/time step","QUsePI","9;2",2.46,"MG/time step","QUsePI","9;2",2.46,"MG/time step","QUsePI","9;2",2.46,"MG/time step","QUsePI","9;2",2.46,"MG/time step","QUsePI","9;2",2.46,"MG/time step",0]
["QUsePI","10;2",2.46,"MG/time step","QUsePI","10;2",2.46,"MG/time step","QUsePI","10;2",2.46,"MG/time step","QUsePI","10;2",2.46,"MG/time step","QUsePI","10;2",2.46,"MG/time step","QUsePI","10;2",2.46,"MG/time step",0]
["QUsePI","11;2",2.46,"MG/time step","QUsePI","11;2",2.46,"MG/time step","QUsePI","11;2",2.46,"MG/time step","QUsePI","11;2",2.46,"MG/time step","QUsePI","11;2",2.46,"MG/time step","QUsePI","11;2",2.46,"MG/time step",{"$f":"IF(ISNUMBER(C772),IF(AVERAGE(C772,G772,K772,O772,S772,W772)<>MAX(C772,G772,K772,O772,S772,W772),1,0),\"\")","v":0}]
["QUsePI","12;2",2.46,"MG/time step","QUsePI","12;2",2.46,"MG/time step","QUsePI","12;2",2.46,"MG/time step","QUsePI","12;2",2.46,"MG/time step","QUsePI","12;2",2.46,"MG/time step","QUsePI","12;2",2.46,"MG/time step",0]
["QUsePI","13;2",2.46,"MG/time step","QUsePI","13;2",2.46,"MG/time step","QUsePI","13;2",2.46,"MG/time step","QUsePI","13;2",2.46,"MG/time step","QUsePI","13;2",2.46,"MG/time step","QUsePI","13;2",2.46,"MG/time step",0]
["QUsePI","14;2",2.46,"MG/time step","QUsePI","14;2",2.46,"MG/time step","QUsePI","14;2",2.46,"MG/time step","QUsePI","14;2",2.46,"MG/time step","QUsePI","14;2",2.46,"MG/time step","QUsePI","14;2",2.46,"MG/time step",0]
["QUsePI","15;2",2.46,"MG/time step","QUsePI","15;2",2.46,"MG/time step","QUsePI","15;2",2.46,"MG/time step","QUsePI","15;2",2.46,"MG/time step","QUsePI","15;2",2.46,"MG/time step","QUsePI","15;2",2.46,"MG/time step",0]
["QUsePI","16;2",2.46,"MG/time step","QUsePI","16;2",2.46,"MG/time step","QUsePI","16;2",2.46,"MG/time step","QUsePI","16;2",2.46,"MG/time step","QUsePI","16;2",2.46,"MG/time step","QUsePI","16;2",2.46,"MG/time step",0]
["QUsePI","17;2",2.46,"MG/time step","QUsePI","17;2",2.46,"MG/time step","QUsePI","17;2",2.46,"MG/time step","QUsePI","17;2",2.46,"MG/time step","QUsePI","17;2",2.46,"MG/time step","QUsePI","17;2",2.46,"MG/time step",0]
["QUsePI","18;2",2.46,"MG/time step","QUsePI","18;2",2.46,"MG/time step","QUsePI","18;2",2.46,"MG/time step","QUsePI","18;2",2.46,"MG/time step","QUsePI","18;2",2.46,"MG/time step","QUsePI","18;2",2.46,"MG/time step",0]
["QUsePI","19;2",2.46,"MG/time step","QUsePI","19;2",2.46,"MG/time step","QUsePI","19;2",2.46,"MG/time step","QUsePI","19;2",2.46,"MG/time step","QUsePI","19;2",2.46,"MG/time step","QUsePI","19;2",2.46,"MG/time step",0]
["QUsePI","20;2",2.46,"MG/time step","QUsePI","20;2",2.46,"MG/time step","QUsePI","20;2",2.46,"MG/time step","QUsePI","20;2",2.46,"MG/time step","QUsePI","20;2",2.46,"MG/time step","QUsePI","20;2",2.46,"MG/time step",0]
["QUsePI","21;2",2.46,"MG/time step","QUsePI","21;2",2.46,"MG/time step","QUsePI","21;2",2.46,"MG/time step","QUsePI","21;2",2.46,"MG/time step","QUsePI","21;2",2.46,"MG/time step","QUsePI","21;2",2.46,"MG/time step",0]
["QUsePI","22;2",2.46,"MG/time step","QUsePI","22;2",2.46,"MG/time step","QUsePI","22;2",2.46,"MG/time step","QUsePI","22;2",2.46,"MG/time step","QUsePI","22;2",2.46,"MG/time step","QUsePI","22;2",2.46,"MG/time step",0]
["QUsePI","23;2",2.46,"MG/time step","QUsePI","23;2",2.46,"MG/time step","QUsePI","23;2",2.46,"MG/time step","QUsePI","23;2",2.46,"MG/time step","QUsePI","23;2",2.46,"MG/time step","QUsePI","23;2",2.46,"MG/time step",0]
["QUsePI","24;2",2.46,"MG/time step","QUsePI","24;2",2.46,"MG/time step","QUsePI","24;2",2.46,"MG/time step","QUsePI","24;2",2.46,"MG/time step","QUsePI","24;2",2.46,"MG/time step","QUsePI","24;2",2.46,"MG/time step",0]
["QUsePI","25;2",2.46,"MG/time step","QUsePI","25;2",2.46,"MG/time step","QUsePI","25;2",2.46,"MG/time step","QUsePI","25;2",2.46,"MG/time step","QUsePI","25;2",2.46,"MG/time step","QUsePI","25;2",2.46,"MG/time step",0]
["QUsePI","26;2",2.46,"MG/time step","QUsePI","26;2",2.46,"MG/time step","QUsePI","26;2",2.46,"MG/time step","QUsePI","26;2",2.46,"MG/time step","QUsePI","26;2",2.46,"MG/time step","QUsePI","26;2",2.46,"MG/time step",0]
["QUsePI","27;2",2.46,"MG/time step","QUsePI","27;2",2.46,"MG/time step","QUsePI","27;2",2.46,"MG/time step","QUsePI","27;2",2.46,"MG/time step","QUsePI","27;2",2.46,"MG/time step","QUsePI","27;2",2.46,"MG/time step",0]
["QUsePI","28;2",2.46,"MG/time step","QUsePI","28;2",2.46,"MG/time step","QUsePI","28;2",2.46,"MG/time step","QUsePI","28;2",2.46,"MG/time step","QUsePI","28;2",2.46,"MG/time step","QUsePI","28;2",2.46,"MG/time step",0]
["QUsePI","29;2",2.46,"MG/time step","QUsePI","29;2",2.46,"MG/time step","QUsePI","29;2",2.46,"MG/time step","QUsePI","29;2",2.46,"MG/time step","QUsePI","29;2",2.46,"MG/time step","QUsePI","29;2",2.46,"MG/time step",0]
["QUsePI","30;2",2.46,"MG/time step","QUsePI","30;2",2.46,"MG/time step","QUsePI","30;2",2.46,"MG/time step","QUsePI","30;2",2.46,"MG/time step","QUsePI","30;2",2.46,"MG/time step","QUsePI","30;2",2.46,"MG/time step",0]
["QUsePI","31;2",2.46,"MG/time step","QUsePI","31;2",2.46,"MG/time step","QUsePI","31;2",2.46,"MG/time step","QUsePI","31;2",2.46,"MG/time step","QUsePI","31;2",2.46,"MG/time step","QUsePI","31;2",2.46,"MG/time step",0]
["QUsePI","32;2",2.4,"MG/time step","QUsePI","32;2",2.4,"MG/time step","QUsePI","32;2",2.4,"MG/time step","QUsePI","32;2",2.4,"MG/time step","QUsePI","32;2",2.4,"MG/time step","QUsePI","32;2",2.4,"MG/time step",0]
["QUsePI","33;2",2.4,"MG/time step","QUsePI","33;2",2.4,"MG/time step","QUsePI","33;2",2.4,"MG/time step","QUsePI","33;2",2.4,"MG/time step","QUsePI","33;2",2.4,"MG/time step","QUsePI","33;2",2.4,"MG/time step",0]
["QUsePI","34;2",2.4,"MG/time step","QUsePI","34;2",2.4,"MG/time step","QUsePI","34;2",2.4,"MG/time step","QUsePI","34;2",2.4,"MG/time step","QUsePI","34;2",2.4,"MG/time step","QUsePI","34;2",2.4,"MG/time step",0]
["QUsePI","35;2",2.4,"MG/time step","QUsePI","35;2",2.4,"MG/time step","QUsePI","35;2",2.4,"MG/time step","QUsePI","35;2",2.4,"MG/time step","QUsePI","35;2",2.4,"MG/time step","QUsePI","35;2",2.4,"MG/time step",0]
["QUsePI","36;2",2.4,"MG/time step","QUsePI","36;2",2.4,"MG/time step","QUsePI","36;2",2.4,"MG/time step","QUsePI","36;2",2.4,"MG/time step","QUsePI","36;2",2.4,"MG/time step","QUsePI","36;2",2.4,"MG/time step",0]
["QUsePI","37;2",2.4,"MG/time step","QUsePI","37;2",2.4,"MG/time step","QUsePI","37;2",2.4,"MG/time step","QUsePI","37;2",2.4,"MG/time step","QUsePI","37;2",2.4,"MG/time step","QUsePI","37;2",2.4,"MG/time step",0]
["QUsePI","38;2",2.4,"MG/time step","QUsePI","38;2",2.4,"MG/time step","QUsePI","38;2",2.4,"MG/time step","QUsePI","38;2",2.4,"MG/time step","QUsePI","38;2",2.4,"MG/time step","QUsePI","38;2",2.4,"MG/time step",0]
["QUsePI","39;2",2.4,"MG/time step","QUsePI","39;2",2.4,"MG/time step","QUsePI","39;2",2.4,"MG/time step","QUsePI","39;2",2.4,"MG/time step","QUsePI","39;2",2.4,"MG/time step","QUsePI","39;2",2.4,"MG/time step",0]
["QUsePI","40;2",2.4,"MG/time step","QUsePI","40;2",2.4,"MG/time step","QUsePI","40;2",2.4,"MG/time step","QUsePI","40;2",2.4,"MG/time step","QUsePI","40;2",2.4,"MG/time step","QUsePI","40;2",2.4,"MG/time step",0]
["QUsePI","41;2",2.4,"MG/time step","QUsePI","41;2",2.4,"MG/time step","QUsePI","41;2",2.4,"MG/time step","QUsePI","41;2",2.4,"MG/time step","QUsePI","41;2",2.4,"MG/time step","QUsePI","41;2",2.4,"MG/time step",0]
["QUsePI","42;2",2.4,"MG/time step","QUsePI","42;2",2.4,"MG/time step","QUsePI","42;2",2.4,"MG/time step","QUsePI","42;2",2.4,"MG/time step","QUsePI","42;2",2.4,"MG/time step","QUsePI","42;2",2.4,"MG/time step",0]
["QUsePI","43;2",2.4,"MG/time step","QUsePI","43;2",2.4,"MG/time step","QUsePI","43;2",2.4,"MG/time step","QUsePI","43;2",2.4,"MG/time step","QUsePI","43;2",2.4,"MG/time step","QUsePI","43;2",2.4,"MG/time step",0]
["QUsePI","44;2",2.4,"MG/time step","QUsePI","44;2",2.4,"MG/time step","QUsePI","44;2",2.4,"MG/time step","QUsePI","44;2",2.4,"MG/time step","QUsePI","44;2",2.4,"MG/time step","QUsePI","44;2",2.4,"MG/time step",0]
["QUsePI","45;2",2.4,"MG/time step","QUsePI","45;2",2.4,"MG/time step","QUsePI","45;2",2.4,"MG/time step","QUsePI","45;2",2.4,"MG/time step","QUsePI","45;2",2.4,"MG/time step","QUsePI","45;2",2.4,"MG/time step",0]
["QUsePI","46;2",2.4,"MG/time step","QUsePI","46;2",2.4,"MG/time step","QUsePI","46;2",2.4,"MG/time step","QUsePI","46;2",2.4,"MG/time step","QUsePI","46;2",2.4,"MG/time step","QUsePI","46;2",2.4,"MG/time step",0]
["QUsePI","47;2",2.4,"MG/time step","QUsePI","47;2",2.4,"MG/time step","QUsePI","47;2",2.4,"MG/time step","QUsePI","47;2",2.4,"MG/time step","QUsePI","47;2",2.4,"MG/time step","QUsePI","47;2",2.4,"MG/time step",0]
["QUsePI","48;2",2.4,"MG/time step","QUsePI","48;2",2.4,"MG/time step","QUsePI","48;2",2.4,"MG/time step","QUsePI","48;2",2.4,"MG/time step","QUsePI","48;2",2.4,"MG/time step","QUsePI","48;2",2.4,"MG/time step",0]
["QUsePI","49;2",2.4,"MG/time step","QUsePI","49;2",2.4,"MG/time step","QUsePI","49;2",2.4,"MG/time step","QUsePI","49;2",2.4,"MG/time step","QUsePI","49;2",2.4,"MG/time step","QUsePI","49;2",2.4,"MG/time step",0]
["QUsePI","50;2",2.4,"MG/time step","QUsePI","50;2",2.4,"MG/time step","QUsePI","50;2",2.4,"MG/time step","QUsePI","50;2",2.4,"MG/time step","QUsePI","50;2",2.4,"MG/time step","QUsePI","50;2",2.4,"MG/time step",0]
["QUsePI","51;2",2.4,"MG/time step","QUsePI","51;2",2.4,"MG/time step","QUsePI","51;2",2.4,"MG/time step","QUsePI","51;2",2.4,"MG/time step","QUsePI","51;2",2.4,"MG/time step","QUsePI","51;2",2.4,"MG/time step",0]
["QUsePI","52;2",2.4,"MG/time step","QUsePI","52;2",2.4,"MG/time step","QUsePI","52;2",2.4,"MG/time step","QUsePI","52;2",2.4,"MG/time step","QUsePI","52;2",2.4,"MG/time step","QUsePI","52;2",2.4,"MG/time step",0]
["QUsePI","53;2",2.4,"MG/time step","QUsePI","53;2",2.4,"MG/time step","QUsePI","53;2",2.4,"MG/time step","QUsePI","53;2",2.4,"MG/time step","QUsePI","53;2",2.4,"MG/time step","QUsePI","53;2",2.4,"MG/time step",0]
["QUsePI","54;2",2.4,"MG/time step","QUsePI","54;2",2.4,"MG/time step","QUsePI","54;2",2.4,"MG/time step","QUsePI","54;2",2.4,"MG/time step","QUsePI","54;2",2.4,"MG/time step","QUsePI","54;2",2.4,"MG/time step",0]
["QUsePI","55;2",2.4,"MG/time step","QUsePI","55;2",2.4,"MG/time step","QUsePI","55;2",2.4,"MG/time step","QUsePI","55;2",2.4,"MG/time step","QUsePI","55;2",2.4,"MG/time step","QUsePI","55;2",2.4,"MG/time step",0]
["QUsePI","56;2",2.4,"MG/time step","QUsePI","56;2",2.4,"MG/time step","QUsePI","56;2",2.4,"MG/time step","QUsePI","56;2",2.4,"MG/time step","QUsePI","56;2",2.4,"MG/time step","QUsePI","56;2",2.4,"MG/time step",0]
["QUsePI","57;2",2.4,"MG/time step","QUsePI","57;2",2.4,"MG/time step","QUsePI","57;2",2.4,"MG/time step","QUsePI","57;2",2.4,"MG/time step","QUsePI","57;2",2.4,"MG/time step","QUsePI","57;2",2.4,"MG/time step",0]
["QUsePI","58;2",2.4,"MG/time step","QUsePI","58;2",2.4,"MG/time step","QUsePI","58;2",2.4,"MG/time step","QUsePI","58;2",2.4,"MG/time step","QUsePI","58;2",2.4,"MG/time step","QUsePI","58;2",2.4,"MG/time step",0]
["QUsePI","59;2",2.4,"MG/time step","QUsePI","59;2",2.4,"MG/time step","QUsePI","59;2",2.4,"MG/time step","QUsePI","59;2",2.4,"MG/time step","QUsePI","59;2",2.4,"MG/time step","QUsePI","59;2",2.4,"MG/time step",0]
["QUsePI","60;2",2.34,"MG/time step","QUsePI","60;2",2.34,"MG/time step","QUsePI","60;2",2.34,"MG/time step","QUsePI","60;2",2.34,"MG/time step","QUsePI","60;2",2.34,"MG/time step","QUsePI","60;2",2.34,"MG/time step",0]
["QUsePI","61;2",2.34,"MG/time step","QUsePI","61;2",2.34,"MG/time step","QUsePI","61;2",2.34,"MG/time step","QUsePI","61;2",2.34,"MG/time step","QUsePI","61;2",2.34,"MG/time step","QUsePI","61;2",2.34,"MG/time step",0]
["QUsePI","62;2",2.34,"MG/time step","QUsePI","62;2",2.34,"MG/time step","QUsePI","62;2",2.34,"MG/time step","QUsePI","62;2",2.34,"MG/time step","QUsePI","62;2",2.34,"MG/time step","QUsePI","62;2",2.34,"MG/time step",0]
["QUsePI","63;2",2.34,"MG/time step","QUsePI","63;2",2.34,"MG/time step","QUsePI","63;2",2.34,"MG/time step","QUsePI","63;2",2.34,"MG/time step","QUsePI","63;2",2.34,"MG/time step","QUsePI","63;2",2.34,"MG/time step",0]
["QUsePI","64;2",2.34,"MG/time step","QUsePI","64;2",2.34,"MG/time step","QUsePI","64;2",2.34,"MG/time step","QUsePI","64;2",2.34,"MG/time step","QUsePI","64;2",2.34,"MG/time step","QUsePI","64;2",2.34,"MG/time step",0]
["QUsePI","65;2",2.34,"MG/time step","QUsePI","65;2",2.34,"MG/time step","QUsePI","65;2",2.34,"MG/time step","QUsePI","65;2",2.34,"MG/time step","QUsePI","65;2",2.34,"MG/time step","QUsePI","65;2",2.34,"MG/time step",0]
["QUsePI","66;2",2.34,"MG/time step","QUsePI","66;2",2.34,"MG/time step","QUsePI","66;2",2.34,"MG/time step","QUsePI","66;2",2.34,"MG/time step","QUsePI","66;2",2.34,"MG/time step","QUsePI","66;2",2.34,"MG/time step",0]
["QUsePI","67;2",2.34,"MG/time step","QUsePI","67;2",2.34,"MG/time step","QUsePI","67;2",2.34,"MG/time step","QUsePI","67;2",2.34,"MG/time step","QUsePI","67;2",2.34,"MG/time step","QUsePI","67;2",2.34,"MG/time step",0]
["QUsePI","68;2",2.34,"MG/time step","QUsePI","68;2",2.34,"MG/time step","QUsePI","68;2",2.34,"MG/time step","QUsePI","68;2",2.34,"MG/time step","QUsePI","68;2",2.34,"MG/time step","QUsePI","68;2",2.34,"MG/time step",0]
["QUsePI","69;2",2.34,"MG/time step","QUsePI","69;2",2.34,"MG/time step","QUsePI","69;2",2.34,"MG/time step","QUsePI","69;2",2.34,"MG/time step","QUsePI","69;2",2.34,"MG/time step","QUsePI","69;2",2.34,"MG/time step",0]
["QUsePI","70;2",2.34,"MG/time step","QUsePI","70;2",2.34,"MG/time step","QUsePI","70;2",2.34,"MG/time step","QUsePI","70;2",2.34,"MG/time step","QUsePI","70;2",2.34,"MG/time step","QUsePI","70;2",2.34,"MG/time step",0]
["QUsePI","71;2",2.34,"MG/time step","QUsePI","71;2",2.34,"MG/time step","QUsePI","71;2",2.34,"MG/time step","QUsePI","71;2",2.34,"MG/time step","QUsePI","71;2",2.34,"MG/time step","QUsePI","71;2",2.34,"MG/time step",0]
["QUsePI","72;2",2.34,"MG/time step","QUsePI","72;2",2.34,"MG/time step","QUsePI","72;2",2.34,"MG/time step","QUsePI","72;2",2.34,"MG/time step","QUsePI","72;2",2.34,"MG/time step","QUsePI","72;2",2.34,"MG/time step",0]
["QUsePI","73;2",2.34,"MG/time step","QUsePI","73;2",2.34,"MG/time step","QUsePI","73;2",2.34,"MG/time step","QUsePI","73;2",2.34,"MG/time step","QUsePI","73;2",2.34,"MG/time step","QUsePI","73;2",2.34,"MG/time step",0]
["QUsePI","74;2",2.34,"MG/time step","QUsePI","74;2",2.34,"MG/time step","QUsePI","74;2",2.34,"MG/time step","QUsePI","74;2",2.34,"MG/time step","QUsePI","74;2",2.34,"MG/time step","QUsePI","74;2",2.34,"MG/time step",0]
["QUsePI","75;2",2.34,"MG/time step","QUsePI","75;2",2.34,"MG/time step","QUsePI","75;2",2.34,"MG/time step","QUsePI","75;2",2.34,"MG/time step","QUsePI","75;2",2.34,"MG/time step","QUsePI","75;2",2.34,"MG/time step",{"$f":"IF(ISNUMBER(C836),IF(AVERAGE(C836,G836,K836,O836,S836,W836)<>MAX(C836,G836,K836,O836,S836,W836),1,0),\"\")","v":0}]
["QUsePI","76;2",2.34,"MG/time step","QUsePI","76;2",2.34,"MG/time step","QUsePI","76;2",2.34,"MG/time step","QUsePI","76;2",2.34,"MG/time step","QUsePI","76;2",2.34,"MG/time step","QUsePI","76;2",2.34,"MG/time step",0]
["QUsePI","77;2",2.34,"MG/time step","QUsePI","77;2",2.34,"MG/time step","QUsePI","77;2",2.34,"MG/time step","QUsePI","77;2",2.34,"MG/time step","QUsePI","77;2",2.34,"MG/time step","QUsePI","77;2",2.34,"MG/time step",0]
["QUsePI","78;2",2.34,"MG/time step","QUsePI","78;2",2.34,"MG/time step","QUsePI","78;2",2.34,"MG/time step","QUsePI","78;2",2.34,"MG/time step","QUsePI","78;2",2.34,"MG/time step","QUsePI","78;2",2.34,"MG/time step",0]
["QUsePI","79;2",2.34,"MG/time step","QUsePI","79;2",2.34,"MG/time step","QUsePI","79;2",2.34,"MG/time step","QUsePI","79;2",2.34,"MG/time step","QUsePI","79;2",2.34,"MG/time step","QUsePI","79;2",2.34,"MG/time step",0]
["QUsePI","80;2",2.34,"MG/time step","QUsePI","80;2",2.34,"MG/time step","QUsePI","80;2",2.34,"MG/time step","QUsePI","80;2",2.34,"MG/time step","QUsePI","80;2",2.34,"MG/time step","QUsePI","80;2",2.34,"MG/time step",0]
["QUsePI","81;2",2.34,"MG/time step","QUsePI","81;2",2.34,"MG/time step","QUsePI","81;2",2.34,"MG/time step","QUsePI","81;2",2.34,"MG/time step","QUsePI","81;2",2.34,"MG/time step","QUsePI","81;2",2.34,"MG/time step",0]
["QUsePI","82;2",2.34,"MG/time step","QUsePI","82;2",2.34,"MG/time step","QUsePI","82;2",2.34,"MG/time step","QUsePI","82;2",2.34,"MG/time step","QUsePI","82;2",2.34,"MG/time step","QUsePI","82;2",2.34,"MG/time step",0]
["QUsePI","83;2",2.34,"MG/time step","QUsePI","83;2",2.34,"MG/time step","QUsePI","83;2",2.34,"MG/time step","QUsePI","83;2",2.34,"MG/time step","QUsePI","83;2",2.34,"MG/time step","QUsePI","83;2",2.34,"MG/time step",0]
["QUsePI","84;2",2.34,"MG/time step","QUsePI","84;2",2.34,"MG/time step","QUsePI","84;2",2.34,"MG/time step","QUsePI","84;2",2.34,"MG/time step","QUsePI","84;2",2.34,"MG/time step","QUsePI","84;2",2.34,"MG/time step",0]
["QUsePI","85;2",2.34,"MG/time step","QUsePI","85;2",2.34,"MG/time step","QUsePI","85;2",2.34,"MG/time step","QUsePI","85;2",2.34,"MG/time step","QUsePI","85;2",2.34,"MG/time step","QUsePI","85;2",2.34,"MG/time step",0]
["QUsePI","86;2",2.34,"MG/time step","QUsePI","86;2",2.34,"MG/time step","QUsePI","86;2",2.34,"MG/time step","QUsePI","86;2",2.34,"MG/time step","QUsePI","86;2",2.34,"MG/time step","QUsePI","86;2",2.34,"MG/time step",0]
["QUsePI","87;2",2.34,"MG/time step","QUsePI","87;2",2.34,"MG/time step","QUsePI","87;2",2.34,"MG/time step","QUsePI","87;2",2.34,"MG/time step","QUsePI","87;2",2.34,"MG/time step","QUsePI","87;2",2.34,"MG/time step",0]
["QUsePI","88;2",2.34,"MG/time step","QUsePI","88;2",2.34,"MG/time step","QUsePI","88;2",2.34,"MG/time step","QUsePI","88;2",2.34,"MG/time step","QUsePI","88;2",2.34,"MG/time step","QUsePI","88;2",2.34,"MG/time step",0]
["QUsePI","89;2",2.34,"MG/time step","QUsePI","89;2",2.34,"MG/time step","QUsePI","89;2",2.34,"MG/time step","QUsePI","89;2",2.34,"MG/time step","QUsePI","89;2",2.34,"MG/time step","QUsePI","89;2",2.34,"MG/time step",0]
["QUsePI","90;2",2.34,"MG/time step","QUsePI","90;2",2.34,"MG/time step","QUsePI","90;2",2.34,"MG/time step","QUsePI","90;2",2.34,"MG/time step","QUsePI","90;2",2.34,"MG/time step","QUsePI","90;2",2.34,"MG/time step",0]
["QUsePI","91;2",2.59,"MG/time step","QUsePI","91;2",2.59,"MG/time step","QUsePI","91;2",2.59,"MG/time step","QUsePI","91;2",2.59,"MG/time step","QUsePI","91;2",2.59,"MG/time step","QUsePI","91;2",2.59,"MG/time step",0]
["QUsePI","92;2",2.59,"MG/time step","QUsePI","92;2",2.59,"MG/time step","QUsePI","92;2",2.59,"MG/time step","QUsePI","92;2",2.59,"MG/time step","QUsePI","92;2",2.59,"MG/time step","QUsePI","92;2",2.59,"MG/time step",0]
["QUsePI","93;2",2.59,"MG/time step","QUsePI","93;2",2.59,"MG/time step","QUsePI","93;2",2.59,"MG/time step","QUsePI","93;2",2.59,"MG/time step","QUsePI","93;2",2.59,"MG/time step","QUsePI","93;2",2.59,"MG/time step",0]
["QUsePI","94;2",2.59,"MG/time step","QUsePI","94;2",2.59,"MG/time step","QUsePI","94;2",2.59,"MG/time step","QUsePI","94;2",2.59,"MG/time step","QUsePI","94;2",2.59,"MG/time step","QUsePI","94;2",2.59,"MG/time step",0]
["QUsePI","95;2",2.59,"MG/time step","QUsePI","95;2",2.59,"MG/time step","QUsePI","95;2",2.59,"MG/time step","QUsePI","95;2",2.59,"MG/time step","QUsePI","95;2",2.59,"MG/time step","QUsePI","95;2",2.59,"MG/time step",0]
["QUsePI","96;2",2.59,"MG/time step","QUsePI","96;2",2.59,"MG/time step","QUsePI","96;2",2.59,"MG/time step","QUsePI","96;2",2.59,"MG/time step","QUsePI","96;2",2.59,"MG/time step","QUsePI","96;2",2.59,"MG/time step",0]
["QUsePI","97;2",2.59,"MG/time step","QUsePI","97;2",2.59,"MG/time step","QUsePI","97;2",2.59,"MG/time step","QUsePI","97;2",2.59,"MG/time step","QUsePI","97;2",2.59,"MG/time step","QUsePI","97;2",2.59,"MG/time step",0]
["QUsePI","98;2",2.59,"MG/time step","QUsePI","98;2",2.59,"MG/time step","QUsePI","98;2",2.59,"MG/time step","QUsePI","98;2",2.59,"MG/time step","QUsePI","98;2",2.59,"MG/time step","QUsePI","98;2",2.59,"MG/time step",0]
["QUsePI","99;2",2.59,"MG/time step","QUsePI","99;2",2.59,"MG/time step","QUsePI","99;2",2.59,"MG/time step","QUsePI","99;2",2.59,"MG/time step","QUsePI","99;2",2.59,"MG/time step","QUsePI","99;2",2.59,"MG/time step",0]
["QUsePI","100;2",2.59,"MG/time step","QUsePI","100;2",2.59,"MG/time step","QUsePI","100;2",2.59,"MG/time step","QUsePI","100;2",2.59,"MG/time step","QUsePI","100;2",2.59,"MG/time step","QUsePI","100;2",2.59,"MG/time step",0]
["QUsePI","101;2",2.59,"MG/time step","QUsePI","101;2",2.59,"MG/time step","QUsePI","101;2",2.59,"MG/time step","QUsePI","101;2",2.59,"MG/time step","QUsePI","101;2",2.59,"MG/time step","QUsePI","101;2",2.59,"MG/time step",0]
["QUsePI","102;2",2.59,"MG/time step","QUsePI","102;2",2.59,"MG/time step","QUsePI","102;2",2.59,"MG/time step","QUsePI","102;2",2.59,"MG/time step","QUsePI","102;2",2.59,"MG/time step","QUsePI","102;2",2.59,"MG/time step",0]
["QUsePI","103;2",2.59,"MG/time step","QUsePI","103;2",2.59,"MG/time step","QUsePI","103;2",2.59,"MG/time step","QUsePI","103;2",2.59,"MG/time step","QUsePI","103;2",2.59,"MG/time step","QUsePI","103;2",2.59,"MG/time step",0]
["QUsePI","104;2",2.59,"MG/time step","QUsePI","104;2",2.59,"MG/time step","QUsePI","104;2",2.59,"MG/time step","QUsePI","104;2",2.59,"MG/time step","QUsePI","104;2",2.59,"MG/time step","QUsePI","104;2",2.59,"MG/time step",0]
["QUsePI","105;2",2.59,"MG/time step","QUsePI","105;2",2.59,"MG/time step","QUsePI","105;2",2.59,"MG/time step","QUsePI","105;2",2.59,"MG/time step","QUsePI","105;2",2.59,"MG/time step","QUsePI","105;2",2.59,"MG/time step",0]
["QUsePI","106;2",2.59,"MG/time step","QUsePI","106;2",2.59,"MG/time step","QUsePI","106;2",2.59,"MG/time step","QUsePI","106;2",2.59,"MG/time step","QUsePI","106;2",2.59,"MG/time step","QUsePI","106;2",2.59,"MG/time step",0]
["QUsePI","107;2",2.59,"MG/time step","QUsePI","107;2",2.59,"MG/time step","QUsePI","107;2",2.59,"MG/time step","QUsePI","107;2",2.59,"MG/time step","QUsePI","107;2",2.59,"MG/time step","QUsePI","107;2",2.59,"MG/time step",0]
["QUsePI","108;2",2.59,"MG/time step","QUsePI","108;2",2.59,"MG/time step","QUsePI","108;2",2.59,"MG/time step","QUsePI","108;2",2.59,"MG/time step","QUsePI","108;2",2.59,"MG/time step","QUsePI","108;2",2.59,"MG/time step",0]
["QUsePI","109;2",2.59,"MG/time step","QUsePI","109;2",2.59,"MG/time step","QUsePI","109;2",2.59,"MG/time step","QUsePI","109;2",2.59,"MG/time step","QUsePI","109;2",2.59,"MG/time step","QUsePI","109;2",2.59,"MG/time step",0]
["QUsePI","110;2",2.59,"MG/time step","QUsePI","110;2",2.59,"MG/time step","QUsePI","110;2",2.59,"MG/time step","QUsePI","110;2",2.59,"MG/time step","QUsePI","110;2",2.59,"MG/time step","QUsePI","110;2",2.59,"MG/time step",0]
["QUsePI","111;2",2.59,"MG/time step","QUsePI","111;2",2.59,"MG/time step","QUsePI","111;2",2.59,"MG/time step","QUsePI","111;2",2.59,"MG/time step","QUsePI","111;2",2.59,"MG/time step","QUsePI","111;2",2.59,"MG/time step",0]
["QUsePI","112;2",2.59,"MG/time step","QUsePI","112;2",2.59,"MG/time step","QUsePI","112;2",2.59,"MG/time step","QUsePI","112;2",2.59,"MG/time step","QUsePI","112;2",2.59,"MG/time step","QUsePI","112;2",2.59,"MG/time step",0]
["QUsePI","113;2",2.59,"MG/time step","QUsePI","113;2",2.59,"MG/time step","QUsePI","113;2",2.59,"MG/time step","QUsePI","113;2",2.59,"MG/time step","QUsePI","113;2",2.59,"MG/time step","QUsePI","113;2",2.59,"MG/time step",0]
["QUsePI","114;2",2.59,"MG/time step","QUsePI","114;2",2.59,"MG/time step","QUsePI","114;2",2.59,"MG/time step","QUsePI","114;2",2.59,"MG/time step","QUsePI","114;2",2.59,"MG/time step","QUsePI","114;2",2.59,"MG/time step",0]
["QUsePI","115;2",2.59,"MG/time step","QUsePI","115;2",2.59,"MG/time step","QUsePI","115;2",2.59,"MG/time step","QUsePI","115;2",2.59,"MG/time step","QUsePI","115;2",2.59,"MG/time step","QUsePI","115;2",2.59,"MG/time step",0]
["QUsePI","116;2",2.59,"MG/time step","QUsePI","116;2",2.59,"MG/time step","QUsePI","116;2",2.59,"MG/time step","QUsePI","116;2",2.59,"MG/time step","QUsePI","116;2",2.59,"MG/time step","QUsePI","116;2",2.59,"MG/time step",0]
["QUsePI","117;2",2.59,"MG/time step","QUsePI","117;2",2.59,"MG/time step","QUsePI","117;2",2.59,"MG/time step","QUsePI","117;2",2.59,"MG/time step","QUsePI","117;2",2.59,"MG/time step","QUsePI","117;2",2.59,"MG/time step",0]
["QUsePI","118;2",2.59,"MG/time step","QUsePI","118;2",2.59,"MG/time step","QUsePI","118;2",2.59,"MG/time step","QUsePI","118;2",2.59,"MG/time step","QUsePI","118;2",2.59,"MG/time step","QUsePI","118;2",2.59,"MG/time step",0]
["QUsePI","119;2",2.59,"MG/time step","QUsePI","119;2",2.59,"MG/time step","QUsePI","119;2",2.59,"MG/time step","QUsePI","119;2",2.59,"MG/time step","QUsePI","119;2",2.59,"MG/time step","QUsePI","119;2",2.59,"MG/time step",0]
["QUsePI","120;2",2.59,"MG/time step","QUsePI","120;2",2.59,"MG/time step","QUsePI","120;2",2.59,"MG/time step","QUsePI","120;2",2.59,"MG/time step","QUsePI","120;2",2.59,"MG/time step","QUsePI","120;2",2.59,"MG/time step",0]
["QUsePI","121;2",2.82,"MG/time step","QUsePI","121;2",2.82,"MG/time step","QUsePI","121;2",2.82,"MG/time step","QUsePI","121;2",2.82,"MG/time step","QUsePI","121;2",2.82,"MG/time step","QUsePI","121;2",2.82,"MG/time step",0]
["QUsePI","122;2",2.82,"MG/time step","QUsePI","122;2",2.82,"MG/time step","QUsePI","122;2",2.82,"MG/time step","QUsePI","122;2",2.82,"MG/time step","QUsePI","122;2",2.82,"MG/time step","QUsePI","122;2",2.82,"MG/time step",0]
["QUsePI","123;2",2.82,"MG/time step","QUsePI","123;2",2.82,"MG/time step","QUsePI","123;2",2.82,"MG/time step","QUsePI","123;2",2.82,"MG/time step","QUsePI","123;2",2.82,"MG/time step","QUsePI","123;2",2.82,"MG/time step",0]
["QUsePI","124;2",2.82,"MG/time step","QUsePI","124;2",2.82,"MG/time step","QUsePI","124;2",2.82,"MG/time step","QUsePI","124;2",2.82,"MG/time step","QUsePI","124;2",2.82,"MG/time step","QUsePI","124;2",2.82,"MG/time step",0]
["QUsePI","125;2",2.82,"MG/time step","QUsePI","125;2",2.82,"MG/time step","QUsePI","125;2",2.82,"MG/time step","QUsePI","125;2",2.82,"MG/time step","QUsePI","125;2",2.82,"MG/time step","QUsePI","125;2",2.82,"MG/time step",0]
["QUsePI","126;2",2.82,"MG/time step","QUsePI","126;2",2.82,"MG/time step","QUsePI","126;2",2.82,"MG/time step","QUsePI","126;2",2.82,"MG/time step","QUsePI","126;2",2.82,"MG/time step","QUsePI","126;2",2.82,"MG/time step",0]
["QUsePI","127;2",2.82,"MG/time step","QUsePI","127;2",2.82,"MG/time step","QUsePI","127;2",2.82,"MG/time step","QUsePI","127;2",2.82,"MG/time step","QUsePI","127;2",2.82,"MG/time step","QUsePI","127;2",2.82,"MG/time step",0]
["QUsePI","128;2",2.82,"MG/time step","QUsePI","128;2",2.82,"MG/time step","QUsePI","128;2",2.82,"MG/time step","QUsePI","128;2",2.82,"MG/time step","QUsePI","128;2",2.82,"MG/time step","QUsePI","128;2",2.82,"MG/time step",0]
["QUsePI","129;2",2.82,"MG/time step","QUsePI","129;2",2.82,"MG/time step","QUsePI","129;2",2.82,"MG/time step","QUsePI","129;2",2.82,"MG/time step","QUsePI","129;2",2.82,"MG/time step","QUsePI","129;2",2.82,"MG/time step",0]
["QUsePI","130;2",2.82,"MG/time step","QUsePI","130;2",2.82,"MG/time step","QUsePI","130;2",2.82,"MG/time step","QUsePI","130;2",2.82,"MG/time step","QUsePI","130;2",2.82,"MG/time step","QUsePI","130;2",2.82,"MG/time step",0]
["QUsePI","131;2",2.82,"MG/time step","QUsePI","131;2",2.82,"MG/time step","QUsePI","131;2",2.82,"MG/time step","QUsePI","131;2",2.82,"MG/time step","QUsePI","131;2",2.82,"MG/time step","QUsePI","131;2",2.82,"MG/time step",0]
["QUsePI","132;2",2.82,"MG/time step","QUsePI","132;2",2.82,"MG/time step","QUsePI","132;2",2.82,"MG/time step","QUsePI","132;2",2.82,"MG/time step","QUsePI","132;2",2.82,"MG/time step","QUsePI","132;2",2.82,"MG/time step",0]
["QUsePI","133;2",2.82,"MG/time step","QUsePI","133;2",2.82,"MG/time step","QUsePI","133;2",2.82,"MG/time step","QUsePI","133;2",2.82,"MG/time step","QUsePI","133;2",2.82,"MG/time step","QUsePI","133;2",2.82,"MG/time step",0]
["QUsePI","134;2",2.82,"MG/time step","QUsePI","134;2",2.82,"MG/time step","QUsePI","134;2",2.82,"MG/time step","QUsePI","134;2",2.82,"MG/time step","QUsePI","134;2",2.82,"MG/time step","QUsePI","134;2",2.82,"MG/time step",0]
["QUsePI","135;2",2.82,"MG/time step","QUsePI","135;2",2.82,"MG/time step","QUsePI","135;2",2.82,"MG/time step","QUsePI","135;2",2.82,"MG/time step","QUsePI","135;2",2.82,"MG/time step","QUsePI","135;2",2.82,"MG/time step",0]
["QUsePI","136;2",2.82,"MG/time step","QUsePI","136;2",2.82,"MG/time step","QUsePI","136;2",2.82,"MG/time step","QUsePI","136;2",2.82,"MG/time step","QUsePI","136;2",2.82,"MG/time step","QUsePI","136;2",2.82,"MG/time step",0]
["QUsePI","137;2",2.82,"MG/time step","QUsePI","137;2",2.82,"MG/time step","QUsePI","137;2",2.82,"MG/time step","QUsePI","137;2",2.82,"MG/time step","QUsePI","137;2",2.82,"MG/time step","QUsePI","137;2",2.82,"MG/time step",0]
["QUsePI","138;2",2.82,"MG/time step","QUsePI","138;2",2.82,"MG/time step","QUsePI","138;2",2.82,"MG/time step","QUsePI","138;2",2.82,"MG/time step","QUsePI","138;2",2.82,"MG/time step","QUsePI","138;2",2.82,"MG/time step",0]
["QUsePI","139;2",2.82,"MG/time step","QUsePI","139;2",2.82,"MG/time step","QUsePI","139;2",2.82,"MG/time step","QUsePI","139;2",2.82,"MG/time step","QUsePI","139;2",2.82,"MG/time step","QUsePI","139;2",2.82,"MG/time step",{"$f":"IF(ISNUMBER(C900),IF(AVERAGE(C900,G900,K900,O900,S900,W900)<>MAX(C900,G900,K900,O900,S900,W900),1,0),\"\")","v":0}]
["QUsePI","140;2",2.82,"MG/time step","QUsePI","140;2",2.82,"MG/time step","QUsePI","140;2",2.82,"MG/time step","QUsePI","140;2",2.82,"MG/time step","QUsePI","140;2",2.82,"MG/time step","QUsePI","140;2",2.82,"MG/time step",0]
["QUsePI","141;2",2.82,"MG/time step","QUsePI","141;2",2.82,"MG/time step","QUsePI","141;2",2.82,"MG/time step","QUsePI","141;2",2.82,"MG/time step","QUsePI","141;2",2.82,"MG/time step","QUsePI","141;2",2.82,"MG/time step",0]
["QUsePI","142;2",2.82,"MG/time step","QUsePI","142;2",2.82,"MG/time step","QUsePI","142;2",2.82,"MG/time step","QUsePI","142;2",2.82,"MG/time step","QUsePI","142;2",2.82,"MG/time step","QUsePI","142;2",2.82,"MG/time step",0]
["QUsePI","143;2",2.82,"MG/time step","QUsePI","143;2",2.82,"MG/time step","QUsePI","143;2",2.82,"MG/time step","QUsePI","143;2",2.82,"MG/time step","QUsePI","143;2",2.82,"MG/time step","QUsePI","143;2",2.82,"MG/time step",0]
["QUsePI","144;2",2.82,"MG/time step","QUsePI","144;2",2.82,"MG/time step","QUsePI","144;2",2.82,"MG/time step","QUsePI","144;2",2.82,"MG/time step","QUsePI","144;2",2.82,"MG/time step","QUsePI","144;2",2.82,"MG/time step",0]
["QUsePI","145;2",2.82,"MG/time step","QUsePI","145;2",2.82,"MG/time step","QUsePI","145;2",2.82,"MG/time step","QUsePI","145;2",2.82,"MG/time step","QUsePI","145;2",2.82,"MG/time step","QUsePI","145;2",2.82,"MG/time step",0]
["QUsePI","146;2",2.82,"MG/time step","QUsePI","146;2",2.82,"MG/time step","QUsePI","146;2",2.82,"MG/time step","QUsePI","146;2",2.82,"MG/time step","QUsePI","146;2",2.82,"MG/time step","QUsePI","146;2",2.82,"MG/time step",0]
["QUsePI","147;2",2.82,"MG/time step","QUsePI","147;2",2.82,"MG/time step","QUsePI","147;2",2.82,"MG/time step","QUsePI","147;2",2.82,"MG/time step","QUsePI","147;2",2.82,"MG/time step","QUsePI","147;2",2.82,"MG/time step",0]
["QUsePI","148;2",2.82,"MG/time step","QUsePI","148;2",2.82,"MG/time step","QUsePI","148;2",2.82,"MG/time step","QUsePI","148;2",2.82,"MG/time step","QUsePI","148;2",2.82,"MG/time step","QUsePI","148;2",2.82,"MG/time step",0]
["QUsePI","149;2",2.82,"MG/time step","QUsePI","149;2",2.82,"MG/time step","QUsePI","149;2",2.82,"MG/time step","QUsePI","149;2",2.82,"MG/time step","QUsePI","149;2",2.82,"MG/time step","QUsePI","149;2",2.82,"MG/time step",0]
["QUsePI","150;2",2.82,"MG/time step","QUsePI","150;2",2.82,"MG/time step","QUsePI","150;2",2.82,"MG/time step","QUsePI","150;2",2.82,"MG/time step","QUsePI","150;2",2.82,"MG/time step","QUsePI","150;2",2.82,"MG/time step",0]
["QUsePI","151;2",2.82,"MG/time step","QUsePI","151;2",2.82,"MG/time step","QUsePI","151;2",2.82,"MG/time step","QUsePI","151;2",2.82,"MG/time step","QUsePI","151;2",2.82,"MG/time step","QUsePI","151;2",2.82,"MG/time step",0]
["QUsePI","152;2",3.11,"MG/time step","QUsePI","152;2",3.11,"MG/time step","QUsePI","152;2",3.11,"MG/time step","QUsePI","152;2",3.11,"MG/time step","QUsePI","152;2",3.11,"MG/time step","QUsePI","152;2",3.11,"MG/time step",0]
["QUsePI","153;2",3.11,"MG/time step","QUsePI","153;2",3.11,"MG/time step","QUsePI","153;2",3.11,"MG/time step","QUsePI","153;2",3.11,"MG/time step","QUsePI","153;2",3.11,"MG/time step","QUsePI","153;2",3.11,"MG/time step",0]
["QUsePI","154;2",3.11,"MG/time step","QUsePI","154;2",3.11,"MG/time step","QUsePI","154;2",3.11,"MG/time step","QUsePI","154;2",3.11,"MG/time step","QUsePI","154;2",3.11,"MG/time step","QUsePI","154;2",3.11,"MG/time step",0]
["QUsePI","155;2",3.11,"MG/time step","QUsePI","155;2",3.11,"MG/time step","QUsePI","155;2",3.11,"MG/time step","QUsePI","155;2",3.11,"MG/time step","QUsePI","155;2",3.11,"MG/time step","QUsePI","155;2",3.11,"MG/time step",0]
["QUsePI","156;2",3.11,"MG/time step","QUsePI","156;2",3.11,"MG/time step","QUsePI","156;2",3.11,"MG/time step","QUsePI","156;2",3.11,"MG/time step","QUsePI","156;2",3.11,"MG/time step","QUsePI","156;2",3.11,"MG/time step",0]
["QUsePI","157;2",3.11,"MG/time step","QUsePI","157;2",3.11,"MG/time step","QUsePI","157;2",3.11,"MG/time step","QUsePI","157;2",3.11,"MG/time step","QUsePI","157;2",3.11,"MG/time step","QUsePI","157;2",3.11,"MG/time step",0]
["QUsePI","158;2",3.11,"MG/time step","QUsePI","158;2",3.11,"MG/time step","QUsePI","158;2",3.11,"MG/time step","QUsePI","158;2",3.11,"MG/time step","QUsePI","158;2",3.11,"MG/time step","QUsePI","158;2",3.11,"MG/time step",0]
["QUsePI","159;2",3.11,"MG/time step","QUsePI","159;2",3.11,"MG/time step","QUsePI","159;2",3.11,"MG/time step","QUsePI","159;2",3.11,"MG/time step","QUsePI","159;2",3.11,"MG/time step","QUsePI","159;2",3.11,"MG/time step",0]
["QUsePI","160;2",3.11,"MG/time step","QUsePI","160;2",3.11,"MG/time step","QUsePI","160;2",3.11,"MG/time step","QUsePI","160;2",3.11,"MG/time step","QUsePI","160;2",3.11,"MG/time step","QUsePI","160;2",3.11,"MG/time step",0]
["QUsePI","161;2",3.11,"MG/time step","QUsePI","161;2",3.11,"MG/time step","QUsePI","161;2",3.11,"MG/time step","QUsePI","161;2",3.11,"MG/time step","QUsePI","161;2",3.11,"MG/time step","QUsePI","161;2",3.11,"MG/time step",0]
["QUsePI","162;2",3.11,"MG/time step","QUsePI","162;2",3.11,"MG/time step","QUsePI","162;2",3.11,"MG/time step","QUsePI","162;2",3.11,"MG/time step","QUsePI","162;2",3.11,"MG/time step","QUsePI","162;2",3.11,"MG/time step",0]
["QUsePI","163;2",3.11,"MG/time step","QUsePI","163;2",3.11,"MG/time step","QUsePI","163;2",3.11,"MG/time step","QUsePI","163;2",3.11,"MG/time step","QUsePI","163;2",3.11,"MG/time step","QUsePI","163;2",3.11,"MG/time step",0]
["QUsePI","164;2",3.11,"MG/time step","QUsePI","164;2",3.11,"MG/time step","QUsePI","164;2",3.11,"MG/time step","QUsePI","164;2",3.11,"MG/time step","QUsePI","164;2",3.11,"MG/time step","QUsePI","164;2",3.11,"MG/time step",0]
["QUsePI","165;2",3.11,"MG/time step","QUsePI","165;2",3.11,"MG/time step","QUsePI","165;2",3.11,"MG/time step","QUsePI","165;2",3.11,"MG/time step","QUsePI","165;2",3.11,"MG/time step","QUsePI","165;2",3.11,"MG/time step",0]
["QUsePI","166;2",3.11,"MG/time step","QUsePI","166;2",3.11,"MG/time step","QUsePI","166;2",3.11,"MG/time step","QUsePI","166;2",3.11,"MG/time step","QUsePI","166;2",3.11,"MG/time step","QUsePI","166;2",3.11,"MG/time step",0]
["QUsePI","167;2",3.11,"MG/time step","QUsePI","167;2",3.11,"MG/time step","QUsePI","167;2",3.11,"MG/time step","QUsePI","167;2",3.11,"MG/time step","QUsePI","167;2",3.11,"MG/time step","QUsePI","167;2",3.11,"MG/time step",0]
["QUsePI","168;2",3.11,"MG/time step","QUsePI","168;2",3.11,"MG/time step","QUsePI","168;2",3.11,"MG/time step","QUsePI","168;2",3.11,"MG/time step","QUsePI","168;2",3.11,"MG/time step","QUsePI","168;2",3.11,"MG/time step",0]
["QUsePI","169;2",3.11,"MG/time step","QUsePI","169;2",3.11,"MG/time step","QUsePI","169;2",3.11,"MG/time step","QUsePI","169;2",3.11,"MG/time step","QUsePI","169;2",3.11,"MG/time step","QUsePI","169;2",3.11,"MG/time step",0]
["QUsePI","170;2",3.11,"MG/time step","QUsePI","170;2",3.11,"MG/time step","QUsePI","170;2",3.11,"MG/time step","QUsePI","170;2",3.11,"MG/time step","QUsePI","170;2",3.11,"MG/time step","QUsePI","170;2",3.11,"MG/time step",0]
["QUsePI","171;2",3.11,"MG/time step","QUsePI","171;2",3.11,"MG/time step","QUsePI","171;2",3.11,"MG/time step","QUsePI","171;2",3.11,"MG/time step","QUsePI","171;2",3.11,"MG/time step","QUsePI","171;2",3.11,"MG/time step",0]
["QUsePI","172;2",3.11,"MG/time step","QUsePI","172;2",3.11,"MG/time step","QUsePI","172;2",3.11,"MG/time step","QUsePI","172;2",3.11,"MG/time step","QUsePI","172;2",3.11,"MG/time step","QUsePI","172;2",3.11,"MG/time step",0]
["QUsePI","173;2",3.11,"MG/time step","QUsePI","173;2",3.11,"MG/time step","QUsePI","173;2",3.11,"MG/time step","QUsePI","173;2",3.11,"MG/time step","QUsePI","173;2",3.11,"MG/time step","QUsePI","173;2",3.11,"MG/time step",0]
["QUsePI","174;2",3.11,"MG/time step","QUsePI","174;2",3.11,"MG/time step","QUsePI","174;2",3.11,"MG/time step","QUsePI","174;2",3.11,"MG/time step","QUsePI","174;2",3.11,"MG/time step","QUsePI","174;2",3.11,"MG/time step",0]
["QUsePI","175;2",3.11,"MG/time step","QUsePI","175;2",3.11,"MG/time step","QUsePI","175;2",3.11,"MG/time step","QUsePI","175;2",3.11,"MG/time step","QUsePI","175;2",3.11,"MG/time step","QUsePI","175;2",3.11,"MG/time step",0]
["QUsePI","176;2",3.11,"MG/time step","QUsePI","176;2",3.11,"MG/time step","QUsePI","176;2",3.11,"MG/time step","QUsePI","176;2",3.11,"MG/time step","QUsePI","176;2",3.11,"MG/time step","QUsePI","176;2",3.11,"MG/time step",0]
["QUsePI","177;2",3.11,"MG/time step","QUsePI","177;2",3.11,"MG/time step","QUsePI","177;2",3.11,"MG/time step","QUsePI","177;2",3.11,"MG/time step","QUsePI","177;2",3.11,"MG/time step","QUsePI","177;2",3.11,"MG/time step",0]
["QUsePI","178;2",3.11,"MG/time step","QUsePI","178;2",3.11,"MG/time step","QUsePI","178;2",3.11,"MG/time step","QUsePI","178;2",3.11,"MG/time step","QUsePI","178;2",3.11,"MG/time step","QUsePI","178;2",3.11,"MG/time step",0]
["QUsePI","179;2",3.11,"MG/time step","QUsePI","179;2",3.11,"MG/time step","QUsePI","179;2",3.11,"MG/time step","QUsePI","179;2",3.11,"MG/time step","QUsePI","179;2",3.11,"MG/time step","QUsePI","179;2",3.11,"MG/time step",0]
["QUsePI","180;2",3.11,"MG/time step","QUsePI","180;2",3.11,"MG/time step","QUsePI","180;2",3.11,"MG/time step","QUsePI","180;2",3.11,"MG/time step","QUsePI","180;2",3.11,"MG/time step","QUsePI","180;2",3.11,"MG/time step",0]
["QUsePI","181;2",3.11,"MG/time step","QUsePI","181;2",3.11,"MG/time step","QUsePI","181;2",3.11,"MG/time step","QUsePI","181;2",3.11,"MG/time step","QUsePI","181;2",3.11,"MG/time step","QUsePI","181;2",3.11,"MG/time step",0]
["QUsePI","182;2",3.83,"MG/time step","QUsePI","182;2",3.83,"MG/time step","QUsePI","182;2",3.83,"MG/time step","QUsePI","182;2",3.83,"MG/time step","QUsePI","182;2",3.83,"MG/time step","QUsePI","182;2",3.83,"MG/time step",0]
["QUsePI","183;2",3.83,"MG/time step","QUsePI","183;2",3.83,"MG/time step","QUsePI","183;2",3.83,"MG/time step","QUsePI","183;2",3.83,"MG/time step","QUsePI","183;2",3.83,"MG/time step","QUsePI","183;2",3.83,"MG/time step",0]
["QUsePI","184;2",3.83,"MG/time step","QUsePI","184;2",3.83,"MG/time step","QUsePI","184;2",3.83,"MG/time step","QUsePI","184;2",3.83,"MG/time step","QUsePI","184;2",3.83,"MG/time step","QUsePI","184;2",3.83,"MG/time step",0]
["QUsePI","185;2",3.83,"MG/time step","QUsePI","185;2",3.83,"MG/time step","QUsePI","185;2",3.83,"MG/time step","QUsePI","185;2",3.83,"MG/time step","QUsePI","185;2",3.83,"MG/time step","QUsePI","185;2",3.83,"MG/time step",0]
["QUsePI","186;2",3.83,"MG/time step","QUsePI","186;2",3.83,"MG/time step","QUsePI","186;2",3.83,"MG/time step","QUsePI","186;2",3.83,"MG/time step","QUsePI","186;2",3.83,"MG/time step","QUsePI","186;2",3.83,"MG/time step",0]
["QUsePI","187;2",3.83,"MG/time step","QUsePI","187;2",3.83,"MG/time step","QUsePI","187;2",3.83,"MG/time step","QUsePI","187;2",3.83,"MG/time step","QUsePI","187;2",3.83,"MG/time step","QUsePI","187;2",3.83,"MG/time step",0]
["QUsePI","188;2",3.83,"MG/time step","QUsePI","188;2",3.83,"MG/time step","QUsePI","188;2",3.83,"MG/time step","QUsePI","188;2",3.83,"MG/time step","QUsePI","188;2",3.83,"MG/time step","QUsePI","188;2",3.83,"MG/time step",0]
["QUsePI","189;2",3.83,"MG/time step","QUsePI","189;2",3.83,"MG/time step","QUsePI","189;2",3.83,"MG/time step","QUsePI","189;2",3.83,"MG/time step","QUsePI","189;2",3.83,"MG/time step","QUsePI","189;2",3.83,"MG/time step",0]
["QUsePI","190;2",3.83,"MG/time step","QUsePI","190;2",3.83,"MG/time step","QUsePI","190;2",3.83,"MG/time step","QUsePI","190;2",3.83,"MG/time step","QUsePI","190;2",3.83,"MG/time step","QUsePI","190;2",3.83,"MG/time step",0]
["QUsePI","191;2",3.83,"MG/time step","QUsePI","191;2",3.83,"MG/time step","QUsePI","191;2",3.83,"MG/time step","QUsePI","191;2",3.83,"MG/time step","QUsePI","191;2",3.83,"MG/time step","QUsePI","191;2",3.83,"MG/time step",0]
["QUsePI","192;2",3.83,"MG/time step","QUsePI","192;2",3.83,"MG/time step","QUsePI","192;2",3.83,"MG/time step","QUsePI","192;2",3.83,"MG/time step","QUsePI","192;2",3.83,"MG/time step","QUsePI","192;2",3.83,"MG/time step",0]
["QUsePI","193;2",3.83,"MG/time step","QUsePI","193;2",3.83,"MG/time step","QUsePI","193;2",3.83,"MG/time step","QUsePI","193;2",3.83,"MG/time step","QUsePI","193;2",3.83,"MG/time step","QUsePI","193;2",3.83,"MG/time step",0]
["QUsePI","194;2",3.83,"MG/time step","QUsePI","194;2",3.83,"MG/time step","QUsePI","194;2",3.83,"MG/time step","QUsePI","194;2",3.83,"MG/time step","QUsePI","194;2",3.83,"MG/time step","QUsePI","194;2",3.83,"MG/time step",0]
["QUsePI","195;2",3.83,"MG/time step","QUsePI","195;2",3.83,"MG/time step","QUsePI","195;2",3.83,"MG/time step","QUsePI","195;2",3.83,"MG/time step","QUsePI","195;2",3.83,"MG/time step","QUsePI","195;2",3.83,"MG/time step",0]
["QUsePI","196;2",3.83,"MG/time step","QUsePI","196;2",3.83,"MG/time step","QUsePI","196;2",3.83,"MG/time step","QUsePI","196;2",3.83,"MG/time step","QUsePI","196;2",3.83,"MG/time step","QUsePI","196;2",3.83,"MG/time step",0]
["QUsePI","197;2",3.83,"MG/time step","QUsePI","197;2",3.83,"MG/time step","QUsePI","197;2",3.83,"MG/time step","QUsePI","197;2",3.83,"MG/time step","QUsePI","197;2",3.83,"MG/time step","QUsePI","197;2",3.83,"MG/time step",0]
["QUsePI","198;2",3.83,"MG/time step","QUsePI","198;2",3.83,"MG/time step","QUsePI","198;2",3.83,"MG/time step","QUsePI","198;2",3.83,"MG/time step","QUsePI","198;2",3.83,"MG/time step","QUsePI","198;2",3.83,"MG/time step",0]
["QUsePI","199;2",3.83,"MG/time step","QUsePI","199;2",3.83,"MG/time step","QUsePI","199;2",3.83,"MG/time step","QUsePI","199;2",3.83,"MG/time step","QUsePI","199;2",3.83,"MG/time step","QUsePI","199;2",3.83,"MG/time step",0]
["QUsePI","200;2",3.83,"MG/time step","QUsePI","200;2",3.83,"MG/time step","QUsePI","200;2",3.83,"MG/time step","QUsePI","200;2",3.83,"MG/time step","QUsePI","200;2",3.83,"MG/time step","QUsePI","200;2",3.83,"MG/time step",0]
["QUsePI","201;2",3.83,"MG/time step","QUsePI","201;2",3.83,"MG/time step","QUsePI","201;2",3.83,"MG/time step","QUsePI","201;2",3.83,"MG/time step","QUsePI","201;2",3.83,"MG/time step","QUsePI","201;2",3.83,"MG/time step",0]
["QUsePI","202;2",3.83,"MG/time step","QUsePI","202;2",3.83,"MG/time step","QUsePI","202;2",3.83,"MG/time step","QUsePI","202;2",3.83,"MG/time step","QUsePI","202;2",3.83,"MG/time step","QUsePI","202;2",3.83,"MG/time step",0]
["QUsePI","203;2",3.83,"MG/time step","QUsePI","203;2",3.83,"MG/time step","QUsePI","203;2",3.83,"MG/time step","QUsePI","203;2",3.83,"MG/time step","QUsePI","203;2",3.83,"MG/time step","QUsePI","203;2",3.83,"MG/time step",{"$f":"IF(ISNUMBER(C964),IF(AVERAGE(C964,G964,K964,O964,S964,W964)<>MAX(C964,G964,K964,O964,S964,W964),1,0),\"\")","v":0}]
["QUsePI","204;2",3.83,"MG/time step","QUsePI","204;2",3.83,"MG/time step","QUsePI","204;2",3.83,"MG/time step","QUsePI","204;2",3.83,"MG/time step","QUsePI","204;2",3.83,"MG/time step","QUsePI","204;2",3.83,"MG/time step",0]
["QUsePI","205;2",3.83,"MG/time step","QUsePI","205;2",3.83,"MG/time step","QUsePI","205;2",3.83,"MG/time step","QUsePI","205;2",3.83,"MG/time step","QUsePI","205;2",3.83,"MG/time step","QUsePI","205;2",3.83,"MG/time step",0]
["QUsePI","206;2",3.83,"MG/time step","QUsePI","206;2",3.83,"MG/time step","QUsePI","206;2",3.83,"MG/time step","QUsePI","206;2",3.83,"MG/time step","QUsePI","206;2",3.83,"MG/time step","QUsePI","206;2",3.83,"MG/time step",0]
["QUsePI","207;2",3.83,"MG/time step","QUsePI","207;2",3.83,"MG/time step","QUsePI","207;2",3.83,"MG/time step","QUsePI","207;2",3.83,"MG/time step","QUsePI","207;2",3.83,"MG/time step","QUsePI","207;2",3.83,"MG/time step",0]
["QUsePI","208;2",3.83,"MG/time step","QUsePI","208;2",3.83,"MG/time step","QUsePI","208;2",3.83,"MG/time step","QUsePI","208;2",3.83,"MG/time step","QUsePI","208;2",3.83,"MG/time step","QUsePI","208;2",3.83,"MG/time step",0]
["QUsePI","209;2",3.83,"MG/time step","QUsePI","209;2",3.83,"MG/time step","QUsePI","209;2",3.83,"MG/time step","QUsePI","209;2",3.83,"MG/time step","QUsePI","209;2",3.83,"MG/time step","QUsePI","209;2",3.83,"MG/time step",0]
["QUsePI","210;2",3.83,"MG/time step","QUsePI","210;2",3.83,"MG/time step","QUsePI","210;2",3.83,"MG/time step","QUsePI","210;2",3.83,"MG/time step","QUsePI","210;2",3.83,"MG/time step","QUsePI","210;2",3.83,"MG/time step",0]
["QUsePI","211;2",3.83,"MG/time step","QUsePI","211;2",3.83,"MG/time step","QUsePI","211;2",3.83,"MG/time step","QUsePI","211;2",3.83,"MG/time step","QUsePI","211;2",3.83,"MG/time step","QUsePI","211;2",3.83,"MG/time step",0]
["QUsePI","212;2",3.83,"MG/time step","QUsePI","212;2",3.83,"MG/time step","QUsePI","212;2",3.83,"MG/time step","QUsePI","212;2",3.83,"MG/time step","QUsePI","212;2",3.83,"MG/time step","QUsePI","212;2",3.83,"MG/time step",0]
["QUsePI","213;2",3.54,"MG/time step","QUsePI","213;2",3.54,"MG/time step","QUsePI","213;2",3.54,"MG/time step","QUsePI","213;2",3.54,"MG/time step","QUsePI","213;2",3.54,"MG/time step","QUsePI","213;2",3.54,"MG/time step",0]
["QUsePI","214;2",3.54,"MG/time step","QUsePI","214;2",3.54,"MG/time step","QUsePI","214;2",3.54,"MG/time step","QUsePI","214;2",3.54,"MG/time step","QUsePI","214;2",3.54,"MG/time step","QUsePI","214;2",3.54,"MG/time step",0]
["QUsePI","215;2",3.54,"MG/time step","QUsePI","215;2",3.54,"MG/time step","QUsePI","215;2",3.54,"MG/time step","QUsePI","215;2",3.54,"MG/time step","QUsePI","215;2",3.54,"MG/time step","QUsePI","215;2",3.54,"MG/time step",0]
["QUsePI","216;2",3.54,"MG/time step","QUsePI","216;2",3.54,"MG/time step","QUsePI","216;2",3.54,"MG/time step","QUsePI","216;2",3.54,"MG/time step","QUsePI","216;2",3.54,"MG/time step","QUsePI","216;2",3.54,"MG/time step",0]
["QUsePI","217;2",3.54,"MG/time step","QUsePI","217;2",3.54,"MG/time step","QUsePI","217;2",3.54,"MG/time step","QUsePI","217;2",3.54,"MG/time step","QUsePI","217;2",3.54,"MG/time step","QUsePI","217;2",3.54,"MG/time step",0]
["QUsePI","218;2",3.54,"MG/time step","QUsePI","218;2",3.54,"MG/time step","QUsePI","218;2",3.54,"MG/time step","QUsePI","218;2",3.54,"MG/time step","QUsePI","218;2",3.54,"MG/time step","QUsePI","218;2",3.54,"MG/time step",0]
["QUsePI","219;2",3.54,"MG/time step","QUsePI","219;2",3.54,"MG/time step","QUsePI","219;2",3.54,"MG/time step","QUsePI","219;2",3.54,"MG/time step","QUsePI","219;2",3.54,"MG/time step","QUsePI","219;2",3.54,"MG/time step",0]
["QUsePI","220;2",3.54,"MG/time step","QUsePI","220;2",3.54,"MG/time step","QUsePI","220;2",3.54,"MG/time step","QUsePI","220;2",3.54,"MG/time step","QUsePI","220;2",3.54,"MG/time step","QUsePI","220;2",3.54,"MG/time step",0]
["QUsePI","221;2",3.54,"MG/time step","QUsePI","221;2",3.54,"MG/time step","QUsePI","221;2",3.54,"MG/time step","QUsePI","221;2",3.54,"MG/time step","QUsePI","221;2",3.54,"MG/time step","QUsePI","221;2",3.54,"MG/time step",0]
["QUsePI","222;2",3.54,"MG/time step","QUsePI","222;2",3.54,"MG/time step","QUsePI","222;2",3.54,"MG/time step","QUsePI","222;2",3.54,"MG/time step","QUsePI","222;2",3.54,"MG/time step","QUsePI","222;2",3.54,"MG/time step",0]
["QUsePI","223;2",3.54,"MG/time step","QUsePI","223;2",3.54,"MG/time step","QUsePI","223;2",3.54,"MG/time step","QUsePI","223;2",3.54,"MG/time step","QUsePI","223;2",3.54,"MG/time step","QUsePI","223;2",3.54,"MG/time step",0]
["QUsePI","224;2",3.54,"MG/time step","QUsePI","224;2",3.54,"MG/time step","QUsePI","224;2",3.54,"MG/time step","QUsePI","224;2",3.54,"MG/time step","QUsePI","224;2",3.54,"MG/time step","QUsePI","224;2",3.54,"MG/time step",0]
["QUsePI","225;2",3.54,"MG/time step","QUsePI","225;2",3.54,"MG/time step","QUsePI","225;2",3.54,"MG/time step","QUsePI","225;2",3.54,"MG/time step","QUsePI","225;2",3.54,"MG/time step","QUsePI","225;2",3.54,"MG/time step",0]
["QUsePI","226;2",3.54,"MG/time step","QUsePI","226;2",3.54,"MG/time step","QUsePI","226;2",3.54,"MG/time step","QUsePI","226;2",3.54,"MG/time step","QUsePI","226;2",3.54,"MG/time step","QUsePI","226;2",3.54,"MG/time step",0]
["QUsePI","227;2",3.54,"MG/time step","QUsePI","227;2",3.54,"MG/time step","QUsePI","227;2",3.54,"MG/time step","QUsePI","227;2",3.54,"MG/time step","QUsePI","227;2",3.54,"MG/time step","QUsePI","227;2",3.54,"MG/time step",0]
["QUsePI","228;2",3.54,"MG/time step","QUsePI","228;2",3.54,"MG/time step","QUsePI","228;2",3.54,"MG/time step","QUsePI","228;2",3.54,"MG/time step","QUsePI","228;2",3.54,"MG/time step","QUsePI","228;2",3.54,"MG/time step",0]
["QUsePI","229;2",3.54,"MG/time step","QUsePI","229;2",3.54,"MG/time step","QUsePI","229;2",3.54,"MG/time step","QUsePI","229;2",3.54,"MG/time step","QUsePI","229;2",3.54,"MG/time step","QUsePI","229;2",3.54,"MG/time step",0]
["QUsePI","230;2",3.54,"MG/time step","QUsePI","230;2",3.54,"MG/time step","QUsePI","230;2",3.54,"MG/time step","QUsePI","230;2",3.54,"MG/time step","QUsePI","230;2",3.54,"MG/time step","QUsePI","230;2",3.54,"MG/time step",0]
["QUsePI","231;2",3.54,"MG/time step","QUsePI","231;2",3.54,"MG/time step","QUsePI","231;2",3.54,"MG/time step","QUsePI","231;2",3.54,"MG/time step","QUsePI","231;2",3.54,"MG/time step","QUsePI","231;2",3.54,"MG/time step",0]
["QUsePI","232;2",3.54,"MG/time step","QUsePI","232;2",3.54,"MG/time step","QUsePI","232;2",3.54,"MG/time step","QUsePI","232;2",3.54,"MG/time step","QUsePI","232;2",3.54,"MG/time step","QUsePI","232;2",3.54,"MG/time step",0]
["QUsePI","233;2",3.54,"MG/time step","QUsePI","233;2",3.54,"MG/time step","QUsePI","233;2",3.54,"MG/time step","QUsePI","233;2",3.54,"MG/time step","QUsePI","233;2",3.54,"MG/time step","QUsePI","233;2",3.54,"MG/time step",0]
["QUsePI","234;2",3.54,"MG/time step","QUsePI","234;2",3.54,"MG/time step","QUsePI","234;2",3.54,"MG/time step","QUsePI","234;2",3.54,"MG/time step","QUsePI","234;2",3.54,"MG/time step","QUsePI","234;2",3.54,"MG/time step",0]
["QUsePI","235;2",3.54,"MG/time step","QUsePI","235;2",3.54,"MG/time step","QUsePI","235;2",3.54,"MG/time step","QUsePI","235;2",3.54,"MG/time step","QUsePI","235;2",3.54,"MG/time step","QUsePI","235;2",3.54,"MG/time step",0]
["QUsePI","236;2",3.54,"MG/time step","QUsePI","236;2",3.54,"MG/time step","QUsePI","236;2",3.54,"MG/time step","QUsePI","236;2",3.54,"MG/time step","QUsePI","236;2",3.54,"MG/time step","QUsePI","236;2",3.54,"MG/time step",0]
["QUsePI","237;2",3.54,"MG/time step","QUsePI","237;2",3.54,"MG/time step","QUsePI","237;2",3.54,"MG/time step","QUsePI","237;2",3.54,"MG/time step","QUsePI","237;2",3.54,"MG/time step","QUsePI","237;2",3.54,"MG/time step",0]
["QUsePI","238;2",3.54,"MG/time step","QUsePI","238;2",3.54,"MG/time step","QUsePI","238;2",3.54,"MG/time step","QUsePI","238;2",3.54,"MG/time step","QUsePI","238;2",3.54,"MG/time step","QUsePI","238;2",3.54,"MG/time step",0]
["QUsePI","239;2",3.54,"MG/time step","QUsePI","239;2",3.54,"MG/time step","QUsePI","239;2",3.54,"MG/time step","QUsePI","239;2",3.54,"MG/time step","QUsePI","239;2",3.54,"MG/time step","QUsePI","239;2",3.54,"MG/time step",0]
["QUsePI","241;2",3.54,"MG/time step","QUsePI","241;2",3.54,"MG/time step","QUsePI","241;2",3.54,"MG/time step","QUsePI","241;2",3.54,"MG/time step","QUsePI","241;2",3.54,"MG/time step","QUsePI","241;2",3.54,"MG/time step",0]
["QUsePI","250;2",2.79,"MG/time step","QUsePI","250;2",2.79,"MG/time step","QUsePI","250;2",2.79,"MG/time step","QUsePI","250;2",2.79,"MG/time step","QUsePI","250;2",2.79,"MG/time step","QUsePI","250;2",2.79,"MG/time step",0]
["QUsePI","259;2",2.79,"MG/time step","QUsePI","259;2",2.79,"MG/time step","QUsePI","259;2",2.79,"MG/time step","QUsePI","259;2",2.79,"MG/time step","QUsePI","259;2",2.79,"MG/time step","QUsePI","259;2",2.79,"MG/time step",0]
["QUsePI","268;2",2.79,"MG/time step","QUsePI","268;2",2.79,"MG/time step","QUsePI","268;2",2.79,"MG/time step","QUsePI","268;2",2.79,"MG/time step","QUsePI","268;2",2.79,"MG/time step","QUsePI","268;2",2.79,"MG/time step",0]
["QUsePI","277;2",2.6,"MG/time step","QUsePI","277;2",2.6,"MG/time step","QUsePI","277;2",2.6,"MG/time step","QUsePI","277;2",2.6,"MG/time step","QUsePI","277;2",2.6,"MG/time step","QUsePI","277;2",2.6,"MG/time step",0]
["QUsePI","286;2",2.6,"MG/time step","QUsePI","286;2",2.6,"MG/time step","QUsePI","286;2",2.6,"MG/time step","QUsePI","286;2",2.6,"MG/time step","QUsePI","286;2",2.6,"MG/time step","QUsePI","286;2",2.6,"MG/time step",0]
["QUsePI","295;2",2.6,"MG/time step","QUsePI","295;2",2.6,"MG/time step","QUsePI","295;2",2.6,"MG/time step","QUsePI","295;2",2.6,"MG/time step","QUsePI","295;2",2.6,"MG/time step","QUsePI","295;2",2.6,"MG/time step",0]
["QUsePI","296;2",2.6,"MG/time step","QUsePI","296;2",2.6,"MG/time step","QUsePI","296;2",2.6,"MG/time step","QUsePI","296;2",2.6,"MG/time step","QUsePI","296;2",2.6,"MG/time step","QUsePI","296;2",2.6,"MG/time step",0]
["QUsePI","305;2",2.34,"MG/time step","QUsePI","305;2",2.34,"MG/time step","QUsePI","305;2",2.34,"MG/time step","QUsePI","305;2",2.34,"MG/time step","QUsePI","305;2",2.34,"MG/time step","QUsePI","305;2",2.34,"MG/time step",0]
["QUsePI","314;2",2.34,"MG/time step","QUsePI","314;2",2.34,"MG/time step","QUsePI","314;2",2.34,"MG/time step","QUsePI","314;2",2.34,"MG/time step","QUsePI","314;2",2.34,"MG/time step","QUsePI","314;2",2.34,"MG/time step",0]
["QUsePI","323;2",2.34,"MG/time step","QUsePI","323;2",2.34,"MG/time step","QUsePI","323;2",2.34,"MG/time step","QUsePI","323;2",2.34,"MG/time step","QUsePI","323;2",2.34,"MG/time step","QUsePI","323;2",2.34,"MG/time step",0]
["QUsePI","332;2",2.34,"MG/time step","QUsePI","332;2",2.34,"MG/time step","QUsePI","332;2",2.34,"MG/time step","QUsePI","332;2",2.34,"MG/time step","QUsePI","332;2",2.34,"MG/time step","QUsePI","332;2",2.34,"MG/time step",0]
["QUsePI","341;2",2.36,"MG/time step","QUsePI","341;2",2.36,"MG/time step","QUsePI","341;2",2.36,"MG/time step","QUsePI","341;2",2.36,"MG/time step","QUsePI","341;2",2.36,"MG/time step","QUsePI","341;2",2.36,"MG/time step",0]
["QUsePI","346;2",2.36,"MG/time step","QUsePI","346;2",2.36,"MG/time step","QUsePI","346;2",2.36,"MG/time step","QUsePI","346;2",2.36,"MG/time step","QUsePI","346;2",2.36,"MG/time step","QUsePI","346;2",2.36,"MG/time step",0]
["QUsePI","360;2",2.36,"MG/time step","QUsePI","360;2",2.36,"MG/time step","QUsePI","360;2",2.36,"MG/time step","QUsePI","360;2",2.36,"MG/time step","QUsePI","360;2",2.36,"MG/time step","QUsePI","360;2",2.36,"MG/time step",0]
["QUsePI","361;2",2.36,"MG/time step","QUsePI","361;2",2.36,"MG/time step","QUsePI","361;2",2.36,"MG/time step","QUsePI","361;2",2.36,"MG/time step","QUsePI","361;2",2.36,"MG/time step","QUsePI","361;2",2.36,"MG/time step",0]
["QUsePI","5;3",0.03,"MG/time step","QUsePI","5;3",0.03,"MG/time step","QUsePI","5;3",0.03,"MG/time step","QUsePI","5;3",0.03,"MG/time step","QUsePI","5;3",0.03,"MG/time step","QUsePI","5;3",0.03,"MG/time step",0]
["QUsePI","14;3",0.03,"MG/time step","QUsePI","14;3",0.03,"MG/time step","QUsePI","14;3",0.03,"MG/time step","QUsePI","14;3",0.03,"MG/time step","QUsePI","14;3",0.03,"MG/time step","QUsePI","14;3",0.03,"MG/time step",0]
["QUsePI","23;3",0.03,"MG/time step","QUsePI","23;3",0.03,"MG/time step","QUsePI","23;3",0.03,"MG/time step","QUsePI","23;3",0.03,"MG/time step","QUsePI","23;3",0.03,"MG/time step","QUsePI","23;3",0.03,"MG/time step",0]
["QUsePI","32;3",0.02,"MG/time step","QUsePI","32;3",0.02,"MG/time step","QUsePI","32;3",0.02,"MG/time step","QUsePI","32;3",0.02,"MG/time step","QUsePI","32;3",0.02,"MG/time step","QUsePI","32;3",0.02,"MG/time step",0]
["QUsePI","41;3",0.02,"MG/time step","QUsePI","41;3",0.02,"MG/time step","QUsePI","41;3",0.02,"MG/time step","QUsePI","41;3",0.02,"MG/time step","QUsePI","41;3",0.02,"MG/time step","QUsePI","41;3",0.02,"MG/time step",0]
["QUsePI","50;3",0.02,"MG/time step","QUsePI","50;3",0.02,"MG/time step","QUsePI","50;3",0.02,"MG/time step","QUsePI","50;3",0.02,"MG/time step","QUsePI","50;3",0.02,"MG/time step","QUsePI","50;3",0.02,"MG/time step",0]
["QUsePI","59;3",0.02,"MG/time step","QUsePI","59;3",0.02,"MG/time step","QUsePI","59;3",0.02,"MG/time step","QUsePI","59;3",0.02,"MG/time step","QUsePI","59;3",0.02,"MG/time step","QUsePI","59;3",0.02,"MG/time step",0]
["QUsePI","60;3",0.02,"MG/time step","QUsePI","60;3",0.02,"MG/time step","QUsePI","60;3",0.02,"MG/time step","QUsePI","60;3",0.02,"MG/time step","QUsePI","60;3",0.02,"MG/time step","QUsePI","60;3",0.02,"MG/time step",0]
["QUsePI","69;3",0.02,"MG/time step","QUsePI","69;3",0.02,"MG/time step","QUsePI","69;3",0.02,"MG/time step","QUsePI","69;3",0.02,"MG/time step","QUsePI","69;3",0.02,"MG/time step","QUsePI","69;3",0.02,"MG/time step",0]
["QUsePI","78;3",0.02,"MG/time step","QUsePI","78;3",0.02,"MG/time step","QUsePI","78;3",0.02,"MG/time step","QUsePI","78;3",0.02,"MG/time step","QUsePI","78;3",0.02,"MG/time step","QUsePI","78;3",0.02,"MG/time step",0]
["QUsePI","87;3",0.02,"MG/time step","QUsePI","87;3",0.02,"MG/time step","QUsePI","87;3",0.02,"MG/time step","QUsePI","87;3",0.02,"MG/time step","QUsePI","87;3",0.02,"MG/time step","QUsePI","87;3",0.02,"MG/time step",0]
["QUsePI","97;3",0.03,"MG/time step","QUsePI","97;3",0.03,"MG/time step","QUsePI","97;3",0.03,"MG/time step","QUsePI","97;3",0.03,"MG/time step","QUsePI","97;3",0.03,"MG/time step","QUsePI","97;3",0.03,"MG/time step",0]
["QUsePI","106;3",0.03,"MG/time step","QUsePI","106;3",0.03,"MG/time step","QUsePI","106;3",0.03,"MG/time step","QUsePI","106;3",0.03,"MG/time step","QUsePI","106;3",0.03,"MG/time step","QUsePI","106;3",0.03,"MG/time step",0]
["QUsePI","115;3",0.03,"MG/time step","QUsePI","115;3",0.03,"MG/time step","QUsePI","115;3",0.03,"MG/time step","QUsePI","115;3",0.03,"MG/time step","QUsePI","115;3",0.03,"MG/time step","QUsePI","115;3",0.03,"MG/time step",0]
["QUsePI","124;3",0.03,"MG/time step","QUsePI","124;3",0.03,"MG/time step","QUsePI","124;3",0.03,"MG/time step","QUsePI","124;3",0.03,"MG/time step","QUsePI","124;3",0.03,"MG/time step","QUsePI","124;3",0.03,"MG/time step",0]
["QUsePI","125;3",0.03,"MG/time step","QUsePI","125;3",0.03,"MG/time step","QUsePI","125;3",0.03,"MG/time step","QUsePI","125;3",0.03,"MG/time step","QUsePI","125;3",0.03,"MG/time step","QUsePI","125;3",0.03,"MG/time step",0]
["QUsePI","134;3",0.03,"MG/time step","QUsePI","134;3",0.03,"MG/time step","QUsePI","134;3",0.03,"MG/time step","QUsePI","134;3",0.03,"MG/time step","QUsePI","134;3",0.03,"MG/time step","QUsePI","134;3",0.03,"MG/time step",0]
["QUsePI","143;3",0.03,"MG/time step","QUsePI","143;3",0.03,"MG/time step","QUsePI","143;3",0.03,"MG/time step","QUsePI","143;3",0.03,"MG/time step","QUsePI","143;3",0.03,"MG/time step","QUsePI","143;3",0.03,"MG/time step",0]
["QUsePI","152;3",0.03,"MG/time step","QUsePI","152;3",0.03,"MG/time step","QUsePI","152;3",0.03,"MG/time step","QUsePI","152;3",0.03,"MG/time step","QUsePI","152;3",0.03,"MG/time step","QUsePI","152;3",0.03,"MG/time step",0]
["QUsePI","161;3",0.03,"MG/time step","QUsePI","161;3",0.03,"MG/time step","QUsePI","161;3",0.03,"MG/time step","QUsePI","161;3",0.03,"MG/time step","QUsePI","161;3",0.03,"MG/time step","QUsePI","161;3",0.03,"MG/time step",0]
["QUsePI","170;3",0.03,"MG/time step","QUsePI","170;3",0.03,"MG/time step","QUsePI","170;3",0.03,"MG/time step","QUsePI","170;3",0.03,"MG/time step","QUsePI","170;3",0.03,"MG/time step","QUsePI","170;3",0.03,"MG/time step",0]
["QUsePI","179;3",0.03,"MG/time step","QUsePI","179;3",0.03,"MG/time step","QUsePI","179;3",0.03,"MG/time step","QUsePI","179;3",0.03,"MG/time step","QUsePI","179;3",0.03,"MG/time step","QUsePI","179;3",0.03,"MG/time step",0]
["QUsePI","188;3",0.04,"MG/time step","QUsePI","188;3",0.04,"MG/time step","QUsePI","188;3",0.04,"MG/time step","QUsePI","188;3",0.04,"MG/time step","QUsePI","188;3",0.04,"MG/time step","QUsePI","188;3",0.04,"MG/time step",0]
["QUsePI","189;3",0.04,"MG/time step","QUsePI","189;3",0.04,"MG/time step","QUsePI","189;3",0.04,"MG/time step","QUsePI","189;3",0.04,"MG/time step","QUsePI","189;3",0.04,"MG/time step","QUsePI","189;3",0.04,"MG/time step",0]
["QUsePI","198;3",0.04,"MG/time step","QUsePI","198;3",0.04,"MG/time step","QUsePI","198;3",0.04,"MG/time step","QUsePI","198;3",0.04,"MG/time step","QUsePI","198;3",0.04,"MG/time step","QUsePI","198;3",0.04,"MG/time step",0]
["QUsePI","209;3",0.04,"MG/time step","QUsePI","209;3",0.04,"MG/time step","QUsePI","209;3",0.04,"MG/time step","QUsePI","209;3",0.04,"MG/time step","QUsePI","209;3",0.04,"MG/time step","QUsePI","209;3",0.04,"MG/time step",0]
["QUsePI","217;3",0.04,"MG/time step","QUsePI","217;3",0.04,"MG/time step","QUsePI","217;3",0.04,"MG/time step","QUsePI","217;3",0.04,"MG/time step","QUsePI","217;3",0.04,"MG/time step","QUsePI","217;3",0.04,"MG/time step",0]
["QUsePI","226;3",0.04,"MG/time step","QUsePI","226;3",0.04,"MG/time step","QUsePI","226;3",0.04,"MG/time step","QUsePI","226;3",0.04,"MG/time step","QUsePI","226;3",0.04,"MG/time step","QUsePI","226;3",0.04,"MG/time step",0]
["QUsePI","235;3",0.04,"MG/time step","QUsePI","235;3",0.04,"MG/time step","QUsePI","235;3",0.04,"MG/time step","QUsePI","235;3",0.04,"MG/time step","QUsePI","235;3",0.04,"MG/time step","QUsePI","235;3",0.04,"MG/time step",0]
["QUsePI","244;3",0.03,"MG/time step","QUsePI","244;3",0.03,"MG/time step","QUsePI","244;3",0.03,"MG/time step","QUsePI","244;3",0.03,"MG/time step","QUsePI","244;3",0.03,"MG/time step","QUsePI","244;3",0.03,"MG/time step",0]
["QUsePI","253;3",0.03,"MG/time step","QUsePI","253;3",0.03,"MG/time step","QUsePI","253;3",0.03,"MG/time step","QUsePI","253;3",0.03,"MG/time step","QUsePI","253;3",0.03,"MG/time step","QUsePI","253;3",0.03,"MG/time step",0]
["QUsePI","254;3",0.03,"MG/time step","QUsePI","254;3",0.03,"MG/time step","QUsePI","254;3",0.03,"MG/time step","QUsePI","254;3",0.03,"MG/time step","QUsePI","254;3",0.03,"MG/time step","QUsePI","254;3",0.03,"MG/time step",0]
["QUsePI","263;3",0.03,"MG/time step","QUsePI","263;3",0.03,"MG/time step","QUsePI","263;3",0.03,"MG/time step","QUsePI","263;3",0.03,"MG/time step","QUsePI","263;3",0.03,"MG/time step","QUsePI","263;3",0.03,"MG/time step",0]
["QUsePI","272;3",0.03,"MG/time step","QUsePI","272;3",0.03,"MG/time step","QUsePI","272;3",0.03,"MG/time step","QUsePI","272;3",0.03,"MG/time step","QUsePI","272;3",0.03,"MG/time step","QUsePI","272;3",0.03,"MG/time step",0]
["QUsePI","281;3",0.03,"MG/time step","QUsePI","281;3",0.03,"MG/time step","QUsePI","281;3",0.03,"MG/time step","QUsePI","281;3",0.03,"MG/time step","QUsePI","281;3",0.03,"MG/time step","QUsePI","281;3",0.03,"MG/time step",0]
["QUsePI","290;3",0.03,"MG/time step","QUsePI","290;3",0.03,"MG/time step","QUsePI","290;3",0.03,"MG/time step","QUsePI","290;3",0.03,"MG/time step","QUsePI","290;3",0.03,"MG/time step","QUsePI","290;3",0.03,"MG/time step",0]
["QUsePI","299;3",0.03,"MG/time step","QUsePI","299;3",0.03,"MG/time step","QUsePI","299;3",0.03,"MG/time step","QUsePI","299;3",0.03,"MG/time step","QUsePI","299;3",0.03,"MG/time step","QUsePI","299;3",0.03,"MG/time step",0]
["QUsePI","308;3",0.02,"MG/time step","QUsePI","308;3",0.02,"MG/time step","QUsePI","308;3",0.02,"MG/time step","QUsePI","308;3",0.02,"MG/time step","QUsePI","308;3",0.02,"MG/time step","QUsePI","308;3",0.02,"MG/time step",0]
["QUsePI","310;3",0.02,"MG/time step","QUsePI","310;3",0.02,"MG/time step","QUsePI","310;3",0.02,"MG/time step","QUsePI","310;3",0.02,"MG/time step","QUsePI","310;3",0.02,"MG/time step","QUsePI","310;3",0.02,"MG/time step",0]
["QUsePI","319;3",0.02,"MG/time step","QUsePI","319;3",0.02,"MG/time step","QUsePI","319;3",0.02,"MG/time step","QUsePI","319;3",0.02,"MG/time step","QUsePI","319;3",0.02,"MG/time step","QUsePI","319;3",0.02,"MG/time step",0]
["QUsePI","328;3",0.02,"MG/time step","QUsePI","328;3",0.02,"MG/time step","QUsePI","328;3",0.02,"MG/time step","QUsePI","328;3",0.02,"MG/time step","QUsePI","328;3",0.02,"MG/time step","QUsePI","328;3",0.02,"MG/time step",0]
["QUsePI","337;3",0.02,"MG/time step","QUsePI","337;3",0.02,"MG/time step","QUsePI","337;3",0.02,"MG/time step","QUsePI","337;3",0.02,"MG/time step","QUsePI","337;3",0.02,"MG/time step","QUsePI","337;3",0.02,"MG/time step",0]
["QUsePI","346;3",0.02,"MG/time step","QUsePI","346;3",0.02,"MG/time step","QUsePI","346;3",0.02,"MG/time step","QUsePI","346;3",0.02,"MG/time step","QUsePI","346;3",0.02,"MG/time step","QUsePI","346;3",0.02,"MG/time step",0]
["QUsePI","355;3",0.02,"MG/time step","QUsePI","355;3",0.02,"MG/time step","QUsePI","355;3",0.02,"MG/time step","QUsePI","355;3",0.02,"MG/time step","QUsePI","355;3",0.02,"MG/time step","QUsePI","355;3",0.02,"MG/time step",0]
["QUsePI","364;3",0.02,"MG/time step","QUsePI","364;3",0.02,"MG/time step","QUsePI","364;3",0.02,"MG/time step","QUsePI","364;3",0.02,"MG/time step","QUsePI","364;3",0.02,"MG/time step","QUsePI","364;3",0.02,"MG/time step",0]
["QUsePI","8;4",0.36,"MG/time step","QUsePI","8;4",0.36,"MG/time step","QUsePI","8;4",0.36,"MG/time step","QUsePI","8;4",0.36,"MG/time step","QUsePI","8;4",0.36,"MG/time step","QUsePI","8;4",0.36,"MG/time step",0]
["QUsePI","17;4",0.36,"MG/time step","QUsePI","17;4",0.36,"MG/time step","QUsePI","17;4",0.36,"MG/time step","QUsePI","17;4",0.36,"MG/time step","QUsePI","17;4",0.36,"MG/time step","QUsePI","17;4",0.36,"MG/time step",0]
["QUsePI","18;4",0.36,"MG/time step","QUsePI","18;4",0.36,"MG/time step","QUsePI","18;4",0.36,"MG/time step","QUsePI","18;4",0.36,"MG/time step","QUsePI","18;4",0.36,"MG/time step","QUsePI","18;4",0.36,"MG/time step",0]
["QUsePI","27;4",0.36,"MG/time step","QUsePI","27;4",0.36,"MG/time step","QUsePI","27;4",0.36,"MG/time step","QUsePI","27;4",0.36,"MG/time step","QUsePI","27;4",0.36,"MG/time step","QUsePI","27;4",0.36,"MG/time step",0]
["QUsePI","36;4",0.36,"MG/time step","QUsePI","36;4",0.36,"MG/time step","QUsePI","36;4",0.36,"MG/time step","QUsePI","36;4",0.36,"MG/time step","QUsePI","36;4",0.36,"MG/time step","QUsePI","36;4",0.36,"MG/time step",0]
["QUsePI","45;4",0.36,"MG/time step","QUsePI","45;4",0.36,"MG/time step","QUsePI","45;4",0.36,"MG/time step","QUsePI","45;4",0.36,"MG/time step","QUsePI","45;4",0.36,"MG/time step","QUsePI","45;4",0.36,"MG/time step",0]
["QUsePI","54;4",0.36,"MG/time step","QUsePI","54;4",0.36,"MG/time step","QUsePI","54;4",0.36,"MG/time step","QUsePI","54;4",0.36,"MG/time step","QUsePI","54;4",0.36,"MG/time step","QUsePI","54;4",0.36,"MG/time step",0]
["QUsePI","66;4",0.34,"MG/time step","QUsePI","66;4",0.34,"MG/time step","QUsePI","66;4",0.34,"MG/time step","QUsePI","66;4",0.34,"MG/time step","QUsePI","66;4",0.34,"MG/time step","QUsePI","66;4",0.34,"MG/time step",0]
["QUsePI","73;4",0.34,"MG/time step","QUsePI","73;4",0.34,"MG/time step","QUsePI","73;4",0.34,"MG/time step","QUsePI","73;4",0.34,"MG/time step","QUsePI","73;4",0.34,"MG/time step","QUsePI","73;4",0.34,"MG/time step",0]
["QUsePI","82;4",0.34,"MG/time step","QUsePI","82;4",0.34,"MG/time step","QUsePI","82;4",0.34,"MG/time step","QUsePI","82;4",0.34,"MG/time step","QUsePI","82;4",0.34,"MG/time step","QUsePI","82;4",0.34,"MG/time step",0]
["QUsePI","83;4",0.34,"MG/time step","QUsePI","83;4",0.34,"MG/time step","QUsePI","83;4",0.34,"MG/time step","QUsePI","83;4",0.34,"MG/time step","QUsePI","83;4",0.34,"MG/time step","QUsePI","83;4",0.34,"MG/time step",0]
["QUsePI","92;4",0.38,"MG/time step","QUsePI","92;4",0.38,"MG/time step","QUsePI","92;4",0.38,"MG/time step","QUsePI","92;4",0.38,"MG/time step","QUsePI","92;4",0.38,"MG/time step","QUsePI","92;4",0.38,"MG/time step",0]
["QUsePI","101;4",0.38,"MG/time step","QUsePI","101;4",0.38,"MG/time step","QUsePI","101;4",0.38,"MG/time step","QUsePI","101;4",0.38,"MG/time step","QUsePI","101;4",0.38,"MG/time step","QUsePI","101;4",0.38,"MG/time step",0]
["QUsePI","110;4",0.38,"MG/time step","QUsePI","110;4",0.38,"MG/time step","QUsePI","110;4",0.38,"MG/time step","QUsePI","110;4",0.38,"MG/time step","QUsePI","110;4",0.38,"MG/time step","QUsePI","110;4",0.38,"MG/time step",0]
["QUsePI","119;4",0.38,"MG/time step","QUsePI","119;4",0.38,"MG/time step","QUsePI","119;4",0.38,"MG/time step","QUsePI","119;4",0.38,"MG/time step","QUsePI","119;4",0.38,"MG/time step","QUsePI","119;4",0.38,"MG/time step",0]
["QUsePI","128;4",0.41,"MG/time step","QUsePI","128;4",0.41,"MG/time step","QUsePI","128;4",0.41,"MG/time step","QUsePI","128;4",0.41,"MG/time step","QUsePI","128;4",0.41,"MG/time step","QUsePI","128;4",0.41,"MG/time step",0]
["QUsePI","137;4",0.41,"MG/time step","QUsePI","137;4",0.41,"MG/time step","QUsePI","137;4",0.41,"MG/time step","QUsePI","137;4",0.41,"MG/time step","QUsePI","137;4",0.41,"MG/time step","QUsePI","137;4",0.41,"MG/time step",0]
["QUsePI","146;4",0.41,"MG/time step","QUsePI","146;4",0.41,"MG/time step","QUsePI","146;4",0.41,"MG/time step","QUsePI","146;4",0.41,"MG/time step","QUsePI","146;4",0.41,"MG/time step","QUsePI","146;4",0.41,"MG/time step",0]
["QUsePI","147;4",0.41,"MG/time step","QUsePI","147;4",0.41,"MG/time step","QUsePI","147;4",0.41,"MG/time step","QUsePI","147;4",0.41,"MG/time step","QUsePI","147;4",0.41,"MG/time step","QUsePI","147;4",0.41,"MG/time step",0]
["QUsePI","156;4",0.45,"MG/time step","QUsePI","156;4",0.45,"MG/time step","QUsePI","156;4",0.45,"MG/time step","QUsePI","156;4",0.45,"MG/time step","QUsePI","156;4",0.45,"MG/time step","QUsePI","156;4",0.45,"MG/time step",0]
["QUsePI","165;4",0.45,"MG/time step","QUsePI","165;4",0.45,"MG/time step","QUsePI","165;4",0.45,"MG/time step","QUsePI","165;4",0.45,"MG/time step","QUsePI","165;4",0.45,"MG/time step","QUsePI","165;4",0.45,"MG/time step",0]
["QUsePI","173;4",0.45,"MG/time step","QUsePI","173;4",0.45,"MG/time step","QUsePI","173;4",0.45,"MG/time step","QUsePI","173;4",0.45,"MG/time step","QUsePI","173;4",0.45,"MG/time step","QUsePI","173;4",0.45,"MG/time step",0]
["QUsePI","184;4",0.56000000000000005,"MG/time step","QUsePI","184;4",0.56000000000000005,"MG/time step","QUsePI","184;4",0.56000000000000005,"MG/time step","QUsePI","184;4",0.56000000000000005,"MG/time step","QUsePI","184;4",0.56000000000000005,"MG/time step","QUsePI","184;4",0.56000000000000005,"MG/time step",0]
["QUsePI","193;4",0.56000000000000005,"MG/time step","QUsePI","193;4",0.56000000000000005,"MG/time step","QUsePI","193;4",0.56000000000000005,"MG/time step","QUsePI","193;4",0.56000000000000005,"MG/time step","QUsePI","193;4",0.56000000000000005,"MG/time step","QUsePI","193;4",0.56000000000000005,"MG/time step",0]
["QUsePI","202;4",0.56000000000000005,"MG/time step","QUsePI","202;4",0.56000000000000005,"MG/time step","QUsePI","202;4",0.56000000000000005,"MG/time step","QUsePI","202;4",0.56000000000000005,"MG/time step","QUsePI","202;4",0.56000000000000005,"MG/time step","QUsePI","202;4",0.56000000000000005,"MG/time step",0]
["QUsePI","211;4",0.56000000000000005,"MG/time step","QUsePI","211;4",0.56000000000000005,"MG/time step","QUsePI","211;4",0.56000000000000005,"MG/time step","QUsePI","211;4",0.56000000000000005,"MG/time step","QUsePI","211;4",0.56000000000000005,"MG/time step","QUsePI","211;4",0.56000000000000005,"MG/time step",0]
["QUsePI","212;4",0.56000000000000005,"MG/time step","QUsePI","212;4",0.56000000000000005,"MG/time step","QUsePI","212;4",0.56000000000000005,"MG/time step","QUsePI","212;4",0.56000000000000005,"MG/time step","QUsePI","212;4",0.56000000000000005,"MG/time step","QUsePI","212;4",0.56000000000000005,"MG/time step",0]
["QUsePI","221;4",0.52,"MG/time step","QUsePI","221;4",0.52,"MG/time step","QUsePI","221;4",0.52,"MG/time step","QUsePI","221;4",0.52,"MG/time step","QUsePI","221;4",0.52,"MG/time step","QUsePI","221;4",0.52,"MG/time step",0]
["QUsePI","230;4",0.52,"MG/time step","QUsePI","230;4",0.52,"MG/time step","QUsePI","230;4",0.52,"MG/time step","QUsePI","230;4",0.52,"MG/time step","QUsePI","230;4",0.52,"MG/time step","QUsePI","230;4",0.52,"MG/time step",0]
["QUsePI","239;4",0.52,"MG/time step","QUsePI","239;4",0.52,"MG/time step","QUsePI","239;4",0.52,"MG/time step","QUsePI","239;4",0.52,"MG/time step","QUsePI","239;4",0.52,"MG/time step","QUsePI","239;4",0.52,"MG/time step",0]
["QUsePI","248;4",0.41,"MG/time step","QUsePI","248;4",0.41,"MG/time step","QUsePI","248;4",0.41,"MG/time step","QUsePI","248;4",0.41,"MG/time step","QUsePI","248;4",0.41,"MG/time step","QUsePI","248;4",0.41,"MG/time step",0]
["QUsePI","257;4",0.41,"MG/time step","QUsePI","257;4",0.41,"MG/time step","QUsePI","257;4",0.41,"MG/time step","QUsePI","257;4",0.41,"MG/time step","QUsePI","257;4",0.41,"MG/time step","QUsePI","257;4",0.41,"MG/time step",0]
["QUsePI","266;4",0.41,"MG/time step","QUsePI","266;4",0.41,"MG/time step","QUsePI","266;4",0.41,"MG/time step","QUsePI","266;4",0.41,"MG/time step","QUsePI","266;4",0.41,"MG/time step","QUsePI","266;4",0.41,"MG/time step",0]
["QUsePI","275;4",0.38,"MG/time step","QUsePI","275;4",0.38,"MG/time step","QUsePI","275;4",0.38,"MG/time step","QUsePI","275;4",0.38,"MG/time step","QUsePI","275;4",0.38,"MG/time step","QUsePI","275;4",0.38,"MG/time step",0]
["QUsePI","283;4",0.38,"MG/time step","QUsePI","283;4",0.38,"MG/time step","QUsePI","283;4",0.38,"MG/time step","QUsePI","283;4",0.38,"MG/time step","QUsePI","283;4",0.38,"MG/time step","QUsePI","283;4",0.38,"MG/time step",0]
["QUsePI","286;4",0.38,"MG/time step","QUsePI","286;4",0.38,"MG/time step","QUsePI","286;4",0.38,"MG/time step","QUsePI","286;4",0.38,"MG/time step","QUsePI","286;4",0.38,"MG/time step","QUsePI","286;4",0.38,"MG/time step",0]
["QUsePI","295;4",0.38,"MG/time step","QUsePI","295;4",0.38,"MG/time step","QUsePI","295;4",0.38,"MG/time step","QUsePI","295;4",0.38,"MG/time step","QUsePI","295;4",0.38,"MG/time step","QUsePI","295;4",0.38,"MG/time step",0]
["QUsePI","304;4",0.38,"MG/time step","QUsePI","304;4",0.38,"MG/time step","QUsePI","304;4",0.38,"MG/time step","QUsePI","304;4",0.38,"MG/time step","QUsePI","304;4",0.38,"MG/time step","QUsePI","304;4",0.38,"MG/time step",0]
["QUsePI","313;4",0.34,"MG/time step","QUsePI","313;4",0.34,"MG/time step","QUsePI","313;4",0.34,"MG/time step","QUsePI","313;4",0.34,"MG/time step","QUsePI","313;4",0.34,"MG/time step","QUsePI","313;4",0.34,"MG/time step",0]
["QUsePI","322;4",0.34,"MG/time step","QUsePI","322;4",0.34,"MG/time step","QUsePI","322;4",0.34,"MG/time step","QUsePI","322;4",0.34,"MG/time step","QUsePI","322;4",0.34,"MG/time step","QUsePI","322;4",0.34,"MG/time step",0]
["QUsePI","331;4",0.34,"MG/time step","QUsePI","331;4",0.34,"MG/time step","QUsePI","331;4",0.34,"MG/time step","QUsePI","331;4",0.34,"MG/time step","QUsePI","331;4",0.34,"MG/time step","QUsePI","331;4",0.34,"MG/time step",0]
["QUsePI","340;4",0.35,"MG/time step","QUsePI","340;4",0.35,"MG/time step","QUsePI","340;4",0.35,"MG/time step","QUsePI","340;4",0.35,"MG/time step","QUsePI","340;4",0.35,"MG/time step","QUsePI","340;4",0.35,"MG/time step",0]
["QUsePI","341;4",0.35,"MG/time step","QUsePI","341;4",0.35,"MG/time step","QUsePI","341;4",0.35,"MG/time step","QUsePI","341;4",0.35,"MG/time step","QUsePI","341;4",0.35,"MG/time step","QUsePI","341;4",0.35,"MG/time step",0]
["QUsePI","350;4",0.35,"MG/time step","QUsePI","350;4",0.35,"MG/time step","QUsePI","350;4",0.35,"MG/time step","QUsePI","350;4",0.35,"MG/time step","QUsePI","350;4",0.35,"MG/time step","QUsePI","350;4",0.35,"MG/time step",0]
["QUsePI","359;4",0.35,"MG/time step","QUsePI","359;4",0.35,"MG/time step","QUsePI","359;4",0.35,"MG/time step","QUsePI","359;4",0.35,"MG/time step","QUsePI","359;4",0.35,"MG/time step","QUsePI","359;4",0.35,"MG/time step",0]
["QUsePI","3;5",0,"MG/time step","QUsePI","3;5",0,"MG/time step","QUsePI","3;5",0,"MG/time step","QUsePI","3;5",0,"MG/time step","QUsePI","3;5",0,"MG/time step","QUsePI","3;5",0,"MG/time step",0]
["QUsePI","12;5",0,"MG/time step","QUsePI","12;5",0,"MG/time step","QUsePI","12;5",0,"MG/time step","QUsePI","12;5",0,"MG/time step","QUsePI","12;5",0,"MG/time step","QUsePI","12;5",0,"MG/time step",0]
["QUsePI","21;5",0,"MG/time step","QUsePI","21;5",0,"MG/time step","QUsePI","21;5",0,"MG/time step","QUsePI","21;5",0,"MG/time step","QUsePI","21;5",0,"MG/time step","QUsePI","21;5",0,"MG/time step",0]
["QUsePI","30;5",0,"MG/time step","QUsePI","30;5",0,"MG/time step","QUsePI","30;5",0,"MG/time step","QUsePI","30;5",0,"MG/time step","QUsePI","30;5",0,"MG/time step","QUsePI","30;5",0,"MG/time step",0]
["QUsePI","40;5",0,"MG/time step","QUsePI","40;5",0,"MG/time step","QUsePI","40;5",0,"MG/time step","QUsePI","40;5",0,"MG/time step","QUsePI","40;5",0,"MG/time step","QUsePI","40;5",0,"MG/time step",0]
["QUsePI","41;5",0,"MG/time step","QUsePI","41;5",0,"MG/time step","QUsePI","41;5",0,"MG/time step","QUsePI","41;5",0,"MG/time step","QUsePI","41;5",0,"MG/time step","QUsePI","41;5",0,"MG/time step",0]
["QUsePI","50;5",0,"MG/time step","QUsePI","50;5",0,"MG/time step","QUsePI","50;5",0,"MG/time step","QUsePI","50;5",0,"MG/time step","QUsePI","50;5",0,"MG/time step","QUsePI","50;5",0,"MG/time step",0]
["QUsePI","59;5",0,"MG/time step","QUsePI","59;5",0,"MG/time step","QUsePI","59;5",0,"MG/time step","QUsePI","59;5",0,"MG/time step","QUsePI","59;5",0,"MG/time step","QUsePI","59;5",0,"MG/time step",0]
["QUsePI","68;5",0,"MG/time step","QUsePI","68;5",0,"MG/time step","QUsePI","68;5",0,"MG/time step","QUsePI","68;5",0,"MG/time step","QUsePI","68;5",0,"MG/time step","QUsePI","68;5",0,"MG/time step",{"$f":"IF(ISNUMBER(C1924),IF(AVERAGE(C1924,G1924,K1924,O1924,S1924,W1924)<>MAX(C1924,G1924,K1924,O1924,S1924,W1924),1,0),\"\")","v":0}]
["QUsePI","77;5",0,"MG/time step","QUsePI","77;5",0,"MG/time step","QUsePI","77;5",0,"MG/time step","QUsePI","77;5",0,"MG/time step","QUsePI","77;5",0,"MG/time step","QUsePI","77;5",0,"MG/time step",0]
["QUsePI","86;5",0,"MG/time step","QUsePI","86;5",0,"MG/time step","QUsePI","86;5",0,"MG/time step","QUsePI","86;5",0,"MG/time step","QUsePI","86;5",0,"MG/time step","QUsePI","86;5",0,"MG/time step",0]
["QUsePI","95;5",0,"MG/time step","QUsePI","95;5",0,"MG/time step","QUsePI","95;5",0,"MG/time step","QUsePI","95;5",0,"MG/time step","QUsePI","95;5",0,"MG/time step","QUsePI","95;5",0,"MG/time step",0]
["QUsePI","104;5",0,"MG/time step","QUsePI","104;5",0,"MG/time step","QUsePI","104;5",0,"MG/time step","QUsePI","104;5",0,"MG/time step","QUsePI","104;5",0,"MG/time step","QUsePI","104;5",0,"MG/time step",0]
["QUsePI","105;5",0,"MG/time step","QUsePI","105;5",0,"MG/time step","QUsePI","105;5",0,"MG/time step","QUsePI","105;5",0,"MG/time step","QUsePI","105;5",0,"MG/time step","QUsePI","105;5",0,"MG/time step",0]
["QUsePI","114;5",0,"MG/time step","QUsePI","114;5",0,"MG/time step","QUsePI","114;5",0,"MG/time step","QUsePI","114;5",0,"MG/time step","QUsePI","114;5",0,"MG/time step","QUsePI","114;5",0,"MG/time step",0]
["QUsePI","123;5",0.01,"MG/time step","QUsePI","123;5",0.01,"MG/time step","QUsePI","123;5",0.01,"MG/time step","QUsePI","123;5",0.01,"MG/time step","QUsePI","123;5",0.01,"MG/time step","QUsePI","123;5",0.01,"MG/time step",0]
["QUsePI","132;5",0.01,"MG/time step","QUsePI","132;5",0.01,"MG/time step","QUsePI","132;5",0.01,"MG/time step","QUsePI","132;5",0.01,"MG/time step","QUsePI","132;5",0.01,"MG/time step","QUsePI","132;5",0.01,"MG/time step",{"$f":"IF(ISNUMBER(C1988),IF(AVERAGE(C1988,G1988,K1988,O1988,S1988,W1988)<>MAX(C1988,G1988,K1988,O1988,S1988,W1988),1,0),\"\")","v":0}]
["QUsePI","142;5",0.01,"MG/time step","QUsePI","142;5",0.01,"MG/time step","QUsePI","142;5",0.01,"MG/time step","QUsePI","142;5",0.01,"MG/time step","QUsePI","142;5",0.01,"MG/time step","QUsePI","142;5",0.01,"MG/time step",0]
["QUsePI","151;5",0.01,"MG/time step","QUsePI","151;5",0.01,"MG/time step","QUsePI","151;5",0.01,"MG/time step","QUsePI","151;5",0.01,"MG/time step","QUsePI","151;5",0.01,"MG/time step","QUsePI","151;5",0.01,"MG/time step",0]
["QUsePI","160;5",0.01,"MG/time step","QUsePI","160;5",0.01,"MG/time step","QUsePI","160;5",0.01,"MG/time step","QUsePI","160;5",0.01,"MG/time step","QUsePI","160;5",0.01,"MG/time step","QUsePI","160;5",0.01,"MG/time step",0]
["QUsePI","169;5",0.01,"MG/time step","QUsePI","169;5",0.01,"MG/time step","QUsePI","169;5",0.01,"MG/time step","QUsePI","169;5",0.01,"MG/time step","QUsePI","169;5",0.01,"MG/time step","QUsePI","169;5",0.01,"MG/time step",0]
["QUsePI","170;5",0.01,"MG/time step","QUsePI","170;5",0.01,"MG/time step","QUsePI","170;5",0.01,"MG/time step","QUsePI","170;5",0.01,"MG/time step","QUsePI","170;5",0.01,"MG/time step","QUsePI","170;5",0.01,"MG/time step",0]
["QUsePI","179;5",0.01,"MG/time step","QUsePI","179;5",0.01,"MG/time step","QUsePI","179;5",0.01,"MG/time step","QUsePI","179;5",0.01,"MG/time step","QUsePI","179;5",0.01,"MG/time step","QUsePI","179;5",0.01,"MG/time step",0]
["QUsePI","188;5",0.01,"MG/time step","QUsePI","188;5",0.01,"MG/time step","QUsePI","188;5",0.01,"MG/time step","QUsePI","188;5",0.01,"MG/time step","QUsePI","188;5",0.01,"MG/time step","QUsePI","188;5",0.01,"MG/time step",0]
["QUsePI","197;5",0.01,"MG/time step","QUsePI","197;5",0.01,"MG/time step","QUsePI","197;5",0.01,"MG/time step","QUsePI","197;5",0.01,"MG/time step","QUsePI","197;5",0.01,"MG/time step","QUsePI","197;5",0.01,"MG/time step",0]
["QUsePI","206;5",0.01,"MG/time step","QUsePI","206;5",0.01,"MG/time step","QUsePI","206;5",0.01,"MG/time step","QUsePI","206;5",0.01,"MG/time step","QUsePI","206;5",0.01,"MG/time step","QUsePI","206;5",0.01,"MG/time step",0]
["QUsePI","215;5",0.01,"MG/time step","QUsePI","215;5",0.01,"MG/time step","QUsePI","215;5",0.01,"MG/time step","QUsePI","215;5",0.01,"MG/time step","QUsePI","215;5",0.01,"MG/time step","QUsePI","215;5",0.01,"MG/time step",0]
["QUsePI","224;5",0.01,"MG/time step","QUsePI","224;5",0.01,"MG/time step","QUsePI","224;5",0.01,"MG/time step","QUsePI","224;5",0.01,"MG/time step","QUsePI","224;5",0.01,"MG/time step","QUsePI","224;5",0.01,"MG/time step",0]
["QUsePI","233;5",0.01,"MG/time step","QUsePI","233;5",0.01,"MG/time step","QUsePI","233;5",0.01,"MG/time step","QUsePI","233;5",0.01,"MG/time step","QUsePI","233;5",0.01,"MG/time step","QUsePI","233;5",0.01,"MG/time step",0]
["QUsePI","234;5",0.01,"MG/time step","QUsePI","234;5",0.01,"MG/time step","QUsePI","234;5",0.01,"MG/time step","QUsePI","234;5",0.01,"MG/time step","QUsePI","234;5",0.01,"MG/time step","QUsePI","234;5",0.01,"MG/time step",0]
["QUsePI","243;5",0.01,"MG/time step","QUsePI","243;5",0.01,"MG/time step","QUsePI","243;5",0.01,"MG/time step","QUsePI","243;5",0.01,"MG/time step","QUsePI","243;5",0.01,"MG/time step","QUsePI","243;5",0.01,"MG/time step",0]
["QUsePI","253;5",0.01,"MG/time step","QUsePI","253;5",0.01,"MG/time step","QUsePI","253;5",0.01,"MG/time step","QUsePI","253;5",0.01,"MG/time step","QUsePI","253;5",0.01,"MG/time step","QUsePI","253;5",0.01,"MG/time step",0]
["QUsePI","262;5",0.01,"MG/time step","QUsePI","262;5",0.01,"MG/time step","QUsePI","262;5",0.01,"MG/time step","QUsePI","262;5",0.01,"MG/time step","QUsePI","262;5",0.01,"MG/time step","QUsePI","262;5",0.01,"MG/time step",0]
["QUsePI","271;5",0.01,"MG/time step","QUsePI","271;5",0.01,"MG/time step","QUsePI","271;5",0.01,"MG/time step","QUsePI","271;5",0.01,"MG/time step","QUsePI","271;5",0.01,"MG/time step","QUsePI","271;5",0.01,"MG/time step",0]
["QUsePI","280;5",0,"MG/time step","QUsePI","280;5",0,"MG/time step","QUsePI","280;5",0,"MG/time step","QUsePI","280;5",0,"MG/time step","QUsePI","280;5",0,"MG/time step","QUsePI","280;5",0,"MG/time step",0]
["QUsePI","289;5",0,"MG/time step","QUsePI","289;5",0,"MG/time step","QUsePI","289;5",0,"MG/time step","QUsePI","289;5",0,"MG/time step","QUsePI","289;5",0,"MG/time step","QUsePI","289;5",0,"MG/time step",0]
["QUsePI","298;5",0,"MG/time step","QUsePI","298;5",0,"MG/time step","QUsePI","298;5",0,"MG/time step","QUsePI","298;5",0,"MG/time step","QUsePI","298;5",0,"MG/time step","QUsePI","298;5",0,"MG/time step",0]
["QUsePI","299;5",0,"MG/time step","QUsePI","299;5",0,"MG/time step","QUsePI","299;5",0,"MG/time step","QUsePI","299;5",0,"MG/time step","QUsePI","299;5",0,"MG/time step","QUsePI","299;5",0,"MG/time step",0]
["QUsePI","308;5",0,"MG/time step","QUsePI","308;5",0,"MG/time step","QUsePI","308;5",0,"MG/time step","QUsePI","308;5",0,"MG/time step","QUsePI","308;5",0,"MG/time step","QUsePI","308;5",0,"MG/time step",0]
["QUsePI","317;5",0,"MG/time step","QUsePI","317;5",0,"MG/time step","QUsePI","317;5",0,"MG/time step","QUsePI","317;5",0,"MG/time step","QUsePI","317;5",0,"MG/time step","QUsePI","317;5",0,"MG/time step",0]
["QUsePI","326;5",0,"MG/time step","QUsePI","326;5",0,"MG/time step","QUsePI","326;5",0,"MG/time step","QUsePI","326;5",0,"MG/time step","QUsePI","326;5",0,"MG/time step","QUsePI","326;5",0,"MG/time step",0]
["QUsePI","335;5",0,"MG/time step","QUsePI","335;5",0,"MG/time step","QUsePI","335;5",0,"MG/time step","QUsePI","335;5",0,"MG/time step","QUsePI","335;5",0,"MG/time step","QUsePI","335;5",0,"MG/time step",0]
["QUsePI","344;5",0,"MG/time step","QUsePI","344;5",0,"MG/time step","QUsePI","344;5",0,"MG/time step","QUsePI","344;5",0,"MG/time step","QUsePI","344;5",0,"MG/time step","QUsePI","344;5",0,"MG/time step",0]
["QUsePI","353;5",0,"MG/time step","QUsePI","353;5",0,"MG/time step","QUsePI","353;5",0,"MG/time step","QUsePI","353;5",0,"MG/time step","QUsePI","353;5",0,"MG/time step","QUsePI","353;5",0,"MG/time step",0]
["QUsePI","359;5",0,"MG/time step","QUsePI","359;5",0,"MG/time step","QUsePI","359;5",0,"MG/time step","QUsePI","359;5",0,"MG/time step","QUsePI","359;5",0,"MG/time step","QUsePI","359;5",0,"MG/time step",0]
["QUsePI","364;5",0,"MG/time step","QUsePI","364;5",0,"MG/time step","QUsePI","364;5",0,"MG/time step","QUsePI","364;5",0,"MG/time step","QUsePI","364;5",0,"MG/time step","QUsePI","364;5",0,"MG/time step",0]
["QUsePI","8;6",0.17,"MG/time step","QUsePI","8;6",0.17,"MG/time step","QUsePI","8;6",0.17,"MG/time step","QUsePI","8;6",0.17,"MG/time step","QUsePI","8;6",0.17,"MG/time step","QUsePI","8;6",0.17,"MG/time step",0]
["QUsePI","17;6",0.17,"MG/time step","QUsePI","17;6",0.17,"MG/time step","QUsePI","17;6",0.17,"MG/time step","QUsePI","17;6",0.17,"MG/time step","QUsePI","17;6",0.17,"MG/time step","QUsePI","17;6",0.17,"MG/time step",0]
["QUsePI","26;6",0.17,"MG/time step","QUsePI","26;6",0.17,"MG/time step","QUsePI","26;6",0.17,"MG/time step","QUsePI","26;6",0.17,"MG/time step","QUsePI","26;6",0.17,"MG/time step","QUsePI","26;6",0.17,"MG/time step",0]
["QUsePI","35;6",0.16,"MG/time step","QUsePI","35;6",0.16,"MG/time step","QUsePI","35;6",0.16,"MG/time step","QUsePI","35;6",0.16,"MG/time step","QUsePI","35;6",0.16,"MG/time step","QUsePI","35;6",0.16,"MG/time step",0]
["QUsePI","44;6",0.16,"MG/time step","QUsePI","44;6",0.16,"MG/time step","QUsePI","44;6",0.16,"MG/time step","QUsePI","44;6",0.16,"MG/time step","QUsePI","44;6",0.16,"MG/time step","QUsePI","44;6",0.16,"MG/time step",0]
["QUsePI","53;6",0.16,"MG/time step","QUsePI","53;6",0.16,"MG/time step","QUsePI","53;6",0.16,"MG/time step","QUsePI","53;6",0.16,"MG/time step","QUsePI","53;6",0.16,"MG/time step","QUsePI","53;6",0.16,"MG/time step",0]
["QUsePI","62;6",0.16,"MG/time step","QUsePI","62;6",0.16,"MG/time step","QUsePI","62;6",0.16,"MG/time step","QUsePI","62;6",0.16,"MG/time step","QUsePI","62;6",0.16,"MG/time step","QUsePI","62;6",0.16,"MG/time step",0]
["QUsePI","63;6",0.16,"MG/time step","QUsePI","63;6",0.16,"MG/time step","QUsePI","63;6",0.16,"MG/time step","QUsePI","63;6",0.16,"MG/time step","QUsePI","63;6",0.16,"MG/time step","QUsePI","63;6",0.16,"MG/time step",0]
["QUsePI","72;6",0.16,"MG/time step","QUsePI","72;6",0.16,"MG/time step","QUsePI","72;6",0.16,"MG/time step","QUsePI","72;6",0.16,"MG/time step","QUsePI","72;6",0.16,"MG/time step","QUsePI","72;6",0.16,"MG/time step",0]
["QUsePI","81;6",0.16,"MG/time step","QUsePI","81;6",0.16,"MG/time step","QUsePI","81;6",0.16,"MG/time step","QUsePI","81;6",0.16,"MG/time step","QUsePI","81;6",0.16,"MG/time step","QUsePI","81;6",0.16,"MG/time step",0]
["QUsePI","90;6",0.16,"MG/time step","QUsePI","90;6",0.16,"MG/time step","QUsePI","90;6",0.16,"MG/time step","QUsePI","90;6",0.16,"MG/time step","QUsePI","90;6",0.16,"MG/time step","QUsePI","90;6",0.16,"MG/time step",0]
["QUsePI","99;6",0.18,"MG/time step","QUsePI","99;6",0.18,"MG/time step","QUsePI","99;6",0.18,"MG/time step","QUsePI","99;6",0.18,"MG/time step","QUsePI","99;6",0.18,"MG/time step","QUsePI","99;6",0.18,"MG/time step",0]
["QUsePI","106;6",0.18,"MG/time step","QUsePI","106;6",0.18,"MG/time step","QUsePI","106;6",0.18,"MG/time step","QUsePI","106;6",0.18,"MG/time step","QUsePI","106;6",0.18,"MG/time step","QUsePI","106;6",0.18,"MG/time step",0]
["QUsePI","118;6",0.18,"MG/time step","QUsePI","118;6",0.18,"MG/time step","QUsePI","118;6",0.18,"MG/time step","QUsePI","118;6",0.18,"MG/time step","QUsePI","118;6",0.18,"MG/time step","QUsePI","118;6",0.18,"MG/time step",0]
["QUsePI","127;6",0.18,"MG/time step","QUsePI","127;6",0.18,"MG/time step","QUsePI","127;6",0.18,"MG/time step","QUsePI","127;6",0.18,"MG/time step","QUsePI","127;6",0.18,"MG/time step","QUsePI","127;6",0.18,"MG/time step",0]
["QUsePI","128;6",0.18,"MG/time step","QUsePI","128;6",0.18,"MG/time step","QUsePI","128;6",0.18,"MG/time step","QUsePI","128;6",0.18,"MG/time step","QUsePI","128;6",0.18,"MG/time step","QUsePI","128;6",0.18,"MG/time step",0]
["QUsePI","137;6",0.18,"MG/time step","QUsePI","137;6",0.18,"MG/time step","QUsePI","137;6",0.18,"MG/time step","QUsePI","137;6",0.18,"MG/time step","QUsePI","137;6",0.18,"MG/time step","QUsePI","137;6",0.18,"MG/time step",0]
["QUsePI","146;6",0.18,"MG/time step","QUsePI","146;6",0.18,"MG/time step","QUsePI","146;6",0.18,"MG/time step","QUsePI","146;6",0.18,"MG/time step","QUsePI","146;6",0.18,"MG/time step","QUsePI","146;6",0.18,"MG/time step",0]
["QUsePI","155;6",0.2,"MG/time step","QUsePI","155;6",0.2,"MG/time step","QUsePI","155;6",0.2,"MG/time step","QUsePI","155;6",0.2,"MG/time step","QUsePI","155;6",0.2,"MG/time step","QUsePI","155;6",0.2,"MG/time step",0]
["QUsePI","164;6",0.2,"MG/time step","QUsePI","164;6",0.2,"MG/time step","QUsePI","164;6",0.2,"MG/time step","QUsePI","164;6",0.2,"MG/time step","QUsePI","164;6",0.2,"MG/time step","QUsePI","164;6",0.2,"MG/time step",0]
["QUsePI","173;6",0.2,"MG/time step","QUsePI","173;6",0.2,"MG/time step","QUsePI","173;6",0.2,"MG/time step","QUsePI","173;6",0.2,"MG/time step","QUsePI","173;6",0.2,"MG/time step","QUsePI","173;6",0.2,"MG/time step",0]
["QUsePI","182;6",0.24,"MG/time step","QUsePI","182;6",0.24,"MG/time step","QUsePI","182;6",0.24,"MG/time step","QUsePI","182;6",0.24,"MG/time step","QUsePI","182;6",0.24,"MG/time step","QUsePI","182;6",0.24,"MG/time step",0]
["QUsePI","191;6",0.24,"MG/time step","QUsePI","191;6",0.24,"MG/time step","QUsePI","191;6",0.24,"MG/time step","QUsePI","191;6",0.24,"MG/time step","QUsePI","191;6",0.24,"MG/time step","QUsePI","191;6",0.24,"MG/time step",0]
["QUsePI","192;6",0.24,"MG/time step","QUsePI","192;6",0.24,"MG/time step","QUsePI","192;6",0.24,"MG/time step","QUsePI","192;6",0.24,"MG/time step","QUsePI","192;6",0.24,"MG/time step","QUsePI","192;6",0.24,"MG/time step",0]
["QUsePI","201;6",0.24,"MG/time step","QUsePI","201;6",0.24,"MG/time step","QUsePI","201;6",0.24,"MG/time step","QUsePI","201;6",0.24,"MG/time step","QUsePI","201;6",0.24,"MG/time step","QUsePI","201;6",0.24,"MG/time step",0]
["QUsePI","210;6",0.24,"MG/time step","QUsePI","210;6",0.24,"MG/time step","QUsePI","210;6",0.24,"MG/time step","QUsePI","210;6",0.24,"MG/time step","QUsePI","210;6",0.24,"MG/time step","QUsePI","210;6",0.24,"MG/time step",0]
["QUsePI","218;6",0.23,"MG/time step","QUsePI","218;6",0.23,"MG/time step","QUsePI","218;6",0.23,"MG/time step","QUsePI","218;6",0.23,"MG/time step","QUsePI","218;6",0.23,"MG/time step","QUsePI","218;6",0.23,"MG/time step",0]
["QUsePI","229;6",0.23,"MG/time step","QUsePI","229;6",0.23,"MG/time step","QUsePI","229;6",0.23,"MG/time step","QUsePI","229;6",0.23,"MG/time step","QUsePI","229;6",0.23,"MG/time step","QUsePI","229;6",0.23,"MG/time step",0]
["QUsePI","238;6",0.23,"MG/time step","QUsePI","238;6",0.23,"MG/time step","QUsePI","238;6",0.23,"MG/time step","QUsePI","238;6",0.23,"MG/time step","QUsePI","238;6",0.23,"MG/time step","QUsePI","238;6",0.23,"MG/time step",0]
["QUsePI","247;6",0.18,"MG/time step","QUsePI","247;6",0.18,"MG/time step","QUsePI","247;6",0.18,"MG/time step","QUsePI","247;6",0.18,"MG/time step","QUsePI","247;6",0.18,"MG/time step","QUsePI","247;6",0.18,"MG/time step",0]
["QUsePI","256;6",0.18,"MG/time step","QUsePI","256;6",0.18,"MG/time step","QUsePI","256;6",0.18,"MG/time step","QUsePI","256;6",0.18,"MG/time step","QUsePI","256;6",0.18,"MG/time step","QUsePI","256;6",0.18,"MG/time step",0]
["QUsePI","257;6",0.18,"MG/time step","QUsePI","257;6",0.18,"MG/time step","QUsePI","257;6",0.18,"MG/time step","QUsePI","257;6",0.18,"MG/time step","QUsePI","257;6",0.18,"MG/time step","QUsePI","257;6",0.18,"MG/time step",0]
["QUsePI","266;6",0.18,"MG/time step","QUsePI","266;6",0.18,"MG/time step","QUsePI","266;6",0.18,"MG/time step","QUsePI","266;6",0.18,"MG/time step","QUsePI","266;6",0.18,"MG/time step","QUsePI","266;6",0.18,"MG/time step",0]
["QUsePI","275;6",0.17,"MG/time step","QUsePI","275;6",0.17,"MG/time step","QUsePI","275;6",0.17,"MG/time step","QUsePI","275;6",0.17,"MG/time step","QUsePI","275;6",0.17,"MG/time step","QUsePI","275;6",0.17,"MG/time step",0]
["QUsePI","284;6",0.17,"MG/time step","QUsePI","284;6",0.17,"MG/time step","QUsePI","284;6",0.17,"MG/time step","QUsePI","284;6",0.17,"MG/time step","QUsePI","284;6",0.17,"MG/time step","QUsePI","284;6",0.17,"MG/time step",0]
["QUsePI","293;6",0.17,"MG/time step","QUsePI","293;6",0.17,"MG/time step","QUsePI","293;6",0.17,"MG/time step","QUsePI","293;6",0.17,"MG/time step","QUsePI","293;6",0.17,"MG/time step","QUsePI","293;6",0.17,"MG/time step",0]
["QUsePI","302;6",0.17,"MG/time step","QUsePI","302;6",0.17,"MG/time step","QUsePI","302;6",0.17,"MG/time step","QUsePI","302;6",0.17,"MG/time step","QUsePI","302;6",0.17,"MG/time step","QUsePI","302;6",0.17,"MG/time step",0]
["QUsePI","311;6",0.16,"MG/time step","QUsePI","311;6",0.16,"MG/time step","QUsePI","311;6",0.16,"MG/time step","QUsePI","311;6",0.16,"MG/time step","QUsePI","311;6",0.16,"MG/time step","QUsePI","311;6",0.16,"MG/time step",0]
["QUsePI","320;6",0.16,"MG/time step","QUsePI","320;6",0.16,"MG/time step","QUsePI","320;6",0.16,"MG/time step","QUsePI","320;6",0.16,"MG/time step","QUsePI","320;6",0.16,"MG/time step","QUsePI","320;6",0.16,"MG/time step",0]
["QUsePI","328;6",0.16,"MG/time step","QUsePI","328;6",0.16,"MG/time step","QUsePI","328;6",0.16,"MG/time step","QUsePI","328;6",0.16,"MG/time step","QUsePI","328;6",0.16,"MG/time step","QUsePI","328;6",0.16,"MG/time step",0]
["QUsePI","331;6",0.16,"MG/time step","QUsePI","331;6",0.16,"MG/time step","QUsePI","331;6",0.16,"MG/time step","QUsePI","331;6",0.16,"MG/time step","QUsePI","331;6",0.16,"MG/time step","QUsePI","331;6",0.16,"MG/time step",0]
["QUsePI","340;6",0.16,"MG/time step","QUsePI","340;6",0.16,"MG/time step","QUsePI","340;6",0.16,"MG/time step","QUsePI","340;6",0.16,"MG/time step","QUsePI","340;6",0.16,"MG/time step","QUsePI","340;6",0.16,"MG/time step",0]
["QUsePI","349;6",0.16,"MG/time step","QUsePI","349;6",0.16,"MG/time step","QUsePI","349;6",0.16,"MG/time step","QUsePI","349;6",0.16,"MG/time step","QUsePI","349;6",0.16,"MG/time step","QUsePI","349;6",0.16,"MG/time step",0]
["QUsePI","358;6",0.16,"MG/time step","QUsePI","358;6",0.16,"MG/time step","QUsePI","358;6",0.16,"MG/time step","QUsePI","358;6",0.16,"MG/time step","QUsePI","358;6",0.16,"MG/time step","QUsePI","358;6",0.16,"MG/time step",0]
["QUsePI","2;7",0.14000000000000001,"MG/time step","QUsePI","2;7",0.14000000000000001,"MG/time step","QUsePI","2;7",0.14000000000000001,"MG/time step","QUsePI","2;7",0.14000000000000001,"MG/time step","QUsePI","2;7",0.14000000000000001,"MG/time step","QUsePI","2;7",0.14000000000000001,"MG/time step",0]
["QUsePI","11;7",0.14000000000000001,"MG/time step","QUsePI","11;7",0.14000000000000001,"MG/time step","QUsePI","11;7",0.14000000000000001,"MG/time step","QUsePI","11;7",0.14000000000000001,"MG/time step","QUsePI","11;7",0.14000000000000001,"MG/time step","QUsePI","11;7",0.14000000000000001,"MG/time step",0]
["QUsePI","20;7",0.14000000000000001,"MG/time step","QUsePI","20;7",0.14000000000000001,"MG/time step","QUsePI","20;7",0.14000000000000001,"MG/time step","QUsePI","20;7",0.14000000000000001,"MG/time step","QUsePI","20;7",0.14000000000000001,"MG/time step","QUsePI","20;7",0.14000000000000001,"MG/time step",0]
["QUsePI","21;7",0.14000000000000001,"MG/time step","QUsePI","21;7",0.14000000000000001,"MG/time step","QUsePI","21;7",0.14000000000000001,"MG/time step","QUsePI","21;7",0.14000000000000001,"MG/time step","QUsePI","21;7",0.14000000000000001,"MG/time step","QUsePI","21;7",0.14000000000000001,"MG/time step",0]
["QUsePI","30;7",0.14000000000000001,"MG/time step","QUsePI","30;7",0.14000000000000001,"MG/time step","QUsePI","30;7",0.14000000000000001,"MG/time step","QUsePI","30;7",0.14000000000000001,"MG/time step","QUsePI","30;7",0.14000000000000001,"MG/time step","QUsePI","30;7",0.14000000000000001,"MG/time step",0]
["QUsePI","39;7",0.13,"MG/time step","QUsePI","39;7",0.13,"MG/time step","QUsePI","39;7",0.13,"MG/time step","QUsePI","39;7",0.13,"MG/time step","QUsePI","39;7",0.13,"MG/time step","QUsePI","39;7",0.13,"MG/time step",0]
["QUsePI","48;7",0.13,"MG/time step","QUsePI","48;7",0.13,"MG/time step","QUsePI","48;7",0.13,"MG/time step","QUsePI","48;7",0.13,"MG/time step","QUsePI","48;7",0.13,"MG/time step","QUsePI","48;7",0.13,"MG/time step",0]
["QUsePI","57;7",0.13,"MG/time step","QUsePI","57;7",0.13,"MG/time step","QUsePI","57;7",0.13,"MG/time step","QUsePI","57;7",0.13,"MG/time step","QUsePI","57;7",0.13,"MG/time step","QUsePI","57;7",0.13,"MG/time step",0]
["QUsePI","66;7",0.13,"MG/time step","QUsePI","66;7",0.13,"MG/time step","QUsePI","66;7",0.13,"MG/time step","QUsePI","66;7",0.13,"MG/time step","QUsePI","66;7",0.13,"MG/time step","QUsePI","66;7",0.13,"MG/time step",0]
["QUsePI","70;7",0.13,"MG/time step","QUsePI","70;7",0.13,"MG/time step","QUsePI","70;7",0.13,"MG/time step","QUsePI","70;7",0.13,"MG/time step","QUsePI","70;7",0.13,"MG/time step","QUsePI","70;7",0.13,"MG/time step",0]
["QUsePI","85;7",0.13,"MG/time step","QUsePI","85;7",0.13,"MG/time step","QUsePI","85;7",0.13,"MG/time step","QUsePI","85;7",0.13,"MG/time step","QUsePI","85;7",0.13,"MG/time step","QUsePI","85;7",0.13,"MG/time step",0]
["QUsePI","86;7",0.13,"MG/time step","QUsePI","86;7",0.13,"MG/time step","QUsePI","86;7",0.13,"MG/time step","QUsePI","86;7",0.13,"MG/time step","QUsePI","86;7",0.13,"MG/time step","QUsePI","86;7",0.13,"MG/time step",0]
["QUsePI","95;7",0.14000000000000001,"MG/time step","QUsePI","95;7",0.14000000000000001,"MG/time step","QUsePI","95;7",0.14000000000000001,"MG/time step","QUsePI","95;7",0.14000000000000001,"MG/time step","QUsePI","95;7",0.14000000000000001,"MG/time step","QUsePI","95;7",0.14000000000000001,"MG/time step",0]
["QUsePI","104;7",0.14000000000000001,"MG/time step","QUsePI","104;7",0.14000000000000001,"MG/time step","QUsePI","104;7",0.14000000000000001,"MG/time step","QUsePI","104;7",0.14000000000000001,"MG/time step","QUsePI","104;7",0.14000000000000001,"MG/time step","QUsePI","104;7",0.14000000000000001,"MG/time step",0]
["QUsePI","113;7",0.14000000000000001,"MG/time step","QUsePI","113;7",0.14000000000000001,"MG/time step","QUsePI","113;7",0.14000000000000001,"MG/time step","QUsePI","113;7",0.14000000000000001,"MG/time step","QUsePI","113;7",0.14000000000000001,"MG/time step","QUsePI","113;7",0.14000000000000001,"MG/time step",0]
["QUsePI","122;7",0.15,"MG/time step","QUsePI","122;7",0.15,"MG/time step","QUsePI","122;7",0.15,"MG/time step","QUsePI","122;7",0.15,"MG/time step","QUsePI","122;7",0.15,"MG/time step","QUsePI","122;7",0.15,"MG/time step",0]
["QUsePI","131;7",0.15,"MG/time step","QUsePI","131;7",0.15,"MG/time step","QUsePI","131;7",0.15,"MG/time step","QUsePI","131;7",0.15,"MG/time step","QUsePI","131;7",0.15,"MG/time step","QUsePI","131;7",0.15,"MG/time step",0]
["QUsePI","140;7",0.15,"MG/time step","QUsePI","140;7",0.15,"MG/time step","QUsePI","140;7",0.15,"MG/time step","QUsePI","140;7",0.15,"MG/time step","QUsePI","140;7",0.15,"MG/time step","QUsePI","140;7",0.15,"MG/time step",0]
["QUsePI","149;7",0.15,"MG/time step","QUsePI","149;7",0.15,"MG/time step","QUsePI","149;7",0.15,"MG/time step","QUsePI","149;7",0.15,"MG/time step","QUsePI","149;7",0.15,"MG/time step","QUsePI","149;7",0.15,"MG/time step",0]
["QUsePI","150;7",0.15,"MG/time step","QUsePI","150;7",0.15,"MG/time step","QUsePI","150;7",0.15,"MG/time step","QUsePI","150;7",0.15,"MG/time step","QUsePI","150;7",0.15,"MG/time step","QUsePI","150;7",0.15,"MG/time step",0]
["QUsePI","159;7",0.17,"MG/time step","QUsePI","159;7",0.17,"MG/time step","QUsePI","159;7",0.17,"MG/time step","QUsePI","159;7",0.17,"MG/time step","QUsePI","159;7",0.17,"MG/time step","QUsePI","159;7",0.17,"MG/time step",0]
["QUsePI","168;7",0.17,"MG/time step","QUsePI","168;7",0.17,"MG/time step","QUsePI","168;7",0.17,"MG/time step","QUsePI","168;7",0.17,"MG/time step","QUsePI","168;7",0.17,"MG/time step","QUsePI","168;7",0.17,"MG/time step",0]
["QUsePI","177;7",0.17,"MG/time step","QUsePI","177;7",0.17,"MG/time step","QUsePI","177;7",0.17,"MG/time step","QUsePI","177;7",0.17,"MG/time step","QUsePI","177;7",0.17,"MG/time step","QUsePI","177;7",0.17,"MG/time step",0]
["QUsePI","182;7",0.21,"MG/time step","QUsePI","182;7",0.21,"MG/time step","QUsePI","182;7",0.21,"MG/time step","QUsePI","182;7",0.21,"MG/time step","QUsePI","182;7",0.21,"MG/time step","QUsePI","182;7",0.21,"MG/time step",0]
["QUsePI","196;7",0.21,"MG/time step","QUsePI","196;7",0.21,"MG/time step","QUsePI","196;7",0.21,"MG/time step","QUsePI","196;7",0.21,"MG/time step","QUsePI","196;7",0.21,"MG/time step","QUsePI","196;7",0.21,"MG/time step",0]
["QUsePI","205;7",0.21,"MG/time step","QUsePI","205;7",0.21,"MG/time step","QUsePI","205;7",0.21,"MG/time step","QUsePI","205;7",0.21,"MG/time step","QUsePI","205;7",0.21,"MG/time step","QUsePI","205;7",0.21,"MG/time step",0]
["QUsePI","214;7",0.2,"MG/time step","QUsePI","214;7",0.2,"MG/time step","QUsePI","214;7",0.2,"MG/time step","QUsePI","214;7",0.2,"MG/time step","QUsePI","214;7",0.2,"MG/time step","QUsePI","214;7",0.2,"MG/time step",0]
["QUsePI","215;7",0.2,"MG/time step","QUsePI","215;7",0.2,"MG/time step","QUsePI","215;7",0.2,"MG/time step","QUsePI","215;7",0.2,"MG/time step","QUsePI","215;7",0.2,"MG/time step","QUsePI","215;7",0.2,"MG/time step",0]
["QUsePI","224;7",0.2,"MG/time step","QUsePI","224;7",0.2,"MG/time step","QUsePI","224;7",0.2,"MG/time step","QUsePI","224;7",0.2,"MG/time step","QUsePI","224;7",0.2,"MG/time step","QUsePI","224;7",0.2,"MG/time step",0]
["QUsePI","233;7",0.2,"MG/time step","QUsePI","233;7",0.2,"MG/time step","QUsePI","233;7",0.2,"MG/time step","QUsePI","233;7",0.2,"MG/time step","QUsePI","233;7",0.2,"MG/time step","QUsePI","233;7",0.2,"MG/time step",0]
["QUsePI","242;7",0.2,"MG/time step","QUsePI","242;7",0.2,"MG/time step","QUsePI","242;7",0.2,"MG/time step","QUsePI","242;7",0.2,"MG/time step","QUsePI","242;7",0.2,"MG/time step","QUsePI","242;7",0.2,"MG/time step",0]
["QUsePI","251;7",0.15,"MG/time step","QUsePI","251;7",0.15,"MG/time step","QUsePI","251;7",0.15,"MG/time step","QUsePI","251;7",0.15,"MG/time step","QUsePI","251;7",0.15,"MG/time step","QUsePI","251;7",0.15,"MG/time step",0]
["QUsePI","260;7",0.15,"MG/time step","QUsePI","260;7",0.15,"MG/time step","QUsePI","260;7",0.15,"MG/time step","QUsePI","260;7",0.15,"MG/time step","QUsePI","260;7",0.15,"MG/time step","QUsePI","260;7",0.15,"MG/time step",0]
["QUsePI","269;7",0.15,"MG/time step","QUsePI","269;7",0.15,"MG/time step","QUsePI","269;7",0.15,"MG/time step","QUsePI","269;7",0.15,"MG/time step","QUsePI","269;7",0.15,"MG/time step","QUsePI","269;7",0.15,"MG/time step",0]
["QUsePI","278;7",0.14000000000000001,"MG/time step","QUsePI","278;7",0.14000000000000001,"MG/time step","QUsePI","278;7",0.14000000000000001,"MG/time step","QUsePI","278;7",0.14000000000000001,"MG/time step","QUsePI","278;7",0.14000000000000001,"MG/time step","QUsePI","278;7",0.14000000000000001,"MG/time step",0]
["QUsePI","279;7",0.14000000000000001,"MG/time step","QUsePI","279;7",0.14000000000000001,"MG/time step","QUsePI","279;7",0.14000000000000001,"MG/time step","QUsePI","279;7",0.14000000000000001,"MG/time step","QUsePI","279;7",0.14000000000000001,"MG/time step","QUsePI","279;7",0.14000000000000001,"MG/time step",0]
["QUsePI","292;7",0.14000000000000001,"MG/time step","QUsePI","292;7",0.14000000000000001,"MG/time step","QUsePI","292;7",0.14000000000000001,"MG/time step","QUsePI","292;7",0.14000000000000001,"MG/time step","QUsePI","292;7",0.14000000000000001,"MG/time step","QUsePI","292;7",0.14000000000000001,"MG/time step",0]
["QUsePI","298;7",0.14000000000000001,"MG/time step","QUsePI","298;7",0.14000000000000001,"MG/time step","QUsePI","298;7",0.14000000000000001,"MG/time step","QUsePI","298;7",0.14000000000000001,"MG/time step","QUsePI","298;7",0.14000000000000001,"MG/time step","QUsePI","298;7",0.14000000000000001,"MG/time step",{"$f":"IF(ISNUMBER(C2884),IF(AVERAGE(C2884,G2884,K2884,O2884,S2884,W2884)<>MAX(C2884,G2884,K2884,O2884,S2884,W2884),1,0),\"\")","v":0}]
["QUsePI","307;7",0.13,"MG/time step","QUsePI","307;7",0.13,"MG/time step","QUsePI","307;7",0.13,"MG/time step","QUsePI","307;7",0.13,"MG/time step","QUsePI","307;7",0.13,"MG/time step","QUsePI","307;7",0.13,"MG/time step",0]
["QUsePI","316;7",0.13,"MG/time step","QUsePI","316;7",0.13,"MG/time step","QUsePI","316;7",0.13,"MG/time step","QUsePI","316;7",0.13,"MG/time step","QUsePI","316;7",0.13,"MG/time step","QUsePI","316;7",0.13,"MG/time step",0]
["QUsePI","325;7",0.13,"MG/time step","QUsePI","325;7",0.13,"MG/time step","QUsePI","325;7",0.13,"MG/time step","QUsePI","325;7",0.13,"MG/time step","QUsePI","325;7",0.13,"MG/time step","QUsePI","325;7",0.13,"MG/time step",0]
["QUsePI","334;7",0.13,"MG/time step","QUsePI","334;7",0.13,"MG/time step","QUsePI","334;7",0.13,"MG/time step","QUsePI","334;7",0.13,"MG/time step","QUsePI","334;7",0.13,"MG/time step","QUsePI","334;7",0.13,"MG/time step",0]
["QUsePI","343;7",0.13,"MG/time step","QUsePI","343;7",0.13,"MG/time step","QUsePI","343;7",0.13,"MG/time step","QUsePI","343;7",0.13,"MG/time step","QUsePI","343;7",0.13,"MG/time step","QUsePI","343;7",0.13,"MG/time step",0]
["QUsePI","344;7",0.13,"MG/time step","QUsePI","344;7",0.13,"MG/time step","QUsePI","344;7",0.13,"MG/time step","QUsePI","344;7",0.13,"MG/time step","QUsePI","344;7",0.13,"MG/time step","QUsePI","344;7",0.13,"MG/time step",0]
["QUsePI","353;7",0.13,"MG/time step","QUsePI","353;7",0.13,"MG/time step","QUsePI","353;7",0.13,"MG/time step","QUsePI","353;7",0.13,"MG/time step","QUsePI","353;7",0.13,"MG/time step","QUsePI","353;7",0.13,"MG/time step",0]
["QUsePI","362;7",0.13,"MG/time step","QUsePI","362;7",0.13,"MG/time step","QUsePI","362;7",0.13,"MG/time step","QUsePI","362;7",0.13,"MG/time step","QUsePI","362;7",0.13,"MG/time step","QUsePI","362;7",0.13,"MG/time step",{"$f":"IF(ISNUMBER(C2948),IF(AVERAGE(C2948,G2948,K2948,O2948,S2948,W2948)<>MAX(C2948,G2948,K2948,O2948,S2948,W2948),1,0),\"\")","v":0}]
["QUsePI","6;8",0.02,"MG/time step","QUsePI","6;8",0.02,"MG/time step","QUsePI","6;8",0.02,"MG/time step","QUsePI","6;8",0.02,"MG/time step","QUsePI","6;8",0.02,"MG/time step","QUsePI","6;8",0.02,"MG/time step",0]
["QUsePI","15;8",0.02,"MG/time step","QUsePI","15;8",0.02,"MG/time step","QUsePI","15;8",0.02,"MG/time step","QUsePI","15;8",0.02,"MG/time step","QUsePI","15;8",0.02,"MG/time step","QUsePI","15;8",0.02,"MG/time step",0]
["QUsePI","24;8",0.02,"MG/time step","QUsePI","24;8",0.02,"MG/time step","QUsePI","24;8",0.02,"MG/time step","QUsePI","24;8",0.02,"MG/time step","QUsePI","24;8",0.02,"MG/time step","QUsePI","24;8",0.02,"MG/time step",0]
["QUsePI","33;8",0.01,"MG/time step","QUsePI","33;8",0.01,"MG/time step","QUsePI","33;8",0.01,"MG/time step","QUsePI","33;8",0.01,"MG/time step","QUsePI","33;8",0.01,"MG/time step","QUsePI","33;8",0.01,"MG/time step",0]
["QUsePI","39;8",0.01,"MG/time step","QUsePI","39;8",0.01,"MG/time step","QUsePI","39;8",0.01,"MG/time step","QUsePI","39;8",0.01,"MG/time step","QUsePI","39;8",0.01,"MG/time step","QUsePI","39;8",0.01,"MG/time step",0]
["QUsePI","44;8",0.01,"MG/time step","QUsePI","44;8",0.01,"MG/time step","QUsePI","44;8",0.01,"MG/time step","QUsePI","44;8",0.01,"MG/time step","QUsePI","44;8",0.01,"MG/time step","QUsePI","44;8",0.01,"MG/time step",0]
["QUsePI","53;8",0.01,"MG/time step","QUsePI","53;8",0.01,"MG/time step","QUsePI","53;8",0.01,"MG/time step","QUsePI","53;8",0.01,"MG/time step","QUsePI","53;8",0.01,"MG/time step","QUsePI","53;8",0.01,"MG/time step",0]
["QUsePI","62;8",0.01,"MG/time step","QUsePI","62;8",0.01,"MG/time step","QUsePI","62;8",0.01,"MG/time step","QUsePI","62;8",0.01,"MG/time step","QUsePI","62;8",0.01,"MG/time step","QUsePI","62;8",0.01,"MG/time step",0]
["QUsePI","71;8",0.01,"MG/time step","QUsePI","71;8",0.01,"MG/time step","QUsePI","71;8",0.01,"MG/time step","QUsePI","71;8",0.01,"MG/time step","QUsePI","71;8",0.01,"MG/time step","QUsePI","71;8",0.01,"MG/time step",0]
["QUsePI","80;8",0.01,"MG/time step","QUsePI","80;8",0.01,"MG/time step","QUsePI","80;8",0.01,"MG/time step","QUsePI","80;8",0.01,"MG/time step","QUsePI","80;8",0.01,"MG/time step","QUsePI","80;8",0.01,"MG/time step",0]
["QUsePI","89;8",0.01,"MG/time step","QUsePI","89;8",0.01,"MG/time step","QUsePI","89;8",0.01,"MG/time step","QUsePI","89;8",0.01,"MG/time step","QUsePI","89;8",0.01,"MG/time step","QUsePI","89;8",0.01,"MG/time step",0]
["QUsePI","98;8",0.02,"MG/time step","QUsePI","98;8",0.02,"MG/time step","QUsePI","98;8",0.02,"MG/time step","QUsePI","98;8",0.02,"MG/time step","QUsePI","98;8",0.02,"MG/time step","QUsePI","98;8",0.02,"MG/time step",0]
["QUsePI","107;8",0.02,"MG/time step","QUsePI","107;8",0.02,"MG/time step","QUsePI","107;8",0.02,"MG/time step","QUsePI","107;8",0.02,"MG/time step","QUsePI","107;8",0.02,"MG/time step","QUsePI","107;8",0.02,"MG/time step",0]
["QUsePI","108;8",0.02,"MG/time step","QUsePI","108;8",0.02,"MG/time step","QUsePI","108;8",0.02,"MG/time step","QUsePI","108;8",0.02,"MG/time step","QUsePI","108;8",0.02,"MG/time step","QUsePI","108;8",0.02,"MG/time step",0]
["QUsePI","117;8",0.02,"MG/time step","QUsePI","117;8",0.02,"MG/time step","QUsePI","117;8",0.02,"MG/time step","QUsePI","117;8",0.02,"MG/time step","QUsePI","117;8",0.02,"MG/time step","QUsePI","117;8",0.02,"MG/time step",0]
["QUsePI","126;8",0.02,"MG/time step","QUsePI","126;8",0.02,"MG/time step","QUsePI","126;8",0.02,"MG/time step","QUsePI","126;8",0.02,"MG/time step","QUsePI","126;8",0.02,"MG/time step","QUsePI","126;8",0.02,"MG/time step",0]
["QUsePI","135;8",0.02,"MG/time step","QUsePI","135;8",0.02,"MG/time step","QUsePI","135;8",0.02,"MG/time step","QUsePI","135;8",0.02,"MG/time step","QUsePI","135;8",0.02,"MG/time step","QUsePI","135;8",0.02,"MG/time step",0]
["QUsePI","144;8",0.02,"MG/time step","QUsePI","144;8",0.02,"MG/time step","QUsePI","144;8",0.02,"MG/time step","QUsePI","144;8",0.02,"MG/time step","QUsePI","144;8",0.02,"MG/time step","QUsePI","144;8",0.02,"MG/time step",0]
["QUsePI","155;8",0.02,"MG/time step","QUsePI","155;8",0.02,"MG/time step","QUsePI","155;8",0.02,"MG/time step","QUsePI","155;8",0.02,"MG/time step","QUsePI","155;8",0.02,"MG/time step","QUsePI","155;8",0.02,"MG/time step",0]
["QUsePI","163;8",0.02,"MG/time step","QUsePI","163;8",0.02,"MG/time step","QUsePI","163;8",0.02,"MG/time step","QUsePI","163;8",0.02,"MG/time step","QUsePI","163;8",0.02,"MG/time step","QUsePI","163;8",0.02,"MG/time step",0]
["QUsePI","172;8",0.02,"MG/time step","QUsePI","172;8",0.02,"MG/time step","QUsePI","172;8",0.02,"MG/time step","QUsePI","172;8",0.02,"MG/time step","QUsePI","172;8",0.02,"MG/time step","QUsePI","172;8",0.02,"MG/time step",0]
["QUsePI","173;8",0.02,"MG/time step","QUsePI","173;8",0.02,"MG/time step","QUsePI","173;8",0.02,"MG/time step","QUsePI","173;8",0.02,"MG/time step","QUsePI","173;8",0.02,"MG/time step","QUsePI","173;8",0.02,"MG/time step",0]
["QUsePI","182;8",0.03,"MG/time step","QUsePI","182;8",0.03,"MG/time step","QUsePI","182;8",0.03,"MG/time step","QUsePI","182;8",0.03,"MG/time step","QUsePI","182;8",0.03,"MG/time step","QUsePI","182;8",0.03,"MG/time step",0]
["QUsePI","191;8",0.03,"MG/time step","QUsePI","191;8",0.03,"MG/time step","QUsePI","191;8",0.03,"MG/time step","QUsePI","191;8",0.03,"MG/time step","QUsePI","191;8",0.03,"MG/time step","QUsePI","191;8",0.03,"MG/time step",0]
["QUsePI","200;8",0.03,"MG/time step","QUsePI","200;8",0.03,"MG/time step","QUsePI","200;8",0.03,"MG/time step","QUsePI","200;8",0.03,"MG/time step","QUsePI","200;8",0.03,"MG/time step","QUsePI","200;8",0.03,"MG/time step",0]
["QUsePI","209;8",0.03,"MG/time step","QUsePI","209;8",0.03,"MG/time step","QUsePI","209;8",0.03,"MG/time step","QUsePI","209;8",0.03,"MG/time step","QUsePI","209;8",0.03,"MG/time step","QUsePI","209;8",0.03,"MG/time step",0]
["QUsePI","218;8",0.02,"MG/time step","QUsePI","218;8",0.02,"MG/time step","QUsePI","218;8",0.02,"MG/time step","QUsePI","218;8",0.02,"MG/time step","QUsePI","218;8",0.02,"MG/time step","QUsePI","218;8",0.02,"MG/time step",0]
["QUsePI","227;8",0.02,"MG/time step","QUsePI","227;8",0.02,"MG/time step","QUsePI","227;8",0.02,"MG/time step","QUsePI","227;8",0.02,"MG/time step","QUsePI","227;8",0.02,"MG/time step","QUsePI","227;8",0.02,"MG/time step",0]
["QUsePI","236;8",0.02,"MG/time step","QUsePI","236;8",0.02,"MG/time step","QUsePI","236;8",0.02,"MG/time step","QUsePI","236;8",0.02,"MG/time step","QUsePI","236;8",0.02,"MG/time step","QUsePI","236;8",0.02,"MG/time step",0]
["QUsePI","237;8",0.02,"MG/time step","QUsePI","237;8",0.02,"MG/time step","QUsePI","237;8",0.02,"MG/time step","QUsePI","237;8",0.02,"MG/time step","QUsePI","237;8",0.02,"MG/time step","QUsePI","237;8",0.02,"MG/time step",0]
["QUsePI","246;8",0.02,"MG/time step","QUsePI","246;8",0.02,"MG/time step","QUsePI","246;8",0.02,"MG/time step","QUsePI","246;8",0.02,"MG/time step","QUsePI","246;8",0.02,"MG/time step","QUsePI","246;8",0.02,"MG/time step",0]
["QUsePI","256;8",0.02,"MG/time step","QUsePI","256;8",0.02,"MG/time step","QUsePI","256;8",0.02,"MG/time step","QUsePI","256;8",0.02,"MG/time step","QUsePI","256;8",0.02,"MG/time step","QUsePI","256;8",0.02,"MG/time step",0]
["QUsePI","265;8",0.02,"MG/time step","QUsePI","265;8",0.02,"MG/time step","QUsePI","265;8",0.02,"MG/time step","QUsePI","265;8",0.02,"MG/time step","QUsePI","265;8",0.02,"MG/time step","QUsePI","265;8",0.02,"MG/time step",0]
["QUsePI","274;8",0.02,"MG/time step","QUsePI","274;8",0.02,"MG/time step","QUsePI","274;8",0.02,"MG/time step","QUsePI","274;8",0.02,"MG/time step","QUsePI","274;8",0.02,"MG/time step","QUsePI","274;8",0.02,"MG/time step",0]
["QUsePI","283;8",0.02,"MG/time step","QUsePI","283;8",0.02,"MG/time step","QUsePI","283;8",0.02,"MG/time step","QUsePI","283;8",0.02,"MG/time step","QUsePI","283;8",0.02,"MG/time step","QUsePI","283;8",0.02,"MG/time step",0]
["QUsePI","292;8",0.02,"MG/time step","QUsePI","292;8",0.02,"MG/time step","QUsePI","292;8",0.02,"MG/time step","QUsePI","292;8",0.02,"MG/time step","QUsePI","292;8",0.02,"MG/time step","QUsePI","292;8",0.02,"MG/time step",0]
["QUsePI","301;8",0.02,"MG/time step","QUsePI","301;8",0.02,"MG/time step","QUsePI","301;8",0.02,"MG/time step","QUsePI","301;8",0.02,"MG/time step","QUsePI","301;8",0.02,"MG/time step","QUsePI","301;8",0.02,"MG/time step",0]
["QUsePI","302;8",0.02,"MG/time step","QUsePI","302;8",0.02,"MG/time step","QUsePI","302;8",0.02,"MG/time step","QUsePI","302;8",0.02,"MG/time step","QUsePI","302;8",0.02,"MG/time step","QUsePI","302;8",0.02,"MG/time step",0]
["QUsePI","311;8",0.02,"MG/time step","QUsePI","311;8",0.02,"MG/time step","QUsePI","311;8",0.02,"MG/time step","QUsePI","311;8",0.02,"MG/time step","QUsePI","311;8",0.02,"MG/time step","QUsePI","311;8",0.02,"MG/time step",0]
["QUsePI","320;8",0.02,"MG/time step","QUsePI","320;8",0.02,"MG/time step","QUsePI","320;8",0.02,"MG/time step","QUsePI","320;8",0.02,"MG/time step","QUsePI","320;8",0.02,"MG/time step","QUsePI","320;8",0.02,"MG/time step",0]
["QUsePI","329;8",0.02,"MG/time step","QUsePI","329;8",0.02,"MG/time step","QUsePI","329;8",0.02,"MG/time step","QUsePI","329;8",0.02,"MG/time step","QUsePI","329;8",0.02,"MG/time step","QUsePI","329;8",0.02,"MG/time step",0]
["QUsePI","338;8",0.02,"MG/time step","QUsePI","338;8",0.02,"MG/time step","QUsePI","338;8",0.02,"MG/time step","QUsePI","338;8",0.02,"MG/time step","QUsePI","338;8",0.02,"MG/time step","QUsePI","338;8",0.02,"MG/time step",0]
["QUsePI","347;8",0.02,"MG/time step","QUsePI","347;8",0.02,"MG/time step","QUsePI","347;8",0.02,"MG/time step","QUsePI","347;8",0.02,"MG/time step","QUsePI","347;8",0.02,"MG/time step","QUsePI","347;8",0.02,"MG/time step",0]
["QUsePI","356;8",0.02,"MG/time step","QUsePI","356;8",0.02,"MG/time step","QUsePI","356;8",0.02,"MG/time step","QUsePI","356;8",0.02,"MG/time step","QUsePI","356;8",0.02,"MG/time step","QUsePI","356;8",0.02,"MG/time step",0]
["QUsePI","365;8",0.02,"MG/time step","QUsePI","365;8",0.02,"MG/time step","QUsePI","365;8",0.02,"MG/time step","QUsePI","365;8",0.02,"MG/time step","QUsePI","365;8",0.02,"MG/time step","QUsePI","365;8",0.02,"MG/time step",0]
["PUseNp","3;2",45,"%","PUseNp","3;2",45,"%","PUseNp","3;2",45,"%","PUseNp","3;2",45,"%","PUseNp","3;2",45,"%","PUseNp","3;2",45,"%",0]
["PUseNp","11;2",45,"%","PUseNp","11;2",45,"%","PUseNp","11;2",45,"%","PUseNp","11;2",45,"%","PUseNp","11;2",45,"%","PUseNp","11;2",45,"%",0]
["PUseNp","8;3",45,"%","PUseNp","8;3",45,"%","PUseNp","8;3",45,"%","PUseNp","8;3",45,"%","PUseNp","8;3",45,"%","PUseNp","8;3",45,"%",0]
["PUseNp","5;4",45,"%","PUseNp","5;4",45,"%","PUseNp","5;4",45,"%","PUseNp","5;4",45,"%","PUseNp","5;4",45,"%","PUseNp","5;4",45,"%",0]
["PUseNp","2;5",45,"%","PUseNp","2;5",45,"%","PUseNp","2;5",45,"%","PUseNp","2;5",45,"%","PUseNp","2;5",45,"%","PUseNp","2;5",45,"%",0]
["PUseNp","11;5",45,"%","PUseNp","11;5",45,"%","PUseNp","11;5",45,"%","PUseNp","11;5",45,"%","PUseNp","11;5",45,"%","PUseNp","11;5",45,"%",0]
["PUseNp","8;6",45,"%","PUseNp","8;6",45,"%","PUseNp","8;6",45,"%","PUseNp","8;6",45,"%","PUseNp","8;6",45,"%","PUseNp","8;6",45,"%",0]
["PUseNp","5;7",45,"%","PUseNp","5;7",45,"%","PUseNp","5;7",45,"%","PUseNp","5;7",45,"%","PUseNp","5;7",45,"%","PUseNp","5;7",45,"%",0]
["PUseNp","6;7",45,"%","PUseNp","6;7",45,"%","PUseNp","6;7",45,"%","PUseNp","6;7",45,"%","PUseNp","6;7",45,"%","PUseNp","6;7",45,"%",0]
["PUseNp","3;8",45,"%","PUseNp","3;8",45,"%","PUseNp","3;8",45,"%","PUseNp","3;8",45,"%","PUseNp","3;8",45,"%","PUseNp","3;8",45,"%",0]
["PUseNp","12;8",45,"%","PUseNp","12;8",45,"%","PUseNp","12;8",45,"%","PUseNp","12;8",45,"%","PUseNp","12;8",45,"%","PUseNp","12;8",45,"%",0]
["PConsUseNp","9;2",14,"%","PConsUseNp","9;2",14,"%","PConsUseNp","9;2",14,"%","PConsUseNp","9;2",14,"%","PConsUseNp","9;2",14,"%","PConsUseNp","9;2",14,"%",0]
["PConsUseNp","6;3",21,"%","PConsUseNp","6;3",21,"%","PConsUseNp","6;3",21,"%","PConsUseNp","6;3",21,"%","PConsUseNp","6;3",21,"%","PConsUseNp","6;3",21,"%",0]
["PConsUseNp","3;4",1,"%","PConsUseNp","3;4",1,"%","PConsUseNp","3;4",1,"%","PConsUseNp","3;4",1,"%","PConsUseNp","3;4",1,"%","PConsUseNp","3;4",1,"%",0]
["PConsUseNp","7;4",24,"%","PConsUseNp","7;4",24,"%","PConsUseNp","7;4",24,"%","PConsUseNp","7;4",24,"%","PConsUseNp","7;4",24,"%","PConsUseNp","7;4",24,"%",0]
["PConsUseNp","10;5",1,"%","PConsUseNp","10;5",1,"%","PConsUseNp","10;5",1,"%","PConsUseNp","10;5",1,"%","PConsUseNp","10;5",1,"%","PConsUseNp","10;5",1,"%",0]
["PConsUseNp","11;5",1,"%","PConsUseNp","11;5",1,"%","PConsUseNp","11;5",1,"%","PConsUseNp","11;5",1,"%","PConsUseNp","11;5",1,"%","PConsUseNp","11;5",1,"%",0]
["PConsUseNp","8;6",20,"%","PConsUseNp","8;6",20,"%","PConsUseNp","8;6",20,"%","PConsUseNp","8;6",20,"%","PConsUseNp","8;6",20,"%","PConsUseNp","8;6",20,"%",0]
["PConsUseNp","5;7",17,"%","PConsUseNp","5;7",17,"%","PConsUseNp","5;7",17,"%","PConsUseNp","5;7",17,"%","PConsUseNp","5;7",17,"%","PConsUseNp","5;7",17,"%",0]
["PConsUseNp","2;8",1,"%","PConsUseNp","2;8",1,"%","PConsUseNp","2;8",1,"%","PConsUseNp","2;8",1,"%","PConsUseNp","2;8",1,"%","PConsUseNp","2;8",1,"%",0]
["PConsUseNp","11;8",1,"%","PConsUseNp","11;8",1,"%","PConsUseNp","11;8",1,"%","PConsUseNp","11;8",1,"%","PConsUseNp","11;8",1,"%","PConsUseNp","11;8",1,"%",0]
["CCDmPrice","None",-9,"$","CCDmPrice","None",-9,"$","CCDmPrice","None",-9,"$","CCDmPrice","None",-9,"$","CCDmPrice","None",-9,"$","CCDmPrice","None",-9,"$",0]
["PSep",5,62,"%","PSep",5,62,"%","PSep",5,62,"%","PSep",5,62,"%","PSep",5,62,"%","PSep",5,62,"%",0]
["PSepExt",7,0,"%","PSepExt",7,0,"%","PSepExt",7,0,"%","PSepExt",7,0,"%","PSepExt",7,0,"%","PSepExt",7,0,"%",0]
["PSepExt",8,0,"%","PSepExt",8,0,"%","PSepExt",8,0,"%","PSepExt",8,0,"%","PSepExt",8,0,"%","PSepExt",8,0,"%",0]
["FNpUseMun",5,0,"%","FNpUseMun",5,0,"%","FNpUseMun",5,0,"%","FNpUseMun",5,0,"%","FNpUseMun",5,0,"%","FNpUseMun",5,0,"%",0]
["VGwI","None",1400,"MG","VGwI","None",1400,"MG","VGwI","None",1400,"MG","VGwI","None",1400,"MG","VGwI","None",1400,"MG","VGwI","None",1400,"MG",0]
["QGwPt",5,3.02,"MG/time step","QGwPt",5,3.02,"MG/time step","QGwPt",5,3.02,"MG/time step","QGwPt",5,3.02,"MG/time step","QGwPt",5,3.02,"MG/time step","QGwPt",5,3.02,"MG/time step",0]
["QGwPt",14,3.02,"MG/time step","QGwPt",14,3.02,"MG/time step","QGwPt",14,3.02,"MG/time step","QGwPt",14,3.02,"MG/time step","QGwPt",14,3.02,"MG/time step","QGwPt",14,3.02,"MG/time step",0]
["QGwPt",24,3.02,"MG/time step","QGwPt",24,3.02,"MG/time step","QGwPt",24,3.02,"MG/time step","QGwPt",24,3.02,"MG/time step","QGwPt",24,3.02,"MG/time step","QGwPt",24,3.02,"MG/time step",0]
["QGwPt",33,3,"MG/time step","QGwPt",33,3,"MG/time step","QGwPt",33,3,"MG/time step","QGwPt",33,3,"MG/time step","QGwPt",33,3,"MG/time step","QGwPt",33,3,"MG/time step",0]
["QGwPt",42,3,"MG/time step","QGwPt",42,3,"MG/time step","QGwPt",42,3,"MG/time step","QGwPt",42,3,"MG/time step","QGwPt",42,3,"MG/time step","QGwPt",42,3,"MG/time step",0]
["QGwPt",43,3,"MG/time step","QGwPt",43,3,"MG/time step","QGwPt",43,3,"MG/time step","QGwPt",43,3,"MG/time step","QGwPt",43,3,"MG/time step","QGwPt",43,3,"MG/time step",0]
["QGwPt",52,3,"MG/time step","QGwPt",52,3,"MG/time step","QGwPt",52,3,"MG/time step","QGwPt",52,3,"MG/time step","QGwPt",52,3,"MG/time step","QGwPt",52,3,"MG/time step",0]
["QGwPt",61,3.26,"MG/time step","QGwPt",61,3.26,"MG/time step","QGwPt",61,3.26,"MG/time step","QGwPt",61,3.26,"MG/time step","QGwPt",61,3.26,"MG/time step","QGwPt",61,3.26,"MG/time step",0]
["QGwPt",70,3.26,"MG/time step","QGwPt",70,3.26,"MG/time step","QGwPt",70,3.26,"MG/time step","QGwPt",70,3.26,"MG/time step","QGwPt",70,3.26,"MG/time step","QGwPt",70,3.26,"MG/time step",0]
["QGwPt",79,3.26,"MG/time step","QGwPt",79,3.26,"MG/time step","QGwPt",79,3.26,"MG/time step","QGwPt",79,3.26,"MG/time step","QGwPt",79,3.26,"MG/time step","QGwPt",79,3.26,"MG/time step",0]
["QGwPt",88,3.26,"MG/time step","QGwPt",88,3.26,"MG/time step","QGwPt",88,3.26,"MG/time step","QGwPt",88,3.26,"MG/time step","QGwPt",88,3.26,"MG/time step","QGwPt",88,3.26,"MG/time step",0]
["QGwPt",97,3.29,"MG/time step","QGwPt",97,3.29,"MG/time step","QGwPt",97,3.29,"MG/time step","QGwPt",97,3.29,"MG/time step","QGwPt",97,3.29,"MG/time step","QGwPt",97,3.29,"MG/time step",0]
["QGwPt",106,3.29,"MG/time step","QGwPt",106,3.29,"MG/time step","QGwPt",106,3.29,"MG/time step","QGwPt",106,3.29,"MG/time step","QGwPt",106,3.29,"MG/time step","QGwPt",106,3.29,"MG/time step",0]
["QGwPt",107,3.29,"MG/time step","QGwPt",107,3.29,"MG/time step","QGwPt",107,3.29,"MG/time step","QGwPt",107,3.29,"MG/time step","QGwPt",107,3.29,"MG/time step","QGwPt",107,3.29,"MG/time step",0]
["QGwPt",115,3.29,"MG/time step","QGwPt",115,3.29,"MG/time step","QGwPt",115,3.29,"MG/time step","QGwPt",115,3.29,"MG/time step","QGwPt",115,3.29,"MG/time step","QGwPt",115,3.29,"MG/time step",0]
["QGwPt",126,3.36,"MG/time step","QGwPt",126,3.36,"MG/time step","QGwPt",126,3.36,"MG/time step","QGwPt",126,3.36,"MG/time step","QGwPt",126,3.36,"MG/time step","QGwPt",126,3.36,"MG/time step",0]
["QGwPt",135,3.36,"MG/time step","QGwPt",135,3.36,"MG/time step","QGwPt",135,3.36,"MG/time step","QGwPt",135,3.36,"MG/time step","QGwPt",135,3.36,"MG/time step","QGwPt",135,3.36,"MG/time step",0]
["QGwPt",144,3.36,"MG/time step","QGwPt",144,3.36,"MG/time step","QGwPt",144,3.36,"MG/time step","QGwPt",144,3.36,"MG/time step","QGwPt",144,3.36,"MG/time step","QGwPt",144,3.36,"MG/time step",0]
["QGwPt",153,3.65,"MG/time step","QGwPt",153,3.65,"MG/time step","QGwPt",153,3.65,"MG/time step","QGwPt",153,3.65,"MG/time step","QGwPt",153,3.65,"MG/time step","QGwPt",153,3.65,"MG/time step",0]
["QGwPt",162,3.65,"MG/time step","QGwPt",162,3.65,"MG/time step","QGwPt",162,3.65,"MG/time step","QGwPt",162,3.65,"MG/time step","QGwPt",162,3.65,"MG/time step","QGwPt",162,3.65,"MG/time step",0]
["QGwPt",171,3.65,"MG/time step","QGwPt",171,3.65,"MG/time step","QGwPt",171,3.65,"MG/time step","QGwPt",171,3.65,"MG/time step","QGwPt",171,3.65,"MG/time step","QGwPt",171,3.65,"MG/time step",0]
["QGwPt",172,3.65,"MG/time step","QGwPt",172,3.65,"MG/time step","QGwPt",172,3.65,"MG/time step","QGwPt",172,3.65,"MG/time step","QGwPt",172,3.65,"MG/time step","QGwPt",172,3.65,"MG/time step",0]
["QGwPt",181,3.65,"MG/time step","QGwPt",181,3.65,"MG/time step","QGwPt",181,3.65,"MG/time step","QGwPt",181,3.65,"MG/time step","QGwPt",181,3.65,"MG/time step","QGwPt",181,3.65,"MG/time step",0]
["QGwPt",190,4.0199999999999996,"MG/time step","QGwPt",190,4.0199999999999996,"MG/time step","QGwPt",190,4.0199999999999996,"MG/time step","QGwPt",190,4.0199999999999996,"MG/time step","QGwPt",190,4.0199999999999996,"MG/time step","QGwPt",190,4.0199999999999996,"MG/time step",0]
["QGwPt",199,4.0199999999999996,"MG/time step","QGwPt",199,4.0199999999999996,"MG/time step","QGwPt",199,4.0199999999999996,"MG/time step","QGwPt",199,4.0199999999999996,"MG/time step","QGwPt",199,4.0199999999999996,"MG/time step","QGwPt",199,4.0199999999999996,"MG/time step",0]
["QGwPt",208,4.0199999999999996,"MG/time step","QGwPt",208,4.0199999999999996,"MG/time step","QGwPt",208,4.0199999999999996,"MG/time step","QGwPt",208,4.0199999999999996,"MG/time step","QGwPt",208,4.0199999999999996,"MG/time step","QGwPt",208,4.0199999999999996,"MG/time step",0]
["QGwPt",217,4.12,"MG/time step","QGwPt",217,4.12,"MG/time step","QGwPt",217,4.12,"MG/time step","QGwPt",217,4.12,"MG/time step","QGwPt",217,4.12,"MG/time step","QGwPt",217,4.12,"MG/time step",0]
["QGwPt",226,4.12,"MG/time step","QGwPt",226,4.12,"MG/time step","QGwPt",226,4.12,"MG/time step","QGwPt",226,4.12,"MG/time step","QGwPt",226,4.12,"MG/time step","QGwPt",226,4.12,"MG/time step",0]
["QGwPt",236,4.12,"MG/time step","QGwPt",236,4.12,"MG/time step","QGwPt",236,4.12,"MG/time step","QGwPt",236,4.12,"MG/time step","QGwPt",236,4.12,"MG/time step","QGwPt",236,4.12,"MG/time step",0]
["QGwPt",237,4.12,"MG/time step","QGwPt",237,4.12,"MG/time step","QGwPt",237,4.12,"MG/time step","QGwPt",237,4.12,"MG/time step","QGwPt",237,4.12,"MG/time step","QGwPt",237,4.12,"MG/time step",0]
["QGwPt",246,3.32,"MG/time step","QGwPt",246,3.32,"MG/time step","QGwPt",246,3.32,"MG/time step","QGwPt",246,3.32,"MG/time step","QGwPt",246,3.32,"MG/time step","QGwPt",246,3.32,"MG/time step",0]
["QGwPt",255,3.32,"MG/time step","QGwPt",255,3.32,"MG/time step","QGwPt",255,3.32,"MG/time step","QGwPt",255,3.32,"MG/time step","QGwPt",255,3.32,"MG/time step","QGwPt",255,3.32,"MG/time step",0]
["QGwPt",264,3.32,"MG/time step","QGwPt",264,3.32,"MG/time step","QGwPt",264,3.32,"MG/time step","QGwPt",264,3.32,"MG/time step","QGwPt",264,3.32,"MG/time step","QGwPt",264,3.32,"MG/time step",0]
["QGwPt",273,3.32,"MG/time step","QGwPt",273,3.32,"MG/time step","QGwPt",273,3.32,"MG/time step","QGwPt",273,3.32,"MG/time step","QGwPt",273,3.32,"MG/time step","QGwPt",273,3.32,"MG/time step",0]
["QGwPt",282,3.14,"MG/time step","QGwPt",282,3.14,"MG/time step","QGwPt",282,3.14,"MG/time step","QGwPt",282,3.14,"MG/time step","QGwPt",282,3.14,"MG/time step","QGwPt",282,3.14,"MG/time step",0]
["QGwPt",291,3.14,"MG/time step","QGwPt",291,3.14,"MG/time step","QGwPt",291,3.14,"MG/time step","QGwPt",291,3.14,"MG/time step","QGwPt",291,3.14,"MG/time step","QGwPt",291,3.14,"MG/time step",0]
["QGwPt",300,3.14,"MG/time step","QGwPt",300,3.14,"MG/time step","QGwPt",300,3.14,"MG/time step","QGwPt",300,3.14,"MG/time step","QGwPt",300,3.14,"MG/time step","QGwPt",300,3.14,"MG/time step",0]
["QGwPt",301,3.14,"MG/time step","QGwPt",301,3.14,"MG/time step","QGwPt",301,3.14,"MG/time step","QGwPt",301,3.14,"MG/time step","QGwPt",301,3.14,"MG/time step","QGwPt",301,3.14,"MG/time step",0]
["QGwPt",310,3.07,"MG/time step","QGwPt",310,3.07,"MG/time step","QGwPt",310,3.07,"MG/time step","QGwPt",310,3.07,"MG/time step","QGwPt",310,3.07,"MG/time step","QGwPt",310,3.07,"MG/time step",0]
["QGwPt",319,3.07,"MG/time step","QGwPt",319,3.07,"MG/time step","QGwPt",319,3.07,"MG/time step","QGwPt",319,3.07,"MG/time step","QGwPt",319,3.07,"MG/time step","QGwPt",319,3.07,"MG/time step",0]
["QGwPt",328,3.07,"MG/time step","QGwPt",328,3.07,"MG/time step","QGwPt",328,3.07,"MG/time step","QGwPt",328,3.07,"MG/time step","QGwPt",328,3.07,"MG/time step","QGwPt",328,3.07,"MG/time step",0]
["QGwPt",337,2.87,"MG/time step","QGwPt",337,2.87,"MG/time step","QGwPt",337,2.87,"MG/time step","QGwPt",337,2.87,"MG/time step","QGwPt",337,2.87,"MG/time step","QGwPt",337,2.87,"MG/time step",0]
["QGwPt",348,2.87,"MG/time step","QGwPt",348,2.87,"MG/time step","QGwPt",348,2.87,"MG/time step","QGwPt",348,2.87,"MG/time step","QGwPt",348,2.87,"MG/time step","QGwPt",348,2.87,"MG/time step",0]
["QGwPt",356,2.87,"MG/time step","QGwPt",356,2.87,"MG/time step","QGwPt",356,2.87,"MG/time step","QGwPt",356,2.87,"MG/time step","QGwPt",356,2.87,"MG/time step","QGwPt",356,2.87,"MG/time step",0]
["QGwPt",365,2.87,"MG/time step","QGwPt",365,2.87,"MG/time step","QGwPt",365,2.87,"MG/time step","QGwPt",365,2.87,"MG/time step","QGwPt",365,2.87,"MG/time step","QGwPt",365,2.87,"MG/time step",0]
["QPtGw",1,4.447133526,"MG/time step","QPtGw",1,4.447133526,"MG/time step","QPtGw",1,4.447133526,"MG/time step","QPtGw",1,4.447133526,"MG/time step","QPtGw",1,4.447133526,"MG/time step","QPtGw",1,4.447133526,"MG/time step",0]
["QPtGw",10,4.447133526,"MG/time step","QPtGw",10,4.447133526,"MG/time step","QPtGw",10,4.447133526,"MG/time step","QPtGw",10,4.447133526,"MG/time step","QPtGw",10,4.447133526,"MG/time step","QPtGw",10,4.447133526,"MG/time step",{"$f":"IF(ISNUMBER(C3908),IF(AVERAGE(C3908,G3908,K3908,O3908,S3908,W3908)<>MAX(C3908,G3908,K3908,O3908,S3908,W3908),1,0),\"\")","v":0}]
["QPtGw",19,4.447133526,"MG/time step","QPtGw",19,4.447133526,"MG/time step","QPtGw",19,4.447133526,"MG/time step","QPtGw",19,4.447133526,"MG/time step","QPtGw",19,4.447133526,"MG/time step","QPtGw",19,4.447133526,"MG/time step",0]
["QPtGw",28,4.447133526,"MG/time step","QPtGw",28,4.447133526,"MG/time step","QPtGw",28,4.447133526,"MG/time step","QPtGw",28,4.447133526,"MG/time step","QPtGw",28,4.447133526,"MG/time step","QPtGw",28,4.447133526,"MG/time step",0]
["QPtGw",37,4.447133526,"MG/time step","QPtGw",37,4.447133526,"MG/time step","QPtGw",37,4.447133526,"MG/time step","QPtGw",37,4.447133526,"MG/time step","QPtGw",37,4.447133526,"MG/time step","QPtGw",37,4.447133526,"MG/time step",0]
["QPtGw",46,4.447133526,"MG/time step","QPtGw",46,4.447133526,"MG/time step","QPtGw",46,4.447133526,"MG/time step","QPtGw",46,4.447133526,"MG/time step","QPtGw",46,4.447133526,"MG/time step","QPtGw",46,4.447133526,"MG/time step",0]
["QPtGw",55,4.447133526,"MG/time step","QPtGw",55,4.447133526,"MG/time step","QPtGw",55,4.447133526,"MG/time step","QPtGw",55,4.447133526,"MG/time step","QPtGw",55,4.447133526,"MG/time step","QPtGw",55,4.447133526,"MG/time step",0]
["QPtGw",64,4.447133526,"MG/time step","QPtGw",64,4.447133526,"MG/time step","QPtGw",64,4.447133526,"MG/time step","QPtGw",64,4.447133526,"MG/time step","QPtGw",64,4.447133526,"MG/time step","QPtGw",64,4.447133526,"MG/time step",0]
["QPtGw",65,4.447133526,"MG/time step","QPtGw",65,4.447133526,"MG/time step","QPtGw",65,4.447133526,"MG/time step","QPtGw",65,4.447133526,"MG/time step","QPtGw",65,4.447133526,"MG/time step","QPtGw",65,4.447133526,"MG/time step",0]
["QPtGw",74,4.447133526,"MG/time step","QPtGw",74,4.447133526,"MG/time step","QPtGw",74,4.447133526,"MG/time step","QPtGw",74,4.447133526,"MG/time step","QPtGw",74,4.447133526,"MG/time step","QPtGw",74,4.447133526,"MG/time step",{"$f":"IF(ISNUMBER(C3972),IF(AVERAGE(C3972,G3972,K3972,O3972,S3972,W3972)<>MAX(C3972,G3972,K3972,O3972,S3972,W3972),1,0),\"\")","v":0}]
["QPtGw",84,4.447133526,"MG/time step","QPtGw",84,4.447133526,"MG/time step","QPtGw",84,4.447133526,"MG/time step","QPtGw",84,4.447133526,"MG/time step","QPtGw",84,4.447133526,"MG/time step","QPtGw",84,4.447133526,"MG/time step",0]
["QPtGw",93,4.447133526,"MG/time step","QPtGw",93,4.447133526,"MG/time step","QPtGw",93,4.447133526,"MG/time step","QPtGw",93,4.447133526,"MG/time step","QPtGw",93,4.447133526,"MG/time step","QPtGw",93,4.447133526,"MG/time step",0]
["QPtGw",102,4.447133526,"MG/time step","QPtGw",102,4.447133526,"MG/time step","QPtGw",102,4.447133526,"MG/time step","QPtGw",102,4.447133526,"MG/time step","QPtGw",102,4.447133526,"MG/time step","QPtGw",102,4.447133526,"MG/time step",0]
["QPtGw",111,4.447133526,"MG/time step","QPtGw",111,4.447133526,"MG/time step","QPtGw",111,4.447133526,"MG/time step","QPtGw",111,4.447133526,"MG/time step","QPtGw",111,4.447133526,"MG/time step","QPtGw",111,4.447133526,"MG/time step",0]
["QPtGw",120,4.447133526,"MG/time step","QPtGw",120,4.447133526,"MG/time step","QPtGw",120,4.447133526,"MG/time step","QPtGw",120,4.447133526,"MG/time step","QPtGw",120,4.447133526,"MG/time step","QPtGw",120,4.447133526,"MG/time step",0]
["QPtGw",129,4.447133526,"MG/time step","QPtGw",129,4.447133526,"MG/time step","QPtGw",129,4.447133526,"MG/time step","QPtGw",129,4.447133526,"MG/time step","QPtGw",129,4.447133526,"MG/time step","QPtGw",129,4.447133526,"MG/time step",0]
["QPtGw",130,4.447133526,"MG/time step","QPtGw",130,4.447133526,"MG/time step","QPtGw",130,4.447133526,"MG/time step","QPtGw",130,4.447133526,"MG/time step","QPtGw",130,4.447133526,"MG/time step","QPtGw",130,4.447133526,"MG/time step",0]
["QPtGw",139,4.447133526,"MG/time step","QPtGw",139,4.447133526,"MG/time step","QPtGw",139,4.447133526,"MG/time step","QPtGw",139,4.447133526,"MG/time step","QPtGw",139,4.447133526,"MG/time step","QPtGw",139,4.447133526,"MG/time step",0]
["QPtGw",148,4.447133526,"MG/time step","QPtGw",148,4.447133526,"MG/time step","QPtGw",148,4.447133526,"MG/time step","QPtGw",148,4.447133526,"MG/time step","QPtGw",148,4.447133526,"MG/time step","QPtGw",148,4.447133526,"MG/time step",0]
["QPtGw",157,4.447133526,"MG/time step","QPtGw",157,4.447133526,"MG/time step","QPtGw",157,4.447133526,"MG/time step","QPtGw",157,4.447133526,"MG/time step","QPtGw",157,4.447133526,"MG/time step","QPtGw",157,4.447133526,"MG/time step",0]
["QPtGw",166,4.447133526,"MG/time step","QPtGw",166,4.447133526,"MG/time step","QPtGw",166,4.447133526,"MG/time step","QPtGw",166,4.447133526,"MG/time step","QPtGw",166,4.447133526,"MG/time step","QPtGw",166,4.447133526,"MG/time step",0]
["QPtGw",175,4.447133526,"MG/time step","QPtGw",175,4.447133526,"MG/time step","QPtGw",175,4.447133526,"MG/time step","QPtGw",175,4.447133526,"MG/time step","QPtGw",175,4.447133526,"MG/time step","QPtGw",175,4.447133526,"MG/time step",0]
["QPtGw",184,4.447133526,"MG/time step","QPtGw",184,4.447133526,"MG/time step","QPtGw",184,4.447133526,"MG/time step","QPtGw",184,4.447133526,"MG/time step","QPtGw",184,4.447133526,"MG/time step","QPtGw",184,4.447133526,"MG/time step",0]
["QPtGw",193,4.447133526,"MG/time step","QPtGw",193,4.447133526,"MG/time step","QPtGw",193,4.447133526,"MG/time step","QPtGw",193,4.447133526,"MG/time step","QPtGw",193,4.447133526,"MG/time step","QPtGw",193,4.447133526,"MG/time step",0]
["QPtGw",200,4.447133526,"MG/time step","QPtGw",200,4.447133526,"MG/time step","QPtGw",200,4.447133526,"MG/time step","QPtGw",200,4.447133526,"MG/time step","QPtGw",200,4.447133526,"MG/time step","QPtGw",200,4.447133526,"MG/time step",0]
["QPtGw",204,4.447133526,"MG/time step","QPtGw",204,4.447133526,"MG/time step","QPtGw",204,4.447133526,"MG/time step","QPtGw",204,4.447133526,"MG/time step","QPtGw",204,4.447133526,"MG/time step","QPtGw",204,4.447133526,"MG/time step",0]
["QPtGw",213,4.447133526,"MG/time step","QPtGw",213,4.447133526,"MG/time step","QPtGw",213,4.447133526,"MG/time step","QPtGw",213,4.447133526,"MG/time step","QPtGw",213,4.447133526,"MG/time step","QPtGw",213,4.447133526,"MG/time step",0]
["QPtGw",222,4.447133526,"MG/time step","QPtGw",222,4.447133526,"MG/time step","QPtGw",222,4.447133526,"MG/time step","QPtGw",222,4.447133526,"MG/time step","QPtGw",222,4.447133526,"MG/time step","QPtGw",222,4.447133526,"MG/time step",0]
["QPtGw",231,4.447133526,"MG/time step","QPtGw",231,4.447133526,"MG/time step","QPtGw",231,4.447133526,"MG/time step","QPtGw",231,4.447133526,"MG/time step","QPtGw",231,4.447133526,"MG/time step","QPtGw",231,4.447133526,"MG/time step",0]
["QPtGw",240,4.447133526,"MG/time step","QPtGw",240,4.447133526,"MG/time step","QPtGw",240,4.447133526,"MG/time step","QPtGw",240,4.447133526,"MG/time step","QPtGw",240,4.447133526,"MG/time step","QPtGw",240,4.447133526,"MG/time step",0]
["QPtGw",249,4.447133526,"MG/time step","QPtGw",249,4.447133526,"MG/time step","QPtGw",249,4.447133526,"MG/time step","QPtGw",249,4.447133526,"MG/time step","QPtGw",249,4.447133526,"MG/time step","QPtGw",249,4.447133526,"MG/time step",0]
["QPtGw",258,4.447133526,"MG/time step","QPtGw",258,4.447133526,"MG/time step","QPtGw",258,4.447133526,"MG/time step","QPtGw",258,4.447133526,"MG/time step","QPtGw",258,4.447133526,"MG/time step","QPtGw",258,4.447133526,"MG/time step",0]
["QPtGw",259,4.447133526,"MG/time step","QPtGw",259,4.447133526,"MG/time step","QPtGw",259,4.447133526,"MG/time step","QPtGw",259,4.447133526,"MG/time step","QPtGw",259,4.447133526,"MG/time step","QPtGw",259,4.447133526,"MG/time step",0]
["QPtGw",268,4.447133526,"MG/time step","QPtGw",268,4.447133526,"MG/time step","QPtGw",268,4.447133526,"MG/time step","QPtGw",268,4.447133526,"MG/time step","QPtGw",268,4.447133526,"MG/time step","QPtGw",268,4.447133526,"MG/time step",0]
["QPtGw",277,4.447133526,"MG/time step","QPtGw",277,4.447133526,"MG/time step","QPtGw",277,4.447133526,"MG/time step","QPtGw",277,4.447133526,"MG/time step","QPtGw",277,4.447133526,"MG/time step","QPtGw",277,4.447133526,"MG/time step",0]
["QPtGw",286,4.447133526,"MG/time step","QPtGw",286,4.447133526,"MG/time step","QPtGw",286,4.447133526,"MG/time step","QPtGw",286,4.447133526,"MG/time step","QPtGw",286,4.447133526,"MG/time step","QPtGw",286,4.447133526,"MG/time step",0]
["QPtGw",295,4.447133526,"MG/time step","QPtGw",295,4.447133526,"MG/time step","QPtGw",295,4.447133526,"MG/time step","QPtGw",295,4.447133526,"MG/time step","QPtGw",295,4.447133526,"MG/time step","QPtGw",295,4.447133526,"MG/time step",0]
["QPtGw",304,4.447133526,"MG/time step","QPtGw",304,4.447133526,"MG/time step","QPtGw",304,4.447133526,"MG/time step","QPtGw",304,4.447133526,"MG/time step","QPtGw",304,4.447133526,"MG/time step","QPtGw",304,4.447133526,"MG/time step",0]
["QPtGw",312,4.447133526,"MG/time step","QPtGw",312,4.447133526,"MG/time step","QPtGw",312,4.447133526,"MG/time step","QPtGw",312,4.447133526,"MG/time step","QPtGw",312,4.447133526,"MG/time step","QPtGw",312,4.447133526,"MG/time step",0]
["QPtGw",323,4.447133526,"MG/time step","QPtGw",323,4.447133526,"MG/time step","QPtGw",323,4.447133526,"MG/time step","QPtGw",323,4.447133526,"MG/time step","QPtGw",323,4.447133526,"MG/time step","QPtGw",323,4.447133526,"MG/time step",0]
["QPtGw",324,4.447133526,"MG/time step","QPtGw",324,4.447133526,"MG/time step","QPtGw",324,4.447133526,"MG/time step","QPtGw",324,4.447133526,"MG/time step","QPtGw",324,4.447133526,"MG/time step","QPtGw",324,4.447133526,"MG/time step",0]
["QPtGw",333,4.447133526,"MG/time step","QPtGw",333,4.447133526,"MG/time step","QPtGw",333,4.447133526,"MG/time step","QPtGw",333,4.447133526,"MG/time step","QPtGw",333,4.447133526,"MG/time step","QPtGw",333,4.447133526,"MG/time step",0]
["QPtGw",342,4.447133526,"MG/time step","QPtGw",342,4.447133526,"MG/time step","QPtGw",342,4.447133526,"MG/time step","QPtGw",342,4.447133526,"MG/time step","QPtGw",342,4.447133526,"MG/time step","QPtGw",342,4.447133526,"MG/time step",0]
["QPtGw",351,4.447133526,"MG/time step","QPtGw",351,4.447133526,"MG/time step","QPtGw",351,4.447133526,"MG/time step","QPtGw",351,4.447133526,"MG/time step","QPtGw",351,4.447133526,"MG/time step","QPtGw",351,4.447133526,"MG/time step",0]
["QPtGw",360,4.447133526,"MG/time step","QPtGw",360,4.447133526,"MG/time step","QPtGw",360,4.447133526,"MG/time step","QPtGw",360,4.447133526,"MG/time step","QPtGw",360,4.447133526,"MG/time step","QPtGw",360,4.447133526,"MG/time step",0]
["QExtGw",4,0,"MG/time step","QExtGw",4,0,"MG/time step","QExtGw",4,0,"MG/time step","QExtGw",4,0,"MG/time step","QExtGw",4,0,"MG/time step","QExtGw",4,0,"MG/time step",0]
["QExtGw",13,0,"MG/time step","QExtGw",13,0,"MG/time step","QExtGw",13,0,"MG/time step","QExtGw",13,0,"MG/time step","QExtGw",13,0,"MG/time step","QExtGw",13,0,"MG/time step",0]
["QExtGw",22,0,"MG/time step","QExtGw",22,0,"MG/time step","QExtGw",22,0,"MG/time step","QExtGw",22,0,"MG/time step","QExtGw",22,0,"MG/time step","QExtGw",22,0,"MG/time step",0]
["QExtGw",23,0,"MG/time step","QExtGw",23,0,"MG/time step","QExtGw",23,0,"MG/time step","QExtGw",23,0,"MG/time step","QExtGw",23,0,"MG/time step","QExtGw",23,0,"MG/time step",0]
["QExtGw",32,0,"MG/time step","QExtGw",32,0,"MG/time step","QExtGw",32,0,"MG/time step","QExtGw",32,0,"MG/time step","QExtGw",32,0,"MG/time step","QExtGw",32,0,"MG/time step",0]
["QExtGw",41,0,"MG/time step","QExtGw",41,0,"MG/time step","QExtGw",41,0,"MG/time step","QExtGw",41,0,"MG/time step","QExtGw",41,0,"MG/time step","QExtGw",41,0,"MG/time step",0]
["QExtGw",48,0,"MG/time step","QExtGw",48,0,"MG/time step","QExtGw",48,0,"MG/time step","QExtGw",48,0,"MG/time step","QExtGw",48,0,"MG/time step","QExtGw",48,0,"MG/time step",0]
["QExtGw",60,0,"MG/time step","QExtGw",60,0,"MG/time step","QExtGw",60,0,"MG/time step","QExtGw",60,0,"MG/time step","QExtGw",60,0,"MG/time step","QExtGw",60,0,"MG/time step",0]
["QExtGw",69,0,"MG/time step","QExtGw",69,0,"MG/time step","QExtGw",69,0,"MG/time step","QExtGw",69,0,"MG/time step","QExtGw",69,0,"MG/time step","QExtGw",69,0,"MG/time step",0]
["QExtGw",78,0,"MG/time step","QExtGw",78,0,"MG/time step","QExtGw",78,0,"MG/time step","QExtGw",78,0,"MG/time step","QExtGw",78,0,"MG/time step","QExtGw",78,0,"MG/time step",0]
["QExtGw",87,0,"MG/time step","QExtGw",87,0,"MG/time step","QExtGw",87,0,"MG/time step","QExtGw",87,0,"MG/time step","QExtGw",87,0,"MG/time step","QExtGw",87,0,"MG/time step",0]
["QExtGw",88,0,"MG/time step","QExtGw",88,0,"MG/time step","QExtGw",88,0,"MG/time step","QExtGw",88,0,"MG/time step","QExtGw",88,0,"MG/time step","QExtGw",88,0,"MG/time step",0]
["QExtGw",97,0,"MG/time step","QExtGw",97,0,"MG/time step","QExtGw",97,0,"MG/time step","QExtGw",97,0,"MG/time step","QExtGw",97,0,"MG/time step","QExtGw",97,0,"MG/time step",0]
["QExtGw",106,0,"MG/time step","QExtGw",106,0,"MG/time step","QExtGw",106,0,"MG/time step","QExtGw",106,0,"MG/time step","QExtGw",106,0,"MG/time step","QExtGw",106,0,"MG/time step",0]
["QExtGw",115,0,"MG/time step","QExtGw",115,0,"MG/time step","QExtGw",115,0,"MG/time step","QExtGw",115,0,"MG/time step","QExtGw",115,0,"MG/time step","QExtGw",115,0,"MG/time step",0]
["QExtGw",124,0,"MG/time step","QExtGw",124,0,"MG/time step","QExtGw",124,0,"MG/time step","QExtGw",124,0,"MG/time step","QExtGw",124,0,"MG/time step","QExtGw",124,0,"MG/time step",0]
["QExtGw",133,0,"MG/time step","QExtGw",133,0,"MG/time step","QExtGw",133,0,"MG/time step","QExtGw",133,0,"MG/time step","QExtGw",133,0,"MG/time step","QExtGw",133,0,"MG/time step",0]
["QExtGw",142,0,"MG/time step","QExtGw",142,0,"MG/time step","QExtGw",142,0,"MG/time step","QExtGw",142,0,"MG/time step","QExtGw",142,0,"MG/time step","QExtGw",142,0,"MG/time step",0]
["QExtGw",151,0,"MG/time step","QExtGw",151,0,"MG/time step","QExtGw",151,0,"MG/time step","QExtGw",151,0,"MG/time step","QExtGw",151,0,"MG/time step","QExtGw",151,0,"MG/time step",0]
["QExtGw",152,0,"MG/time step","QExtGw",152,0,"MG/time step","QExtGw",152,0,"MG/time step","QExtGw",152,0,"MG/time step","QExtGw",152,0,"MG/time step","QExtGw",152,0,"MG/time step",0]
["QExtGw",160,0,"MG/time step","QExtGw",160,0,"MG/time step","QExtGw",160,0,"MG/time step","QExtGw",160,0,"MG/time step","QExtGw",160,0,"MG/time step","QExtGw",160,0,"MG/time step",0]
["QExtGw",171,0,"MG/time step","QExtGw",171,0,"MG/time step","QExtGw",171,0,"MG/time step","QExtGw",171,0,"MG/time step","QExtGw",171,0,"MG/time step","QExtGw",171,0,"MG/time step",0]
["QExtGw",180,0,"MG/time step","QExtGw",180,0,"MG/time step","QExtGw",180,0,"MG/time step","QExtGw",180,0,"MG/time step","QExtGw",180,0,"MG/time step","QExtGw",180,0,"MG/time step",0]
["QExtGw",189,0,"MG/time step","QExtGw",189,0,"MG/time step","QExtGw",189,0,"MG/time step","QExtGw",189,0,"MG/time step","QExtGw",189,0,"MG/time step","QExtGw",189,0,"MG/time step",0]
["QExtGw",198,0,"MG/time step","QExtGw",198,0,"MG/time step","QExtGw",198,0,"MG/time step","QExtGw",198,0,"MG/time step","QExtGw",198,0,"MG/time step","QExtGw",198,0,"MG/time step",0]
["QExtGw",207,0,"MG/time step","QExtGw",207,0,"MG/time step","QExtGw",207,0,"MG/time step","QExtGw",207,0,"MG/time step","QExtGw",207,0,"MG/time step","QExtGw",207,0,"MG/time step",0]
["QExtGw",216,0,"MG/time step","QExtGw",216,0,"MG/time step","QExtGw",216,0,"MG/time step","QExtGw",216,0,"MG/time step","QExtGw",216,0,"MG/time step","QExtGw",216,0,"MG/time step",0]
["QExtGw",217,0,"MG/time step","QExtGw",217,0,"MG/time step","QExtGw",217,0,"MG/time step","QExtGw",217,0,"MG/time step","QExtGw",217,0,"MG/time step","QExtGw",217,0,"MG/time step",0]
["QExtGw",226,0,"MG/time step","QExtGw",226,0,"MG/time step","QExtGw",226,0,"MG/time step","QExtGw",226,0,"MG/time step","QExtGw",226,0,"MG/time step","QExtGw",226,0,"MG/time step",0]
["QExtGw",235,0,"MG/time step","QExtGw",235,0,"MG/time step","QExtGw",235,0,"MG/time step","QExtGw",235,0,"MG/time step","QExtGw",235,0,"MG/time step","QExtGw",235,0,"MG/time step",0]
["QExtGw",244,0,"MG/time step","QExtGw",244,0,"MG/time step","QExtGw",244,0,"MG/time step","QExtGw",244,0,"MG/time step","QExtGw",244,0,"MG/time step","QExtGw",244,0,"MG/time step",0]
["QExtGw",253,0,"MG/time step","QExtGw",253,0,"MG/time step","QExtGw",253,0,"MG/time step","QExtGw",253,0,"MG/time step","QExtGw",253,0,"MG/time step","QExtGw",253,0,"MG/time step",0]
["QExtGw",262,0,"MG/time step","QExtGw",262,0,"MG/time step","QExtGw",262,0,"MG/time step","QExtGw",262,0,"MG/time step","QExtGw",262,0,"MG/time step","QExtGw",262,0,"MG/time step",0]
["QExtGw",271,0,"MG/time step","QExtGw",271,0,"MG/time step","QExtGw",271,0,"MG/time step","QExtGw",271,0,"MG/time step","QExtGw",271,0,"MG/time step","QExtGw",271,0,"MG/time step",0]
["QExtGw",276,0,"MG/time step","QExtGw",276,0,"MG/time step","QExtGw",276,0,"MG/time step","QExtGw",276,0,"MG/time step","QExtGw",276,0,"MG/time step","QExtGw",276,0,"MG/time step",0]
["QExtGw",282,0,"MG/time step","QExtGw",282,0,"MG/time step","QExtGw",282,0,"MG/time step","QExtGw",282,0,"MG/time step","QExtGw",282,0,"MG/time step","QExtGw",282,0,"MG/time step",0]
["QExtGw",291,0,"MG/time step","QExtGw",291,0,"MG/time step","QExtGw",291,0,"MG/time step","QExtGw",291,0,"MG/time step","QExtGw",291,0,"MG/time step","QExtGw",291,0,"MG/time step",0]
["QExtGw",300,0,"MG/time step","QExtGw",300,0,"MG/time step","QExtGw",300,0,"MG/time step","QExtGw",300,0,"MG/time step","QExtGw",300,0,"MG/time step","QExtGw",300,0,"MG/time step",0]
["QExtGw",309,0,"MG/time step","QExtGw",309,0,"MG/time step","QExtGw",309,0,"MG/time step","QExtGw",309,0,"MG/time step","QExtGw",309,0,"MG/time step","QExtGw",309,0,"MG/time step",0]
["QExtGw",318,0,"MG/time step","QExtGw",318,0,"MG/time step","QExtGw",318,0,"MG/time step","QExtGw",318,0,"MG/time step","QExtGw",318,0,"MG/time step","QExtGw",318,0,"MG/time step",0]
["QExtGw",327,0,"MG/time step","QExtGw",327,0,"MG/time step","QExtGw",327,0,"MG/time step","QExtGw",327,0,"MG/time step","QExtGw",327,0,"MG/time step","QExtGw",327,0,"MG/time step",0]
["QExtGw",336,0,"MG/time step","QExtGw",336,0,"MG/time step","QExtGw",336,0,"MG/time step","QExtGw",336,0,"MG/time step","QExtGw",336,0,"MG/time step","QExtGw",336,0,"MG/time step",0]
["QExtGw",345,0,"MG/time step","QExtGw",345,0,"MG/time step","QExtGw",345,0,"MG/time step","QExtGw",345,0,"MG/time step","QExtGw",345,0,"MG/time step","QExtGw",345,0,"MG/time step",0]
["QExtGw",346,0,"MG/time step","QExtGw",346,0,"MG/time step","QExtGw",346,0,"MG/time step","QExtGw",346,0,"MG/time step","QExtGw",346,0,"MG/time step","QExtGw",346,0,"MG/time step",0]
["QExtGw",355,0,"MG/time step","QExtGw",355,0,"MG/time step","QExtGw",355,0,"MG/time step","QExtGw",355,0,"MG/time step","QExtGw",355,0,"MG/time step","QExtGw",355,0,"MG/time step",0]
["QExtGw",364,0,"MG/time step","QExtGw",364,0,"MG/time step","QExtGw",364,0,"MG/time step","QExtGw",364,0,"MG/time step","QExtGw",364,0,"MG/time step","QExtGw",364,0,"MG/time step",0]
["QGwExtMin",8,0,"MG/time step","QGwExtMin",8,0,"MG/time step","QGwExtMin",8,0,"MG/time step","QGwExtMin",8,0,"MG/time step","QGwExtMin",8,0,"MG/time step","QGwExtMin",8,0,"MG/time step",0]
["CCRes","None",0,"$/MG","CCRes","None",0,"$/MG","CCRes","None",0,"$/MG","CCRes","None",0,"$/MG","CCRes","None",0,"$/MG","CCRes","None",0,"$/MG",0]
["QSwPt",1,0.79418900000000003,"MG/time step","QSwPt",1,0.79418900000000003,"MG/time step","QSwPt",1,0.79418900000000003,"MG/time step","QSwPt",1,0.79418900000000003,"MG/time step","QSwPt",1,0.79418900000000003,"MG/time step","QSwPt",1,0.79418900000000003,"MG/time step",0]
["QSwPt",14,0.79418900000000003,"MG/time step","QSwPt",14,0.79418900000000003,"MG/time step","QSwPt",14,0.79418900000000003,"MG/time step","QSwPt",14,0.79418900000000003,"MG/time step","QSwPt",14,0.79418900000000003,"MG/time step","QSwPt",14,0.79418900000000003,"MG/time step",0]
["QSwPt",23,0.79418900000000003,"MG/time step","QSwPt",23,0.79418900000000003,"MG/time step","QSwPt",23,0.79418900000000003,"MG/time step","QSwPt",23,0.79418900000000003,"MG/time step","QSwPt",23,0.79418900000000003,"MG/time step","QSwPt",23,0.79418900000000003,"MG/time step",0]
["QSwPt",24,0.79418900000000003,"MG/time step","QSwPt",24,0.79418900000000003,"MG/time step","QSwPt",24,0.79418900000000003,"MG/time step","QSwPt",24,0.79418900000000003,"MG/time step","QSwPt",24,0.79418900000000003,"MG/time step","QSwPt",24,0.79418900000000003,"MG/time step",0]
["QSwPt",33,0.80549499999999996,"MG/time step","QSwPt",33,0.80549499999999996,"MG/time step","QSwPt",33,0.80549499999999996,"MG/time step","QSwPt",33,0.80549499999999996,"MG/time step","QSwPt",33,0.80549499999999996,"MG/time step","QSwPt",33,0.80549499999999996,"MG/time step",0]
["QSwPt",42,0.80549499999999996,"MG/time step","QSwPt",42,0.80549499999999996,"MG/time step","QSwPt",42,0.80549499999999996,"MG/time step","QSwPt",42,0.80549499999999996,"MG/time step","QSwPt",42,0.80549499999999996,"MG/time step","QSwPt",42,0.80549499999999996,"MG/time step",0]
["QSwPt",51,0.80549499999999996,"MG/time step","QSwPt",51,0.80549499999999996,"MG/time step","QSwPt",51,0.80549499999999996,"MG/time step","QSwPt",51,0.80549499999999996,"MG/time step","QSwPt",51,0.80549499999999996,"MG/time step","QSwPt",51,0.80549499999999996,"MG/time step",0]
["QSwPt",60,0.79898599999999997,"MG/time step","QSwPt",60,0.79898599999999997,"MG/time step","QSwPt",60,0.79898599999999997,"MG/time step","QSwPt",60,0.79898599999999997,"MG/time step","QSwPt",60,0.79898599999999997,"MG/time step","QSwPt",60,0.79898599999999997,"MG/time step",0]
["QSwPt",69,0.79898599999999997,"MG/time step","QSwPt",69,0.79898599999999997,"MG/time step","QSwPt",69,0.79898599999999997,"MG/time step","QSwPt",69,0.79898599999999997,"MG/time step","QSwPt",69,0.79898599999999997,"MG/time step","QSwPt",69,0.79898599999999997,"MG/time step",0]
["QSwPt",78,0.79898599999999997,"MG/time step","QSwPt",78,0.79898599999999997,"MG/time step","QSwPt",78,0.79898599999999997,"MG/time step","QSwPt",78,0.79898599999999997,"MG/time step","QSwPt",78,0.79898599999999997,"MG/time step","QSwPt",78,0.79898599999999997,"MG/time step",0]
["QSwPt",87,0.79898599999999997,"MG/time step","QSwPt",87,0.79898599999999997,"MG/time step","QSwPt",87,0.79898599999999997,"MG/time step","QSwPt",87,0.79898599999999997,"MG/time step","QSwPt",87,0.79898599999999997,"MG/time step","QSwPt",87,0.79898599999999997,"MG/time step",0]
["QSwPt",88,0.79898599999999997,"MG/time step","QSwPt",88,0.79898599999999997,"MG/time step","QSwPt",88,0.79898599999999997,"MG/time step","QSwPt",88,0.79898599999999997,"MG/time step","QSwPt",88,0.79898599999999997,"MG/time step","QSwPt",88,0.79898599999999997,"MG/time step",0]
["QSwPt",97,0.75701300000000005,"MG/time step","QSwPt",97,0.75701300000000005,"MG/time step","QSwPt",97,0.75701300000000005,"MG/time step","QSwPt",97,0.75701300000000005,"MG/time step","QSwPt",97,0.75701300000000005,"MG/time step","QSwPt",97,0.75701300000000005,"MG/time step",0]
["QSwPt",111,0.75701300000000005,"MG/time step","QSwPt",111,0.75701300000000005,"MG/time step","QSwPt",111,0.75701300000000005,"MG/time step","QSwPt",111,0.75701300000000005,"MG/time step","QSwPt",111,0.75701300000000005,"MG/time step","QSwPt",111,0.75701300000000005,"MG/time step",0]
["QSwPt",116,0.75701300000000005,"MG/time step","QSwPt",116,0.75701300000000005,"MG/time step","QSwPt",116,0.75701300000000005,"MG/time step","QSwPt",116,0.75701300000000005,"MG/time step","QSwPt",116,0.75701300000000005,"MG/time step","QSwPt",116,0.75701300000000005,"MG/time step",0]
["QSwPt",125,0.75102100000000005,"MG/time step","QSwPt",125,0.75102100000000005,"MG/time step","QSwPt",125,0.75102100000000005,"MG/time step","QSwPt",125,0.75102100000000005,"MG/time step","QSwPt",125,0.75102100000000005,"MG/time step","QSwPt",125,0.75102100000000005,"MG/time step",0]
["QSwPt",134,0.75102100000000005,"MG/time step","QSwPt",134,0.75102100000000005,"MG/time step","QSwPt",134,0.75102100000000005,"MG/time step","QSwPt",134,0.75102100000000005,"MG/time step","QSwPt",134,0.75102100000000005,"MG/time step","QSwPt",134,0.75102100000000005,"MG/time step",0]
["QSwPt",143,0.75102100000000005,"MG/time step","QSwPt",143,0.75102100000000005,"MG/time step","QSwPt",143,0.75102100000000005,"MG/time step","QSwPt",143,0.75102100000000005,"MG/time step","QSwPt",143,0.75102100000000005,"MG/time step","QSwPt",143,0.75102100000000005,"MG/time step",0]
["QSwPt",152,0.71005799999999997,"MG/time step","QSwPt",152,0.71005799999999997,"MG/time step","QSwPt",152,0.71005799999999997,"MG/time step","QSwPt",152,0.71005799999999997,"MG/time step","QSwPt",152,0.71005799999999997,"MG/time step","QSwPt",152,0.71005799999999997,"MG/time step",0]
["QSwPt",153,0.71005799999999997,"MG/time step","QSwPt",153,0.71005799999999997,"MG/time step","QSwPt",153,0.71005799999999997,"MG/time step","QSwPt",153,0.71005799999999997,"MG/time step","QSwPt",153,0.71005799999999997,"MG/time step","QSwPt",153,0.71005799999999997,"MG/time step",0]
["QSwPt",162,0.71005799999999997,"MG/time step","QSwPt",162,0.71005799999999997,"MG/time step","QSwPt",162,0.71005799999999997,"MG/time step","QSwPt",162,0.71005799999999997,"MG/time step","QSwPt",162,0.71005799999999997,"MG/time step","QSwPt",162,0.71005799999999997,"MG/time step",0]
["QSwPt",171,0.71005799999999997,"MG/time step","QSwPt",171,0.71005799999999997,"MG/time step","QSwPt",171,0.71005799999999997,"MG/time step","QSwPt",171,0.71005799999999997,"MG/time step","QSwPt",171,0.71005799999999997,"MG/time step","QSwPt",171,0.71005799999999997,"MG/time step",0]
["QSwPt",180,0.71005799999999997,"MG/time step","QSwPt",180,0.71005799999999997,"MG/time step","QSwPt",180,0.71005799999999997,"MG/time step","QSwPt",180,0.71005799999999997,"MG/time step","QSwPt",180,0.71005799999999997,"MG/time step","QSwPt",180,0.71005799999999997,"MG/time step",0]
["QSwPt",189,0.74521499999999996,"MG/time step","QSwPt",189,0.74521499999999996,"MG/time step","QSwPt",189,0.74521499999999996,"MG/time step","QSwPt",189,0.74521499999999996,"MG/time step","QSwPt",189,0.74521499999999996,"MG/time step","QSwPt",189,0.74521499999999996,"MG/time step",0]
["QSwPt",198,0.74521499999999996,"MG/time step","QSwPt",198,0.74521499999999996,"MG/time step","QSwPt",198,0.74521499999999996,"MG/time step","QSwPt",198,0.74521499999999996,"MG/time step","QSwPt",198,0.74521499999999996,"MG/time step","QSwPt",198,0.74521499999999996,"MG/time step",0]
["QSwPt",207,0.74521499999999996,"MG/time step","QSwPt",207,0.74521499999999996,"MG/time step","QSwPt",207,0.74521499999999996,"MG/time step","QSwPt",207,0.74521499999999996,"MG/time step","QSwPt",207,0.74521499999999996,"MG/time step","QSwPt",207,0.74521499999999996,"MG/time step",0]
["QSwPt",216,0.51851999999999998,"MG/time step","QSwPt",216,0.51851999999999998,"MG/time step","QSwPt",216,0.51851999999999998,"MG/time step","QSwPt",216,0.51851999999999998,"MG/time step","QSwPt",216,0.51851999999999998,"MG/time step","QSwPt",216,0.51851999999999998,"MG/time step",0]
["QSwPt",223,0.51851999999999998,"MG/time step","QSwPt",223,0.51851999999999998,"MG/time step","QSwPt",223,0.51851999999999998,"MG/time step","QSwPt",223,0.51851999999999998,"MG/time step","QSwPt",223,0.51851999999999998,"MG/time step","QSwPt",223,0.51851999999999998,"MG/time step",0]
["QSwPt",227,0.51851999999999998,"MG/time step","QSwPt",227,0.51851999999999998,"MG/time step","QSwPt",227,0.51851999999999998,"MG/time step","QSwPt",227,0.51851999999999998,"MG/time step","QSwPt",227,0.51851999999999998,"MG/time step","QSwPt",227,0.51851999999999998,"MG/time step",0]
["QSwPt",236,0.51851999999999998,"MG/time step","QSwPt",236,0.51851999999999998,"MG/time step","QSwPt",236,0.51851999999999998,"MG/time step","QSwPt",236,0.51851999999999998,"MG/time step","QSwPt",236,0.51851999999999998,"MG/time step","QSwPt",236,0.51851999999999998,"MG/time step",0]
["QSwPt",245,0,"MG/time step","QSwPt",245,0,"MG/time step","QSwPt",245,0,"MG/time step","QSwPt",245,0,"MG/time step","QSwPt",245,0,"MG/time step","QSwPt",245,0,"MG/time step",0]
["QSwPt",254,0,"MG/time step","QSwPt",254,0,"MG/time step","QSwPt",254,0,"MG/time step","QSwPt",254,0,"MG/time step","QSwPt",254,0,"MG/time step","QSwPt",254,0,"MG/time step",0]
["QSwPt",263,0,"MG/time step","QSwPt",263,0,"MG/time step","QSwPt",263,0,"MG/time step","QSwPt",263,0,"MG/time step","QSwPt",263,0,"MG/time step","QSwPt",263,0,"MG/time step",0]
["QSwPt",272,0,"MG/time step","QSwPt",272,0,"MG/time step","QSwPt",272,0,"MG/time step","QSwPt",272,0,"MG/time step","QSwPt",272,0,"MG/time step","QSwPt",272,0,"MG/time step",0]
["QSwPt",281,0,"MG/time step","QSwPt",281,0,"MG/time step","QSwPt",281,0,"MG/time step","QSwPt",281,0,"MG/time step","QSwPt",281,0,"MG/time step","QSwPt",281,0,"MG/time step",0]
["QSwPt",282,0,"MG/time step","QSwPt",282,0,"MG/time step","QSwPt",282,0,"MG/time step","QSwPt",282,0,"MG/time step","QSwPt",282,0,"MG/time step","QSwPt",282,0,"MG/time step",{"$f":"IF(ISNUMBER(C4932),IF(AVERAGE(C4932,G4932,K4932,O4932,S4932,W4932)<>MAX(C4932,G4932,K4932,O4932,S4932,W4932),1,0),\"\")","v":0}]
["QSwPt",291,0,"MG/time step","QSwPt",291,0,"MG/time step","QSwPt",291,0,"MG/time step","QSwPt",291,0,"MG/time step","QSwPt",291,0,"MG/time step","QSwPt",291,0,"MG/time step",0]
["QSwPt",300,0,"MG/time step","QSwPt",300,0,"MG/time step","QSwPt",300,0,"MG/time step","QSwPt",300,0,"MG/time step","QSwPt",300,0,"MG/time step","QSwPt",300,0,"MG/time step",0]
["QSwPt",309,0,"MG/time step","QSwPt",309,0,"MG/time step","QSwPt",309,0,"MG/time step","QSwPt",309,0,"MG/time step","QSwPt",309,0,"MG/time step","QSwPt",309,0,"MG/time step",0]
["QSwPt",318,0,"MG/time step","QSwPt",318,0,"MG/time step","QSwPt",318,0,"MG/time step","QSwPt",318,0,"MG/time step","QSwPt",318,0,"MG/time step","QSwPt",318,0,"MG/time step",0]
["QSwPt",327,0,"MG/time step","QSwPt",327,0,"MG/time step","QSwPt",327,0,"MG/time step","QSwPt",327,0,"MG/time step","QSwPt",327,0,"MG/time step","QSwPt",327,0,"MG/time step",0]
["QSwPt",330,0,"MG/time step","QSwPt",330,0,"MG/time step","QSwPt",330,0,"MG/time step","QSwPt",330,0,"MG/time step","QSwPt",330,0,"MG/time step","QSwPt",330,0,"MG/time step",0]
["QSwPt",346,0.567747,"MG/time step","QSwPt",346,0.567747,"MG/time step","QSwPt",346,0.567747,"MG/time step","QSwPt",346,0.567747,"MG/time step","QSwPt",346,0.567747,"MG/time step","QSwPt",346,0.567747,"MG/time step",{"$f":"IF(ISNUMBER(C4996),IF(AVERAGE(C4996,G4996,K4996,O4996,S4996,W4996)<>MAX(C4996,G4996,K4996,O4996,S4996,W4996),1,0),\"\")","v":0}]
["QSwPt",347,0.567747,"MG/time step","QSwPt",347,0.567747,"MG/time step","QSwPt",347,0.567747,"MG/time step","QSwPt",347,0.567747,"MG/time step","QSwPt",347,0.567747,"MG/time step","QSwPt",347,0.567747,"MG/time step",0]
["QSwPt",356,0.567747,"MG/time step","QSwPt",356,0.567747,"MG/time step","QSwPt",356,0.567747,"MG/time step","QSwPt",356,0.567747,"MG/time step","QSwPt",356,0.567747,"MG/time step","QSwPt",356,0.567747,"MG/time step",0]
["QSwPt",365,0.567747,"MG/time step","QSwPt",365,0.567747,"MG/time step","QSwPt",365,0.567747,"MG/time step","QSwPt",365,0.567747,"MG/time step","QSwPt",365,0.567747,"MG/time step","QSwPt",365,0.567747,"MG/time step",0]
["QPtSw",9,0.19255639999999999,"MG/time step","QPtSw",9,0.19255639999999999,"MG/time step","QPtSw",9,0.19255639999999999,"MG/time step","QPtSw",9,0.19255639999999999,"MG/time step","QPtSw",9,0.19255639999999999,"MG/time step","QPtSw",9,0.19255639999999999,"MG/time step",0]
["QPtSw",18,0.19255639999999999,"MG/time step","QPtSw",18,0.19255639999999999,"MG/time step","QPtSw",18,0.19255639999999999,"MG/time step","QPtSw",18,0.19255639999999999,"MG/time step","QPtSw",18,0.19255639999999999,"MG/time step","QPtSw",18,0.19255639999999999,"MG/time step",0]
["QPtSw",27,0.19255639999999999,"MG/time step","QPtSw",27,0.19255639999999999,"MG/time step","QPtSw",27,0.19255639999999999,"MG/time step","QPtSw",27,0.19255639999999999,"MG/time step","QPtSw",27,0.19255639999999999,"MG/time step","QPtSw",27,0.19255639999999999,"MG/time step",0]
["QPtSw",36,0.19050919999999999,"MG/time step","QPtSw",36,0.19050919999999999,"MG/time step","QPtSw",36,0.19050919999999999,"MG/time step","QPtSw",36,0.19050919999999999,"MG/time step","QPtSw",36,0.19050919999999999,"MG/time step","QPtSw",36,0.19050919999999999,"MG/time step",0]
["QPtSw",45,0.19050919999999999,"MG/time step","QPtSw",45,0.19050919999999999,"MG/time step","QPtSw",45,0.19050919999999999,"MG/time step","QPtSw",45,0.19050919999999999,"MG/time step","QPtSw",45,0.19050919999999999,"MG/time step","QPtSw",45,0.19050919999999999,"MG/time step",{"$f":"IF(ISNUMBER(C5060),IF(AVERAGE(C5060,G5060,K5060,O5060,S5060,W5060)<>MAX(C5060,G5060,K5060,O5060,S5060,W5060),1,0),\"\")","v":0}]
["QPtSw",46,0.19050919999999999,"MG/time step","QPtSw",46,0.19050919999999999,"MG/time step","QPtSw",46,0.19050919999999999,"MG/time step","QPtSw",46,0.19050919999999999,"MG/time step","QPtSw",46,0.19050919999999999,"MG/time step","QPtSw",46,0.19050919999999999,"MG/time step",0]
["QPtSw",55,0.19050919999999999,"MG/time step","QPtSw",55,0.19050919999999999,"MG/time step","QPtSw",55,0.19050919999999999,"MG/time step","QPtSw",55,0.19050919999999999,"MG/time step","QPtSw",55,0.19050919999999999,"MG/time step","QPtSw",55,0.19050919999999999,"MG/time step",0]
["QPtSw",64,0.1372997,"MG/time step","QPtSw",64,0.1372997,"MG/time step","QPtSw",64,0.1372997,"MG/time step","QPtSw",64,0.1372997,"MG/time step","QPtSw",64,0.1372997,"MG/time step","QPtSw",64,0.1372997,"MG/time step",0]
["QPtSw",75,0.1372997,"MG/time step","QPtSw",75,0.1372997,"MG/time step","QPtSw",75,0.1372997,"MG/time step","QPtSw",75,0.1372997,"MG/time step","QPtSw",75,0.1372997,"MG/time step","QPtSw",75,0.1372997,"MG/time step",0]
["QPtSw",83,0.1372997,"MG/time step","QPtSw",83,0.1372997,"MG/time step","QPtSw",83,0.1372997,"MG/time step","QPtSw",83,0.1372997,"MG/time step","QPtSw",83,0.1372997,"MG/time step","QPtSw",83,0.1372997,"MG/time step",0]
["QPtSw",92,0.16932700000000001,"MG/time step","QPtSw",92,0.16932700000000001,"MG/time step","QPtSw",92,0.16932700000000001,"MG/time step","QPtSw",92,0.16932700000000001,"MG/time step","QPtSw",92,0.16932700000000001,"MG/time step","QPtSw",92,0.16932700000000001,"MG/time step",0]
["QPtSw",101,0.16932700000000001,"MG/time step","QPtSw",101,0.16932700000000001,"MG/time step","QPtSw",101,0.16932700000000001,"MG/time step","QPtSw",101,0.16932700000000001,"MG/time step","QPtSw",101,0.16932700000000001,"MG/time step","QPtSw",101,0.16932700000000001,"MG/time step",0]
["QPtSw",110,0.16932700000000001,"MG/time step","QPtSw",110,0.16932700000000001,"MG/time step","QPtSw",110,0.16932700000000001,"MG/time step","QPtSw",110,0.16932700000000001,"MG/time step","QPtSw",110,0.16932700000000001,"MG/time step","QPtSw",110,0.16932700000000001,"MG/time step",0]
["QPtSw",111,0.16932700000000001,"MG/time step","QPtSw",111,0.16932700000000001,"MG/time step","QPtSw",111,0.16932700000000001,"MG/time step","QPtSw",111,0.16932700000000001,"MG/time step","QPtSw",111,0.16932700000000001,"MG/time step","QPtSw",111,0.16932700000000001,"MG/time step",0]
["QPtSw",120,0.16932700000000001,"MG/time step","QPtSw",120,0.16932700000000001,"MG/time step","QPtSw",120,0.16932700000000001,"MG/time step","QPtSw",120,0.16932700000000001,"MG/time step","QPtSw",120,0.16932700000000001,"MG/time step","QPtSw",120,0.16932700000000001,"MG/time step",0]
["QPtSw",129,0.16592770000000001,"MG/time step","QPtSw",129,0.16592770000000001,"MG/time step","QPtSw",129,0.16592770000000001,"MG/time step","QPtSw",129,0.16592770000000001,"MG/time step","QPtSw",129,0.16592770000000001,"MG/time step","QPtSw",129,0.16592770000000001,"MG/time step",0]
["QPtSw",138,0.16592770000000001,"MG/time step","QPtSw",138,0.16592770000000001,"MG/time step","QPtSw",138,0.16592770000000001,"MG/time step","QPtSw",138,0.16592770000000001,"MG/time step","QPtSw",138,0.16592770000000001,"MG/time step","QPtSw",138,0.16592770000000001,"MG/time step",0]
["QPtSw",147,0.16592770000000001,"MG/time step","QPtSw",147,0.16592770000000001,"MG/time step","QPtSw",147,0.16592770000000001,"MG/time step","QPtSw",147,0.16592770000000001,"MG/time step","QPtSw",147,0.16592770000000001,"MG/time step","QPtSw",147,0.16592770000000001,"MG/time step",0]
["QPtSw",156,0.59640899999999997,"MG/time step","QPtSw",156,0.59640899999999997,"MG/time step","QPtSw",156,0.59640899999999997,"MG/time step","QPtSw",156,0.59640899999999997,"MG/time step","QPtSw",156,0.59640899999999997,"MG/time step","QPtSw",156,0.59640899999999997,"MG/time step",0]
["QPtSw",165,0.59640899999999997,"MG/time step","QPtSw",165,0.59640899999999997,"MG/time step","QPtSw",165,0.59640899999999997,"MG/time step","QPtSw",165,0.59640899999999997,"MG/time step","QPtSw",165,0.59640899999999997,"MG/time step","QPtSw",165,0.59640899999999997,"MG/time step",0]
["QPtSw",174,0.59640899999999997,"MG/time step","QPtSw",174,0.59640899999999997,"MG/time step","QPtSw",174,0.59640899999999997,"MG/time step","QPtSw",174,0.59640899999999997,"MG/time step","QPtSw",174,0.59640899999999997,"MG/time step","QPtSw",174,0.59640899999999997,"MG/time step",0]
["QPtSw",175,0.59640899999999997,"MG/time step","QPtSw",175,0.59640899999999997,"MG/time step","QPtSw",175,0.59640899999999997,"MG/time step","QPtSw",175,0.59640899999999997,"MG/time step","QPtSw",175,0.59640899999999997,"MG/time step","QPtSw",175,0.59640899999999997,"MG/time step",0]
["QPtSw",187,0.16670660000000001,"MG/time step","QPtSw",187,0.16670660000000001,"MG/time step","QPtSw",187,0.16670660000000001,"MG/time step","QPtSw",187,0.16670660000000001,"MG/time step","QPtSw",187,0.16670660000000001,"MG/time step","QPtSw",187,0.16670660000000001,"MG/time step",0]
["QPtSw",194,0.16670660000000001,"MG/time step","QPtSw",194,0.16670660000000001,"MG/time step","QPtSw",194,0.16670660000000001,"MG/time step","QPtSw",194,0.16670660000000001,"MG/time step","QPtSw",194,0.16670660000000001,"MG/time step","QPtSw",194,0.16670660000000001,"MG/time step",0]
["QPtSw",203,0.16670660000000001,"MG/time step","QPtSw",203,0.16670660000000001,"MG/time step","QPtSw",203,0.16670660000000001,"MG/time step","QPtSw",203,0.16670660000000001,"MG/time step","QPtSw",203,0.16670660000000001,"MG/time step","QPtSw",203,0.16670660000000001,"MG/time step",0]
["QPtSw",212,0.16670660000000001,"MG/time step","QPtSw",212,0.16670660000000001,"MG/time step","QPtSw",212,0.16670660000000001,"MG/time step","QPtSw",212,0.16670660000000001,"MG/time step","QPtSw",212,0.16670660000000001,"MG/time step","QPtSw",212,0.16670660000000001,"MG/time step",0]
["QPtSw",221,0.50248320000000002,"MG/time step","QPtSw",221,0.50248320000000002,"MG/time step","QPtSw",221,0.50248320000000002,"MG/time step","QPtSw",221,0.50248320000000002,"MG/time step","QPtSw",221,0.50248320000000002,"MG/time step","QPtSw",221,0.50248320000000002,"MG/time step",0]
["QPtSw",230,0.50248320000000002,"MG/time step","QPtSw",230,0.50248320000000002,"MG/time step","QPtSw",230,0.50248320000000002,"MG/time step","QPtSw",230,0.50248320000000002,"MG/time step","QPtSw",230,0.50248320000000002,"MG/time step","QPtSw",230,0.50248320000000002,"MG/time step",0]
["QPtSw",239,0.50248320000000002,"MG/time step","QPtSw",239,0.50248320000000002,"MG/time step","QPtSw",239,0.50248320000000002,"MG/time step","QPtSw",239,0.50248320000000002,"MG/time step","QPtSw",239,0.50248320000000002,"MG/time step","QPtSw",239,0.50248320000000002,"MG/time step",0]
["QPtSw",240,0.50248320000000002,"MG/time step","QPtSw",240,0.50248320000000002,"MG/time step","QPtSw",240,0.50248320000000002,"MG/time step","QPtSw",240,0.50248320000000002,"MG/time step","QPtSw",240,0.50248320000000002,"MG/time step","QPtSw",240,0.50248320000000002,"MG/time step",0]
["QPtSw",249,0.18567330000000001,"MG/time step","QPtSw",249,0.18567330000000001,"MG/time step","QPtSw",249,0.18567330000000001,"MG/time step","QPtSw",249,0.18567330000000001,"MG/time step","QPtSw",249,0.18567330000000001,"MG/time step","QPtSw",249,0.18567330000000001,"MG/time step",0]
["QPtSw",258,0.18567330000000001,"MG/time step","QPtSw",258,0.18567330000000001,"MG/time step","QPtSw",258,0.18567330000000001,"MG/time step","QPtSw",258,0.18567330000000001,"MG/time step","QPtSw",258,0.18567330000000001,"MG/time step","QPtSw",258,0.18567330000000001,"MG/time step",0]
["QPtSw",267,0.18567330000000001,"MG/time step","QPtSw",267,0.18567330000000001,"MG/time step","QPtSw",267,0.18567330000000001,"MG/time step","QPtSw",267,0.18567330000000001,"MG/time step","QPtSw",267,0.18567330000000001,"MG/time step","QPtSw",267,0.18567330000000001,"MG/time step",0]
["QPtSw",276,0.15978690000000001,"MG/time step","QPtSw",276,0.15978690000000001,"MG/time step","QPtSw",276,0.15978690000000001,"MG/time step","QPtSw",276,0.15978690000000001,"MG/time step","QPtSw",276,0.15978690000000001,"MG/time step","QPtSw",276,0.15978690000000001,"MG/time step",0]
["QPtSw",285,0.15978690000000001,"MG/time step","QPtSw",285,0.15978690000000001,"MG/time step","QPtSw",285,0.15978690000000001,"MG/time step","QPtSw",285,0.15978690000000001,"MG/time step","QPtSw",285,0.15978690000000001,"MG/time step","QPtSw",285,0.15978690000000001,"MG/time step",0]
["QPtSw",294,0.15978690000000001,"MG/time step","QPtSw",294,0.15978690000000001,"MG/time step","QPtSw",294,0.15978690000000001,"MG/time step","QPtSw",294,0.15978690000000001,"MG/time step","QPtSw",294,0.15978690000000001,"MG/time step","QPtSw",294,0.15978690000000001,"MG/time step",0]
["QPtSw",299,0.15978690000000001,"MG/time step","QPtSw",299,0.15978690000000001,"MG/time step","QPtSw",299,0.15978690000000001,"MG/time step","QPtSw",299,0.15978690000000001,"MG/time step","QPtSw",299,0.15978690000000001,"MG/time step","QPtSw",299,0.15978690000000001,"MG/time step",0]
["QPtSw",305,0.15647330000000001,"MG/time step","QPtSw",305,0.15647330000000001,"MG/time step","QPtSw",305,0.15647330000000001,"MG/time step","QPtSw",305,0.15647330000000001,"MG/time step","QPtSw",305,0.15647330000000001,"MG/time step","QPtSw",305,0.15647330000000001,"MG/time step",0]
["QPtSw",314,0.15647330000000001,"MG/time step","QPtSw",314,0.15647330000000001,"MG/time step","QPtSw",314,0.15647330000000001,"MG/time step","QPtSw",314,0.15647330000000001,"MG/time step","QPtSw",314,0.15647330000000001,"MG/time step","QPtSw",314,0.15647330000000001,"MG/time step",0]
["QPtSw",323,0.15647330000000001,"MG/time step","QPtSw",323,0.15647330000000001,"MG/time step","QPtSw",323,0.15647330000000001,"MG/time step","QPtSw",323,0.15647330000000001,"MG/time step","QPtSw",323,0.15647330000000001,"MG/time step","QPtSw",323,0.15647330000000001,"MG/time step",0]
["QPtSw",332,0.15647330000000001,"MG/time step","QPtSw",332,0.15647330000000001,"MG/time step","QPtSw",332,0.15647330000000001,"MG/time step","QPtSw",332,0.15647330000000001,"MG/time step","QPtSw",332,0.15647330000000001,"MG/time step","QPtSw",332,0.15647330000000001,"MG/time step",0]
["QPtSw",341,0.16592480000000001,"MG/time step","QPtSw",341,0.16592480000000001,"MG/time step","QPtSw",341,0.16592480000000001,"MG/time step","QPtSw",341,0.16592480000000001,"MG/time step","QPtSw",341,0.16592480000000001,"MG/time step","QPtSw",341,0.16592480000000001,"MG/time step",0]
["QPtSw",350,0.16592480000000001,"MG/time step","QPtSw",350,0.16592480000000001,"MG/time step","QPtSw",350,0.16592480000000001,"MG/time step","QPtSw",350,0.16592480000000001,"MG/time step","QPtSw",350,0.16592480000000001,"MG/time step","QPtSw",350,0.16592480000000001,"MG/time step",0]
["QPtSw",359,0.16592480000000001,"MG/time step","QPtSw",359,0.16592480000000001,"MG/time step","QPtSw",359,0.16592480000000001,"MG/time step","QPtSw",359,0.16592480000000001,"MG/time step","QPtSw",359,0.16592480000000001,"MG/time step","QPtSw",359,0.16592480000000001,"MG/time step",0]
["QExtSw",3,0,"cfs","QExtSw",3,0,"cfs","QExtSw",3,0,"cfs","QExtSw",3,0,"cfs","QExtSw",3,0,"cfs","QExtSw",3,0,"cfs",0]
["QExtSw",4,0,"cfs","QExtSw",4,0,"cfs","QExtSw",4,0,"cfs","QExtSw",4,0,"cfs","QExtSw",4,0,"cfs","QExtSw",4,0,"cfs",0]
["QExtSw",13,0,"cfs","QExtSw",13,0,"cfs","QExtSw",13,0,"cfs","QExtSw",13,0,"cfs","QExtSw",13,0,"cfs","QExtSw",13,0,"cfs",0]
["QExtSw",22,0,"cfs","QExtSw",22,0,"cfs","QExtSw",22,0,"cfs","QExtSw",22,0,"cfs","QExtSw",22,0,"cfs","QExtSw",22,0,"cfs",0]
["QExtSw",31,0,"cfs","QExtSw",31,0,"cfs","QExtSw",31,0,"cfs","QExtSw",31,0,"cfs","QExtSw",31,0,"cfs","QExtSw",31,0,"cfs",0]
["QExtSw",44,0,"cfs","QExtSw",44,0,"cfs","QExtSw",44,0,"cfs","QExtSw",44,0,"cfs","QExtSw",44,0,"cfs","QExtSw",44,0,"cfs",0]
["QExtSw",50,0,"cfs","QExtSw",50,0,"cfs","QExtSw",50,0,"cfs","QExtSw",50,0,"cfs","QExtSw",50,0,"cfs","QExtSw",50,0,"cfs",0]
["QExtSw",59,0,"cfs","QExtSw",59,0,"cfs","QExtSw",59,0,"cfs","QExtSw",59,0,"cfs","QExtSw",59,0,"cfs","QExtSw",59,0,"cfs",0]
["QExtSw",68,0,"cfs","QExtSw",68,0,"cfs","QExtSw",68,0,"cfs","QExtSw",68,0,"cfs","QExtSw",68,0,"cfs","QExtSw",68,0,"cfs",0]
["QExtSw",69,0,"cfs","QExtSw",69,0,"cfs","QExtSw",69,0,"cfs","QExtSw",69,0,"cfs","QExtSw",69,0,"cfs","QExtSw",69,0,"cfs",0]
["QExtSw",78,0,"cfs","QExtSw",78,0,"cfs","QExtSw",78,0,"cfs","QExtSw",78,0,"cfs","QExtSw",78,0,"cfs","QExtSw",78,0,"cfs",0]
["QExtSw",87,0,"cfs","QExtSw",87,0,"cfs","QExtSw",87,0,"cfs","QExtSw",87,0,"cfs","QExtSw",87,0,"cfs","QExtSw",87,0,"cfs",0]
["QExtSw",96,0,"cfs","QExtSw",96,0,"cfs","QExtSw",96,0,"cfs","QExtSw",96,0,"cfs","QExtSw",96,0,"cfs","QExtSw",96,0,"cfs",0]
["QExtSw",105,0,"cfs","QExtSw",105,0,"cfs","QExtSw",105,0,"cfs","QExtSw",105,0,"cfs","QExtSw",105,0,"cfs","QExtSw",105,0,"cfs",0]
["QExtSw",114,0,"cfs","QExtSw",114,0,"cfs","QExtSw",114,0,"cfs","QExtSw",114,0,"cfs","QExtSw",114,0,"cfs","QExtSw",114,0,"cfs",0]
["QExtSw",123,0,"cfs","QExtSw",123,0,"cfs","QExtSw",123,0,"cfs","QExtSw",123,0,"cfs","QExtSw",123,0,"cfs","QExtSw",123,0,"cfs",0]
["QExtSw",132,0,"cfs","QExtSw",132,0,"cfs","QExtSw",132,0,"cfs","QExtSw",132,0,"cfs","QExtSw",132,0,"cfs","QExtSw",132,0,"cfs",0]
["QExtSw",133,0,"cfs","QExtSw",133,0,"cfs","QExtSw",133,0,"cfs","QExtSw",133,0,"cfs","QExtSw",133,0,"cfs","QExtSw",133,0,"cfs",0]
["QExtSw",142,0,"cfs","QExtSw",142,0,"cfs","QExtSw",142,0,"cfs","QExtSw",142,0,"cfs","QExtSw",142,0,"cfs","QExtSw",142,0,"cfs",0]
["QExtSw",151,0,"cfs","QExtSw",151,0,"cfs","QExtSw",151,0,"cfs","QExtSw",151,0,"cfs","QExtSw",151,0,"cfs","QExtSw",151,0,"cfs",0]
["QExtSw",161,0,"cfs","QExtSw",161,0,"cfs","QExtSw",161,0,"cfs","QExtSw",161,0,"cfs","QExtSw",161,0,"cfs","QExtSw",161,0,"cfs",0]
["QExtSw",170,0,"cfs","QExtSw",170,0,"cfs","QExtSw",170,0,"cfs","QExtSw",170,0,"cfs","QExtSw",170,0,"cfs","QExtSw",170,0,"cfs",0]
["QExtSw",179,0,"cfs","QExtSw",179,0,"cfs","QExtSw",179,0,"cfs","QExtSw",179,0,"cfs","QExtSw",179,0,"cfs","QExtSw",179,0,"cfs",0]
["QExtSw",188,0,"cfs","QExtSw",188,0,"cfs","QExtSw",188,0,"cfs","QExtSw",188,0,"cfs","QExtSw",188,0,"cfs","QExtSw",188,0,"cfs",0]
["QExtSw",197,0,"cfs","QExtSw",197,0,"cfs","QExtSw",197,0,"cfs","QExtSw",197,0,"cfs","QExtSw",197,0,"cfs","QExtSw",197,0,"cfs",0]
["QExtSw",198,0,"cfs","QExtSw",198,0,"cfs","QExtSw",198,0,"cfs","QExtSw",198,0,"cfs","QExtSw",198,0,"cfs","QExtSw",198,0,"cfs",0]
["QExtSw",207,0,"cfs","QExtSw",207,0,"cfs","QExtSw",207,0,"cfs","QExtSw",207,0,"cfs","QExtSw",207,0,"cfs","QExtSw",207,0,"cfs",0]
["QExtSw",216,0,"cfs","QExtSw",216,0,"cfs","QExtSw",216,0,"cfs","QExtSw",216,0,"cfs","QExtSw",216,0,"cfs","QExtSw",216,0,"cfs",0]
["QExtSw",225,0,"cfs","QExtSw",225,0,"cfs","QExtSw",225,0,"cfs","QExtSw",225,0,"cfs","QExtSw",225,0,"cfs","QExtSw",225,0,"cfs",0]
["QExtSw",234,0,"cfs","QExtSw",234,0,"cfs","QExtSw",234,0,"cfs","QExtSw",234,0,"cfs","QExtSw",234,0,"cfs","QExtSw",234,0,"cfs",0]
["QExtSw",243,0,"cfs","QExtSw",243,0,"cfs","QExtSw",243,0,"cfs","QExtSw",243,0,"cfs","QExtSw",243,0,"cfs","QExtSw",243,0,"cfs",0]
["QExtSw",252,0,"cfs","QExtSw",252,0,"cfs","QExtSw",252,0,"cfs","QExtSw",252,0,"cfs","QExtSw",252,0,"cfs","QExtSw",252,0,"cfs",0]
["QExtSw",261,0,"cfs","QExtSw",261,0,"cfs","QExtSw",261,0,"cfs","QExtSw",261,0,"cfs","QExtSw",261,0,"cfs","QExtSw",261,0,"cfs",0]
["QExtSw",263,0,"cfs","QExtSw",263,0,"cfs","QExtSw",263,0,"cfs","QExtSw",263,0,"cfs","QExtSw",263,0,"cfs","QExtSw",263,0,"cfs",0]
["QExtSw",272,0,"cfs","QExtSw",272,0,"cfs","QExtSw",272,0,"cfs","QExtSw",272,0,"cfs","QExtSw",272,0,"cfs","QExtSw",272,0,"cfs",0]
["QExtSw",281,0,"cfs","QExtSw",281,0,"cfs","QExtSw",281,0,"cfs","QExtSw",281,0,"cfs","QExtSw",281,0,"cfs","QExtSw",281,0,"cfs",0]
["QExtSw",290,0,"cfs","QExtSw",290,0,"cfs","QExtSw",290,0,"cfs","QExtSw",290,0,"cfs","QExtSw",290,0,"cfs","QExtSw",290,0,"cfs",0]
["QExtSw",299,0,"cfs","QExtSw",299,0,"cfs","QExtSw",299,0,"cfs","QExtSw",299,0,"cfs","QExtSw",299,0,"cfs","QExtSw",299,0,"cfs",0]
["QExtSw",308,0,"cfs","QExtSw",308,0,"cfs","QExtSw",308,0,"cfs","QExtSw",308,0,"cfs","QExtSw",308,0,"cfs","QExtSw",308,0,"cfs",0]
["QExtSw",317,0,"cfs","QExtSw",317,0,"cfs","QExtSw",317,0,"cfs","QExtSw",317,0,"cfs","QExtSw",317,0,"cfs","QExtSw",317,0,"cfs",0]
["QExtSw",326,0,"cfs","QExtSw",326,0,"cfs","QExtSw",326,0,"cfs","QExtSw",326,0,"cfs","QExtSw",326,0,"cfs","QExtSw",326,0,"cfs",0]
["QExtSw",327,0,"cfs","QExtSw",327,0,"cfs","QExtSw",327,0,"cfs","QExtSw",327,0,"cfs","QExtSw",327,0,"cfs","QExtSw",327,0,"cfs",0]
["QExtSw",336,0,"cfs","QExtSw",336,0,"cfs","QExtSw",336,0,"cfs","QExtSw",336,0,"cfs","QExtSw",336,0,"cfs","QExtSw",336,0,"cfs",0]
["QExtSw",345,0,"cfs","QExtSw",345,0,"cfs","QExtSw",345,0,"cfs","QExtSw",345,0,"cfs","QExtSw",345,0,"cfs","QExtSw",345,0,"cfs",0]
["QExtSw",354,0,"cfs","QExtSw",354,0,"cfs","QExtSw",354,0,"cfs","QExtSw",354,0,"cfs","QExtSw",354,0,"cfs","QExtSw",354,0,"cfs",0]
["QExtSw",363,0,"cfs","QExtSw",363,0,"cfs","QExtSw",363,0,"cfs","QExtSw",363,0,"cfs","QExtSw",363,0,"cfs","QExtSw",363,0,"cfs",0]
["QResPt",7,0,"MG/time step","QResPt",7,0,"MG/time step","QResPt",7,0,"MG/time step","QResPt",7,0,"MG/time step","QResPt",7,0,"MG/time step","QResPt",7,0,"MG/time step",0]
["QResPt",10,0,"MG/time step","QResPt",10,0,"MG/time step","QResPt",10,0,"MG/time step","QResPt",10,0,"MG/time step","QResPt",10,0,"MG/time step","QResPt",10,0,"MG/time step",0]
["QResPt",26,0,"MG/time step","QResPt",26,0,"MG/time step","QResPt",26,0,"MG/time step","QResPt",26,0,"MG/time step","QResPt",26,0,"MG/time step","QResPt",26,0,"MG/time step",0]
["QResPt",27,0,"MG/time step","QResPt",27,0,"MG/time step","QResPt",27,0,"MG/time step","QResPt",27,0,"MG/time step","QResPt",27,0,"MG/time step","QResPt",27,0,"MG/time step",0]
["QResPt",36,0,"MG/time step","QResPt",36,0,"MG/time step","QResPt",36,0,"MG/time step","QResPt",36,0,"MG/time step","QResPt",36,0,"MG/time step","QResPt",36,0,"MG/time step",0]
["QResPt",45,0,"MG/time step","QResPt",45,0,"MG/time step","QResPt",45,0,"MG/time step","QResPt",45,0,"MG/time step","QResPt",45,0,"MG/time step","QResPt",45,0,"MG/time step",0]
["QResPt",54,0,"MG/time step","QResPt",54,0,"MG/time step","QResPt",54,0,"MG/time step","QResPt",54,0,"MG/time step","QResPt",54,0,"MG/time step","QResPt",54,0,"MG/time step",0]
["QResPt",63,0,"MG/time step","QResPt",63,0,"MG/time step","QResPt",63,0,"MG/time step","QResPt",63,0,"MG/time step","QResPt",63,0,"MG/time step","QResPt",63,0,"MG/time step",0]
["QResPt",72,0,"MG/time step","QResPt",72,0,"MG/time step","QResPt",72,0,"MG/time step","QResPt",72,0,"MG/time step","QResPt",72,0,"MG/time step","QResPt",72,0,"MG/time step",0]
["QResPt",81,0,"MG/time step","QResPt",81,0,"MG/time step","QResPt",81,0,"MG/time step","QResPt",81,0,"MG/time step","QResPt",81,0,"MG/time step","QResPt",81,0,"MG/time step",0]
["QResPt",90,0,"MG/time step","QResPt",90,0,"MG/time step","QResPt",90,0,"MG/time step","QResPt",90,0,"MG/time step","QResPt",90,0,"MG/time step","QResPt",90,0,"MG/time step",0]
["QResPt",91,0,"MG/time step","QResPt",91,0,"MG/time step","QResPt",91,0,"MG/time step","QResPt",91,0,"MG/time step","QResPt",91,0,"MG/time step","QResPt",91,0,"MG/time step",0]
["QResPt",100,0,"MG/time step","QResPt",100,0,"MG/time step","QResPt",100,0,"MG/time step","QResPt",100,0,"MG/time step","QResPt",100,0,"MG/time step","QResPt",100,0,"MG/time step",0]
["QResPt",109,0,"MG/time step","QResPt",109,0,"MG/time step","QResPt",109,0,"MG/time step","QResPt",109,0,"MG/time step","QResPt",109,0,"MG/time step","QResPt",109,0,"MG/time step",0]
["QResPt",120,0,"MG/time step","QResPt",120,0,"MG/time step","QResPt",120,0,"MG/time step","QResPt",120,0,"MG/time step","QResPt",120,0,"MG/time step","QResPt",120,0,"MG/time step",0]
["QResPt",128,0,"MG/time step","QResPt",128,0,"MG/time step","QResPt",128,0,"MG/time step","QResPt",128,0,"MG/time step","QResPt",128,0,"MG/time step","QResPt",128,0,"MG/time step",0]
["QResPt",137,0,"MG/time step","QResPt",137,0,"MG/time step","QResPt",137,0,"MG/time step","QResPt",137,0,"MG/time step","QResPt",137,0,"MG/time step","QResPt",137,0,"MG/time step",0]
["QResPt",146,0,"MG/time step","QResPt",146,0,"MG/time step","QResPt",146,0,"MG/time step","QResPt",146,0,"MG/time step","QResPt",146,0,"MG/time step","QResPt",146,0,"MG/time step",0]
["QResPt",155,0,"MG/time step","QResPt",155,0,"MG/time step","QResPt",155,0,"MG/time step","QResPt",155,0,"MG/time step","QResPt",155,0,"MG/time step","QResPt",155,0,"MG/time step",0]
["QResPt",156,0,"MG/time step","QResPt",156,0,"MG/time step","QResPt",156,0,"MG/time step","QResPt",156,0,"MG/time step","QResPt",156,0,"MG/time step","QResPt",156,0,"MG/time step",0]
["QResPt",165,0,"MG/time step","QResPt",165,0,"MG/time step","QResPt",165,0,"MG/time step","QResPt",165,0,"MG/time step","QResPt",165,0,"MG/time step","QResPt",165,0,"MG/time step",0]
["QResPt",174,0,"MG/time step","QResPt",174,0,"MG/time step","QResPt",174,0,"MG/time step","QResPt",174,0,"MG/time step","QResPt",174,0,"MG/time step","QResPt",174,0,"MG/time step",0]
["QResPt",183,0,"MG/time step","QResPt",183,0,"MG/time step","QResPt",183,0,"MG/time step","QResPt",183,0,"MG/time step","QResPt",183,0,"MG/time step","QResPt",183,0,"MG/time step",0]
["QResPt",192,0,"MG/time step","QResPt",192,0,"MG/time step","QResPt",192,0,"MG/time step","QResPt",192,0,"MG/time step","QResPt",192,0,"MG/time step","QResPt",192,0,"MG/time step",0]
["QResPt",201,0,"MG/time step","QResPt",201,0,"MG/time step","QResPt",201,0,"MG/time step","QResPt",201,0,"MG/time step","QResPt",201,0,"MG/time step","QResPt",201,0,"MG/time step",0]
["QResPt",210,0,"MG/time step","QResPt",210,0,"MG/time step","QResPt",210,0,"MG/time step","QResPt",210,0,"MG/time step","QResPt",210,0,"MG/time step","QResPt",210,0,"MG/time step",0]
["QResPt",219,0,"MG/time step","QResPt",219,0,"MG/time step","QResPt",219,0,"MG/time step","QResPt",219,0,"MG/time step","QResPt",219,0,"MG/time step","QResPt",219,0,"MG/time step",0]
["QResPt",220,0,"MG/time step","QResPt",220,0,"MG/time step","QResPt",220,0,"MG/time step","QResPt",220,0,"MG/time step","QResPt",220,0,"MG/time step","QResPt",220,0,"MG/time step",0]
["QResPt",236,0,"MG/time step","QResPt",236,0,"MG/time step","QResPt",236,0,"MG/time step","QResPt",236,0,"MG/time step","QResPt",236,0,"MG/time step","QResPt",236,0,"MG/time step",0]
["QResPt",239,0,"MG/time step","QResPt",239,0,"MG/time step","QResPt",239,0,"MG/time step","QResPt",239,0,"MG/time step","QResPt",239,0,"MG/time step","QResPt",239,0,"MG/time step",0]
["QResPt",248,0,"MG/time step","QResPt",248,0,"MG/time step","QResPt",248,0,"MG/time step","QResPt",248,0,"MG/time step","QResPt",248,0,"MG/time step","QResPt",248,0,"MG/time step",0]
["QResPt",257,0,"MG/time step","QResPt",257,0,"MG/time step","QResPt",257,0,"MG/time step","QResPt",257,0,"MG/time step","QResPt",257,0,"MG/time step","QResPt",257,0,"MG/time step",0]
["QResPt",266,0,"MG/time step","QResPt",266,0,"MG/time step","QResPt",266,0,"MG/time step","QResPt",266,0,"MG/time step","QResPt",266,0,"MG/time step","QResPt",266,0,"MG/time step",0]
["QResPt",275,0,"MG/time step","QResPt",275,0,"MG/time step","QResPt",275,0,"MG/time step","QResPt",275,0,"MG/time step","QResPt",275,0,"MG/time step","QResPt",275,0,"MG/time step",{"$f":"IF(ISNUMBER(C6020),IF(AVERAGE(C6020,G6020,K6020,O6020,S6020,W6020)<>MAX(C6020,G6020,K6020,O6020,S6020,W6020),1,0),\"\")","v":0}]
["QResPt",284,0,"MG/time step","QResPt",284,0,"MG/time step","QResPt",284,0,"MG/time step","QResPt",284,0,"MG/time step","QResPt",284,0,"MG/time step","QResPt",284,0,"MG/time step",0]
["QResPt",285,0,"MG/time step","QResPt",285,0,"MG/time step","QResPt",285,0,"MG/time step","QResPt",285,0,"MG/time step","QResPt",285,0,"MG/time step","QResPt",285,0,"MG/time step",0]
["QResPt",294,0,"MG/time step","QResPt",294,0,"MG/time step","QResPt",294,0,"MG/time step","QResPt",294,0,"MG/time step","QResPt",294,0,"MG/time step","QResPt",294,0,"MG/time step",0]
["QResPt",303,0,"MG/time step","QResPt",303,0,"MG/time step","QResPt",303,0,"MG/time step","QResPt",303,0,"MG/time step","QResPt",303,0,"MG/time step","QResPt",303,0,"MG/time step",0]
["QResPt",312,0,"MG/time step","QResPt",312,0,"MG/time step","QResPt",312,0,"MG/time step","QResPt",312,0,"MG/time step","QResPt",312,0,"MG/time step","QResPt",312,0,"MG/time step",0]
["QResPt",321,0,"MG/time step","QResPt",321,0,"MG/time step","QResPt",321,0,"MG/time step","QResPt",321,0,"MG/time step","QResPt",321,0,"MG/time step","QResPt",321,0,"MG/time step",0]
["QResPt",330,0,"MG/time step","QResPt",330,0,"MG/time step","QResPt",330,0,"MG/time step","QResPt",330,0,"MG/time step","QResPt",330,0,"MG/time step","QResPt",330,0,"MG/time step",0]
["QResPt",339,0,"MG/time step","QResPt",339,0,"MG/time step","QResPt",339,0,"MG/time step","QResPt",339,0,"MG/time step","QResPt",339,0,"MG/time step","QResPt",339,0,"MG/time step",{"$f":"IF(ISNUMBER(C6084),IF(AVERAGE(C6084,G6084,K6084,O6084,S6084,W6084)<>MAX(C6084,G6084,K6084,O6084,S6084,W6084),1,0),\"\")","v":0}]
["QResPt",348,0,"MG/time step","QResPt",348,0,"MG/time step","QResPt",348,0,"MG/time step","QResPt",348,0,"MG/time step","QResPt",348,0,"MG/time step","QResPt",348,0,"MG/time step",0]
["QResPt",350,0,"MG/time step","QResPt",350,0,"MG/time step","QResPt",350,0,"MG/time step","QResPt",350,0,"MG/time step","QResPt",350,0,"MG/time step","QResPt",350,0,"MG/time step",0]
["QResPt",359,0,"MG/time step","QResPt",359,0,"MG/time step","QResPt",359,0,"MG/time step","QResPt",359,0,"MG/time step","QResPt",359,0,"MG/time step","QResPt",359,0,"MG/time step",0]
["QPtRes",3,0,"MG/time step","QPtRes",3,0,"MG/time step","QPtRes",3,0,"MG/time step","QPtRes",3,0,"MG/time step","QPtRes",3,0,"MG/time step","QPtRes",3,0,"MG/time step",0]
["QPtRes",12,0,"MG/time step","QPtRes",12,0,"MG/time step","QPtRes",12,0,"MG/time step","QPtRes",12,0,"MG/time step","QPtRes",12,0,"MG/time step","QPtRes",12,0,"MG/time step",0]
["QPtRes",21,0,"MG/time step","QPtRes",21,0,"MG/time step","QPtRes",21,0,"MG/time step","QPtRes",21,0,"MG/time step","QPtRes",21,0,"MG/time step","QPtRes",21,0,"MG/time step",0]
["QPtRes",30,0,"MG/time step","QPtRes",30,0,"MG/time step","QPtRes",30,0,"MG/time step","QPtRes",30,0,"MG/time step","QPtRes",30,0,"MG/time step","QPtRes",30,0,"MG/time step",0]
["QPtRes",39,0,"MG/time step","QPtRes",39,0,"MG/time step","QPtRes",39,0,"MG/time step","QPtRes",39,0,"MG/time step","QPtRes",39,0,"MG/time step","QPtRes",39,0,"MG/time step",0]
["QPtRes",48,0,"MG/time step","QPtRes",48,0,"MG/time step","QPtRes",48,0,"MG/time step","QPtRes",48,0,"MG/time step","QPtRes",48,0,"MG/time step","QPtRes",48,0,"MG/time step",0]
["QPtRes",49,0,"MG/time step","QPtRes",49,0,"MG/time step","QPtRes",49,0,"MG/time step","QPtRes",49,0,"MG/time step","QPtRes",49,0,"MG/time step","QPtRes",49,0,"MG/time step",0]
["QPtRes",58,0,"MG/time step","QPtRes",58,0,"MG/time step","QPtRes",58,0,"MG/time step","QPtRes",58,0,"MG/time step","QPtRes",58,0,"MG/time step","QPtRes",58,0,"MG/time step",0]
["QPtRes",67,0,"MG/time step","QPtRes",67,0,"MG/time step","QPtRes",67,0,"MG/time step","QPtRes",67,0,"MG/time step","QPtRes",67,0,"MG/time step","QPtRes",67,0,"MG/time step",0]
["QPtRes",76,0,"MG/time step","QPtRes",76,0,"MG/time step","QPtRes",76,0,"MG/time step","QPtRes",76,0,"MG/time step","QPtRes",76,0,"MG/time step","QPtRes",76,0,"MG/time step",0]
["QPtRes",84,0,"MG/time step","QPtRes",84,0,"MG/time step","QPtRes",84,0,"MG/time step","QPtRes",84,0,"MG/time step","QPtRes",84,0,"MG/time step","QPtRes",84,0,"MG/time step",0]
["QPtRes",95,0,"MG/time step","QPtRes",95,0,"MG/time step","QPtRes",95,0,"MG/time step","QPtRes",95,0,"MG/time step","QPtRes",95,0,"MG/time step","QPtRes",95,0,"MG/time step",0]
["QPtRes",104,0,"MG/time step","QPtRes",104,0,"MG/time step","QPtRes",104,0,"MG/time step","QPtRes",104,0,"MG/time step","QPtRes",104,0,"MG/time step","QPtRes",104,0,"MG/time step",0]
["QPtRes",113,0,"MG/time step","QPtRes",113,0,"MG/time step","QPtRes",113,0,"MG/time step","QPtRes",113,0,"MG/time step","QPtRes",113,0,"MG/time step","QPtRes",113,0,"MG/time step",0]
["QPtRes",114,0,"MG/time step","QPtRes",114,0,"MG/time step","QPtRes",114,0,"MG/time step","QPtRes",114,0,"MG/time step","QPtRes",114,0,"MG/time step","QPtRes",114,0,"MG/time step",0]
["QPtRes",123,0,"MG/time step","QPtRes",123,0,"MG/time step","QPtRes",123,0,"MG/time step","QPtRes",123,0,"MG/time step","QPtRes",123,0,"MG/time step","QPtRes",123,0,"MG/time step",0]
["QPtRes",132,0,"MG/time step","QPtRes",132,0,"MG/time step","QPtRes",132,0,"MG/time step","QPtRes",132,0,"MG/time step","QPtRes",132,0,"MG/time step","QPtRes",132,0,"MG/time step",0]
["QPtRes",141,0,"MG/time step","QPtRes",141,0,"MG/time step","QPtRes",141,0,"MG/time step","QPtRes",141,0,"MG/time step","QPtRes",141,0,"MG/time step","QPtRes",141,0,"MG/time step",0]
["QPtRes",150,0,"MG/time step","QPtRes",150,0,"MG/time step","QPtRes",150,0,"MG/time step","QPtRes",150,0,"MG/time step","QPtRes",150,0,"MG/time step","QPtRes",150,0,"MG/time step",0]
["QPtRes",159,0,"MG/time step","QPtRes",159,0,"MG/time step","QPtRes",159,0,"MG/time step","QPtRes",159,0,"MG/time step","QPtRes",159,0,"MG/time step","QPtRes",159,0,"MG/time step",0]
["QPtRes",168,0,"MG/time step","QPtRes",168,0,"MG/time step","QPtRes",168,0,"MG/time step","QPtRes",168,0,"MG/time step","QPtRes",168,0,"MG/time step","QPtRes",168,0,"MG/time step",0]
["QPtRes",177,0,"MG/time step","QPtRes",177,0,"MG/time step","QPtRes",177,0,"MG/time step","QPtRes",177,0,"MG/time step","QPtRes",177,0,"MG/time step","QPtRes",177,0,"MG/time step",0]
["QPtRes",178,0,"MG/time step","QPtRes",178,0,"MG/time step","QPtRes",178,0,"MG/time step","QPtRes",178,0,"MG/time step","QPtRes",178,0,"MG/time step","QPtRes",178,0,"MG/time step",0]
["QPtRes",187,0,"MG/time step","QPtRes",187,0,"MG/time step","QPtRes",187,0,"MG/time step","QPtRes",187,0,"MG/time step","QPtRes",187,0,"MG/time step","QPtRes",187,0,"MG/time step",0]
["QPtRes",196,0,"MG/time step","QPtRes",196,0,"MG/time step","QPtRes",196,0,"MG/time step","QPtRes",196,0,"MG/time step","QPtRes",196,0,"MG/time step","QPtRes",196,0,"MG/time step",0]
["QPtRes",206,0,"MG/time step","QPtRes",206,0,"MG/time step","QPtRes",206,0,"MG/time step","QPtRes",206,0,"MG/time step","QPtRes",206,0,"MG/time step","QPtRes",206,0,"MG/time step",0]
["QPtRes",215,0,"MG/time step","QPtRes",215,0,"MG/time step","QPtRes",215,0,"MG/time step","QPtRes",215,0,"MG/time step","QPtRes",215,0,"MG/time step","QPtRes",215,0,"MG/time step",0]
["QPtRes",224,0,"MG/time step","QPtRes",224,0,"MG/time step","QPtRes",224,0,"MG/time step","QPtRes",224,0,"MG/time step","QPtRes",224,0,"MG/time step","QPtRes",224,0,"MG/time step",0]
["QPtRes",233,0,"MG/time step","QPtRes",233,0,"MG/time step","QPtRes",233,0,"MG/time step","QPtRes",233,0,"MG/time step","QPtRes",233,0,"MG/time step","QPtRes",233,0,"MG/time step",0]
["QPtRes",242,0,"MG/time step","QPtRes",242,0,"MG/time step","QPtRes",242,0,"MG/time step","QPtRes",242,0,"MG/time step","QPtRes",242,0,"MG/time step","QPtRes",242,0,"MG/time step",0]
["QPtRes",243,0,"MG/time step","QPtRes",243,0,"MG/time step","QPtRes",243,0,"MG/time step","QPtRes",243,0,"MG/time step","QPtRes",243,0,"MG/time step","QPtRes",243,0,"MG/time step",0]
["QPtRes",252,0,"MG/time step","QPtRes",252,0,"MG/time step","QPtRes",252,0,"MG/time step","QPtRes",252,0,"MG/time step","QPtRes",252,0,"MG/time step","QPtRes",252,0,"MG/time step",0]
["QPtRes",261,0,"MG/time step","QPtRes",261,0,"MG/time step","QPtRes",261,0,"MG/time step","QPtRes",261,0,"MG/time step","QPtRes",261,0,"MG/time step","QPtRes",261,0,"MG/time step",0]
["QPtRes",270,0,"MG/time step","QPtRes",270,0,"MG/time step","QPtRes",270,0,"MG/time step","QPtRes",270,0,"MG/time step","QPtRes",270,0,"MG/time step","QPtRes",270,0,"MG/time step",0]
["QPtRes",279,0,"MG/time step","QPtRes",279,0,"MG/time step","QPtRes",279,0,"MG/time step","QPtRes",279,0,"MG/time step","QPtRes",279,0,"MG/time step","QPtRes",279,0,"MG/time step",0]
["QPtRes",288,0,"MG/time step","QPtRes",288,0,"MG/time step","QPtRes",288,0,"MG/time step","QPtRes",288,0,"MG/time step","QPtRes",288,0,"MG/time step","QPtRes",288,0,"MG/time step",0]
["QPtRes",297,0,"MG/time step","QPtRes",297,0,"MG/time step","QPtRes",297,0,"MG/time step","QPtRes",297,0,"MG/time step","QPtRes",297,0,"MG/time step","QPtRes",297,0,"MG/time step",0]
["QPtRes",306,0,"MG/time step","QPtRes",306,0,"MG/time step","QPtRes",306,0,"MG/time step","QPtRes",306,0,"MG/time step","QPtRes",306,0,"MG/time step","QPtRes",306,0,"MG/time step",0]
["QPtRes",312,0,"MG/time step","QPtRes",312,0,"MG/time step","QPtRes",312,0,"MG/time step","QPtRes",312,0,"MG/time step","QPtRes",312,0,"MG/time step","QPtRes",312,0,"MG/time step",0]
["QPtRes",317,0,"MG/time step","QPtRes",317,0,"MG/time step","QPtRes",317,0,"MG/time step","QPtRes",317,0,"MG/time step","QPtRes",317,0,"MG/time step","QPtRes",317,0,"MG/time step",0]
["QPtRes",326,0,"MG/time step","QPtRes",326,0,"MG/time step","QPtRes",326,0,"MG/time step","QPtRes",326,0,"MG/time step","QPtRes",326,0,"MG/time step","QPtRes",326,0,"MG/time step",0]
["QPtRes",335,0,"MG/time step","QPtRes",335,0,"MG/time step","QPtRes",335,0,"MG/time step","QPtRes",335,0,"MG/time step","QPtRes",335,0,"MG/time step","QPtRes",335,0,"MG/time step",0]
["QPtRes",344,0,"MG/time step","QPtRes",344,0,"MG/time step","QPtRes",344,0,"MG/time step","QPtRes",344,0,"MG/time step","QPtRes",344,0,"MG/time step","QPtRes",344,0,"MG/time step",0]
["QPtRes",353,0,"MG/time step","QPtRes",353,0,"MG/time step","QPtRes",353,0,"MG/time step","QPtRes",353,0,"MG/time step","QPtRes",353,0,"MG/time step","QPtRes",353,0,"MG/time step",0]
["QPtRes",362,0,"MG/time step","QPtRes",362,0,"MG/time step","QPtRes",362,0,"MG/time step","QPtRes",362,0,"MG/time step","QPtRes",362,0,"MG/time step","QPtRes",362,0,"MG/time step",0]
["QSwMin",6,-9,"cfs","QSwMin",6,-9,"cfs","QSwMin",6,-9,"cfs","QSwMin",6,-9,"cfs","QSwMin",6,-9,"cfs","QSwMin",6,-9,"cfs",0]
["QSwMin",7,-9,"cfs","QSwMin",7,-9,"cfs","QSwMin",7,-9,"cfs","QSwMin",7,-9,"cfs","QSwMin",7,-9,"cfs","QSwMin",7,-9,"cfs",0]
["QSwMax",4,-9,"cfs","QSwMax",4,-9,"cfs","QSwMax",4,-9,"cfs","QSwMax",4,-9,"cfs","QSwMax",4,-9,"cfs","QSwMax",4,-9,"cfs",0]
["QSwExtMin",1,-9,"cfs","QSwExtMin",1,-9,"cfs","QSwExtMin",1,-9,"cfs","QSwExtMin",1,-9,"cfs","QSwExtMin",1,-9,"cfs","QSwExtMin",1,-9,"cfs",0]
["QSwExtMin",10,-9,"cfs","QSwExtMin",10,-9,"cfs","QSwExtMin",10,-9,"cfs","QSwExtMin",10,-9,"cfs","QSwExtMin",10,-9,"cfs","QSwExtMin",10,-9,"cfs",0]
["QSwExtMax",7,-9,"cfs","QSwExtMax",7,-9,"cfs","QSwExtMax",7,-9,"cfs","QSwExtMax",7,-9,"cfs","QSwExtMax",7,-9,"cfs","QSwExtMax",7,-9,"cfs",0]
["QSwExtMax",12,-9,"cfs","QSwExtMax",12,-9,"cfs","QSwExtMax",12,-9,"cfs","QSwExtMax",12,-9,"cfs","QSwExtMax",12,-9,"cfs","QSwExtMax",12,-9,"cfs",0]
["TSwPumpExist","None",25,"years","TSwPumpExist","None",25,"years","TSwPumpExist","None",25,"years","TSwPumpExist","None",25,"years","TSwPumpExist","None",25,"years","TSwPumpExist","None",25,"years",0]
["CCWtpUaw","None",0.45500000000000002,"$","CCWtpUaw","None",0.45500000000000002,"$","CCWtpUaw","None",0.45500000000000002,"$","CCWtpUaw","None",0.45500000000000002,"$","CCWtpUaw","None",0.45500000000000002,"$","CCWtpUaw","None",0.45500000000000002,"$",0]
["COmWtpUaw","None",2.1805000000000001E-2,"$/year","COmWtpUaw","None",2.1805000000000001E-2,"$/year","COmWtpUaw","None",2.1805000000000001E-2,"$/year","COmWtpUaw","None",2.1805000000000001E-2,"$/year","COmWtpUaw","None",2.1805000000000001E-2,"$/year","COmWtpUaw","None",2.1805000000000001E-2,"$/year",0]
["TWwtpNew","None",25,"years","TWwtpNew","None",25,"years","TWwtpNew","None",25,"years","TWwtpNew","None",25,"years","TWwtpNew","None",25,"years","TWwtpNew","None",25,"years",0]
["TWrfNew","None",35,"years","TWrfNew","None",35,"years","TWrfNew","None",35,"years","TWrfNew","None",35,"years","TWrfNew","None",35,"years","TWrfNew","None",35,"years",0]
["ExNpDist","None",-9,"-","ExNpDist","None",-9,"-","ExNpDist","None",-9,"-","ExNpDist","None",-9,"-","ExNpDist","None",-9,"-","ExNpDist","None",-9,"-",0]
["CCIbtWU","None",-9,"$/MGD","CCIbtWU","None",-9,"$/MGD","CCIbtWU","None",-9,"$/MGD","CCIbtWU","None",-9,"$/MGD","CCIbtWU","None",-9,"$/MGD","CCIbtWU","None",-9,"$/MGD",0]
["QIbtWMaxMonth","None",-9,"MG/month","QIbtWMaxMonth","None",-9,"MG/month","QIbtWMaxMonth","None",-9,"MG/month","QIbtWMaxMonth","None",-9,"MG/month","QIbtWMaxMonth","None",-9,"MG/month","QIbtWMaxMonth","None",-9,"MG/month",0]
["QIbtWMaxMonth","None",-9,"MG/month","QIbtWMaxMonth","None",-9,"MG/month","QIbtWMaxMonth","None",-9,"MG/month","QIbtWMaxMonth","None",-9,"MG/month","QIbtWMaxMonth","None",-9,"MG/month","QIbtWMaxMonth","None",-9,"MG/month",0]
["QIbtWwMaxMonth","None",-9,"MG/month","QIbtWwMaxMonth","None",-9,"MG/month","QIbtWwMaxMonth","None",-9,"MG/month","QIbtWwMaxMonth","None",-9,"MG/month","QIbtWwMaxMonth","None",-9,"MG/month","QIbtWwMaxMonth","None",-9,"MG/month",0]
["QIbtWwMaxMonth","None",-9,"MG/month","QIbtWwMaxMonth","None",-9,"MG/month","QIbtWwMaxMonth","None",-9,"MG/month","QIbtWwMaxMonth","None",-9,"MG/month","QIbtWwMaxMonth","None",-9,"MG/month","QIbtWwMaxMonth","None",-9,"MG/month",0]
["MeasuredFlow",6,37,"cfs","MeasuredFlow",6,37,"cfs","MeasuredFlow",6,37,"cfs","MeasuredFlow",6,37,"cfs","MeasuredFlow",6,37,"cfs","MeasuredFlow",6,37,"cfs",0]
["MeasuredFlow",15,135,"cfs","MeasuredFlow",15,135,"cfs","MeasuredFlow",15,135,"cfs","MeasuredFlow",15,135,"cfs","MeasuredFlow",15,135,"cfs","MeasuredFlow",15,135,"cfs",0]
["MeasuredFlow",21,83,"cfs","MeasuredFlow",21,83,"cfs","MeasuredFlow",21,83,"cfs","MeasuredFlow",21,83,"cfs","MeasuredFlow",21,83,"cfs","MeasuredFlow",21,83,"cfs",0]
["MeasuredFlow",34,113,"cfs","MeasuredFlow",34,113,"cfs","MeasuredFlow",34,113,"cfs","MeasuredFlow",34,113,"cfs","MeasuredFlow",34,113,"cfs","MeasuredFlow",34,113,"cfs",0]
["MeasuredFlow",43,111,"cfs","MeasuredFlow",43,111,"cfs","MeasuredFlow",43,111,"cfs","MeasuredFlow",43,111,"cfs","MeasuredFlow",43,111,"cfs","MeasuredFlow",43,111,"cfs",0]
["MeasuredFlow",52,99,"cfs","MeasuredFlow",52,99,"cfs","MeasuredFlow",52,99,"cfs","MeasuredFlow",52,99,"cfs","MeasuredFlow",52,99,"cfs","MeasuredFlow",52,99,"cfs",0]
["MeasuredFlow",61,99,"cfs","MeasuredFlow",61,99,"cfs","MeasuredFlow",61,99,"cfs","MeasuredFlow",61,99,"cfs","MeasuredFlow",61,99,"cfs","MeasuredFlow",61,99,"cfs",0]
["MeasuredFlow",62,142,"cfs","MeasuredFlow",62,142,"cfs","MeasuredFlow",62,142,"cfs","MeasuredFlow",62,142,"cfs","MeasuredFlow",62,142,"cfs","MeasuredFlow",62,142,"cfs",0]
["MeasuredFlow",71,155,"cfs","MeasuredFlow",71,155,"cfs","MeasuredFlow",71,155,"cfs","MeasuredFlow",71,155,"cfs","MeasuredFlow",71,155,"cfs","MeasuredFlow",71,155,"cfs",0]
["MeasuredFlow",80,186,"cfs","MeasuredFlow",80,186,"cfs","MeasuredFlow",80,186,"cfs","MeasuredFlow",80,186,"cfs","MeasuredFlow",80,186,"cfs","MeasuredFlow",80,186,"cfs",0]
["MeasuredFlow",89,250,"cfs","MeasuredFlow",89,250,"cfs","MeasuredFlow",89,250,"cfs","MeasuredFlow",89,250,"cfs","MeasuredFlow",89,250,"cfs","MeasuredFlow",89,250,"cfs",0]
["MeasuredFlow",98,177,"cfs","MeasuredFlow",98,177,"cfs","MeasuredFlow",98,177,"cfs","MeasuredFlow",98,177,"cfs","MeasuredFlow",98,177,"cfs","MeasuredFlow",98,177,"cfs",0]
["MeasuredFlow",107,111,"cfs","MeasuredFlow",107,111,"cfs","MeasuredFlow",107,111,"cfs","MeasuredFlow",107,111,"cfs","MeasuredFlow",107,111,"cfs","MeasuredFlow",107,111,"cfs",0]
["MeasuredFlow",116,132,"cfs","MeasuredFlow",116,132,"cfs","MeasuredFlow",116,132,"cfs","MeasuredFlow",116,132,"cfs","MeasuredFlow",116,132,"cfs","MeasuredFlow",116,132,"cfs",0]
["MeasuredFlow",125,211,"cfs","MeasuredFlow",125,211,"cfs","MeasuredFlow",125,211,"cfs","MeasuredFlow",125,211,"cfs","MeasuredFlow",125,211,"cfs","MeasuredFlow",125,211,"cfs",0]
["MeasuredFlow",126,176,"cfs","MeasuredFlow",126,176,"cfs","MeasuredFlow",126,176,"cfs","MeasuredFlow",126,176,"cfs","MeasuredFlow",126,176,"cfs","MeasuredFlow",126,176,"cfs",0]
["MeasuredFlow",142,289,"cfs","MeasuredFlow",142,289,"cfs","MeasuredFlow",142,289,"cfs","MeasuredFlow",142,289,"cfs","MeasuredFlow",142,289,"cfs","MeasuredFlow",142,289,"cfs",0]
["MeasuredFlow",145,195,"cfs","MeasuredFlow",145,195,"cfs","MeasuredFlow",145,195,"cfs","MeasuredFlow",145,195,"cfs","MeasuredFlow",145,195,"cfs","MeasuredFlow",145,195,"cfs",0]
["MeasuredFlow",154,115,"cfs","MeasuredFlow",154,115,"cfs","MeasuredFlow",154,115,"cfs","MeasuredFlow",154,115,"cfs","MeasuredFlow",154,115,"cfs","MeasuredFlow",154,115,"cfs",0]
["MeasuredFlow",163,162,"cfs","MeasuredFlow",163,162,"cfs","MeasuredFlow",163,162,"cfs","MeasuredFlow",163,162,"cfs","MeasuredFlow",163,162,"cfs","MeasuredFlow",163,162,"cfs",0]
["MeasuredFlow",172,89,"cfs","MeasuredFlow",172,89,"cfs","MeasuredFlow",172,89,"cfs","MeasuredFlow",172,89,"cfs","MeasuredFlow",172,89,"cfs","MeasuredFlow",172,89,"cfs",0]
["MeasuredFlow",181,43,"cfs","MeasuredFlow",181,43,"cfs","MeasuredFlow",181,43,"cfs","MeasuredFlow",181,43,"cfs","MeasuredFlow",181,43,"cfs","MeasuredFlow",181,43,"cfs",0]
["MeasuredFlow",190,17,"cfs","MeasuredFlow",190,17,"cfs","MeasuredFlow",190,17,"cfs","MeasuredFlow",190,17,"cfs","MeasuredFlow",190,17,"cfs","MeasuredFlow",190,17,"cfs",0]
["MeasuredFlow",191,18,"cfs","MeasuredFlow",191,18,"cfs","MeasuredFlow",191,18,"cfs","MeasuredFlow",191,18,"cfs","MeasuredFlow",191,18,"cfs","MeasuredFlow",191,18,"cfs",0]
["MeasuredFlow",200,12,"cfs","MeasuredFlow",200,12,"cfs","MeasuredFlow",200,12,"cfs","MeasuredFlow",200,12,"cfs","MeasuredFlow",200,12,"cfs","MeasuredFlow",200,12,"cfs",0]
["MeasuredFlow",209,12,"cfs","MeasuredFlow",209,12,"cfs","MeasuredFlow",209,12,"cfs","MeasuredFlow",209,12,"cfs","MeasuredFlow",209,12,"cfs","MeasuredFlow",209,12,"cfs",0]
["MeasuredFlow",218,12,"cfs","MeasuredFlow",218,12,"cfs","MeasuredFlow",218,12,"cfs","MeasuredFlow",218,12,"cfs","MeasuredFlow",218,12,"cfs","MeasuredFlow",218,12,"cfs",0]
["MeasuredFlow",227,7.5,"cfs","MeasuredFlow",227,7.5,"cfs","MeasuredFlow",227,7.5,"cfs","MeasuredFlow",227,7.5,"cfs","MeasuredFlow",227,7.5,"cfs","MeasuredFlow",227,7.5,"cfs",0]
["MeasuredFlow",236,9.6999999999999993,"cfs","MeasuredFlow",236,9.6999999999999993,"cfs","MeasuredFlow",236,9.6999999999999993,"cfs","MeasuredFlow",236,9.6999999999999993,"cfs","MeasuredFlow",236,9.6999999999999993,"cfs","MeasuredFlow",236,9.6999999999999993,"cfs",0]
["MeasuredFlow",245,15,"cfs","MeasuredFlow",245,15,"cfs","MeasuredFlow",245,15,"cfs","MeasuredFlow",245,15,"cfs","MeasuredFlow",245,15,"cfs","MeasuredFlow",245,15,"cfs",0]
["MeasuredFlow",249,17,"cfs","MeasuredFlow",249,17,"cfs","MeasuredFlow",249,17,"cfs","MeasuredFlow",249,17,"cfs","MeasuredFlow",249,17,"cfs","MeasuredFlow",249,17,"cfs",0]
["MeasuredFlow",256,8.1,"cfs","MeasuredFlow",256,8.1,"cfs","MeasuredFlow",256,8.1,"cfs","MeasuredFlow",256,8.1,"cfs","MeasuredFlow",256,8.1,"cfs","MeasuredFlow",256,8.1,"cfs",0]
["MeasuredFlow",265,16,"cfs","MeasuredFlow",265,16,"cfs","MeasuredFlow",265,16,"cfs","MeasuredFlow",265,16,"cfs","MeasuredFlow",265,16,"cfs","MeasuredFlow",265,16,"cfs",0]
["MeasuredFlow",274,25,"cfs","MeasuredFlow",274,25,"cfs","MeasuredFlow",274,25,"cfs","MeasuredFlow",274,25,"cfs","MeasuredFlow",274,25,"cfs","MeasuredFlow",274,25,"cfs",0]
["MeasuredFlow",283,21,"cfs","MeasuredFlow",283,21,"cfs","MeasuredFlow",283,21,"cfs","MeasuredFlow",283,21,"cfs","MeasuredFlow",283,21,"cfs","MeasuredFlow",283,21,"cfs",0]
["MeasuredFlow",292,41,"cfs","MeasuredFlow",292,41,"cfs","MeasuredFlow",292,41,"cfs","MeasuredFlow",292,41,"cfs","MeasuredFlow",292,41,"cfs","MeasuredFlow",292,41,"cfs",0]
["MeasuredFlow",301,67,"cfs","MeasuredFlow",301,67,"cfs","MeasuredFlow",301,67,"cfs","MeasuredFlow",301,67,"cfs","MeasuredFlow",301,67,"cfs","MeasuredFlow",301,67,"cfs",0]
["MeasuredFlow",310,46,"cfs","MeasuredFlow",310,46,"cfs","MeasuredFlow",310,46,"cfs","MeasuredFlow",310,46,"cfs","MeasuredFlow",310,46,"cfs","MeasuredFlow",310,46,"cfs",0]
["MeasuredFlow",319,143,"cfs","MeasuredFlow",319,143,"cfs","MeasuredFlow",319,143,"cfs","MeasuredFlow",319,143,"cfs","MeasuredFlow",319,143,"cfs","MeasuredFlow",319,143,"cfs",0]
["MeasuredFlow",320,123,"cfs","MeasuredFlow",320,123,"cfs","MeasuredFlow",320,123,"cfs","MeasuredFlow",320,123,"cfs","MeasuredFlow",320,123,"cfs","MeasuredFlow",320,123,"cfs",0]
["MeasuredFlow",329,212,"cfs","MeasuredFlow",329,212,"cfs","MeasuredFlow",329,212,"cfs","MeasuredFlow",329,212,"cfs","MeasuredFlow",329,212,"cfs","MeasuredFlow",329,212,"cfs",0]
["MeasuredFlow",338,103,"cfs","MeasuredFlow",338,103,"cfs","MeasuredFlow",338,103,"cfs","MeasuredFlow",338,103,"cfs","MeasuredFlow",338,103,"cfs","MeasuredFlow",338,103,"cfs",0]
["MeasuredFlow",347,205,"cfs","MeasuredFlow",347,205,"cfs","MeasuredFlow",347,205,"cfs","MeasuredFlow",347,205,"cfs","MeasuredFlow",347,205,"cfs","MeasuredFlow",347,205,"cfs",0]
["MeasuredFlow",359,376,"cfs","MeasuredFlow",359,376,"cfs","MeasuredFlow",359,376,"cfs","MeasuredFlow",359,376,"cfs","MeasuredFlow",359,376,"cfs","MeasuredFlow",359,376,"cfs",0]
["NCons","None",1,"-","NCons","None",1,"-","NCons","None",1,"-","NCons","None",1,"-","NCons","None",1,"-","NCons","None",1,"-",{"$f":"IF(ISNUMBER(C6980),IF(AVERAGE(C6980,G6980,K6980,O6980,S6980,W6980)<>MAX(C6980,G6980,K6980,O6980,S6980,W6980),1,0),\"\")","v":0}]
["OutfallRemoval","x",0,"lbs/outfall","OutfallRemoval","x",0,"lbs/outfall","OutfallRemoval","x",0,"lbs/outfall","OutfallRemoval","x",0,"lbs/outfall","OutfallRemoval","x",0,"lbs/outfall","OutfallRemoval","x",0,"lbs/outfall",0]
["LWuserUseNp","2;1",256.5579745,"lbs/time step","LWuserUseNp","2;1",256.5579745,"lbs/time step","LWuserUseNp","2;1",256.5579745,"lbs/time step","LWuserUseNp","2;1",256.5579745,"lbs/time step","LWuserUseNp","2;1",256.5579745,"lbs/time step","LWuserUseNp","2;1",256.5579745,"lbs/time step",0]
["LWuserUseNp","3;1",0,"lbs/time step","LWuserUseNp","3;1",0,"lbs/time step","LWuserUseNp","3;1",0,"lbs/time step","LWuserUseNp","3;1",0,"lbs/time step","LWuserUseNp","3;1",0,"lbs/time step","LWuserUseNp","3;1",0,"lbs/time step",0]
["ResRem0",1,-9,"mg/L/time step","ResRem0",1,-9,"mg/L/time step","ResRem0",1,-9,"mg/L/time step","ResRem0",1,-9,"mg/L/time step","ResRem0",1,-9,"mg/L/time step","ResRem0",1,-9,"mg/L/time step",0]
["LPtSw","4;1",3.3018355119999998,"lbs/time step","LPtSw","4;1",3.3018355119999998,"lbs/time step","LPtSw","4;1",3.3018355119999998,"lbs/time step","LPtSw","4;1",3.3018355119999998,"lbs/time step","LPtSw","4;1",3.3018355119999998,"lbs/time step","LPtSw","4;1",3.3018355119999998,"lbs/time step",0]
["LPtSw","13;1",3.3018355119999998,"lbs/time step","LPtSw","13;1",3.3018355119999998,"lbs/time step","LPtSw","13;1",3.3018355119999998,"lbs/time step","LPtSw","13;1",3.3018355119999998,"lbs/time step","LPtSw","13;1",3.3018355119999998,"lbs/time step","LPtSw","13;1",3.3018355119999998,"lbs/time step",0]
["LPtSw","22;1",3.3018355119999998,"lbs/time step","LPtSw","22;1",3.3018355119999998,"lbs/time step","LPtSw","22;1",3.3018355119999998,"lbs/time step","LPtSw","22;1",3.3018355119999998,"lbs/time step","LPtSw","22;1",3.3018355119999998,"lbs/time step","LPtSw","22;1",3.3018355119999998,"lbs/time step",0]
["LPtSw","31;1",3.3018355119999998,"lbs/time step","LPtSw","31;1",3.3018355119999998,"lbs/time step","LPtSw","31;1",3.3018355119999998,"lbs/time step","LPtSw","31;1",3.3018355119999998,"lbs/time step","LPtSw","31;1",3.3018355119999998,"lbs/time step","LPtSw","31;1",3.3018355119999998,"lbs/time step",{"$f":"IF(ISNUMBER(C7044),IF(AVERAGE(C7044,G7044,K7044,O7044,S7044,W7044)<>MAX(C7044,G7044,K7044,O7044,S7044,W7044),1,0),\"\")","v":0}]
["LPtSw","40;1",2.5653832680000002,"lbs/time step","LPtSw","40;1",2.5653832680000002,"lbs/time step","LPtSw","40;1",2.5653832680000002,"lbs/time step","LPtSw","40;1",2.5653832680000002,"lbs/time step","LPtSw","40;1",2.5653832680000002,"lbs/time step","LPtSw","40;1",2.5653832680000002,"lbs/time step",0]
["LPtSw","49;1",2.5653832680000002,"lbs/time step","LPtSw","49;1",2.5653832680000002,"lbs/time step","LPtSw","49;1",2.5653832680000002,"lbs/time step","LPtSw","49;1",2.5653832680000002,"lbs/time step","LPtSw","49;1",2.5653832680000002,"lbs/time step","LPtSw","49;1",2.5653832680000002,"lbs/time step",0]
["LPtSw","50;1",2.5653832680000002,"lbs/time step","LPtSw","50;1",2.5653832680000002,"lbs/time step","LPtSw","50;1",2.5653832680000002,"lbs/time step","LPtSw","50;1",2.5653832680000002,"lbs/time step","LPtSw","50;1",2.5653832680000002,"lbs/time step","LPtSw","50;1",2.5653832680000002,"lbs/time step",0]
["LPtSw","59;1",2.5653832680000002,"lbs/time step","LPtSw","59;1",2.5653832680000002,"lbs/time step","LPtSw","59;1",2.5653832680000002,"lbs/time step","LPtSw","59;1",2.5653832680000002,"lbs/time step","LPtSw","59;1",2.5653832680000002,"lbs/time step","LPtSw","59;1",2.5653832680000002,"lbs/time step",0]
["LPtSw","72;1",2.1667909399999998,"lbs/time step","LPtSw","72;1",2.1667909399999998,"lbs/time step","LPtSw","72;1",2.1667909399999998,"lbs/time step","LPtSw","72;1",2.1667909399999998,"lbs/time step","LPtSw","72;1",2.1667909399999998,"lbs/time step","LPtSw","72;1",2.1667909399999998,"lbs/time step",0]
["LPtSw","78;1",2.1667909399999998,"lbs/time step","LPtSw","78;1",2.1667909399999998,"lbs/time step","LPtSw","78;1",2.1667909399999998,"lbs/time step","LPtSw","78;1",2.1667909399999998,"lbs/time step","LPtSw","78;1",2.1667909399999998,"lbs/time step","LPtSw","78;1",2.1667909399999998,"lbs/time step",0]
["LPtSw","87;1",2.1667909399999998,"lbs/time step","LPtSw","87;1",2.1667909399999998,"lbs/time step","LPtSw","87;1",2.1667909399999998,"lbs/time step","LPtSw","87;1",2.1667909399999998,"lbs/time step","LPtSw","87;1",2.1667909399999998,"lbs/time step","LPtSw","87;1",2.1667909399999998,"lbs/time step",0]
["LPtSw","96;1",2.5230932410000002,"lbs/time step","LPtSw","96;1",2.5230932410000002,"lbs/time step","LPtSw","96;1",2.5230932410000002,"lbs/time step","LPtSw","96;1",2.5230932410000002,"lbs/time step","LPtSw","96;1",2.5230932410000002,"lbs/time step","LPtSw","96;1",2.5230932410000002,"lbs/time step",0]
["LPtSw","105;1",2.5230932410000002,"lbs/time step","LPtSw","105;1",2.5230932410000002,"lbs/time step","LPtSw","105;1",2.5230932410000002,"lbs/time step","LPtSw","105;1",2.5230932410000002,"lbs/time step","LPtSw","105;1",2.5230932410000002,"lbs/time step","LPtSw","105;1",2.5230932410000002,"lbs/time step",0]
["LPtSw","114;1",2.5230932410000002,"lbs/time step","LPtSw","114;1",2.5230932410000002,"lbs/time step","LPtSw","114;1",2.5230932410000002,"lbs/time step","LPtSw","114;1",2.5230932410000002,"lbs/time step","LPtSw","114;1",2.5230932410000002,"lbs/time step","LPtSw","114;1",2.5230932410000002,"lbs/time step",0]
["LPtSw","115;1",2.5230932410000002,"lbs/time step","LPtSw","115;1",2.5230932410000002,"lbs/time step","LPtSw","115;1",2.5230932410000002,"lbs/time step","LPtSw","115;1",2.5230932410000002,"lbs/time step","LPtSw","115;1",2.5230932410000002,"lbs/time step","LPtSw","115;1",2.5230932410000002,"lbs/time step",0]
["LPtSw","124;1",2.2184904799999998,"lbs/time step","LPtSw","124;1",2.2184904799999998,"lbs/time step","LPtSw","124;1",2.2184904799999998,"lbs/time step","LPtSw","124;1",2.2184904799999998,"lbs/time step","LPtSw","124;1",2.2184904799999998,"lbs/time step","LPtSw","124;1",2.2184904799999998,"lbs/time step",0]
["LPtSw","133;1",2.2184904799999998,"lbs/time step","LPtSw","133;1",2.2184904799999998,"lbs/time step","LPtSw","133;1",2.2184904799999998,"lbs/time step","LPtSw","133;1",2.2184904799999998,"lbs/time step","LPtSw","133;1",2.2184904799999998,"lbs/time step","LPtSw","133;1",2.2184904799999998,"lbs/time step",0]
["LPtSw","142;1",2.2184904799999998,"lbs/time step","LPtSw","142;1",2.2184904799999998,"lbs/time step","LPtSw","142;1",2.2184904799999998,"lbs/time step","LPtSw","142;1",2.2184904799999998,"lbs/time step","LPtSw","142;1",2.2184904799999998,"lbs/time step","LPtSw","142;1",2.2184904799999998,"lbs/time step",0]
["LPtSw","151;1",2.2184904799999998,"lbs/time step","LPtSw","151;1",2.2184904799999998,"lbs/time step","LPtSw","151;1",2.2184904799999998,"lbs/time step","LPtSw","151;1",2.2184904799999998,"lbs/time step","LPtSw","151;1",2.2184904799999998,"lbs/time step","LPtSw","151;1",2.2184904799999998,"lbs/time step",0]
["LPtSw","160;1",1.9140281960000001,"lbs/time step","LPtSw","160;1",1.9140281960000001,"lbs/time step","LPtSw","160;1",1.9140281960000001,"lbs/time step","LPtSw","160;1",1.9140281960000001,"lbs/time step","LPtSw","160;1",1.9140281960000001,"lbs/time step","LPtSw","160;1",1.9140281960000001,"lbs/time step",0]
["LPtSw","169;1",1.9140281960000001,"lbs/time step","LPtSw","169;1",1.9140281960000001,"lbs/time step","LPtSw","169;1",1.9140281960000001,"lbs/time step","LPtSw","169;1",1.9140281960000001,"lbs/time step","LPtSw","169;1",1.9140281960000001,"lbs/time step","LPtSw","169;1",1.9140281960000001,"lbs/time step",0]
["LPtSw","178;1",1.9140281960000001,"lbs/time step","LPtSw","178;1",1.9140281960000001,"lbs/time step","LPtSw","178;1",1.9140281960000001,"lbs/time step","LPtSw","178;1",1.9140281960000001,"lbs/time step","LPtSw","178;1",1.9140281960000001,"lbs/time step","LPtSw","178;1",1.9140281960000001,"lbs/time step",0]
["LPtSw","184;1",2.2165234150000002,"lbs/time step","LPtSw","184;1",2.2165234150000002,"lbs/time step","LPtSw","184;1",2.2165234150000002,"lbs/time step","LPtSw","184;1",2.2165234150000002,"lbs/time step","LPtSw","184;1",2.2165234150000002,"lbs/time step","LPtSw","184;1",2.2165234150000002,"lbs/time step",0]
["LPtSw","189;1",2.2165234150000002,"lbs/time step","LPtSw","189;1",2.2165234150000002,"lbs/time step","LPtSw","189;1",2.2165234150000002,"lbs/time step","LPtSw","189;1",2.2165234150000002,"lbs/time step","LPtSw","189;1",2.2165234150000002,"lbs/time step","LPtSw","189;1",2.2165234150000002,"lbs/time step",0]
["LPtSw","198;1",2.2165234150000002,"lbs/time step","LPtSw","198;1",2.2165234150000002,"lbs/time step","LPtSw","198;1",2.2165234150000002,"lbs/time step","LPtSw","198;1",2.2165234150000002,"lbs/time step","LPtSw","198;1",2.2165234150000002,"lbs/time step","LPtSw","198;1",2.2165234150000002,"lbs/time step",0]
["LPtSw","207;1",2.2165234150000002,"lbs/time step","LPtSw","207;1",2.2165234150000002,"lbs/time step","LPtSw","207;1",2.2165234150000002,"lbs/time step","LPtSw","207;1",2.2165234150000002,"lbs/time step","LPtSw","207;1",2.2165234150000002,"lbs/time step","LPtSw","207;1",2.2165234150000002,"lbs/time step",0]
["LPtSw","216;1",2.5216639160000001,"lbs/time step","LPtSw","216;1",2.5216639160000001,"lbs/time step","LPtSw","216;1",2.5216639160000001,"lbs/time step","LPtSw","216;1",2.5216639160000001,"lbs/time step","LPtSw","216;1",2.5216639160000001,"lbs/time step","LPtSw","216;1",2.5216639160000001,"lbs/time step",0]
["LPtSw","225;1",2.5216639160000001,"lbs/time step","LPtSw","225;1",2.5216639160000001,"lbs/time step","LPtSw","225;1",2.5216639160000001,"lbs/time step","LPtSw","225;1",2.5216639160000001,"lbs/time step","LPtSw","225;1",2.5216639160000001,"lbs/time step","LPtSw","225;1",2.5216639160000001,"lbs/time step",0]
["LPtSw","234;1",2.5216639160000001,"lbs/time step","LPtSw","234;1",2.5216639160000001,"lbs/time step","LPtSw","234;1",2.5216639160000001,"lbs/time step","LPtSw","234;1",2.5216639160000001,"lbs/time step","LPtSw","234;1",2.5216639160000001,"lbs/time step","LPtSw","234;1",2.5216639160000001,"lbs/time step",0]
["LPtSw","243;1",2.5216639160000001,"lbs/time step","LPtSw","243;1",2.5216639160000001,"lbs/time step","LPtSw","243;1",2.5216639160000001,"lbs/time step","LPtSw","243;1",2.5216639160000001,"lbs/time step","LPtSw","243;1",2.5216639160000001,"lbs/time step","LPtSw","243;1",2.5216639160000001,"lbs/time step",0]
["LPtSw","244;1",1.9761619500000001,"lbs/time step","LPtSw","244;1",1.9761619500000001,"lbs/time step","LPtSw","244;1",1.9761619500000001,"lbs/time step","LPtSw","244;1",1.9761619500000001,"lbs/time step","LPtSw","244;1",1.9761619500000001,"lbs/time step","LPtSw","244;1",1.9761619500000001,"lbs/time step",0]
["LPtSw","253;1",1.9761619500000001,"lbs/time step","LPtSw","253;1",1.9761619500000001,"lbs/time step","LPtSw","253;1",1.9761619500000001,"lbs/time step","LPtSw","253;1",1.9761619500000001,"lbs/time step","LPtSw","253;1",1.9761619500000001,"lbs/time step","LPtSw","253;1",1.9761619500000001,"lbs/time step",0]
["LPtSw","262;1",1.9761619500000001,"lbs/time step","LPtSw","262;1",1.9761619500000001,"lbs/time step","LPtSw","262;1",1.9761619500000001,"lbs/time step","LPtSw","262;1",1.9761619500000001,"lbs/time step","LPtSw","262;1",1.9761619500000001,"lbs/time step","LPtSw","262;1",1.9761619500000001,"lbs/time step",0]
["LPtSw","271;1",1.9761619500000001,"lbs/time step","LPtSw","271;1",1.9761619500000001,"lbs/time step","LPtSw","271;1",1.9761619500000001,"lbs/time step","LPtSw","271;1",1.9761619500000001,"lbs/time step","LPtSw","271;1",1.9761619500000001,"lbs/time step","LPtSw","271;1",1.9761619500000001,"lbs/time step",0]
["LPtSw","280;1",1.9837624780000001,"lbs/time step","LPtSw","280;1",1.9837624780000001,"lbs/time step","LPtSw","280;1",1.9837624780000001,"lbs/time step","LPtSw","280;1",1.9837624780000001,"lbs/time step","LPtSw","280;1",1.9837624780000001,"lbs/time step","LPtSw","280;1",1.9837624780000001,"lbs/time step",0]
["LPtSw","285;1",1.9837624780000001,"lbs/time step","LPtSw","285;1",1.9837624780000001,"lbs/time step","LPtSw","285;1",1.9837624780000001,"lbs/time step","LPtSw","285;1",1.9837624780000001,"lbs/time step","LPtSw","285;1",1.9837624780000001,"lbs/time step","LPtSw","285;1",1.9837624780000001,"lbs/time step",0]
["LPtSw","299;1",1.9837624780000001,"lbs/time step","LPtSw","299;1",1.9837624780000001,"lbs/time step","LPtSw","299;1",1.9837624780000001,"lbs/time step","LPtSw","299;1",1.9837624780000001,"lbs/time step","LPtSw","299;1",1.9837624780000001,"lbs/time step","LPtSw","299;1",1.9837624780000001,"lbs/time step",0]
["LPtSw","308;1",1.6829206729999999,"lbs/time step","LPtSw","308;1",1.6829206729999999,"lbs/time step","LPtSw","308;1",1.6829206729999999,"lbs/time step","LPtSw","308;1",1.6829206729999999,"lbs/time step","LPtSw","308;1",1.6829206729999999,"lbs/time step","LPtSw","308;1",1.6829206729999999,"lbs/time step",0]
["LPtSw","309;1",1.6829206729999999,"lbs/time step","LPtSw","309;1",1.6829206729999999,"lbs/time step","LPtSw","309;1",1.6829206729999999,"lbs/time step","LPtSw","309;1",1.6829206729999999,"lbs/time step","LPtSw","309;1",1.6829206729999999,"lbs/time step","LPtSw","309;1",1.6829206729999999,"lbs/time step",0]
["LPtSw","318;1",1.6829206729999999,"lbs/time step","LPtSw","318;1",1.6829206729999999,"lbs/time step","LPtSw","318;1",1.6829206729999999,"lbs/time step","LPtSw","318;1",1.6829206729999999,"lbs/time step","LPtSw","318;1",1.6829206729999999,"lbs/time step","LPtSw","318;1",1.6829206729999999,"lbs/time step",0]
["LPtSw","327;1",1.6829206729999999,"lbs/time step","LPtSw","327;1",1.6829206729999999,"lbs/time step","LPtSw","327;1",1.6829206729999999,"lbs/time step","LPtSw","327;1",1.6829206729999999,"lbs/time step","LPtSw","327;1",1.6829206729999999,"lbs/time step","LPtSw","327;1",1.6829206729999999,"lbs/time step",0]
["LPtSw","336;1",2.1147342419999999,"lbs/time step","LPtSw","336;1",2.1147342419999999,"lbs/time step","LPtSw","336;1",2.1147342419999999,"lbs/time step","LPtSw","336;1",2.1147342419999999,"lbs/time step","LPtSw","336;1",2.1147342419999999,"lbs/time step","LPtSw","336;1",2.1147342419999999,"lbs/time step",0]
["LPtSw","345;1",2.1147342419999999,"lbs/time step","LPtSw","345;1",2.1147342419999999,"lbs/time step","LPtSw","345;1",2.1147342419999999,"lbs/time step","LPtSw","345;1",2.1147342419999999,"lbs/time step","LPtSw","345;1",2.1147342419999999,"lbs/time step","LPtSw","345;1",2.1147342419999999,"lbs/time step",0]
["LPtSw","354;1",2.1147342419999999,"lbs/time step","LPtSw","354;1",2.1147342419999999,"lbs/time step","LPtSw","354;1",2.1147342419999999,"lbs/time step","LPtSw","354;1",2.1147342419999999,"lbs/time step","LPtSw","354;1",2.1147342419999999,"lbs/time step","LPtSw","354;1",2.1147342419999999,"lbs/time step",0]
["LPtSw","363;1",2.1147342419999999,"lbs/time step","LPtSw","363;1",2.1147342419999999,"lbs/time step","LPtSw","363;1",2.1147342419999999,"lbs/time step","LPtSw","363;1",2.1147342419999999,"lbs/time step","LPtSw","363;1",2.1147342419999999,"lbs/time step","LPtSw","363;1",2.1147342419999999,"lbs/time step",0]
["LPtRes","7;1",0,"lbs/time step","LPtRes","7;1",0,"lbs/time step","LPtRes","7;1",0,"lbs/time step","LPtRes","7;1",0,"lbs/time step","LPtRes","7;1",0,"lbs/time step","LPtRes","7;1",0,"lbs/time step",0]
["LPtRes","8;1",0,"lbs/time step","LPtRes","8;1",0,"lbs/time step","LPtRes","8;1",0,"lbs/time step","LPtRes","8;1",0,"lbs/time step","LPtRes","8;1",0,"lbs/time step","LPtRes","8;1",0,"lbs/time step",0]
["LPtRes","17;1",0,"lbs/time step","LPtRes","17;1",0,"lbs/time step","LPtRes","17;1",0,"lbs/time step","LPtRes","17;1",0,"lbs/time step","LPtRes","17;1",0,"lbs/time step","LPtRes","17;1",0,"lbs/time step",0]
["LPtRes","26;1",0,"lbs/time step","LPtRes","26;1",0,"lbs/time step","LPtRes","26;1",0,"lbs/time step","LPtRes","26;1",0,"lbs/time step","LPtRes","26;1",0,"lbs/time step","LPtRes","26;1",0,"lbs/time step",0]
["LPtRes","36;1",0,"lbs/time step","LPtRes","36;1",0,"lbs/time step","LPtRes","36;1",0,"lbs/time step","LPtRes","36;1",0,"lbs/time step","LPtRes","36;1",0,"lbs/time step","LPtRes","36;1",0,"lbs/time step",0]
["LPtRes","45;1",0,"lbs/time step","LPtRes","45;1",0,"lbs/time step","LPtRes","45;1",0,"lbs/time step","LPtRes","45;1",0,"lbs/time step","LPtRes","45;1",0,"lbs/time step","LPtRes","45;1",0,"lbs/time step",0]
["LPtRes","54;1",0,"lbs/time step","LPtRes","54;1",0,"lbs/time step","LPtRes","54;1",0,"lbs/time step","LPtRes","54;1",0,"lbs/time step","LPtRes","54;1",0,"lbs/time step","LPtRes","54;1",0,"lbs/time step",0]
["LPtRes","63;1",0,"lbs/time step","LPtRes","63;1",0,"lbs/time step","LPtRes","63;1",0,"lbs/time step","LPtRes","63;1",0,"lbs/time step","LPtRes","63;1",0,"lbs/time step","LPtRes","63;1",0,"lbs/time step",0]
["LPtRes","72;1",0,"lbs/time step","LPtRes","72;1",0,"lbs/time step","LPtRes","72;1",0,"lbs/time step","LPtRes","72;1",0,"lbs/time step","LPtRes","72;1",0,"lbs/time step","LPtRes","72;1",0,"lbs/time step",0]
["LPtRes","73;1",0,"lbs/time step","LPtRes","73;1",0,"lbs/time step","LPtRes","73;1",0,"lbs/time step","LPtRes","73;1",0,"lbs/time step","LPtRes","73;1",0,"lbs/time step","LPtRes","73;1",0,"lbs/time step",0]
["LPtRes","82;1",0,"lbs/time step","LPtRes","82;1",0,"lbs/time step","LPtRes","82;1",0,"lbs/time step","LPtRes","82;1",0,"lbs/time step","LPtRes","82;1",0,"lbs/time step","LPtRes","82;1",0,"lbs/time step",0]
["LPtRes","91;1",0,"lbs/time step","LPtRes","91;1",0,"lbs/time step","LPtRes","91;1",0,"lbs/time step","LPtRes","91;1",0,"lbs/time step","LPtRes","91;1",0,"lbs/time step","LPtRes","91;1",0,"lbs/time step",0]
["LPtRes","100;1",0,"lbs/time step","LPtRes","100;1",0,"lbs/time step","LPtRes","100;1",0,"lbs/time step","LPtRes","100;1",0,"lbs/time step","LPtRes","100;1",0,"lbs/time step","LPtRes","100;1",0,"lbs/time step",0]
["LPtRes","109;1",0,"lbs/time step","LPtRes","109;1",0,"lbs/time step","LPtRes","109;1",0,"lbs/time step","LPtRes","109;1",0,"lbs/time step","LPtRes","109;1",0,"lbs/time step","LPtRes","109;1",0,"lbs/time step",0]
["LPtRes","118;1",0,"lbs/time step","LPtRes","118;1",0,"lbs/time step","LPtRes","118;1",0,"lbs/time step","LPtRes","118;1",0,"lbs/time step","LPtRes","118;1",0,"lbs/time step","LPtRes","118;1",0,"lbs/time step",0]
["LPtRes","127;1",0,"lbs/time step","LPtRes","127;1",0,"lbs/time step","LPtRes","127;1",0,"lbs/time step","LPtRes","127;1",0,"lbs/time step","LPtRes","127;1",0,"lbs/time step","LPtRes","127;1",0,"lbs/time step",0]
["LPtRes","136;1",0,"lbs/time step","LPtRes","136;1",0,"lbs/time step","LPtRes","136;1",0,"lbs/time step","LPtRes","136;1",0,"lbs/time step","LPtRes","136;1",0,"lbs/time step","LPtRes","136;1",0,"lbs/time step",0]
["LPtRes","137;1",0,"lbs/time step","LPtRes","137;1",0,"lbs/time step","LPtRes","137;1",0,"lbs/time step","LPtRes","137;1",0,"lbs/time step","LPtRes","137;1",0,"lbs/time step","LPtRes","137;1",0,"lbs/time step",0]
["LPtRes","148;1",0,"lbs/time step","LPtRes","148;1",0,"lbs/time step","LPtRes","148;1",0,"lbs/time step","LPtRes","148;1",0,"lbs/time step","LPtRes","148;1",0,"lbs/time step","LPtRes","148;1",0,"lbs/time step",0]
["LPtRes","156;1",0,"lbs/time step","LPtRes","156;1",0,"lbs/time step","LPtRes","156;1",0,"lbs/time step","LPtRes","156;1",0,"lbs/time step","LPtRes","156;1",0,"lbs/time step","LPtRes","156;1",0,"lbs/time step",0]
["LPtRes","165;1",0,"lbs/time step","LPtRes","165;1",0,"lbs/time step","LPtRes","165;1",0,"lbs/time step","LPtRes","165;1",0,"lbs/time step","LPtRes","165;1",0,"lbs/time step","LPtRes","165;1",0,"lbs/time step",0]
["LPtRes","174;1",0,"lbs/time step","LPtRes","174;1",0,"lbs/time step","LPtRes","174;1",0,"lbs/time step","LPtRes","174;1",0,"lbs/time step","LPtRes","174;1",0,"lbs/time step","LPtRes","174;1",0,"lbs/time step",0]
["LPtRes","183;1",0,"lbs/time step","LPtRes","183;1",0,"lbs/time step","LPtRes","183;1",0,"lbs/time step","LPtRes","183;1",0,"lbs/time step","LPtRes","183;1",0,"lbs/time step","LPtRes","183;1",0,"lbs/time step",0]
["LPtRes","192;1",0,"lbs/time step","LPtRes","192;1",0,"lbs/time step","LPtRes","192;1",0,"lbs/time step","LPtRes","192;1",0,"lbs/time step","LPtRes","192;1",0,"lbs/time step","LPtRes","192;1",0,"lbs/time step",0]
["LPtRes","201;1",0,"lbs/time step","LPtRes","201;1",0,"lbs/time step","LPtRes","201;1",0,"lbs/time step","LPtRes","201;1",0,"lbs/time step","LPtRes","201;1",0,"lbs/time step","LPtRes","201;1",0,"lbs/time step",0]
["LPtRes","202;1",0,"lbs/time step","LPtRes","202;1",0,"lbs/time step","LPtRes","202;1",0,"lbs/time step","LPtRes","202;1",0,"lbs/time step","LPtRes","202;1",0,"lbs/time step","LPtRes","202;1",0,"lbs/time step",0]
["LPtRes","211;1",0,"lbs/time step","LPtRes","211;1",0,"lbs/time step","LPtRes","211;1",0,"lbs/time step","LPtRes","211;1",0,"lbs/time step","LPtRes","211;1",0,"lbs/time step","LPtRes","211;1",0,"lbs/time step",0]
["LPtRes","220;1",0,"lbs/time step","LPtRes","220;1",0,"lbs/time step","LPtRes","220;1",0,"lbs/time step","LPtRes","220;1",0,"lbs/time step","LPtRes","220;1",0,"lbs/time step","LPtRes","220;1",0,"lbs/time step",0]
["LPtRes","229;1",0,"lbs/time step","LPtRes","229;1",0,"lbs/time step","LPtRes","229;1",0,"lbs/time step","LPtRes","229;1",0,"lbs/time step","LPtRes","229;1",0,"lbs/time step","LPtRes","229;1",0,"lbs/time step",0]
["LPtRes","238;1",0,"lbs/time step","LPtRes","238;1",0,"lbs/time step","LPtRes","238;1",0,"lbs/time step","LPtRes","238;1",0,"lbs/time step","LPtRes","238;1",0,"lbs/time step","LPtRes","238;1",0,"lbs/time step",0]
["LPtRes","247;1",0,"lbs/time step","LPtRes","247;1",0,"lbs/time step","LPtRes","247;1",0,"lbs/time step","LPtRes","247;1",0,"lbs/time step","LPtRes","247;1",0,"lbs/time step","LPtRes","247;1",0,"lbs/time step",0]
["LPtRes","258;1",0,"lbs/time step","LPtRes","258;1",0,"lbs/time step","LPtRes","258;1",0,"lbs/time step","LPtRes","258;1",0,"lbs/time step","LPtRes","258;1",0,"lbs/time step","LPtRes","258;1",0,"lbs/time step",0]
["LPtRes","266;1",0,"lbs/time step","LPtRes","266;1",0,"lbs/time step","LPtRes","266;1",0,"lbs/time step","LPtRes","266;1",0,"lbs/time step","LPtRes","266;1",0,"lbs/time step","LPtRes","266;1",0,"lbs/time step",0]
["LPtRes","267;1",0,"lbs/time step","LPtRes","267;1",0,"lbs/time step","LPtRes","267;1",0,"lbs/time step","LPtRes","267;1",0,"lbs/time step","LPtRes","267;1",0,"lbs/time step","LPtRes","267;1",0,"lbs/time step",0]
["LPtRes","276;1",0,"lbs/time step","LPtRes","276;1",0,"lbs/time step","LPtRes","276;1",0,"lbs/time step","LPtRes","276;1",0,"lbs/time step","LPtRes","276;1",0,"lbs/time step","LPtRes","276;1",0,"lbs/time step",0]
["LPtRes","285;1",0,"lbs/time step","LPtRes","285;1",0,"lbs/time step","LPtRes","285;1",0,"lbs/time step","LPtRes","285;1",0,"lbs/time step","LPtRes","285;1",0,"lbs/time step","LPtRes","285;1",0,"lbs/time step",0]
["LPtRes","294;1",0,"lbs/time step","LPtRes","294;1",0,"lbs/time step","LPtRes","294;1",0,"lbs/time step","LPtRes","294;1",0,"lbs/time step","LPtRes","294;1",0,"lbs/time step","LPtRes","294;1",0,"lbs/time step",0]
["LPtRes","303;1",0,"lbs/time step","LPtRes","303;1",0,"lbs/time step","LPtRes","303;1",0,"lbs/time step","LPtRes","303;1",0,"lbs/time step","LPtRes","303;1",0,"lbs/time step","LPtRes","303;1",0,"lbs/time step",0]
["LPtRes","312;1",0,"lbs/time step","LPtRes","312;1",0,"lbs/time step","LPtRes","312;1",0,"lbs/time step","LPtRes","312;1",0,"lbs/time step","LPtRes","312;1",0,"lbs/time step","LPtRes","312;1",0,"lbs/time step",0]
["LPtRes","321;1",0,"lbs/time step","LPtRes","321;1",0,"lbs/time step","LPtRes","321;1",0,"lbs/time step","LPtRes","321;1",0,"lbs/time step","LPtRes","321;1",0,"lbs/time step","LPtRes","321;1",0,"lbs/time step",0]
["LPtRes","330;1",0,"lbs/time step","LPtRes","330;1",0,"lbs/time step","LPtRes","330;1",0,"lbs/time step","LPtRes","330;1",0,"lbs/time step","LPtRes","330;1",0,"lbs/time step","LPtRes","330;1",0,"lbs/time step",0]
["LPtRes","331;1",0,"lbs/time step","LPtRes","331;1",0,"lbs/time step","LPtRes","331;1",0,"lbs/time step","LPtRes","331;1",0,"lbs/time step","LPtRes","331;1",0,"lbs/time step","LPtRes","331;1",0,"lbs/time step",0]
["LPtRes","340;1",0,"lbs/time step","LPtRes","340;1",0,"lbs/time step","LPtRes","340;1",0,"lbs/time step","LPtRes","340;1",0,"lbs/time step","LPtRes","340;1",0,"lbs/time step","LPtRes","340;1",0,"lbs/time step",0]
["LPtRes","349;1",0,"lbs/time step","LPtRes","349;1",0,"lbs/time step","LPtRes","349;1",0,"lbs/time step","LPtRes","349;1",0,"lbs/time step","LPtRes","349;1",0,"lbs/time step","LPtRes","349;1",0,"lbs/time step",0]
["LPtRes","358;1",0,"lbs/time step","LPtRes","358;1",0,"lbs/time step","LPtRes","358;1",0,"lbs/time step","LPtRes","358;1",0,"lbs/time step","LPtRes","358;1",0,"lbs/time step","LPtRes","358;1",0,"lbs/time step",0]
["LExtSw","5;1",0,"lbs/time step","LExtSw","5;1",0,"lbs/time step","LExtSw","5;1",0,"lbs/time step","LExtSw","5;1",0,"lbs/time step","LExtSw","5;1",0,"lbs/time step","LExtSw","5;1",0,"lbs/time step",{"$f":"IF(ISNUMBER(C7748),IF(AVERAGE(C7748,G7748,K7748,O7748,S7748,W7748)<>MAX(C7748,G7748,K7748,O7748,S7748,W7748),1,0),\"\")","v":0}]
["LExtSw","12;1",0,"lbs/time step","LExtSw","12;1",0,"lbs/time step","LExtSw","12;1",0,"lbs/time step","LExtSw","12;1",0,"lbs/time step","LExtSw","12;1",0,"lbs/time step","LExtSw","12;1",0,"lbs/time step",0]
["LExtSw","21;1",0,"lbs/time step","LExtSw","21;1",0,"lbs/time step","LExtSw","21;1",0,"lbs/time step","LExtSw","21;1",0,"lbs/time step","LExtSw","21;1",0,"lbs/time step","LExtSw","21;1",0,"lbs/time step",0]
["LExtSw","30;1",0,"lbs/time step","LExtSw","30;1",0,"lbs/time step","LExtSw","30;1",0,"lbs/time step","LExtSw","30;1",0,"lbs/time step","LExtSw","30;1",0,"lbs/time step","LExtSw","30;1",0,"lbs/time step",0]
["LExtSw","31;1",0,"lbs/time step","LExtSw","31;1",0,"lbs/time step","LExtSw","31;1",0,"lbs/time step","LExtSw","31;1",0,"lbs/time step","LExtSw","31;1",0,"lbs/time step","LExtSw","31;1",0,"lbs/time step",0]
["LExtSw","40;1",0,"lbs/time step","LExtSw","40;1",0,"lbs/time step","LExtSw","40;1",0,"lbs/time step","LExtSw","40;1",0,"lbs/time step","LExtSw","40;1",0,"lbs/time step","LExtSw","40;1",0,"lbs/time step",0]
["LExtSw","49;1",0,"lbs/time step","LExtSw","49;1",0,"lbs/time step","LExtSw","49;1",0,"lbs/time step","LExtSw","49;1",0,"lbs/time step","LExtSw","49;1",0,"lbs/time step","LExtSw","49;1",0,"lbs/time step",0]
["LExtSw","58;1",0,"lbs/time step","LExtSw","58;1",0,"lbs/time step","LExtSw","58;1",0,"lbs/time step","LExtSw","58;1",0,"lbs/time step","LExtSw","58;1",0,"lbs/time step","LExtSw","58;1",0,"lbs/time step",0]
["LExtSw","67;1",0,"lbs/time step","LExtSw","67;1",0,"lbs/time step","LExtSw","67;1",0,"lbs/time step","LExtSw","67;1",0,"lbs/time step","LExtSw","67;1",0,"lbs/time step","LExtSw","67;1",0,"lbs/time step",0]
["LExtSw","76;1",0,"lbs/time step","LExtSw","76;1",0,"lbs/time step","LExtSw","76;1",0,"lbs/time step","LExtSw","76;1",0,"lbs/time step","LExtSw","76;1",0,"lbs/time step","LExtSw","76;1",0,"lbs/time step",0]
["LExtSw","85;1",0,"lbs/time step","LExtSw","85;1",0,"lbs/time step","LExtSw","85;1",0,"lbs/time step","LExtSw","85;1",0,"lbs/time step","LExtSw","85;1",0,"lbs/time step","LExtSw","85;1",0,"lbs/time step",0]
["LExtSw","94;1",0,"lbs/time step","LExtSw","94;1",0,"lbs/time step","LExtSw","94;1",0,"lbs/time step","LExtSw","94;1",0,"lbs/time step","LExtSw","94;1",0,"lbs/time step","LExtSw","94;1",0,"lbs/time step",0]
["LExtSw","95;1",0,"lbs/time step","LExtSw","95;1",0,"lbs/time step","LExtSw","95;1",0,"lbs/time step","LExtSw","95;1",0,"lbs/time step","LExtSw","95;1",0,"lbs/time step","LExtSw","95;1",0,"lbs/time step",0]
["LExtSw","104;1",0,"lbs/time step","LExtSw","104;1",0,"lbs/time step","LExtSw","104;1",0,"lbs/time step","LExtSw","104;1",0,"lbs/time step","LExtSw","104;1",0,"lbs/time step","LExtSw","104;1",0,"lbs/time step",0]
["LExtSw","112;1",0,"lbs/time step","LExtSw","112;1",0,"lbs/time step","LExtSw","112;1",0,"lbs/time step","LExtSw","112;1",0,"lbs/time step","LExtSw","112;1",0,"lbs/time step","LExtSw","112;1",0,"lbs/time step",0]
["LExtSw","123;1",0,"lbs/time step","LExtSw","123;1",0,"lbs/time step","LExtSw","123;1",0,"lbs/time step","LExtSw","123;1",0,"lbs/time step","LExtSw","123;1",0,"lbs/time step","LExtSw","123;1",0,"lbs/time step",0]
["LExtSw","132;1",0,"lbs/time step","LExtSw","132;1",0,"lbs/time step","LExtSw","132;1",0,"lbs/time step","LExtSw","132;1",0,"lbs/time step","LExtSw","132;1",0,"lbs/time step","LExtSw","132;1",0,"lbs/time step",0]
["LExtSw","141;1",0,"lbs/time step","LExtSw","141;1",0,"lbs/time step","LExtSw","141;1",0,"lbs/time step","LExtSw","141;1",0,"lbs/time step","LExtSw","141;1",0,"lbs/time step","LExtSw","141;1",0,"lbs/time step",0]
["LExtSw","150;1",0,"lbs/time step","LExtSw","150;1",0,"lbs/time step","LExtSw","150;1",0,"lbs/time step","LExtSw","150;1",0,"lbs/time step","LExtSw","150;1",0,"lbs/time step","LExtSw","150;1",0,"lbs/time step",0]
["LExtSw","159;1",0,"lbs/time step","LExtSw","159;1",0,"lbs/time step","LExtSw","159;1",0,"lbs/time step","LExtSw","159;1",0,"lbs/time step","LExtSw","159;1",0,"lbs/time step","LExtSw","159;1",0,"lbs/time step",0]
["LExtSw","160;1",0,"lbs/time step","LExtSw","160;1",0,"lbs/time step","LExtSw","160;1",0,"lbs/time step","LExtSw","160;1",0,"lbs/time step","LExtSw","160;1",0,"lbs/time step","LExtSw","160;1",0,"lbs/time step",0]
["LExtSw","169;1",0,"lbs/time step","LExtSw","169;1",0,"lbs/time step","LExtSw","169;1",0,"lbs/time step","LExtSw","169;1",0,"lbs/time step","LExtSw","169;1",0,"lbs/time step","LExtSw","169;1",0,"lbs/time step",0]
["LExtSw","178;1",0,"lbs/time step","LExtSw","178;1",0,"lbs/time step","LExtSw","178;1",0,"lbs/time step","LExtSw","178;1",0,"lbs/time step","LExtSw","178;1",0,"lbs/time step","LExtSw","178;1",0,"lbs/time step",0]
["LExtSw","187;1",0,"lbs/time step","LExtSw","187;1",0,"lbs/time step","LExtSw","187;1",0,"lbs/time step","LExtSw","187;1",0,"lbs/time step","LExtSw","187;1",0,"lbs/time step","LExtSw","187;1",0,"lbs/time step",0]
["LExtSw","196;1",0,"lbs/time step","LExtSw","196;1",0,"lbs/time step","LExtSw","196;1",0,"lbs/time step","LExtSw","196;1",0,"lbs/time step","LExtSw","196;1",0,"lbs/time step","LExtSw","196;1",0,"lbs/time step",0]
["LExtSw","205;1",0,"lbs/time step","LExtSw","205;1",0,"lbs/time step","LExtSw","205;1",0,"lbs/time step","LExtSw","205;1",0,"lbs/time step","LExtSw","205;1",0,"lbs/time step","LExtSw","205;1",0,"lbs/time step",0]
["LExtSw","214;1",0,"lbs/time step","LExtSw","214;1",0,"lbs/time step","LExtSw","214;1",0,"lbs/time step","LExtSw","214;1",0,"lbs/time step","LExtSw","214;1",0,"lbs/time step","LExtSw","214;1",0,"lbs/time step",0]
["LExtSw","223;1",0,"lbs/time step","LExtSw","223;1",0,"lbs/time step","LExtSw","223;1",0,"lbs/time step","LExtSw","223;1",0,"lbs/time step","LExtSw","223;1",0,"lbs/time step","LExtSw","223;1",0,"lbs/time step",0]
["LExtSw","224;1",0,"lbs/time step","LExtSw","224;1",0,"lbs/time step","LExtSw","224;1",0,"lbs/time step","LExtSw","224;1",0,"lbs/time step","LExtSw","224;1",0,"lbs/time step","LExtSw","224;1",0,"lbs/time step",0]
["LExtSw","234;1",0,"lbs/time step","LExtSw","234;1",0,"lbs/time step","LExtSw","234;1",0,"lbs/time step","LExtSw","234;1",0,"lbs/time step","LExtSw","234;1",0,"lbs/time step","LExtSw","234;1",0,"lbs/time step",0]
["LExtSw","243;1",0,"lbs/time step","LExtSw","243;1",0,"lbs/time step","LExtSw","243;1",0,"lbs/time step","LExtSw","243;1",0,"lbs/time step","LExtSw","243;1",0,"lbs/time step","LExtSw","243;1",0,"lbs/time step",0]
["LExtSw","252;1",0,"lbs/time step","LExtSw","252;1",0,"lbs/time step","LExtSw","252;1",0,"lbs/time step","LExtSw","252;1",0,"lbs/time step","LExtSw","252;1",0,"lbs/time step","LExtSw","252;1",0,"lbs/time step",0]
["LExtSw","261;1",0,"lbs/time step","LExtSw","261;1",0,"lbs/time step","LExtSw","261;1",0,"lbs/time step","LExtSw","261;1",0,"lbs/time step","LExtSw","261;1",0,"lbs/time step","LExtSw","261;1",0,"lbs/time step",{"$f":"IF(ISNUMBER(C8004),IF(AVERAGE(C8004,G8004,K8004,O8004,S8004,W8004)<>MAX(C8004,G8004,K8004,O8004,S8004,W8004),1,0),\"\")","v":0}]
["LExtSw","270;1",0,"lbs/time step","LExtSw","270;1",0,"lbs/time step","LExtSw","270;1",0,"lbs/time step","LExtSw","270;1",0,"lbs/time step","LExtSw","270;1",0,"lbs/time step","LExtSw","270;1",0,"lbs/time step",0]
["LExtSw","279;1",0,"lbs/time step","LExtSw","279;1",0,"lbs/time step","LExtSw","279;1",0,"lbs/time step","LExtSw","279;1",0,"lbs/time step","LExtSw","279;1",0,"lbs/time step","LExtSw","279;1",0,"lbs/time step",0]
["LExtSw","288;1",0,"lbs/time step","LExtSw","288;1",0,"lbs/time step","LExtSw","288;1",0,"lbs/time step","LExtSw","288;1",0,"lbs/time step","LExtSw","288;1",0,"lbs/time step","LExtSw","288;1",0,"lbs/time step",0]
["LExtSw","289;1",0,"lbs/time step","LExtSw","289;1",0,"lbs/time step","LExtSw","289;1",0,"lbs/time step","LExtSw","289;1",0,"lbs/time step","LExtSw","289;1",0,"lbs/time step","LExtSw","289;1",0,"lbs/time step",0]
["LExtSw","298;1",0,"lbs/time step","LExtSw","298;1",0,"lbs/time step","LExtSw","298;1",0,"lbs/time step","LExtSw","298;1",0,"lbs/time step","LExtSw","298;1",0,"lbs/time step","LExtSw","298;1",0,"lbs/time step",0]
["LExtSw","307;1",0,"lbs/time step","LExtSw","307;1",0,"lbs/time step","LExtSw","307;1",0,"lbs/time step","LExtSw","307;1",0,"lbs/time step","LExtSw","307;1",0,"lbs/time step","LExtSw","307;1",0,"lbs/time step",0]
["LExtSw","316;1",0,"lbs/time step","LExtSw","316;1",0,"lbs/time step","LExtSw","316;1",0,"lbs/time step","LExtSw","316;1",0,"lbs/time step","LExtSw","316;1",0,"lbs/time step","LExtSw","316;1",0,"lbs/time step",0]
["LExtSw","325;1",0,"lbs/time step","LExtSw","325;1",0,"lbs/time step","LExtSw","325;1",0,"lbs/time step","LExtSw","325;1",0,"lbs/time step","LExtSw","325;1",0,"lbs/time step","LExtSw","325;1",0,"lbs/time step",{"$f":"IF(ISNUMBER(C8068),IF(AVERAGE(C8068,G8068,K8068,O8068,S8068,W8068)<>MAX(C8068,G8068,K8068,O8068,S8068,W8068),1,0),\"\")","v":0}]
["LExtSw","334;1",0,"lbs/time step","LExtSw","334;1",0,"lbs/time step","LExtSw","334;1",0,"lbs/time step","LExtSw","334;1",0,"lbs/time step","LExtSw","334;1",0,"lbs/time step","LExtSw","334;1",0,"lbs/time step",0]
["LExtSw","344;1",0,"lbs/time step","LExtSw","344;1",0,"lbs/time step","LExtSw","344;1",0,"lbs/time step","LExtSw","344;1",0,"lbs/time step","LExtSw","344;1",0,"lbs/time step","LExtSw","344;1",0,"lbs/time step",0]
["LExtSw","353;1",0,"lbs/time step","LExtSw","353;1",0,"lbs/time step","LExtSw","353;1",0,"lbs/time step","LExtSw","353;1",0,"lbs/time step","LExtSw","353;1",0,"lbs/time step","LExtSw","353;1",0,"lbs/time step",0]
["LExtSw","354;1",0,"lbs/time step","LExtSw","354;1",0,"lbs/time step","LExtSw","354;1",0,"lbs/time step","LExtSw","354;1",0,"lbs/time step","LExtSw","354;1",0,"lbs/time step","LExtSw","354;1",0,"lbs/time step",0]
["LExtSw","363;1",0,"lbs/time step","LExtSw","363;1",0,"lbs/time step","LExtSw","363;1",0,"lbs/time step","LExtSw","363;1",0,"lbs/time step","LExtSw","363;1",0,"lbs/time step","LExtSw","363;1",0,"lbs/time step",0]
["LPtGw","4;1",244.1970944,"lbs/time step","LPtGw","4;1",244.1970944,"lbs/time step","LPtGw","4;1",244.1970944,"lbs/time step","LPtGw","4;1",244.1970944,"lbs/time step","LPtGw","4;1",244.1970944,"lbs/time step","LPtGw","4;1",244.1970944,"lbs/time step",0]
["LPtGw","13;1",244.1970944,"lbs/time step","LPtGw","13;1",244.1970944,"lbs/time step","LPtGw","13;1",244.1970944,"lbs/time step","LPtGw","13;1",244.1970944,"lbs/time step","LPtGw","13;1",244.1970944,"lbs/time step","LPtGw","13;1",244.1970944,"lbs/time step",0]
["LPtGw","22;1",244.1970944,"lbs/time step","LPtGw","22;1",244.1970944,"lbs/time step","LPtGw","22;1",244.1970944,"lbs/time step","LPtGw","22;1",244.1970944,"lbs/time step","LPtGw","22;1",244.1970944,"lbs/time step","LPtGw","22;1",244.1970944,"lbs/time step",0]
["LPtGw","31;1",244.1970944,"lbs/time step","LPtGw","31;1",244.1970944,"lbs/time step","LPtGw","31;1",244.1970944,"lbs/time step","LPtGw","31;1",244.1970944,"lbs/time step","LPtGw","31;1",244.1970944,"lbs/time step","LPtGw","31;1",244.1970944,"lbs/time step",0]
["LPtGw","40;1",244.1970944,"lbs/time step","LPtGw","40;1",244.1970944,"lbs/time step","LPtGw","40;1",244.1970944,"lbs/time step","LPtGw","40;1",244.1970944,"lbs/time step","LPtGw","40;1",244.1970944,"lbs/time step","LPtGw","40;1",244.1970944,"lbs/time step",0]
["LPtGw","49;1",244.1970944,"lbs/time step","LPtGw","49;1",244.1970944,"lbs/time step","LPtGw","49;1",244.1970944,"lbs/time step","LPtGw","49;1",244.1970944,"lbs/time step","LPtGw","49;1",244.1970944,"lbs/time step","LPtGw","49;1",244.1970944,"lbs/time step",0]
["LPtGw","50;1",244.1970944,"lbs/time step","LPtGw","50;1",244.1970944,"lbs/time step","LPtGw","50;1",244.1970944,"lbs/time step","LPtGw","50;1",244.1970944,"lbs/time step","LPtGw","50;1",244.1970944,"lbs/time step","LPtGw","50;1",244.1970944,"lbs/time step",0]
["LPtGw","59;1",244.1970944,"lbs/time step","LPtGw","59;1",244.1970944,"lbs/time step","LPtGw","59;1",244.1970944,"lbs/time step","LPtGw","59;1",244.1970944,"lbs/time step","LPtGw","59;1",244.1970944,"lbs/time step","LPtGw","59;1",244.1970944,"lbs/time step",0]
["LPtGw","68;1",244.1970944,"lbs/time step","LPtGw","68;1",244.1970944,"lbs/time step","LPtGw","68;1",244.1970944,"lbs/time step","LPtGw","68;1",244.1970944,"lbs/time step","LPtGw","68;1",244.1970944,"lbs/time step","LPtGw","68;1",244.1970944,"lbs/time step",0]
["LPtGw","78;1",244.1970944,"lbs/time step","LPtGw","78;1",244.1970944,"lbs/time step","LPtGw","78;1",244.1970944,"lbs/time step","LPtGw","78;1",244.1970944,"lbs/time step","LPtGw","78;1",244.1970944,"lbs/time step","LPtGw","78;1",244.1970944,"lbs/time step",0]
["LPtGw","87;1",244.1970944,"lbs/time step","LPtGw","87;1",244.1970944,"lbs/time step","LPtGw","87;1",244.1970944,"lbs/time step","LPtGw","87;1",244.1970944,"lbs/time step","LPtGw","87;1",244.1970944,"lbs/time step","LPtGw","87;1",244.1970944,"lbs/time step",0]
["LPtGw","96;1",244.1970944,"lbs/time step","LPtGw","96;1",244.1970944,"lbs/time step","LPtGw","96;1",244.1970944,"lbs/time step","LPtGw","96;1",244.1970944,"lbs/time step","LPtGw","96;1",244.1970944,"lbs/time step","LPtGw","96;1",244.1970944,"lbs/time step",0]
["LPtGw","105;1",244.1970944,"lbs/time step","LPtGw","105;1",244.1970944,"lbs/time step","LPtGw","105;1",244.1970944,"lbs/time step","LPtGw","105;1",244.1970944,"lbs/time step","LPtGw","105;1",244.1970944,"lbs/time step","LPtGw","105;1",244.1970944,"lbs/time step",0]
["LPtGw","114;1",244.1970944,"lbs/time step","LPtGw","114;1",244.1970944,"lbs/time step","LPtGw","114;1",244.1970944,"lbs/time step","LPtGw","114;1",244.1970944,"lbs/time step","LPtGw","114;1",244.1970944,"lbs/time step","LPtGw","114;1",244.1970944,"lbs/time step",0]
["LPtGw","115;1",244.1970944,"lbs/time step","LPtGw","115;1",244.1970944,"lbs/time step","LPtGw","115;1",244.1970944,"lbs/time step","LPtGw","115;1",244.1970944,"lbs/time step","LPtGw","115;1",244.1970944,"lbs/time step","LPtGw","115;1",244.1970944,"lbs/time step",0]
["LPtGw","124;1",244.1970944,"lbs/time step","LPtGw","124;1",244.1970944,"lbs/time step","LPtGw","124;1",244.1970944,"lbs/time step","LPtGw","124;1",244.1970944,"lbs/time step","LPtGw","124;1",244.1970944,"lbs/time step","LPtGw","124;1",244.1970944,"lbs/time step",0]
["LPtGw","133;1",244.1970944,"lbs/time step","LPtGw","133;1",244.1970944,"lbs/time step","LPtGw","133;1",244.1970944,"lbs/time step","LPtGw","133;1",244.1970944,"lbs/time step","LPtGw","133;1",244.1970944,"lbs/time step","LPtGw","133;1",244.1970944,"lbs/time step",0]
["LPtGw","142;1",244.1970944,"lbs/time step","LPtGw","142;1",244.1970944,"lbs/time step","LPtGw","142;1",244.1970944,"lbs/time step","LPtGw","142;1",244.1970944,"lbs/time step","LPtGw","142;1",244.1970944,"lbs/time step","LPtGw","142;1",244.1970944,"lbs/time step",0]
["LPtGw","151;1",244.1970944,"lbs/time step","LPtGw","151;1",244.1970944,"lbs/time step","LPtGw","151;1",244.1970944,"lbs/time step","LPtGw","151;1",244.1970944,"lbs/time step","LPtGw","151;1",244.1970944,"lbs/time step","LPtGw","151;1",244.1970944,"lbs/time step",0]
["LPtGw","160;1",244.1970944,"lbs/time step","LPtGw","160;1",244.1970944,"lbs/time step","LPtGw","160;1",244.1970944,"lbs/time step","LPtGw","160;1",244.1970944,"lbs/time step","LPtGw","160;1",244.1970944,"lbs/time step","LPtGw","160;1",244.1970944,"lbs/time step",0]
["LPtGw","169;1",244.1970944,"lbs/time step","LPtGw","169;1",244.1970944,"lbs/time step","LPtGw","169;1",244.1970944,"lbs/time step","LPtGw","169;1",244.1970944,"lbs/time step","LPtGw","169;1",244.1970944,"lbs/time step","LPtGw","169;1",244.1970944,"lbs/time step",0]
["LPtGw","178;1",244.1970944,"lbs/time step","LPtGw","178;1",244.1970944,"lbs/time step","LPtGw","178;1",244.1970944,"lbs/time step","LPtGw","178;1",244.1970944,"lbs/time step","LPtGw","178;1",244.1970944,"lbs/time step","LPtGw","178;1",244.1970944,"lbs/time step",0]
["LPtGw","179;1",244.1970944,"lbs/time step","LPtGw","179;1",244.1970944,"lbs/time step","LPtGw","179;1",244.1970944,"lbs/time step","LPtGw","179;1",244.1970944,"lbs/time step","LPtGw","179;1",244.1970944,"lbs/time step","LPtGw","179;1",244.1970944,"lbs/time step",0]
["LPtGw","194;1",244.1970944,"lbs/time step","LPtGw","194;1",244.1970944,"lbs/time step","LPtGw","194;1",244.1970944,"lbs/time step","LPtGw","194;1",244.1970944,"lbs/time step","LPtGw","194;1",244.1970944,"lbs/time step","LPtGw","194;1",244.1970944,"lbs/time step",0]
["LPtGw","198;1",244.1970944,"lbs/time step","LPtGw","198;1",244.1970944,"lbs/time step","LPtGw","198;1",244.1970944,"lbs/time step","LPtGw","198;1",244.1970944,"lbs/time step","LPtGw","198;1",244.1970944,"lbs/time step","LPtGw","198;1",244.1970944,"lbs/time step",0]
["LPtGw","207;1",244.1970944,"lbs/time step","LPtGw","207;1",244.1970944,"lbs/time step","LPtGw","207;1",244.1970944,"lbs/time step","LPtGw","207;1",244.1970944,"lbs/time step","LPtGw","207;1",244.1970944,"lbs/time step","LPtGw","207;1",244.1970944,"lbs/time step",0]
["LPtGw","216;1",244.1970944,"lbs/time step","LPtGw","216;1",244.1970944,"lbs/time step","LPtGw","216;1",244.1970944,"lbs/time step","LPtGw","216;1",244.1970944,"lbs/time step","LPtGw","216;1",244.1970944,"lbs/time step","LPtGw","216;1",244.1970944,"lbs/time step",0]
["LPtGw","225;1",244.1970944,"lbs/time step","LPtGw","225;1",244.1970944,"lbs/time step","LPtGw","225;1",244.1970944,"lbs/time step","LPtGw","225;1",244.1970944,"lbs/time step","LPtGw","225;1",244.1970944,"lbs/time step","LPtGw","225;1",244.1970944,"lbs/time step",0]
["LPtGw","234;1",244.1970944,"lbs/time step","LPtGw","234;1",244.1970944,"lbs/time step","LPtGw","234;1",244.1970944,"lbs/time step","LPtGw","234;1",244.1970944,"lbs/time step","LPtGw","234;1",244.1970944,"lbs/time step","LPtGw","234;1",244.1970944,"lbs/time step",0]
["LPtGw","243;1",244.1970944,"lbs/time step","LPtGw","243;1",244.1970944,"lbs/time step","LPtGw","243;1",244.1970944,"lbs/time step","LPtGw","243;1",244.1970944,"lbs/time step","LPtGw","243;1",244.1970944,"lbs/time step","LPtGw","243;1",244.1970944,"lbs/time step",0]
["LPtGw","244;1",244.1970944,"lbs/time step","LPtGw","244;1",244.1970944,"lbs/time step","LPtGw","244;1",244.1970944,"lbs/time step","LPtGw","244;1",244.1970944,"lbs/time step","LPtGw","244;1",244.1970944,"lbs/time step","LPtGw","244;1",244.1970944,"lbs/time step",0]
["LPtGw","253;1",244.1970944,"lbs/time step","LPtGw","253;1",244.1970944,"lbs/time step","LPtGw","253;1",244.1970944,"lbs/time step","LPtGw","253;1",244.1970944,"lbs/time step","LPtGw","253;1",244.1970944,"lbs/time step","LPtGw","253;1",244.1970944,"lbs/time step",0]
["LPtGw","262;1",244.1970944,"lbs/time step","LPtGw","262;1",244.1970944,"lbs/time step","LPtGw","262;1",244.1970944,"lbs/time step","LPtGw","262;1",244.1970944,"lbs/time step","LPtGw","262;1",244.1970944,"lbs/time step","LPtGw","262;1",244.1970944,"lbs/time step",0]
["LPtGw","271;1",244.1970944,"lbs/time step","LPtGw","271;1",244.1970944,"lbs/time step","LPtGw","271;1",244.1970944,"lbs/time step","LPtGw","271;1",244.1970944,"lbs/time step","LPtGw","271;1",244.1970944,"lbs/time step","LPtGw","271;1",244.1970944,"lbs/time step",0]
["LPtGw","280;1",244.1970944,"lbs/time step","LPtGw","280;1",244.1970944,"lbs/time step","LPtGw","280;1",244.1970944,"lbs/time step","LPtGw","280;1",244.1970944,"lbs/time step","LPtGw","280;1",244.1970944,"lbs/time step","LPtGw","280;1",244.1970944,"lbs/time step",0]
["LPtGw","289;1",244.1970944,"lbs/time step","LPtGw","289;1",244.1970944,"lbs/time step","LPtGw","289;1",244.1970944,"lbs/time step","LPtGw","289;1",244.1970944,"lbs/time step","LPtGw","289;1",244.1970944,"lbs/time step","LPtGw","289;1",244.1970944,"lbs/time step",0]
["LPtGw","295;1",244.1970944,"lbs/time step","LPtGw","295;1",244.1970944,"lbs/time step","LPtGw","295;1",244.1970944,"lbs/time step","LPtGw","295;1",244.1970944,"lbs/time step","LPtGw","295;1",244.1970944,"lbs/time step","LPtGw","295;1",244.1970944,"lbs/time step",0]
["LPtGw","308;1",244.1970944,"lbs/time step","LPtGw","308;1",244.1970944,"lbs/time step","LPtGw","308;1",244.1970944,"lbs/time step","LPtGw","308;1",244.1970944,"lbs/time step","LPtGw","308;1",244.1970944,"lbs/time step","LPtGw","308;1",244.1970944,"lbs/time step",0]
["LPtGw","309;1",244.1970944,"lbs/time step","LPtGw","309;1",244.1970944,"lbs/time step","LPtGw","309;1",244.1970944,"lbs/time step","LPtGw","309;1",244.1970944,"lbs/time step","LPtGw","309;1",244.1970944,"lbs/time step","LPtGw","309;1",244.1970944,"lbs/time step",0]
["LPtGw","318;1",244.1970944,"lbs/time step","LPtGw","318;1",244.1970944,"lbs/time step","LPtGw","318;1",244.1970944,"lbs/time step","LPtGw","318;1",244.1970944,"lbs/time step","LPtGw","318;1",244.1970944,"lbs/time step","LPtGw","318;1",244.1970944,"lbs/time step",0]
["LPtGw","327;1",244.1970944,"lbs/time step","LPtGw","327;1",244.1970944,"lbs/time step","LPtGw","327;1",244.1970944,"lbs/time step","LPtGw","327;1",244.1970944,"lbs/time step","LPtGw","327;1",244.1970944,"lbs/time step","LPtGw","327;1",244.1970944,"lbs/time step",0]
["LPtGw","336;1",244.1970944,"lbs/time step","LPtGw","336;1",244.1970944,"lbs/time step","LPtGw","336;1",244.1970944,"lbs/time step","LPtGw","336;1",244.1970944,"lbs/time step","LPtGw","336;1",244.1970944,"lbs/time step","LPtGw","336;1",244.1970944,"lbs/time step",0]
["LPtGw","345;1",244.1970944,"lbs/time step","LPtGw","345;1",244.1970944,"lbs/time step","LPtGw","345;1",244.1970944,"lbs/time step","LPtGw","345;1",244.1970944,"lbs/time step","LPtGw","345;1",244.1970944,"lbs/time step","LPtGw","345;1",244.1970944,"lbs/time step",0]
["LPtGw","354;1",244.1970944,"lbs/time step","LPtGw","354;1",244.1970944,"lbs/time step","LPtGw","354;1",244.1970944,"lbs/time step","LPtGw","354;1",244.1970944,"lbs/time step","LPtGw","354;1",244.1970944,"lbs/time step","LPtGw","354;1",244.1970944,"lbs/time step",0]
["LPtGw","363;1",244.1970944,"lbs/time step","LPtGw","363;1",244.1970944,"lbs/time step","LPtGw","363;1",244.1970944,"lbs/time step","LPtGw","363;1",244.1970944,"lbs/time step","LPtGw","363;1",244.1970944,"lbs/time step","LPtGw","363;1",244.1970944,"lbs/time step",0]
["LExtGw","7;1",0,"lbs/time step","LExtGw","7;1",0,"lbs/time step","LExtGw","7;1",0,"lbs/time step","LExtGw","7;1",0,"lbs/time step","LExtGw","7;1",0,"lbs/time step","LExtGw","7;1",0,"lbs/time step",0]
["LExtGw","8;1",0,"lbs/time step","LExtGw","8;1",0,"lbs/time step","LExtGw","8;1",0,"lbs/time step","LExtGw","8;1",0,"lbs/time step","LExtGw","8;1",0,"lbs/time step","LExtGw","8;1",0,"lbs/time step",0]
["LExtGw","17;1",0,"lbs/time step","LExtGw","17;1",0,"lbs/time step","LExtGw","17;1",0,"lbs/time step","LExtGw","17;1",0,"lbs/time step","LExtGw","17;1",0,"lbs/time step","LExtGw","17;1",0,"lbs/time step",0]
["LExtGw","26;1",0,"lbs/time step","LExtGw","26;1",0,"lbs/time step","LExtGw","26;1",0,"lbs/time step","LExtGw","26;1",0,"lbs/time step","LExtGw","26;1",0,"lbs/time step","LExtGw","26;1",0,"lbs/time step",0]
["LExtGw","35;1",0,"lbs/time step","LExtGw","35;1",0,"lbs/time step","LExtGw","35;1",0,"lbs/time step","LExtGw","35;1",0,"lbs/time step","LExtGw","35;1",0,"lbs/time step","LExtGw","35;1",0,"lbs/time step",0]
["LExtGw","42;1",0,"lbs/time step","LExtGw","42;1",0,"lbs/time step","LExtGw","42;1",0,"lbs/time step","LExtGw","42;1",0,"lbs/time step","LExtGw","42;1",0,"lbs/time step","LExtGw","42;1",0,"lbs/time step",0]
["LExtGw","54;1",0,"lbs/time step","LExtGw","54;1",0,"lbs/time step","LExtGw","54;1",0,"lbs/time step","LExtGw","54;1",0,"lbs/time step","LExtGw","54;1",0,"lbs/time step","LExtGw","54;1",0,"lbs/time step",0]
["LExtGw","63;1",0,"lbs/time step","LExtGw","63;1",0,"lbs/time step","LExtGw","63;1",0,"lbs/time step","LExtGw","63;1",0,"lbs/time step","LExtGw","63;1",0,"lbs/time step","LExtGw","63;1",0,"lbs/time step",0]
["LExtGw","72;1",0,"lbs/time step","LExtGw","72;1",0,"lbs/time step","LExtGw","72;1",0,"lbs/time step","LExtGw","72;1",0,"lbs/time step","LExtGw","72;1",0,"lbs/time step","LExtGw","72;1",0,"lbs/time step",0]
["LExtGw","73;1",0,"lbs/time step","LExtGw","73;1",0,"lbs/time step","LExtGw","73;1",0,"lbs/time step","LExtGw","73;1",0,"lbs/time step","LExtGw","73;1",0,"lbs/time step","LExtGw","73;1",0,"lbs/time step",0]
["LExtGw","82;1",0,"lbs/time step","LExtGw","82;1",0,"lbs/time step","LExtGw","82;1",0,"lbs/time step","LExtGw","82;1",0,"lbs/time step","LExtGw","82;1",0,"lbs/time step","LExtGw","82;1",0,"lbs/time step",0]
["LExtGw","91;1",0,"lbs/time step","LExtGw","91;1",0,"lbs/time step","LExtGw","91;1",0,"lbs/time step","LExtGw","91;1",0,"lbs/time step","LExtGw","91;1",0,"lbs/time step","LExtGw","91;1",0,"lbs/time step",0]
["LExtGw","100;1",0,"lbs/time step","LExtGw","100;1",0,"lbs/time step","LExtGw","100;1",0,"lbs/time step","LExtGw","100;1",0,"lbs/time step","LExtGw","100;1",0,"lbs/time step","LExtGw","100;1",0,"lbs/time step",0]
["LExtGw","109;1",0,"lbs/time step","LExtGw","109;1",0,"lbs/time step","LExtGw","109;1",0,"lbs/time step","LExtGw","109;1",0,"lbs/time step","LExtGw","109;1",0,"lbs/time step","LExtGw","109;1",0,"lbs/time step",0]
["LExtGw","118;1",0,"lbs/time step","LExtGw","118;1",0,"lbs/time step","LExtGw","118;1",0,"lbs/time step","LExtGw","118;1",0,"lbs/time step","LExtGw","118;1",0,"lbs/time step","LExtGw","118;1",0,"lbs/time step",0]
["LExtGw","127;1",0,"lbs/time step","LExtGw","127;1",0,"lbs/time step","LExtGw","127;1",0,"lbs/time step","LExtGw","127;1",0,"lbs/time step","LExtGw","127;1",0,"lbs/time step","LExtGw","127;1",0,"lbs/time step",0]
["LExtGw","136;1",0,"lbs/time step","LExtGw","136;1",0,"lbs/time step","LExtGw","136;1",0,"lbs/time step","LExtGw","136;1",0,"lbs/time step","LExtGw","136;1",0,"lbs/time step","LExtGw","136;1",0,"lbs/time step",0]
["LExtGw","137;1",0,"lbs/time step","LExtGw","137;1",0,"lbs/time step","LExtGw","137;1",0,"lbs/time step","LExtGw","137;1",0,"lbs/time step","LExtGw","137;1",0,"lbs/time step","LExtGw","137;1",0,"lbs/time step",0]
["LExtGw","146;1",0,"lbs/time step","LExtGw","146;1",0,"lbs/time step","LExtGw","146;1",0,"lbs/time step","LExtGw","146;1",0,"lbs/time step","LExtGw","146;1",0,"lbs/time step","LExtGw","146;1",0,"lbs/time step",0]
["LExtGw","154;1",0,"lbs/time step","LExtGw","154;1",0,"lbs/time step","LExtGw","154;1",0,"lbs/time step","LExtGw","154;1",0,"lbs/time step","LExtGw","154;1",0,"lbs/time step","LExtGw","154;1",0,"lbs/time step",0]
["LExtGw","165;1",0,"lbs/time step","LExtGw","165;1",0,"lbs/time step","LExtGw","165;1",0,"lbs/time step","LExtGw","165;1",0,"lbs/time step","LExtGw","165;1",0,"lbs/time step","LExtGw","165;1",0,"lbs/time step",0]
["LExtGw","174;1",0,"lbs/time step","LExtGw","174;1",0,"lbs/time step","LExtGw","174;1",0,"lbs/time step","LExtGw","174;1",0,"lbs/time step","LExtGw","174;1",0,"lbs/time step","LExtGw","174;1",0,"lbs/time step",0]
["LExtGw","183;1",0,"lbs/time step","LExtGw","183;1",0,"lbs/time step","LExtGw","183;1",0,"lbs/time step","LExtGw","183;1",0,"lbs/time step","LExtGw","183;1",0,"lbs/time step","LExtGw","183;1",0,"lbs/time step",0]
["LExtGw","192;1",0,"lbs/time step","LExtGw","192;1",0,"lbs/time step","LExtGw","192;1",0,"lbs/time step","LExtGw","192;1",0,"lbs/time step","LExtGw","192;1",0,"lbs/time step","LExtGw","192;1",0,"lbs/time step",0]
["LExtGw","201;1",0,"lbs/time step","LExtGw","201;1",0,"lbs/time step","LExtGw","201;1",0,"lbs/time step","LExtGw","201;1",0,"lbs/time step","LExtGw","201;1",0,"lbs/time step","LExtGw","201;1",0,"lbs/time step",0]
["LExtGw","202;1",0,"lbs/time step","LExtGw","202;1",0,"lbs/time step","LExtGw","202;1",0,"lbs/time step","LExtGw","202;1",0,"lbs/time step","LExtGw","202;1",0,"lbs/time step","LExtGw","202;1",0,"lbs/time step",0]
["LExtGw","211;1",0,"lbs/time step","LExtGw","211;1",0,"lbs/time step","LExtGw","211;1",0,"lbs/time step","LExtGw","211;1",0,"lbs/time step","LExtGw","211;1",0,"lbs/time step","LExtGw","211;1",0,"lbs/time step",0]
["LExtGw","220;1",0,"lbs/time step","LExtGw","220;1",0,"lbs/time step","LExtGw","220;1",0,"lbs/time step","LExtGw","220;1",0,"lbs/time step","LExtGw","220;1",0,"lbs/time step","LExtGw","220;1",0,"lbs/time step",0]
["LExtGw","229;1",0,"lbs/time step","LExtGw","229;1",0,"lbs/time step","LExtGw","229;1",0,"lbs/time step","LExtGw","229;1",0,"lbs/time step","LExtGw","229;1",0,"lbs/time step","LExtGw","229;1",0,"lbs/time step",0]
["LExtGw","238;1",0,"lbs/time step","LExtGw","238;1",0,"lbs/time step","LExtGw","238;1",0,"lbs/time step","LExtGw","238;1",0,"lbs/time step","LExtGw","238;1",0,"lbs/time step","LExtGw","238;1",0,"lbs/time step",0]
["LExtGw","247;1",0,"lbs/time step","LExtGw","247;1",0,"lbs/time step","LExtGw","247;1",0,"lbs/time step","LExtGw","247;1",0,"lbs/time step","LExtGw","247;1",0,"lbs/time step","LExtGw","247;1",0,"lbs/time step",0]
["LExtGw","256;1",0,"lbs/time step","LExtGw","256;1",0,"lbs/time step","LExtGw","256;1",0,"lbs/time step","LExtGw","256;1",0,"lbs/time step","LExtGw","256;1",0,"lbs/time step","LExtGw","256;1",0,"lbs/time step",0]
["LExtGw","264;1",0,"lbs/time step","LExtGw","264;1",0,"lbs/time step","LExtGw","264;1",0,"lbs/time step","LExtGw","264;1",0,"lbs/time step","LExtGw","264;1",0,"lbs/time step","LExtGw","264;1",0,"lbs/time step",0]
["LExtGw","267;1",0,"lbs/time step","LExtGw","267;1",0,"lbs/time step","LExtGw","267;1",0,"lbs/time step","LExtGw","267;1",0,"lbs/time step","LExtGw","267;1",0,"lbs/time step","LExtGw","267;1",0,"lbs/time step",0]
["LExtGw","276;1",0,"lbs/time step","LExtGw","276;1",0,"lbs/time step","LExtGw","276;1",0,"lbs/time step","LExtGw","276;1",0,"lbs/time step","LExtGw","276;1",0,"lbs/time step","LExtGw","276;1",0,"lbs/time step",0]
["LExtGw","285;1",0,"lbs/time step","LExtGw","285;1",0,"lbs/time step","LExtGw","285;1",0,"lbs/time step","LExtGw","285;1",0,"lbs/time step","LExtGw","285;1",0,"lbs/time step","LExtGw","285;1",0,"lbs/time step",0]
["LExtGw","294;1",0,"lbs/time step","LExtGw","294;1",0,"lbs/time step","LExtGw","294;1",0,"lbs/time step","LExtGw","294;1",0,"lbs/time step","LExtGw","294;1",0,"lbs/time step","LExtGw","294;1",0,"lbs/time step",0]
["LExtGw","303;1",0,"lbs/time step","LExtGw","303;1",0,"lbs/time step","LExtGw","303;1",0,"lbs/time step","LExtGw","303;1",0,"lbs/time step","LExtGw","303;1",0,"lbs/time step","LExtGw","303;1",0,"lbs/time step",0]
["LExtGw","312;1",0,"lbs/time step","LExtGw","312;1",0,"lbs/time step","LExtGw","312;1",0,"lbs/time step","LExtGw","312;1",0,"lbs/time step","LExtGw","312;1",0,"lbs/time step","LExtGw","312;1",0,"lbs/time step",0]
["LExtGw","321;1",0,"lbs/time step","LExtGw","321;1",0,"lbs/time step","LExtGw","321;1",0,"lbs/time step","LExtGw","321;1",0,"lbs/time step","LExtGw","321;1",0,"lbs/time step","LExtGw","321;1",0,"lbs/time step",0]
["LExtGw","330;1",0,"lbs/time step","LExtGw","330;1",0,"lbs/time step","LExtGw","330;1",0,"lbs/time step","LExtGw","330;1",0,"lbs/time step","LExtGw","330;1",0,"lbs/time step","LExtGw","330;1",0,"lbs/time step",0]
["LExtGw","331;1",0,"lbs/time step","LExtGw","331;1",0,"lbs/time step","LExtGw","331;1",0,"lbs/time step","LExtGw","331;1",0,"lbs/time step","LExtGw","331;1",0,"lbs/time step","LExtGw","331;1",0,"lbs/time step",0]
["LExtGw","340;1",0,"lbs/time step","LExtGw","340;1",0,"lbs/time step","LExtGw","340;1",0,"lbs/time step","LExtGw","340;1",0,"lbs/time step","LExtGw","340;1",0,"lbs/time step","LExtGw","340;1",0,"lbs/time step",0]
["LExtGw","349;1",0,"lbs/time step","LExtGw","349;1",0,"lbs/time step","LExtGw","349;1",0,"lbs/time step","LExtGw","349;1",0,"lbs/time step","LExtGw","349;1",0,"lbs/time step","LExtGw","349;1",0,"lbs/time step",0]
["LExtGw","358;1",0,"lbs/time step","LExtGw","358;1",0,"lbs/time step","LExtGw","358;1",0,"lbs/time step","LExtGw","358;1",0,"lbs/time step","LExtGw","358;1",0,"lbs/time step","LExtGw","358;1",0,"lbs/time step",0]
["ExUWwtp","None",-9,"-","ExUWwtp","None",-9,"-","ExUWwtp","None",-9,"-","ExUWwtp","None",-9,"-","ExUWwtp","None",-9,"-","ExUWwtp","None",-9,"-",0]
["XWtpAvEff",1,0.05,"mg/L","XWtpAvEff",1,0.05,"mg/L","XWtpAvEff",1,0.05,"mg/L","XWtpAvEff",1,0.05,"mg/L","XWtpAvEff",1,0.05,"mg/L","XWtpAvEff",1,0.05,"mg/L",0]
["XIbtWUse",1,1.07,"mg/L","XIbtWUse",1,1.07,"mg/L","XIbtWUse",1,1.07,"mg/L","XIbtWUse",1,1.07,"mg/L","XIbtWUse",1,1.07,"mg/L","XIbtWUse",1,1.07,"mg/L",0]
["MeasuredConc","9;1",2.3625279410000002,"mg/L","MeasuredConc","9;1",2.3625279410000002,"mg/L","MeasuredConc","9;1",2.3625279410000002,"mg/L","MeasuredConc","9;1",2.3625279410000002,"mg/L","MeasuredConc","9;1",2.3625279410000002,"mg/L","MeasuredConc","9;1",2.3625279410000002,"mg/L",0]
["MeasuredConc","10;1",2.4732714379999998,"mg/L","MeasuredConc","10;1",2.4732714379999998,"mg/L","MeasuredConc","10;1",2.4732714379999998,"mg/L","MeasuredConc","10;1",2.4732714379999998,"mg/L","MeasuredConc","10;1",2.4732714379999998,"mg/L","MeasuredConc","10;1",2.4732714379999998,"mg/L",0]
["MeasuredConc","19;1",1.7205366529999999,"mg/L","MeasuredConc","19;1",1.7205366529999999,"mg/L","MeasuredConc","19;1",1.7205366529999999,"mg/L","MeasuredConc","19;1",1.7205366529999999,"mg/L","MeasuredConc","19;1",1.7205366529999999,"mg/L","MeasuredConc","19;1",1.7205366529999999,"mg/L",0]
["MeasuredConc","28;1",1.7987428640000001,"mg/L","MeasuredConc","28;1",1.7987428640000001,"mg/L","MeasuredConc","28;1",1.7987428640000001,"mg/L","MeasuredConc","28;1",1.7987428640000001,"mg/L","MeasuredConc","28;1",1.7987428640000001,"mg/L","MeasuredConc","28;1",1.7987428640000001,"mg/L",0]
["MeasuredConc","37;1",1.8622279070000001,"mg/L","MeasuredConc","37;1",1.8622279070000001,"mg/L","MeasuredConc","37;1",1.8622279070000001,"mg/L","MeasuredConc","37;1",1.8622279070000001,"mg/L","MeasuredConc","37;1",1.8622279070000001,"mg/L","MeasuredConc","37;1",1.8622279070000001,"mg/L",0]
["MeasuredConc","46;1",1.81941807,"mg/L","MeasuredConc","46;1",1.81941807,"mg/L","MeasuredConc","46;1",1.81941807,"mg/L","MeasuredConc","46;1",1.81941807,"mg/L","MeasuredConc","46;1",1.81941807,"mg/L","MeasuredConc","46;1",1.81941807,"mg/L",0]
["MeasuredConc","55;1",1.522013193,"mg/L","MeasuredConc","55;1",1.522013193,"mg/L","MeasuredConc","55;1",1.522013193,"mg/L","MeasuredConc","55;1",1.522013193,"mg/L","MeasuredConc","55;1",1.522013193,"mg/L","MeasuredConc","55;1",1.522013193,"mg/L",0]
["MeasuredConc","64;1",0.71949714600000003,"mg/L","MeasuredConc","64;1",0.71949714600000003,"mg/L","MeasuredConc","64;1",0.71949714600000003,"mg/L","MeasuredConc","64;1",0.71949714600000003,"mg/L","MeasuredConc","64;1",0.71949714600000003,"mg/L","MeasuredConc","64;1",0.71949714600000003,"mg/L",0]
["MeasuredConc","73;1",1.190145655,"mg/L","MeasuredConc","73;1",1.190145655,"mg/L","MeasuredConc","73;1",1.190145655,"mg/L","MeasuredConc","73;1",1.190145655,"mg/L","MeasuredConc","73;1",1.190145655,"mg/L","MeasuredConc","73;1",1.190145655,"mg/L",0]
["MeasuredConc","74;1",1.2663149760000001,"mg/L","MeasuredConc","74;1",1.2663149760000001,"mg/L","MeasuredConc","74;1",1.2663149760000001,"mg/L","MeasuredConc","74;1",1.2663149760000001,"mg/L","MeasuredConc","74;1",1.2663149760000001,"mg/L","MeasuredConc","74;1",1.2663149760000001,"mg/L",0]
["MeasuredConc","83;1",0.86972182399999998,"mg/L","MeasuredConc","83;1",0.86972182399999998,"mg/L","MeasuredConc","83;1",0.86972182399999998,"mg/L","MeasuredConc","83;1",0.86972182399999998,"mg/L","MeasuredConc","83;1",0.86972182399999998,"mg/L","MeasuredConc","83;1",0.86972182399999998,"mg/L",0]
["MeasuredConc","92;1",0.50896904200000004,"mg/L","MeasuredConc","92;1",0.50896904200000004,"mg/L","MeasuredConc","92;1",0.50896904200000004,"mg/L","MeasuredConc","92;1",0.50896904200000004,"mg/L","MeasuredConc","92;1",0.50896904200000004,"mg/L","MeasuredConc","92;1",0.50896904200000004,"mg/L",0]
["MeasuredConc","106;1",1.3764293219999999,"mg/L","MeasuredConc","106;1",1.3764293219999999,"mg/L","MeasuredConc","106;1",1.3764293219999999,"mg/L","MeasuredConc","106;1",1.3764293219999999,"mg/L","MeasuredConc","106;1",1.3764293219999999,"mg/L","MeasuredConc","106;1",1.3764293219999999,"mg/L",0]
["MeasuredConc","111;1",1.7785322699999999,"mg/L","MeasuredConc","111;1",1.7785322699999999,"mg/L","MeasuredConc","111;1",1.7785322699999999,"mg/L","MeasuredConc","111;1",1.7785322699999999,"mg/L","MeasuredConc","111;1",1.7785322699999999,"mg/L","MeasuredConc","111;1",1.7785322699999999,"mg/L",0]
["MeasuredConc","120;1",1.0552624799999999,"mg/L","MeasuredConc","120;1",1.0552624799999999,"mg/L","MeasuredConc","120;1",1.0552624799999999,"mg/L","MeasuredConc","120;1",1.0552624799999999,"mg/L","MeasuredConc","120;1",1.0552624799999999,"mg/L","MeasuredConc","120;1",1.0552624799999999,"mg/L",0]
["MeasuredConc","129;1",1.3301627899999999,"mg/L","MeasuredConc","129;1",1.3301627899999999,"mg/L","MeasuredConc","129;1",1.3301627899999999,"mg/L","MeasuredConc","129;1",1.3301627899999999,"mg/L","MeasuredConc","129;1",1.3301627899999999,"mg/L","MeasuredConc","129;1",1.3301627899999999,"mg/L",0]
["MeasuredConc","138;1",0.41007609299999997,"mg/L","MeasuredConc","138;1",0.41007609299999997,"mg/L","MeasuredConc","138;1",0.41007609299999997,"mg/L","MeasuredConc","138;1",0.41007609299999997,"mg/L","MeasuredConc","138;1",0.41007609299999997,"mg/L","MeasuredConc","138;1",0.41007609299999997,"mg/L",0]
["MeasuredConc","139;1",0.370701106,"mg/L","MeasuredConc","139;1",0.370701106,"mg/L","MeasuredConc","139;1",0.370701106,"mg/L","MeasuredConc","139;1",0.370701106,"mg/L","MeasuredConc","139;1",0.370701106,"mg/L","MeasuredConc","139;1",0.370701106,"mg/L",0]
["MeasuredConc","148;1",1.0695227839999999,"mg/L","MeasuredConc","148;1",1.0695227839999999,"mg/L","MeasuredConc","148;1",1.0695227839999999,"mg/L","MeasuredConc","148;1",1.0695227839999999,"mg/L","MeasuredConc","148;1",1.0695227839999999,"mg/L","MeasuredConc","148;1",1.0695227839999999,"mg/L",0]
["MeasuredConc","157;1",1.2869054639999999,"mg/L","MeasuredConc","157;1",1.2869054639999999,"mg/L","MeasuredConc","157;1",1.2869054639999999,"mg/L","MeasuredConc","157;1",1.2869054639999999,"mg/L","MeasuredConc","157;1",1.2869054639999999,"mg/L","MeasuredConc","157;1",1.2869054639999999,"mg/L",0]
["MeasuredConc","166;1",1.1812639709999999,"mg/L","MeasuredConc","166;1",1.1812639709999999,"mg/L","MeasuredConc","166;1",1.1812639709999999,"mg/L","MeasuredConc","166;1",1.1812639709999999,"mg/L","MeasuredConc","166;1",1.1812639709999999,"mg/L","MeasuredConc","166;1",1.1812639709999999,"mg/L",{"$f":"IF(ISNUMBER(C9028),IF(AVERAGE(C9028,G9028,K9028,O9028,S9028,W9028)<>MAX(C9028,G9028,K9028,O9028,S9028,W9028),1,0),\"\")","v":0}]
["MeasuredConc","175;1",2.3983238189999998,"mg/L","MeasuredConc","175;1",2.3983238189999998,"mg/L","MeasuredConc","175;1",2.3983238189999998,"mg/L","MeasuredConc","175;1",2.3983238189999998,"mg/L","MeasuredConc","175;1",2.3983238189999998,"mg/L","MeasuredConc","175;1",2.3983238189999998,"mg/L",0]
["MeasuredConc","184;1",5.4582542089999997,"mg/L","MeasuredConc","184;1",5.4582542089999997,"mg/L","MeasuredConc","184;1",5.4582542089999997,"mg/L","MeasuredConc","184;1",5.4582542089999997,"mg/L","MeasuredConc","184;1",5.4582542089999997,"mg/L","MeasuredConc","184;1",5.4582542089999997,"mg/L",0]
["MeasuredConc","193;1",9.8930857529999994,"mg/L","MeasuredConc","193;1",9.8930857529999994,"mg/L","MeasuredConc","193;1",9.8930857529999994,"mg/L","MeasuredConc","193;1",9.8930857529999994,"mg/L","MeasuredConc","193;1",9.8930857529999994,"mg/L","MeasuredConc","193;1",9.8930857529999994,"mg/L",0]
["MeasuredConc","202;1",13.190780999999999,"mg/L","MeasuredConc","202;1",13.190780999999999,"mg/L","MeasuredConc","202;1",13.190780999999999,"mg/L","MeasuredConc","202;1",13.190780999999999,"mg/L","MeasuredConc","202;1",13.190780999999999,"mg/L","MeasuredConc","202;1",13.190780999999999,"mg/L",0]
["MeasuredConc","207;1",13.190780999999999,"mg/L","MeasuredConc","207;1",13.190780999999999,"mg/L","MeasuredConc","207;1",13.190780999999999,"mg/L","MeasuredConc","207;1",13.190780999999999,"mg/L","MeasuredConc","207;1",13.190780999999999,"mg/L","MeasuredConc","207;1",13.190780999999999,"mg/L",0]
["MeasuredConc","212;1",8.7938540029999999,"mg/L","MeasuredConc","212;1",8.7938540029999999,"mg/L","MeasuredConc","212;1",8.7938540029999999,"mg/L","MeasuredConc","212;1",8.7938540029999999,"mg/L","MeasuredConc","212;1",8.7938540029999999,"mg/L","MeasuredConc","212;1",8.7938540029999999,"mg/L",0]
["MeasuredConc","213;1",10.5526248,"mg/L","MeasuredConc","213;1",10.5526248,"mg/L","MeasuredConc","213;1",10.5526248,"mg/L","MeasuredConc","213;1",10.5526248,"mg/L","MeasuredConc","213;1",10.5526248,"mg/L","MeasuredConc","213;1",10.5526248,"mg/L",0]
["MeasuredConc","214;1",11.306383719999999,"mg/L","MeasuredConc","214;1",11.306383719999999,"mg/L","MeasuredConc","214;1",11.306383719999999,"mg/L","MeasuredConc","214;1",11.306383719999999,"mg/L","MeasuredConc","214;1",11.306383719999999,"mg/L","MeasuredConc","214;1",11.306383719999999,"mg/L",0]
["MeasuredConc","215;1",12.17610554,"mg/L","MeasuredConc","215;1",12.17610554,"mg/L","MeasuredConc","215;1",12.17610554,"mg/L","MeasuredConc","215;1",12.17610554,"mg/L","MeasuredConc","215;1",12.17610554,"mg/L","MeasuredConc","215;1",12.17610554,"mg/L",0]
["MeasuredConc","216;1",12.17610554,"mg/L","MeasuredConc","216;1",12.17610554,"mg/L","MeasuredConc","216;1",12.17610554,"mg/L","MeasuredConc","216;1",12.17610554,"mg/L","MeasuredConc","216;1",12.17610554,"mg/L","MeasuredConc","216;1",12.17610554,"mg/L",0]
["MeasuredConc","217;1",12.17610554,"mg/L","MeasuredConc","217;1",12.17610554,"mg/L","MeasuredConc","217;1",12.17610554,"mg/L","MeasuredConc","217;1",12.17610554,"mg/L","MeasuredConc","217;1",12.17610554,"mg/L","MeasuredConc","217;1",12.17610554,"mg/L",0]
["MeasuredConc","218;1",13.190780999999999,"mg/L","MeasuredConc","218;1",13.190780999999999,"mg/L","MeasuredConc","218;1",13.190780999999999,"mg/L","MeasuredConc","218;1",13.190780999999999,"mg/L","MeasuredConc","218;1",13.190780999999999,"mg/L","MeasuredConc","218;1",13.190780999999999,"mg/L",0]
["MeasuredConc","219;1",15.828937209999999,"mg/L","MeasuredConc","219;1",15.828937209999999,"mg/L","MeasuredConc","219;1",15.828937209999999,"mg/L","MeasuredConc","219;1",15.828937209999999,"mg/L","MeasuredConc","219;1",15.828937209999999,"mg/L","MeasuredConc","219;1",15.828937209999999,"mg/L",0]
["MeasuredConc","220;1",17.58770801,"mg/L","MeasuredConc","220;1",17.58770801,"mg/L","MeasuredConc","220;1",17.58770801,"mg/L","MeasuredConc","220;1",17.58770801,"mg/L","MeasuredConc","220;1",17.58770801,"mg/L","MeasuredConc","220;1",17.58770801,"mg/L",0]
["MeasuredConc","221;1",19.786171509999999,"mg/L","MeasuredConc","221;1",19.786171509999999,"mg/L","MeasuredConc","221;1",19.786171509999999,"mg/L","MeasuredConc","221;1",19.786171509999999,"mg/L","MeasuredConc","221;1",19.786171509999999,"mg/L","MeasuredConc","221;1",19.786171509999999,"mg/L",0]
["MeasuredConc","222;1",20.293509239999999,"mg/L","MeasuredConc","222;1",20.293509239999999,"mg/L","MeasuredConc","222;1",20.293509239999999,"mg/L","MeasuredConc","222;1",20.293509239999999,"mg/L","MeasuredConc","222;1",20.293509239999999,"mg/L","MeasuredConc","222;1",20.293509239999999,"mg/L",0]
["MeasuredConc","223;1",20.557061310000002,"mg/L","MeasuredConc","223;1",20.557061310000002,"mg/L","MeasuredConc","223;1",20.557061310000002,"mg/L","MeasuredConc","223;1",20.557061310000002,"mg/L","MeasuredConc","223;1",20.557061310000002,"mg/L","MeasuredConc","223;1",20.557061310000002,"mg/L",0]
["MeasuredConc","224;1",21.390455679999999,"mg/L","MeasuredConc","224;1",21.390455679999999,"mg/L","MeasuredConc","224;1",21.390455679999999,"mg/L","MeasuredConc","224;1",21.390455679999999,"mg/L","MeasuredConc","224;1",21.390455679999999,"mg/L","MeasuredConc","224;1",21.390455679999999,"mg/L",0]
["MeasuredConc","225;1",21.390455679999999,"mg/L","MeasuredConc","225;1",21.390455679999999,"mg/L","MeasuredConc","225;1",21.390455679999999,"mg/L","MeasuredConc","225;1",21.390455679999999,"mg/L","MeasuredConc","225;1",21.390455679999999,"mg/L","MeasuredConc","225;1",21.390455679999999,"mg/L",0]
["MeasuredConc","226;1",18.1941807,"mg/L","MeasuredConc","226;1",18.1941807,"mg/L","MeasuredConc","226;1",18.1941807,"mg/L","MeasuredConc","226;1",18.1941807,"mg/L","MeasuredConc","226;1",18.1941807,"mg/L","MeasuredConc","226;1",18.1941807,"mg/L",0]
["MeasuredConc","227;1",21.105249610000001,"mg/L","MeasuredConc","227;1",21.105249610000001,"mg/L","MeasuredConc","227;1",21.105249610000001,"mg/L","MeasuredConc","227;1",21.105249610000001,"mg/L","MeasuredConc","227;1",21.105249610000001,"mg/L","MeasuredConc","227;1",21.105249610000001,"mg/L",0]
["MeasuredConc","228;1",23.625279410000001,"mg/L","MeasuredConc","228;1",23.625279410000001,"mg/L","MeasuredConc","228;1",23.625279410000001,"mg/L","MeasuredConc","228;1",23.625279410000001,"mg/L","MeasuredConc","228;1",23.625279410000001,"mg/L","MeasuredConc","228;1",23.625279410000001,"mg/L",0]
["MeasuredConc","229;1",22.9404887,"mg/L","MeasuredConc","229;1",22.9404887,"mg/L","MeasuredConc","229;1",22.9404887,"mg/L","MeasuredConc","229;1",22.9404887,"mg/L","MeasuredConc","229;1",22.9404887,"mg/L","MeasuredConc","229;1",22.9404887,"mg/L",0]
["MeasuredConc","230;1",22.294277749999999,"mg/L","MeasuredConc","230;1",22.294277749999999,"mg/L","MeasuredConc","230;1",22.294277749999999,"mg/L","MeasuredConc","230;1",22.294277749999999,"mg/L","MeasuredConc","230;1",22.294277749999999,"mg/L","MeasuredConc","230;1",22.294277749999999,"mg/L",{"$f":"IF(ISNUMBER(C9092),IF(AVERAGE(C9092,G9092,K9092,O9092,S9092,W9092)<>MAX(C9092,G9092,K9092,O9092,S9092,W9092),1,0),\"\")","v":0}]
["MeasuredConc","231;1",26.828707130000002,"mg/L","MeasuredConc","231;1",26.828707130000002,"mg/L","MeasuredConc","231;1",26.828707130000002,"mg/L","MeasuredConc","231;1",26.828707130000002,"mg/L","MeasuredConc","231;1",26.828707130000002,"mg/L","MeasuredConc","231;1",26.828707130000002,"mg/L",0]
["MeasuredConc","232;1",14.38994291,"mg/L","MeasuredConc","232;1",14.38994291,"mg/L","MeasuredConc","232;1",14.38994291,"mg/L","MeasuredConc","232;1",14.38994291,"mg/L","MeasuredConc","232;1",14.38994291,"mg/L","MeasuredConc","232;1",14.38994291,"mg/L",0]
["MeasuredConc","233;1",12.17610554,"mg/L","MeasuredConc","233;1",12.17610554,"mg/L","MeasuredConc","233;1",12.17610554,"mg/L","MeasuredConc","233;1",12.17610554,"mg/L","MeasuredConc","233;1",12.17610554,"mg/L","MeasuredConc","233;1",12.17610554,"mg/L",0]
["MeasuredConc","234;1",14.38994291,"mg/L","MeasuredConc","234;1",14.38994291,"mg/L","MeasuredConc","234;1",14.38994291,"mg/L","MeasuredConc","234;1",14.38994291,"mg/L","MeasuredConc","234;1",14.38994291,"mg/L","MeasuredConc","234;1",14.38994291,"mg/L",0]
["MeasuredConc","235;1",16.839294899999999,"mg/L","MeasuredConc","235;1",16.839294899999999,"mg/L","MeasuredConc","235;1",16.839294899999999,"mg/L","MeasuredConc","235;1",16.839294899999999,"mg/L","MeasuredConc","235;1",16.839294899999999,"mg/L","MeasuredConc","235;1",16.839294899999999,"mg/L",0]
["MeasuredConc","236;1",16.318491959999999,"mg/L","MeasuredConc","236;1",16.318491959999999,"mg/L","MeasuredConc","236;1",16.318491959999999,"mg/L","MeasuredConc","236;1",16.318491959999999,"mg/L","MeasuredConc","236;1",16.318491959999999,"mg/L","MeasuredConc","236;1",16.318491959999999,"mg/L",0]
["MeasuredConc","237;1",15.828937209999999,"mg/L","MeasuredConc","237;1",15.828937209999999,"mg/L","MeasuredConc","237;1",15.828937209999999,"mg/L","MeasuredConc","237;1",15.828937209999999,"mg/L","MeasuredConc","237;1",15.828937209999999,"mg/L","MeasuredConc","237;1",15.828937209999999,"mg/L",0]
["MeasuredConc","238;1",14.38994291,"mg/L","MeasuredConc","238;1",14.38994291,"mg/L","MeasuredConc","238;1",14.38994291,"mg/L","MeasuredConc","238;1",14.38994291,"mg/L","MeasuredConc","238;1",14.38994291,"mg/L","MeasuredConc","238;1",14.38994291,"mg/L",0]
["MeasuredConc","239;1",15.988825459999999,"mg/L","MeasuredConc","239;1",15.988825459999999,"mg/L","MeasuredConc","239;1",15.988825459999999,"mg/L","MeasuredConc","239;1",15.988825459999999,"mg/L","MeasuredConc","239;1",15.988825459999999,"mg/L","MeasuredConc","239;1",15.988825459999999,"mg/L",0]
["MeasuredConc","240;1",16.151976739999999,"mg/L","MeasuredConc","240;1",16.151976739999999,"mg/L","MeasuredConc","240;1",16.151976739999999,"mg/L","MeasuredConc","240;1",16.151976739999999,"mg/L","MeasuredConc","240;1",16.151976739999999,"mg/L","MeasuredConc","240;1",16.151976739999999,"mg/L",0]
["MeasuredConc","241;1",14.38994291,"mg/L","MeasuredConc","241;1",14.38994291,"mg/L","MeasuredConc","241;1",14.38994291,"mg/L","MeasuredConc","241;1",14.38994291,"mg/L","MeasuredConc","241;1",14.38994291,"mg/L","MeasuredConc","241;1",14.38994291,"mg/L",0]
["MeasuredConc","242;1",12.17610554,"mg/L","MeasuredConc","242;1",12.17610554,"mg/L","MeasuredConc","242;1",12.17610554,"mg/L","MeasuredConc","242;1",12.17610554,"mg/L","MeasuredConc","242;1",12.17610554,"mg/L","MeasuredConc","242;1",12.17610554,"mg/L",0]
["MeasuredConc","243;1",12.17610554,"mg/L","MeasuredConc","243;1",12.17610554,"mg/L","MeasuredConc","243;1",12.17610554,"mg/L","MeasuredConc","243;1",12.17610554,"mg/L","MeasuredConc","243;1",12.17610554,"mg/L","MeasuredConc","243;1",12.17610554,"mg/L",0]
["MeasuredConc","244;1",13.190780999999999,"mg/L","MeasuredConc","244;1",13.190780999999999,"mg/L","MeasuredConc","244;1",13.190780999999999,"mg/L","MeasuredConc","244;1",13.190780999999999,"mg/L","MeasuredConc","244;1",13.190780999999999,"mg/L","MeasuredConc","244;1",13.190780999999999,"mg/L",0]
["MeasuredConc","245;1",10.5526248,"mg/L","MeasuredConc","245;1",10.5526248,"mg/L","MeasuredConc","245;1",10.5526248,"mg/L","MeasuredConc","245;1",10.5526248,"mg/L","MeasuredConc","245;1",10.5526248,"mg/L","MeasuredConc","245;1",10.5526248,"mg/L",0]
["MeasuredConc","246;1",6.0880527710000001,"mg/L","MeasuredConc","246;1",6.0880527710000001,"mg/L","MeasuredConc","246;1",6.0880527710000001,"mg/L","MeasuredConc","246;1",6.0880527710000001,"mg/L","MeasuredConc","246;1",6.0880527710000001,"mg/L","MeasuredConc","246;1",6.0880527710000001,"mg/L",0]
["MeasuredConc","247;1",5.8625693349999999,"mg/L","MeasuredConc","247;1",5.8625693349999999,"mg/L","MeasuredConc","247;1",5.8625693349999999,"mg/L","MeasuredConc","247;1",5.8625693349999999,"mg/L","MeasuredConc","247;1",5.8625693349999999,"mg/L","MeasuredConc","247;1",5.8625693349999999,"mg/L",0]
["MeasuredConc","248;1",7.5375891450000001,"mg/L","MeasuredConc","248;1",7.5375891450000001,"mg/L","MeasuredConc","248;1",7.5375891450000001,"mg/L","MeasuredConc","248;1",7.5375891450000001,"mg/L","MeasuredConc","248;1",7.5375891450000001,"mg/L","MeasuredConc","248;1",7.5375891450000001,"mg/L",0]
["MeasuredConc","249;1",9.3111395330000004,"mg/L","MeasuredConc","249;1",9.3111395330000004,"mg/L","MeasuredConc","249;1",9.3111395330000004,"mg/L","MeasuredConc","249;1",9.3111395330000004,"mg/L","MeasuredConc","249;1",9.3111395330000004,"mg/L","MeasuredConc","249;1",9.3111395330000004,"mg/L",0]
["MeasuredConc","250;1",10.5526248,"mg/L","MeasuredConc","250;1",10.5526248,"mg/L","MeasuredConc","250;1",10.5526248,"mg/L","MeasuredConc","250;1",10.5526248,"mg/L","MeasuredConc","250;1",10.5526248,"mg/L","MeasuredConc","250;1",10.5526248,"mg/L",0]
["MeasuredConc","251;1",12.17610554,"mg/L","MeasuredConc","251;1",12.17610554,"mg/L","MeasuredConc","251;1",12.17610554,"mg/L","MeasuredConc","251;1",12.17610554,"mg/L","MeasuredConc","251;1",12.17610554,"mg/L","MeasuredConc","251;1",12.17610554,"mg/L",0]
["MeasuredConc","252;1",14.38994291,"mg/L","MeasuredConc","252;1",14.38994291,"mg/L","MeasuredConc","252;1",14.38994291,"mg/L","MeasuredConc","252;1",14.38994291,"mg/L","MeasuredConc","252;1",14.38994291,"mg/L","MeasuredConc","252;1",14.38994291,"mg/L",0]
["MeasuredConc","253;1",16.662039159999999,"mg/L","MeasuredConc","253;1",16.662039159999999,"mg/L","MeasuredConc","253;1",16.662039159999999,"mg/L","MeasuredConc","253;1",16.662039159999999,"mg/L","MeasuredConc","253;1",16.662039159999999,"mg/L","MeasuredConc","253;1",16.662039159999999,"mg/L",0]
["MeasuredConc","254;1",17.987428640000001,"mg/L","MeasuredConc","254;1",17.987428640000001,"mg/L","MeasuredConc","254;1",17.987428640000001,"mg/L","MeasuredConc","254;1",17.987428640000001,"mg/L","MeasuredConc","254;1",17.987428640000001,"mg/L","MeasuredConc","254;1",17.987428640000001,"mg/L",0]
["MeasuredConc","255;1",19.541897779999999,"mg/L","MeasuredConc","255;1",19.541897779999999,"mg/L","MeasuredConc","255;1",19.541897779999999,"mg/L","MeasuredConc","255;1",19.541897779999999,"mg/L","MeasuredConc","255;1",19.541897779999999,"mg/L","MeasuredConc","255;1",19.541897779999999,"mg/L",0]
["MeasuredConc","256;1",19.541897779999999,"mg/L","MeasuredConc","256;1",19.541897779999999,"mg/L","MeasuredConc","256;1",19.541897779999999,"mg/L","MeasuredConc","256;1",19.541897779999999,"mg/L","MeasuredConc","256;1",19.541897779999999,"mg/L","MeasuredConc","256;1",19.541897779999999,"mg/L",0]
["MeasuredConc","257;1",20.557061310000002,"mg/L","MeasuredConc","257;1",20.557061310000002,"mg/L","MeasuredConc","257;1",20.557061310000002,"mg/L","MeasuredConc","257;1",20.557061310000002,"mg/L","MeasuredConc","257;1",20.557061310000002,"mg/L","MeasuredConc","257;1",20.557061310000002,"mg/L",0]
["MeasuredConc","258;1",13.190780999999999,"mg/L","MeasuredConc","258;1",13.190780999999999,"mg/L","MeasuredConc","258;1",13.190780999999999,"mg/L","MeasuredConc","258;1",13.190780999999999,"mg/L","MeasuredConc","258;1",13.190780999999999,"mg/L","MeasuredConc","258;1",13.190780999999999,"mg/L",0]
["MeasuredConc","259;1",3.3678589799999998,"mg/L","MeasuredConc","259;1",3.3678589799999998,"mg/L","MeasuredConc","259;1",3.3678589799999998,"mg/L","MeasuredConc","259;1",3.3678589799999998,"mg/L","MeasuredConc","259;1",3.3678589799999998,"mg/L","MeasuredConc","259;1",3.3678589799999998,"mg/L",0]
["MeasuredConc","260;1",2.6381562010000001,"mg/L","MeasuredConc","260;1",2.6381562010000001,"mg/L","MeasuredConc","260;1",2.6381562010000001,"mg/L","MeasuredConc","260;1",2.6381562010000001,"mg/L","MeasuredConc","260;1",2.6381562010000001,"mg/L","MeasuredConc","260;1",2.6381562010000001,"mg/L",0]
["MeasuredConc","261;1",4.5225534869999997,"mg/L","MeasuredConc","261;1",4.5225534869999997,"mg/L","MeasuredConc","261;1",4.5225534869999997,"mg/L","MeasuredConc","261;1",4.5225534869999997,"mg/L","MeasuredConc","261;1",4.5225534869999997,"mg/L","MeasuredConc","261;1",4.5225534869999997,"mg/L",0]
["MeasuredConc","262;1",6.0880527710000001,"mg/L","MeasuredConc","262;1",6.0880527710000001,"mg/L","MeasuredConc","262;1",6.0880527710000001,"mg/L","MeasuredConc","262;1",6.0880527710000001,"mg/L","MeasuredConc","262;1",6.0880527710000001,"mg/L","MeasuredConc","262;1",6.0880527710000001,"mg/L",0]
["MeasuredConc","263;1",7.9144686030000004,"mg/L","MeasuredConc","263;1",7.9144686030000004,"mg/L","MeasuredConc","263;1",7.9144686030000004,"mg/L","MeasuredConc","263;1",7.9144686030000004,"mg/L","MeasuredConc","263;1",7.9144686030000004,"mg/L","MeasuredConc","263;1",7.9144686030000004,"mg/L",0]
["MeasuredConc","264;1",9.3111395330000004,"mg/L","MeasuredConc","264;1",9.3111395330000004,"mg/L","MeasuredConc","264;1",9.3111395330000004,"mg/L","MeasuredConc","264;1",9.3111395330000004,"mg/L","MeasuredConc","264;1",9.3111395330000004,"mg/L","MeasuredConc","264;1",9.3111395330000004,"mg/L",0]
["MeasuredConc","265;1",9.8930857529999994,"mg/L","MeasuredConc","265;1",9.8930857529999994,"mg/L","MeasuredConc","265;1",9.8930857529999994,"mg/L","MeasuredConc","265;1",9.8930857529999994,"mg/L","MeasuredConc","265;1",9.8930857529999994,"mg/L","MeasuredConc","265;1",9.8930857529999994,"mg/L",0]
["MeasuredConc","266;1",4.1655097909999999,"mg/L","MeasuredConc","266;1",4.1655097909999999,"mg/L","MeasuredConc","266;1",4.1655097909999999,"mg/L","MeasuredConc","266;1",4.1655097909999999,"mg/L","MeasuredConc","266;1",4.1655097909999999,"mg/L","MeasuredConc","266;1",4.1655097909999999,"mg/L",0]
["MeasuredConc","267;1",5.2763124020000003,"mg/L","MeasuredConc","267;1",5.2763124020000003,"mg/L","MeasuredConc","267;1",5.2763124020000003,"mg/L","MeasuredConc","267;1",5.2763124020000003,"mg/L","MeasuredConc","267;1",5.2763124020000003,"mg/L","MeasuredConc","267;1",5.2763124020000003,"mg/L",0]
["MeasuredConc","268;1",6.0880527710000001,"mg/L","MeasuredConc","268;1",6.0880527710000001,"mg/L","MeasuredConc","268;1",6.0880527710000001,"mg/L","MeasuredConc","268;1",6.0880527710000001,"mg/L","MeasuredConc","268;1",6.0880527710000001,"mg/L","MeasuredConc","268;1",6.0880527710000001,"mg/L",0]
["MeasuredConc","269;1",5.8625693349999999,"mg/L","MeasuredConc","269;1",5.8625693349999999,"mg/L","MeasuredConc","269;1",5.8625693349999999,"mg/L","MeasuredConc","269;1",5.8625693349999999,"mg/L","MeasuredConc","269;1",5.8625693349999999,"mg/L","MeasuredConc","269;1",5.8625693349999999,"mg/L",0]
["MeasuredConc","270;1",4.7966476379999996,"mg/L","MeasuredConc","270;1",4.7966476379999996,"mg/L","MeasuredConc","270;1",4.7966476379999996,"mg/L","MeasuredConc","270;1",4.7966476379999996,"mg/L","MeasuredConc","270;1",4.7966476379999996,"mg/L","MeasuredConc","270;1",4.7966476379999996,"mg/L",0]
["MeasuredConc","271;1",4.396927002,"mg/L","MeasuredConc","271;1",4.396927002,"mg/L","MeasuredConc","271;1",4.396927002,"mg/L","MeasuredConc","271;1",4.396927002,"mg/L","MeasuredConc","271;1",4.396927002,"mg/L","MeasuredConc","271;1",4.396927002,"mg/L",0]
["MeasuredConc","272;1",4.9465428769999997,"mg/L","MeasuredConc","272;1",4.9465428769999997,"mg/L","MeasuredConc","272;1",4.9465428769999997,"mg/L","MeasuredConc","272;1",4.9465428769999997,"mg/L","MeasuredConc","272;1",4.9465428769999997,"mg/L","MeasuredConc","272;1",4.9465428769999997,"mg/L",0]
["MeasuredConc","273;1",5.6531918589999997,"mg/L","MeasuredConc","273;1",5.6531918589999997,"mg/L","MeasuredConc","273;1",5.6531918589999997,"mg/L","MeasuredConc","273;1",5.6531918589999997,"mg/L","MeasuredConc","273;1",5.6531918589999997,"mg/L","MeasuredConc","273;1",5.6531918589999997,"mg/L",0]
["MeasuredConc","274;1",6.331574882,"mg/L","MeasuredConc","274;1",6.331574882,"mg/L","MeasuredConc","274;1",6.331574882,"mg/L","MeasuredConc","274;1",6.331574882,"mg/L","MeasuredConc","274;1",6.331574882,"mg/L","MeasuredConc","274;1",6.331574882,"mg/L",0]
["MeasuredConc","275;1",6.8821466109999996,"mg/L","MeasuredConc","275;1",6.8821466109999996,"mg/L","MeasuredConc","275;1",6.8821466109999996,"mg/L","MeasuredConc","275;1",6.8821466109999996,"mg/L","MeasuredConc","275;1",6.8821466109999996,"mg/L","MeasuredConc","275;1",6.8821466109999996,"mg/L",0]
["MeasuredConc","276;1",7.5375891450000001,"mg/L","MeasuredConc","276;1",7.5375891450000001,"mg/L","MeasuredConc","276;1",7.5375891450000001,"mg/L","MeasuredConc","276;1",7.5375891450000001,"mg/L","MeasuredConc","276;1",7.5375891450000001,"mg/L","MeasuredConc","276;1",7.5375891450000001,"mg/L",0]
["MeasuredConc","277;1",7.9144686030000004,"mg/L","MeasuredConc","277;1",7.9144686030000004,"mg/L","MeasuredConc","277;1",7.9144686030000004,"mg/L","MeasuredConc","277;1",7.9144686030000004,"mg/L","MeasuredConc","277;1",7.9144686030000004,"mg/L","MeasuredConc","277;1",7.9144686030000004,"mg/L",0]
["MeasuredConc","278;1",8.3310195819999997,"mg/L","MeasuredConc","278;1",8.3310195819999997,"mg/L","MeasuredConc","278;1",8.3310195819999997,"mg/L","MeasuredConc","278;1",8.3310195819999997,"mg/L","MeasuredConc","278;1",8.3310195819999997,"mg/L","MeasuredConc","278;1",8.3310195819999997,"mg/L",0]
["MeasuredConc","279;1",8.7938540029999999,"mg/L","MeasuredConc","279;1",8.7938540029999999,"mg/L","MeasuredConc","279;1",8.7938540029999999,"mg/L","MeasuredConc","279;1",8.7938540029999999,"mg/L","MeasuredConc","279;1",8.7938540029999999,"mg/L","MeasuredConc","279;1",8.7938540029999999,"mg/L",0]
["MeasuredConc","280;1",8.3310195819999997,"mg/L","MeasuredConc","280;1",8.3310195819999997,"mg/L","MeasuredConc","280;1",8.3310195819999997,"mg/L","MeasuredConc","280;1",8.3310195819999997,"mg/L","MeasuredConc","280;1",8.3310195819999997,"mg/L","MeasuredConc","280;1",8.3310195819999997,"mg/L",0]
["MeasuredConc","281;1",8.3310195819999997,"mg/L","MeasuredConc","281;1",8.3310195819999997,"mg/L","MeasuredConc","281;1",8.3310195819999997,"mg/L","MeasuredConc","281;1",8.3310195819999997,"mg/L","MeasuredConc","281;1",8.3310195819999997,"mg/L","MeasuredConc","281;1",8.3310195819999997,"mg/L",0]
["MeasuredConc","282;1",7.9144686030000004,"mg/L","MeasuredConc","282;1",7.9144686030000004,"mg/L","MeasuredConc","282;1",7.9144686030000004,"mg/L","MeasuredConc","282;1",7.9144686030000004,"mg/L","MeasuredConc","282;1",7.9144686030000004,"mg/L","MeasuredConc","282;1",7.9144686030000004,"mg/L",0]
["MeasuredConc","283;1",7.5375891450000001,"mg/L","MeasuredConc","283;1",7.5375891450000001,"mg/L","MeasuredConc","283;1",7.5375891450000001,"mg/L","MeasuredConc","283;1",7.5375891450000001,"mg/L","MeasuredConc","283;1",7.5375891450000001,"mg/L","MeasuredConc","283;1",7.5375891450000001,"mg/L",0]
["MeasuredConc","284;1",7.5375891450000001,"mg/L","MeasuredConc","284;1",7.5375891450000001,"mg/L","MeasuredConc","284;1",7.5375891450000001,"mg/L","MeasuredConc","284;1",7.5375891450000001,"mg/L","MeasuredConc","284;1",7.5375891450000001,"mg/L","MeasuredConc","284;1",7.5375891450000001,"mg/L",0]
["MeasuredConc","285;1",6.8821466109999996,"mg/L","MeasuredConc","285;1",6.8821466109999996,"mg/L","MeasuredConc","285;1",6.8821466109999996,"mg/L","MeasuredConc","285;1",6.8821466109999996,"mg/L","MeasuredConc","285;1",6.8821466109999996,"mg/L","MeasuredConc","285;1",6.8821466109999996,"mg/L",0]
["MeasuredConc","286;1",6.5953905019999999,"mg/L","MeasuredConc","286;1",6.5953905019999999,"mg/L","MeasuredConc","286;1",6.5953905019999999,"mg/L","MeasuredConc","286;1",6.5953905019999999,"mg/L","MeasuredConc","286;1",6.5953905019999999,"mg/L","MeasuredConc","286;1",6.5953905019999999,"mg/L",0]
["MeasuredConc","287;1",6.331574882,"mg/L","MeasuredConc","287;1",6.331574882,"mg/L","MeasuredConc","287;1",6.331574882,"mg/L","MeasuredConc","287;1",6.331574882,"mg/L","MeasuredConc","287;1",6.331574882,"mg/L","MeasuredConc","287;1",6.331574882,"mg/L",0]
["MeasuredConc","288;1",6.5953905019999999,"mg/L","MeasuredConc","288;1",6.5953905019999999,"mg/L","MeasuredConc","288;1",6.5953905019999999,"mg/L","MeasuredConc","288;1",6.5953905019999999,"mg/L","MeasuredConc","288;1",6.5953905019999999,"mg/L","MeasuredConc","288;1",6.5953905019999999,"mg/L",0]
["MeasuredConc","289;1",5.1061087760000001,"mg/L","MeasuredConc","289;1",5.1061087760000001,"mg/L","MeasuredConc","289;1",5.1061087760000001,"mg/L","MeasuredConc","289;1",5.1061087760000001,"mg/L","MeasuredConc","289;1",5.1061087760000001,"mg/L","MeasuredConc","289;1",5.1061087760000001,"mg/L",0]
["MeasuredConc","290;1",3.5974857290000002,"mg/L","MeasuredConc","290;1",3.5974857290000002,"mg/L","MeasuredConc","290;1",3.5974857290000002,"mg/L","MeasuredConc","290;1",3.5974857290000002,"mg/L","MeasuredConc","290;1",3.5974857290000002,"mg/L","MeasuredConc","290;1",3.5974857290000002,"mg/L",0]
["MeasuredConc","291;1",3.6811481869999998,"mg/L","MeasuredConc","291;1",3.6811481869999998,"mg/L","MeasuredConc","291;1",3.6811481869999998,"mg/L","MeasuredConc","291;1",3.6811481869999998,"mg/L","MeasuredConc","291;1",3.6811481869999998,"mg/L","MeasuredConc","291;1",3.6811481869999998,"mg/L",0]
["MeasuredConc","292;1",3.8607163920000001,"mg/L","MeasuredConc","292;1",3.8607163920000001,"mg/L","MeasuredConc","292;1",3.8607163920000001,"mg/L","MeasuredConc","292;1",3.8607163920000001,"mg/L","MeasuredConc","292;1",3.8607163920000001,"mg/L","MeasuredConc","292;1",3.8607163920000001,"mg/L",0]
["MeasuredConc","293;1",4.396927002,"mg/L","MeasuredConc","293;1",4.396927002,"mg/L","MeasuredConc","293;1",4.396927002,"mg/L","MeasuredConc","293;1",4.396927002,"mg/L","MeasuredConc","293;1",4.396927002,"mg/L","MeasuredConc","293;1",4.396927002,"mg/L",0]
["MeasuredConc","294;1",4.9465428769999997,"mg/L","MeasuredConc","294;1",4.9465428769999997,"mg/L","MeasuredConc","294;1",4.9465428769999997,"mg/L","MeasuredConc","294;1",4.9465428769999997,"mg/L","MeasuredConc","294;1",4.9465428769999997,"mg/L","MeasuredConc","294;1",4.9465428769999997,"mg/L",{"$f":"IF(ISNUMBER(C9156),IF(AVERAGE(C9156,G9156,K9156,O9156,S9156,W9156)<>MAX(C9156,G9156,K9156,O9156,S9156,W9156),1,0),\"\")","v":0}]
["MeasuredConc","295;1",5.6531918589999997,"mg/L","MeasuredConc","295;1",5.6531918589999997,"mg/L","MeasuredConc","295;1",5.6531918589999997,"mg/L","MeasuredConc","295;1",5.6531918589999997,"mg/L","MeasuredConc","295;1",5.6531918589999997,"mg/L","MeasuredConc","295;1",5.6531918589999997,"mg/L",0]
["MeasuredConc","296;1",5.8625693349999999,"mg/L","MeasuredConc","296;1",5.8625693349999999,"mg/L","MeasuredConc","296;1",5.8625693349999999,"mg/L","MeasuredConc","296;1",5.8625693349999999,"mg/L","MeasuredConc","296;1",5.8625693349999999,"mg/L","MeasuredConc","296;1",5.8625693349999999,"mg/L",0]
["MeasuredConc","297;1",6.0880527710000001,"mg/L","MeasuredConc","297;1",6.0880527710000001,"mg/L","MeasuredConc","297;1",6.0880527710000001,"mg/L","MeasuredConc","297;1",6.0880527710000001,"mg/L","MeasuredConc","297;1",6.0880527710000001,"mg/L","MeasuredConc","297;1",6.0880527710000001,"mg/L",0]
["MeasuredConc","298;1",6.0880527710000001,"mg/L","MeasuredConc","298;1",6.0880527710000001,"mg/L","MeasuredConc","298;1",6.0880527710000001,"mg/L","MeasuredConc","298;1",6.0880527710000001,"mg/L","MeasuredConc","298;1",6.0880527710000001,"mg/L","MeasuredConc","298;1",6.0880527710000001,"mg/L",0]
["MeasuredConc","299;1",4.0587018480000001,"mg/L","MeasuredConc","299;1",4.0587018480000001,"mg/L","MeasuredConc","299;1",4.0587018480000001,"mg/L","MeasuredConc","299;1",4.0587018480000001,"mg/L","MeasuredConc","299;1",4.0587018480000001,"mg/L","MeasuredConc","299;1",4.0587018480000001,"mg/L",0]
["MeasuredConc","300;1",2.3277848830000001,"mg/L","MeasuredConc","300;1",2.3277848830000001,"mg/L","MeasuredConc","300;1",2.3277848830000001,"mg/L","MeasuredConc","300;1",2.3277848830000001,"mg/L","MeasuredConc","300;1",2.3277848830000001,"mg/L","MeasuredConc","300;1",2.3277848830000001,"mg/L",0]
["MeasuredConc","301;1",2.3625279410000002,"mg/L","MeasuredConc","301;1",2.3625279410000002,"mg/L","MeasuredConc","301;1",2.3625279410000002,"mg/L","MeasuredConc","301;1",2.3625279410000002,"mg/L","MeasuredConc","301;1",2.3625279410000002,"mg/L","MeasuredConc","301;1",2.3625279410000002,"mg/L",0]
["MeasuredConc","302;1",2.4732714379999998,"mg/L","MeasuredConc","302;1",2.4732714379999998,"mg/L","MeasuredConc","302;1",2.4732714379999998,"mg/L","MeasuredConc","302;1",2.4732714379999998,"mg/L","MeasuredConc","302;1",2.4732714379999998,"mg/L","MeasuredConc","302;1",2.4732714379999998,"mg/L",0]
["MeasuredConc","303;1",2.8265959299999999,"mg/L","MeasuredConc","303;1",2.8265959299999999,"mg/L","MeasuredConc","303;1",2.8265959299999999,"mg/L","MeasuredConc","303;1",2.8265959299999999,"mg/L","MeasuredConc","303;1",2.8265959299999999,"mg/L","MeasuredConc","303;1",2.8265959299999999,"mg/L",0]
["MeasuredConc","304;1",3.165787441,"mg/L","MeasuredConc","304;1",3.165787441,"mg/L","MeasuredConc","304;1",3.165787441,"mg/L","MeasuredConc","304;1",3.165787441,"mg/L","MeasuredConc","304;1",3.165787441,"mg/L","MeasuredConc","304;1",3.165787441,"mg/L",0]
["MeasuredConc","305;1",3.6811481869999998,"mg/L","MeasuredConc","305;1",3.6811481869999998,"mg/L","MeasuredConc","305;1",3.6811481869999998,"mg/L","MeasuredConc","305;1",3.6811481869999998,"mg/L","MeasuredConc","305;1",3.6811481869999998,"mg/L","MeasuredConc","305;1",3.6811481869999998,"mg/L",0]
["MeasuredConc","306;1",3.9572343010000002,"mg/L","MeasuredConc","306;1",3.9572343010000002,"mg/L","MeasuredConc","306;1",3.9572343010000002,"mg/L","MeasuredConc","306;1",3.9572343010000002,"mg/L","MeasuredConc","306;1",3.9572343010000002,"mg/L","MeasuredConc","306;1",3.9572343010000002,"mg/L",0]
["MeasuredConc","307;1",4.1655097909999999,"mg/L","MeasuredConc","307;1",4.1655097909999999,"mg/L","MeasuredConc","307;1",4.1655097909999999,"mg/L","MeasuredConc","307;1",4.1655097909999999,"mg/L","MeasuredConc","307;1",4.1655097909999999,"mg/L","MeasuredConc","307;1",4.1655097909999999,"mg/L",0]
["MeasuredConc","308;1",4.5225534869999997,"mg/L","MeasuredConc","308;1",4.5225534869999997,"mg/L","MeasuredConc","308;1",4.5225534869999997,"mg/L","MeasuredConc","308;1",4.5225534869999997,"mg/L","MeasuredConc","308;1",4.5225534869999997,"mg/L","MeasuredConc","308;1",4.5225534869999997,"mg/L",0]
["MeasuredConc","309;1",4.5225534869999997,"mg/L","MeasuredConc","309;1",4.5225534869999997,"mg/L","MeasuredConc","309;1",4.5225534869999997,"mg/L","MeasuredConc","309;1",4.5225534869999997,"mg/L","MeasuredConc","309;1",4.5225534869999997,"mg/L","MeasuredConc","309;1",4.5225534869999997,"mg/L",0]
["MeasuredConc","310;1",3.4410733059999998,"mg/L","MeasuredConc","310;1",3.4410733059999998,"mg/L","MeasuredConc","310;1",3.4410733059999998,"mg/L","MeasuredConc","310;1",3.4410733059999998,"mg/L","MeasuredConc","310;1",3.4410733059999998,"mg/L","MeasuredConc","310;1",3.4410733059999998,"mg/L",0]
["MeasuredConc","311;1",3.2976952509999999,"mg/L","MeasuredConc","311;1",3.2976952509999999,"mg/L","MeasuredConc","311;1",3.2976952509999999,"mg/L","MeasuredConc","311;1",3.2976952509999999,"mg/L","MeasuredConc","311;1",3.2976952509999999,"mg/L","MeasuredConc","311;1",3.2976952509999999,"mg/L",0]
["MeasuredConc","312;1",3.2303953480000001,"mg/L","MeasuredConc","312;1",3.2303953480000001,"mg/L","MeasuredConc","312;1",3.2303953480000001,"mg/L","MeasuredConc","312;1",3.2303953480000001,"mg/L","MeasuredConc","312;1",3.2303953480000001,"mg/L","MeasuredConc","312;1",3.2303953480000001,"mg/L",0]
["MeasuredConc","313;1",3.2976952509999999,"mg/L","MeasuredConc","313;1",3.2976952509999999,"mg/L","MeasuredConc","313;1",3.2976952509999999,"mg/L","MeasuredConc","313;1",3.2976952509999999,"mg/L","MeasuredConc","313;1",3.2976952509999999,"mg/L","MeasuredConc","313;1",3.2976952509999999,"mg/L",0]
["MeasuredConc","314;1",3.4410733059999998,"mg/L","MeasuredConc","314;1",3.4410733059999998,"mg/L","MeasuredConc","314;1",3.4410733059999998,"mg/L","MeasuredConc","314;1",3.4410733059999998,"mg/L","MeasuredConc","314;1",3.4410733059999998,"mg/L","MeasuredConc","314;1",3.4410733059999998,"mg/L",0]
["MeasuredConc","315;1",3.2303953480000001,"mg/L","MeasuredConc","315;1",3.2303953480000001,"mg/L","MeasuredConc","315;1",3.2303953480000001,"mg/L","MeasuredConc","315;1",3.2303953480000001,"mg/L","MeasuredConc","315;1",3.2303953480000001,"mg/L","MeasuredConc","315;1",3.2303953480000001,"mg/L",0]
["MeasuredConc","316;1",2.7291271039999998,"mg/L","MeasuredConc","316;1",2.7291271039999998,"mg/L","MeasuredConc","316;1",2.7291271039999998,"mg/L","MeasuredConc","316;1",2.7291271039999998,"mg/L","MeasuredConc","316;1",2.7291271039999998,"mg/L","MeasuredConc","316;1",2.7291271039999998,"mg/L",0]
["MeasuredConc","317;1",1.3414353560000001,"mg/L","MeasuredConc","317;1",1.3414353560000001,"mg/L","MeasuredConc","317;1",1.3414353560000001,"mg/L","MeasuredConc","317;1",1.3414353560000001,"mg/L","MeasuredConc","317;1",1.3414353560000001,"mg/L","MeasuredConc","317;1",1.3414353560000001,"mg/L",0]
["MeasuredConc","318;1",1.09923175,"mg/L","MeasuredConc","318;1",1.09923175,"mg/L","MeasuredConc","318;1",1.09923175,"mg/L","MeasuredConc","318;1",1.09923175,"mg/L","MeasuredConc","318;1",1.09923175,"mg/L","MeasuredConc","318;1",1.09923175,"mg/L",0]
["MeasuredConc","319;1",1.106918686,"mg/L","MeasuredConc","319;1",1.106918686,"mg/L","MeasuredConc","319;1",1.106918686,"mg/L","MeasuredConc","319;1",1.106918686,"mg/L","MeasuredConc","319;1",1.106918686,"mg/L","MeasuredConc","319;1",1.106918686,"mg/L",0]
["MeasuredConc","320;1",1.2869054639999999,"mg/L","MeasuredConc","320;1",1.2869054639999999,"mg/L","MeasuredConc","320;1",1.2869054639999999,"mg/L","MeasuredConc","320;1",1.2869054639999999,"mg/L","MeasuredConc","320;1",1.2869054639999999,"mg/L","MeasuredConc","320;1",1.2869054639999999,"mg/L",0]
["MeasuredConc","321;1",0.76839500999999999,"mg/L","MeasuredConc","321;1",0.76839500999999999,"mg/L","MeasuredConc","321;1",0.76839500999999999,"mg/L","MeasuredConc","321;1",0.76839500999999999,"mg/L","MeasuredConc","321;1",0.76839500999999999,"mg/L","MeasuredConc","321;1",0.76839500999999999,"mg/L",0]
["MeasuredConc","322;1",0.59063198500000003,"mg/L","MeasuredConc","322;1",0.59063198500000003,"mg/L","MeasuredConc","322;1",0.59063198500000003,"mg/L","MeasuredConc","322;1",0.59063198500000003,"mg/L","MeasuredConc","322;1",0.59063198500000003,"mg/L","MeasuredConc","322;1",0.59063198500000003,"mg/L",0]
["MeasuredConc","323;1",0.50410628000000002,"mg/L","MeasuredConc","323;1",0.50410628000000002,"mg/L","MeasuredConc","323;1",0.50410628000000002,"mg/L","MeasuredConc","323;1",0.50410628000000002,"mg/L","MeasuredConc","323;1",0.50410628000000002,"mg/L","MeasuredConc","323;1",0.50410628000000002,"mg/L",0]
["MeasuredConc","324;1",0.48704422200000003,"mg/L","MeasuredConc","324;1",0.48704422200000003,"mg/L","MeasuredConc","324;1",0.48704422200000003,"mg/L","MeasuredConc","324;1",0.48704422200000003,"mg/L","MeasuredConc","324;1",0.48704422200000003,"mg/L","MeasuredConc","324;1",0.48704422200000003,"mg/L",0]
["MeasuredConc","325;1",0.59063198500000003,"mg/L","MeasuredConc","325;1",0.59063198500000003,"mg/L","MeasuredConc","325;1",0.59063198500000003,"mg/L","MeasuredConc","325;1",0.59063198500000003,"mg/L","MeasuredConc","325;1",0.59063198500000003,"mg/L","MeasuredConc","325;1",0.59063198500000003,"mg/L",0]
["MeasuredConc","326;1",0.63826359700000002,"mg/L","MeasuredConc","326;1",0.63826359700000002,"mg/L","MeasuredConc","326;1",0.63826359700000002,"mg/L","MeasuredConc","326;1",0.63826359700000002,"mg/L","MeasuredConc","326;1",0.63826359700000002,"mg/L","MeasuredConc","326;1",0.63826359700000002,"mg/L",0]
["MeasuredConc","327;1",0.65953905000000002,"mg/L","MeasuredConc","327;1",0.65953905000000002,"mg/L","MeasuredConc","327;1",0.65953905000000002,"mg/L","MeasuredConc","327;1",0.65953905000000002,"mg/L","MeasuredConc","327;1",0.65953905000000002,"mg/L","MeasuredConc","327;1",0.65953905000000002,"mg/L",0]
["MeasuredConc","328;1",0.68523537700000003,"mg/L","MeasuredConc","328;1",0.68523537700000003,"mg/L","MeasuredConc","328;1",0.68523537700000003,"mg/L","MeasuredConc","328;1",0.68523537700000003,"mg/L","MeasuredConc","328;1",0.68523537700000003,"mg/L","MeasuredConc","328;1",0.68523537700000003,"mg/L",0]
["MeasuredConc","329;1",0.74664798099999996,"mg/L","MeasuredConc","329;1",0.74664798099999996,"mg/L","MeasuredConc","329;1",0.74664798099999996,"mg/L","MeasuredConc","329;1",0.74664798099999996,"mg/L","MeasuredConc","329;1",0.74664798099999996,"mg/L","MeasuredConc","329;1",0.74664798099999996,"mg/L",0]
["MeasuredConc","330;1",0.87452691699999996,"mg/L","MeasuredConc","330;1",0.87452691699999996,"mg/L","MeasuredConc","330;1",0.87452691699999996,"mg/L","MeasuredConc","330;1",0.87452691699999996,"mg/L","MeasuredConc","330;1",0.87452691699999996,"mg/L","MeasuredConc","330;1",0.87452691699999996,"mg/L",0]
["MeasuredConc","331;1",1.0018314690000001,"mg/L","MeasuredConc","331;1",1.0018314690000001,"mg/L","MeasuredConc","331;1",1.0018314690000001,"mg/L","MeasuredConc","331;1",1.0018314690000001,"mg/L","MeasuredConc","331;1",1.0018314690000001,"mg/L","MeasuredConc","331;1",1.0018314690000001,"mg/L",0]
["MeasuredConc","332;1",1.0841737810000001,"mg/L","MeasuredConc","332;1",1.0841737810000001,"mg/L","MeasuredConc","332;1",1.0841737810000001,"mg/L","MeasuredConc","332;1",1.0841737810000001,"mg/L","MeasuredConc","332;1",1.0841737810000001,"mg/L","MeasuredConc","332;1",1.0841737810000001,"mg/L",0]
["MeasuredConc","333;1",1.1638924420000001,"mg/L","MeasuredConc","333;1",1.1638924420000001,"mg/L","MeasuredConc","333;1",1.1638924420000001,"mg/L","MeasuredConc","333;1",1.1638924420000001,"mg/L","MeasuredConc","333;1",1.1638924420000001,"mg/L","MeasuredConc","333;1",1.1638924420000001,"mg/L",0]
["MeasuredConc","334;1",1.227049396,"mg/L","MeasuredConc","334;1",1.227049396,"mg/L","MeasuredConc","334;1",1.227049396,"mg/L","MeasuredConc","334;1",1.227049396,"mg/L","MeasuredConc","334;1",1.227049396,"mg/L","MeasuredConc","334;1",1.227049396,"mg/L",0]
["MeasuredConc","335;1",1.2463730079999999,"mg/L","MeasuredConc","335;1",1.2463730079999999,"mg/L","MeasuredConc","335;1",1.2463730079999999,"mg/L","MeasuredConc","335;1",1.2463730079999999,"mg/L","MeasuredConc","335;1",1.2463730079999999,"mg/L","MeasuredConc","335;1",1.2463730079999999,"mg/L",0]
["MeasuredConc","336;1",1.3190781,"mg/L","MeasuredConc","336;1",1.3190781,"mg/L","MeasuredConc","336;1",1.3190781,"mg/L","MeasuredConc","336;1",1.3190781,"mg/L","MeasuredConc","336;1",1.3190781,"mg/L","MeasuredConc","336;1",1.3190781,"mg/L",0]
["MeasuredConc","337;1",1.4132979649999999,"mg/L","MeasuredConc","337;1",1.4132979649999999,"mg/L","MeasuredConc","337;1",1.4132979649999999,"mg/L","MeasuredConc","337;1",1.4132979649999999,"mg/L","MeasuredConc","337;1",1.4132979649999999,"mg/L","MeasuredConc","337;1",1.4132979649999999,"mg/L",0]
["MeasuredConc","338;1",1.53679002,"mg/L","MeasuredConc","338;1",1.53679002,"mg/L","MeasuredConc","338;1",1.53679002,"mg/L","MeasuredConc","338;1",1.53679002,"mg/L","MeasuredConc","338;1",1.53679002,"mg/L","MeasuredConc","338;1",1.53679002,"mg/L",0]
["MeasuredConc","339;1",1.6318491959999999,"mg/L","MeasuredConc","339;1",1.6318491959999999,"mg/L","MeasuredConc","339;1",1.6318491959999999,"mg/L","MeasuredConc","339;1",1.6318491959999999,"mg/L","MeasuredConc","339;1",1.6318491959999999,"mg/L","MeasuredConc","339;1",1.6318491959999999,"mg/L",0]
["MeasuredConc","340;1",1.7205366529999999,"mg/L","MeasuredConc","340;1",1.7205366529999999,"mg/L","MeasuredConc","340;1",1.7205366529999999,"mg/L","MeasuredConc","340;1",1.7205366529999999,"mg/L","MeasuredConc","340;1",1.7205366529999999,"mg/L","MeasuredConc","340;1",1.7205366529999999,"mg/L",0]
["MeasuredConc","341;1",1.81941807,"mg/L","MeasuredConc","341;1",1.81941807,"mg/L","MeasuredConc","341;1",1.81941807,"mg/L","MeasuredConc","341;1",1.81941807,"mg/L","MeasuredConc","341;1",1.81941807,"mg/L","MeasuredConc","341;1",1.81941807,"mg/L",0]
["MeasuredConc","342;1",1.739443649,"mg/L","MeasuredConc","342;1",1.739443649,"mg/L","MeasuredConc","342;1",1.739443649,"mg/L","MeasuredConc","342;1",1.739443649,"mg/L","MeasuredConc","342;1",1.739443649,"mg/L","MeasuredConc","342;1",1.739443649,"mg/L",0]
["MeasuredConc","343;1",1.8405740939999999,"mg/L","MeasuredConc","343;1",1.8405740939999999,"mg/L","MeasuredConc","343;1",1.8405740939999999,"mg/L","MeasuredConc","343;1",1.8405740939999999,"mg/L","MeasuredConc","343;1",1.8405740939999999,"mg/L","MeasuredConc","343;1",1.8405740939999999,"mg/L",0]
["MeasuredConc","344;1",2.0293509240000001,"mg/L","MeasuredConc","344;1",2.0293509240000001,"mg/L","MeasuredConc","344;1",2.0293509240000001,"mg/L","MeasuredConc","344;1",2.0293509240000001,"mg/L","MeasuredConc","344;1",2.0293509240000001,"mg/L","MeasuredConc","344;1",2.0293509240000001,"mg/L",0]
["MeasuredConc","345;1",1.930358196,"mg/L","MeasuredConc","345;1",1.930358196,"mg/L","MeasuredConc","345;1",1.930358196,"mg/L","MeasuredConc","345;1",1.930358196,"mg/L","MeasuredConc","345;1",1.930358196,"mg/L","MeasuredConc","345;1",1.930358196,"mg/L",0]
["MeasuredConc","346;1",1.048273987,"mg/L","MeasuredConc","346;1",1.048273987,"mg/L","MeasuredConc","346;1",1.048273987,"mg/L","MeasuredConc","346;1",1.048273987,"mg/L","MeasuredConc","346;1",1.048273987,"mg/L","MeasuredConc","346;1",1.048273987,"mg/L",0]
["MeasuredConc","347;1",0.77214327800000004,"mg/L","MeasuredConc","347;1",0.77214327800000004,"mg/L","MeasuredConc","347;1",0.77214327800000004,"mg/L","MeasuredConc","347;1",0.77214327800000004,"mg/L","MeasuredConc","347;1",0.77214327800000004,"mg/L","MeasuredConc","347;1",0.77214327800000004,"mg/L",0]
["MeasuredConc","348;1",0.51392653300000002,"mg/L","MeasuredConc","348;1",0.51392653300000002,"mg/L","MeasuredConc","348;1",0.51392653300000002,"mg/L","MeasuredConc","348;1",0.51392653300000002,"mg/L","MeasuredConc","348;1",0.51392653300000002,"mg/L","MeasuredConc","348;1",0.51392653300000002,"mg/L",0]
["MeasuredConc","349;1",0.36983498100000001,"mg/L","MeasuredConc","349;1",0.36983498100000001,"mg/L","MeasuredConc","349;1",0.36983498100000001,"mg/L","MeasuredConc","349;1",0.36983498100000001,"mg/L","MeasuredConc","349;1",0.36983498100000001,"mg/L","MeasuredConc","349;1",0.36983498100000001,"mg/L",0]
["MeasuredConc","350;1",0.30676234899999999,"mg/L","MeasuredConc","350;1",0.30676234899999999,"mg/L","MeasuredConc","350;1",0.30676234899999999,"mg/L","MeasuredConc","350;1",0.30676234899999999,"mg/L","MeasuredConc","350;1",0.30676234899999999,"mg/L","MeasuredConc","350;1",0.30676234899999999,"mg/L",0]
["MeasuredConc","351;1",0.33045797900000001,"mg/L","MeasuredConc","351;1",0.33045797900000001,"mg/L","MeasuredConc","351;1",0.33045797900000001,"mg/L","MeasuredConc","351;1",0.33045797900000001,"mg/L","MeasuredConc","351;1",0.33045797900000001,"mg/L","MeasuredConc","351;1",0.33045797900000001,"mg/L",0]
["MeasuredConc","352;1",0.38513229199999999,"mg/L","MeasuredConc","352;1",0.38513229199999999,"mg/L","MeasuredConc","352;1",0.38513229199999999,"mg/L","MeasuredConc","352;1",0.38513229199999999,"mg/L","MeasuredConc","352;1",0.38513229199999999,"mg/L","MeasuredConc","352;1",0.38513229199999999,"mg/L",0]
["MeasuredConc","353;1",0.456165337,"mg/L","MeasuredConc","353;1",0.456165337,"mg/L","MeasuredConc","353;1",0.456165337,"mg/L","MeasuredConc","353;1",0.456165337,"mg/L","MeasuredConc","353;1",0.456165337,"mg/L","MeasuredConc","353;1",0.456165337,"mg/L",0]
["MeasuredConc","354;1",0.46831175200000003,"mg/L","MeasuredConc","354;1",0.46831175200000003,"mg/L","MeasuredConc","354;1",0.46831175200000003,"mg/L","MeasuredConc","354;1",0.46831175200000003,"mg/L","MeasuredConc","354;1",0.46831175200000003,"mg/L","MeasuredConc","354;1",0.46831175200000003,"mg/L",0]
["MeasuredConc","355;1",0.38326724499999998,"mg/L","MeasuredConc","355;1",0.38326724499999998,"mg/L","MeasuredConc","355;1",0.38326724499999998,"mg/L","MeasuredConc","355;1",0.38326724499999998,"mg/L","MeasuredConc","355;1",0.38326724499999998,"mg/L","MeasuredConc","355;1",0.38326724499999998,"mg/L",0]
["MeasuredConc","356;1",0.32172636599999999,"mg/L","MeasuredConc","356;1",0.32172636599999999,"mg/L","MeasuredConc","356;1",0.32172636599999999,"mg/L","MeasuredConc","356;1",0.32172636599999999,"mg/L","MeasuredConc","356;1",0.32172636599999999,"mg/L","MeasuredConc","356;1",0.32172636599999999,"mg/L",0]
["MeasuredConc","357;1",0.34261768799999998,"mg/L","MeasuredConc","357;1",0.34261768799999998,"mg/L","MeasuredConc","357;1",0.34261768799999998,"mg/L","MeasuredConc","357;1",0.34261768799999998,"mg/L","MeasuredConc","357;1",0.34261768799999998,"mg/L","MeasuredConc","357;1",0.34261768799999998,"mg/L",0]
["MeasuredConc","358;1",0.39572342999999999,"mg/L","MeasuredConc","358;1",0.39572342999999999,"mg/L","MeasuredConc","358;1",0.39572342999999999,"mg/L","MeasuredConc","358;1",0.39572342999999999,"mg/L","MeasuredConc","358;1",0.39572342999999999,"mg/L","MeasuredConc","358;1",0.39572342999999999,"mg/L",{"$f":"IF(ISNUMBER(C9220),IF(AVERAGE(C9220,G9220,K9220,O9220,S9220,W9220)<>MAX(C9220,G9220,K9220,O9220,S9220,W9220),1,0),\"\")","v":0}]
["MeasuredConc","359;1",0.42098237199999999,"mg/L","MeasuredConc","359;1",0.42098237199999999,"mg/L","MeasuredConc","359;1",0.42098237199999999,"mg/L","MeasuredConc","359;1",0.42098237199999999,"mg/L","MeasuredConc","359;1",0.42098237199999999,"mg/L","MeasuredConc","359;1",0.42098237199999999,"mg/L",0]
["MeasuredConc","360;1",0.38987530100000001,"mg/L","MeasuredConc","360;1",0.38987530100000001,"mg/L","MeasuredConc","360;1",0.38987530100000001,"mg/L","MeasuredConc","360;1",0.38987530100000001,"mg/L","MeasuredConc","360;1",0.38987530100000001,"mg/L","MeasuredConc","360;1",0.38987530100000001,"mg/L",0]
["MeasuredConc","361;1",0.38419750499999999,"mg/L","MeasuredConc","361;1",0.38419750499999999,"mg/L","MeasuredConc","361;1",0.38419750499999999,"mg/L","MeasuredConc","361;1",0.38419750499999999,"mg/L","MeasuredConc","361;1",0.38419750499999999,"mg/L","MeasuredConc","361;1",0.38419750499999999,"mg/L",0]
["MeasuredConc","362;1",0.41328817800000001,"mg/L","MeasuredConc","362;1",0.41328817800000001,"mg/L","MeasuredConc","362;1",0.41328817800000001,"mg/L","MeasuredConc","362;1",0.41328817800000001,"mg/L","MeasuredConc","362;1",0.41328817800000001,"mg/L","MeasuredConc","362;1",0.41328817800000001,"mg/L",0]
["MeasuredConc","363;1",0.46555697699999998,"mg/L","MeasuredConc","363;1",0.46555697699999998,"mg/L","MeasuredConc","363;1",0.46555697699999998,"mg/L","MeasuredConc","363;1",0.46555697699999998,"mg/L","MeasuredConc","363;1",0.46555697699999998,"mg/L","MeasuredConc","363;1",0.46555697699999998,"mg/L",0]
["MeasuredConc","364;1",0.52939589300000001,"mg/L","MeasuredConc","364;1",0.52939589300000001,"mg/L","MeasuredConc","364;1",0.52939589300000001,"mg/L","MeasuredConc","364;1",0.52939589300000001,"mg/L","MeasuredConc","364;1",0.52939589300000001,"mg/L","MeasuredConc","364;1",0.52939589300000001,"mg/L",0]
["MeasuredConc","365;1",0.58625693400000001,"mg/L","MeasuredConc","365;1",0.58625693400000001,"mg/L","MeasuredConc","365;1",0.58625693400000001,"mg/L","MeasuredConc","365;1",0.58625693400000001,"mg/L","MeasuredConc","365;1",0.58625693400000001,"mg/L","MeasuredConc","365;1",0.58625693400000001,"mg/L",0]
["QRuT","1;1",7.5214330360000003,"in/acre/month","QRuT","1;1",7.3316788400000004,"in/acre/month","QRuT","1;1",8.2614103179999994,"in/acre/month","QRuT","1;1",7.3611360880000003,"in/acre/month","QRuT","1;1",8.9818033869999994,"in/acre/month","QRuT","1;1",8.9973543589999991,"in/acre/month",1]
["QRuT","2;1",4.9736305840000004,"in/acre/month","QRuT","2;1",4.855305939,"in/acre/month","QRuT","2;1",5.4665202769999999,"in/acre/month","QRuT","2;1",4.8744214169999998,"in/acre/month","QRuT","2;1",5.952464537,"in/acre/month","QRuT","2;1",5.9633630479999997,"in/acre/month",1]
["QRuT","3;1",12.250083800000001,"in/acre/month","QRuT","3;1",11.89362283,"in/acre/month","QRuT","3;1",13.614096079999999,"in/acre/month","QRuT","3;1",11.945157180000001,"in/acre/month","QRuT","3;1",15.06577012,"in/acre/month","QRuT","3;1",15.099603950000001,"in/acre/month",1]
["QRuT","4;1",8.9142652800000004,"in/acre/month","QRuT","4;1",8.6281364600000003,"in/acre/month","QRuT","4;1",9.7697351220000002,"in/acre/month","QRuT","4;1",8.6641640599999992,"in/acre/month","QRuT","4;1",10.68320894,"in/acre/month","QRuT","4;1",10.719084560000001,"in/acre/month",1]
["QRuT","5;1",14.20137029,"in/acre/month","QRuT","5;1",13.685161949999999,"in/acre/month","QRuT","5;1",15.904413720000001,"in/acre/month","QRuT","5;1",13.756465309999999,"in/acre/month","QRuT","5;1",17.697567110000001,"in/acre/month","QRuT","5;1",17.753380960000001,"in/acre/month",1]
["QRuT","6;1",9.5958142130000006,"in/acre/month","QRuT","6;1",9.1731936479999998,"in/acre/month","QRuT","6;1",10.732281130000001,"in/acre/month","QRuT","6;1",9.2180733490000009,"in/acre/month","QRuT","6;1",11.956337189999999,"in/acre/month","QRuT","6;1",12.002928300000001,"in/acre/month",1]
["QRuT","7;1",0.77361194,"in/acre/month","QRuT","7;1",0.73851579899999997,"in/acre/month","QRuT","7;1",0.86087320700000003,"in/acre/month","QRuT","7;1",0.73832846799999996,"in/acre/month","QRuT","7;1",0.955915246,"in/acre/month","QRuT","7;1",0.96750252999999997,"in/acre/month",1]
["QRuT","8;1",5.2104672509999999,"in/acre/month","QRuT","8;1",4.9597817759999998,"in/acre/month","QRuT","8;1",5.734056539,"in/acre/month","QRuT","8;1",4.977780579,"in/acre/month","QRuT","8;1",6.3441612579999997,"in/acre/month","QRuT","8;1",6.3711107690000004,"in/acre/month",1]
["QRuT","9;1",15.40306736,"in/acre/month","QRuT","9;1",14.82386962,"in/acre/month","QRuT","9;1",17.173058829999999,"in/acre/month","QRuT","9;1",14.895443419999999,"in/acre/month","QRuT","9;1",19.11350088,"in/acre/month","QRuT","9;1",19.170379759999999,"in/acre/month",1]
["QRuT","10;1",9.8260911199999992,"in/acre/month","QRuT","10;1",9.4749452880000007,"in/acre/month","QRuT","10;1",10.93002242,"in/acre/month","QRuT","10;1",9.5224464149999992,"in/acre/month","QRuT","10;1",12.068040760000001,"in/acre/month","QRuT","10;1",12.098539150000001,"in/acre/month",1]
["QRuT","11;1",15.37734538,"in/acre/month","QRuT","11;1",15.00344602,"in/acre/month","QRuT","11;1",16.947380769999999,"in/acre/month","QRuT","11;1",15.06155474,"in/acre/month","QRuT","11;1",18.475174809999999,"in/acre/month","QRuT","11;1",18.502461709999999,"in/acre/month",1]
["QRuT","12;1",13.89707263,"in/acre/month","QRuT","12;1",13.560345440000001,"in/acre/month","QRuT","12;1",15.39866258,"in/acre/month","QRuT","12;1",13.626929949999999,"in/acre/month","QRuT","12;1",16.91072149,"in/acre/month","QRuT","12;1",16.93561523,"in/acre/month",1]
["QRuT","1;2",2.72,"in/acre/month","QRuT","1;2",2.6545705599999998,"in/acre/month","QRuT","1;2",2.9821641799999998,"in/acre/month","QRuT","1;2",2.6628155599999999,"in/acre/month","QRuT","1;2",3.2527869300000001,"in/acre/month","QRuT","1;2",3.256833045,"in/acre/month",1]
["QRuT","2;2",1.8,"in/acre/month","QRuT","2;2",1.7604838599999999,"in/acre/month","QRuT","2;2",1.9721897500000001,"in/acre/month","QRuT","2;2",1.7659373899999999,"in/acre/month","QRuT","2;2",2.1573523450000001,"in/acre/month","QRuT","2;2",2.1600535750000001,"in/acre/month",1]
["QRuT","3;2",5.1421709269999996,"in/acre/month","QRuT","3;2",4.9288491480000003,"in/acre/month","QRuT","3;2",5.9603754049999997,"in/acre/month","QRuT","3;2",4.9584004469999998,"in/acre/month","QRuT","3;2",7.0614827790000003,"in/acre/month","QRuT","3;2",7.0809648269999999,"in/acre/month",1]
["QRuT","4;2",3.6224664510000002,"in/acre/month","QRuT","4;2",3.447828007,"in/acre/month","QRuT","4;2",4.1096347729999998,"in/acre/month","QRuT","4;2",3.4721305679999999,"in/acre/month","QRuT","4;2",4.7471926790000003,"in/acre/month","QRuT","4;2",4.7651127860000004,"in/acre/month",1]
["QRuT","5;2",7.8523804650000004,"in/acre/month","QRuT","5;2",7.4152044339999996,"in/acre/month","QRuT","5;2",9.3232789270000005,"in/acre/month","QRuT","5;2",7.4814670980000004,"in/acre/month","QRuT","5;2",10.8906724,"in/acre/month","QRuT","5;2",10.92587863,"in/acre/month",1]
["QRuT","6;2",4.8675339280000003,"in/acre/month","QRuT","6;2",4.545448725,"in/acre/month","QRuT","6;2",5.6988539349999998,"in/acre/month","QRuT","6;2",4.5823702739999996,"in/acre/month","QRuT","6;2",6.6267488649999997,"in/acre/month","QRuT","6;2",6.6499707959999999,"in/acre/month",1]
["QRuT","7;2",0.38,"in/acre/month","QRuT","7;2",0.37222810000000001,"in/acre/month","QRuT","7;2",0.41620819999999997,"in/acre/month","QRuT","7;2",0.3731912,"in/acre/month","QRuT","7;2",0.45415709999999998,"in/acre/month","QRuT","7;2",0.45423950000000002,"in/acre/month",1]
["QRuT","8;2",2.0679713839999998,"in/acre/month","QRuT","8;2",1.9109072659999999,"in/acre/month","QRuT","8;2",2.268632099,"in/acre/month","QRuT","8;2",1.917616786,"in/acre/month","QRuT","8;2",2.5678663670000001,"in/acre/month","QRuT","8;2",2.5777806619999999,"in/acre/month",1]
["QRuT","9;2",7.3047910509999996,"in/acre/month","QRuT","9;2",6.845963179,"in/acre/month","QRuT","9;2",8.6764924210000007,"in/acre/month","QRuT","9;2",6.9050399179999999,"in/acre/month","QRuT","9;2",10.236573119999999,"in/acre/month","QRuT","9;2",10.269170040000001,"in/acre/month",1]
["QRuT","10;2",4.2952155279999999,"in/acre/month","QRuT","10;2",3.9987473750000002,"in/acre/month","QRuT","10;2",5.2003736079999996,"in/acre/month","QRuT","10;2",4.0387153659999999,"in/acre/month","QRuT","10;2",6.1508904869999999,"in/acre/month","QRuT","10;2",6.1703892920000003,"in/acre/month",1]
["QRuT","11;2",6.0217691459999996,"in/acre/month","QRuT","11;2",5.8335090660000004,"in/acre/month","QRuT","11;2",6.847172306,"in/acre/month","QRuT","11;2",5.8570506409999998,"in/acre/month","QRuT","11;2",7.9760538790000002,"in/acre/month","QRuT","11;2",7.9925087589999997,"in/acre/month",1]
["QRuT","12;2",5.4890275769999999,"in/acre/month","QRuT","12;2",5.276195832,"in/acre/month","QRuT","12;2",6.5286305860000002,"in/acre/month","QRuT","12;2",5.315129561,"in/acre/month","QRuT","12;2",7.7821965149999999,"in/acre/month","QRuT","12;2",7.7982736920000004,"in/acre/month",1]
["QReT","1;1",31.70287343,"in/acre/month","QReT","1;1",30.323281160000001,"in/acre/month","QReT","1;1",34.272807280000002,"in/acre/month","QReT","1;1",30.26047342,"in/acre/month","QReT","1;1",37.039613510000002,"in/acre/month","QReT","1;1",37.578517169999998,"in/acre/month",1]
["QReT","2;1",19.06697651,"in/acre/month","QReT","2;1",17.354821820000002,"in/acre/month","QReT","2;1",20.1593637,"in/acre/month","QReT","2;1",17.070496179999999,"in/acre/month","QReT","2;1",21.906813960000001,"in/acre/month","QReT","2;1",22.84827804,"in/acre/month",1]
["QReT","3;1",50.621320740000002,"in/acre/month","QReT","3;1",47.536015429999999,"in/acre/month","QReT","3;1",54.317287409999999,"in/acre/month","QReT","3;1",47.182998570000002,"in/acre/month","QReT","3;1",58.654763080000002,"in/acre/month","QReT","3;1",60.126967219999997,"in/acre/month",1]
["QReT","4;1",22.902163080000001,"in/acre/month","QReT","4;1",20.79000366,"in/acre/month","QReT","4;1",25.602731670000001,"in/acre/month","QReT","4;1",20.54731627,"in/acre/month","QReT","4;1",28.82149355,"in/acre/month","QReT","4;1",29.761263580000001,"in/acre/month",1]
["QReT","5;1",39.830778469999998,"in/acre/month","QReT","5;1",36.321694819999998,"in/acre/month","QReT","5;1",43.093247329999997,"in/acre/month","QReT","5;1",36.050086950000001,"in/acre/month","QReT","5;1",47.42226333,"in/acre/month","QReT","5;1",48.652108570000003,"in/acre/month",1]
["QReT","6;1",14.846837170000001,"in/acre/month","QReT","6;1",13.02612757,"in/acre/month","QReT","6;1",16.648770110000001,"in/acre/month","QReT","6;1",12.807843630000001,"in/acre/month","QReT","6;1",19.408088280000001,"in/acre/month","QReT","6;1",20.331348340000002,"in/acre/month",1]
["QReT","7;1",0,"in/acre/month","QReT","7;1",0,"in/acre/month","QReT","7;1",0,"in/acre/month","QReT","7;1",0,"in/acre/month","QReT","7;1",0,"in/acre/month","QReT","7;1",0,"in/acre/month",0]
["QReT","8;1",0,"in/acre/month","QReT","8;1",0,"in/acre/month","QReT","8;1",0,"in/acre/month","QReT","8;1",0,"in/acre/month","QReT","8;1",0,"in/acre/month","QReT","8;1",0,"in/acre/month",0]
["QReT","9;1",17.555176759999998,"in/acre/month","QReT","9;1",13.292395920000001,"in/acre/month","QReT","9;1",21.666264330000001,"in/acre/month","QReT","9;1",12.974549379999999,"in/acre/month","QReT","9;1",26.79192935,"in/acre/month","QReT","9;1",28.745778529999999,"in/acre/month",1]
["QReT","10;1",28.704472129999999,"in/acre/month","QReT","10;1",25.764465959999999,"in/acre/month","QReT","10;1",30.857886619999999,"in/acre/month","QReT","10;1",25.334352330000002,"in/acre/month","QReT","10;1",34.093232309999998,"in/acre/month","QReT","10;1",35.73365063,"in/acre/month",1]
["QReT","11;1",66.425210879999995,"in/acre/month","QReT","11;1",63.776221769999999,"in/acre/month","QReT","11;1",72.402406679999999,"in/acre/month","QReT","11;1",63.769625230000003,"in/acre/month","QReT","11;1",78.542113860000001,"in/acre/month","QReT","11;1",79.443417729999993,"in/acre/month",1]
["QReT","12;1",64.142768989999993,"in/acre/month","QReT","12;1",62.026004440000001,"in/acre/month","QReT","12;1",69.780681920000006,"in/acre/month","QReT","12;1",62.100676069999999,"in/acre/month","QReT","12;1",75.274195989999996,"in/acre/month","QReT","12;1",75.895094189999995,"in/acre/month",1]
["QReT","1;2",36.549934649999997,"in/acre/month","QReT","1;2",35.044759329999998,"in/acre/month","QReT","1;2",39.601771479999996,"in/acre/month","QReT","1;2",35.003295809999997,"in/acre/month","QReT","1;2",42.822190139999996,"in/acre/month","QReT","1;2",43.372861380000003,"in/acre/month",1]
["QReT","2;2",22.25658718,"in/acre/month","QReT","2;2",20.465009930000001,"in/acre/month","QReT","2;2",23.671861400000001,"in/acre/month","QReT","2;2",20.194414770000002,"in/acre/month","QReT","2;2",25.722229859999999,"in/acre/month","QReT","2;2",26.67199007,"in/acre/month",1]
["QReT","3;2",57.789751870000003,"in/acre/month","QReT","3;2",54.559474049999999,"in/acre/month","QReT","3;2",62.037612279999998,"in/acre/month","QReT","3;2",54.228628839999999,"in/acre/month","QReT","3;2",66.73155448,"in/acre/month","QReT","3;2",68.218496389999999,"in/acre/month",1]
["QReT","4;2",28.254336219999999,"in/acre/month","QReT","4;2",26.028168959999999,"in/acre/month","QReT","4;2",31.328674970000002,"in/acre/month","QReT","4;2",25.797145789999998,"in/acre/month","QReT","4;2",34.82897071,"in/acre/month","QReT","4;2",35.787628519999998,"in/acre/month",1]
["QReT","5;2",45.848611210000001,"in/acre/month","QReT","5;2",42.271697570000001,"in/acre/month","QReT","5;2",49.296682160000003,"in/acre/month","QReT","5;2",42.00313087,"in/acre/month","QReT","5;2",53.808217419999998,"in/acre/month","QReT","5;2",55.057526780000003,"in/acre/month",1]
["QReT","6;2",19.99525173,"in/acre/month","QReT","6;2",18.06005335,"in/acre/month","QReT","6;2",22.15884543,"in/acre/month","QReT","6;2",17.852114019999998,"in/acre/month","QReT","6;2",25.26705922,"in/acre/month","QReT","6;2",26.215342929999998,"in/acre/month",1]
["QReT","7;2",0.39602241799999999,"in/acre/month","QReT","7;2",0.36843439700000002,"in/acre/month","QReT","7;2",0.44745710799999999,"in/acre/month","QReT","7;2",0.36726112500000002,"in/acre/month","QReT","7;2",0.50487437199999996,"in/acre/month","QReT","7;2",0.516507308,"in/acre/month",1]
["QReT","8;2",3.1655768160000002,"in/acre/month","QReT","8;2",3.0711021719999998,"in/acre/month","QReT","8;2",3.490809322,"in/acre/month","QReT","8;2",3.0824183380000001,"in/acre/month","QReT","8;2",3.8040117790000001,"in/acre/month","QReT","8;2",3.8213374259999999,"in/acre/month",1]
["QReT","9;2",25.724037209999999,"in/acre/month","QReT","9;2",21.338591959999999,"in/acre/month","QReT","9;2",30.241280620000001,"in/acre/month","QReT","9;2",21.03341812,"in/acre/month","QReT","9;2",35.755172680000001,"in/acre/month","QReT","9;2",37.733876889999998,"in/acre/month",1]
["QReT","10;2",34.282771220000001,"in/acre/month","QReT","10;2",31.286669530000001,"in/acre/month","QReT","10;2",36.6398461,"in/acre/month","QReT","10;2",30.864251580000001,"in/acre/month","QReT","10;2",40.067359269999997,"in/acre/month","QReT","10;2",41.719076360000003,"in/acre/month",1]
["QReT","11;2",75.858954389999994,"in/acre/month","QReT","11;2",73.022164470000007,"in/acre/month","QReT","11;2",82.588646330000003,"in/acre/month","QReT","11;2",73.050437279999997,"in/acre/month","QReT","11;2",89.134791410000005,"in/acre/month","QReT","11;2",90.047257709999997,"in/acre/month",1]
["QReT","12;2",72.621040789999995,"in/acre/month","QReT","12;2",70.378503440000003,"in/acre/month","QReT","12;2",78.728022969999998,"in/acre/month","QReT","12;2",70.481102050000004,"in/acre/month","QReT","12;2",84.48677069,"in/acre/month","QReT","12;2",85.116770040000006,"in/acre/month",1]
["LRuT","1;1;1",2.2029973059999999,"lbs/acre/month","LRuT","1;1;1",2.1786430819999998,"lbs/acre/month","LRuT","1;1;1",2.3023382400000001,"lbs/acre/month","LRuT","1;1;1",2.1834919030000002,"lbs/acre/month","LRuT","1;1;1",2.3865366109999999,"lbs/acre/month","LRuT","1;1;1",2.3868984339999999,"lbs/acre/month",1]
["LRuT","2;1;1",1.752759468,"lbs/acre/month","LRuT","2;1;1",1.7317118119999999,"lbs/acre/month","LRuT","2;1;1",1.837089966,"lbs/acre/month","LRuT","2;1;1",1.7358320279999999,"lbs/acre/month","LRuT","2;1;1",1.909264474,"lbs/acre/month","LRuT","2;1;1",1.9104500680000001,"lbs/acre/month",1]
["LRuT","3;1;1",2.7925123940000001,"lbs/acre/month","LRuT","3;1;1",2.7677577750000002,"lbs/acre/month","LRuT","3;1;1",2.8992682840000001,"lbs/acre/month","LRuT","3;1;1",2.77237746,"lbs/acre/month","LRuT","3;1;1",2.9973918149999998,"lbs/acre/month","LRuT","3;1;1",2.9987123050000002,"lbs/acre/month",1]
["LRuT","4;1;1",2.1003826380000001,"lbs/acre/month","LRuT","4;1;1",2.0742767569999998,"lbs/acre/month","LRuT","4;1;1",2.1835606009999999,"lbs/acre/month","LRuT","4;1;1",2.077154792,"lbs/acre/month","LRuT","4;1;1",2.26195491,"lbs/acre/month","LRuT","4;1;1",2.2662647329999999,"lbs/acre/month",1]
["LRuT","5;1;1",2.2965067889999999,"lbs/acre/month","LRuT","5;1;1",2.2701535179999999,"lbs/acre/month","LRuT","5;1;1",2.4133811779999998,"lbs/acre/month","LRuT","5;1;1",2.274747305,"lbs/acre/month","LRuT","5;1;1",2.5259166560000001,"lbs/acre/month","LRuT","5;1;1",2.5286419869999999,"lbs/acre/month",1]
["LRuT","6;1;1",1.960778256,"lbs/acre/month","LRuT","6;1;1",1.928670667,"lbs/acre/month","LRuT","6;1;1",2.0656960249999998,"lbs/acre/month","LRuT","6;1;1",1.93129127,"lbs/acre/month","LRuT","6;1;1",2.1628278189999999,"lbs/acre/month","LRuT","6;1;1",2.1694157879999998,"lbs/acre/month",1]
["LRuT","7;1;1",0.34041727999999999,"lbs/acre/month","LRuT","7;1;1",0.31958714199999999,"lbs/acre/month","LRuT","7;1;1",0.377999741,"lbs/acre/month","LRuT","7;1;1",0.31871768299999997,"lbs/acre/month","LRuT","7;1;1",0.41876798399999998,"lbs/acre/month","LRuT","7;1;1",0.42688464700000001,"lbs/acre/month",1]
["LRuT","8;1;1",1.761740935,"lbs/acre/month","LRuT","8;1;1",1.7356974080000001,"lbs/acre/month","LRuT","8;1;1",1.8437636959999999,"lbs/acre/month","LRuT","8;1;1",1.7388509089999999,"lbs/acre/month","LRuT","8;1;1",1.912990121,"lbs/acre/month","LRuT","8;1;1",1.9168518560000001,"lbs/acre/month",1]
["LRuT","9;1;1",2.668239308,"lbs/acre/month","LRuT","9;1;1",2.6466672550000001,"lbs/acre/month","LRuT","9;1;1",2.776405086,"lbs/acre/month","LRuT","9;1;1",2.6508153029999999,"lbs/acre/month","LRuT","9;1;1",2.8952726489999998,"lbs/acre/month","LRuT","9;1;1",2.8980031679999998,"lbs/acre/month",{"$f":"IF(ISNUMBER(C9284),IF(AVERAGE(C9284,G9284,K9284,O9284,S9284,W9284)<>MAX(C9284,G9284,K9284,O9284,S9284,W9284),1,0),\"\")","v":1}]
["LRuT","10;1;1",2.169177898,"lbs/acre/month","LRuT","10;1;1",2.1489094710000001,"lbs/acre/month","LRuT","10;1;1",2.2584844880000001,"lbs/acre/month","LRuT","10;1;1",2.1530656559999999,"lbs/acre/month","LRuT","10;1;1",2.336030402,"lbs/acre/month","LRuT","10;1;1",2.3375102989999998,"lbs/acre/month",1]
["LRuT","11;1;1",2.8160040099999999,"lbs/acre/month","LRuT","11;1;1",2.7880409300000002,"lbs/acre/month","LRuT","11;1;1",2.9245473120000001,"lbs/acre/month","LRuT","11;1;1",2.7939831220000002,"lbs/acre/month","LRuT","11;1;1",3.022769571,"lbs/acre/month","LRuT","11;1;1",3.023881415,"lbs/acre/month",1]
["LRuT","12;1;1",2.6759756119999998,"lbs/acre/month","LRuT","12;1;1",2.653321939,"lbs/acre/month","LRuT","12;1;1",2.7787970249999998,"lbs/acre/month","LRuT","12;1;1",2.6585747400000002,"lbs/acre/month","LRuT","12;1;1",2.87334551,"lbs/acre/month","LRuT","12;1;1",2.8747790740000001,"lbs/acre/month",1]
["LRuT","1;2;1",0,"lbs/acre/month","LRuT","1;2;1",0,"lbs/acre/month","LRuT","1;2;1",0,"lbs/acre/month","LRuT","1;2;1",0,"lbs/acre/month","LRuT","1;2;1",5.6525100000000001E-4,"lbs/acre/month","LRuT","1;2;1",5.8880399999999996E-4,"lbs/acre/month",1]
["LRuT","2;2;1",0,"lbs/acre/month","LRuT","2;2;1",0,"lbs/acre/month","LRuT","2;2;1",0,"lbs/acre/month","LRuT","2;2;1",0,"lbs/acre/month","LRuT","2;2;1",7.77219E-4,"lbs/acre/month","LRuT","2;2;1",8.0862299999999996E-4,"lbs/acre/month",1]
["LRuT","3;2;1",4.527723E-3,"lbs/acre/month","LRuT","3;2;1",3.7184520000000001E-3,"lbs/acre/month","LRuT","3;2;1",1.7400731999999999E-2,"lbs/acre/month","LRuT","3;2;1",3.8855460000000001E-3,"lbs/acre/month","LRuT","3;2;1",3.7049084000000003E-2,"lbs/acre/month","LRuT","3;2;1",3.7329978E-2,"lbs/acre/month",1]
["LRuT","4;2;1",2.32511E-4,"lbs/acre/month","LRuT","4;2;1",1.86362E-4,"lbs/acre/month","LRuT","4;2;1",2.047007E-3,"lbs/acre/month","LRuT","4;2;1",1.95918E-4,"lbs/acre/month","LRuT","4;2;1",6.5516539999999996E-3,"lbs/acre/month","LRuT","4;2;1",6.6744960000000002E-3,"lbs/acre/month",1]
["LRuT","5;2;1",5.3885898000000002E-2,"lbs/acre/month","LRuT","5;2;1",4.8206814000000001E-2,"lbs/acre/month","LRuT","5;2;1",8.3843679000000004E-2,"lbs/acre/month","LRuT","5;2;1",4.9381525000000003E-2,"lbs/acre/month","LRuT","5;2;1",0.117560733,"lbs/acre/month","LRuT","5;2;1",0.118154858,"lbs/acre/month",1]
["LRuT","6;2;1",3.3693309999999997E-2,"lbs/acre/month","LRuT","6;2;1",2.9266463999999999E-2,"lbs/acre/month","LRuT","6;2;1",5.6027826000000003E-2,"lbs/acre/month","LRuT","6;2;1",3.0205631E-2,"lbs/acre/month","LRuT","6;2;1",7.9140027000000002E-2,"lbs/acre/month","LRuT","6;2;1",7.9524086999999993E-2,"lbs/acre/month",1]
["LRuT","7;2;1",0,"lbs/acre/month","LRuT","7;2;1",0,"lbs/acre/month","LRuT","7;2;1",0,"lbs/acre/month","LRuT","7;2;1",0,"lbs/acre/month","LRuT","7;2;1",0,"lbs/acre/month","LRuT","7;2;1",0,"lbs/acre/month",0]
["LRuT","8;2;1",1.0300142999999999E-2,"lbs/acre/month","LRuT","8;2;1",9.0675779999999997E-3,"lbs/acre/month","LRuT","8;2;1",1.7554203000000001E-2,"lbs/acre/month","LRuT","8;2;1",9.2873999999999995E-3,"lbs/acre/month","LRuT","8;2;1",2.5373547E-2,"lbs/acre/month","LRuT","8;2;1",2.5632467999999999E-2,"lbs/acre/month",1]
["LRuT","9;2;1",7.0040490999999996E-2,"lbs/acre/month","LRuT","9;2;1",6.5313308E-2,"lbs/acre/month","LRuT","9;2;1",9.5992579999999994E-2,"lbs/acre/month","LRuT","9;2;1",6.6339054999999994E-2,"lbs/acre/month","LRuT","9;2;1",0.12656708,"lbs/acre/month","LRuT","9;2;1",0.12704901900000001,"lbs/acre/month",1]
["LRuT","10;2;1",1.6261312999999999E-2,"lbs/acre/month","LRuT","10;2;1",1.3103752999999999E-2,"lbs/acre/month","LRuT","10;2;1",3.1599216999999999E-2,"lbs/acre/month","LRuT","10;2;1",1.3796971999999999E-2,"lbs/acre/month","LRuT","10;2;1",4.7407847000000003E-2,"lbs/acre/month","LRuT","10;2;1",4.7617689999999997E-2,"lbs/acre/month",1]
["LRuT","11;2;1",4.0968999999999999E-4,"lbs/acre/month","LRuT","11;2;1",3.6574600000000002E-4,"lbs/acre/month","LRuT","11;2;1",3.61451E-3,"lbs/acre/month","LRuT","11;2;1",3.7575500000000002E-4,"lbs/acre/month","LRuT","11;2;1",8.9849839999999997E-3,"lbs/acre/month","LRuT","11;2;1",9.0725159999999992E-3,"lbs/acre/month",1]
["LRuT","12;2;1",1.0567467000000001E-2,"lbs/acre/month","LRuT","12;2;1",9.4002159999999994E-3,"lbs/acre/month","LRuT","12;2;1",1.9437266000000002E-2,"lbs/acre/month","LRuT","12;2;1",9.6645919999999996E-3,"lbs/acre/month","LRuT","12;2;1",3.4262018999999998E-2,"lbs/acre/month","LRuT","12;2;1",3.4481208999999999E-2,"lbs/acre/month",1]
["LReT","1;1;1",0,"lbs/acre/month","LReT","1;1;1",0,"lbs/acre/month","LReT","1;1;1",0,"lbs/acre/month","LReT","1;1;1",0,"lbs/acre/month","LReT","1;1;1",3.2187900000000001E-4,"lbs/acre/month","LReT","1;1;1",3.2972999999999998E-4,"lbs/acre/month",1]
["LReT","2;1;1",0,"lbs/acre/month","LReT","2;1;1",0,"lbs/acre/month","LReT","2;1;1",0,"lbs/acre/month","LReT","2;1;1",0,"lbs/acre/month","LReT","2;1;1",9.1068300000000002E-4,"lbs/acre/month","LReT","2;1;1",9.4208699999999998E-4,"lbs/acre/month",1]
["LReT","3;1;1",5.8095300000000005E-4,"lbs/acre/month","LReT","3;1;1",5.3384999999999999E-4,"lbs/acre/month","LReT","3;1;1",5.9838171000000002E-2,"lbs/acre/month","LReT","3;1;1",4.9459500000000002E-4,"lbs/acre/month","LReT","3;1;1",7.8585684000000003E-2,"lbs/acre/month","LReT","3;1;1",7.9425713999999994E-2,"lbs/acre/month",1]
["LReT","4;1;1",0,"lbs/acre/month","LReT","4;1;1",0,"lbs/acre/month","LReT","4;1;1",0,"lbs/acre/month","LReT","4;1;1",0,"lbs/acre/month","LReT","4;1;1",0,"lbs/acre/month","LReT","4;1;1",0,"lbs/acre/month",0]
["LReT","5;1;1",9.3035402000000003E-2,"lbs/acre/month","LReT","5;1;1",7.0361501000000007E-2,"lbs/acre/month","LReT","5;1;1",0.13362234200000001,"lbs/acre/month","LReT","5;1;1",6.9828827999999996E-2,"lbs/acre/month","LReT","5;1;1",0.352150028,"lbs/acre/month","LReT","5;1;1",0.35642907800000001,"lbs/acre/month",1]
["LReT","6;1;1",0,"lbs/acre/month","LReT","6;1;1",0,"lbs/acre/month","LReT","6;1;1",1.3102848E-2,"lbs/acre/month","LReT","6;1;1",0,"lbs/acre/month","LReT","6;1;1",1.8213666E-2,"lbs/acre/month","LReT","6;1;1",2.3544302999999999E-2,"lbs/acre/month",1]
["LReT","7;1;1",0,"lbs/acre/month","LReT","7;1;1",0,"lbs/acre/month","LReT","7;1;1",0,"lbs/acre/month","LReT","7;1;1",0,"lbs/acre/month","LReT","7;1;1",0,"lbs/acre/month","LReT","7;1;1",0,"lbs/acre/month",0]
["LReT","8;1;1",0,"lbs/acre/month","LReT","8;1;1",0,"lbs/acre/month","LReT","8;1;1",0,"lbs/acre/month","LReT","8;1;1",0,"lbs/acre/month","LReT","8;1;1",0,"lbs/acre/month","LReT","8;1;1",0,"lbs/acre/month",0]
["LReT","9;1;1",4.2665599999999998E-4,"lbs/acre/month","LReT","9;1;1",0,"lbs/acre/month","LReT","9;1;1",0.22187755200000001,"lbs/acre/month","LReT","9;1;1",0,"lbs/acre/month","LReT","9;1;1",0.30509135500000001,"lbs/acre/month","LReT","9;1;1",0.30628390599999999,"lbs/acre/month",1]
["LReT","10;1;1",2.5726802999999999E-2,"lbs/acre/month","LReT","10;1;1",1.651791E-2,"lbs/acre/month","LReT","10;1;1",2.7399006E-2,"lbs/acre/month","LReT","10;1;1",1.4044935E-2,"lbs/acre/month","LReT","10;1;1",5.6213019000000003E-2,"lbs/acre/month","LReT","10;1;1",6.1952714999999998E-2,"lbs/acre/month",1]
["LReT","11;1;1",0,"lbs/acre/month","LReT","11;1;1",0,"lbs/acre/month","LReT","11;1;1",3.0225270000000001E-3,"lbs/acre/month","LReT","11;1;1",0,"lbs/acre/month","LReT","11;1;1",4.0588211999999999E-2,"lbs/acre/month","LReT","11;1;1",4.0635312E-2,"lbs/acre/month",1]
["LReT","12;1;1",1.5717137999999999E-2,"lbs/acre/month","LReT","12;1;1",1.4853557999999999E-2,"lbs/acre/month","LReT","12;1;1",5.3973684000000001E-2,"lbs/acre/month","LReT","12;1;1",1.5026273999999999E-2,"lbs/acre/month","LReT","12;1;1",8.6113960000000003E-2,"lbs/acre/month","LReT","12;1;1",8.6319003000000005E-2,"lbs/acre/month",1]
["LReT","1;2;1",0,"lbs/acre/month","LReT","1;2;1",0,"lbs/acre/month","LReT","1;2;1",0,"lbs/acre/month","LReT","1;2;1",0,"lbs/acre/month","LReT","1;2;1",3.2187900000000001E-4,"lbs/acre/month","LReT","1;2;1",3.2972999999999998E-4,"lbs/acre/month",1]
["LReT","2;2;1",0,"lbs/acre/month","LReT","2;2;1",0,"lbs/acre/month","LReT","2;2;1",0,"lbs/acre/month","LReT","2;2;1",0,"lbs/acre/month","LReT","2;2;1",9.1068300000000002E-4,"lbs/acre/month","LReT","2;2;1",9.4208699999999998E-4,"lbs/acre/month",1]
["LReT","3;2;1",5.8095300000000005E-4,"lbs/acre/month","LReT","3;2;1",5.3384999999999999E-4,"lbs/acre/month","LReT","3;2;1",5.9838171000000002E-2,"lbs/acre/month","LReT","3;2;1",4.9459500000000002E-4,"lbs/acre/month","LReT","3;2;1",7.8585684000000003E-2,"lbs/acre/month","LReT","3;2;1",7.9425713999999994E-2,"lbs/acre/month",1]
["LReT","4;2;1",0,"lbs/acre/month","LReT","4;2;1",0,"lbs/acre/month","LReT","4;2;1",0,"lbs/acre/month","LReT","4;2;1",0,"lbs/acre/month","LReT","4;2;1",0,"lbs/acre/month","LReT","4;2;1",0,"lbs/acre/month",0]
["LReT","5;2;1",9.3035402000000003E-2,"lbs/acre/month","LReT","5;2;1",7.0361501000000007E-2,"lbs/acre/month","LReT","5;2;1",0.13362234200000001,"lbs/acre/month","LReT","5;2;1",6.9828827999999996E-2,"lbs/acre/month","LReT","5;2;1",0.352150028,"lbs/acre/month","LReT","5;2;1",0.35642907800000001,"lbs/acre/month",1]
["LReT","6;2;1",0,"lbs/acre/month","LReT","6;2;1",0,"lbs/acre/month","LReT","6;2;1",1.3102848E-2,"lbs/acre/month","LReT","6;2;1",0,"lbs/acre/month","LReT","6;2;1",1.8213666E-2,"lbs/acre/month","LReT","6;2;1",2.3544302999999999E-2,"lbs/acre/month",1]
["LReT","7;2;1",0,"lbs/acre/month","LReT","7;2;1",0,"lbs/acre/month","LReT","7;2;1",0,"lbs/acre/month","LReT","7;2;1",0,"lbs/acre/month","LReT","7;2;1",0,"lbs/acre/month","LReT","7;2;1",0,"lbs/acre/month",0]
["LReT","8;2;1",0,"lbs/acre/month","LReT","8;2;1",0,"lbs/acre/month","LReT","8;2;1",0,"lbs/acre/month","LReT","8;2;1",0,"lbs/acre/month","LReT","8;2;1",0,"lbs/acre/month","LReT","8;2;1",0,"lbs/acre/month",0]
["LReT","9;2;1",4.2665599999999998E-4,"lbs/acre/month","LReT","9;2;1",0,"lbs/acre/month","LReT","9;2;1",0.22187755200000001,"lbs/acre/month","LReT","9;2;1",0,"lbs/acre/month","LReT","9;2;1",0.30509135500000001,"lbs/acre/month","LReT","9;2;1",0.30628390599999999,"lbs/acre/month",1]
["LReT","10;2;1",2.5726802999999999E-2,"lbs/acre/month","LReT","10;2;1",1.651791E-2,"lbs/acre/month","LReT","10;2;1",2.7399006E-2,"lbs/acre/month","LReT","10;2;1",1.4044935E-2,"lbs/acre/month","LReT","10;2;1",5.6213019000000003E-2,"lbs/acre/month","LReT","10;2;1",6.1952714999999998E-2,"lbs/acre/month",1]
["LReT","11;2;1",0,"lbs/acre/month","LReT","11;2;1",0,"lbs/acre/month","LReT","11;2;1",3.0225270000000001E-3,"lbs/acre/month","LReT","11;2;1",0,"lbs/acre/month","LReT","11;2;1",4.0588211999999999E-2,"lbs/acre/month","LReT","11;2;1",4.0635312E-2,"lbs/acre/month",1]
["LReT","12;2;1",1.5717137999999999E-2,"lbs/acre/month","LReT","12;2;1",1.4853557999999999E-2,"lbs/acre/month","LReT","12;2;1",5.3973684000000001E-2,"lbs/acre/month","LReT","12;2;1",1.5026273999999999E-2,"lbs/acre/month","LReT","12;2;1",8.6113960000000003E-2,"lbs/acre/month","LReT","12;2;1",8.6319003000000005E-2,"lbs/acre/month",1]

{"sheet":"Table_Comparison","index":6,"n_rows":77,"n_cols":10,"rows_kept":77,"cut":false,"hidden":false,"merged":[]}
["Variable","Description","Units","OptBMPs_Baseline","OptBMPs_GCM-3.7","OptBMPs_GCM-4.4","OptBMPs_GCM-5.0","OptBMPs_GCM-6.2","optbmps3.39.5","Data Difference"]
["objective","Objective cost","$/yr",6430.9395000000004,6414.6306999999997,6414.6306999999997,6414.6306999999997,6414.6306999999997,6414.6306999999997,{"$f":"IF(ISNUMBER(D2),IF(AVERAGE(D2:I2)<>MAX(D2:I2),1,0),\"\")","v":1}]
["DALu11","Land Area - Land Area w/ Conservation, forest sand","ac",13646.967860000001,13646.967860000001,13646.967860000001,13646.967860000001,13646.967860000001,13646.967860000001,{"$f":"IF(ISNUMBER(D3),IF(AVERAGE(D3:I3)<>MAX(D3:I3),1,0),\"\")","v":0}]
["DALu21","Land Area - Land Area w/ Conservation, open nonres sand","ac",2296.3647839999999,2296.3647839999999,2296.3647839999999,2296.3647839999999,2296.3647839999999,2296.3647839999999,{"$f":"IF(ISNUMBER(D4),IF(AVERAGE(D4:I4)<>MAX(D4:I4),1,0),\"\")","v":0}]
["DALu31","Land Area - Land Area w/ Conservation, MLD res sand","ac",5948.6782970000004,5948.6782970000004,5948.6782970000004,5948.6782970000004,5948.6782970000004,5948.6782970000004,{"$f":"IF(ISNUMBER(D5),IF(AVERAGE(D5:I5)<>MAX(D5:I5),1,0),\"\")","v":0}]
["DALu41","Land Area - Land Area w/ Conservation, MHHD resid sand","ac",973.2212657,973.2212657,973.2212657,973.2212657,973.2212657,973.2212657,{"$f":"IF(ISNUMBER(D6),IF(AVERAGE(D6:I6)<>MAX(D6:I6),1,0),\"\")","v":0}]
["DALu51","Land Area - Land Area w/ Conservation, comindtr sand","ac",2536.9363330000001,2536.9363330000001,2536.9363330000001,2536.9363330000001,2536.9363330000001,2536.9363330000001,{"$f":"IF(ISNUMBER(D7),IF(AVERAGE(D7:I7)<>MAX(D7:I7),1,0),\"\")","v":0}]
["DALu61","Land Area - Land Area w/ Conservation, ag sand","ac",634.23408310000002,634.23408310000002,634.23408310000002,634.23408310000002,634.23408310000002,634.23408310000002,{"$f":"IF(ISNUMBER(D8),IF(AVERAGE(D8:I8)<>MAX(D8:I8),1,0),\"\")","v":0}]
["DALu71","Land Area - Land Area w/ Conservation, forest till","ac",12553.46081,12553.46081,12553.46081,12553.46081,12553.46081,12553.46081,{"$f":"IF(ISNUMBER(D9),IF(AVERAGE(D9:I9)<>MAX(D9:I9),1,0),\"\")","v":0}]
["DALu81","Land Area - Land Area w/ Conservation, open nonres till","ac",1082.57197,1082.57197,1082.57197,1082.57197,1082.57197,1082.57197,{"$f":"IF(ISNUMBER(D10),IF(AVERAGE(D10:I10)<>MAX(D10:I10),1,0),\"\")","v":0}]
["DALu91","Land Area - Land Area w/ Conservation, MLD res till","ac",2821.2481619999999,2821.2481619999999,2821.2481619999999,2821.2481619999999,2821.2481619999999,2821.2481619999999,{"$f":"IF(ISNUMBER(D11),IF(AVERAGE(D11:I11)<>MAX(D11:I11),1,0),\"\")","v":0}]
["DALu101","Land Area - Land Area w/ Conservation, MHHD resid till","ac",448.3378864,448.3378864,448.3378864,448.3378864,448.3378864,448.3378864,{"$f":"IF(ISNUMBER(D12),IF(AVERAGE(D12:I12)<>MAX(D12:I12),1,0),\"\")","v":0}]
["DALu111","Land Area - Land Area w/ Conservation, comindtr till","ac",1104.44211,1104.44211,1104.44211,1104.44211,1104.44211,1104.44211,{"$f":"IF(ISNUMBER(D13),IF(AVERAGE(D13:I13)<>MAX(D13:I13),1,0),\"\")","v":0}]
["DALu121","Land Area - Land Area w/ Conservation, ag till","ac",240.57154879999999,240.57154879999999,240.57154879999999,240.57154879999999,240.57154879999999,240.57154879999999,{"$f":"IF(ISNUMBER(D14),IF(AVERAGE(D14:I14)<>MAX(D14:I14),1,0),\"\")","v":0}]
["DALu131","Land Area - Land Area w/ Conservation, cranberry bog","ac",98.415633589999999,98.415633589999999,98.415633589999999,98.415633589999999,98.415633589999999,98.415633589999999,{"$f":"IF(ISNUMBER(D15),IF(AVERAGE(D15:I15)<>MAX(D15:I15),1,0),\"\")","v":0}]
["DALu141","Land Area - Land Area w/ Conservation, forested wetland","ac",6473.5616769999997,6473.5616769999997,6473.5616769999997,6473.5616769999997,6473.5616769999997,6473.5616769999997,{"$f":"IF(ISNUMBER(D16),IF(AVERAGE(D16:I16)<>MAX(D16:I16),1,0),\"\")","v":0}]
["DALu151","Land Area - Land Area w/ Conservation, nonforested wetlnd","ac",2132.3387280000002,2132.3387280000002,2132.3387280000002,2132.3387280000002,2132.3387280000002,2132.3387280000002,{"$f":"IF(ISNUMBER(D17),IF(AVERAGE(D17:I17)<>MAX(D17:I17),1,0),\"\")","v":0}]
["DALu161","Land Area - Land Area w/ Conservation, water","ac",1330.4752900000001,1330.4752900000001,1330.4752900000001,1330.4752900000001,1330.4752900000001,1330.4752900000001,{"$f":"IF(ISNUMBER(D18),IF(AVERAGE(D18:I18)<>MAX(D18:I18),1,0),\"\")","v":0}]
["DALu12","Land Area - 0.6'' Infiltration Basin, forest sand","ac",0,0,0,0,0,0,{"$f":"IF(ISNUMBER(D19),IF(AVERAGE(D19:I19)<>MAX(D19:I19),1,0),\"\")","v":0}]
["DALu22","Land Area - 0.6'' Infiltration Basin, open nonres sand","ac",0,0,0,0,0,0,{"$f":"IF(ISNUMBER(D20),IF(AVERAGE(D20:I20)<>MAX(D20:I20),1,0),\"\")","v":0}]
["DALu32","Land Area - 0.6'' Infiltration Basin, MLD res sand","ac",0,0,0,0,0,0,{"$f":"IF(ISNUMBER(D21),IF(AVERAGE(D21:I21)<>MAX(D21:I21),1,0),\"\")","v":0}]
["DALu42","Land Area - 0.6'' Infiltration Basin, MHHD resid sand","ac",0,0,0,0,0,0,{"$f":"IF(ISNUMBER(D22),IF(AVERAGE(D22:I22)<>MAX(D22:I22),1,0),\"\")","v":0}]
["DALu52","Land Area - 0.6'' Infiltration Basin, comindtr sand","ac",0,0,0,0,0,0,{"$f":"IF(ISNUMBER(D23),IF(AVERAGE(D23:I23)<>MAX(D23:I23),1,0),\"\")","v":0}]
["DALu62","Land Area - 0.6'' Infiltration Basin, ag sand","ac",0,0,0,0,0,0,{"$f":"IF(ISNUMBER(D24),IF(AVERAGE(D24:I24)<>MAX(D24:I24),1,0),\"\")","v":0}]
["DALu72","Land Area - 0.6'' Infiltration Basin, forest till","ac",0,0,0,0,0,0,{"$f":"IF(ISNUMBER(D25),IF(AVERAGE(D25:I25)<>MAX(D25:I25),1,0),\"\")","v":0}]
["DALu82","Land Area - 0.6'' Infiltration Basin, open nonres till","ac",0,0,0,0,0,0,{"$f":"IF(ISNUMBER(D26),IF(AVERAGE(D26:I26)<>MAX(D26:I26),1,0),\"\")","v":0}]
["DALu92","Land Area - 0.6'' Infiltration Basin, MLD res till","ac",0,0,0,0,0,0,{"$f":"IF(ISNUMBER(D27),IF(AVERAGE(D27:I27)<>MAX(D27:I27),1,0),\"\")","v":0}]
["DALu102","Land Area - 0.6'' Infiltration Basin, MHHD resid till","ac",0,0,0,0,0,0,{"$f":"IF(ISNUMBER(D28),IF(AVERAGE(D28:I28)<>MAX(D28:I28),1,0),\"\")","v":0}]
["DALu112","Land Area - 0.6'' Infiltration Basin, comindtr till","ac",1088.000002,1088.000002,1088.000002,1088.000002,1088.000002,1088.000002,{"$f":"IF(ISNUMBER(D29),IF(AVERAGE(D29:I29)<>MAX(D29:I29),1,0),\"\")","v":0}]
["DALu122","Land Area - 0.6'' Infiltration Basin, ag till","ac",0,0,0,0,0,0,{"$f":"IF(ISNUMBER(D30),IF(AVERAGE(D30:I30)<>MAX(D30:I30),1,0),\"\")","v":0}]
["DALu132","Land Area - 0.6'' Infiltration Basin, cranberry bog","ac",0,0,0,0,0,0,{"$f":"IF(ISNUMBER(D31),IF(AVERAGE(D31:I31)<>MAX(D31:I31),1,0),\"\")","v":0}]
["DALu142","Land Area - 0.6'' Infiltration Basin, forested wetland","ac",0,0,0,0,0,0,{"$f":"IF(ISNUMBER(D32),IF(AVERAGE(D32:I32)<>MAX(D32:I32),1,0),\"\")","v":0}]
["DALu152","Land Area - 0.6'' Infiltration Basin, nonforested wetlnd","ac",0,0,0,0,0,0,{"$f":"IF(ISNUMBER(D33),IF(AVERAGE(D33:I33)<>MAX(D33:I33),1,0),\"\")","v":0}]
["DALu162","Land Area - 0.6'' Infiltration Basin, water","ac",0,0,0,0,0,0,{"$f":"IF(ISNUMBER(D34),IF(AVERAGE(D34:I34)<>MAX(D34:I34),1,0),\"\")","v":0}]
["DPGwWwtpFix","Wastewater treatment plant I/I repairs","% of leaks",0,0,0,0,0,0,{"$f":"IF(ISNUMBER(D35),IF(AVERAGE(D35:I35)<>MAX(D35:I35),1,0),\"\")","v":0}]
["DPPrice","Percent consumer rate change","%",0,0,0,0,0,0,{"$f":"IF(ISNUMBER(D36),IF(AVERAGE(D36:I36)<>MAX(D36:I36),1,0),\"\")","v":0}]
["DPWtpGwFix","Distribution system leak repairs","% of leaks",0,0,0,0,0,0,{"$f":"IF(ISNUMBER(D37),IF(AVERAGE(D37:I37)<>MAX(D37:I37),1,0),\"\")","v":0}]
["DQAsrAddl","Additional ASR capacity","MG",0,0,0,0,0,0,{"$f":"IF(ISNUMBER(D38),IF(AVERAGE(D38:I38)<>MAX(D38:I38),1,0),\"\")","v":0}]
["DQDmR","Demand reduction","MGD",0,0,0,0,0,0,{"$f":"IF(ISNUMBER(D39),IF(AVERAGE(D39:I39)<>MAX(D39:I39),1,0),\"\")","v":0}]
["DQGwPumpAddl","Additional groundwater pumping capacity","MG",0,0,0,0,0,0,{"$f":"IF(ISNUMBER(D40),IF(AVERAGE(D40:I40)<>MAX(D40:I40),1,0),\"\")","v":0}]
["DQIbtWAddl","Additional IBT potable water capacity","MG",0,0,0,0,0,0,{"$f":"IF(ISNUMBER(D41),IF(AVERAGE(D41:I41)<>MAX(D41:I41),1,0),\"\")","v":0}]
["DQIbtWwAddl","Additional IBT wastewater capacity","MG",0,0,0,0,0,0,{"$f":"IF(ISNUMBER(D42),IF(AVERAGE(D42:I42)<>MAX(D42:I42),1,0),\"\")","v":0}]
["DQNpdistAddl","Additional nonpotable water distribution system capacity","MG",0,0,0,0,0,0,{"$f":"IF(ISNUMBER(D43),IF(AVERAGE(D43:I43)<>MAX(D43:I43),1,0),\"\")","v":0}]
["DQSwPumpAddl","Additional surface water pumping capacity","MG",0,0,0,0,0,0,{"$f":"IF(ISNUMBER(D44),IF(AVERAGE(D44:I44)<>MAX(D44:I44),1,0),\"\")","v":0}]
["DQWrfAddl","Additional WRF capacity","MG",0,0,0,0,0,0,{"$f":"IF(ISNUMBER(D45),IF(AVERAGE(D45:I45)<>MAX(D45:I45),1,0),\"\")","v":0}]
["DQWtpAddl","Additional water treatment capacity","MG",0,0,0,0,0,0,{"$f":"IF(ISNUMBER(D46),IF(AVERAGE(D46:I46)<>MAX(D46:I46),1,0),\"\")","v":0}]
["DQWwtpAddl","Additional wastewater treatment capacity","MG",0,0,0,0,0,0,{"$f":"IF(ISNUMBER(D47),IF(AVERAGE(D47:I47)<>MAX(D47:I47),1,0),\"\")","v":0}]
["DVResAddl","Additional reservoir capacity","MG",0,0,0,0,0,0,{"$f":"IF(ISNUMBER(D48),IF(AVERAGE(D48:I48)<>MAX(D48:I48),1,0),\"\")","v":0}]
["DPriceDummy","Dummy variable","-",0,0,0,0,0,0,{"$f":"IF(ISNUMBER(D49),IF(AVERAGE(D49:I49)<>MAX(D49:I49),1,0),\"\")","v":0}]
["CLuSet1","Land Area w/ Conservation - Cost of land use management set","$/yr",0,0,0,0,0,0,{"$f":"IF(ISNUMBER(D50),IF(AVERAGE(D50:I50)<>MAX(D50:I50),1,0),\"\")","v":0}]
["CLuSet2","0.6'' Infiltration Basin - Cost of land use management set","$/yr",1890.0970460000001,1890.0970460000001,1890.0970460000001,1890.0970460000001,1890.0970460000001,1890.0970460000001,{"$f":"IF(ISNUMBER(D51),IF(AVERAGE(D51:I51)<>MAX(D51:I51),1,0),\"\")","v":0}]
["CCGwPump","Capital cost of groundwater pumping","$/yr",282.05136920000001,282.05136920000001,282.05136920000001,282.05136920000001,282.05136920000001,282.05136920000001,{"$f":"IF(ISNUMBER(D52),IF(AVERAGE(D52:I52)<>MAX(D52:I52),1,0),\"\")","v":0}]
["CGwPump","Total cost of groundwater pumping","$/yr",490.05868729999997,291.19065999999998,291.19065999999998,291.19065999999998,291.19065999999998,291.19065999999998,{"$f":"IF(ISNUMBER(D53),IF(AVERAGE(D53:I53)<>MAX(D53:I53),1,0),\"\")","v":1}]
["CCSwPump","Capital cost of surface water pumping","$/yr",7.2346172639999997,7.2346172639999997,7.2346172639999997,7.2346172639999997,7.2346172639999997,7.2346172639999997,{"$f":"IF(ISNUMBER(D54),IF(AVERAGE(D54:I54)<>MAX(D54:I54),1,0),\"\")","v":0}]
["CSwPump","Total cost of surface water pumping","$/yr",117.80499380000001,124.0212959,124.0212959,124.0212959,124.0212959,124.0212959,{"$f":"IF(ISNUMBER(D55),IF(AVERAGE(D55:I55)<>MAX(D55:I55),1,0),\"\")","v":1}]
["CCWtp","Capital cost of potable water treatment plant","$/yr",398.8593454,398.8593454,398.8593454,398.8593454,398.8593454,398.8593454,{"$f":"IF(ISNUMBER(D56),IF(AVERAGE(D56:I56)<>MAX(D56:I56),1,0),\"\")","v":0}]
["CWtp","Total cost of potable water treatment plant","$/yr",398.8593454,398.8593454,398.8593454,398.8593454,398.8593454,398.8593454,{"$f":"IF(ISNUMBER(D57),IF(AVERAGE(D57:I57)<>MAX(D57:I57),1,0),\"\")","v":0}]
["CWtpUaw","Cost of potable water treatment plant repair","$/yr",0,0,0,0,0,0,{"$f":"IF(ISNUMBER(D58),IF(AVERAGE(D58:I58)<>MAX(D58:I58),1,0),\"\")","v":0}]
["CCWwtp","Capital cost of wastewater treatment plant","$/yr",456.77139240000002,456.77139240000002,456.77139240000002,456.77139240000002,456.77139240000002,456.77139240000002,{"$f":"IF(ISNUMBER(D59),IF(AVERAGE(D59:I59)<>MAX(D59:I59),1,0),\"\")","v":0}]
["CWwtp","Total cost of wastewater treatment plant","$/yr",2971.4674879999998,2971.4674879999998,2971.4674879999998,2971.4674879999998,2971.4674879999998,2971.4674879999998,{"$f":"IF(ISNUMBER(D60),IF(AVERAGE(D60:I60)<>MAX(D60:I60),1,0),\"\")","v":0}]
["CGwWwtp","Total cost of wastewater treatment plant I/I repair","$/yr",0,0,0,0,0,0,{"$f":"IF(ISNUMBER(D61),IF(AVERAGE(D61:I61)<>MAX(D61:I61),1,0),\"\")","v":0}]
["CPPrice","Cost of consumer rate change","$/yr",0,0,0,0,0,0,{"$f":"IF(ISNUMBER(D62),IF(AVERAGE(D62:I62)<>MAX(D62:I62),1,0),\"\")","v":0}]
["CDmd","Cost of direct demand reduction","$/yr",0,0,0,0,0,0,{"$f":"IF(ISNUMBER(D63),IF(AVERAGE(D63:I63)<>MAX(D63:I63),1,0),\"\")","v":0}]
["CCWrf","Capital cost of WRF","$/yr",0,0,0,0,0,0,{"$f":"IF(ISNUMBER(D64),IF(AVERAGE(D64:I64)<>MAX(D64:I64),1,0),\"\")","v":0}]
["CWrf","Total cost of WRF","$/yr",0,0,0,0,0,0,{"$f":"IF(ISNUMBER(D65),IF(AVERAGE(D65:I65)<>MAX(D65:I65),1,0),\"\")","v":0}]
["CCNpdist","Capital cost of nonpotable distribution system","$/yr",0,0,0,0,0,0,{"$f":"IF(ISNUMBER(D66),IF(AVERAGE(D66:I66)<>MAX(D66:I66),1,0),\"\")","v":0}]
["CNpdist","Total cost of nonpotable distribution system","$/yr",0,0,0,0,0,0,{"$f":"IF(ISNUMBER(D67),IF(AVERAGE(D67:I67)<>MAX(D67:I67),1,0),\"\")","v":0}]
["CCAsr","Capital cost of ASR","$/yr",0,0,0,0,0,0,{"$f":"IF(ISNUMBER(D68),IF(AVERAGE(D68:I68)<>MAX(D68:I68),1,0),\"\")","v":0}]
["CAsr","Total cost of ASR","$/yr",0,0,0,0,0,0,{"$f":"IF(ISNUMBER(D69),IF(AVERAGE(D69:I69)<>MAX(D69:I69),1,0),\"\")","v":0}]
["CCRes","Capital cost of reservoir management","$/yr",0,0,0,0,0,0,{"$f":"IF(ISNUMBER(D70),IF(AVERAGE(D70:I70)<>MAX(D70:I70),1,0),\"\")","v":0}]
["CRes","Total cost of reservoir management","$/yr",0,0,0,0,0,0,{"$f":"IF(ISNUMBER(D71),IF(AVERAGE(D71:I71)<>MAX(D71:I71),1,0),\"\")","v":0}]
["CCIbtW","Capital cost of additional IBT potable water","$/yr",0,0,0,0,0,0,{"$f":"IF(ISNUMBER(D72),IF(AVERAGE(D72:I72)<>MAX(D72:I72),1,0),\"\")","v":0}]
["CIbtW","Total cost of IBT potable water","$/yr",362.38375960000002,538.72667030000002,538.72667030000002,538.72667030000002,538.72667030000002,538.72667030000002,{"$f":"IF(ISNUMBER(D73),IF(AVERAGE(D73:I73)<>MAX(D73:I73),1,0),\"\")","v":1}]
["CCIbtWw","Capital cost of additional IBT wastewater","$/yr",0,0,0,0,0,0,{"$f":"IF(ISNUMBER(D74),IF(AVERAGE(D74:I74)<>MAX(D74:I74),1,0),\"\")","v":0}]
["CIbtWw","Total cost of IBT wastewater","$/yr",200.26820230000001,200.26820230000001,200.26820230000001,200.26820230000001,200.26820230000001,200.26820230000001,{"$f":"IF(ISNUMBER(D75),IF(AVERAGE(D75:I75)<>MAX(D75:I75),1,0),\"\")","v":0}]
["CWMake","Penalty for water deficit","$/yr",0,0,0,0,0,0,{"$f":"IF(ISNUMBER(D76),IF(AVERAGE(D76:I76)<>MAX(D76:I76),1,0),\"\")","v":0}]
["CGwMake","Penalty for groundwater deficit","$/yr",0,0,0,0,0,0,{"$f":"IF(ISNUMBER(D77),IF(AVERAGE(D77:I77)<>MAX(D77:I77),1,0),\"\")","v":0}]