Milo Wind Project LLC | 59838_G_GEN1 | 59838 | G | GEN1 |  | Onshore Wind |  | SPP_SPS | New Mexico | 35 | Roosevelt | 41 | 35041 | 50 | 0 | 2016 | 9999 |  |  | N | Wind | [13 empty] | 0 | 0 | 0 | 0
Spring Hill Road | 59839_G_SHRD1 | 59839 | G | SHRD1 |  | Solar PV |  | NENGREST | Massachusetts | 25 | Worcester | 27 | 25027 | 1.9 | 0 | 2015 | 9999 |  |  | N | Solar | [13 empty] | 0 | 0 | 0 | 0
Springbok Solar Farm 2 | 59840_G_SB2 | 59840 | G | SB2 |  | Solar PV |  | WECC_SCE | California | 6 | Kern | 29 | 06029 | 155 | 0 | 2016 | 9999 |  |  | N | Solar | [13 empty] | 0 | 0 | 0 | 0
General Motors Corp at White Marsh MD | 59841_G_PV1 | 59841 | G | PV1 |  | Solar PV |  | PJM_SMAC | Maryland | 24 | Baltimore | 5 | 24005 | 1 | 0 | 2011 | 9999 |  |  | N | Solar | [13 empty] | 0 | 0 | 0 | 0
CNE at Cambridge MD | 59842_G_PV1 | 59842 | G | PV1 |  | Solar PV |  | PJM_EMAC | Maryland | 24 | Dorchester | 19 | 24019 | 3.2 | 0 | 2015 | 9999 |  |  | N | Solar | [13 empty] | 0 | 0 | 0 | 0
Georgia Power at Wadley GA | 59843_G_PV1 | 59843 | G | PV1 |  | Solar PV |  | S_SOU | Georgia | 13 | Jefferson | 163 | 13163 | 1 | 0 | 2014 | 9999 |  |  | N | Solar | [13 empty] | 0 | 0 | 0 | 0
Munich Re Plaza | 59844_G_PZ1 | 59844 | G | PZ1 |  | Solar PV |  | PJM_EMAC | New Jersey | 34 | Middlesex | 23 | 34023 | 1.6 | 0 | 2012 | 9999 |  |  | N | Solar | [13 empty] | 0 | 0 | 0 | 0
Munich Re Plaza | 59844_G_PZ2 | 59844 | G | PZ2 |  | Solar PV |  | PJM_EMAC | New Jersey | 34 | Middlesex | 23 | 34023 | 0.8 | 0 | 2012 | 9999 |  |  | N | Solar | [13 empty] | 0 | 0 | 0 | 0
New River | 59845_G_E1 | 59845 | G | E1 |  | Landfill Gas |  | PJM_West | Virginia | 51 | Pulaski | 155 | 51155 | 0.3 | 13500 | 2013 | 9999 |  |  | N | Landfill Gas | [13 empty] | 0.58809 | 0.58809 | 0.58809 | 0.58809
New River | 59845_G_E10 | 59845 | G | E10 |  | Landfill Gas |  | PJM_West | Virginia | 51 | Pulaski | 155 | 51155 | 0.3 | 13500 | 2013 | 9999 |  |  | N | Landfill Gas | [13 empty] | 0.58809 | 0.58809 | 0.58809 | 0.58809
New River | 59845_G_E11 | 59845 | G | E11 |  | Landfill Gas |  | PJM_West | Virginia | 51 | Pulaski | 155 | 51155 | 0.3 | 13500 | 2013 | 9999 |  |  | N | Landfill Gas | [13 empty] | 0.58809 | 0.58809 | 0.58809 | 0.58809
New River | 59845_G_E12 | 59845 | G | E12 |  | Landfill Gas |  | PJM_West | Virginia | 51 | Pulaski | 155 | 51155 | 0.3 | 13500 | 2013 | 9999 |  |  | N | Landfill Gas | [13 empty] | 0.58809 | 0.58809 | 0.58809 | 0.58809
New River | 59845_G_E13 | 59845 | G | E13 |  | Landfill Gas |  | PJM_West | Virginia | 51 | Pulaski | 155 | 51155 | 0.3 | 13500 | 2013 | 9999 |  |  | N | Landfill Gas | [13 empty] | 0.58809 | 0.58809 | 0.58809 | 0.58809
New River | 59845_G_E14 | 59845 | G | E14 |  | Landfill Gas |  | PJM_West | Virginia | 51 | Pulaski | 155 | 51155 | 0.3 | 13500 | 2013 | 9999 |  |  | N | Landfill Gas | [13 empty] | 0.58809 | 0.58809 | 0.58809 | 0.58809
New River | 59845_G_E15 | 59845 | G | E15 |  | Landfill Gas |  | PJM_West | Virginia | 51 | Pulaski | 155 | 51155 | 0.3 | 13500 | 2013 | 9999 |  |  | N | Landfill Gas | [13 empty] | 0.58809 | 0.58809 | 0.58809 | 0.58809
New River | 59845_G_E16 | 59845 | G | E16 |  | Landfill Gas |  | PJM_West | Virginia | 51 | Pulaski | 155 | 51155 | 0.3 | 13500 | 2013 | 9999 |  |  | N | Landfill Gas | [13 empty] | 0.58809 | 0.58809 | 0.58809 | 0.58809
New River | 59845_G_E17 | 59845 | G | E17 |  | Landfill Gas |  | PJM_West | Virginia | 51 | Pulaski | 155 | 51155 | 0.3 | 13500 | 2013 | 9999 |  |  | N | Landfill Gas | [13 empty] | 0.58809 | 0.58809 | 0.58809 | 0.58809
New River | 59845_G_E18 | 59845 | G | E18 |  | Landfill Gas |  | PJM_West | Virginia | 51 | Pulaski | 155 | 51155 | 0.3 | 13500 | 2013 | 9999 |  |  | N | Landfill Gas | [13 empty] | 0.58809 | 0.58809 | 0.58809 | 0.58809
New River | 59845_G_E2 | 59845 | G | E2 |  | Landfill Gas |  | PJM_West | Virginia | 51 | Pulaski | 155 | 51155 | 0.3 | 13500 | 2013 | 9999 |  |  | N | Landfill Gas | [13 empty] | 0.58809 | 0.58809 | 0.58809 | 0.58809
New River | 59845_G_E3 | 59845 | G | E3 |  | Landfill Gas |  | PJM_West | Virginia | 51 | Pulaski | 155 | 51155 | 0.3 | 13500 | 2013 | 9999 |  |  | N | Landfill Gas | [13 empty] | 0.58809 | 0.58809 | 0.58809 | 0.58809
New River | 59845_G_E4 | 59845 | G | E4 |  | Landfill Gas |  | PJM_West | Virginia | 51 | Pulaski | 155 | 51155 | 0.3 | 13500 | 2013 | 9999 |  |  | N | Landfill Gas | [13 empty] | 0.58809 | 0.58809 | 0.58809 | 0.58809
New River | 59845_G_E5 | 59845 | G | E5 |  | Landfill Gas |  | PJM_West | Virginia | 51 | Pulaski | 155 | 51155 | 0.3 | 13500 | 2013 | 9999 |  |  | N | Landfill Gas | [13 empty] | 0.58809 | 0.58809 | 0.58809 | 0.58809
New River | 59845_G_E6 | 59845 | G | E6 |  | Landfill Gas |  | PJM_West | Virginia | 51 | Pulaski | 155 | 51155 | 0.3 | 13500 | 2013 | 9999 |  |  | N | Landfill Gas | [13 empty] | 0.58809 | 0.58809 | 0.58809 | 0.58809
New River | 59845_G_E7 | 59845 | G | E7 |  | Landfill Gas |  | PJM_West | Virginia | 51 | Pulaski | 155 | 51155 | 0.3 | 13500 | 2013 | 9999 |  |  | N | Landfill Gas | [13 empty] | 0.58809 | 0.58809 | 0.58809 | 0.58809
New River | 59845_G_E8 | 59845 | G | E8 |  | Landfill Gas |  | PJM_West | Virginia | 51 | Pulaski | 155 | 51155 | 0.3 | 13500 | 2013 | 9999 |  |  | N | Landfill Gas | [13 empty] | 0.58809 | 0.58809 | 0.58809 | 0.58809
New River | 59845_G_E9 | 59845 | G | E9 |  | Landfill Gas |  | PJM_West | Virginia | 51 | Pulaski | 155 | 51155 | 0.3 | 13500 | 2013 | 9999 |  |  | N | Landfill Gas | [13 empty] | 0.58809 | 0.58809 | 0.58809 | 0.58809
Northwest Community Hospital | 59847_G_1 | 59847 | G | 1 |  | Combustion Turbine | IC Engine | PJM_COMD | Illinois | 17 | Cook | 31 | 17031 | 0.9 | 11380 | 1996 | 9999 |  |  | Y | Natural Gas, Distillate Fuel Oil | [13 empty] | 0.79266 | 0.79266 | 0.79266 | 0.79266
Northwest Community Hospital | 59847_G_2 | 59847 | G | 2 |  | Combustion Turbine | IC Engine | PJM_COMD | Illinois | 17 | Cook | 31 | 17031 | 0.9 | 11380 | 1996 | 9999 |  |  | Y | Natural Gas, Distillate Fuel Oil | [13 empty] | 0.79266 | 0.79266 | 0.79266 | 0.79266
Northwest Community Hospital | 59847_G_3 | 59847 | G | 3 |  | Combustion Turbine | IC Engine | PJM_COMD | Illinois | 17 | Cook | 31 | 17031 | 0.9 | 11380 | 1996 | 9999 |  |  | Y | Natural Gas, Distillate Fuel Oil | [13 empty] | 0.79266 | 0.79266 | 0.79266 | 0.79266
Northwest Community Hospital | 59847_G_4 | 59847 | G | 4 |  | Combustion Turbine | IC Engine | PJM_COMD | Illinois | 17 | Cook | 31 | 17031 | 0.9 | 11380 | 1996 | 9999 |  |  | Y | Natural Gas, Distillate Fuel Oil | [13 empty] | 0.79266 | 0.79266 | 0.79266 | 0.79266
Pikes Peak Solar Garden 1 LLC | 59848_G_PPSG1 | 59848 | G | PPSG1 |  | Solar PV |  | WECC_CO | Colorado | 8 | El Paso | 41 | 08041 | 2 | 0 | 2015 | 9999 |  |  | N | Solar | [13 empty] | 0 | 0 | 0 | 0
Adams Community Solar Garden LLC | 59849_G_23377 | 59849 | G | 23377 |  | Solar PV |  | WECC_CO | Colorado | 8 | Adams | 1 | 08001 | 1.2 | 0 | 2015 | 9999 |  |  | N | Solar | [13 empty] | 0 | 0 | 0 | 0
Adams Community Solar Garden III LLC | 59850_G_23376 | 59850 | G | 23376 |  | Solar PV |  | WECC_CO | Colorado | 8 | Adams | 1 | 08001 | 1.2 | 0 | 2015 | 9999 |  |  | N | Solar | [13 empty] | 0 | 0 | 0 | 0
Great Bay Solar 1 | 59851_G_GBS01 | 59851 | G | GBS01 |  | Solar PV |  | PJM_EMAC | Maryland | 24 | Somerset | 39 | 24039 | 57 | 0 | 2017 | 9999 |  |  | N | Solar | [13 empty] | 0 | 0 | 0 | 0
North Star Solar Project | 59852_G_NSSP1 | 59852 | G | NSSP1 |  | Solar PV |  | MIS_MNWI | Minnesota | 27 | Chisago | 25 | 27025 | 100 | 0 | 2016 | 9999 |  |  | N | Solar | [13 empty] | 0 | 0 | 0 | 0
Watervliet PV | 59853_G_WVPV1 | 59853 | G | WVPV1 |  | Solar PV |  | PJM_West | Michigan | 26 | Berrien | 21 | 26021 | 4.6 | 0 | 2016 | 9999 |  |  | N | Solar | [13 empty] | 0 | 0 | 0 | 0
OlivePV | 59854_G_OLPV1 | 59854 | G | OLPV1 |  | Solar PV |  | PJM_West | Indiana | 18 | St Joseph | 141 | 18141 | 5 | 0 | 2016 | 9999 |  |  | N | Solar | [13 empty] | 0 | 0 | 0 | 0
Deer Creek PV | 59855_G_DCPV1 | 59855 | G | DCPV1 |  | Solar PV |  | PJM_West | Indiana | 18 | Grant | 53 | 18053 | 2.5 | 0 | 2016 | 9999 |  |  | N | Solar | [13 empty] | 0 | 0 | 0 | 0
SoINCPower6, LLC | 59856_G_SUN1 | 59856 | G | SUN1 |  | Solar PV |  | PJM_Dom | North Carolina | 37 | Gates | 73 | 37073 | 5 | 0 | 2015 | 9999 |  |  | N | Solar | [13 empty] | 0 | 0 | 0 | 0
SoINCPower5, LLC | 59857_G_BAT1 | 59857 | G | BAT1 |  | Solar PV |  | S_VACA | North Carolina | 37 | Nash | 127 | 37127 | 5 | 0 | 2015 | 9999 |  |  | N | Solar | [13 empty] | 0 | 0 | 0 | 0
Johnston Solar | 59858_G_JSI01 | 59858 | G | JSI01 |  | Solar PV |  | NENGREST | Rhode Island | 44 | Providence | 7 | 44007 | 1 | 0 | 2015 | 9999 |  |  | N | Solar | [13 empty] | 0 | 0 | 0 | 0
HP Hood CT | 59860_G_HHOOD | 59860 | G | HHOOD |  | Combustion Turbine |  | PJM_AP | Virginia | 51 | Frederick | 69 | 51069 | 15 | 11373 | 2015 | 9999 |  |  | Y | Natural Gas, Distillate Fuel Oil | [13 empty] | 0.011 | 0.011 | 0.011 | 0.011
Twin Branch PV | 59861_G_TBPV1 | 59861 | G | TBPV1 |  | Solar PV |  | PJM_West | Indiana | 18 | St Joseph | 141 | 18141 | 2.6 | 0 | 2016 | 9999 |  |  | N | Solar | [13 empty] | 0 | 0 | 0 | 0
Fort Benning Solar Facility | 59862_G_1 | 59862 | G | 1 |  | Solar PV |  | S_SOU | Georgia | 13 | Chattahoochee | 53 | 13053 | 30 | 0 | 2015 | 9999 |  |  | N | Solar | [13 empty] | 0 | 0 | 0 | 0
Fort Gordon Solar Facility | 59863_G_1 | 59863 | G | 1 |  | Solar PV |  | S_SOU | Georgia | 13 | Richmond | 245 | 13245 | 30 | 0 | 2016 | 9999 |  |  | N | Solar | [13 empty] | 0 | 0 | 0 | 0
King's Bay Solar Facility | 59864_G_1 | 59864 | G | 1 |  | Solar PV |  | S_SOU | Georgia | 13 | Camden | 39 | 13039 | 30 | 0 | 2016 | 9999 |  |  | N | Solar | [13 empty] | 0 | 0 | 0 | 0
Fort Stewart Solar Facility | 59865_G_1 | 59865 | G | 1 |  | Solar PV |  | S_SOU | Georgia | 13 | Liberty | 179 | 13179 | 30 | 0 | 2016 | 9999 |  |  | N | Solar | [13 empty] | 0 | 0 | 0 | 0
Palmer Solar LLC | 59866_G_11111 | 59866 | G | 11111 |  | Solar PV |  | NENGREST | Massachusetts | 25 | Hampden | 13 | 25013 | 2.5 | 0 | 2013 | 9999 |  |  | N | Solar | [13 empty] | 0 | 0 | 0 | 0
Lockheed Martin Solar System | 59867_G_LMSOL | 59867 | G | LMSOL |  | Solar PV |  | FRCC | Florida | 12 | Pinellas | 103 | 12103 | 1.9 | 0 | 2015 | 9999 |  |  | N | Solar | [13 empty] | 0 | 0 | 0 | 0
Kingbird A Solar LLC | 59868_G_GEN01 | 59868 | G | GEN01 |  | Solar PV |  | WECC_SCE | California | 6 | Kern | 29 | 06029 | 20 | 0 | 2016 | 9999 |  |  | N | Solar | [13 empty] | 0 | 0 | 0 | 0
UC Davis South Campus | 59872_G_UCD1 | 59872 | G | UCD1 |  | Solar PV |  | WEC_CALN | California | 6 | Yolo | 113 | 06113 | 13 | 0 | 2015 | 9999 |  |  | N | Solar | [13 empty] | 0 | 0 | 0 | 0
Lowell Solar Landfill | 59873_G_PV | 59873 | G | PV |  | Solar PV |  | NENGREST | Massachusetts | 25 | Middlesex | 17 | 25017 | 1.3 | 0 | 2013 | 9999 |  |  | N | Solar | [13 empty] | 0 | 0 | 0 | 0
Richland Solar Center | 59874_G_PV1 | 59874 | G | PV1 |  | Solar PV |  | S_SOU | Georgia | 13 | Twiggs | 289 | 13289 | 20 | 0 | 2015 | 9999 |  |  | N | Solar | [13 empty] | 0 | 0 | 0 | 0
Marshall Solar Energy Project | 59875_G_PV1 | 59875 | G | PV1 |  | Solar PV |  | MIS_MNWI | Minnesota | 27 | Lyon | 83 | 27083 | 62.3 | 0 | 2017 | 9999 |  |  | N | Solar | [13 empty] | 0 | 0 | 0 | 0
Marine Corps Logistics Base Solar | 59876_G_1 | 59876 | G | 1 |  | Solar PV |  | S_SOU | Georgia | 13 | Dougherty | 95 | 13095 | 31 | 0 | 2017 | 9999 |  |  | N | Solar | [13 empty] | 0 | 0 | 0 | 0
Riverside RWQCP Fuel Cell | 59877_G_MB20 | 59877 | G | MB20 |  | Fuel Cell |  | WECC_SCE | California | 6 | Riverside | 65 | 06065 | 1.4 | 8653 | 2016 | 9999 |  |  | Y | Natural Gas | [13 empty] | 0 | 0 | 0 | 0
Beaufort Solar, LLC | 59887_G_GEN | 59887 | G | GEN |  | Solar PV |  | S_VACA | North Carolina | 37 | Beaufort | 13 | 37013 | 15 | 0 | 2015 | 9999 |  |  | N | Solar | [13 empty] | 0 | 0 | 0 | 0
CP Bloom Wind LLC | 59888_G_GEN | 59888 | G | GEN |  | Onshore Wind |  | SPP_N | Kansas | 20 | Ford | 57 | 20057 | 178.2 | 0 | 2017 | 9999 |  |  | N | Wind | [13 empty] | 0 | 0 | 0 | 0
Butler Solar Farm 20 | 59891_G_1 | 59891 | G | 1 |  | Solar PV |  | S_SOU | Georgia | 13 | Taylor | 269 | 13269 | 20 | 0 | 2016 | 9999 |  |  | N | Solar | [13 empty] | 0 | 0 | 0 | 0
Pawpaw Solar Plant | 59894_G_1 | 59894 | G | 1 |  | Solar PV |  | S_SOU | Georgia | 13 | Taylor | 269 | 13269 | 30 | 0 | 2016 | 9999 |  |  | N | Solar | [13 empty] | 0 | 0 | 0 | 0
Butler Solar Project 103 | 59896_G_1 | 59896 | G | 1 |  | Solar PV |  | S_SOU | Georgia | 13 | Taylor | 269 | 13269 | 100 | 0 | 2016 | 9999 |  |  | N | Solar | [13 empty] | 0 | 0 | 0 | 0
Taylor County Solar | 59897_G_1 | 59897 | G | 1 |  | Solar PV |  | S_SOU | Georgia | 13 | Taylor | 269 | 13269 | 143 | 0 | 2016 | 9999 |  |  | N | Solar | [13 empty] | 0 | 0 | 0 | 0
SunEnergy1-Scotland Neck, LLC | 59898_G_SE1SN | 59898 | G | SE1SN |  | Solar PV |  | PJM_Dom | North Carolina | 37 | Halifax | 83 | 37083 | 3 | 0 | 2014 | 9999 |  |  | N | Solar | [13 empty] | 0 | 0 | 0 | 0
Choco Solar, LLC | 59899_G_CHOCO | 59899 | G | CHOCO |  | Solar PV |  | S_VACA | North Carolina | 37 | Beaufort | 13 | 37013 | 5 | 0 | 2014 | 9999 |  |  | N | Solar | [13 empty] | 0 | 0 | 0 | 0
Corcoran Solar 3 | 59900_G_C3CA | 59900 | G | C3CA |  | Solar PV |  | WEC_CALN | California | 6 | Kings | 31 | 06031 | 20 | 0 | 2016 | 9999 |  |  | N | Solar | [13 empty] | 0 | 0 | 0 | 0
Albertson Solar LLC | 59901_G_ALBRT | 59901 | G | ALBRT |  | Solar PV |  | S_VACA | North Carolina | 37 | Duplin | 61 | 37061 | 5 | 0 | 2015 | 9999 |  |  | N | Solar | [13 empty] | 0 | 0 | 0 | 0
Western Branch High School | 59904_G_1 | 59904 | G | 1 |  | Solar PV |  | PJM_Dom | Virginia | 51 | Chesapeake City | 550 | 51550 | 1 | 0 | 2016 | 9999 |  |  | N | Solar | [13 empty] | 0 | 0 | 0 | 0
Merck | 59905_G_1 | 59905 | G | 1 |  | Solar PV |  | PJM_Dom | Virginia | 51 | Rockingham | 165 | 51165 | 0.8 | 0 | 2017 | 9999 |  |  | N | Solar | [13 empty] | 0 | 0 | 0 | 0
Moxie Freedom Generation Plant | 59906_G_GEN1 | 59906 | G | GEN1 |  | Combined Cycle |  | PJM_WMAC | Pennsylvania | 42 | Luzerne | 79 | 42079 | 490 | 6250 | 2018 | 9999 |  |  | N | Natural Gas | [13 empty] | 0.011 | 0.011 | 0.011 | 0.011
Moxie Freedom Generation Plant | 59906_G_GEN2 | 59906 | G | GEN2 |  | Combined Cycle |  | PJM_WMAC | Pennsylvania | 42 | Luzerne | 79 | 42079 | 490 | 6250 | 2018 | 9999 |  |  | N | Natural Gas | [13 empty] | 0.011 | 0.011 | 0.011 | 0.011
Mount Olive Solar | 59908_G_2MWPV | 59908 | G | 2MWPV |  | Solar PV |  | S_VACA | North Carolina | 37 | Wayne | 191 | 37191 | 2 | 0 | 2016 | 9999 |  |  | N | Solar | [13 empty] | 0 | 0 | 0 | 0
Philip Morris | 59911_G_1 | 59911 | G | 1 |  | Solar PV |  | PJM_Dom | Virginia | 51 | Chesterfield | 41 | 51041 | 2 | 0 | 2016 | 9999 |  |  | N | Solar | [13 empty] | 0 | 0 | 0 | 0
Freemont Solar Center LLC | 59912_G_FREE | 59912 | G | FREE |  | Solar PV |  | S_VACA | North Carolina | 37 | Lincoln | 109 | 37109 | 5 | 0 | 2016 | 9999 |  |  | N | Solar | [13 empty] | 0 | 0 | 0 | 0
Greensville County Power Station | 59913_G_CT01 | 59913 | G | CT01 |  | Combined Cycle |  | PJM_Dom | Virginia | 51 | Greensville | 81 | 51081 | 324.4 | 6430 | 2018 | 9999 |  |  | N | Natural Gas |  |  |  | DLNB | SCR | 2018 | [7 empty] | 0.006 | 0.006 | 0.006 | 0.006
Greensville County Power Station | 59913_G_CT02 | 59913 | G | CT02 |  | Combined Cycle |  | PJM_Dom | Virginia | 51 | Greensville | 81 | 51081 | 324.4 | 6430 | 2018 | 9999 |  |  | N | Natural Gas |  |  |  | DLNB | SCR | 2018 | [7 empty] | 0.006 | 0.006 | 0.006 | 0.006
Greensville County Power Station | 59913_G_CT03 | 59913 | G | CT03 |  | Combined Cycle |  | PJM_Dom | Virginia | 51 | Greensville | 81 | 51081 | 324.4 | 6430 | 2018 | 9999 |  |  | N | Natural Gas |  |  |  | DLNB | SCR | 2018 | [7 empty] | 0.006 | 0.006 | 0.006 | 0.006
Greensville County Power Station | 59913_G_ST01 | 59913 | G | ST01 |  | Combined Cycle |  | PJM_Dom | Virginia | 51 | Greensville | 81 | 51081 | 611.8 | 6430 | 2018 | 9999 |  |  | N | Natural Gas |  |  |  | DLNB | SCR | 2018 | [7 empty] | 0.006 | 0.006 | 0.006 | 0.006
Crestwood Solar Center LLC | 59914_G_CREST | 59914 | G | CREST |  | Solar PV |  | S_VACA | North Carolina | 37 | Granville | 77 | 37077 | 5 | 0 | 2016 | 9999 |  |  | N | Solar | [13 empty] | 0 | 0 | 0 | 0
Oro Loma | 59915_G_ORCA | 59915 | G | ORCA |  | Solar PV |  | WEC_CALN | California | 6 | Fresno | 19 | 06019 | 20 | 0 | 2017 | 9999 |  |  | N | Solar | [13 empty] | 0 | 0 | 0 | 0
SunE- E Philadelphia Ontario | 59916_G_12307 | 59916 | G | 12307 |  | Solar PV |  | WECC_SCE | California | 6 | San Bernardino | 71 | 06071 | 1 | 0 | 2016 | 9999 |  |  | N | Solar | [13 empty] | 0 | 0 | 0 | 0
Pollocksville Solar | 59917_G_5MWPV | 59917 | G | 5MWPV |  | Solar PV |  | S_VACA | North Carolina | 37 | Jones | 103 | 37103 | 5 | 0 | 2016 | 9999 |  |  | N | Solar | [13 empty] | 0 | 0 | 0 | 0
Nellis Solar PV II | 59919_G_NSPV2 | 59919 | G | NSPV2 |  | Solar PV |  | WECC_SNV | Nevada | 32 | Clark | 3 | 32003 | 15 | 0 | 2015 | 9999 |  |  | N | Solar | [13 empty] | 0 | 0 | 0 | 0
Alpine Power Plant | 59926_G_AI1 | 59926 | G | AI1 | 91051 | Combustion Turbine |  | MIS_LMI | Michigan | 26 | Otsego | 137 | 26137 | 202.6 | 10745 | 2016 | 9999 |  |  | N | Natural Gas, Distillate Fuel Oil |  |  |  | DLNB | [9 empty] | 0.03198 | 0.03198 | 0.03198 | 0.03198
Alpine Power Plant | 59926_G_AI2 | 59926 | G | AI2 | 91052 | Combustion Turbine |  | MIS_LMI | Michigan | 26 | Otsego | 137 | 26137 | 202.6 | 10745 | 2016 | 9999 |  |  | N | Natural Gas, Distillate Fuel Oil |  |  |  | DLNB | [9 empty] | 0.03198 | 0.03198 | 0.03198 | 0.03198
Hunt Road Solar | 59927_G_PV1 | 59927 | G | PV1 |  | Solar PV |  | NENGREST | Massachusetts | 25 | Essex | 9 | 25009 | 4.5 | 0 | 2016 | 9999 |  |  | N | Solar | [13 empty] | 0 | 0 | 0 | 0
Vance Solar Farm, LLC | 59928_G_NB007 | 59928 | G | NB007 |  | Solar PV |  | S_VACA | North Carolina | 37 | Vance | 181 | 37181 | 4.9 | 0 | 2016 | 9999 |  |  | N | Solar | [13 empty] | 0 | 0 | 0 | 0
Cline Solar Farm, LLC | 59929_G_NB007 | 59929 | G | NB007 |  | Solar PV |  | S_VACA | North Carolina | 37 | Burke | 23 | 37023 | 4.9 | 0 | 2016 | 9999 |  |  | N | Solar | [13 empty] | 0 | 0 | 0 | 0
BG Stewart Solar Farm, LLC | 59930_G_NB005 | 59930 | G | NB005 |  | Solar PV |  | S_VACA | North Carolina | 37 | Union | 179 | 37179 | 4.9 | 0 | 2015 | 9999 |  |  | N | Solar | [13 empty] | 0 | 0 | 0 | 0
FCPC Renewable Generation | 59931_G_GEN1 | 59931 | G | GEN1 |  | Non-Fossil Waste |  | MIS_WUMS | Wisconsin | 55 | Milwaukee | 79 | 55079 | 1 | 11067 | 2013 | 9999 |  |  | Y | Non-Fossil Waste | [13 empty] | 0 | 0 | 0 | 0
FCPC Renewable Generation | 59931_G_GEN2 | 59931 | G | GEN2 |  | Non-Fossil Waste |  | MIS_WUMS | Wisconsin | 55 | Milwaukee | 79 | 55079 | 1 | 11067 | 2013 | 9999 |  |  | Y | Non-Fossil Waste | [13 empty] | 0 | 0 | 0 | 0
Fiddler's Canyon 3 | 59932_G_FID3 | 59932 | G | FID3 |  | Solar PV |  | WECC_UT | Utah | 49 | Iron | 21 | 49021 | 3 | 0 | 2015 | 9999 |  |  | N | Solar | [13 empty] | 0 | 0 | 0 | 0
Meadowbrook Solar Farm | 59936_G_NB008 | 59936 | G | NB008 |  | Solar PV |  | S_VACA | North Carolina | 37 | Rowan | 159 | 37159 | 4.9 | 0 | 2016 | 9999 |  |  | N | Solar | [13 empty] | 0 | 0 | 0 | 0
Coats Solar Farm, LLC | 59937_G_NB006 | 59937 | G | NB006 |  | Solar PV |  | S_VACA | North Carolina | 37 | Harnett | 85 | 37085 | 4.9 | 0 | 2016 | 9999 |  |  | N | Solar | [13 empty] | 0 | 0 | 0 | 0
Sky Global Power One | 59938_G_UNIT1 | 59938 | G | UNIT1 |  | Combustion Turbine | IC Engine | ERC_REST | Texas | 48 | Colorado | 89 | 48089 | 8.3 | 10745 | 2016 | 9999 |  |  | N | Natural Gas, Distillate Fuel Oil | [13 empty] | 0.02402 | 0.02402 | 0.02402 | 0.02402
Sky Global Power One | 59938_G_UNIT2 | 59938 | G | UNIT2 |  | Combustion Turbine | IC Engine | ERC_REST | Texas | 48 | Colorado | 89 | 48089 | 8.3 | 10745 | 2016 | 9999 |  |  | N | Natural Gas, Distillate Fuel Oil | [13 empty] | 0.02402 | 0.02402 | 0.02402 | 0.02402
Sky Global Power One | 59938_G_UNIT3 | 59938 | G | UNIT3 |  | Combustion Turbine | IC Engine | ERC_REST | Texas | 48 | Colorado | 89 | 48089 | 8.3 | 10745 | 2016 | 9999 |  |  | N | Natural Gas, Distillate Fuel Oil | [13 empty] | 0.02402 | 0.02402 | 0.02402 | 0.02402
Sky Global Power One | 59938_G_UNIT4 | 59938 | G | UNIT4 |  | Combustion Turbine | IC Engine | ERC_REST | Texas | 48 | Colorado | 89 | 48089 | 8.3 | 10745 | 2016 | 9999 |  |  | N | Natural Gas, Distillate Fuel Oil | [13 empty] | 0.02402 | 0.02402 | 0.02402 | 0.02402
Sky Global Power One | 59938_G_UNIT5 | 59938 | G | UNIT5 |  | Combustion Turbine | IC Engine | ERC_REST | Texas | 48 | Colorado | 89 | 48089 | 8.3 | 10745 | 2016 | 9999 |  |  | N | Natural Gas, Distillate Fuel Oil | [13 empty] | 0.02402 | 0.02402 | 0.02402 | 0.02402
Sky Global Power One | 59938_G_UNIT6 | 59938 | G | UNIT6 |  | Combustion Turbine | IC Engine | ERC_REST | Texas | 48 | Colorado | 89 | 48089 | 8.3 | 10745 | 2016 | 9999 |  |  | N | Natural Gas, Distillate Fuel Oil | [13 empty] | 0.02402 | 0.02402 | 0.02402 | 0.02402
RE Tranquillity | 59939_G_TQ | 59939 | G | TQ |  | Solar PV |  | WEC_CALN | California | 6 | Fresno | 19 | 06019 | 200 | 0 | 2016 | 9999 |  |  | N | Solar | [13 empty] | 0 | 0 | 0 | 0
RE Tranquility 8 | 59940_G_TQ8 | 59940 | G | TQ8 |  | Solar PV |  | WEC_CALN | California | 6 | Fresno | 19 | 06019 | 200 | 0 | 2018 | 9999 |  |  | N | Solar | [13 empty] | 0 | 0 | 0 | 0
Iron Springs Solar, LLC | 59941_G_ISS | 59941 | G | ISS |  | Solar PV |  | WECC_UT | Utah | 49 | Iron | 21 | 49021 | 80 | 0 | 2016 | 9999 |  |  | N | Solar | [13 empty] | 0 | 0 | 0 | 0
Morgan Lancaster 1 | 59942_G_ML1 | 59942 | G | ML1 |  | Solar PV |  | WEC_LADW | California | 6 | Los Angeles | 37 | 06037 | 1.5 | 0 | 2015 | 9999 |  |  | N | Solar | [13 empty] | 0 | 0 | 0 | 0
Rattlesnake Den | 59943_G_1 | 59943 | G | 1 |  | Onshore Wind |  | ERC_WEST | Texas | 48 | Glasscock | 173 | 48173 | 207.2 | 0 | 2015 | 9999 |  |  | N | Wind | [13 empty] | 0 | 0 | 0 | 0
Conetoe II Solar, LLC | 59944_G_CONE1 | 59944 | G | CONE1 |  | Solar PV |  | S_VACA | North Carolina | 37 | Edgecombe | 65 | 37065 | 80 | 0 | 2015 | 9999 |  |  | N | Solar | [13 empty] | 0 | 0 | 0 | 0
Granite Mountain Solar West, LLC | 59945_G_GMSW | 59945 | G | GMSW |  | Solar PV |  | WECC_UT | Utah | 49 | Iron | 21 | 49021 | 50.4 | 0 | 2016 | 9999 |  |  | N | Solar | [13 empty] | 0 | 0 | 0 | 0
Granite Mountain Solar East, LLC | 59946_G_GMSE | 59946 | G | GMSE |  | Solar PV |  | WECC_UT | Utah | 49 | Iron | 21 | 49021 | 80 | 0 | 2016 | 9999 |  |  | N | Solar | [13 empty] | 0 | 0 | 0 | 0
SR Camden | 59947_G_AERO | 59947 | G | AERO |  | Solar PV |  | SPP_WEST | Arkansas | 5 | Calhoun | 13 | 05013 | 12 | 0 | 2015 | 9999 |  |  | N | Solar | [13 empty] | 0 | 0 | 0 | 0
Bakersfield 111 | 59948_G_BF111 | 59948 | G | BF111 |  | Solar PV |  | WECC_SCE | California | 6 | Kern | 29 | 06029 | 1.4 | 0 | 2015 | 9999 |  |  | N | Solar | [13 empty] | 0 | 0 | 0 | 0
AES Warrior Run Energy Storage Project | 59949_G_BESS1 | 59949 | G | BESS1 |  | Energy Storage |  | PJM_AP | Maryland | 24 | Allegany | 1 | 24001 | 11 | 0 | 2015 | 9999 |  |  | N | Energy Storage | [13 empty] | 0 | 0 | 0 | 0
Yadkinville Solar | 59950_G_YAK | 59950 | G | YAK |  | Solar PV |  | S_VACA | North Carolina | 37 | Yadkin | 197 | 37197 | 3.5 | 0 | 2015 | 9999 |  |  | N | Solar | [13 empty] | 0 | 0 | 0 | 0
Potrero Hills Energy Producers | 59952_G_1 | 59952 | G | 1 |  | Landfill Gas |  | WEC_CALN | California | 6 | Solano | 95 | 06095 | 1.6 | 13648 | 2016 | 9999 |  |  | N | Landfill Gas | [13 empty] | 0.15615 | 0.15615 | 0.15615 | 0.15615
Potrero Hills Energy Producers | 59952_G_2 | 59952 | G | 2 |  | Landfill Gas |  | WEC_CALN | California | 6 | Solano | 95 | 06095 | 1.6 | 13648 | 2016 | 9999 |  |  | N | Landfill Gas | [13 empty] | 0.15615 | 0.15615 | 0.15615 | 0.15615
Potrero Hills Energy Producers | 59952_G_3 | 59952 | G | 3 |  | Landfill Gas |  | WEC_CALN | California | 6 | Solano | 95 | 06095 | 1.6 | 13648 | 2016 | 9999 |  |  | N | Landfill Gas | [13 empty] | 0.15615 | 0.15615 | 0.15615 | 0.15615
Potrero Hills Energy Producers | 59952_G_4 | 59952 | G | 4 |  | Landfill Gas |  | WEC_CALN | California | 6 | Solano | 95 | 06095 | 1.6 | 13648 | 2016 | 9999 |  |  | N | Landfill Gas | [13 empty] | 0.15615 | 0.15615 | 0.15615 | 0.15615
Potrero Hills Energy Producers | 59952_G_5 | 59952 | G | 5 |  | Landfill Gas |  | WEC_CALN | California | 6 | Solano | 95 | 06095 | 1.6 | 13648 | 2016 | 9999 |  |  | N | Landfill Gas | [13 empty] | 0.15615 | 0.15615 | 0.15615 | 0.15615
Osceola Solar Facility | 59954_G_XXXXX | 59954 | G | XXXXX |  | Solar PV |  | FRCC | Florida | 12 | Osceola | 97 | 12097 | 3.8 | 0 | 2016 | 9999 |  |  | N | Solar | [13 empty] | 0 | 0 | 0 | 0
Smithfield | 59955_G_GEN01 | 59955 | G | GEN01 |  | Solar PV |  | S_VACA | North Carolina | 37 | Johnston | 101 | 37101 | 1.8 | 0 | 2015 | 9999 |  |  | N | Solar | [13 empty] | 0 | 0 | 0 | 0
ESA Selma | 59956_G_GEN02 | 59956 | G | GEN02 |  | Solar PV |  | S_VACA | North Carolina | 37 | Johnston | 101 | 37101 | 1.8 | 0 | 2015 | 9999 |  |  | N | Solar | [13 empty] | 0 | 0 | 0 | 0
Grand Ridge Battery Projects | 59957_G_GIVB | 59957 | G | GIVB |  | Energy Storage |  | PJM_COMD | Illinois | 17 | Lasalle | 99 | 17099 | 1.5 | 0 | 2013 | 9999 |  |  | N | Energy Storage | [13 empty] | 0 | 0 | 0 | 0
Grand Ridge Battery Projects | 59957_G_GRES | 59957 | G | GRES |  | Energy Storage |  | PJM_COMD | Illinois | 17 | Lasalle | 99 | 17099 | 31.5 | 0 | 2015 | 9999 |  |  | N | Energy Storage | [13 empty] | 0 | 0 | 0 | 0
Milford 2 | 59958_G_MIL2 | 59958 | G | MIL2 |  | Solar PV |  | WECC_UT | Utah | 49 | Beaver | 1 | 49001 | 3 | 0 | 2015 | 9999 |  |  | N | Solar | [13 empty] | 0 | 0 | 0 | 0
Elwood Energy Storage Center | 59959_G_WCBS | 59959 | G | WCBS |  | Energy Storage |  | PJM_COMD | Illinois | 17 | Dupage | 43 | 17043 | 19.8 | 0 | 2015 | 9999 |  |  | N | Energy Storage | [13 empty] | 0 | 0 | 0 | 0
Jake Energy Storage Center | 59960_G_JBS | 59960 | G | JBS |  | Energy Storage |  | PJM_COMD | Illinois | 17 | Will | 197 | 17197 | 19.8 | 0 | 2015 | 9999 |  |  | N | Energy Storage | [13 empty] | 0 | 0 | 0 | 0
Western Antelope Blue Sky B | 59961_G_WABSB | 59961 | G | WABSB |  | Solar PV |  | WEC_LADW | California | 6 | Los Angeles | 37 | 06037 | 20 | 0 | 2016 | 9999 |  |  | N | Solar | [13 empty] | 0 | 0 | 0 | 0
North Lancaster Ranch | 59962_G_NLR | 59962 | G | NLR |  | Solar PV |  | WEC_LADW | California | 6 | Los Angeles | 37 | 06037 | 20 | 0 | 2016 | 9999 |  |  | N | Solar | [13 empty] | 0 | 0 | 0 | 0
Central Antelope Dry Ranch C | 59963_G_CADRC | 59963 | G | CADRC |  | Solar PV |  | WEC_LADW | California | 6 | Los Angeles | 37 | 06037 | 20 | 0 | 2016 | 9999 |  |  | N | Solar | [13 empty] | 0 | 0 | 0 | 0
Elevation Solar C | 59964_G_ELVSC | 59964 | G | ELVSC |  | Solar PV |  | WEC_LADW | California | 6 | Los Angeles | 37 | 06037 | 40 | 0 | 2016 | 9999 |  |  | N | Solar | [13 empty] | 0 | 0 | 0 | 0
Latigo Wind Park | 59965_G_LTIGO | 59965 | G | LTIGO |  | Onshore Wind |  | WECC_UT | Utah | 49 | San Juan | 37 | 49037 | 62.1 | 0 | 2016 | 9999 |  |  | N | Wind | [13 empty] | 0 | 0 | 0 | 0
Camp Lejeune Solar | 59966_G_PV1 | 59966 | G | PV1 |  | Solar PV |  | S_VACA | North Carolina | 37 | Onslow | 133 | 37133 | 12.8 | 0 | 2015 | 9999 |  |  | N | Solar | [13 empty] | 0 | 0 | 0 | 0
Pepperidge Farm Bloomfield | 59967_G_FCB | 59967 | G | FCB |  | Fuel Cell |  | NENG_CT | Connecticut | 9 | Hartford | 3 | 09003 | 1.2 | 8429 | 2008 | 9999 |  |  | Y | Natural Gas | [13 empty] | 0 | 0 | 0 | 0
Pepperidge Farm Bloomfield | 59967_G_FCC | 59967 | G | FCC |  | Fuel Cell |  | NENG_CT | Connecticut | 9 | Hartford | 3 | 09003 | 1.4 | 8653 | 2016 | 9999 |  |  | N | Natural Gas | [13 empty] | 0 | 0 | 0 | 0
Desert Wind Farm, LLC | 59968_G_1 | 59968 | G | 1 |  | Onshore Wind |  | PJM_Dom | North Carolina | 37 | Perquimans | 143 | 37143 | 208 | 0 | 2016 | 9999 |  |  | N | Wind | [13 empty] | 0 | 0 | 0 | 0
Easter | 59971_G_ESTR1 | 59971 | G | ESTR1 |  | Onshore Wind |  | ERC_PHDL | Texas | 48 | Castro | 69 | 48069 | 300 | 0 | 2018 | 9999 |  |  | N | Wind | [13 empty] | 0 | 0 | 0 | 0
Bearkat | 59972_G_BRKAT | 59972 | G | BRKAT |  | Onshore Wind |  | ERC_WEST | Texas | 48 | Glasscock | 173 | 48173 | 360 | 0 | 2018 | 9999 |  |  | N | Wind | [13 empty] | 0 | 0 | 0 | 0
Walt Disney World Solar Facility | 59973_G_WDS1 | 59973 | G | WDS1 |  | Solar PV |  | FRCC | Florida | 12 | Orange | 95 | 12095 | 4.9 | 0 | 2016 | 9999 |  |  | N | Solar | [13 empty] | 0 | 0 | 0 | 0
Golden West Power Partners LLC | 59974_G_GW1 | 59974 | G | GW1 |  | Onshore Wind |  | WECC_CO | Colorado | 8 | El Paso | 41 | 08041 | 250 | 0 | 2015 | 9999 |  |  | N | Wind | [13 empty] | 0 | 0 | 0 | 0
Carousel Wind Farm LLC | 59975_G_CW1 | 59975 | G | CW1 |  | Onshore Wind |  | WECC_CO | Colorado | 8 | Kit Carson | 63 | 08063 | 150 | 0 | 2015 | 9999 |  |  | N | Wind | [13 empty] | 0 | 0 | 0 | 0
RE Astoria | 59976_G_ASTR1 | 59976 | G | ASTR1 |  | Solar PV |  | WECC_SCE | California | 6 | Kern | 29 | 06029 | 100 | 0 | 2016 | 9999 |  |  | N | Solar | [13 empty] | 0 | 0 | 0 | 0
RE Astoria 2 | 59977_G_ASTR2 | 59977 | G | ASTR2 |  | Solar PV |  | WECC_SCE | California | 6 | Kern | 29 | 06029 | 75 | 0 | 2016 | 9999 |  |  | N | Solar | [13 empty] | 0 | 0 | 0 | 0
Enerparc CA2, LLC | 59978_G_ECA22 | 59978 | G | ECA22 |  | Solar PV |  | WEC_CALN | California | 6 | Glenn | 21 | 06021 | 1.5 | 0 | 2016 | 9999 |  |  | N | Solar | [13 empty] | 0 | 0 | 0 | 0
Columbia Solar Energy, LLC | 59979_G_GEN1 | 59979 | G | GEN1 |  | Solar PV |  | WEC_CALN | California | 6 | Contra Costa | 13 | 06013 | 19.2 | 0 | 2015 | 9999 |  |  | N | Solar | [13 empty] | 0 | 0 | 0 | 0
Mashpee Landfill Solar | 59980_G_MASH | 59980 | G | MASH |  | Solar PV |  | NENGREST | Massachusetts | 25 | Barnstable | 1 | 25001 | 1.5 | 0 | 2014 | 9999 |  |  | N | Solar | [13 empty] | 0 | 0 | 0 | 0
New Castle Solar RES | 59981_G_PV1 | 59981 | G | PV1 |  | Solar PV |  | MIS_INKY | Indiana | 18 | Henry | 65 | 18065 | 1.1 | 0 | 2016 | 9999 |  |  | N | Solar | [13 empty] | 0 | 0 | 0 | 0
Scotland Solar RES | 59982_G_PV1 | 59982 | G | PV1 |  | Solar PV |  | MIS_INKY | Indiana | 18 | Greene | 55 | 18055 | 1.1 | 0 | 2015 | 9999 |  |  | N | Solar | [13 empty] | 0 | 0 | 0 | 0
New Haven Solar RES | 59983_G_PV1 | 59983 | G | PV1 |  | Solar PV |  | MIS_INKY | Indiana | 18 | Spencer | 147 | 18147 | 1.1 | 0 | 2016 | 9999 |  |  | N | Solar | [13 empty] | 0 | 0 | 0 | 0
Lanesville Solar RES | 59984_G_PV1 | 59984 | G | PV1 |  | Solar PV |  | MIS_INKY | Indiana | 18 | Harrison | 61 | 18061 | 1.1 | 0 | 2015 | 9999 |  |  | N | Solar | [13 empty] | 0 | 0 | 0 | 0
Ellettsville Solar RES | 59985_G_PV1 | 59985 | G | PV1 |  | Solar PV |  | MIS_INKY | Indiana | 18 | Monroe | 105 | 18105 | 1.1 | 0 | 2016 | 9999 |  |  | N | Solar | [13 empty] | 0 | 0 | 0 | 0
Henryville Solar RES | 59986_G_PV1 | 59986 | G | PV1 |  | Solar PV |  | MIS_INKY | Indiana | 18 | Clark | 19 | 18019 | 1.1 | 0 | 2016 | 9999 |  |  | N | Solar | [13 empty] | 0 | 0 | 0 | 0
Spring Mill Solar RES | 59987_G_PV1 | 59987 | G | PV1 |  | Solar PV |  | MIS_INKY | Indiana | 18 | Lawrence | 93 | 18093 | 1.1 | 0 | 2017 | 9999 |  |  | N | Solar | [13 empty] | 0 | 0 | 0 | 0
Decatur Co. Solar RES (IN) | 59988_G_PV1 | 59988 | G | PV1 |  | Solar PV |  | MIS_INKY | Indiana | 18 | Decatur | 31 | 18031 | 1.1 | 0 | 2017 | 9999 |  |  | N | Solar | [13 empty] | 0 | 0 | 0 | 0
Jackson Co. Solar RES | 59989_G_PV1 | 59989 | G | PV1 |  | Solar PV |  | MIS_INKY | Indiana | 18 | Jackson | 71 | 18071 | 1.1 | 0 | 2017 | 9999 |  |  | N | Solar | [13 empty] | 0 | 0 | 0 | 0
Johnson Co. Solar RES | 59990_G_PV1 | 59990 | G | PV1 |  | Solar PV |  | MIS_INKY | Indiana | 18 | Johnson | 81 | 18081 | 1.1 | 0 | 2016 | 9999 |  |  | N | Solar | [13 empty] | 0 | 0 | 0 | 0
Lebanon Solar 1 | 59991_G_LEB1 | 59991 | G | LEB1 |  | Solar PV |  | NENG_CT | Connecticut | 9 | New London | 11 | 09011 | 2 | 0 | 2017 | 9999 |  |  | N | Solar | [13 empty] | 0 | 0 | 0 | 0
Lebanon Solar 2 | 59992_G_LEB2 | 59992 | G | LEB2 |  | Solar PV |  | NENG_CT | Connecticut | 9 | New London | 11 | 09011 | 2 | 0 | 2017 | 9999 |  |  | N | Solar | [13 empty] | 0 | 0 | 0 | 0
Babcock Solar Energy Center | 59993_G_1 | 59993 | G | 1 |  | Solar PV |  | FRCC | Florida | 12 | Charlotte | 15 | 12015 | 74.5 | 0 | 2016 | 9999 |  |  | N | Solar | [13 empty] | 0 | 0 | 0 | 0
RE Roserock | 59994_G_ROSEK | 59994 | G | ROSEK |  | Solar PV |  | ERC_WEST | Texas | 48 | Pecos | 371 | 48371 | 157.5 | 0 | 2016 | 9999 |  |  | N | Solar | [13 empty] | 0 | 0 | 0 | 0
AEP Milton NaS | 59995_G_1 | 59995 | G | 1 |  | Energy Storage |  | PJM_West | West Virginia | 54 | Cabell | 11 | 54011 | 2 | 0 | 2009 | 9999 |  |  | N | Energy Storage | [13 empty] | 0 | 0 | 0 | 0
Ouchchy PV1 | 59999_G_OUCH1 | 59999 | G | OUCH1 |  | Solar PV |  | S_VACA | North Carolina | 37 | Orange | 135 | 37135 | 3 | 0 | 2015 | 9999 |  |  | N | Solar | [13 empty] | 0 | 0 | 0 | 0
Turkey Creek PV1 | 60000_G_TRKCK | 60000 | G | TRKCK |  | Solar PV |  | PJM_Dom | North Carolina | 37 | Northampton | 131 | 37131 | 13.5 | 0 | 2017 | 9999 |  |  | N | Solar | [13 empty] | 0 | 0 | 0 | 0
Clarkstown Landfill Solar Facility | 60004_G_INV#1 | 60004 | G | INV#1 |  | Solar PV |  | NY_Z_G-I | New York | 36 | Rockland | 87 | 36087 | 1 | 0 | 2014 | 9999 |  |  | N | Solar | [13 empty] | 0 | 0 | 0 | 0
Clarkstown Landfill Solar Facility | 60004_G_INV#2 | 60004 | G | INV#2 |  | Solar PV |  | NY_Z_G-I | New York | 36 | Rockland | 87 | 36087 | 1 | 0 | 2014 | 9999 |  |  | N | Solar | [13 empty] | 0 | 0 | 0 | 0
Daytona International Speedway Solar | 60005_G_1 | 60005 | G | 1 |  | Solar PV |  | FRCC | Florida | 12 | Volusia | 127 | 12127 | 0.8 | 0 | 2016 | 9999 |  |  | N | Solar | [13 empty] | 0 | 0 | 0 | 0
FIU Solar | 60006_G_1 | 60006 | G | 1 |  | Solar PV |  | FRCC | Florida | 12 | Miami Dade | 86 | 12086 | 0.8 | 0 | 2016 | 9999 |  |  | N | Solar | [13 empty] | 0 | 0 | 0 | 0
Morelos del Sol | 60007_G_MORLS | 60007 | G | MORLS |  | Solar PV |  | WECC_SCE | California | 6 | Kern | 29 | 06029 | 15 | 0 | 2015 | 9999 |  |  | N | Solar | [13 empty] | 0 | 0 | 0 | 0
Hooper Solar | 60008_G_SCCO3 | 60008 | G | SCCO3 |  | Solar PV |  | WECC_CO | Colorado | 8 | Alamosa | 3 | 08003 | 52 | 0 | 2015 | 9999 |  |  | N | Solar | [13 empty] | 0 | 0 | 0 | 0
Murphy Flat Solar | 60009_G_IPMF | 60009 | G | IPMF |  | Solar PV |  | WECC_ID | Idaho | 16 | Owyhee | 73 | 16073 | 20 | 0 | 2017 | 9999 |  |  | N | Solar | [13 empty] | 0 | 0 | 0 | 0
Orchard Ranch Solar | 60010_G_IPOR | 60010 | G | IPOR |  | Solar PV |  | WECC_ID | Idaho | 16 | Ada | 1 | 16001 | 20 | 0 | 2017 | 9999 |  |  | N | Solar | [13 empty] | 0 | 0 | 0 | 0
American Falls Solar | 60011_G_IPAF | 60011 | G | IPAF |  | Solar PV |  | WECC_ID | Idaho | 16 | Power | 77 | 16077 | 20 | 0 | 2017 | 9999 |  |  | N | Solar | [13 empty] | 0 | 0 | 0 | 0
American Falls Solar II | 60012_G_IPAF2 | 60012 | G | IPAF2 |  | Solar PV |  | WECC_ID | Idaho | 16 | Power | 77 | 16077 | 20 | 0 | 2017 | 9999 |  |  | N | Solar | [13 empty] | 0 | 0 | 0 | 0
Grant Wind, LLC | 60013_G_GRANT | 60013 | G | GRANT |  | Onshore Wind |  | SPP_WEST | Oklahoma | 40 | Grant | 53 | 40053 | 151.8 | 0 | 2016 | 9999 |  |  | N | Wind | [13 empty] | 0 | 0 | 0 | 0
Manatee Solar Energy Center | 60014_G_1 | 60014 | G | 1 |  | Solar PV |  | FRCC | Florida | 12 | Manatee | 81 | 12081 | 74.5 | 0 | 2016 | 9999 |  |  | N | Solar | [13 empty] | 0 | 0 | 0 | 0
Findlay Wind Farm | 60015_G_WNDW1 | 60015 | G | WNDW1 |  | Onshore Wind |  | PJM_West | Ohio | 39 | Hancock | 63 | 39063 | 3 | 0 | 2015 | 9999 |  |  | N | Wind | [13 empty] | 0 | 0 | 0 | 0
MESA 1 | 60016_G_A | 60016 | G | A |  | Energy Storage |  | WECC_PNW | Washington | 53 | Snohomish | 61 | 53061 | 1 | 0 | 2015 | 9999 |  |  | N | Energy Storage | [13 empty] | 0 | 0 | 0 | 0
MESA 1 | 60016_G_B | 60016 | G | B |  | Energy Storage |  | WECC_PNW | Washington | 53 | Snohomish | 61 | 53061 | 1 | 0 | 2016 | 9999 |  |  | N | Energy Storage | [13 empty] | 0 | 0 | 0 | 0
Domino Farms Solar | 60017_G_1 | 60017 | G | 1 |  | Solar PV |  | MIS_LMI | Michigan | 26 | Washtenaw | 161 | 26161 | 1 | 0 | 2015 | 9999 |  |  | N | Solar | [13 empty] | 0 | 0 | 0 | 0
Ford World Headquarters | 60018_G_1 | 60018 | G | 1 |  | Solar PV |  | MIS_LMI | Michigan | 26 | Wayne | 163 | 26163 | 1 | 0 | 2015 | 9999 |  |  | N | Solar | [13 empty] | 0 | 0 | 0 | 0
Greenwood Solar Farm | 60019_G_1 | 60019 | G | 1 |  | Solar PV |  | MIS_LMI | Michigan | 26 | St Clair | 147 | 26147 | 1.9 | 0 | 2016 | 9999 |  |  | N | Solar | [13 empty] | 0 | 0 | 0 | 0
MESA 2 | 60021_G_MESA2 | 60021 | G | MESA2 |  | Energy Storage |  | WECC_PNW | Washington | 53 | Snohomish | 61 | 53061 | 2.4 | 0 | 2017 | 9999 |  |  | N | Energy Storage | [13 empty] | 0 | 0 | 0 | 0
Oxford | 60022_G_OXFRD | 60022 | G | OXFRD |  | Solar PV |  | NENGREST | Massachusetts | 25 | Worcester | 27 | 25027 | 2.8 | 0 | 2014 | 9999 |  |  | N | Solar | [13 empty] | 0 | 0 | 0 | 0
SR Jenkins Ft Lupton | 60023_G_FTLUP | 60023 | G | FTLUP |  | Solar PV |  | WECC_CO | Colorado | 8 | Weld | 123 | 08123 | 13 | 0 | 2016 | 9999 |  |  | N | Solar | [13 empty] | 0 | 0 | 0 | 0
Eight Flags Energy | 60025_G_01 | 60025 | G | 01 |  | Combustion Turbine |  | FRCC | Florida | 12 | Nassau | 89 | 12089 | 19.8 | 10745 | 2016 | 9999 |  |  | Y | Natural Gas, Distillate Fuel Oil | [13 empty] | 0.011 | 0.011 | 0.011 | 0.011
Little Rock Pham Solar | 60026_G_PV1 | 60026 | G | PV1 |  | Solar PV |  | WEC_LADW | California | 6 | Los Angeles | 37 | 06037 | 3 | 0 | 2015 | 9999 |  |  | N | Solar | [13 empty] | 0 | 0 | 0 | 0
Adera Solar | 60027_G_ADERA | 60027 | G | ADERA |  | Solar PV |  | WEC_CALN | California | 6 | Madera | 39 | 06039 | 20 | 0 | 2015 | 9999 |  |  | N | Solar | [13 empty] | 0 | 0 | 0 | 0
CES VMT Solar | 60029_G_VMMD | 60029 | G | VMMD |  | Solar PV |  | PJM_AP | Maryland | 24 | Washington | 43 | 24043 | 1.1 | 0 | 2015 | 9999 |  |  | N | Solar | [13 empty] | 0 | 0 | 0 | 0
SunE Rochester | 60032_G_RCHTR | 60032 | G | RCHTR |  | Solar PV |  | WECC_SCE | California | 6 | San Bernardino | 71 | 06071 | 1 | 0 | 2016 | 9999 |  |  | N | Solar | [13 empty] | 0 | 0 | 0 | 0
CA Flats Solar 130, LLC | 60033_G_GEN01 | 60033 | G | GEN01 |  | Solar PV |  | WEC_CALN | California | 6 | San Luis Obispo | 79 | 06079 | 130 | 0 | 2017 | 9999 |  |  | N | Solar | [13 empty] | 0 | 0 | 0 | 0
Tequesquite Landfill Solar PV Project | 60035_G_RPU1 | 60035 | G | RPU1 |  | Solar PV |  | WECC_SCE | California | 6 | Riverside | 65 | 06065 | 7.3 | 0 | 2015 | 9999 |  |  | N | Solar | [13 empty] | 0 | 0 | 0 | 0
CCBC-Catonsville | 60036_G_PV1 | 60036 | G | PV1 |  | Solar PV |  | PJM_SMAC | Maryland | 24 | Howard | 27 | 24027 | 1.6 | 0 | 2015 | 9999 |  |  | N | Solar | [13 empty] | 0 | 0 | 0 | 0
Owens Corning Headquarters | 60038_G_PV1 | 60038 | G | PV1 |  | Solar PV |  | PJM_ATSI | Ohio | 39 | Lucas | 95 | 39095 | 2.1 | 0 | 2015 | 9999 |  |  | N | Solar | [13 empty] | 0 | 0 | 0 | 0
Frontier Solar LLC | 60039_G_FTRS | 60039 | G | FTRS |  | Solar PV |  | WEC_CALN | California | 6 | Stanislaus | 99 | 06099 | 20 | 0 | 2016 | 9999 |  |  | N | Solar | [13 empty] | 0 | 0 | 0 | 0
UI RCP New Haven Fuel Cell | 60040_G_NHFC | 60040 | G | NHFC |  | Fuel Cell |  | NENG_CT | Connecticut | 9 | New Haven | 9 | 09009 | 2.5 | 9500 | 2015 | 9999 |  |  | N | Natural Gas | [13 empty] | 0 | 0 | 0 | 0
Buckthorn Solar 1 | 60044_G_BKTH1 | 60044 | G | BKTH1 |  | Solar PV |  | ERC_WEST | Texas | 48 | Pecos | 371 | 48371 | 202 | 0 | 2017 | 9999 |  |  | N | Solar | [13 empty] | 0 | 0 | 0 | 0
Shoreham Solar Commons | 60045_G_GEN1 | 60045 | G | GEN1 |  | Solar PV |  | NY_Z_K | New York | 36 | Suffolk | 103 | 36103 | 24.9 | 0 | 2017 | 9999 |  |  | N | Solar | [13 empty] | 0 | 0 | 0 | 0
Portage Solar | 60046_G_PV7 | 60046 | G | PV7 |  | Solar PV |  | MIS_INKY | Indiana | 18 | Porter | 127 | 18127 | 1.5 | 0 | 2012 | 9999 |  |  | N | Solar | [13 empty] | 0 | 0 | 0 | 0
Middlebury Solar | 60047_G_PV6 | 60047 | G | PV6 |  | Solar PV |  | MIS_INKY | Indiana | 18 | Elkhart | 39 | 18039 | 1.5 | 0 | 2012 | 9999 |  |  | N | Solar | [13 empty] | 0 | 0 | 0 | 0
TWE Chocowinity Solar, LLC | 60048_G_FLS1 | 60048 | G | FLS1 |  | Solar PV |  | S_VACA | North Carolina | 37 | Beaufort | 13 | 37013 | 4.5 | 0 | 2015 | 9999 |  |  | N | Solar | [13 empty] | 0 | 0 | 0 | 0
Golden Hills Wind | 60049_G_GE | 60049 | G | GE |  | Onshore Wind |  | WEC_CALN | California | 6 | Alameda | 1 | 06001 | 85.9 | 0 | 2015 | 9999 |  |  | N | Wind | [13 empty] | 0 | 0 | 0 | 0
Innovative Solar 10 | 60050_G_FLS1 | 60050 | G | FLS1 |  | Solar PV |  | S_VACA | North Carolina | 37 | Haywood | 87 | 37087 | 1.5 | 0 | 2015 | 9999 |  |  | N | Solar | [13 empty] | 0 | 0 | 0 | 0
Innovative Solar 18, LLC | 60051_G_FLS1 | 60051 | G | FLS1 |  | Solar PV |  | S_VACA | North Carolina | 37 | Rutherford | 161 | 37161 | 1.9 | 0 | 2015 | 9999 |  |  | N | Solar | [13 empty] | 0 | 0 | 0 | 0
Innovative Solar 26, LLC | 60052_G_FLS1 | 60052 | G | FLS1 |  | Solar PV |  | S_VACA | North Carolina | 37 | Burke | 23 | 37023 | 1.9 | 0 | 2015 | 9999 |  |  | N | Solar | [13 empty] | 0 | 0 | 0 | 0
Innovative Solar 63, LLC | 60053_G_FLS1 | 60053 | G | FLS1 |  | Solar PV |  | S_VACA | North Carolina | 37 | Greene | 79 | 37079 | 4.9 | 0 | 2016 | 9999 |  |  | N | Solar | [13 empty] | 0 | 0 | 0 | 0
UI RCP Bridgeport Seaside | 60054_G_BPFC | 60054 | G | BPFC |  | Fuel Cell |  | NENG_CT | Connecticut | 9 | Fairfield | 1 | 09001 | 2.8 | 9500 | 2015 | 9999 |  |  | N | Natural Gas | [13 empty] | 0 | 0 | 0 | 0
UI RCP Bridgeport Seaside | 60054_G_BPPV | 60054 | G | BPPV |  | Solar PV |  | NENG_CT | Connecticut | 9 | Fairfield | 1 | 09001 | 2.2 | 0 | 2016 | 9999 |  |  | N | Solar | [13 empty] | 0 | 0 | 0 | 0
Innovative Solar 16 | 60055_G_FLS1 | 60055 | G | FLS1 |  | Solar PV |  | S_VACA | North Carolina | 37 | Henderson | 89 | 37089 | 2 | 0 | 2015 | 9999 |  |  | N | Solar | [13 empty] | 0 | 0 | 0 | 0
Syncarpha Palmer, LLC | 60056_G_SYNPA | 60056 | G | SYNPA |  | Solar PV |  | NENGREST | Massachusetts | 25 | Hampden | 13 | 25013 | 4.8 | 0 | 2015 | 9999 |  |  | N | Solar | [13 empty] | 0 | 0 | 0 | 0
Steel Bridge Solar, LLC | 60057_G_STEEL | 60057 | G | STEEL |  | Solar PV |  | WECC_PNW | Oregon | 41 | Polk | 53 | 41053 | 2.3 | 0 | 2016 | 9999 |  |  | N | Solar | [13 empty] | 0 | 0 | 0 | 0
River Bend Solar, LLC | 60058_G_RVRBN | 60058 | G | RVRBN |  | Solar PV |  | S_C_TVA | Alabama | 1 | Lauderdale | 77 | 01077 | 75 | 0 | 2016 | 9999 |  |  | N | Solar | [13 empty] | 0 | 0 | 0 | 0
Los Vientos V Wind Power | 60059_G_1 | 60059 | G | 1 |  | Onshore Wind |  | ERC_REST | Texas | 48 | Starr | 427 | 48427 | 110 | 0 | 2015 | 9999 |  |  | N | Wind | [13 empty] | 0 | 0 | 0 | 0
Lindberg FIeld Solar | 60060_G_SDIA2 | 60060 | G | SDIA2 |  | Solar PV |  | WEC_SDGE | California | 6 | San Diego | 73 | 06073 | 1.7 | 0 | 2016 | 9999 |  |  | N | Solar | [13 empty] | 0 | 0 | 0 | 0
Lindberg FIeld Solar | 60060_G_SDIAA | 60060 | G | SDIAA |  | Solar PV |  | WEC_SDGE | California | 6 | San Diego | 73 | 06073 | 0.5 | 0 | 2015 | 9999 |  |  | N | Solar | [13 empty] | 0 | 0 | 0 | 0
Lindberg FIeld Solar | 60060_G_SDIAB | 60060 | G | SDIAB |  | Solar PV |  | WEC_SDGE | California | 6 | San Diego | 73 | 06073 | 0.5 | 0 | 2015 | 9999 |  |  | N | Solar | [13 empty] | 0 | 0 | 0 | 0
Citrus Solar Energy Center | 60061_G_1 | 60061 | G | 1 |  | Solar PV |  | FRCC | Florida | 12 | Desoto | 27 | 12027 | 74.5 | 0 | 2016 | 9999 |  |  | N | Solar | [13 empty] | 0 | 0 | 0 | 0
Avalon Solar II | 60062_G_ASII | 60062 | G | ASII |  | Solar PV |  | WECC_AZ | Arizona | 4 | Pima | 19 | 04019 | 16 | 0 | 2016 | 9999 |  |  | N | Solar | [13 empty] | 0 | 0 | 0 | 0
Live Oak Solar, LLC | 60063_G_LVEOK | 60063 | G | LVEOK |  | Solar PV |  | S_SOU | Georgia | 13 | Candler | 43 | 13043 | 51 | 0 | 2016 | 9999 |  |  | N | Solar | [13 empty] | 0 | 0 | 0 | 0
White Pine Solar, LLC | 60064_G_WHTPN | 60064 | G | WHTPN |  | Solar PV |  | S_SOU | Georgia | 13 | Taylor | 269 | 13269 | 101.2 | 0 | 2016 | 9999 |  |  | N | Solar | [13 empty] | 0 | 0 | 0 | 0
Federal Road Solar 1, LLC | 60065_G_FEDRD | 60065 | G | FEDRD |  | Solar PV |  | NENGREST | Massachusetts | 25 | Plymouth | 23 | 25023 | 4.4 | 0 | 2015 | 9999 |  |  | N | Solar | [13 empty] | 0 | 0 | 0 | 0
BWC Swan Pond River | 60067_G_SPRMA | 60067 | G | SPRMA |  | Solar PV |  | NENGREST | Massachusetts | 25 | Bristol | 5 | 25005 | 1.6 | 0 | 2015 | 9999 |  |  | N | Solar | [13 empty] | 0 | 0 | 0 | 0
Grand View Solar Two | 60068_G_GVS2 | 60068 | G | GVS2 |  | Solar PV |  | WECC_ID | Idaho | 16 | Elmore | 39 | 16039 | 60 | 0 | 2016 | 9999 |  |  | N | Solar | [13 empty] | 0 | 0 | 0 | 0
Grand View Solar Two | 60068_G_GVS5 | 60068 | G | GVS5 |  | Solar PV |  | WECC_ID | Idaho | 16 | Elmore | 39 | 16039 | 20 | 0 | 2016 | 9999 |  |  | N | Solar | [13 empty] | 0 | 0 | 0 | 0
Cedar Bluff Wind, LLC | 60069_G_CBLF1 | 60069 | G | CBLF1 |  | Onshore Wind |  | SPP_N | Kansas | 20 | Ness | 135 | 20135 | 198.6 | 0 | 2015 | 9999 |  |  | N | Wind | [13 empty] | 0 | 0 | 0 | 0
Perry Solar Facility | 60071_G_XXXXX | 60071 | G | XXXXX |  | Solar PV |  | FRCC | Florida | 12 | Taylor | 123 | 12123 | 5.1 | 0 | 2016 | 9999 |  |  | N | Solar | [13 empty] | 0 | 0 | 0 | 0
Neisler Street Solar | 60072_G_NSS1 | 60072 | G | NSS1 |  | Solar PV |  | S_VACA | North Carolina | 37 | Cleveland | 45 | 37045 | 2 | 0 | 2015 | 9999 |  |  | N | Solar | [13 empty] | 0 | 0 | 0 | 0
Leominster | 60073_G_SNLEO | 60073 | G | SNLEO |  | Solar PV |  | NENGREST | Massachusetts | 25 | Worcester | 27 | 25027 | 2 | 0 | 2015 | 9999 |  |  | N | Solar | [13 empty] | 0 | 0 | 0 | 0
North Adams Landfill | 60074_G_SNNOA | 60074 | G | SNNOA |  | Solar PV |  | NENGREST | Massachusetts | 25 | Berkshire | 3 | 25003 | 2.2 | 0 | 2015 | 9999 |  |  | N | Solar | [13 empty] | 0 | 0 | 0 | 0
Fisher Road Solar | 60075_G_SYFRS | 60075 | G | SYFRS |  | Solar PV |  | NENGREST | Massachusetts | 25 | Bristol | 5 | 25005 | 4.6 | 0 | 2015 | 9999 |  |  | N | Solar | [13 empty] | 0 | 0 | 0 | 0
Palmer Landfill | 60076_G_SYNPL | 60076 | G | SYNPL |  | Solar PV |  | NENGREST | Massachusetts | 25 | Hampden | 13 | 25013 | 4 | 0 | 2016 | 9999 |  |  | N | Solar | [13 empty] | 0 | 0 | 0 | 0
CED Avenal | 60077_G_AVCA | 60077 | G | AVCA |  | Solar PV |  | WEC_CALN | California | 6 | Kings | 31 | 06031 | 15.8 | 0 | 2017 | 9999 |  |  | N | Solar | [13 empty] | 0 | 0 | 0 | 0
CED Ducor 1 | 60078_G_DU1CA | 60078 | G | DU1CA |  | Solar PV |  | WECC_SCE | California | 6 | Tulare | 107 | 06107 | 20 | 0 | 2016 | 9999 |  |  | N | Solar | [13 empty] | 0 | 0 | 0 | 0
CED Ducor 2 | 60079_G_DU2CA | 60079 | G | DU2CA |  | Solar PV |  | WECC_SCE | California | 6 | Tulare | 107 | 06107 | 20 | 0 | 2016 | 9999 |  |  | N | Solar | [13 empty] | 0 | 0 | 0 | 0
CED Ducor 3 | 60080_G_DU3CA | 60080 | G | DU3CA |  | Solar PV |  | WECC_SCE | California | 6 | Tulare | 107 | 06107 | 15 | 0 | 2016 | 9999 |  |  | N | Solar | [13 empty] | 0 | 0 | 0 | 0
CED Ducor 4 | 60081_G_DU4CA | 60081 | G | DU4CA |  | Solar PV |  | WECC_SCE | California | 6 | Tulare | 107 | 06107 | 20 | 0 | 2016 | 9999 |  |  | N | Solar | [13 empty] | 0 | 0 | 0 | 0
White Oak Solar, LLC | 60082_G_WHTOK | 60082 | G | WHTOK |  | Solar PV |  | S_SOU | Georgia | 13 | Burke | 33 | 13033 | 76.5 | 0 | 2016 | 9999 |  |  | N | Solar | [13 empty] | 0 | 0 | 0 | 0
Fresno Solar | 60083_G_PV-S | 60083 | G | PV-S |  | Solar PV |  | WEC_CALN | California | 6 | Fresno | 19 | 06019 | 1.5 | 0 | 2015 | 9999 |  |  | N | Solar | [13 empty] | 0 | 0 | 0 | 0
Fresno Solar | 60083_G_PV-W | 60083 | G | PV-W |  | Solar PV |  | WEC_CALN | California | 6 | Fresno | 19 | 06019 | 1.5 | 0 | 2015 | 9999 |  |  | N | Solar | [13 empty] | 0 | 0 | 0 | 0
PCA-Valdosta Mill | 60084_B_1005 | 60084 | B | 1005 |  | Biomass |  | S_SOU | Georgia | 13 | Lowndes | 185 | 13185 | 5.9 | 12210 | 1964 | 9999 |  |  | Y | Biomass | Wet Scrubber | 1979 | 0.6 | [10 empty] | 0.14053 | 0.14053 | 0.14053 | 0.14053
PCA-Valdosta Mill | 60084_B_1006 | 60084 | B | 1006 |  | Biomass |  | S_SOU | Georgia | 13 | Lowndes | 185 | 13185 | 5.9 | 12210 | 1954 | 9999 |  |  | Y | Biomass | Wet Scrubber | 1979 | 0.6 | [10 empty] | 0.14053 | 0.14053 | 0.14053 | 0.14053
PCA-Valdosta Mill | 60084_B_7020A | 60084 | B | 7020A |  | Biomass |  | S_SOU | Georgia | 13 | Lowndes | 185 | 13185 | 5.9 | 12210 | 2014 | 9999 |  |  | Y | Biomass |  |  |  | LNB | [9 empty] | 0.21763 | 0.21763 | 0.21763 | 0.21763
PCA-Valdosta Mill | 60084_B_7040 | 60084 | B | 7040 |  | Non-Fossil Waste |  | S_SOU | Georgia | 13 | Lowndes | 185 | 13185 | 52 | 11414 | 2011 | 9999 |  |  | Y | Non-Fossil Waste |  |  |  | LNB |  |  |  | ESPH | No |  |  |  |  | 0 | 0 | 0 | 0
AVS Lancaster 1 | 60085_G_PV1 | 60085 | G | PV1 |  | Solar PV |  | WEC_LADW | California | 6 | Los Angeles | 37 | 06037 | 3.7 | 0 | 2016 | 9999 |  |  | N | Solar | [13 empty] | 0 | 0 | 0 | 0
US-TOPCO (Soccer Center) | 60086_G_PV1 | 60086 | G | PV1 |  | Solar PV |  | WEC_LADW | California | 6 | Los Angeles | 37 | 06037 | 3 | 0 | 2016 | 9999 |  |  | N | Solar | [13 empty] | 0 | 0 | 0 | 0
South Plains II | 60087_G_SPII | 60087 | G | SPII |  | Onshore Wind |  | ERC_PHDL | Texas | 48 | Floyd | 153 | 48153 | 300 | 0 | 2016 | 9999 |  |  | N | Wind | [13 empty] | 0 | 0 | 0 | 0
Sunflower Wind Project | 60088_G_SNFLR | 60088 | G | SNFLR |  | Onshore Wind |  | MIS_MAPP | North Dakota | 38 | Morton | 59 | 38059 | 104 | 0 | 2016 | 9999 |  |  | N | Wind | [13 empty] | 0 | 0 | 0 | 0
Elkton Solar | 60089_G_ELKTN | 60089 | G | ELKTN |  | Solar PV |  | PJM_EMAC | Maryland | 24 | Cecil | 15 | 24015 | 1.6 | 0 | 2015 | 9999 |  |  | N | Solar | [13 empty] | 0 | 0 | 0 | 0
Kingbird B Solar, LLC | 60091_G_GEN01 | 60091 | G | GEN01 |  | Solar PV |  | WECC_SCE | California | 6 | Kern | 29 | 06029 | 20 | 0 | 2016 | 9999 |  |  | N | Solar | [13 empty] | 0 | 0 | 0 | 0
Blythe Solar II, LLC | 60092_G_BLCK4 | 60092 | G | BLCK4 |  | Solar PV |  | WECC_SCE | California | 6 | Riverside | 65 | 06065 | 33.2 | 0 | 2016 | 9999 |  |  | N | Solar | [13 empty] | 0 | 0 | 0 | 0
Blythe Solar II, LLC | 60092_G_BLCK5 | 60092 | G | BLCK5 |  | Solar PV |  | WECC_SCE | California | 6 | Riverside | 65 | 06065 | 33.9 | 0 | 2016 | 9999 |  |  | N | Solar | [13 empty] | 0 | 0 | 0 | 0
Blythe Solar II, LLC | 60092_G_BLCK6 | 60092 | G | BLCK6 |  | Solar PV |  | WECC_SCE | California | 6 | Riverside | 65 | 06065 | 32 | 0 | 2016 | 9999 |  |  | N | Solar | [13 empty] | 0 | 0 | 0 | 0
Blythe Solar II, LLC | 60092_G_BLCK7 | 60092 | G | BLCK7 |  | Solar PV |  | WECC_SCE | California | 6 | Riverside | 65 | 06065 | 32.1 | 0 | 2016 | 9999 |  |  | N | Solar | [13 empty] | 0 | 0 | 0 | 0
Blythe Solar 110, LLC | 60093_G_BLCK1 | 60093 | G | BLCK1 |  | Solar PV |  | WECC_SCE | California | 6 | Riverside | 65 | 06065 | 38.7 | 0 | 2016 | 9999 |  |  | N | Solar | [13 empty] | 0 | 0 | 0 | 0
Blythe Solar 110, LLC | 60093_G_BLCK2 | 60093 | G | BLCK2 |  | Solar PV |  | WECC_SCE | California | 6 | Riverside | 65 | 06065 | 36.3 | 0 | 2016 | 9999 |  |  | N | Solar | [13 empty] | 0 | 0 | 0 | 0
Blythe Solar 110, LLC | 60093_G_BLCK3 | 60093 | G | BLCK3 |  | Solar PV |  | WECC_SCE | California | 6 | Riverside | 65 | 06065 | 34.8 | 0 | 2016 | 9999 |  |  | N | Solar | [13 empty] | 0 | 0 | 0 | 0
Town of Chestertown- Chestertown WWTP | 60096_G_PV1 | 60096 | G | PV1 |  | Solar PV |  | PJM_EMAC | Maryland | 24 | Kent | 29 | 24029 | 1 | 0 | 2015 | 9999 |  |  | N | Solar | [13 empty] | 0 | 0 | 0 | 0
Onondaga County - Metro Water Board | 60097_G_PV1 | 60097 | G | PV1 |  | Solar PV |  | NY_Z_C&E | New York | 36 | Onondaga | 67 | 36067 | 1 | 0 | 2016 | 9999 |  |  | N | Solar | [13 empty] | 0 | 0 | 0 | 0
Onondaga County - Oak Orchard WWTP | 60098_G_PV1 | 60098 | G | PV1 |  | Solar PV |  | NY_Z_C&E | New York | 36 | Onondaga | 67 | 36067 | 2 | 0 | 2017 | 9999 |  |  | N | Solar | [13 empty] | 0 | 0 | 0 | 0
Hewlett-Packard (HP) - Andover, MA | 60099_G_PV1 | 60099 | G | PV1 |  | Solar PV |  | NENGREST | Massachusetts | 25 | Essex | 9 | 25009 | 1.7 | 0 | 2017 | 9999 |  |  | N | Solar | [13 empty] | 0 | 0 | 0 | 0
Dinuba Energy | 60100_B_B-1 | 60100 | B | B-1 |  | Biomass |  | WECC_SCE | California | 6 | Tulare | 107 | 06107 | 11.5 | 18029 | 1985 | 9999 |  |  | N | Biomass |  |  |  | NH3 |  |  |  | ESPC + C + WS | No |  |  |  |  | 0.01273 | 0.01273 | 0.01273 | 0.01273
Shelby Randolph Road Solar 1, LLC | 60101_G_SRR | 60101 | G | SRR |  | Solar PV |  | S_VACA | North Carolina | 37 | Cleveland | 45 | 37045 | 1.9 | 0 | 2015 | 9999 |  |  | N | Solar | [13 empty] | 0 | 0 | 0 | 0
Lorin Industries | 60102_G_1 | 60102 | G | 1 |  | Combustion Turbine | IC Engine | MIS_LMI | Michigan | 26 | Muskegon | 121 | 26121 | 0.8 | 14252 | 1990 | 9999 |  |  | Y | Natural Gas, Distillate Fuel Oil | [13 empty] | 2.6658 | 2.6658 | 2.6658 | 2.6658
Lorin Industries | 60102_G_2 | 60102 | G | 2 |  | Combustion Turbine | IC Engine | MIS_LMI | Michigan | 26 | Muskegon | 121 | 26121 | 0.8 | 14252 | 1990 | 9999 |  |  | Y | Natural Gas, Distillate Fuel Oil | [13 empty] | 2.6658 | 2.6658 | 2.6658 | 2.6658
Lorin Industries | 60102_G_3 | 60102 | G | 3 |  | Combustion Turbine | IC Engine | MIS_LMI | Michigan | 26 | Muskegon | 121 | 26121 | 0.8 | 14252 | 1990 | 9999 |  |  | Y | Natural Gas, Distillate Fuel Oil | [13 empty] | 2.6658 | 2.6658 | 2.6658 | 2.6658
Lorin Industries | 60102_G_4 | 60102 | G | 4 |  | Combustion Turbine | IC Engine | MIS_LMI | Michigan | 26 | Muskegon | 121 | 26121 | 0.8 | 14252 | 1990 | 9999 |  |  | Y | Natural Gas, Distillate Fuel Oil | [13 empty] | 2.6658 | 2.6658 | 2.6658 | 2.6658
Javelina Wind Energy, LLC | 60104_G_GEWTG | 60104 | G | GEWTG |  | Onshore Wind |  | ERC_REST | Texas | 48 | Webb | 479 | 48479 | 249.7 | 0 | 2015 | 9999 |  |  | N | Wind | [13 empty] | 0 | 0 | 0 | 0
Lafayette Solar I, LLC | 60105_G_LAF | 60105 | G | LAF |  | Solar PV |  | S_VACA | North Carolina | 37 | Cleveland | 45 | 37045 | 1.9 | 0 | 2015 | 9999 |  |  | N | Solar | [13 empty] | 0 | 0 | 0 | 0
Rockingham Solar, LLC | 60106_G_ROCK | 60106 | G | ROCK |  | Solar PV |  | S_VACA | North Carolina | 37 | Richmond | 153 | 37153 | 4.9 | 0 | 2015 | 9999 |  |  | N | Solar | [13 empty] | 0 | 0 | 0 | 0
York Road Solar I, LLC | 60107_G_YORK | 60107 | G | YORK |  | Solar PV |  | S_VACA | North Carolina | 37 | Cleveland | 45 | 37045 | 1.9 | 0 | 2015 | 9999 |  |  | N | Solar | [13 empty] | 0 | 0 | 0 | 0
SID Solar I, LLC | 60108_G_SID | 60108 | G | SID |  | Solar PV |  | S_VACA | North Carolina | 37 | Cleveland | 45 | 37045 | 4.9 | 0 | 2015 | 9999 |  |  | N | Solar | [13 empty] | 0 | 0 | 0 | 0
UDR Glastonbury Fuel Cell | 60109_G_UDRFC | 60109 | G | UDRFC |  | Fuel Cell |  | NENG_CT | Connecticut | 9 | Hartford | 3 | 09003 | 2.5 | 9500 | 2016 | 9999 |  |  | N | Natural Gas | [13 empty] | 0 | 0 | 0 | 0
Town of Needham VNEM | 60110_G_PV1 | 60110 | G | PV1 |  | Solar PV |  | NENGREST | Massachusetts | 25 | Norfolk | 21 | 25021 | 3 | 0 | 2016 | 9999 |  |  | N | Solar | [13 empty] | 0 | 0 | 0 | 0
Williamsburg Solar LLC VNEM | 60111_G_PV1 | 60111 | G | PV1 |  | Solar PV |  | NENGREST | Massachusetts | 25 | Hampshire | 15 | 25015 | 2.2 | 0 | 2016 | 9999 |  |  | N | Solar | [13 empty] | 0 | 0 | 0 | 0
Oregon Convention Center | 60112_G_PV1 | 60112 | G | PV1 |  | Solar PV |  | WECC_PNW | Oregon | 41 | Multnomah | 51 | 41051 | 1.4 | 0 | 2016 | 9999 |  |  | N | Solar | [13 empty] | 0 | 0 | 0 | 0
Jackson Board of Education-Liberty HS | 60113_G_PV1 | 60113 | G | PV1 |  | Solar PV |  | PJM_EMAC | New Jersey | 34 | Ocean | 29 | 34029 | 1.2 | 0 | 2016 | 9999 |  |  | N | Solar | [13 empty] | 0 | 0 | 0 | 0
Oneida County- DPW | 60114_G_PV1 | 60114 | G | PV1 |  | Solar PV |  | NY_Z_C&E | New York | 36 | Oneida | 65 | 36065 | 1.5 | 0 | 2017 | 9999 |  |  | N | Solar | [13 empty] | 0 | 0 | 0 | 0
Town of Halfmoon | 60115_G_PV1 | 60115 | G | PV1 |  | Solar PV |  | NY_Z_F | New York | 36 | Saratoga | 91 | 36091 | 1 | 0 | 2017 | 9999 |  |  | N | Solar | [13 empty] | 0 | 0 | 0 | 0
BJ's Wholesale Club, Inc- Uxbridge | 60116_G_PV1 | 60116 | G | PV1 |  | Solar PV |  | NENGREST | Massachusetts | 25 | Worcester | 27 | 25027 | 1 | 0 | 2017 | 9999 |  |  | N | Solar | [13 empty] | 0 | 0 | 0 | 0
Western Michigan Solar Gardens | 60117_G_1 | 60117 | G | 1 |  | Solar PV |  | MIS_LMI | Michigan | 26 | Kalamazoo | 77 | 26077 | 1 | 0 | 2016 | 9999 |  |  | N | Solar | [13 empty] | 0 | 0 | 0 | 0
Grand Valley Solar Gardens | 60118_G_1 | 60118 | G | 1 |  | Solar PV |  | MIS_LMI | Michigan | 26 | Ottawa | 139 | 26139 | 3 | 0 | 2016 | 9999 |  |  | N | Solar | [13 empty] | 0 | 0 | 0 | 0
Granby Hydro | 60119_G_GEN1 | 60119 | G | GEN1 |  | Hydro |  | WECC_CO | Colorado | 8 | Grand | 49 | 08049 | 1.2 | 0 | 2016 | 9999 |  |  | N | Hydro | [13 empty] | 0 | 0 | 0 | 0
UCI Fuel Cell | 60120_G_MB-16 | 60120 | G | MB-16 |  | Fuel Cell |  | WECC_SCE | California | 6 | Orange | 59 | 06059 | 1.4 | 9500 | 2015 | 9999 |  |  | Y | Natural Gas | [13 empty] | 0 | 0 | 0 | 0
HCE Johnston I, LLC | 60121_G_HCEJI | 60121 | G | HCEJI |  | Solar PV |  | S_VACA | North Carolina | 37 | Johnston | 101 | 37101 | 2.6 | 0 | 2015 | 9999 |  |  | N | Solar | [13 empty] | 0 | 0 | 0 | 0
Colorado Bend II | 60122_G_CT7 | 60122 | G | CT7 | 91195 | Combined Cycle |  | ERC_REST | Texas | 48 | Wharton | 481 | 48481 | 313.2 | 6250 | 2017 | 9999 |  |  | N | Natural Gas |  |  |  |  | SCR | [8 empty] | 0.00786 | 0.00786 | 0.00786 | 0.00786
Colorado Bend II | 60122_G_CT8 | 60122 | G | CT8 | 91196 | Combined Cycle |  | ERC_REST | Texas | 48 | Wharton | 481 | 48481 | 313.2 | 6250 | 2017 | 9999 |  |  | N | Natural Gas |  |  |  |  | SCR | [8 empty] | 0.00786 | 0.00786 | 0.00786 | 0.00786
Colorado Bend II | 60122_G_STG9 | 60122 | G | STG9 |  | Combined Cycle |  | ERC_REST | Texas | 48 | Wharton | 481 | 48481 | 461.4 | 6250 | 2017 | 9999 |  |  | N | Natural Gas |  |  |  |  | SCR | [8 empty] | 0.00786 | 0.00786 | 0.00786 | 0.00786
Goldfinch | 60124_G_GFNCH | 60124 | G | GFNCH |  | Solar PV |  | FRCC | Florida | 12 | Polk | 105 | 12105 | 3 | 0 | 2016 | 9999 |  |  | N | Solar | [13 empty] | 0 | 0 | 0 | 0
Harpster Wind | 60126_G_H1 | 60126 | G | H1 |  | Onshore Wind |  | PJM_West | Ohio | 39 | Wyandot | 175 | 39175 | 1.5 | 0 | 2016 | 9999 |  |  | N | Wind | [13 empty] | 0 | 0 | 0 | 0
Eastern Shore Solar, LLC | 60127_G_PV1 | 60127 | G | PV1 |  | Solar PV |  | PJM_EMAC | Virginia | 51 | Accomack | 1 | 51001 | 80 | 0 | 2016 | 9999 |  |  | N | Solar | [13 empty] | 0 | 0 | 0 | 0
Zephyr Wind | 60128_G_Z1 | 60128 | G | Z1 |  | Onshore Wind |  | PJM_West | Ohio | 39 | Hancock | 63 | 39063 | 1.5 | 0 | 2015 | 9999 |  |  | N | Wind | [13 empty] | 0 | 0 | 0 | 0
Zephyr Wind | 60128_G_Z2 | 60128 | G | Z2 |  | Onshore Wind |  | PJM_West | Ohio | 39 | Hancock | 63 | 39063 | 1.5 | 0 | 2015 | 9999 |  |  | N | Wind | [13 empty] | 0 | 0 | 0 | 0
Zephyr Wind | 60128_G_Z3 | 60128 | G | Z3 |  | Onshore Wind |  | PJM_West | Ohio | 39 | Hancock | 63 | 39063 | 1.5 | 0 | 2015 | 9999 |  |  | N | Wind | [13 empty] | 0 | 0 | 0 | 0
Red Toad 1425 A Powatan Road, LLC | 60129_G_POW | 60129 | G | POW |  | Solar PV |  | S_VACA | North Carolina | 37 | Johnston | 101 | 37101 | 1.9 | 0 | 2015 | 9999 |  |  | N | Solar | [13 empty] | 0 | 0 | 0 | 0
Big Sand Draw Plant | 60130_G_1 | 60130 | G | 1 |  | Combustion Turbine | IC Engine | WECC_WY | Wyoming | 56 | Fremont | 13 | 56013 | 1.4 | 12194 | 2015 | 9999 |  |  | N | Natural Gas, Distillate Fuel Oil | [13 empty] | 0.79266 | 0.79266 | 0.79266 | 0.79266
Big Sand Draw Plant | 60130_G_2 | 60130 | G | 2 |  | Combustion Turbine | IC Engine | WECC_WY | Wyoming | 56 | Fremont | 13 | 56013 | 1.4 | 12194 | 2015 | 9999 |  |  | N | Natural Gas, Distillate Fuel Oil | [13 empty] | 0.79266 | 0.79266 | 0.79266 | 0.79266
Big Sand Draw Plant | 60130_G_4 | 60130 | G | 4 |  | Combustion Turbine | IC Engine | WECC_WY | Wyoming | 56 | Fremont | 13 | 56013 | 1.4 | 12194 | 2015 | 9999 |  |  | N | Natural Gas, Distillate Fuel Oil | [13 empty] | 0.79266 | 0.79266 | 0.79266 | 0.79266
Big Sand Draw Plant | 60130_G_5 | 60130 | G | 5 |  | Combustion Turbine | IC Engine | WECC_WY | Wyoming | 56 | Fremont | 13 | 56013 | 1.4 | 12194 | 2015 | 9999 |  |  | N | Natural Gas, Distillate Fuel Oil | [13 empty] | 0.79266 | 0.79266 | 0.79266 | 0.79266
Big Sand Draw Plant | 60130_G_6 | 60130 | G | 6 |  | Combustion Turbine | IC Engine | WECC_WY | Wyoming | 56 | Fremont | 13 | 56013 | 1.4 | 12194 | 2015 | 9999 |  |  | N | Natural Gas, Distillate Fuel Oil | [13 empty] | 0.79266 | 0.79266 | 0.79266 | 0.79266
Durham Solar | 60131_G_DURM | 60131 | G | DURM |  | Solar PV |  | S_VACA | North Carolina | 37 | Durham | 63 | 37063 | 3.4 | 0 | 2015 | 9999 |  |  | N | Solar | [13 empty] | 0 | 0 | 0 | 0
New Creek Wind | 60132_G_NCG01 | 60132 | G | NCG01 |  | Onshore Wind |  | PJM_AP | West Virginia | 54 | Grant | 23 | 54023 | 103 | 0 | 2016 | 9999 |  |  | N | Wind | [13 empty] | 0 | 0 | 0 | 0
Morgan Farm, LLC | 60133_G_MOR | 60133 | G | MOR |  | Solar PV |  | S_VACA | North Carolina | 37 | Franklin | 69 | 37069 | 4.9 | 0 | 2015 | 9999 |  |  | N | Solar | [13 empty] | 0 | 0 | 0 | 0
Nashville Farms, LLC | 60134_G_NASH | 60134 | G | NASH |  | Solar PV |  | S_VACA | North Carolina | 37 | Nash | 127 | 37127 | 1.9 | 0 | 2015 | 9999 |  |  | N | Solar | [13 empty] | 0 | 0 | 0 | 0
Cedar Solar, LLC | 60135_G_CED | 60135 | G | CED |  | Solar PV |  | S_VACA | North Carolina | 37 | Duplin | 61 | 37061 | 4.9 | 0 | 2015 | 9999 |  |  | N | Solar | [13 empty] | 0 | 0 | 0 | 0
Elm Solar, LLC | 60136_G_ELM | 60136 | G | ELM |  | Solar PV |  | S_VACA | North Carolina | 37 | Lee | 105 | 37105 | 4.9 | 0 | 2015 | 9999 |  |  | N | Solar | [13 empty] | 0 | 0 | 0 | 0
Glasgow LFGTE | 60137_G_1 | 60137 | G | 1 |  | Landfill Gas |  | PJM_West | Kentucky | 21 | Barren | 9 | 21009 | 1 | 13648 | 2015 | 9999 |  |  | N | Landfill Gas | [13 empty] | 0.24082 | 0.24082 | 0.24082 | 0.24082
Citrus County Combined Cycle Plant | 60138_G_1GTA | 60138 | G | 1GTA |  | Combined Cycle |  | FRCC | Florida | 12 | Citrus | 17 | 12017 | 251.7 | 6250 | 2018 | 9999 |  |  | N | Natural Gas |  |  |  |  | SCR | [8 empty] | 0.011 | 0.011 | 0.011 | 0.011
Citrus County Combined Cycle Plant | 60138_G_1GTB | 60138 | G | 1GTB |  | Combined Cycle |  | FRCC | Florida | 12 | Citrus | 17 | 12017 | 251.7 | 6250 | 2018 | 9999 |  |  | N | Natural Gas |  |  |  |  | SCR | [8 empty] | 0.011 | 0.011 | 0.011 | 0.011
Citrus County Combined Cycle Plant | 60138_G_2GTA | 60138 | G | 2GTA |  | Combined Cycle |  | FRCC | Florida | 12 | Citrus | 17 | 12017 | 251.7 | 6250 | 2018 | 9999 |  |  | N | Natural Gas |  |  |  |  | SCR | [8 empty] | 0.011 | 0.011 | 0.011 | 0.011
Citrus County Combined Cycle Plant | 60138_G_2GTB | 60138 | G | 2GTB |  | Combined Cycle |  | FRCC | Florida | 12 | Citrus | 17 | 12017 | 251.7 | 6250 | 2018 | 9999 |  |  | N | Natural Gas |  |  |  |  | SCR | [8 empty] | 0.011 | 0.011 | 0.011 | 0.011
Citrus County Combined Cycle Plant | 60138_G_CC1ST | 60138 | G | CC1ST |  | Combined Cycle |  | FRCC | Florida | 12 | Citrus | 17 | 12017 | 316.7 | 6250 | 2018 | 9999 |  |  | N | Natural Gas |  |  |  | LNB | SCR | [8 empty] | 0.011 | 0.011 | 0.011 | 0.011
Citrus County Combined Cycle Plant | 60138_G_CC2ST | 60138 | G | CC2ST |  | Combined Cycle |  | FRCC | Florida | 12 | Citrus | 17 | 12017 | 316.7 | 6250 | 2018 | 9999 |  |  | N | Natural Gas |  |  |  | LNB | SCR | [8 empty] | 0.011 | 0.011 | 0.011 | 0.011
Lemoore 1 | 60142_G_LEPV1 | 60142 | G | LEPV1 |  | Solar PV |  | WEC_CALN | California | 6 | Kings | 31 | 06031 | 1.5 | 0 | 2016 | 9999 |  |  | N | Solar | [13 empty] | 0 | 0 | 0 | 0
Peak View Wind Farm | 60143_G_WTG | 60143 | G | WTG |  | Onshore Wind |  | WECC_CO | Colorado | 8 | Huerfano | 55 | 08055 | 60.8 | 0 | 2016 | 9999 |  |  | N | Wind | [13 empty] | 0 | 0 | 0 | 0
Broadview Energy JN, LLC | 60145_G_1 | 60145 | G | 1 |  | Onshore Wind |  | WECC_NM | New Mexico | 35 | Curry | 9 | 35009 | 181.7 | 0 | 2017 | 9999 |  |  | N | Wind | [13 empty] | 0 | 0 | 0 | 0
Cohen Farm Solar, LLC | 60146_G_FLS1 | 60146 | G | FLS1 |  | Solar PV |  | S_VACA | North Carolina | 37 | Lee | 105 | 37105 | 6.5 | 0 | 2016 | 9999 |  |  | N | Solar | [13 empty] | 0 | 0 | 0 | 0
Floyd Solar, LLC | 60147_G_FLS1 | 60147 | G | FLS1 |  | Solar PV |  | S_VACA | North Carolina | 37 | Robeson | 155 | 37155 | 6.5 | 0 | 2016 | 9999 |  |  | N | Solar | [13 empty] | 0 | 0 | 0 | 0
Innovative Solar 43, LLC | 60149_G_FLS1 | 60149 | G | FLS1 |  | Solar PV |  | S_VACA | North Carolina | 37 | Bladen | 17 | 37017 | 50.8 | 0 | 2016 | 9999 |  |  | N | Solar | [13 empty] | 0 | 0 | 0 | 0
Cornell Geneva Solar Farm | 60150_G_ARGOS | 60150 | G | ARGOS |  | Solar PV |  | NY_Z_C&E | New York | 36 | Ontario | 69 | 36069 | 2 | 0 | 2015 | 9999 |  |  | N | Solar | [13 empty] | 0 | 0 | 0 | 0
Building F | 60151_G_BLDGF | 60151 | G | BLDGF |  | Solar PV |  | WEC_LADW | California | 6 | Los Angeles | 37 | 06037 | 1.3 | 0 | 2016 | 9999 |  |  | N | Solar | [13 empty] | 0 | 0 | 0 | 0
Broadview Energy KW, LLC | 60152_G_1 | 60152 | G | 1 |  | Onshore Wind |  | WECC_NM | New Mexico | 35 | Curry | 9 | 35009 | 142.6 | 0 | 2017 | 9999 |  |  | N | Wind | [13 empty] | 0 | 0 | 0 | 0
Building G | 60153_G_BLDGG | 60153 | G | BLDGG |  | Solar PV |  | WEC_LADW | California | 6 | Los Angeles | 37 | 06037 | 1.2 | 0 | 2016 | 9999 |  |  | N | Solar | [13 empty] | 0 | 0 | 0 | 0
Buidling L | 60154_G_BLDG1 | 60154 | G | BLDG1 |  | Solar PV |  | WEC_LADW | California | 6 | Los Angeles | 37 | 06037 | 1 | 0 | 2016 | 9999 |  |  | N | Solar | [13 empty] | 0 | 0 | 0 | 0
Daystar Solar | 60179_G_PV1 | 60179 | G | PV1 |  | Solar PV |  | S_VACA | North Carolina | 37 | Jones | 103 | 37103 | 5 | 0 | 2017 | 9999 |  |  | N | Solar | [13 empty] | 0 | 0 | 0 | 0
Dulles | 60182_G_DULLE | 60182 | G | DULLE |  | Solar PV |  | WECC_SCE | California | 6 | Riverside | 65 | 06065 | 2 | 0 | 2016 | 9999 |  |  | N | Solar | [13 empty] | 0 | 0 | 0 | 0
Freeway Springs | 60183_G_FSPRI | 60183 | G | FSPRI |  | Solar PV |  | WEC_LADW | California | 6 | Los Angeles | 37 | 06037 | 2 | 0 | 2016 | 9999 |  |  | N | Solar | [13 empty] | 0 | 0 | 0 | 0
ADS Renewable Energy-Wolf Creek LLC | 60184_G_GEN1 | 60184 | G | GEN1 |  | Landfill Gas |  | S_SOU | Georgia | 13 | Twiggs | 289 | 13289 | 1.4 | 13500 | 2011 | 9999 |  |  | N | Landfill Gas | [13 empty] | 0.24082 | 0.24082 | 0.24082 | 0.24082
ADS Renewable Energy-Wolf Creek LLC | 60184_G_GEN2 | 60184 | G | GEN2 |  | Landfill Gas |  | S_SOU | Georgia | 13 | Twiggs | 289 | 13289 | 1.4 | 13500 | 2011 | 9999 |  |  | N | Landfill Gas | [13 empty] | 0.24082 | 0.24082 | 0.24082 | 0.24082
Solverde 1 | 60185_G_SOLV1 | 60185 | G | SOLV1 |  | Solar PV |  | WEC_LADW | California | 6 | Los Angeles | 37 | 06037 | 85 | 0 | 2016 | 9999 |  |  | N | Solar | [13 empty] | 0 | 0 | 0 | 0
Antelope DSR 1 | 60186_G_DSR1 | 60186 | G | DSR1 |  | Solar PV |  | WEC_LADW | California | 6 | Los Angeles | 37 | 06037 | 50 | 0 | 2016 | 9999 |  |  | N | Solar | [13 empty] | 0 | 0 | 0 | 0
Antelope DSR 2 | 60187_G_DSR2 | 60187 | G | DSR2 |  | Solar PV |  | WEC_LADW | California | 6 | Los Angeles | 37 | 06037 | 5 | 0 | 2016 | 9999 |  |  | N | Solar | [13 empty] | 0 | 0 | 0 | 0
Conetoe Solar | 60188_G_CON15 | 60188 | G | CON15 |  | Solar PV |  | S_VACA | North Carolina | 37 | Edgecombe | 65 | 37065 | 5 | 0 | 2015 | 9999 |  |  | N | Solar | [13 empty] | 0 | 0 | 0 | 0
Sugar Run Solar | 60189_G_SRS15 | 60189 | G | SRS15 |  | Solar PV |  | PJM_Dom | North Carolina | 37 | Gates | 73 | 37073 | 5 | 0 | 2015 | 9999 |  |  | N | Solar | [13 empty] | 0 | 0 | 0 | 0
HMW Minster PV I | 60190_G_MIN01 | 60190 | G | MIN01 |  | Solar PV |  | PJM_West | Ohio | 39 | Auglaize | 11 | 39011 | 3 | 0 | 2015 | 9999 |  |  | N | Solar | [13 empty] | 0 | 0 | 0 | 0
TWE New Bern Solar Project, LLC | 60191_G_FLS1 | 60191 | G | FLS1 |  | Solar PV |  | S_VACA | North Carolina | 37 | Craven | 49 | 37049 | 4 | 0 | 2016 | 9999 |  |  | N | Solar | [13 empty] | 0 | 0 | 0 | 0
North Fork Community Power | 60192_G_NFCP1 | 60192 | G | NFCP1 |  | Non-Fossil Waste |  | WEC_CALN | California | 6 | Madera | 39 | 06039 | 2 | 14731 | 2018 | 9999 |  |  | Y | Non-Fossil Waste | [13 empty] | 0 | 0 | 0 | 0
Whitethorn Solar LLC | 60193_G_GEN1 | 60193 | G | GEN1 |  | Solar PV |  | WEC_CALN | California | 6 | Alameda | 1 | 06001 | 3.3 | 0 | 2016 | 9999 |  |  | N | Solar | [13 empty] | 0 | 0 | 0 | 0
South Valley Solar Energy Center | 60195_G_SVSEC | 60195 | G | SVSEC |  | Solar PV |  | WECC_NM | New Mexico | 35 | Bernalillo | 1 | 35001 | 9.9 | 0 | 2015 | 9999 |  |  | N | Solar | [13 empty] | 0 | 0 | 0 | 0
Santa Fe Solar Energy Center | 60196_G_SFSEC | 60196 | G | SFSEC |  | Solar PV |  | WECC_NM | New Mexico | 35 | Santa Fe | 49 | 35049 | 9.3 | 0 | 2015 | 9999 |  |  | N | Solar | [13 empty] | 0 | 0 | 0 | 0
Santolina Solar Energy Center | 60197_G_SANTO | 60197 | G | SANTO |  | Solar PV |  | WECC_NM | New Mexico | 35 | Bernalillo | 1 | 35001 | 10.5 | 0 | 2015 | 9999 |  |  | N | Solar | [13 empty] | 0 | 0 | 0 | 0
Rio Communities Solar Energy Center | 60198_G_RCSEC | 60198 | G | RCSEC |  | Solar PV |  | WECC_NM | New Mexico | 35 | Valencia | 61 | 35061 | 9.9 | 0 | 2015 | 9999 |  |  | N | Solar | [13 empty] | 0 | 0 | 0 | 0
County Home Solar Center, LLC | 60199_G_CHSC1 | 60199 | G | CHSC1 |  | Solar PV |  | S_VACA | North Carolina | 37 | Cleveland | 45 | 37045 | 2 | 0 | 2016 | 9999 |  |  | N | Solar | [13 empty] | 0 | 0 | 0 | 0
Laurinburg Solar, LLC (Heelstone) | 60200_G_LAUR | 60200 | G | LAUR |  | Solar PV |  | S_VACA | North Carolina | 37 | Robeson | 155 | 37155 | 1.9 | 0 | 2015 | 9999 |  |  | N | Solar | [13 empty] | 0 | 0 | 0 | 0
CES Cherry Hill Solar | 60201_G_CHNJ | 60201 | G | CHNJ |  | Solar PV |  | PJM_EMAC | New Jersey | 34 | Camden | 7 | 34007 | 1.2 | 0 | 2016 | 9999 |  |  | N | Solar | [13 empty] | 0 | 0 | 0 | 0
Hemlock Solar | 60207_G_HEMLK | 60207 | G | HEMLK |  | Solar PV |  | PJM_Dom | North Carolina | 37 | Northampton | 131 | 37131 | 5 | 0 | 2017 | 9999 |  |  | N | Solar | [13 empty] | 0 | 0 | 0 | 0
Long Farm 46 Solar, LLC | 60208_G_PV1 | 60208 | G | PV1 |  | Solar PV |  | PJM_Dom | North Carolina | 37 | Northampton | 131 | 37131 | 5 | 0 | 2016 | 9999 |  |  | N | Solar | [13 empty] | 0 | 0 | 0 | 0
HXNAir Solar One | 60209_G_HXNAI | 60209 | G | HXNAI |  | Solar PV |  | PJM_Dom | North Carolina | 37 | Halifax | 83 | 37083 | 5 | 0 | 2017 | 9999 |  |  | N | Solar | [13 empty] | 0 | 0 | 0 | 0
Cotton Plains Wind Farm | 60210_G_CPWF | 60210 | G | CPWF |  | Onshore Wind |  | ERC_PHDL | Texas | 48 | Floyd | 153 | 48153 | 50.4 | 0 | 2017 | 9999 |  |  | N | Wind | [13 empty] | 0 | 0 | 0 | 0
NA 1(Hagerstown) | 60213_G_MPSHG | 60213 | G | MPSHG |  | Energy Storage |  | PJM_AP | Maryland | 24 | Washington | 43 | 24043 | 2 | 0 | 2017 | 9999 |  |  | N | Energy Storage | [13 empty] | 0 | 0 | 0 | 0
Rocksprings | 60217_G_RKSP | 60217 | G | RKSP |  | Onshore Wind |  | ERC_REST | Texas | 48 | Val Verde | 465 | 48465 | 149.3 | 0 | 2017 | 9999 |  |  | N | Wind | [13 empty] | 0 | 0 | 0 | 0
Frontier Windpower | 60218_G_FC1 | 60218 | G | FC1 |  | Onshore Wind |  | SPP_WEST | Oklahoma | 40 | Kay | 71 | 40071 | 200 | 0 | 2016 | 9999 |  |  | N | Wind | [13 empty] | 0 | 0 | 0 | 0
Strata Roof 1 | 60219_G_UNIT1 | 60219 | G | UNIT1 |  | Solar PV |  | WEC_BANC | California | 6 | Sacramento | 67 | 06067 | 1 | 0 | 2013 | 9999 |  |  | N | Solar | [13 empty] | 0 | 0 | 0 | 0
Zero Waste Energy Development Co LLC | 60220_G_ZWED1 | 60220 | G | ZWED1 |  | Non-Fossil Waste |  | WEC_CALN | California | 6 | Santa Clara | 85 | 06085 | 0.8 | 11373 | 2015 | 9999 |  |  | Y | Non-Fossil Waste | [13 empty] | 0 | 0 | 0 | 0
Zero Waste Energy Development Co LLC | 60220_G_ZWED2 | 60220 | G | ZWED2 |  | Non-Fossil Waste |  | WEC_CALN | California | 6 | Santa Clara | 85 | 06085 | 0.8 | 13500 | 2015 | 9999 |  |  | N | Non-Fossil Waste | [13 empty] | 0 | 0 | 0 | 0
Bristol Plant | 60222_G_A1 | 60222 | G | A1 |  | Landfill Gas |  | S_C_TVA | Virginia | 51 | Bristol City | 520 | 51520 | 0.3 | 13648 | 2016 | 9999 |  |  | N | Landfill Gas | [13 empty] | 0.58809 | 0.58809 | 0.58809 | 0.58809
Bristol Plant | 60222_G_A2 | 60222 | G | A2 |  | Landfill Gas |  | S_C_TVA | Virginia | 51 | Bristol City | 520 | 51520 | 0.3 | 13648 | 2016 | 9999 |  |  | N | Landfill Gas | [13 empty] | 0.58809 | 0.58809 | 0.58809 | 0.58809
Bristol Plant | 60222_G_A3 | 60222 | G | A3 |  | Landfill Gas |  | S_C_TVA | Virginia | 51 | Bristol City | 520 | 51520 | 0.3 | 13648 | 2016 | 9999 |  |  | N | Landfill Gas | [13 empty] | 0.58809 | 0.58809 | 0.58809 | 0.58809
Bristol Plant | 60222_G_A4 | 60222 | G | A4 |  | Landfill Gas |  | S_C_TVA | Virginia | 51 | Bristol City | 520 | 51520 | 0.3 | 13648 | 2016 | 9999 |  |  | N | Landfill Gas | [13 empty] | 0.58809 | 0.58809 | 0.58809 | 0.58809
Bristol Plant | 60222_G_A5 | 60222 | G | A5 |  | Landfill Gas |  | S_C_TVA | Virginia | 51 | Bristol City | 520 | 51520 | 0.3 | 13648 | 2016 | 9999 |  |  | N | Landfill Gas | [13 empty] | 0.58809 | 0.58809 | 0.58809 | 0.58809
Bristol Plant | 60222_G_A6 | 60222 | G | A6 |  | Landfill Gas |  | S_C_TVA | Virginia | 51 | Bristol City | 520 | 51520 | 0.3 | 13648 | 2016 | 9999 |  |  | N | Landfill Gas | [13 empty] | 0.58809 | 0.58809 | 0.58809 | 0.58809
Bristol Plant | 60222_G_B1 | 60222 | G | B1 |  | Landfill Gas |  | S_C_TVA | Virginia | 51 | Bristol City | 520 | 51520 | 0.3 | 13648 | 2016 | 9999 |  |  | N | Landfill Gas | [13 empty] | 0.58809 | 0.58809 | 0.58809 | 0.58809
Bristol Plant | 60222_G_B2 | 60222 | G | B2 |  | Landfill Gas |  | S_C_TVA | Virginia | 51 | Bristol City | 520 | 51520 | 0.3 | 13648 | 2016 | 9999 |  |  | N | Landfill Gas | [13 empty] | 0.58809 | 0.58809 | 0.58809 | 0.58809
Bristol Plant | 60222_G_B3 | 60222 | G | B3 |  | Landfill Gas |  | S_C_TVA | Virginia | 51 | Bristol City | 520 | 51520 | 0.3 | 13648 | 2016 | 9999 |  |  | N | Landfill Gas | [13 empty] | 0.58809 | 0.58809 | 0.58809 | 0.58809
Bristol Plant | 60222_G_B4 | 60222 | G | B4 |  | Landfill Gas |  | S_C_TVA | Virginia | 51 | Bristol City | 520 | 51520 | 0.3 | 13648 | 2016 | 9999 |  |  | N | Landfill Gas | [13 empty] | 0.58809 | 0.58809 | 0.58809 | 0.58809
Bristol Plant | 60222_G_B5 | 60222 | G | B5 |  | Landfill Gas |  | S_C_TVA | Virginia | 51 | Bristol City | 520 | 51520 | 0.3 | 13648 | 2016 | 9999 |  |  | N | Landfill Gas | [13 empty] | 0.58809 | 0.58809 | 0.58809 | 0.58809
Bristol Plant | 60222_G_B6 | 60222 | G | B6 |  | Landfill Gas |  | S_C_TVA | Virginia | 51 | Bristol City | 520 | 51520 | 0.3 | 13648 | 2016 | 9999 |  |  | N | Landfill Gas | [13 empty] | 0.58809 | 0.58809 | 0.58809 | 0.58809
Bristol Plant | 60222_G_C1 | 60222 | G | C1 |  | Landfill Gas |  | S_C_TVA | Virginia | 51 | Bristol City | 520 | 51520 | 0.3 | 13648 | 2015 | 9999 |  |  | N | Landfill Gas | [13 empty] | 0.58809 | 0.58809 | 0.58809 | 0.58809
Bristol Plant | 60222_G_C2 | 60222 | G | C2 |  | Landfill Gas |  | S_C_TVA | Virginia | 51 | Bristol City | 520 | 51520 | 0.3 | 13648 | 2015 | 9999 |  |  | N | Landfill Gas | [13 empty] | 0.58809 | 0.58809 | 0.58809 | 0.58809
Bristol Plant | 60222_G_C3 | 60222 | G | C3 |  | Landfill Gas |  | S_C_TVA | Virginia | 51 | Bristol City | 520 | 51520 | 0.3 | 13648 | 2015 | 9999 |  |  | N | Landfill Gas | [13 empty] | 0.58809 | 0.58809 | 0.58809 | 0.58809
Bristol Plant | 60222_G_C4 | 60222 | G | C4 |  | Landfill Gas |  | S_C_TVA | Virginia | 51 | Bristol City | 520 | 51520 | 0.3 | 13648 | 2015 | 9999 |  |  | N | Landfill Gas | [13 empty] | 0.58809 | 0.58809 | 0.58809 | 0.58809
Bristol Plant | 60222_G_C5 | 60222 | G | C5 |  | Landfill Gas |  | S_C_TVA | Virginia | 51 | Bristol City | 520 | 51520 | 0.3 | 13648 | 2015 | 9999 |  |  | N | Landfill Gas | [13 empty] | 0.58809 | 0.58809 | 0.58809 | 0.58809
Bristol Plant | 60222_G_C6 | 60222 | G | C6 |  | Landfill Gas |  | S_C_TVA | Virginia | 51 | Bristol City | 520 | 51520 | 0.3 | 13648 | 2015 | 9999 |  |  | N | Landfill Gas | [13 empty] | 0.58809 | 0.58809 | 0.58809 | 0.58809
Equinix San Jose | 60223_G_EQXOO | 60223 | G | EQXOO |  | Fuel Cell |  | WEC_CALN | California | 6 | Santa Clara | 85 | 06085 | 1 | 9500 | 2015 | 9999 |  |  | N | Natural Gas | [13 empty] | 0 | 0 | 0 | 0
Intel Santa Clara | 60224_G_NTL00 | 60224 | G | NTL00 |  | Fuel Cell |  | WEC_CALN | California | 6 | Santa Clara | 85 | 06085 | 1 | 9500 | 2015 | 9999 |  |  | N | Natural Gas | [13 empty] | 0 | 0 | 0 | 0
CMEEC - Bozrah | 60225_G_PV1 | 60225 | G | PV1 |  | Solar PV |  | NENG_CT | Connecticut | 9 | New London | 11 | 09011 | 2.5 | 0 | 2016 | 9999 |  |  | N | Solar | [13 empty] | 0 | 0 | 0 | 0
Rancho Seco Solar, LLC | 60226_G_GEN01 | 60226 | G | GEN01 |  | Solar PV |  | WEC_BANC | California | 6 | Sacramento | 67 | 06067 | 10.8 | 0 | 2016 | 9999 |  |  | N | Solar | [13 empty] | 0 | 0 | 0 | 0
BJ's Wholesale Club Inc Dist Center | 60227_G_PV1 | 60227 | G | PV1 |  | Solar PV |  | PJM_EMAC | New Jersey | 34 | Burlington | 5 | 34005 | 1.4 | 0 | 2016 | 9999 |  |  | N | Solar | [13 empty] | 0 | 0 | 0 | 0
Connecticut Municipal Electric Energy Coop | 60228_G_PV1 | 60228 | G | PV1 |  | Solar PV |  | NENG_CT | Connecticut | 9 | New London | 11 | 09011 | 1 | 0 | 2016 | 9999 |  |  | N | Solar | [13 empty] | 0 | 0 | 0 | 0
Orange County Solar Farm (NY) | 60229_G_PV1 | 60229 | G | PV1 |  | Solar PV |  | NY_Z_G-I | New York | 36 | Orange | 71 | 36071 | 1.5 | 0 | 2017 | 9999 |  |  | N | Solar | [13 empty] | 0 | 0 | 0 | 0
Maricopa County Community Colleges- Estr | 60230_G_PV1 | 60230 | G | PV1 |  | Solar PV |  | WECC_AZ | Arizona | 4 | Maricopa | 13 | 04013 | 1.8 | 0 | 2017 | 9999 |  |  | N | Solar | [13 empty] | 0 | 0 | 0 | 0
Genentech-Oceanside | 60231_G_PV1 | 60231 | G | PV1 |  | Solar PV |  | WEC_SDGE | California | 6 | San Diego | 73 | 06073 | 4.5 | 0 | 2016 | 9999 |  |  | N | Solar | [13 empty] | 0 | 0 | 0 | 0
Genentech-Oceanside | 60231_G_BA1 | 60231 | G | BA1 |  | Energy Storage |  | WEC_SDGE | California | 6 | San Diego | 73 | 06073 | 2 | 0 | 2016 | 9999 |  |  | N | Energy Storage | [13 empty] | 0 | 0 | 0 | 0
Onondaga County- Jamesville | 60232_G_PV1 | 60232 | G | PV1 |  | Solar PV |  | NY_Z_C&E | New York | 36 | Onondaga | 67 | 36067 | 2 | 0 | 2018 | 9999 |  |  | N | Solar | [13 empty] | 0 | 0 | 0 | 0
RE Garland | 60233_G_PV2 | 60233 | G | PV2 |  | Solar PV |  | WECC_SCE | California | 6 | Kern | 29 | 06029 | 185 | 0 | 2016 | 9999 |  |  | N | Solar | [13 empty] | 0 | 0 | 0 | 0
Belle Haven Diesel Generation Facility | 60234_G_BDG10 | 60234 | G | BDG10 |  | Combustion Turbine | IC Engine | PJM_EMAC | Virginia | 51 | Accomack | 1 | 51001 | 2 | 10745 | 2002 | 9999 |  |  | N | Natural Gas, Distillate Fuel Oil | [13 empty] | 1.7761 | 1.7761 | 1.7761 | 1.7761
Belle Haven Diesel Generation Facility | 60234_G_BDG9 | 60234 | G | BDG9 |  | Combustion Turbine | IC Engine | PJM_EMAC | Virginia | 51 | Accomack | 1 | 51001 | 2 | 10745 | 2002 | 9999 |  |  | N | Natural Gas, Distillate Fuel Oil | [13 empty] | 1.7761 | 1.7761 | 1.7761 | 1.7761
Perdue Diesel Generation Facility | 60235_G_PDG5 | 60235 | G | PDG5 |  | Combustion Turbine | IC Engine | PJM_EMAC | Virginia | 51 | Accomack | 1 | 51001 | 2 | 10745 | 2002 | 9999 |  |  | N | Natural Gas, Distillate Fuel Oil | [13 empty] | 1.7761 | 1.7761 | 1.7761 | 1.7761
Perdue Diesel Generation Facility | 60235_G_PDG6 | 60235 | G | PDG6 |  | Combustion Turbine | IC Engine | PJM_EMAC | Virginia | 51 | Accomack | 1 | 51001 | 2 | 10745 | 2002 | 9999 |  |  | N | Natural Gas, Distillate Fuel Oil | [13 empty] | 1.7761 | 1.7761 | 1.7761 | 1.7761
Onancock Diesel Generation Facility | 60236_G_ODG7 | 60236 | G | ODG7 |  | Combustion Turbine | IC Engine | PJM_EMAC | Virginia | 51 | Accomack | 1 | 51001 | 2 | 10745 | 2002 | 9999 |  |  | N | Natural Gas, Distillate Fuel Oil | [13 empty] | 1.7761 | 1.7761 | 1.7761 | 1.7761
Onancock Diesel Generation Facility | 60236_G_ODG8 | 60236 | G | ODG8 |  | Combustion Turbine | IC Engine | PJM_EMAC | Virginia | 51 | Accomack | 1 | 51001 | 2 | 10745 | 2002 | 9999 |  |  | N | Natural Gas, Distillate Fuel Oil | [13 empty] | 1.7761 | 1.7761 | 1.7761 | 1.7761
Midway Solar Farm II | 60237_G_MSF2 | 60237 | G | MSF2 |  | Solar PV |  | WECC_IID | California | 6 | Imperial | 25 | 06025 | 30 | 0 | 2017 | 9999 |  |  | N | Solar | [13 empty] | 0 | 0 | 0 | 0
McDonald Solar Farm, LLC | 60238_G_PV1 | 60238 | G | PV1 |  | Solar PV |  | MIS_INKY | Indiana | 18 | Vigo | 167 | 18167 | 5.2 | 0 | 2015 | 9999 |  |  | N | Solar | [13 empty] | 0 | 0 | 0 | 0
Pastime Farm, LLC | 60239_G_PV1 | 60239 | G | PV1 |  | Solar PV |  | MIS_INKY | Indiana | 18 | Clay | 21 | 18021 | 5.2 | 0 | 2015 | 9999 |  |  | N | Solar | [13 empty] | 0 | 0 | 0 | 0
Yanceyville Farm 3, LLC | 60240_G_1 | 60240 | G | 1 |  | Solar PV |  | S_VACA | North Carolina | 37 | Caswell | 33 | 37033 | 4.9 | 0 | 2015 | 9999 |  |  | N | Solar | [13 empty] | 0 | 0 | 0 | 0
Union Renewable Energy Facility | 60241_G_00611 | 60241 | G | 00611 |  | Landfill Gas |  | S_VACA | South Carolina | 45 | Union | 87 | 45087 | 1.2 | 13648 | 2015 | 9999 |  |  | N | Landfill Gas | [13 empty] | 0.24082 | 0.24082 | 0.24082 | 0.24082
Union Renewable Energy Facility | 60241_G_00677 | 60241 | G | 00677 |  | Landfill Gas |  | S_VACA | South Carolina | 45 | Union | 87 | 45087 | 1.2 | 13648 | 2015 | 9999 |  |  | N | Landfill Gas | [13 empty] | 0.24082 | 0.24082 | 0.24082 | 0.24082
Algonquin SKIC 10 Solar, LLC | 60242_G_SKI10 | 60242 | G | SKI10 |  | Solar PV |  | WECC_SCE | California | 6 | Kern | 29 | 06029 | 10 | 0 | 2017 | 9999 |  |  | N | Solar | [13 empty] | 0 | 0 | 0 | 0
Valley View Solar | 60247_G_VVS | 60247 | G | VVS |  | Solar PV |  | WECC_CO | Colorado | 8 | Weld | 123 | 08123 | 4 | 0 | 2015 | 9999 |  |  | N | Solar | [13 empty] | 0 | 0 | 0 | 0
Skylark | 60248_G_CAREY | 60248 | G | CAREY |  | Solar PV |  | WECC_CO | Colorado | 8 | Weld | 123 | 08123 | 4 | 0 | 2015 | 9999 |  |  | N | Solar | [13 empty] | 0 | 0 | 0 | 0
Silicon Valley Clean Water | 60249_G_CGN | 60249 | G | CGN |  | Non-Fossil Waste |  | WEC_CALN | California | 6 | San Mateo | 81 | 06081 | 1.2 | 10293 | 2015 | 9999 |  |  | Y | Non-Fossil Waste | [13 empty] | 0 | 0 | 0 | 0
IMPA Huntingburg Solar Park | 60251_G_SHUNT | 60251 | G | SHUNT |  | Solar PV |  | MIS_INKY | Indiana | 18 | Dubois | 37 | 18037 | 2 | 0 | 2016 | 9999 |  |  | N | Solar | [13 empty] | 0 | 0 | 0 | 0
IMPA Washington Solar Park | 60252_G_SWASH | 60252 | G | SWASH |  | Solar PV |  | MIS_INKY | Indiana | 18 | Daviess | 27 | 18027 | 4 | 0 | 2016 | 9999 |  |  | N | Solar | [13 empty] | 0 | 0 | 0 | 0
IMPA Anderson Solar Park | 60253_G_SANDE | 60253 | G | SANDE |  | Solar PV |  | PJM_West | Indiana | 18 | Madison | 95 | 18095 | 5 | 0 | 2017 | 9999 |  |  | N | Solar | [13 empty] | 0 | 0 | 0 | 0
Owatonna Energy Station | 60254_G_UNIT1 | 60254 | G | UNIT1 |  | Combustion Turbine | IC Engine | MIS_MNWI | Minnesota | 27 | Steele | 147 | 27147 | 9.7 | 11118 | 2017 | 9999 |  |  | N | Natural Gas, Distillate Fuel Oil | [13 empty] | 0.79266 | 0.79266 | 0.79266 | 0.79266
Owatonna Energy Station | 60254_G_UNIT2 | 60254 | G | UNIT2 |  | Combustion Turbine | IC Engine | MIS_MNWI | Minnesota | 27 | Steele | 147 | 27147 | 9.7 | 11118 | 2017 | 9999 |  |  | N | Natural Gas, Distillate Fuel Oil | [13 empty] | 0.79266 | 0.79266 | 0.79266 | 0.79266
Owatonna Energy Station | 60254_G_UNIT3 | 60254 | G | UNIT3 |  | Combustion Turbine | IC Engine | MIS_MNWI | Minnesota | 27 | Steele | 147 | 27147 | 9.7 | 11118 | 2017 | 9999 |  |  | N | Natural Gas, Distillate Fuel Oil | [13 empty] | 0.79266 | 0.79266 | 0.79266 | 0.79266
Owatonna Energy Station | 60254_G_UNIT4 | 60254 | G | UNIT4 |  | Combustion Turbine | IC Engine | MIS_MNWI | Minnesota | 27 | Steele | 147 | 27147 | 9.7 | 11118 | 2017 | 9999 |  |  | N | Natural Gas, Distillate Fuel Oil | [13 empty] | 0.79266 | 0.79266 | 0.79266 | 0.79266
Weymouth Solar Plant | 60255_G_1 | 60255 | G | 1 |  | Solar PV |  | WEC_LADW | California | 6 | Los Angeles | 37 | 06037 | 2 | 0 | 2016 | 9999 |  |  | N | Solar | [13 empty] | 0 | 0 | 0 | 0
Weymouth Solar Plant | 60255_G_2 | 60255 | G | 2 |  | Solar PV |  | WEC_LADW | California | 6 | Los Angeles | 37 | 06037 | 1 | 0 | 2016 | 9999 |  |  | N | Solar | [13 empty] | 0 | 0 | 0 | 0
Bluestem | 60256_G_1 | 60256 | G | 1 |  | Onshore Wind |  | SPP_SPS | Oklahoma | 40 | Beaver | 7 | 40007 | 198 | 0 | 2016 | 9999 |  |  | N | Wind | [13 empty] | 0 | 0 | 0 | 0
Stainback Solar Farm | 60257_G_INV1 | 60257 | G | INV1 |  | Solar PV |  | S_VACA | North Carolina | 37 | Vance | 181 | 37181 | 5 | 0 | 2016 | 9999 |  |  | N | Solar | [13 empty] | 0 | 0 | 0 | 0
Alta Luna | 60258_G_ALPV1 | 60258 | G | ALPV1 |  | Solar PV |  | WECC_NM | New Mexico | 35 | Luna | 29 | 35029 | 28.1 | 0 | 2017 | 9999 |  |  | N | Solar | [13 empty] | 0 | 0 | 0 | 0
Pioneer Wind Park, LLC | 60259_G_PWP1 | 60259 | G | PWP1 |  | Onshore Wind |  | WECC_WY | Wyoming | 56 | Converse | 9 | 56009 | 80 | 0 | 2016 | 9999 |  |  | N | Wind | [13 empty] | 0 | 0 | 0 | 0
Playa Solar 2 | 60261_G_GEN1 | 60261 | G | GEN1 |  | Solar PV |  | WECC_SNV | Nevada | 32 | Clark | 3 | 32003 | 100 | 0 | 2017 | 9999 |  |  | N | Solar | [13 empty] | 0 | 0 | 0 | 0
Prairie Breeze II | 60262_G_GEN1 | 60262 | G | GEN1 |  | Onshore Wind |  | SPP_NEBR | Nebraska | 31 | Antelope | 3 | 31003 | 73.4 | 0 | 2015 | 9999 |  |  | N | Wind | [13 empty] | 0 | 0 | 0 | 0
Durham AWTF | 60263_G_GEN1 | 60263 | G | GEN1 |  | Non-Fossil Waste |  | WECC_PNW | Oregon | 41 | Washington | 67 | 41067 | 0.7 | 10531 | 2015 | 9999 |  |  | Y | Non-Fossil Waste | [13 empty] | 0 | 0 | 0 | 0
Durham AWTF | 60263_G_GEN2 | 60263 | G | GEN2 |  | Non-Fossil Waste |  | WECC_PNW | Oregon | 41 | Washington | 67 | 41067 | 0.8 | 10531 | 2015 | 9999 |  |  | Y | Non-Fossil Waste | [13 empty] | 0 | 0 | 0 | 0
Bacliff | 60264_G_BCGT1 | 60264 | G | BCGT1 | 91269 | Combustion Turbine |  | ERC_REST | Texas | 48 | Galveston | 167 | 48167 | 60 | 9086 | 2017 | 9999 |  |  | N | Natural Gas | [13 empty] | 0.011 | 0.011 | 0.011 | 0.011
Bacliff | 60264_G_BCGT2 | 60264 | G | BCGT2 | 91270 | Combustion Turbine |  | ERC_REST | Texas | 48 | Galveston | 167 | 48167 | 60 | 9086 | 2017 | 9999 |  |  | N | Natural Gas | [13 empty] | 0.011 | 0.011 | 0.011 | 0.011
Bacliff | 60264_G_BCGT3 | 60264 | G | BCGT3 | 91271 | Combustion Turbine |  | ERC_REST | Texas | 48 | Galveston | 167 | 48167 | 60 | 9086 | 2017 | 9999 |  |  | N | Natural Gas | [13 empty] | 0.011 | 0.011 | 0.011 | 0.011
Bacliff | 60264_G_BCGT4 | 60264 | G | BCGT4 | 91272 | Combustion Turbine |  | ERC_REST | Texas | 48 | Galveston | 167 | 48167 | 60 | 9086 | 2017 | 9999 |  |  | N | Natural Gas | [13 empty] | 0.011 | 0.011 | 0.011 | 0.011
Bacliff | 60264_G_BCGT5 | 60264 | G | BCGT5 | 91273 | Combustion Turbine |  | ERC_REST | Texas | 48 | Galveston | 167 | 48167 | 60 | 9086 | 2017 | 9999 |  |  | N | Natural Gas | [13 empty] | 0.011 | 0.011 | 0.011 | 0.011
Bacliff | 60264_G_BCGT6 | 60264 | G | BCGT6 | 91274 | Combustion Turbine |  | ERC_REST | Texas | 48 | Galveston | 167 | 48167 | 60 | 9086 | 2017 | 9999 |  |  | N | Natural Gas | [13 empty] | 0.011 | 0.011 | 0.011 | 0.011
Junction Road | 60265_G_JUNCT | 60265 | G | JUNCT |  | Solar PV |  | PJM_EMAC | New Jersey | 34 | Hunterdon | 19 | 34019 | 4.4 | 0 | 2016 | 9999 |  |  | N | Solar | [13 empty] | 0 | 0 | 0 | 0
Cedar Branch | 60266_G_CEDAR | 60266 | G | CEDAR |  | Solar PV |  | PJM_EMAC | New Jersey | 34 | Atlantic | 1 | 34001 | 5.9 | 0 | 2016 | 9999 |  |  | N | Solar | [13 empty] | 0 | 0 | 0 | 0
Sharon Station | 60267_G_SHRN1 | 60267 | G | SHRN1 |  | Solar PV |  | PJM_EMAC | New Jersey | 34 | Monmouth | 25 | 34025 | 2.7 | 0 | 2016 | 9999 |  |  | N | Solar | [13 empty] | 0 | 0 | 0 | 0
Blue Cloud Renewable Energy Project, LLC | 60270_G_WT1 | 60270 | G | WT1 |  | Onshore Wind |  | SPP_SPS | Texas | 48 | Bailey | 17 | 48017 | 300 | 0 | 2018 | 9999 |  |  | N | Wind | [13 empty] | 0 | 0 | 0 | 0
CED Westfield Solar, LLC | 60274_G_WFMA | 60274 | G | WFMA |  | Solar PV |  | NENGREST | Massachusetts | 25 | Hampden | 13 | 25013 | 2 | 0 | 2016 | 9999 |  |  | N | Solar | [13 empty] | 0 | 0 | 0 | 0
Westside Solar Power PV1 | 60275_G_WSPV1 | 60275 | G | WSPV1 |  | Solar PV |  | WEC_CALN | California | 6 | Kings | 31 | 06031 | 2 | 0 | 2016 | 9999 |  |  | N | Solar | [13 empty] | 0 | 0 | 0 | 0
West Groton CHP | 60276_G_G1 | 60276 | G | G1 |  | Combustion Turbine |  | NENGREST | Massachusetts | 25 | Middlesex | 17 | 25017 | 3.8 | 9086 | 2015 | 9999 |  |  | Y | Natural Gas, Distillate Fuel Oil | [13 empty] | 0.011 | 0.011 | 0.011 | 0.011
Castor Solar | 60277_G_CASTR | 60277 | G | CASTR |  | Solar PV |  | WECC_SCE | California | 6 | Kern | 29 | 06029 | 1.5 | 0 | 2016 | 9999 |  |  | N | Solar | [13 empty] | 0 | 0 | 0 | 0
Southbridge Solar | 60278_G_SBRDG | 60278 | G | SBRDG |  | Solar PV |  | NENGREST | Massachusetts | 25 | Worcester | 27 | 25027 | 1.9 | 0 | 2016 | 9999 |  |  | N | Solar | [13 empty] | 0 | 0 | 0 | 0
Antelope Big Sky Ranch | 60279_G_ABSR | 60279 | G | ABSR |  | Solar PV |  | WEC_LADW | California | 6 | Los Angeles | 37 | 06037 | 20 | 0 | 2016 | 9999 |  |  | N | Solar | [13 empty] | 0 | 0 | 0 | 0
Summer Solar LLC | 60280_G_SUMSL | 60280 | G | SUMSL |  | Solar PV |  | WEC_LADW | California | 6 | Los Angeles | 37 | 06037 | 20 | 0 | 2016 | 9999 |  |  | N | Solar | [13 empty] | 0 | 0 | 0 | 0
Central Antelope Dry Ranch B LLC | 60281_G_CADRB | 60281 | G | CADRB |  | Solar PV |  | WEC_LADW | California | 6 | Los Angeles | 37 | 06037 | 3 | 0 | 2017 | 9999 |  |  | N | Solar | [13 empty] | 0 | 0 | 0 | 0
SR Mavericks | 60283_G_MVRKS | 60283 | G | MVRKS |  | Solar PV |  | WECC_CO | Colorado | 8 | Weld | 123 | 08123 | 6.5 | 0 | 2016 | 9999 |  |  | N | Solar | [13 empty] | 0 | 0 | 0 | 0
Red Horse III | 60285_G_RH3 | 60285 | G | RH3 |  | Solar PV |  | WECC_AZ | Arizona | 4 | Cochise | 3 | 04003 | 30 | 0 | 2016 | 9999 |  |  | N | Solar | [13 empty] | 0 | 0 | 0 | 0
Ajax Solar | 60288_G_PV1 | 60288 | G | PV1 |  | Solar PV |  | S_VACA | North Carolina | 37 | Robeson | 155 | 37155 | 4.9 | 0 | 2017 | 9999 |  |  | N | Solar | [13 empty] | 0 | 0 | 0 | 0
St. Matthews Solar | 60293_G_PV1 | 60293 | G | PV1 |  | Solar PV |  | S_VACA | South Carolina | 45 | Calhoun | 17 | 45017 | 4.9 | 0 | 2017 | 9999 |  |  | N | Solar | [13 empty] | 0 | 0 | 0 | 0
Bladen Solar Farm | 60296_G_PV1 | 60296 | G | PV1 |  | Solar PV |  | S_VACA | North Carolina | 37 | Cumberland | 51 | 37051 | 4.9 | 0 | 2017 | 9999 |  |  | N | Solar | [13 empty] | 0 | 0 | 0 | 0
Clinton Battery | 60297_G_1 | 60297 | G | 1 |  | Energy Storage |  | PJM_West | Ohio | 39 | Clinton | 27 | 39027 | 10 | 0 | 2016 | 9999 |  |  | N | Energy Storage | [13 empty] | 0 | 0 | 0 | 0
HMV Minster Energy Storage System | 60299_G_MIN02 | 60299 | G | MIN02 |  | Energy Storage |  | PJM_West | Ohio | 39 | Auglaize | 11 | 39011 | 7 | 0 | 2016 | 9999 |  |  | N | Energy Storage | [13 empty] | 0 | 0 | 0 | 0
Montana Solar Facility | 60300_G_IMPV1 | 60300 | G | IMPV1 |  | Solar PV |  | WECC_NM | Texas | 48 | El Paso | 141 | 48141 | 3 | 0 | 2017 | 9999 |  |  | N | Solar | [13 empty] | 0 | 0 | 0 | 0
Keys Energy Center | 60302_G_10 | 60302 | G | 10 |  | Combined Cycle |  | PJM_SMAC | Maryland | 24 | Prince Georges | 33 | 24033 | 327 | 6250 | 2018 | 9999 |  |  | N | Natural Gas | [13 empty] | 0.011 | 0.011 | 0.011 | 0.011
Keys Energy Center | 60302_G_11 | 60302 | G | 11 |  | Combined Cycle |  | PJM_SMAC | Maryland | 24 | Prince Georges | 33 | 24033 | 214 | 6250 | 2018 | 9999 |  |  | N | Natural Gas | [13 empty] | 0.011 | 0.011 | 0.011 | 0.011
Keys Energy Center | 60302_G_12 | 60302 | G | 12 |  | Combined Cycle |  | PJM_SMAC | Maryland | 24 | Prince Georges | 33 | 24033 | 214 | 6250 | 2018 | 9999 |  |  | N | Natural Gas | [13 empty] | 0.011 | 0.011 | 0.011 | 0.011
Sumrall II Solar Farm | 60303_G_SUM2 | 60303 | G | SUM2 |  | Solar PV |  | MIS_D_MS | Mississippi | 28 | Lamar | 73 | 28073 | 52 | 0 | 2017 | 9999 |  |  | N | Solar | [13 empty] | 0 | 0 | 0 | 0
San Isabel Solar, LLC | 60304_G_SISPV | 60304 | G | SISPV |  | Solar PV |  | WECC_CO | Colorado | 8 | Las Animas | 71 | 08071 | 30 | 0 | 2016 | 9999 |  |  | N | Solar | [13 empty] | 0 | 0 | 0 | 0
Sumrall I Solar Farm | 60306_G_SUM1 | 60306 | G | SUM1 |  | Solar PV |  | MIS_D_MS | Mississippi | 28 | Lamar | 73 | 28073 | 52 | 0 | 2017 | 9999 |  |  | N | Solar | [13 empty] | 0 | 0 | 0 | 0
Mesquite Solar 2, LLC | 60307_G_1 | 60307 | G | 1 |  | Solar PV |  | WECC_AZ | Arizona | 4 | Maricopa | 13 | 04013 | 100 | 0 | 2016 | 9999 |  |  | N | Solar | [13 empty] | 0 | 0 | 0 | 0
Mesquite Solar 3, LLC | 60308_G_1 | 60308 | G | 1 |  | Solar PV |  | WECC_AZ | Arizona | 4 | Maricopa | 13 | 04013 | 150 | 0 | 2016 | 9999 |  |  | N | Solar | [13 empty] | 0 | 0 | 0 | 0
Portal Ridge Solar B, LLC | 60310_G_GEN01 | 60310 | G | GEN01 |  | Solar PV |  | WECC_SCE | California | 6 | Los Angeles | 37 | 06037 | 20 | 0 | 2017 | 9999 |  |  | N | Solar | [13 empty] | 0 | 0 | 0 | 0
Portal Ridge Solar C, LLC | 60311_G_GEN01 | 60311 | G | GEN01 |  | Solar PV |  | WECC_SCE | California | 6 | Los Angeles | 37 | 06037 | 11.4 | 0 | 2017 | 9999 |  |  | N | Solar | [13 empty] | 0 | 0 | 0 | 0
Howell Midland Farm, LLC | 60312_G_1 | 60312 | G | 1 |  | Solar PV |  | S_VACA | North Carolina | 37 | Cabarrus | 25 | 37025 | 4.9 | 0 | 2015 | 9999 |  |  | N | Solar | [13 empty] | 0 | 0 | 0 | 0
Augustus Farm, LLC | 60313_G_1 | 60313 | G | 1 |  | Solar PV |  | S_VACA | North Carolina | 37 | Pitt | 147 | 37147 | 4.9 | 0 | 2015 | 9999 |  |  | N | Solar | [13 empty] | 0 | 0 | 0 | 0
Prairie Breeze III | 60314_G_GEN1 | 60314 | G | GEN1 |  | Onshore Wind |  | SPP_NEBR | Nebraska | 31 | Antelope | 3 | 31003 | 35.8 | 0 | 2016 | 9999 |  |  | N | Wind | [13 empty] | 0 | 0 | 0 | 0
Scott Solar Farm | 60316_G_1 | 60316 | G | 1 |  | Solar PV |  | PJM_Dom | Virginia | 51 | Powhatan | 145 | 51145 | 6.8 | 0 | 2016 | 9999 |  |  | N | Solar | [13 empty] | 0 | 0 | 0 | 0
Woodland Solar Farm | 60318_G_1 | 60318 | G | 1 |  | Solar PV |  | PJM_Dom | Virginia | 51 | Isle Of Wight | 93 | 51093 | 7.6 | 0 | 2016 | 9999 |  |  | N | Solar | [13 empty] | 0 | 0 | 0 | 0
Whitehouse Solar Farm | 60319_G_1 | 60319 | G | 1 |  | Solar PV |  | PJM_Dom | Virginia | 51 | Louisa | 109 | 51109 | 8 | 0 | 2016 | 9999 |  |  | N | Solar | [13 empty] | 0 | 0 | 0 | 0
Jeffco Community Solar Gardens, LLC | 60320_G_SSCO1 | 60320 | G | SSCO1 |  | Solar PV |  | WECC_CO | Colorado | 8 | Jefferson | 59 | 08059 | 1.2 | 0 | 2016 | 9999 |  |  | N | Solar | [13 empty] | 0 | 0 | 0 | 0
Windpark Unlimited 2 | 60321_G_EXIS2 | 60321 | G | EXIS2 |  | Onshore Wind |  | WECC_SCE | California | 6 | Riverside | 65 | 06065 | 16.1 | 0 | 1985 | 9999 |  |  | N | Wind | [13 empty] | 0 | 0 | 0 | 0
O'Brien Wind | 60326_G_OBWF | 60326 | G | OBWF |  | Onshore Wind |  | MIS_MIDA | Iowa | 19 | O'Brien | 141 | 19141 | 61.9 | 0 | 2016 | 9999 |  |  | N | Wind | [13 empty] | 0 | 0 | 0 | 0
O'Brien Wind | 60326_G_OBWF2 | 60326 | G | OBWF2 |  | Onshore Wind |  | MIS_MIDA | Iowa | 19 | O'Brien | 141 | 19141 | 108.7 | 0 | 2016 | 9999 |  |  | N | Wind | [13 empty] | 0 | 0 | 0 | 0
O'Brien Wind | 60326_G_OBWF3 | 60326 | G | OBWF3 |  | Onshore Wind |  | MIS_MIDA | Iowa | 19 | O'Brien | 141 | 19141 | 79.7 | 0 | 2016 | 9999 |  |  | N | Wind | [13 empty] | 0 | 0 | 0 | 0
East Amwell | 60327_G_AMWEL | 60327 | G | AMWEL |  | Solar PV |  | PJM_EMAC | New Jersey | 34 | Hunterdon | 19 | 34019 | 1.8 | 0 | 2016 | 9999 |  |  | N | Solar | [13 empty] | 0 | 0 | 0 | 0
Ringer Hill Wind Farm, LLC | 60329_G_RINGR | 60329 | G | RINGR |  | Onshore Wind |  | PJM_PENE | Pennsylvania | 42 | Somerset | 111 | 42111 | 39.9 | 0 | 2016 | 9999 |  |  | N | Wind | [13 empty] | 0 | 0 | 0 | 0
Grove Solar Center, LLC | 60330_G_GSC1 | 60330 | G | GSC1 |  | Solar PV |  | WECC_PNW | Oregon | 41 | Malheur | 45 | 41045 | 6 | 0 | 2016 | 9999 |  |  | N | Solar | [13 empty] | 0 | 0 | 0 | 0
Hyline Solar Center, LLC | 60331_G_HSC1 | 60331 | G | HSC1 |  | Solar PV |  | WECC_PNW | Oregon | 41 | Malheur | 45 | 41045 | 9 | 0 | 2016 | 9999 |  |  | N | Solar | [13 empty] | 0 | 0 | 0 | 0
Open Range Solar Center, LLC | 60332_G_ORSC1 | 60332 | G | ORSC1 |  | Solar PV |  | WECC_PNW | Oregon | 41 | Malheur | 45 | 41045 | 10 | 0 | 2016 | 9999 |  |  | N | Solar | [13 empty] | 0 | 0 | 0 | 0
Railroad Solar Center, LLC | 60333_G_RSC1 | 60333 | G | RSC1 |  | Solar PV |  | WECC_PNW | Oregon | 41 | Malheur | 45 | 41045 | 4.5 | 0 | 2016 | 9999 |  |  | N | Solar | [13 empty] | 0 | 0 | 0 | 0
Thunderegg Solar Center, LLC | 60334_G_TSC1 | 60334 | G | TSC1 |  | Solar PV |  | WECC_PNW | Oregon | 41 | Malheur | 45 | 41045 | 10 | 0 | 2016 | 9999 |  |  | N | Solar | [13 empty] | 0 | 0 | 0 | 0
Vale Air Solar Center, LLC | 60335_G_VASC1 | 60335 | G | VASC1 |  | Solar PV |  | WECC_PNW | Oregon | 41 | Malheur | 45 | 41045 | 10 | 0 | 2016 | 9999 |  |  | N | Solar | [13 empty] | 0 | 0 | 0 | 0
Midway Solar Farm 1 | 60336_G_MSF1 | 60336 | G | MSF1 |  | Solar PV |  | WECC_IID | California | 6 | Imperial | 25 | 06025 | 50 | 0 | 2017 | 9999 |  |  | N | Solar | [13 empty] | 0 | 0 | 0 | 0
Providence Solar | 60337_G_PROV | 60337 | G | PROV |  | Solar PV |  | S_C_TVA | Tennessee | 47 | Madison | 113 | 47113 | 16 | 0 | 2017 | 9999 |  |  | N | Solar | [13 empty] | 0 | 0 | 0 | 0
Electra Wind Farm | 60338_G_EWF | 60338 | G | EWF |  | Onshore Wind |  | ERC_WEST | Texas | 48 | Wilbarger | 487 | 48487 | 230 | 0 | 2016 | 9999 |  |  | N | Wind | [13 empty] | 0 | 0 | 0 | 0
Horse Creek Wind Farm | 60339_G_HCWF | 60339 | G | HCWF |  | Onshore Wind |  | ERC_WEST | Texas | 48 | Haskell | 207 | 48207 | 230 | 0 | 2016 | 9999 |  |  | N | Wind | [13 empty] | 0 | 0 | 0 | 0
Albany Green Energy | 60340_G_1 | 60340 | G | 1 | 91192 | O/G Steam |  | S_SOU | Georgia | 13 | Dougherty | 95 | 13095 | 50 | 11675 | 2017 | 9999 |  |  | Y | Natural Gas |  |  |  |  | SNCR | [8 empty] | 0.05324 | 0.05324 | 0.05324 | 0.05324
Wal-Mart Truth or Consequences PV | 60341_G_WMTOC | 60341 | G | WMTOC |  | Solar PV |  | WECC_NM | New Mexico | 35 | Sierra | 51 | 35051 | 1 | 0 | 2015 | 9999 |  |  | N | Solar | [13 empty] | 0 | 0 | 0 | 0
Ida Grove Wind | 60342_G_IGWF | 60342 | G | IGWF |  | Onshore Wind |  | MIS_MIDA | Iowa | 19 | Ida | 93 | 19093 | 28.6 | 0 | 2016 | 9999 |  |  | N | Wind | [13 empty] | 0 | 0 | 0 | 0
Ida Grove Wind | 60342_G_IGWF2 | 60342 | G | IGWF2 |  | Onshore Wind |  | MIS_MIDA | Iowa | 19 | Ida | 93 | 19093 | 119.6 | 0 | 2016 | 9999 |  |  | N | Wind | [13 empty] | 0 | 0 | 0 | 0
Ida Grove Wind | 60342_G_IGWF3 | 60342 | G | IGWF3 |  | Onshore Wind |  | MIS_MIDA | Iowa | 19 | Ida | 93 | 19093 | 92.8 | 0 | 2016 | 9999 |  |  | N | Wind | [13 empty] | 0 | 0 | 0 | 0
Ida Grove Wind | 60342_G_IGWF4 | 60342 | G | IGWF4 |  | Onshore Wind |  | MIS_MIDA | Iowa | 19 | Ida | 93 | 19093 | 27.6 | 0 | 2016 | 9999 |  |  | N | Wind | [13 empty] | 0 | 0 | 0 | 0
Sudbury Solar | 60344_G_SUD | 60344 | G | SUD |  | Solar PV |  | NENGREST | Vermont | 50 | Rutland | 21 | 50021 | 2 | 0 | 2016 | 9999 |  |  | N | Solar | [13 empty] | 0 | 0 | 0 | 0
Demille Solar Farm | 60346_G_1 | 60346 | G | 1 |  | Solar PV |  | MIS_LMI | Michigan | 26 | Lapeer | 87 | 26087 | 28.4 | 0 | 2017 | 9999 |  |  | N | Solar | [13 empty] | 0 | 0 | 0 | 0
Turrill Solar Farm | 60347_G_1 | 60347 | G | 1 |  | Solar PV |  | MIS_LMI | Michigan | 26 | Lapeer | 87 | 26087 | 19.6 | 0 | 2017 | 9999 |  |  | N | Solar | [13 empty] | 0 | 0 | 0 | 0
O'Shea Solar Farm | 60348_G_1 | 60348 | G | 1 |  | Solar PV |  | MIS_LMI | Michigan | 26 | Wayne | 163 | 26163 | 2 | 0 | 2017 | 9999 |  |  | N | Solar | [13 empty] | 0 | 0 | 0 | 0
Hill AFB LFG Facility, Bldg #737 | 60349_G_LFGG1 | 60349 | G | LFGG1 |  | Landfill Gas |  | WECC_UT | Utah | 49 | Davis | 11 | 49011 | 0.6 | 14242 | 2005 | 9999 |  |  | N | Landfill Gas | [13 empty] | 0.24082 | 0.24082 | 0.24082 | 0.24082
Hill AFB LFG Facility, Bldg #737 | 60349_G_LFGG2 | 60349 | G | LFGG2 |  | Landfill Gas |  | WECC_UT | Utah | 49 | Davis | 11 | 49011 | 0.7 | 14242 | 2005 | 9999 |  |  | N | Landfill Gas | [13 empty] | 0.24082 | 0.24082 | 0.24082 | 0.24082
Hill AFB LFG Facility, Bldg #737 | 60349_G_LFGG3 | 60349 | G | LFGG3 |  | Landfill Gas |  | WECC_UT | Utah | 49 | Davis | 11 | 49011 | 0.9 | 14242 | 2008 | 9999 |  |  | N | Landfill Gas | [13 empty] | 0.24082 | 0.24082 | 0.24082 | 0.24082
NRG Solar Las Vegas MB 2, LLC | 60350_G_LVMB2 | 60350 | G | LVMB2 |  | Solar PV |  | WECC_SNV | Nevada | 32 | Clark | 3 | 32003 | 1.5 | 0 | 2016 | 9999 |  |  | N | Solar | [13 empty] | 0 | 0 | 0 | 0
Bison Solar LLC | 60351_G_BSPV1 | 60351 | G | BSPV1 |  | Solar PV |  | WECC_CO | Colorado | 8 | Larimer | 69 | 08069 | 30 | 0 | 2016 | 9999 |  |  | N | Solar | [13 empty] | 0 | 0 | 0 | 0
Boulder Solar Power, LLC | 60352_G_BSP | 60352 | G | BSP |  | Solar PV |  | WECC_SNV | Nevada | 32 | Clark | 3 | 32003 | 100 | 0 | 2016 | 9999 |  |  | N | Solar | [13 empty] | 0 | 0 | 0 | 0
Cecil County CCVT HS | 60353_G_CCVT | 60353 | G | CCVT |  | Solar PV |  | PJM_EMAC | Maryland | 24 | Cecil | 15 | 24015 | 2 | 0 | 2015 | 9999 |  |  | N | Solar | [13 empty] | 0 | 0 | 0 | 0
Brady II Wind Energy Center | 60354_G_BWEC2 | 60354 | G | BWEC2 |  | Onshore Wind |  | SPP_WAUE | North Dakota | 38 | Stark | 89 | 38089 | 150 | 0 | 2016 | 9999 |  |  | N | Wind | [13 empty] | 0 | 0 | 0 | 0
Brady Wind Energy Center | 60355_G_BWEC1 | 60355 | G | BWEC1 |  | Onshore Wind |  | SPP_WAUE | North Dakota | 38 | Stark | 89 | 38089 | 150 | 0 | 2016 | 9999 |  |  | N | Wind | [13 empty] | 0 | 0 | 0 | 0
Lackawanna Energy Center | 60357_G_GEN1 | 60357 | G | GEN1 |  | Combined Cycle |  | PJM_WMAC | Pennsylvania | 42 | Lackawanna | 69 | 42069 | 465 | 6250 | 2018 | 9999 |  |  | N | Natural Gas |  |  |  |  | SCR | [8 empty] | 0.011 | 0.011 | 0.011 | 0.011
Lackawanna Energy Center | 60357_G_GEN2 | 60357 | G | GEN2 |  | Combined Cycle |  | PJM_WMAC | Pennsylvania | 42 | Lackawanna | 69 | 42069 | 465 | 6250 | 2018 | 9999 |  |  | N | Natural Gas |  |  |  |  | SCR | [8 empty] | 0.011 | 0.011 | 0.011 | 0.011
Lackawanna Energy Center | 60357_G_GEN3 | 60357 | G | GEN3 |  | Combined Cycle |  | PJM_WMAC | Pennsylvania | 42 | Lackawanna | 69 | 42069 | 465 | 6250 | 2019 | 9999 |  |  | N | Natural Gas |  |  |  |  | SCR | [8 empty] | 0.011 | 0.011 | 0.011 | 0.011
Wortham Solar Farm | 60361_G_INV1 | 60361 | G | INV1 |  | Solar PV |  | S_VACA | North Carolina | 37 | Vance | 181 | 37181 | 5 | 0 | 2016 | 9999 |  |  | N | Solar | [13 empty] | 0 | 0 | 0 | 0
White Farm Solar, LLC | 60363_G_WFSPV | 60363 | G | WFSPV |  | Solar PV |  | PJM_Dom | North Carolina | 37 | Northampton | 131 | 37131 | 5.2 | 0 | 2016 | 9999 |  |  | N | Solar | [13 empty] | 0 | 0 | 0 | 0
Vulcraft Solar | 60365_G_VULC | 60365 | G | VULC |  | Solar PV |  | NY_Z_C&E | New York | 36 | Chemung | 15 | 36015 | 1.6 | 0 | 2013 | 9999 |  |  | N | Solar | [13 empty] | 0 | 0 | 0 | 0
Old Settler Wind | 60366_G_OSWF | 60366 | G | OSWF |  | Onshore Wind |  | ERC_PHDL | Texas | 48 | Floyd | 153 | 48153 | 151.2 | 0 | 2017 | 9999 |  |  | N | Wind | [13 empty] | 0 | 0 | 0 | 0
Snow Camp Solar, LLC | 60367_G_SCSPV | 60367 | G | SCSPV |  | Solar PV |  | S_VACA | North Carolina | 37 | Alamance | 1 | 37001 | 5.2 | 0 | 2016 | 9999 |  |  | N | Solar | [13 empty] | 0 | 0 | 0 | 0
Panda Hummel Station LLC | 60368_G_CTG1 | 60368 | G | CTG1 |  | Combined Cycle |  | PJM_WMAC | Pennsylvania | 42 | Snyder | 109 | 42109 | 226.3 | 6250 | 2018 | 9999 |  |  | N | Natural Gas |  |  |  |  | SCR | [8 empty] | 0.011 | 0.011 | 0.011 | 0.011
Panda Hummel Station LLC | 60368_G_CTG2 | 60368 | G | CTG2 |  | Combined Cycle |  | PJM_WMAC | Pennsylvania | 42 | Snyder | 109 | 42109 | 226.3 | 6250 | 2018 | 9999 |  |  | N | Natural Gas |  |  |  |  | SCR | [8 empty] | 0.011 | 0.011 | 0.011 | 0.011
Panda Hummel Station LLC | 60368_G_CTG3 | 60368 | G | CTG3 |  | Combined Cycle |  | PJM_WMAC | Pennsylvania | 42 | Snyder | 109 | 42109 | 226.3 | 6250 | 2018 | 9999 |  |  | N | Natural Gas |  |  |  |  | SCR | [8 empty] | 0.011 | 0.011 | 0.011 | 0.011
Panda Hummel Station LLC | 60368_G_STG | 60368 | G | STG |  | Combined Cycle |  | PJM_WMAC | Pennsylvania | 42 | Snyder | 109 | 42109 | 417.6 | 6250 | 2018 | 9999 |  |  | N | Natural Gas |  |  |  |  | SCR | [8 empty] | 0.011 | 0.011 | 0.011 | 0.011
Battleboro Farm | 60369_G_BFPV | 60369 | G | BFPV |  | Solar PV |  | S_VACA | North Carolina | 37 | Nash | 127 | 37127 | 5.2 | 0 | 2016 | 9999 |  |  | N | Solar | [13 empty] | 0 | 0 | 0 | 0
Flint Hill Solar, LLC | 60370_G_FHSPV | 60370 | G | FHSPV |  | Solar PV |  | S_VACA | North Carolina | 37 | Moore | 125 | 37125 | 5.2 | 0 | 2016 | 9999 |  |  | N | Solar | [13 empty] | 0 | 0 | 0 | 0
Legoland Solar | 60371_G_1 | 60371 | G | 1 |  | Solar PV |  | FRCC | Florida | 12 | Polk | 105 | 12105 | 1.5 | 0 | 2016 | 9999 |  |  | N | Solar | [13 empty] | 0 | 0 | 0 | 0
Lamesa Solar | 60372_G_LSPV1 | 60372 | G | LSPV1 |  | Solar PV |  | ERC_WEST | Texas | 48 | Dawson | 115 | 48115 | 100 | 0 | 2017 | 9999 |  |  | N | Solar | [13 empty] | 0 | 0 | 0 | 0
ILR Landfill | 60375_G_ILR1 | 60375 | G | ILR1 |  | Solar PV |  | PJM_EMAC | New Jersey | 34 | Middlesex | 23 | 34023 | 7.7 | 0 | 2016 | 9999 |  |  | N | Solar | [13 empty] | 0 | 0 | 0 | 0
NHA at Mansfield NJ | 60378_G_PV1 | 60378 | G | PV1 |  | Solar PV |  | PJM_EMAC | New Jersey | 34 | Warren | 41 | 34041 | 5 | 0 | 2016 | 9999 |  |  | N | Solar | [13 empty] | 0 | 0 | 0 | 0
Shoe Creek Solar, LLC | 60380_G_SCSPV | 60380 | G | SCSPV |  | Solar PV |  | S_VACA | North Carolina | 37 | Scotland | 165 | 37165 | 5.2 | 0 | 2017 | 9999 |  |  | N | Solar | [13 empty] | 0 | 0 | 0 | 0
Sulphur Springs | 60381_G_SSSP | 60381 | G | SSSP |  | Solar PV |  | WECC_AZ | Arizona | 4 | Cochise | 3 | 04003 | 20 | 0 | 2016 | 9999 |  |  | N | Solar | [13 empty] | 0 | 0 | 0 | 0
Monroe Solar Facility | 60383_G_MONPV | 60383 | G | MONPV |  | Solar PV |  | S_VACA | North Carolina | 37 | Union | 179 | 37179 | 27.6 | 0 | 2017 | 9999 |  |  | N | Solar | [13 empty] | 0 | 0 | 0 | 0
Hertford Solar Farm | 60384_G_HERT | 60384 | G | HERT |  | Solar PV |  | PJM_Dom | North Carolina | 37 | Perquimans | 143 | 37143 | 5 | 0 | 2016 | 9999 |  |  | N | Solar | [13 empty] | 0 | 0 | 0 | 0
Santa Rita Jail Fuel Cell | 60385_G_MB-18 | 60385 | G | MB-18 |  | Fuel Cell |  | WEC_CALN | California | 6 | Alameda | 1 | 06001 | 1.4 | 9500 | 2016 | 9999 |  |  | Y | Natural Gas | [13 empty] | 0 | 0 | 0 | 0
RE Garland A | 60386_G_PV1 | 60386 | G | PV1 |  | Solar PV |  | WECC_SCE | California | 6 | Kern | 29 | 06029 | 20 | 0 | 2016 | 9999 |  |  | N | Solar | [13 empty] | 0 | 0 | 0 | 0
Granger Energy of Morgantown | 60388_G_GEMT | 60388 | G | GEMT |  | Landfill Gas |  | PJM_WMAC | Pennsylvania | 42 | Berks | 11 | 42011 | 1.6 | 13648 | 2016 | 9999 |  |  | N | Landfill Gas | [13 empty] | 0.06265 | 0.06265 | 0.06265 | 0.06265
RE Barren Ridge 1 | 60389_G_REBR1 | 60389 | G | REBR1 |  | Solar PV |  | WEC_CALN | California | 6 | Kern | 29 | 06029 | 60 | 0 | 2016 | 9999 |  |  | N | Solar | [13 empty] | 0 | 0 | 0 | 0
Beech Ridge Energy Storage | 60390_G_BRES | 60390 | G | BRES |  | Energy Storage |  | PJM_AP | West Virginia | 54 | Greenbrier | 25 | 54025 | 31.5 | 0 | 2015 | 9999 |  |  | N | Energy Storage | [13 empty] | 0 | 0 | 0 | 0
SJA Solar LLC-Solterra Monastery | 60391_G_SJAPV | 60391 | G | SJAPV |  | Solar PV |  | NENGREST | Massachusetts | 25 | Worcester | 27 | 25027 | 20.1 | 0 | 2016 | 9999 |  |  | N | Solar | [13 empty] | 0 | 0 | 0 | 0
Pfizer Groton Fuel Cell | 60392_G_MM-24 | 60392 | G | MM-24 |  | Fuel Cell |  | NENG_CT | Connecticut | 9 | New London | 11 | 09011 | 2.8 | 9500 | 2016 | 9999 |  |  | Y | Natural Gas | [13 empty] | 0 | 0 | 0 | 0
Pfizer Groton Fuel Cell | 60392_G_MM-25 | 60392 | G | MM-25 |  | Fuel Cell |  | NENG_CT | Connecticut | 9 | New London | 11 | 09011 | 2.8 | 9500 | 2016 | 9999 |  |  | Y | Natural Gas | [13 empty] | 0 | 0 | 0 | 0
MC1 Solar | 60395_G_MC1PV | 60395 | G | MC1PV |  | Solar PV |  | PJM_Dom | North Carolina | 37 | Martin | 117 | 37117 | 5 | 0 | 2016 | 9999 |  |  | N | Solar | [13 empty] | 0 | 0 | 0 | 0
St. Pauls Solar 1, LLC | 60396_G_FLS1 | 60396 | G | FLS1 |  | Solar PV |  | S_VACA | North Carolina | 37 | Robeson | 155 | 37155 | 4.9 | 0 | 2017 | 9999 |  |  | N | Solar | [13 empty] | 0 | 0 | 0 | 0
Kennedy Solar, LLC | 60397_G_FLS1 | 60397 | G | FLS1 |  | Solar PV |  | S_VACA | North Carolina | 37 | Duplin | 61 | 37061 | 4.9 | 0 | 2017 | 9999 |  |  | N | Solar | [13 empty] | 0 | 0 | 0 | 0
Innovative Solar 65 | 60398_G_FLS1 | 60398 | G | FLS1 |  | Solar PV |  | S_VACA | North Carolina | 37 | Scotland | 165 | 37165 | 4.9 | 0 | 2016 | 9999 |  |  | N | Solar | [13 empty] | 0 | 0 | 0 | 0
Lincoln Solar, LLC (NC) | 60399_G_FLS1 | 60399 | G | FLS1 |  | Solar PV |  | S_VACA | North Carolina | 37 | Rutherford | 161 | 37161 | 4.9 | 0 | 2016 | 9999 |  |  | N | Solar | [13 empty] | 0 | 0 | 0 | 0
Exum Farm Solar, LLC | 60400_G_FLS1 | 60400 | G | FLS1 |  | Solar PV |  | S_VACA | North Carolina | 37 | Lenoir | 107 | 37107 | 4.9 | 0 | 2016 | 9999 |  |  | N | Solar | [13 empty] | 0 | 0 | 0 | 0
Bizzell Church Solar 1, LLC | 60401_G_BCSPV | 60401 | G | BCSPV |  | Solar PV |  | S_VACA | North Carolina | 37 | Johnston | 101 | 37101 | 5.2 | 0 | 2015 | 9999 |  |  | N | Solar | [13 empty] | 0 | 0 | 0 | 0
CB Bladen Solar, LLC | 60402_G_CBPV | 60402 | G | CBPV |  | Solar PV |  | S_VACA | North Carolina | 37 | Bladen | 17 | 37017 | 5.2 | 0 | 2016 | 9999 |  |  | N | Solar | [13 empty] | 0 | 0 | 0 | 0
Currin Solar, LLC | 60403_G_CSPV | 60403 | G | CSPV |  | Solar PV |  | S_VACA | North Carolina | 37 | Granville | 77 | 37077 | 5.2 | 0 | 2015 | 9999 |  |  | N | Solar | [13 empty] | 0 | 0 | 0 | 0
Pisgah Mountain Wind | 60404_G_PISGA | 60404 | G | PISGA |  | Onshore Wind |  | NENG_ME | Maine | 23 | Penobscot | 19 | 23019 | 9.1 | 0 | 2016 | 9999 |  |  | N | Wind | [13 empty] | 0 | 0 | 0 | 0
Chaves Solar, LLC | 60405_G_CSPV | 60405 | G | CSPV |  | Solar PV |  | SPP_SPS | New Mexico | 35 | Chaves | 5 | 35005 | 70 | 0 | 2016 | 9999 |  |  | N | Solar | [13 empty] | 0 | 0 | 0 | 0
Roswell Solar, LLC | 60406_G_RSPV | 60406 | G | RSPV |  | Solar PV |  | SPP_SPS | New Mexico | 35 | Chaves | 5 | 35005 | 70 | 0 | 2016 | 9999 |  |  | N | Solar | [13 empty] | 0 | 0 | 0 | 0
Nash 97 Solar, LLC | 60408_G_97PV | 60408 | G | 97PV |  | Solar PV |  | S_VACA | North Carolina | 37 | Nash | 127 | 37127 | 5.2 | 0 | 2016 | 9999 |  |  | N | Solar | [13 empty] | 0 | 0 | 0 | 0
South Winston Farm, LLC | 60409_G_SWFPV | 60409 | G | SWFPV |  | Solar PV |  | S_VACA | North Carolina | 37 | Forsyth | 67 | 37067 | 5.2 | 0 | 2016 | 9999 |  |  | N | Solar | [13 empty] | 0 | 0 | 0 | 0
Sullivan Solar, LLC | 60410_G_SULPV | 60410 | G | SULPV |  | Solar PV |  | MIS_INKY | Indiana | 18 | Sullivan | 153 | 18153 | 5.2 | 0 | 2016 | 9999 |  |  | N | Solar | [13 empty] | 0 | 0 | 0 | 0
Coventry Photovoltaic, LLC | 60411_G_COVEN | 60411 | G | COVEN |  | Solar PV |  | NENGREST | Vermont | 50 | Orleans | 19 | 50019 | 2.2 | 0 | 2014 | 9999 |  |  | N | Solar | [13 empty] | 0 | 0 | 0 | 0
Munro Valley Solar | 60412_G_MUN | 60412 | G | MUN |  | Solar PV |  | WECC_SCE | California | 6 | Inyo | 27 | 06027 | 4 | 0 | 2016 | 9999 |  |  | N | Solar | [13 empty] | 0 | 0 | 0 | 0
Bonnybrooke PV | 60413_G_AZPV1 | 60413 | G | AZPV1 |  | Solar PV |  | WECC_AZ | Arizona | 4 | Pinal | 21 | 04021 | 50 | 0 | 2016 | 9999 |  |  | N | Solar | [13 empty] | 0 | 0 | 0 | 0
Bethel Wind Farm LLC | 60414_G_GEN1 | 60414 | G | GEN1 |  | Onshore Wind |  | ERC_PHDL | Texas | 48 | Castro | 69 | 48069 | 276 | 0 | 2017 | 9999 |  |  | N | Wind | [13 empty] | 0 | 0 | 0 | 0
Hardison Farm Solar, LLC | 60415_G_HFSPV | 60415 | G | HFSPV |  | Solar PV |  | PJM_Dom | North Carolina | 37 | Martin | 117 | 37117 | 5.2 | 0 | 2016 | 9999 |  |  | N | Solar | [13 empty] | 0 | 0 | 0 | 0
Maxton Solar, LLC | 60416_G_MSPV | 60416 | G | MSPV |  | Solar PV |  | S_VACA | North Carolina | 37 | Robeson | 155 | 37155 | 4.9 | 0 | 2016 | 9999 |  |  | N | Solar | [13 empty] | 0 | 0 | 0 | 0
Modlin Solar Farm | 60417_G_MSFPV | 60417 | G | MSFPV |  | Solar PV |  | PJM_Dom | North Carolina | 37 | Martin | 117 | 37117 | 4.9 | 0 | 2016 | 9999 |  |  | N | Solar | [13 empty] | 0 | 0 | 0 | 0
Calligan Creek Hydroelectric Project | 60418_G_CC6MW | 60418 | G | CC6MW |  | Hydro |  | WECC_PNW | Washington | 53 | King | 33 | 53033 | 6 | 0 | 2017 | 9999 |  |  | N | Hydro | [13 empty] | 0 | 0 | 0 | 0
Don A Campbell 2 Geothermal | 60419_G_DAC2G | 60419 | G | DAC2G |  | Geothermal |  | WECC_NNV | Nevada | 32 | Mineral | 21 | 32021 | 16.2 | 9760 | 2015 | 9999 |  |  | N | Geothermal | [13 empty] | 0 | 0 | 0 | 0 | 0.4563 | 0.4563 | 0.4563
Veyo Heat Recovery Project | 60421_G_WHR1 | 60421 | G | WHR1 |  | Non-Fossil Waste |  | WECC_UT | Utah | 49 | Washington | 53 | 49053 | 8.4 | 7050 | 2016 | 9999 |  |  | N | Non-Fossil Waste | [13 empty] | 0 | 0 | 0 | 0
Morgan's Corner | 60422_G_1 | 60422 | G | 1 |  | Solar PV |  | PJM_Dom | North Carolina | 37 | Pasquotank | 139 | 37139 | 20 | 0 | 2015 | 9999 |  |  | N | Solar | [13 empty] | 0 | 0 | 0 | 0
Fairhaven C | 60423_G_FCPV | 60423 | G | FCPV |  | Solar PV |  | NENGREST | Massachusetts | 25 | Bristol | 5 | 25005 | 1.6 | 0 | 2017 | 9999 |  |  | N | Solar | [13 empty] | 0 | 0 | 0 | 0
West Bridgewater AB | 60424_G_WBAB | 60424 | G | WBAB |  | Solar PV |  | NENGREST | Massachusetts | 25 | Plymouth | 23 | 25023 | 1.7 | 0 | 2017 | 9999 |  |  | N | Solar | [13 empty] | 0 | 0 | 0 | 0
Skidmore College | 60425_G_SO049 | 60425 | G | SO049 |  | Solar PV |  | NY_Z_F | New York | 36 | Saratoga | 91 | 36091 | 2 | 0 | 2014 | 9999 |  |  | N | Solar | [13 empty] | 0 | 0 | 0 | 0
RCWD PV Project | 60426_G_RCWD | 60426 | G | RCWD |  | Solar PV |  | WECC_SCE | California | 6 | Riverside | 65 | 06065 | 1.9 | 0 | 2016 | 9999 |  |  | N | Solar | [13 empty] | 0 | 0 | 0 | 0
CoServ Solar Station | 60427_G_CSS1 | 60427 | G | CSS1 |  | Solar PV |  | ERC_REST | Texas | 48 | Denton | 121 | 48121 | 2 | 0 | 2015 | 9999 |  |  | N | Solar | [13 empty] | 0 | 0 | 0 | 0
CA Department of Public Health at Richmo | 60428_G_PV1 | 60428 | G | PV1 |  | Solar PV |  | WEC_CALN | California | 6 | Contra Costa | 13 | 06013 | 2.2 | 0 | 2017 | 9999 |  |  | N | Solar | [13 empty] | 0 | 0 | 0 | 0
Tompkins Cortland Community College | 60431_G_TC3 | 60431 | G | TC3 |  | Solar PV |  | NY_Z_C&E | New York | 36 | Tompkins | 109 | 36109 | 2 | 0 | 2015 | 9999 |  |  | N | Solar | [13 empty] | 0 | 0 | 0 | 0
Three Peaks Power | 60432_G_TPP | 60432 | G | TPP |  | Solar PV |  | WECC_UT | Utah | 49 | Iron | 21 | 49021 | 80 | 0 | 2016 | 9999 |  |  | N | Solar | [13 empty] | 0 | 0 | 0 | 0
Crane Solar Facility | 60435_G_XXXXX | 60435 | G | XXXXX |  | Solar PV |  | MIS_INKY | Indiana | 18 | Martin | 101 | 18101 | 7.1 | 0 | 2017 | 9999 |  |  | N | Solar | [13 empty] | 0 | 0 | 0 | 0
East Pecos Solar | 60436_G_1 | 60436 | G | 1 |  | Solar PV |  | ERC_WEST | Texas | 48 | Pecos | 371 | 48371 | 118.5 | 0 | 2017 | 9999 |  |  | N | Solar | [13 empty] | 0 | 0 | 0 | 0
Bernards Solar | 60437_G_BERNS | 60437 | G | BERNS |  | Solar PV |  | PJM_EMAC | New Jersey | 34 | Somerset | 35 | 34035 | 2.9 | 0 | 2016 | 9999 |  |  | N | Solar | [13 empty] | 0 | 0 | 0 | 0
Whitakers Farm (Fisher Rd) | 60438_G_1 | 60438 | G | 1 |  | Solar PV |  | S_VACA | North Carolina | 37 | Nash | 127 | 37127 | 3.4 | 0 | 2016 | 9999 |  |  | N | Solar | [13 empty] | 0 | 0 | 0 | 0
Salem Smart Power Center | 60441_G_SSPC | 60441 | G | SSPC |  | Energy Storage |  | WECC_PNW | Oregon | 41 | Marion | 47 | 41047 | 5 | 0 | 2013 | 9999 |  |  | N | Energy Storage | [13 empty] | 0 | 0 | 0 | 0
Carver MA 1 | 60442_G_CMA1 | 60442 | G | CMA1 |  | Solar PV |  | NENGREST | Massachusetts | 25 | Plymouth | 23 | 25023 | 2 | 0 | 2016 | 9999 |  |  | N | Solar | [13 empty] | 0 | 0 | 0 | 0
Wareham MA 1 | 60443_G_WMA1 | 60443 | G | WMA1 |  | Solar PV |  | NENGREST | Massachusetts | 25 | Plymouth | 23 | 25023 | 2 | 0 | 2016 | 9999 |  |  | N | Solar | [13 empty] | 0 | 0 | 0 | 0
Glacier Battery Storage | 60444_G_GLA | 60444 | G | GLA |  | Energy Storage |  | WECC_PNW | Washington | 53 | Whatcom | 73 | 53073 | 2 | 0 | 2016 | 9999 |  |  | N | Energy Storage | [13 empty] | 0 | 0 | 0 | 0
ID Solar | 60445_G_INV1 | 60445 | G | INV1 |  | Solar PV |  | WECC_ID | Idaho | 16 | Ada | 1 | 16001 | 40 | 0 | 2016 | 9999 |  |  | N | Solar | [13 empty] | 0 | 0 | 0 | 0
E&B Resources | 60446_G_PVEB | 60446 | G | PVEB |  | Solar PV |  | WECC_SCE | California | 6 | Kern | 29 | 06029 | 1 | 0 | 2013 | 9999 |  |  | N | Solar | [13 empty] | 0 | 0 | 0 | 0
Presbyterian Senior Living Service | 60447_G_PSLS | 60447 | G | PSLS |  | Solar PV |  | PJM_SMAC | Maryland | 24 | Baltimore | 5 | 24005 | 1.2 | 0 | 2013 | 9999 |  |  | N | Solar | [13 empty] | 0 | 0 | 0 | 0
Valdosta | 60448_G_VALD | 60448 | G | VALD |  | Solar PV |  | S_SOU | Georgia | 13 | Lowndes | 185 | 13185 | 1 | 0 | 2013 | 9999 |  |  | N | Solar | [13 empty] | 0 | 0 | 0 | 0
Pavant Solar II LLC | 60449_G_PSII | 60449 | G | PSII |  | Solar PV |  | WECC_UT | Utah | 49 | Millard | 27 | 49027 | 50 | 0 | 2016 | 9999 |  |  | N | Solar | [13 empty] | 0 | 0 | 0 | 0
Corcoran | 60450_G_PVCR | 60450 | G | PVCR |  | Solar PV |  | WEC_CALN | California | 6 | Kings | 31 | 06031 | 1.1 | 0 | 2014 | 9999 |  |  | N | Solar | [13 empty] | 0 | 0 | 0 | 0
Brookside | 60451_G_PVBR | 60451 | G | PVBR |  | Solar PV |  | NENGREST | Rhode Island | 44 | Providence | 7 | 44007 | 1 | 0 | 2015 | 9999 |  |  | N | Solar | [13 empty] | 0 | 0 | 0 | 0
Calverton | 60452_G_CALV | 60452 | G | CALV |  | Solar PV |  | NY_Z_K | New York | 36 | Suffolk | 103 | 36103 | 3.9 | 0 | 2015 | 9999 |  |  | N | Solar | [13 empty] | 0 | 0 | 0 | 0
Cummins, Inc | 60453_G_CUMM | 60453 | G | CUMM |  | Solar PV |  | NY_Z_A | New York | 36 | Chautauqua | 13 | 36013 | 2 | 0 | 2015 | 9999 |  |  | N | Solar | [13 empty] | 0 | 0 | 0 | 0
Houghton | 60454_G_HOUGH | 60454 | G | HOUGH |  | Solar PV |  | NY_Z_B | New York | 36 | Allegany | 3 | 36003 | 2.6 | 0 | 2015 | 9999 |  |  | N | Solar | [13 empty] | 0 | 0 | 0 | 0
Oneida - South | 60455_G_ONS | 60455 | G | ONS |  | Solar PV |  | NY_Z_C&E | New York | 36 | Oneida | 65 | 36065 | 1.9 | 0 | 2015 | 9999 |  |  | N | Solar | [13 empty] | 0 | 0 | 0 | 0
Oneida - West | 60456_G_ONW | 60456 | G | ONW |  | Solar PV |  | NY_Z_C&E | New York | 36 | Oneida | 65 | 36065 | 1.9 | 0 | 2015 | 9999 |  |  | N | Solar | [13 empty] | 0 | 0 | 0 | 0
Athens Energy | 60457_G_1 | 60457 | G | 1 |  | Biomass |  | NENG_ME | Maine | 23 | Somerset | 25 | 23025 | 7 | 13500 | 2016 | 9999 |  |  | N | Biomass | [13 empty] | 0.30096 | 0.30096 | 0.30096 | 0.30096
Hardwick-Athol & Eagle Hill | 60458_G_HAEH | 60458 | G | HAEH |  | Solar PV |  | NENGREST | Massachusetts | 25 | Worcester | 27 | 25027 | 2.8 | 0 | 2015 | 9999 |  |  | N | Solar | [13 empty] | 0 | 0 | 0 | 0
Port Comfort Power LLC | 60459_G_PC1 | 60459 | G | PC1 |  | Combustion Turbine |  | ERC_REST | Texas | 48 | Calhoun | 57 | 48057 | 43 | 9086 | 2017 | 9999 |  |  | N | Natural Gas | [13 empty] | 0.011 | 0.011 | 0.011 | 0.011
Port Comfort Power LLC | 60459_G_PC2 | 60459 | G | PC2 |  | Combustion Turbine |  | ERC_REST | Texas | 48 | Calhoun | 57 | 48057 | 43 | 9086 | 2017 | 9999 |  |  | N | Natural Gas | [13 empty] | 0.011 | 0.011 | 0.011 | 0.011
Chamon Power LLC | 60460_G_CH1 | 60460 | G | CH1 |  | Combustion Turbine |  | ERC_REST | Texas | 48 | Harris | 201 | 48201 | 43 | 9086 | 2017 | 9999 |  |  | N | Natural Gas | [13 empty] | 0.011 | 0.011 | 0.011 | 0.011
Chamon Power LLC | 60460_G_CH2 | 60460 | G | CH2 |  | Combustion Turbine |  | ERC_REST | Texas | 48 | Harris | 201 | 48201 | 43 | 9086 | 2017 | 9999 |  |  | N | Natural Gas | [13 empty] | 0.011 | 0.011 | 0.011 | 0.011
The Clorox Company | 60461_G_PV1 | 60461 | G | PV1 |  | Solar PV |  | PJM_EMAC | Maryland | 24 | Harford | 25 | 24025 | 1.6 | 0 | 2016 | 9999 |  |  | N | Solar | [13 empty] | 0 | 0 | 0 | 0
Onondaga County- Clearwater | 60462_G_PV1 | 60462 | G | PV1 |  | Solar PV |  | NY_Z_C&E | New York | 36 | Oswego | 75 | 36075 | 2 | 0 | 2017 | 9999 |  |  | N | Solar | [13 empty] | 0 | 0 | 0 | 0
Greene County Meter #1 | 60463_G_PV1 | 60463 | G | PV1 |  | Solar PV |  | NY_Z_F | New York | 36 | Greene | 39 | 36039 | 1.6 | 0 | 2017 | 9999 |  |  | N | Solar | [13 empty] | 0 | 0 | 0 | 0
Tenaska Westmoreland Generating Station | 60464_G_CTG1 | 60464 | G | CTG1 |  | Combined Cycle |  | PJM_PENE | Pennsylvania | 42 | Westmoreland | 129 | 42129 | 276 | 6250 | 2018 | 9999 |  |  | N | Natural Gas |  |  |  | DLNB + H2O | SCR | [8 empty] | 0.011 | 0.011 | 0.011 | 0.011
Tenaska Westmoreland Generating Station | 60464_G_CTG2 | 60464 | G | CTG2 |  | Combined Cycle |  | PJM_PENE | Pennsylvania | 42 | Westmoreland | 129 | 42129 | 276 | 6250 | 2018 | 9999 |  |  | N | Natural Gas |  |  |  | DLNB + H2O | SCR | [8 empty] | 0.011 | 0.011 | 0.011 | 0.011
Tenaska Westmoreland Generating Station | 60464_G_STG1 | 60464 | G | STG1 |  | Combined Cycle |  | PJM_PENE | Pennsylvania | 42 | Westmoreland | 129 | 42129 | 374 | 6250 | 2018 | 9999 |  |  | N | Natural Gas |  |  |  | DLNB + H2O | SCR | [8 empty] | 0.011 | 0.011 | 0.011 | 0.011
Chesapeake College | 60465_G_PV1 | 60465 | G | PV1 |  | Solar PV |  | PJM_EMAC | Maryland | 24 | Queen Annes | 35 | 24035 | 1.5 | 0 | 2016 | 9999 |  |  | N | Solar | [13 empty] | 0 | 0 | 0 | 0
Red Rock | 60467_G_PV1 | 60467 | G | PV1 |  | Solar PV |  | WECC_AZ | Arizona | 4 | Maricopa | 13 | 04013 | 40 | 0 | 2017 | 9999 |  |  | N | Solar | [13 empty] | 0 | 0 | 0 | 0
Friendswood Energy | 60468_G_GT-1 | 60468 | G | GT-1 |  | Combustion Turbine |  | ERC_REST | Texas | 48 | Harris | 201 | 48201 | 117 | 9086 | 2017 | 9999 |  |  | N | Natural Gas |  |  |  | DLNB | [9 empty] | 0.011 | 0.011 | 0.011 | 0.011
Solar Glynn | 60469_G_INV1 | 60469 | G | INV1 |  | Solar PV |  | S_SOU | Georgia | 13 | Glynn | 127 | 13127 | 18 | 0 | 2016 | 9999 |  |  | N | Solar | [13 empty] | 0 | 0 | 0 | 0
Paulding Wind Farm III | 60470_G_1 | 60470 | G | 1 |  | Onshore Wind |  | PJM_West | Ohio | 39 | Paulding | 125 | 39125 | 100.8 | 0 | 2016 | 9999 |  |  | N | Wind | [13 empty] | 0 | 0 | 0 | 0
CPS 1 | 60472_G_CPS1 | 60472 | G | CPS1 |  | Solar PV |  | ERC_REST | Texas | 48 | Bexar | 29 | 48029 | 1 | 0 | 2016 | 9999 |  |  | N | Solar | [13 empty] | 0 | 0 | 0 | 0
Westport MA 1 | 60473_G_WPMA1 | 60473 | G | WPMA1 |  | Solar PV |  | NENGREST | Massachusetts | 25 | Bristol | 5 | 25005 | 1.3 | 0 | 2016 | 9999 |  |  | N | Solar | [13 empty] | 0 | 0 | 0 | 0
Westport MA 2 | 60476_G_WPMA2 | 60476 | G | WPMA2 |  | Solar PV |  | NENGREST | Massachusetts | 25 | Bristol | 5 | 25005 | 1.2 | 0 | 2016 | 9999 |  |  | N | Solar | [13 empty] | 0 | 0 | 0 | 0
Bethlehem - East | 60477_G_BE | 60477 | G | BE |  | Solar PV |  | NY_Z_F | New York | 36 | Albany | 1 | 36001 | 1.7 | 0 | 2016 | 9999 |  |  | N | Solar | [13 empty] | 0 | 0 | 0 | 0
Bethlehem - West | 60478_G_BW | 60478 | G | BW |  | Solar PV |  | NY_Z_F | New York | 36 | Albany | 1 | 36001 | 1 | 0 | 2016 | 9999 |  |  | N | Solar | [13 empty] | 0 | 0 | 0 | 0
Germantown Solar, LLC | 60480_G_PV1 | 60480 | G | PV1 |  | Solar PV |  | S_VACA | North Carolina | 37 | Forsyth | 67 | 37067 | 2.1 | 0 | 2015 | 9999 |  |  | N | Solar | [13 empty] | 0 | 0 | 0 | 0
Williamston West Farm, LLC | 60484_G_1 | 60484 | G | 1 |  | Solar PV |  | PJM_Dom | North Carolina | 37 | Martin | 117 | 37117 | 4.9 | 0 | 2016 | 9999 |  |  | N | Solar | [13 empty] | 0 | 0 | 0 | 0
Longboat Solar, LLC | 60485_G_PV1 | 60485 | G | PV1 |  | Solar PV |  | WECC_SCE | California | 6 | San Bernardino | 71 | 06071 | 20 | 0 | 2016 | 9999 |  |  | N | Solar | [13 empty] | 0 | 0 | 0 | 0
Greenfield Wind - MT | 60486_G_1 | 60486 | G | 1 |  | Onshore Wind |  | WECC_MT | Montana | 30 | Teton | 99 | 30099 | 25 | 0 | 2016 | 9999 |  |  | N | Wind | [13 empty] | 0 | 0 | 0 | 0
River Road Solar, LLC | 60487_G_PV1 | 60487 | G | PV1 |  | Solar PV |  | PJM_Dom | North Carolina | 37 | Hertford | 91 | 37091 | 5 | 0 | 2016 | 9999 |  |  | N | Solar | [13 empty] | 0 | 0 | 0 | 0
Hamilton Solar-Crosswicks | 60489_G_PV1 | 60489 | G | PV1 |  | Solar PV |  | PJM_EMAC | New Jersey | 34 | Mercer | 21 | 34021 | 3.5 | 0 | 2011 | 9999 |  |  | N | Solar | [13 empty] | 0 | 0 | 0 | 0
Hamilton Solar-Crosswicks | 60489_G_PV2 | 60489 | G | PV2 |  | Solar PV |  | PJM_EMAC | New Jersey | 34 | Mercer | 21 | 34021 | 4 | 0 | 2011 | 9999 |  |  | N | Solar | [13 empty] | 0 | 0 | 0 | 0
Rail Trail | 60492_G_PV1 | 60492 | G | PV1 |  | Solar PV |  | NENGREST | Massachusetts | 25 | Berkshire | 3 | 25003 | 2 | 0 | 2016 | 9999 |  |  | N | Solar | [13 empty] | 0 | 0 | 0 | 0
Rising Paper | 60493_G_1 | 60493 | G | 1 |  | Solar PV |  | NENGREST | Massachusetts | 25 | Berkshire | 3 | 25003 | 2.5 | 0 | 2016 | 9999 |  |  | N | Solar | [13 empty] | 0 | 0 | 0 | 0
Hampden | 60494_G_1 | 60494 | G | 1 |  | Solar PV |  | NENGREST | Massachusetts | 25 | Hampden | 13 | 25013 | 3.2 | 0 | 2015 | 9999 |  |  | N | Solar | [13 empty] | 0 | 0 | 0 | 0
Little Bay | 60495_G_1 | 60495 | G | 1 |  | Solar PV |  | NENGREST | Rhode Island | 44 | Providence | 7 | 44007 | 1.3 | 0 | 2014 | 9999 |  |  | N | Solar | [13 empty] | 0 | 0 | 0 | 0
MEBA | 60496_G_1 | 60496 | G | 1 |  | Solar PV |  | PJM_EMAC | Maryland | 24 | Talbot | 41 | 24041 | 1.5 | 0 | 2014 | 9999 |  |  | N | Solar | [13 empty] | 0 | 0 | 0 | 0
SR Skylark B | 60497_G_SKY B | 60497 | G | SKY B |  | Solar PV |  | WECC_CO | Colorado | 8 | Weld | 123 | 08123 | 2 | 0 | 2016 | 9999 |  |  | N | Solar | [13 empty] | 0 | 0 | 0 | 0
Shirley Water | 60498_G_1 | 60498 | G | 1 |  | Solar PV |  | NENGREST | Massachusetts | 25 | Middlesex | 17 | 25017 | 2 | 0 | 2016 | 9999 |  |  | N | Solar | [13 empty] | 0 | 0 | 0 | 0
Jefferson Avenue | 60499_G_1 | 60499 | G | 1 |  | Solar PV |  | PJM_EMAC | New Jersey | 34 | Hudson | 17 | 34017 | 1.7 | 0 | 2009 | 9999 |  |  | N | Solar | [13 empty] | 0 | 0 | 0 | 0
Westside Avenue | 60500_G_1 | 60500 | G | 1 |  | Solar PV |  | PJM_EMAC | New Jersey | 34 | Hudson | 17 | 34017 | 0.9 | 0 | 2011 | 9999 |  |  | N | Solar | [13 empty] | 0 | 0 | 0 | 0
Hartz Way | 60501_G_1 | 60501 | G | 1 |  | Solar PV |  | PJM_EMAC | New Jersey | 34 | Hudson | 17 | 34017 | 0.9 | 0 | 2010 | 9999 |  |  | N | Solar | [13 empty] | 0 | 0 | 0 | 0
Tyler Bluff Wind Project, LLC | 60502_G_GEN1 | 60502 | G | GEN1 |  | Onshore Wind |  | ERC_REST | Texas | 48 | Cooke | 97 | 48097 | 125.6 | 0 | 2016 | 9999 |  |  | N | Wind | [13 empty] | 0 | 0 | 0 | 0
ETT Presidio NaS Battery | 60506_G_BOB | 60506 | G | BOB |  | Energy Storage |  | ERC_WEST | Texas | 48 | Presidio | 377 | 48377 | 4 | 0 | 2010 | 9999 |  |  | N | Energy Storage | [13 empty] | 0 | 0 | 0 | 0
Broome County | 60507_G_NORTH | 60507 | G | NORTH |  | Solar PV |  | NY_Z_C&E | New York | 36 | Broome | 7 | 36007 | 2 | 0 | 2017 | 9999 |  |  | N | Solar | [13 empty] | 0 | 0 | 0 | 0
Broome County | 60507_G_SOUTH | 60507 | G | SOUTH |  | Solar PV |  | NY_Z_C&E | New York | 36 | Broome | 7 | 36007 | 2 | 0 | 2017 | 9999 |  |  | N | Solar | [13 empty] | 0 | 0 | 0 | 0
Valley Center | 60509_G_PV1 | 60509 | G | PV1 |  | Solar PV |  | WEC_SDGE | California | 6 | San Diego | 73 | 06073 | 2.3 | 0 | 2016 | 9999 |  |  | N | Solar | [13 empty] | 0 | 0 | 0 | 0
Clear Spring Ranch PV Project | 60511_G_PV1 | 60511 | G | PV1 |  | Solar PV |  | WECC_CO | Colorado | 8 | El Paso | 41 | 08041 | 10 | 0 | 2016 | 9999 |  |  | N | Solar | [13 empty] | 0 | 0 | 0 | 0
Seminole | 60514_G_PV1 | 60514 | G | PV1 |  | Solar PV |  | S_SOU | Georgia | 13 | Seminole | 253 | 13253 | 1.6 | 0 | 2014 | 9999 |  |  | N | Solar | [13 empty] | 0 | 0 | 0 | 0
Granger | 60516_G_PV1 | 60516 | G | PV1 |  | Solar PV |  | WEC_SDGE | California | 6 | San Diego | 73 | 06073 | 3 | 0 | 2016 | 9999 |  |  | N | Solar | [13 empty] | 0 | 0 | 0 | 0
Hancock Creek Hydroelectric Project | 60517_G_HY1 | 60517 | G | HY1 |  | Hydro |  | WECC_PNW | Washington | 53 | King | 33 | 53033 | 6 | 0 | 2017 | 9999 |  |  | N | Hydro | [13 empty] | 0 | 0 | 0 | 0
Stafford Hill Solar | 60518_G_BA1 | 60518 | G | BA1 |  | Energy Storage |  | NENGREST | Vermont | 50 | Rutland | 21 | 50021 | 2 | 0 | 2015 | 9999 |  |  | N | Energy Storage | [13 empty] | 0 | 0 | 0 | 0
Stafford Hill Solar | 60518_G_PV1 | 60518 | G | PV1 |  | Solar PV |  | NENGREST | Vermont | 50 | Rutland | 21 | 50021 | 2 | 0 | 2015 | 9999 |  |  | N | Solar | [13 empty] | 0 | 0 | 0 | 0
Albany Solar | 60519_G_PV1 | 60519 | G | PV1 |  | Solar PV |  | MIS_MNWI | Minnesota | 27 | Stearns | 145 | 27145 | 10 | 0 | 2016 | 9999 |  |  | N | Solar | [13 empty] | 0 | 0 | 0 | 0
Annandale Solar | 60520_G_PV1 | 60520 | G | PV1 |  | Solar PV |  | MIS_MNWI | Minnesota | 27 | Wright | 171 | 27171 | 6 | 0 | 2016 | 9999 |  |  | N | Solar | [13 empty] | 0 | 0 | 0 | 0
Atwater Solar | 60521_G_PV1 | 60521 | G | PV1 |  | Solar PV |  | MIS_MNWI | Minnesota | 27 | Kandiyohi | 67 | 27067 | 4 | 0 | 2016 | 9999 |  |  | N | Solar | [13 empty] | 0 | 0 | 0 | 0
Chisago Solar | 60522_G_PV1 | 60522 | G | PV1 |  | Solar PV |  | MIS_MNWI | Minnesota | 27 | Chisago | 25 | 27025 | 6.5 | 0 | 2016 | 9999 |  |  | N | Solar | [13 empty] | 0 | 0 | 0 | 0
Dodge Center Solar | 60523_G_PV1 | 60523 | G | PV1 |  | Solar PV |  | MIS_MNWI | Minnesota | 27 | Dodge | 39 | 27039 | 6.5 | 0 | 2016 | 9999 |  |  | N | Solar | [13 empty] | 0 | 0 | 0 | 0
Eastwood Solar | 60524_G_PV1 | 60524 | G | PV1 |  | Solar PV |  | MIS_MNWI | Minnesota | 27 | Blue Earth | 13 | 27013 | 5.5 | 0 | 2016 | 9999 |  |  | N | Solar | [13 empty] | 0 | 0 | 0 | 0
Hastings Solar | 60525_G_PV1 | 60525 | G | PV1 |  | Solar PV |  | MIS_MNWI | Minnesota | 27 | Dakota | 37 | 27037 | 4.5 | 0 | 2016 | 9999 |  |  | N | Solar | [13 empty] | 0 | 0 | 0 | 0
Lake Emily Solar | 60526_G_PV1 | 60526 | G | PV1 |  | Solar PV |  | MIS_MNWI | Minnesota | 27 | Nicollet | 103 | 27103 | 4.5 | 0 | 2016 | 9999 |  |  | N | Solar | [13 empty] | 0 | 0 | 0 | 0
Lake Pulaski Solar | 60527_G_PV1 | 60527 | G | PV1 |  | Solar PV |  | MIS_MNWI | Minnesota | 27 | Wright | 171 | 27171 | 7.5 | 0 | 2016 | 9999 |  |  | N | Solar | [13 empty] | 0 | 0 | 0 | 0
Lawrence Creek Solar | 60528_G_PV1 | 60528 | G | PV1 |  | Solar PV |  | MIS_MNWI | Minnesota | 27 | Chisago | 25 | 27025 | 3.5 | 0 | 2016 | 9999 |  |  | N | Solar | [13 empty] | 0 | 0 | 0 | 0
Montrose Solar | 60529_G_PV1 | 60529 | G | PV1 |  | Solar PV |  | MIS_MNWI | Minnesota | 27 | Wright | 171 | 27171 | 3.5 | 0 | 2016 | 9999 |  |  | N | Solar | [13 empty] | 0 | 0 | 0 | 0
Paynesville Solar | 60530_G_PV1 | 60530 | G | PV1 |  | Solar PV |  | MIS_MNWI | Minnesota | 27 | Stearns | 145 | 27145 | 10 | 0 | 2016 | 9999 |  |  | N | Solar | [13 empty] | 0 | 0 | 0 | 0
Pine Island Solar | 60531_G_PV1 | 60531 | G | PV1 |  | Solar PV |  | MIS_MNWI | Minnesota | 27 | Goodhue | 49 | 27049 | 4 | 0 | 2016 | 9999 |  |  | N | Solar | [13 empty] | 0 | 0 | 0 | 0
Waseca Solar | 60532_G_PV1 | 60532 | G | PV1 |  | Solar PV |  | MIS_MNWI | Minnesota | 27 | Waseca | 161 | 27161 | 10 | 0 | 2016 | 9999 |  |  | N | Solar | [13 empty] | 0 | 0 | 0 | 0
West Faribault Solar | 60533_G_PV1 | 60533 | G | PV1 |  | Solar PV |  | MIS_MNWI | Minnesota | 27 | Rice | 131 | 27131 | 5.5 | 0 | 2016 | 9999 |  |  | N | Solar | [13 empty] | 0 | 0 | 0 | 0
West Waconia Solar | 60534_G_PV1 | 60534 | G | PV1 |  | Solar PV |  | MIS_MNWI | Minnesota | 27 | Carver | 19 | 27019 | 8.5 | 0 | 2016 | 9999 |  |  | N | Solar | [13 empty] | 0 | 0 | 0 | 0
Saluda Solar, LLC | 60535_G_PV1 | 60535 | G | PV1 |  | Solar PV |  | S_VACA | South Carolina | 45 | Saluda | 81 | 45081 | 6.8 | 0 | 2016 | 9999 |  |  | N | Solar | [13 empty] | 0 | 0 | 0 | 0
UA Central Utility Plant | 60536_G_TRBN1 | 60536 | G | TRBN1 |  | Combustion Turbine |  | SPP_WEST | Arkansas | 5 | Washington | 143 | 05143 | 5.2 | 9086 | 2016 | 9999 |  |  | N | Natural Gas | [13 empty] | 0.011 | 0.011 | 0.011 | 0.011
Limerick Road Solar Farm | 60537_G_8027 | 60537 | G | 8027 |  | Solar PV |  | NENGREST | Vermont | 50 | Chittenden | 7 | 50007 | 2.2 | 0 | 2013 | 9999 |  |  | N | Solar | [13 empty] | 0 | 0 | 0 | 0
Langdon Solar Farm, LLC | 60538_G_1 | 60538 | G | 1 |  | Solar PV |  | S_VACA | North Carolina | 37 | Johnston | 101 | 37101 | 5 | 0 | 2015 | 9999 |  |  | N | Solar | [13 empty] | 0 | 0 | 0 | 0
Innovative Solar 42 | 60539_G_IS042 | 60539 | G | IS042 |  | Solar PV |  | S_VACA | North Carolina | 37 | Bladen | 17 | 37017 | 71 | 0 | 2017 | 9999 |  |  | N | Solar | [13 empty] | 0 | 0 | 0 | 0
Innovative Solar 31 | 60540_G_IS031 | 60540 | G | IS031 |  | Solar PV |  | S_VACA | North Carolina | 37 | Bladen | 17 | 37017 | 35 | 0 | 2017 | 9999 |  |  | N | Solar | [13 empty] | 0 | 0 | 0 | 0
Wind GEM | 60541_G_WT1 | 60541 | G | WT1 |  | Onshore Wind |  | MIS_MIDA | Iowa | 19 | Adair | 1 | 19001 | 1.9 | 0 | 2015 | 9999 |  |  | N | Wind | [13 empty] | 0 | 0 | 0 | 0
158th Fighter Wing Solar Farm | 60542_G_900 | 60542 | G | 900 |  | Solar PV |  | NENGREST | Vermont | 50 | Chittenden | 7 | 50007 | 1.3 | 0 | 2011 | 9999 |  |  | N | Solar | [13 empty] | 0 | 0 | 0 | 0
Tri-County Solar Facility | 60544_G_PV1 | 60544 | G | PV1 |  | Solar PV |  | S_SOU | Georgia | 13 | Putnam | 237 | 13237 | 1 | 0 | 2016 | 9999 |  |  | N | Solar | [13 empty] | 0 | 0 | 0 | 0
Grant Plains Wind, LLC | 60545_G_WT | 60545 | G | WT |  | Onshore Wind |  | SPP_WEST | Oklahoma | 40 | Grant | 53 | 40053 | 147.2 | 0 | 2016 | 9999 |  |  | N | Wind | [13 empty] | 0 | 0 | 0 | 0
GMP Solar - Richmond | 60547_G_PV1 | 60547 | G | PV1 |  | Solar PV |  | NENGREST | Vermont | 50 | Chittenden | 7 | 50007 | 1.9 | 0 | 2016 | 9999 |  |  | N | Solar | [13 empty] | 0 | 0 | 0 | 0
NorWest Energy 2, LLC | 60548_G_PV1 | 60548 | G | PV1 |  | Solar PV |  | WECC_PNW | Oregon | 41 | Deschutes | 17 | 41017 | 9.9 | 0 | 2016 | 9999 |  |  | N | Solar | [13 empty] | 0 | 0 | 0 | 0
ZV Solar 3, LLC | 60549_G_ZV3 | 60549 | G | ZV3 |  | Solar PV |  | S_VACA | North Carolina | 37 | Robeson | 155 | 37155 | 4.9 | 0 | 2016 | 9999 |  |  | N | Solar | [13 empty] | 0 | 0 | 0 | 0
Hattiesburg Solar Farm | 60552_G_HATTI | 60552 | G | HATTI |  | Solar PV |  | S_SOU | Mississippi | 28 | Forrest | 35 | 28035 | 50 | 0 | 2017 | 9999 |  |  | N | Solar | [13 empty] | 0 | 0 | 0 | 0
Southerland Farm Solar | 60553_G_1 | 60553 | G | 1 |  | Solar PV |  | S_VACA | North Carolina | 37 | Vance | 181 | 37181 | 5 | 0 | 2016 | 9999 |  |  | N | Solar | [13 empty] | 0 | 0 | 0 | 0
Hazlehurst II | 60554_G_STHLV | 60554 | G | STHLV |  | Solar PV |  | S_SOU | Georgia | 13 | Jeff Davis | 161 | 13161 | 52.5 | 0 | 2016 | 9999 |  |  | N | Solar | [13 empty] | 0 | 0 | 0 | 0
Selmer I | 60555_G_SELMI | 60555 | G | SELMI |  | Solar PV |  | S_C_TVA | Tennessee | 47 | Mcnairy | 109 | 47109 | 16 | 0 | 2016 | 9999 |  |  | N | Solar | [13 empty] | 0 | 0 | 0 | 0
Selmer II | 60556_G_SELM2 | 60556 | G | SELM2 |  | Solar PV |  | S_C_TVA | Tennessee | 47 | Mcnairy | 109 | 47109 | 8 | 0 | 2016 | 9999 |  |  | N | Solar | [13 empty] | 0 | 0 | 0 | 0
Solar Blythe 2 | 60558_G_PV1 | 60558 | G | PV1 |  | Solar PV |  | WECC_SCE | California | 6 | Riverside | 65 | 06065 | 20 | 0 | 2017 | 9999 |  |  | N | Solar | [13 empty] | 0 | 0 | 0 | 0
Marquette Energy Center | 60559_G_MEC1 | 60559 | G | MEC1 |  | Combustion Turbine | IC Engine | MIS_WUMS | Michigan | 26 | Marquette | 103 | 26103 | 16.7 | 11118 | 2017 | 9999 |  |  | N | Natural Gas | [13 empty] | 2.6658 | 2.6658 | 2.6658 | 2.6658
Marquette Energy Center | 60559_G_MEC2 | 60559 | G | MEC2 |  | Combustion Turbine | IC Engine | MIS_WUMS | Michigan | 26 | Marquette | 103 | 26103 | 16.7 | 11118 | 2017 | 9999 |  |  | N | Natural Gas | [13 empty] | 2.6658 | 2.6658 | 2.6658 | 2.6658
Marquette Energy Center | 60559_G_MEC3 | 60559 | G | MEC3 |  | Combustion Turbine | IC Engine | MIS_WUMS | Michigan | 26 | Marquette | 103 | 26103 | 16.7 | 11118 | 2017 | 9999 |  |  | N | Natural Gas | [13 empty] | 2.6658 | 2.6658 | 2.6658 | 2.6658
Cedartown Battery Energy Storage Project | 60561_G_1 | 60561 | G | 1 |  | Energy Storage |  | S_SOU | Georgia | 13 | Polk | 233 | 13233 | 1 | 0 | 2015 | 9999 |  |  | N | Energy Storage | [13 empty] | 0 | 0 | 0 | 0
GMP Solar - Panton | 60562_G_GMPSP | 60562 | G | GMPSP |  | Solar PV |  | NENGREST | Vermont | 50 | Addison | 1 | 50001 | 4.9 | 0 | 2016 | 9999 |  |  | N | Solar | [13 empty] | 0 | 0 | 0 | 0
Borrego Springs Energy Storage | 60565_G_SES1 | 60565 | G | SES1 |  | Energy Storage |  | WEC_SDGE | California | 6 | San Diego | 73 | 06073 | 0.5 | 0 | 2012 | 9999 |  |  | N | Energy Storage | [13 empty] | 0 | 0 | 0 | 0
Borrego Springs Energy Storage | 60565_G_SES2 | 60565 | G | SES2 |  | Energy Storage |  | WEC_SDGE | California | 6 | San Diego | 73 | 06073 | 1 | 0 | 2014 | 9999 |  |  | N | Energy Storage | [13 empty] | 0 | 0 | 0 | 0
Pala Energy Storage Yard | 60566_G_SES1 | 60566 | G | SES1 |  | Energy Storage |  | WEC_SDGE | California | 6 | San Diego | 73 | 06073 | 0.5 | 0 | 2012 | 9999 |  |  | N | Energy Storage | [13 empty] | 0 | 0 | 0 | 0
Pala Energy Storage Yard | 60566_G_SES2 | 60566 | G | SES2 |  | Energy Storage |  | WEC_SDGE | California | 6 | San Diego | 73 | 06073 | 1 | 0 | 2015 | 9999 |  |  | N | Energy Storage | [13 empty] | 0 | 0 | 0 | 0
Ortega Highway Energy Storage | 60567_G_SES1 | 60567 | G | SES1 |  | Energy Storage |  | WECC_SCE | California | 6 | Orange | 59 | 06059 | 1 | 0 | 2015 | 9999 |  |  | N | Energy Storage | [13 empty] | 0 | 0 | 0 | 0
Ortega Highway Energy Storage | 60567_G_SES2 | 60567 | G | SES2 |  | Energy Storage |  | WECC_SCE | California | 6 | Orange | 59 | 06059 | 1 | 0 | 2015 | 9999 |  |  | N | Energy Storage | [13 empty] | 0 | 0 | 0 | 0
Canyon Crest Academy | 60568_G_SES | 60568 | G | SES |  | Energy Storage |  | WEC_SDGE | California | 6 | San Diego | 73 | 06073 | 1 | 0 | 2014 | 9999 |  |  | N | Energy Storage | [13 empty] | 0 | 0 | 0 | 0
El Cajon Energy Storage | 60569_G_SES | 60569 | G | SES |  | Energy Storage |  | WEC_SDGE | California | 6 | San Diego | 73 | 06073 | 7.5 | 0 | 2017 | 9999 |  |  | N | Energy Storage | [13 empty] | 0 | 0 | 0 | 0
Escondido Energy Storage | 60570_G_SES | 60570 | G | SES |  | Energy Storage |  | WEC_SDGE | California | 6 | San Diego | 73 | 06073 | 30 | 0 | 2017 | 9999 |  |  | N | Energy Storage | [13 empty] | 0 | 0 | 0 | 0
North City Cogeneration Facility | 60571_G_NCEP | 60571 | G | NCEP |  | Landfill Gas |  | WEC_SDGE | California | 6 | San Diego | 73 | 06073 | 1.4 | 14242 | 2013 | 9999 |  |  | N | Landfill Gas | [13 empty] | 0.08623 | 0.08623 | 0.08623 | 0.08623
HQC Rock River Solar Power Gen Station | 60573_G_PV1 | 60573 | G | PV1 |  | Solar PV |  | MIS_WUMS | Wisconsin | 55 | Rock | 105 | 55105 | 2.1 | 0 | 2016 | 9999 |  |  | N | Solar | [13 empty] | 0 | 0 | 0 | 0
Great Western Wind Energy, LLC | 60574_G_GEN1 | 60574 | G | GEN1 |  | Onshore Wind |  | SPP_WEST | Oklahoma | 40 | Ellis | 45 | 40045 | 225 | 0 | 2016 | 9999 |  |  | N | Wind | [13 empty] | 0 | 0 | 0 | 0
Wadesboro Farm 2 | 60575_G_1 | 60575 | G | 1 |  | Solar PV |  | S_VACA | North Carolina | 37 | Anson | 7 | 37007 | 5 | 0 | 2016 | 9999 |  |  | N | Solar | [13 empty] | 0 | 0 | 0 | 0
Wadesboro Farm 3 | 60576_G_1 | 60576 | G | 1 |  | Solar PV |  | S_VACA | North Carolina | 37 | Anson | 7 | 37007 | 5 | 0 | 2016 | 9999 |  |  | N | Solar | [13 empty] | 0 | 0 | 0 | 0
Hector Farm | 60577_G_1 | 60577 | G | 1 |  | Solar PV |  | S_VACA | North Carolina | 37 | Montgomery | 123 | 37123 | 5 | 0 | 2017 | 9999 |  |  | N | Solar | [13 empty] | 0 | 0 | 0 | 0
Kojak Farm | 60578_G_1 | 60578 | G | 1 |  | Solar PV |  | S_VACA | North Carolina | 37 | Nash | 127 | 37127 | 5 | 0 | 2016 | 9999 |  |  | N | Solar | [13 empty] | 0 | 0 | 0 | 0
Meriwether Farm | 60579_G_1 | 60579 | G | 1 |  | Solar PV |  | S_VACA | North Carolina | 37 | Granville | 77 | 37077 | 5 | 0 | 2016 | 9999 |  |  | N | Solar | [13 empty] | 0 | 0 | 0 | 0
Soluga Farms III | 60580_G_1 | 60580 | G | 1 |  | Solar PV |  | S_VACA | North Carolina | 37 | Cumberland | 51 | 37051 | 5 | 0 | 2015 | 9999 |  |  | N | Solar | [13 empty] | 0 | 0 | 0 | 0
Upton County Solar | 60581_G_UCTX | 60581 | G | UCTX |  | Solar PV |  | ERC_WEST | Texas | 48 | Upton | 461 | 48461 | 150 | 0 | 2017 | 9999 |  |  | N | Solar | [13 empty] | 0 | 0 | 0 | 0
LaFayette Solar Farm | 60583_G_PV1 | 60583 | G | PV1 |  | Solar PV |  | S_SOU | Alabama | 1 | Chambers | 17 | 01017 | 79.2 | 0 | 2017 | 9999 |  |  | N | Solar | [13 empty] | 0 | 0 | 0 | 0
Mount Vernon Solar | 60585_G_MV01 | 60585 | G | MV01 |  | Solar PV |  | S_SOU | Georgia | 13 | Walton | 297 | 13297 | 1 | 0 | 2015 | 9999 |  |  | N | Solar | [13 empty] | 0 | 0 | 0 | 0
Pleasant Valley Solar | 60586_G_PV01 | 60586 | G | PV01 |  | Solar PV |  | S_SOU | Georgia | 13 | Walton | 297 | 13297 | 2.5 | 0 | 2016 | 9999 |  |  | N | Solar | [13 empty] | 0 | 0 | 0 | 0
Kelly Creek Wind Project | 60587_G_WND1 | 60587 | G | WND1 |  | Onshore Wind |  | MIS_IL | Illinois | 17 | Ford | 53 | 17053 | 184 | 0 | 2016 | 9999 |  |  | N | Wind | [13 empty] | 0 | 0 | 0 | 0
Golden Fields Solar I, LLC | 60590_G_RS1 | 60590 | G | RS1 |  | Solar PV |  | WECC_SCE | California | 6 | Kern | 29 | 06029 | 54 | 0 | 2016 | 9999 |  |  | N | Solar | [13 empty] | 0 | 0 | 0 | 0
Solar Star California, XLI, LLC | 60591_G_RS1 | 60591 | G | RS1 |  | Solar PV |  | WECC_SCE | California | 6 | Kern | 29 | 06029 | 54 | 0 | 2016 | 9999 |  |  | N | Solar | [13 empty] | 0 | 0 | 0 | 0
Rush Springs Wind | 60592_G_WT1 | 60592 | G | WT1 |  | Onshore Wind |  | SPP_WEST | Oklahoma | 40 | Stephens | 137 | 40137 | 249.9 | 0 | 2016 | 9999 |  |  | N | Wind | [13 empty] | 0 | 0 | 0 | 0
UI RCP Woodbridge FC | 60593_G_WBFC | 60593 | G | WBFC |  | Fuel Cell |  | NENG_CT | Connecticut | 9 | New Haven | 9 | 09009 | 2.2 | 8653 | 2016 | 9999 |  |  | N | Natural Gas | [13 empty] | 0 | 0 | 0 | 0
Voyager Wind I | 60594_G_VYGR1 | 60594 | G | VYGR1 |  | Onshore Wind |  | WECC_SCE | California | 6 | Kern | 29 | 06029 | 131.1 | 0 | 2019 | 9999 |  |  | N | Wind | [13 empty] | 0 | 0 | 0 | 0
Wayne Solar III LLC | 60597_G_WYN3 | 60597 | G | WYN3 |  | Solar PV |  | S_VACA | North Carolina | 37 | Wayne | 191 | 37191 | 5 | 0 | 2014 | 9999 |  |  | N | Solar | [13 empty] | 0 | 0 | 0 | 0
Wayne Solar II LLC | 60598_G_WYN2 | 60598 | G | WYN2 |  | Solar PV |  | S_VACA | North Carolina | 37 | Wayne | 191 | 37191 | 5 | 0 | 2014 | 9999 |  |  | N | Solar | [13 empty] | 0 | 0 | 0 | 0
Duplin Solar I LLC (160 Houston Lane) | 60599_G_DPLN | 60599 | G | DPLN |  | Solar PV |  | S_VACA | North Carolina | 37 | Duplin | 61 | 37061 | 5 | 0 | 2014 | 9999 |  |  | N | Solar | [13 empty] | 0 | 0 | 0 | 0
Old Pageland Monroe Road Solar Farm | 60600_G_PV1 | 60600 | G | PV1 |  | Solar PV |  | S_VACA | North Carolina | 37 | Union | 179 | 37179 | 5.3 | 0 | 2015 | 9999 |  |  | N | Solar | [13 empty] | 0 | 0 | 0 | 0
Wayne Solar I LLC | 60602_G_WYN1 | 60602 | G | WYN1 |  | Solar PV |  | S_VACA | North Carolina | 37 | Wayne | 191 | 37191 | 5 | 0 | 2014 | 9999 |  |  | N | Solar | [13 empty] | 0 | 0 | 0 | 0
Jacobson 5 MW Solar | 60603_G_PV1 | 60603 | G | PV1 |  | Solar PV |  | WECC_AZ | Arizona | 4 | Mohave | 15 | 04015 | 4.1 | 0 | 2017 | 9999 |  |  | N | Solar | [13 empty] | 0 | 0 | 0 | 0
Wye Mills VNEM | 60604_G_PV1 | 60604 | G | PV1 |  | Solar PV |  | PJM_EMAC | Maryland | 24 | Queen Annes | 35 | 24035 | 10 | 0 | 2016 | 9999 |  |  | N | Solar | [13 empty] | 0 | 0 | 0 | 0
CMEEC - Rogers Rd Solar | 60605_G_PV1 | 60605 | G | PV1 |  | Solar PV |  | NENG_CT | Connecticut | 9 | New London | 11 | 09011 | 1.5 | 0 | 2017 | 9999 |  |  | N | Solar | [13 empty] | 0 | 0 | 0 | 0
CMEEC - Polaris Park Solar | 60607_G_BA1 | 60607 | G | BA1 |  | Energy Storage |  | NENG_CT | Connecticut | 9 | New London | 11 | 09011 | 0.8 | 0 | 2017 | 9999 |  |  | N | Energy Storage | [13 empty] | 0 | 0 | 0 | 0
CMEEC - Polaris Park Solar | 60607_G_PV1 | 60607 | G | PV1 |  | Solar PV |  | NENG_CT | Connecticut | 9 | New London | 11 | 09011 | 3.5 | 0 | 2017 | 9999 |  |  | N | Solar | [13 empty] | 0 | 0 | 0 | 0
CMEEC - Navy NE Trident | 60608_G_PV1 | 60608 | G | PV1 |  | Solar PV |  | NENG_CT | Connecticut | 9 | New London | 11 | 09011 | 1 | 0 | 2017 | 9999 |  |  | N | Solar | [13 empty] | 0 | 0 | 0 | 0
CMEEC - Norwich Stott St Solar | 60609_G_BA1 | 60609 | G | BA1 |  | Energy Storage |  | NENG_CT | Connecticut | 9 | New London | 11 | 09011 | 0.8 | 0 | 2016 | 9999 |  |  | N | Energy Storage | [13 empty] | 0 | 0 | 0 | 0
CMEEC - Norwich Stott St Solar | 60609_G_PV1 | 60609 | G | PV1 |  | Solar PV |  | NENG_CT | Connecticut | 9 | New London | 11 | 09011 | 2 | 0 | 2016 | 9999 |  |  | N | Solar | [13 empty] | 0 | 0 | 0 | 0
St. Mary Clean Energy Center | 60610_G_1 | 60610 | G | 1 |  | Non-Fossil Waste |  | MIS_LA | Louisiana | 22 | St Mary | 101 | 22101 | 47.9 | 9319 | 2019 | 9999 |  |  | Y | Non-Fossil Waste | [13 empty] | 0 | 0 | 0 | 0
Summit Farms Solar | 60611_G_PV1 | 60611 | G | PV1 |  | Solar PV |  | PJM_Dom | North Carolina | 37 | Currituck | 53 | 37053 | 60 | 0 | 2016 | 9999 |  |  | N | Solar | [13 empty] | 0 | 0 | 0 | 0
Morin Solar 2013 LLC | 60612_G_MORIN | 60612 | G | MORIN |  | Solar PV |  | NENGREST | Massachusetts | 25 | Worcester | 27 | 25027 | 4 | 0 | 2013 | 9999 |  |  | N | Solar | [13 empty] | 0 | 0 | 0 | 0
Brookfield Solar 2013 LLC | 60613_G_NBKFD | 60613 | G | NBKFD |  | Solar PV |  | NENGREST | Massachusetts | 25 | Worcester | 27 | 25027 | 2 | 0 | 2013 | 9999 |  |  | N | Solar | [13 empty] | 0 | 0 | 0 | 0
WYM 1250 Palmer LLC | 60614_G_PALMR | 60614 | G | PALMR |  | Solar PV |  | NENGREST | Massachusetts | 25 | Hampden | 13 | 25013 | 1 | 0 | 2013 | 9999 |  |  | N | Solar | [13 empty] | 0 | 0 | 0 | 0
Southern Sky Renew Energy Berkley LLC | 60615_G_BRKLY | 60615 | G | BRKLY |  | Solar PV |  | NENGREST | Massachusetts | 25 | Bristol | 5 | 25005 | 3 | 0 | 2014 | 9999 |  |  | N | Solar | [13 empty] | 0 | 0 | 0 | 0
BC Solar | 60616_G_BCSLR | 60616 | G | BCSLR |  | Solar PV |  | WECC_PNW | Oregon | 41 | Lake | 37 | 41037 | 8 | 0 | 2016 | 9999 |  |  | N | Solar | [13 empty] | 0 | 0 | 0 | 0
AEP Churubusco NaS | 60617_G_1 | 60617 | G | 1 |  | Energy Storage |  | PJM_West | Indiana | 18 | Whitley | 183 | 18183 | 2 | 0 | 2009 | 9999 |  |  | N | Energy Storage | [13 empty] | 0 | 0 | 0 | 0
AEP Bluffton NaS | 60618_G_1 | 60618 | G | 1 |  | Energy Storage |  | PJM_West | Ohio | 39 | Allen | 3 | 39003 | 2 | 0 | 2008 | 9999 |  |  | N | Energy Storage | [13 empty] | 0 | 0 | 0 | 0
Ninnescah Wind Energy, LLC | 60620_G_NSW | 60620 | G | NSW |  | Onshore Wind |  | SPP_N | Kansas | 20 | Pratt | 151 | 20151 | 208.3 | 0 | 2016 | 9999 |  |  | N | Wind | [13 empty] | 0 | 0 | 0 | 0
Worcester Landfill | 60621_G_WL | 60621 | G | WL |  | Solar PV |  | NENGREST | Massachusetts | 25 | Worcester | 27 | 25027 | 6.5 | 0 | 2017 | 9999 |  |  | N | Solar | [13 empty] | 0 | 0 | 0 | 0
DG AMP Solar Bowling Green | 60622_G_AMPBG | 60622 | G | AMPBG |  | Solar PV |  | PJM_ATSI | Ohio | 39 | Wood | 173 | 39173 | 20 | 0 | 2017 | 9999 |  |  | N | Solar | [13 empty] | 0 | 0 | 0 | 0
NRG Renew Canal 1 CSG LLC | 60625_G_CANAL | 60625 | G | CANAL |  | Solar PV |  | NENGREST | Massachusetts | 25 | Barnstable | 1 | 25001 | 1.2 | 0 | 2017 | 9999 |  |  | N | Solar | [13 empty] | 0 | 0 | 0 | 0
Perkins Solar, LLC | 60629_G_PV1 | 60629 | G | PV1 |  | Solar PV |  | S_VACA | North Carolina | 37 | Person | 145 | 37145 | 2 | 0 | 2016 | 9999 |  |  | N | Solar | [13 empty] | 0 | 0 | 0 | 0
Empire Solar | 60631_G_PV1 | 60631 | G | PV1 |  | Solar PV |  | MIS_MNWI | Minnesota | 27 | Dakota | 37 | 27037 | 7 | 0 | 2016 | 9999 |  |  | N | Solar | [13 empty] | 0 | 0 | 0 | 0
Blue Lake Solar | 60632_G_PV1 | 60632 | G | PV1 |  | Solar PV |  | MIS_MNWI | Minnesota | 27 | Scott | 139 | 27139 | 3.9 | 0 | 2016 | 9999 |  |  | N | Solar | [13 empty] | 0 | 0 | 0 | 0
Gainey Solar, LLC | 60633_G_PV1 | 60633 | G | PV1 |  | Solar PV |  | S_VACA | North Carolina | 37 | Bladen | 17 | 37017 | 2 | 0 | 2016 | 9999 |  |  | N | Solar | [13 empty] | 0 | 0 | 0 | 0
Auten Road Farm, LLC | 60634_G_PV1 | 60634 | G | PV1 |  | Solar PV |  | S_VACA | North Carolina | 37 | Gaston | 71 | 37071 | 5 | 0 | 2017 | 9999 |  |  | N | Solar | [13 empty] | 0 | 0 | 0 | 0
Creech Solar 2, LLC | 60635_G_PV1 | 60635 | G | PV1 |  | Solar PV |  | S_VACA | North Carolina | 37 | Wake | 183 | 37183 | 6.8 | 0 | 2016 | 9999 |  |  | N | Solar | [13 empty] | 0 | 0 | 0 | 0
Bunn Level Farm, LLC | 60636_G_1 | 60636 | G | 1 |  | Solar PV |  | S_VACA | North Carolina | 37 | Harnett | 85 | 37085 | 5 | 0 | 2016 | 9999 |  |  | N | Solar | [13 empty] | 0 | 0 | 0 | 0
Cork Oak Solar | 60637_G_NC160 | 60637 | G | NC160 |  | Solar PV |  | PJM_Dom | North Carolina | 37 | Halifax | 83 | 37083 | 26.2 | 0 | 2017 | 9999 |  |  | N | Solar | [13 empty] | 0 | 0 | 0 | 0
Sunflower Solar | 60638_G_NC160 | 60638 | G | NC160 |  | Solar PV |  | PJM_Dom | North Carolina | 37 | Halifax | 83 | 37083 | 20.9 | 0 | 2017 | 9999 |  |  | N | Solar | [13 empty] | 0 | 0 | 0 | 0
Kingman Wind | 60639_G_KMW1 | 60639 | G | KMW1 |  | Onshore Wind |  | SPP_N | Kansas | 20 | Pratt | 151 | 20151 | 100 | 0 | 2016 | 9999 |  |  | N | Wind | [13 empty] | 0 | 0 | 0 | 0
Kingman Wind | 60639_G_KMW2 | 60639 | G | KMW2 |  | Onshore Wind |  | SPP_N | Kansas | 20 | Pratt | 151 | 20151 | 100 | 0 | 2016 | 9999 |  |  | N | Wind | [13 empty] | 0 | 0 | 0 | 0
NRG Solar Mule, LLC | 60640_G_COLBY | 60640 | G | COLBY |  | Solar PV |  | NENG_ME | Maine | 23 | Kennebec | 11 | 23011 | 1.5 | 0 | 2017 | 9999 |  |  | N | Solar | [13 empty] | 0 | 0 | 0 | 0
M&G Resins USA | 60642_G_1 | 60642 | G | 1 |  | Non-Fossil Waste |  | ERC_REST | Texas | 48 | Nueces | 355 | 48355 | 11.7 | 14731 | 2018 | 9999 |  |  | N | Non-Fossil Waste | [13 empty] | 0 | 0 | 0 | 0
M&G Resins USA | 60642_G_2 | 60642 | G | 2 |  | Non-Fossil Waste |  | ERC_REST | Texas | 48 | Nueces | 355 | 48355 | 11.7 | 14731 | 2018 | 9999 |  |  | N | Non-Fossil Waste | [13 empty] | 0 | 0 | 0 | 0
West Brookfield Solar, LLC | 60644_G_WBRK | 60644 | G | WBRK |  | Solar PV |  | NENGREST | Massachusetts | 25 | Worcester | 27 | 25027 | 1.4 | 0 | 2016 | 9999 |  |  | N | Solar | [13 empty] | 0 | 0 | 0 | 0
Javelina Wind Energy II, LLC | 60645_G_WJ21 | 60645 | G | WJ21 |  | Onshore Wind |  | ERC_REST | Texas | 48 | Webb | 479 | 48479 | 200 | 0 | 2016 | 9999 |  |  | N | Wind | [13 empty] | 0 | 0 | 0 | 0
Shakopee Energy Park | 60647_G_SQA01 | 60647 | G | SQA01 |  | Combustion Turbine | IC Engine | MIS_MNWI | Minnesota | 27 | Scott | 139 | 27139 | 46.5 | 11118 | 2017 | 9999 |  |  | N | Natural Gas | [13 empty] | 0.79266 | 0.79266 | 0.79266 | 0.79266
Rabbit Hill Energy Storage Project | 60649_G_1 | 60649 | G | 1 |  | Energy Storage |  | ERC_REST | Texas | 48 | Williamson | 491 | 48491 | 9.9 | 0 | 2017 | 9999 |  |  | N | Energy Storage | [13 empty] | 0 | 0 | 0 | 0
North Nash Farm, LLC | 60651_G_1 | 60651 | G | 1 |  | Solar PV |  | S_VACA | North Carolina | 37 | Nash | 127 | 37127 | 5 | 0 | 2015 | 9999 |  |  | N | Solar | [13 empty] | 0 | 0 | 0 | 0
Dickinson Solar Array | 60652_G_PV1 | 60652 | G | PV1 |  | Solar PV |  | MIS_MNWI | Minnesota | 27 | Wright | 171 | 27171 | 2.3 | 0 | 2016 | 9999 |  |  | N | Solar | [13 empty] | 0 | 0 | 0 | 0
Belchertown | 60653_G_PV1 | 60653 | G | PV1 |  | Solar PV |  | NENGREST | Massachusetts | 25 | Hampshire | 15 | 25015 | 1 | 0 | 2015 | 9999 |  |  | N | Solar | [13 empty] | 0 | 0 | 0 | 0
Rock Creek Wind Project | 60655_G_WT1 | 60655 | G | WT1 |  | Onshore Wind |  | S_D_AECI | Missouri | 29 | Atchison | 5 | 29005 | 300 | 0 | 2017 | 9999 |  |  | N | Wind | [13 empty] | 0 | 0 | 0 | 0
McHenry Battery Storage | 60656_G_MCH1 | 60656 | G | MCH1 |  | Energy Storage |  | PJM_COMD | Illinois | 17 | Mchenry | 111 | 17111 | 19.8 | 0 | 2016 | 9999 |  |  | N | Energy Storage | [13 empty] | 0 | 0 | 0 | 0
Salt Fork Wind Project, LLC | 60657_G_GEN1 | 60657 | G | GEN1 |  | Onshore Wind |  | SPP_SPS | Texas | 48 | Donley | 129 | 48129 | 174 | 0 | 2016 | 9999 |  |  | N | Wind | [13 empty] | 0 | 0 | 0 | 0
Moffett Solar Project | 60658_G_PV1 | 60658 | G | PV1 |  | Solar PV |  | S_VACA | South Carolina | 45 | Jasper | 53 | 45053 | 69.5 | 0 | 2017 | 9999 |  |  | N | Solar | [13 empty] | 0 | 0 | 0 | 0
Ridgeland Solar Project | 60659_G_PV1 | 60659 | G | PV1 |  | Solar PV |  | S_VACA | South Carolina | 45 | Jasper | 53 | 45053 | 10 | 0 | 2017 | 9999 |  |  | N | Solar | [13 empty] | 0 | 0 | 0 | 0
Willey Battery Utility | 60660_G_WBU | 60660 | G | WBU |  | Energy Storage |  | PJM_West | Ohio | 39 | Hamilton | 61 | 39061 | 6 | 0 | 2016 | 9999 |  |  | N | Energy Storage | [13 empty] | 0 | 0 | 0 | 0
Mira Loma Energy Storage Facility | 60661_G_013A | 60661 | G | 013A |  | Energy Storage |  | WECC_SCE | California | 6 | San Bernardino | 71 | 06071 | 10 | 0 | 2016 | 9999 |  |  | N | Energy Storage | [13 empty] | 0 | 0 | 0 | 0
Mira Loma Energy Storage Facility | 60661_G_013B | 60661 | G | 013B |  | Energy Storage |  | WECC_SCE | California | 6 | San Bernardino | 71 | 06071 | 10 | 0 | 2016 | 9999 |  |  | N | Energy Storage | [13 empty] | 0 | 0 | 0 | 0
Archdiocese of Baltimore J | 60662_G_PV1 | 60662 | G | PV1 |  | Solar PV |  | PJM_EMAC | Maryland | 24 | Harford | 25 | 24025 | 2 | 0 | 2015 | 9999 |  |  | N | Solar | [13 empty] | 0 | 0 | 0 | 0
Archdiocese of Baltimore L | 60663_G_PV1 | 60663 | G | PV1 |  | Solar PV |  | PJM_EMAC | Maryland | 24 | Harford | 25 | 24025 | 2 | 0 | 2015 | 9999 |  |  | N | Solar | [13 empty] | 0 | 0 | 0 | 0
Baltimore City B | 60664_G_PV1 | 60664 | G | PV1 |  | Solar PV |  | PJM_EMAC | Maryland | 24 | Harford | 25 | 24025 | 2 | 0 | 2015 | 9999 |  |  | N | Solar | [13 empty] | 0 | 0 | 0 | 0
Baltimore City D | 60665_G_PV1 | 60665 | G | PV1 |  | Solar PV |  | PJM_EMAC | Maryland | 24 | Harford | 25 | 24025 | 2 | 0 | 2015 | 9999 |  |  | N | Solar | [13 empty] | 0 | 0 | 0 | 0
Baltimore City F | 60666_G_PV1 | 60666 | G | PV1 |  | Solar PV |  | PJM_EMAC | Maryland | 24 | Harford | 25 | 24025 | 2 | 0 | 2015 | 9999 |  |  | N | Solar | [13 empty] | 0 | 0 | 0 | 0
Baltimore City G | 60667_G_PV1 | 60667 | G | PV1 |  | Solar PV |  | PJM_EMAC | Maryland | 24 | Harford | 25 | 24025 | 2 | 0 | 2015 | 9999 |  |  | N | Solar | [13 empty] | 0 | 0 | 0 | 0
City of Havre De Grace C | 60668_G_PV1 | 60668 | G | PV1 |  | Solar PV |  | PJM_EMAC | Maryland | 24 | Harford | 25 | 24025 | 2 | 0 | 2015 | 9999 |  |  | N | Solar | [13 empty] | 0 | 0 | 0 | 0
Sod Run WTP A | 60669_G_PV1 | 60669 | G | PV1 |  | Solar PV |  | PJM_EMAC | Maryland | 24 | Harford | 25 | 24025 | 2 | 0 | 2015 | 9999 |  |  | N | Solar | [13 empty] | 0 | 0 | 0 | 0
Allen Combined Cycle Plant | 60671_G_CTG1 | 60671 | G | CTG1 |  | Combined Cycle |  | S_C_TVA | Tennessee | 47 | Shelby | 157 | 47157 | 311.9 | 6250 | 2018 | 9999 |  |  | N | Natural Gas | [13 empty] | 0.011 | 0.011 | 0.011 | 0.011
Allen Combined Cycle Plant | 60671_G_CTG2 | 60671 | G | CTG2 |  | Combined Cycle |  | S_C_TVA | Tennessee | 47 | Shelby | 157 | 47157 | 311.9 | 6250 | 2018 | 9999 |  |  | N | Natural Gas | [13 empty] | 0.011 | 0.011 | 0.011 | 0.011
Allen Combined Cycle Plant | 60671_G_STG1 | 60671 | G | STG1 |  | Combined Cycle |  | S_C_TVA | Tennessee | 47 | Shelby | 157 | 47157 | 428.3 | 6250 | 2018 | 9999 |  |  | N | Natural Gas | [13 empty] | 0.011 | 0.011 | 0.011 | 0.011
Osborn Wind Energy | 60672_G_GEN1 | 60672 | G | GEN1 |  | Onshore Wind |  | S_D_AECI | Missouri | 29 | Dekalb | 63 | 29063 | 195.8 | 0 | 2016 | 9999 |  |  | N | Wind | [13 empty] | 0 | 0 | 0 | 0
Turner Energy Storage Project | 60675_G_TES | 60675 | G | TES |  | Energy Storage |  | WECC_PNW | Washington | 53 | Whitman | 75 | 53075 | 1.2 | 0 | 2014 | 9999 |  |  | N | Energy Storage | [13 empty] | 0 | 0 | 0 | 0
Tannery Road Landfill | 60677_G_TRSP | 60677 | G | TRSP |  | Solar PV |  | NY_Z_C&E | New York | 36 | Oneida | 65 | 36065 | 2 | 0 | 2016 | 9999 |  |  | N | Solar | [13 empty] | 0 | 0 | 0 | 0
Fort Rucker Solar Array | 60679_G_1 | 60679 | G | 1 |  | Solar PV |  | S_SOU | Alabama | 1 | Dale | 45 | 01045 | 10.6 | 0 | 2017 | 9999 |  |  | N | Solar | [13 empty] | 0 | 0 | 0 | 0
ANAD Solar Array | 60680_G_1 | 60680 | G | 1 |  | Solar PV |  | S_SOU | Alabama | 1 | Calhoun | 15 | 01015 | 7.4 | 0 | 2017 | 9999 |  |  | N | Solar | [13 empty] | 0 | 0 | 0 | 0
Pearl Solar | 60682_G_PEARL | 60682 | G | PEARL |  | Solar PV |  | ERC_WEST | Texas | 48 | Pecos | 371 | 48371 | 50 | 0 | 2017 | 9999 |  |  | N | Solar | [13 empty] | 0 | 0 | 0 | 0
TRS Fuel Cell | 60683_G_MMH1 | 60683 | G | MMH1 |  | Fuel Cell |  | NENG_CT | Connecticut | 9 | Fairfield | 1 | 09001 | 3.7 | 8653 | 2017 | 9999 |  |  | N | Natural Gas | [13 empty] | 0 | 0 | 0 | 0
Amphitheater High School Solar | 60684_G_AHS1 | 60684 | G | AHS1 |  | Solar PV |  | WECC_AZ | Arizona | 4 | Pima | 19 | 04019 | 1 | 0 | 2016 | 9999 |  |  | N | Solar | [13 empty] | 0 | 0 | 0 | 0
Canyon Del Oro High School Solar | 60685_G_CDO1 | 60685 | G | CDO1 |  | Solar PV |  | WECC_AZ | Arizona | 4 | Pima | 19 | 04019 | 1 | 0 | 2016 | 9999 |  |  | N | Solar | [13 empty] | 0 | 0 | 0 | 0
Canyon Del Oro High School Solar | 60685_G_CDO2 | 60685 | G | CDO2 |  | Solar PV |  | WECC_AZ | Arizona | 4 | Pima | 19 | 04019 | 0.1 | 0 | 2016 | 9999 |  |  | N | Solar | [13 empty] | 0 | 0 | 0 | 0
Canyon Del Oro High School Solar | 60685_G_CDO3 | 60685 | G | CDO3 |  | Solar PV |  | WECC_AZ | Arizona | 4 | Pima | 19 | 04019 | 0.2 | 0 | 2016 | 9999 |  |  | N | Solar | [13 empty] | 0 | 0 | 0 | 0
Canyon Del Oro High School Solar | 60685_G_CDO4 | 60685 | G | CDO4 |  | Solar PV |  | WECC_AZ | Arizona | 4 | Pima | 19 | 04019 | 0.2 | 0 | 2016 | 9999 |  |  | N | Solar | [13 empty] | 0 | 0 | 0 | 0
Pierre Solar | 60686_G_PIERS | 60686 | G | PIERS |  | Solar PV |  | SPP_WAUE | South Dakota | 46 | Hughes | 65 | 46065 | 1 | 0 | 2016 | 9999 |  |  | N | Solar | [13 empty] | 0 | 0 | 0 | 0
Cimarron Bend Wind Project I, LLC | 60687_G_1 | 60687 | G | 1 |  | Onshore Wind |  | SPP_N | Kansas | 20 | Clark | 25 | 20025 | 200 | 0 | 2016 | 9999 |  |  | N | Wind | [13 empty] | 0 | 0 | 0 | 0
Cimarron Bend Wind Project II, LLC | 60688_G_1 | 60688 | G | 1 |  | Onshore Wind |  | SPP_N | Kansas | 20 | Clark | 25 | 20025 | 200 | 0 | 2017 | 9999 |  |  | N | Wind | [13 empty] | 0 | 0 | 0 | 0
Western Plains Wind Farm | 60689_G_1 | 60689 | G | 1 |  | Onshore Wind |  | SPP_N | Kansas | 20 | Ford | 57 | 20057 | 280 | 0 | 2017 | 9999 |  |  | N | Wind | [13 empty] | 0 | 0 | 0 | 0
Blue Summit Storage, LLC | 60690_G_WBSS | 60690 | G | WBSS |  | Energy Storage |  | ERC_WEST | Texas | 48 | Wilbarger | 487 | 48487 | 30 | 0 | 2017 | 9999 |  |  | N | Energy Storage | [13 empty] | 0 | 0 | 0 | 0
WakeSun, LLC CSG | 60694_G_MLC27 | 60694 | G | MLC27 |  | Solar PV |  | MIS_MNWI | Minnesota | 27 | Stearns | 145 | 27145 | 1 | 0 | 2017 | 9999 |  |  | N | Solar | [13 empty] | 0 | 0 | 0 | 0
WakeSun, LLC CSG | 60694_G_MLC28 | 60694 | G | MLC28 |  | Solar PV |  | MIS_MNWI | Minnesota | 27 | Stearns | 145 | 27145 | 1 | 0 | 2017 | 9999 |  |  | N | Solar | [13 empty] | 0 | 0 | 0 | 0
WakeSun, LLC CSG | 60694_G_MLC29 | 60694 | G | MLC29 |  | Solar PV |  | MIS_MNWI | Minnesota | 27 | Stearns | 145 | 27145 | 1 | 0 | 2017 | 9999 |  |  | N | Solar | [13 empty] | 0 | 0 | 0 | 0
BentonSun, LLC | 60695_G_MLC17 | 60695 | G | MLC17 |  | Solar PV |  | MIS_MNWI | Minnesota | 27 | Carver | 19 | 27019 | 1 | 0 | 2016 | 9999 |  |  | N | Solar | [13 empty] | 0 | 0 | 0 | 0
BentonSun, LLC | 60695_G_MLC18 | 60695 | G | MLC18 |  | Solar PV |  | MIS_MNWI | Minnesota | 27 | Carver | 19 | 27019 | 1 | 0 | 2016 | 9999 |  |  | N | Solar | [13 empty] | 0 | 0 | 0 | 0
BentonSun, LLC | 60695_G_MLC19 | 60695 | G | MLC19 |  | Solar PV |  | MIS_MNWI | Minnesota | 27 | Carver | 19 | 27019 | 1 | 0 | 2016 | 9999 |  |  | N | Solar | [13 empty] | 0 | 0 | 0 | 0
BentonSun, LLC | 60695_G_MLC20 | 60695 | G | MLC20 |  | Solar PV |  | MIS_MNWI | Minnesota | 27 | Carver | 19 | 27019 | 1 | 0 | 2016 | 9999 |  |  | N | Solar | [13 empty] | 0 | 0 | 0 | 0
BentonSun, LLC | 60695_G_MLC21 | 60695 | G | MLC21 |  | Solar PV |  | MIS_MNWI | Minnesota | 27 | Carver | 19 | 27019 | 1 | 0 | 2016 | 9999 |  |  | N | Solar | [13 empty] | 0 | 0 | 0 | 0
Four Peaks Camino Real | 60696_G_1 | 60696 | G | 1 |  | Landfill Gas |  | WECC_NM | New Mexico | 35 | Dona Ana | 13 | 35013 | 3.4 | 14242 | 2008 | 9999 |  |  | N | Landfill Gas | [13 empty] | 0.24082 | 0.24082 | 0.24082 | 0.24082
DESI-1 Battery Energy Storage Facility | 60699_G_DESI1 | 60699 | G | DESI1 |  | Energy Storage |  | WECC_SCE | California | 6 | Orange | 59 | 06059 | 2.4 | 0 | 2019 | 9999 |  |  | N | Energy Storage | [13 empty] | 0 | 0 | 0 | 0
Wind Colebrook South | 60700_G_WCS | 60700 | G | WCS |  | Onshore Wind |  | NENG_CT | Connecticut | 9 | Litchfield | 5 | 09005 | 1.1 | 0 | 2015 | 9999 |  |  | N | Wind | [13 empty] | 0 | 0 | 0 | 0
JED Solid Waste Mgmt Renewable LFG Energy | 60701_G_00603 | 60701 | G | 00603 |  | Landfill Gas |  | FRCC | Florida | 12 | Osceola | 97 | 12097 | 1.4 | 18000 | 2017 | 9999 |  |  | N | Landfill Gas | [13 empty] | 0.09 | 0.09 | 0.09 | 0.09
JED Solid Waste Mgmt Renewable LFG Energy | 60701_G_00696 | 60701 | G | 00696 |  | Landfill Gas |  | FRCC | Florida | 12 | Osceola | 97 | 12097 | 1.4 | 18000 | 2017 | 9999 |  |  | N | Landfill Gas | [13 empty] | 0.09 | 0.09 | 0.09 | 0.09
JED Solid Waste Mgmt Renewable LFG Energy | 60701_G_00697 | 60701 | G | 00697 |  | Landfill Gas |  | FRCC | Florida | 12 | Osceola | 97 | 12097 | 1.4 | 18000 | 2017 | 9999 |  |  | N | Landfill Gas | [13 empty] | 0.09 | 0.09 | 0.09 | 0.09
JED Solid Waste Mgmt Renewable LFG Energy | 60701_G_00698 | 60701 | G | 00698 |  | Landfill Gas |  | FRCC | Florida | 12 | Osceola | 97 | 12097 | 1.4 | 18000 | 2017 | 9999 |  |  | N | Landfill Gas | [13 empty] | 0.09 | 0.09 | 0.09 | 0.09
JED Solid Waste Mgmt Renewable LFG Energy | 60701_G_00699 | 60701 | G | 00699 |  | Landfill Gas |  | FRCC | Florida | 12 | Osceola | 97 | 12097 | 1.4 | 18000 | 2017 | 9999 |  |  | N | Landfill Gas | [13 empty] | 0.09 | 0.09 | 0.09 | 0.09
JED Solid Waste Mgmt Renewable LFG Energy | 60701_G_00700 | 60701 | G | 00700 |  | Landfill Gas |  | FRCC | Florida | 12 | Osceola | 97 | 12097 | 1.4 | 18000 | 2017 | 9999 |  |  | N | Landfill Gas | [13 empty] | 0.09 | 0.09 | 0.09 | 0.09
Rincon Solar I | 60702_G_PV1 | 60702 | G | PV1 |  | Solar PV |  | S_SOU | Georgia | 13 | Effingham | 103 | 13103 | 17.4 | 0 | 2016 | 9999 |  |  | N | Solar | [13 empty] | 0 | 0 | 0 | 0
Green City Recovery, LLC | 60703_G_1 | 60703 | G | 1 |  | Landfill Gas |  | S_C_KY | Kentucky | 21 | Scott | 209 | 21209 | 1 | 18000 | 2016 | 9999 |  |  | N | Landfill Gas | [13 empty] | 0.24082 | 0.24082 | 0.24082 | 0.24082
Trenton Solar Farm (MO) | 60704_G_TSF1 | 60704 | G | TSF1 |  | Solar PV |  | MIS_MO | Missouri | 29 | Grundy | 79 | 29079 | 2.8 | 0 | 2015 | 9999 |  |  | N | Solar | [13 empty] | 0 | 0 | 0 | 0
Rolla Solar Farm (MO) | 60705_G_RSF1 | 60705 | G | RSF1 |  | Solar PV |  | MIS_MO | Missouri | 29 | Phelps | 161 | 29161 | 2.8 | 0 | 2016 | 9999 |  |  | N | Solar | [13 empty] | 0 | 0 | 0 | 0
Waynesville Solar Farm (MO) | 60706_G_WSF1 | 60706 | G | WSF1 |  | Solar PV |  | S_D_AECI | Missouri | 29 | Pulaski | 169 | 29169 | 2.8 | 0 | 2016 | 9999 |  |  | N | Solar | [13 empty] | 0 | 0 | 0 | 0
Marshall Solar Farm (MO) | 60707_G_MMSF1 | 60707 | G | MMSF1 |  | Solar PV |  | SPP_N | Missouri | 29 | Saline | 195 | 29195 | 2.8 | 0 | 2016 | 9999 |  |  | N | Solar | [13 empty] | 0 | 0 | 0 | 0
Havre de Grace II - E at Perryman | 60708_G_PV1 | 60708 | G | PV1 |  | Solar PV |  | PJM_EMAC | Maryland | 24 | Harford | 25 | 24025 | 1.4 | 0 | 2016 | 9999 |  |  | N | Solar | [13 empty] | 0 | 0 | 0 | 0
IFF Hazlet Ground | 60709_G_PV1 | 60709 | G | PV1 |  | Solar PV |  | PJM_EMAC | New Jersey | 34 | Monmouth | 25 | 34025 | 3 | 0 | 2014 | 9999 |  |  | N | Solar | [13 empty] | 0 | 0 | 0 | 0
Stone Hill Solar | 60710_G_PV1 | 60710 | G | PV1 |  | Solar PV |  | NENGREST | Massachusetts | 25 | Bristol | 5 | 25005 | 2 | 0 | 2014 | 9999 |  |  | N | Solar | [13 empty] | 0 | 0 | 0 | 0
Chisago Community Solar | 60711_G_CCS1 | 60711 | G | CCS1 |  | Solar PV |  | MIS_MNWI | Minnesota | 27 | Chisago | 25 | 27025 | 0.9 | 0 | 2016 | 9999 |  |  | N | Solar | [13 empty] | 0 | 0 | 0 | 0
Chisago Community Solar | 60711_G_CCS2 | 60711 | G | CCS2 |  | Solar PV |  | MIS_MNWI | Minnesota | 27 | Chisago | 25 | 27025 | 0.9 | 0 | 2016 | 9999 |  |  | N | Solar | [13 empty] | 0 | 0 | 0 | 0
Chisago Community Solar | 60711_G_CCS3 | 60711 | G | CCS3 |  | Solar PV |  | MIS_MNWI | Minnesota | 27 | Chisago | 25 | 27025 | 0.9 | 0 | 2016 | 9999 |  |  | N | Solar | [13 empty] | 0 | 0 | 0 | 0
Chisago Community Solar | 60711_G_CCS4 | 60711 | G | CCS4 |  | Solar PV |  | MIS_MNWI | Minnesota | 27 | Chisago | 25 | 27025 | 0.9 | 0 | 2016 | 9999 |  |  | N | Solar | [13 empty] | 0 | 0 | 0 | 0
Ursa Community Solar | 60712_G_UCS1 | 60712 | G | UCS1 |  | Solar PV |  | MIS_MNWI | Minnesota | 27 | Dakota | 37 | 27037 | 0.9 | 0 | 2017 | 9999 |  |  | N | Solar | [13 empty] | 0 | 0 | 0 | 0
Ursa Community Solar | 60712_G_UCS2 | 60712 | G | UCS2 |  | Solar PV |  | MIS_MNWI | Minnesota | 27 | Dakota | 37 | 27037 | 0.9 | 0 | 2017 | 9999 |  |  | N | Solar | [13 empty] | 0 | 0 | 0 | 0
Ursa Community Solar | 60712_G_UCS3 | 60712 | G | UCS3 |  | Solar PV |  | MIS_MNWI | Minnesota | 27 | Dakota | 37 | 27037 | 0.9 | 0 | 2017 | 9999 |  |  | N | Solar | [13 empty] | 0 | 0 | 0 | 0
Ursa Community Solar | 60712_G_UCS4 | 60712 | G | UCS4 |  | Solar PV |  | MIS_MNWI | Minnesota | 27 | Dakota | 37 | 27037 | 0.9 | 0 | 2017 | 9999 |  |  | N | Solar | [13 empty] | 0 | 0 | 0 | 0
Ursa Community Solar | 60712_G_UCS5 | 60712 | G | UCS5 |  | Solar PV |  | MIS_MNWI | Minnesota | 27 | Dakota | 37 | 27037 | 0.9 | 0 | 2017 | 9999 |  |  | N | Solar | [13 empty] | 0 | 0 | 0 | 0
Sunrise Community Solar | 60713_G_SCS1 | 60713 | G | SCS1 |  | Solar PV |  | MIS_MNWI | Minnesota | 27 | Chisago | 25 | 27025 | 0.9 | 0 | 2016 | 9999 |  |  | N | Solar | [13 empty] | 0 | 0 | 0 | 0
Sunrise Community Solar | 60713_G_SCS2 | 60713 | G | SCS2 |  | Solar PV |  | MIS_MNWI | Minnesota | 27 | Chisago | 25 | 27025 | 0.9 | 0 | 2016 | 9999 |  |  | N | Solar | [13 empty] | 0 | 0 | 0 | 0
Sunrise Community Solar | 60713_G_SCS3 | 60713 | G | SCS3 |  | Solar PV |  | MIS_MNWI | Minnesota | 27 | Chisago | 25 | 27025 | 0.9 | 0 | 2016 | 9999 |  |  | N | Solar | [13 empty] | 0 | 0 | 0 | 0
Sunrise Community Solar | 60713_G_SCS4 | 60713 | G | SCS4 |  | Solar PV |  | MIS_MNWI | Minnesota | 27 | Chisago | 25 | 27025 | 0.9 | 0 | 2016 | 9999 |  |  | N | Solar | [13 empty] | 0 | 0 | 0 | 0
Sunrise Community Solar | 60713_G_SCS5 | 60713 | G | SCS5 |  | Solar PV |  | MIS_MNWI | Minnesota | 27 | Chisago | 25 | 27025 | 0.9 | 0 | 2016 | 9999 |  |  | N | Solar | [13 empty] | 0 | 0 | 0 | 0
Rosemount Community Solar | 60714_G_RCS1 | 60714 | G | RCS1 |  | Solar PV |  | MIS_MNWI | Minnesota | 27 | Dakota | 37 | 27037 | 0.9 | 0 | 2016 | 9999 |  |  | N | Solar | [13 empty] | 0 | 0 | 0 | 0
Rosemount Community Solar | 60714_G_RCS2 | 60714 | G | RCS2 |  | Solar PV |  | MIS_MNWI | Minnesota | 27 | Dakota | 37 | 27037 | 0.9 | 0 | 2016 | 9999 |  |  | N | Solar | [13 empty] | 0 | 0 | 0 | 0
Rosemount Community Solar | 60714_G_RCS3 | 60714 | G | RCS3 |  | Solar PV |  | MIS_MNWI | Minnesota | 27 | Dakota | 37 | 27037 | 0.9 | 0 | 2016 | 9999 |  |  | N | Solar | [13 empty] | 0 | 0 | 0 | 0
Rosemount Community Solar | 60714_G_RCS4 | 60714 | G | RCS4 |  | Solar PV |  | MIS_MNWI | Minnesota | 27 | Dakota | 37 | 27037 | 0.9 | 0 | 2016 | 9999 |  |  | N | Solar | [13 empty] | 0 | 0 | 0 | 0
Rosemount Community Solar | 60714_G_RCS5 | 60714 | G | RCS5 |  | Solar PV |  | MIS_MNWI | Minnesota | 27 | Dakota | 37 | 27037 | 0.9 | 0 | 2016 | 9999 |  |  | N | Solar | [13 empty] | 0 | 0 | 0 | 0
Paynesville Community Solar | 60715_G_PCS1 | 60715 | G | PCS1 |  | Solar PV |  | MIS_MNWI | Minnesota | 27 | Stearns | 145 | 27145 | 0.9 | 0 | 2016 | 9999 |  |  | N | Solar | [13 empty] | 0 | 0 | 0 | 0
Paynesville Community Solar | 60715_G_PCS2 | 60715 | G | PCS2 |  | Solar PV |  | MIS_MNWI | Minnesota | 27 | Stearns | 145 | 27145 | 0.9 | 0 | 2016 | 9999 |  |  | N | Solar | [13 empty] | 0 | 0 | 0 | 0
Paynesville Community Solar | 60715_G_PCS3 | 60715 | G | PCS3 |  | Solar PV |  | MIS_MNWI | Minnesota | 27 | Stearns | 145 | 27145 | 0.9 | 0 | 2016 | 9999 |  |  | N | Solar | [13 empty] | 0 | 0 | 0 | 0
Paynesville Community Solar | 60715_G_PCS4 | 60715 | G | PCS4 |  | Solar PV |  | MIS_MNWI | Minnesota | 27 | Stearns | 145 | 27145 | 0.9 | 0 | 2016 | 9999 |  |  | N | Solar | [13 empty] | 0 | 0 | 0 | 0
Paynesville Community Solar | 60715_G_PCS5 | 60715 | G | PCS5 |  | Solar PV |  | MIS_MNWI | Minnesota | 27 | Stearns | 145 | 27145 | 0.9 | 0 | 2017 | 9999 |  |  | N | Solar | [13 empty] | 0 | 0 | 0 | 0
Orion Community Solar | 60716_G_OCS1 | 60716 | G | OCS1 |  | Solar PV |  | MIS_MNWI | Minnesota | 27 | Stearns | 145 | 27145 | 0.9 | 0 | 2017 | 9999 |  |  | N | Solar | [13 empty] | 0 | 0 | 0 | 0
Orion Community Solar | 60716_G_OCS2 | 60716 | G | OCS2 |  | Solar PV |  | MIS_MNWI | Minnesota | 27 | Stearns | 145 | 27145 | 0.9 | 0 | 2017 | 9999 |  |  | N | Solar | [13 empty] | 0 | 0 | 0 | 0
Orion Community Solar | 60716_G_OCS3 | 60716 | G | OCS3 |  | Solar PV |  | MIS_MNWI | Minnesota | 27 | Stearns | 145 | 27145 | 0.9 | 0 | 2017 | 9999 |  |  | N | Solar | [13 empty] | 0 | 0 | 0 | 0
Northfield Community Solar | 60717_G_NCS1 | 60717 | G | NCS1 |  | Solar PV |  | MIS_MNWI | Minnesota | 27 | Dakota | 37 | 27037 | 0.9 | 0 | 2016 | 9999 |  |  | N | Solar | [13 empty] | 0 | 0 | 0 | 0
Northfield Community Solar | 60717_G_NCS2 | 60717 | G | NCS2 |  | Solar PV |  | MIS_MNWI | Minnesota | 27 | Dakota | 37 | 27037 | 0.9 | 0 | 2016 | 9999 |  |  | N | Solar | [13 empty] | 0 | 0 | 0 | 0
Northfield Community Solar | 60717_G_NCS3 | 60717 | G | NCS3 |  | Solar PV |  | MIS_MNWI | Minnesota | 27 | Dakota | 37 | 27037 | 0.9 | 0 | 2016 | 9999 |  |  | N | Solar | [13 empty] | 0 | 0 | 0 | 0
Northfield Community Solar | 60717_G_NCS4 | 60717 | G | NCS4 |  | Solar PV |  | MIS_MNWI | Minnesota | 27 | Dakota | 37 | 27037 | 0.9 | 0 | 2016 | 9999 |  |  | N | Solar | [13 empty] | 0 | 0 | 0 | 0
Northfield Community Solar | 60717_G_NCS5 | 60717 | G | NCS5 |  | Solar PV |  | MIS_MNWI | Minnesota | 27 | Dakota | 37 | 27037 | 0.9 | 0 | 2016 | 9999 |  |  | N | Solar | [13 empty] | 0 | 0 | 0 | 0
Green Cow Power | 60721_G_ENG1 | 60721 | G | ENG1 |  | Non-Fossil Waste |  | MIS_INKY | Indiana | 18 | Elkhart | 39 | 18039 | 1 | 14731 | 2015 | 9999 |  |  | N | Non-Fossil Waste | [13 empty] | 0 | 0 | 0 | 0
Green Cow Power | 60721_G_ENG2 | 60721 | G | ENG2 |  | Non-Fossil Waste |  | MIS_INKY | Indiana | 18 | Elkhart | 39 | 18039 | 1 | 14731 | 2015 | 9999 |  |  | N | Non-Fossil Waste | [13 empty] | 0 | 0 | 0 | 0
Green Cow Power | 60721_G_ENG3 | 60721 | G | ENG3 |  | Non-Fossil Waste |  | MIS_INKY | Indiana | 18 | Elkhart | 39 | 18039 | 1 | 14731 | 2015 | 9999 |  |  | N | Non-Fossil Waste | [13 empty] | 0 | 0 | 0 | 0
East Orange Solar | 60727_G_PV1 | 60727 | G | PV1 |  | Solar PV |  | PJM_EMAC | New Jersey | 34 | Essex | 13 | 34013 | 4.5 | 0 | 2015 | 9999 |  |  | N | Solar | [13 empty] | 0 | 0 | 0 | 0
Howell Solar | 60728_G_PV1 | 60728 | G | PV1 |  | Solar PV |  | PJM_EMAC | New Jersey | 34 | Monmouth | 25 | 34025 | 7 | 0 | 2016 | 9999 |  |  | N | Solar | [13 empty] | 0 | 0 | 0 | 0
Raritan Solar | 60729_G_PV1 | 60729 | G | PV1 |  | Solar PV |  | PJM_EMAC | New Jersey | 34 | Hunterdon | 19 | 34019 | 7.5 | 0 | 2016 | 9999 |  |  | N | Solar | [13 empty] | 0 | 0 | 0 | 0
Bridgewater Solar | 60730_G_PV1 | 60730 | G | PV1 |  | Solar PV |  | NENGREST | Massachusetts | 25 | Plymouth | 23 | 25023 | 2 | 0 | 2015 | 9999 |  |  | N | Solar | [13 empty] | 0 | 0 | 0 | 0
Bridgewater Solar | 60730_G_PV2 | 60730 | G | PV2 |  | Solar PV |  | NENGREST | Massachusetts | 25 | Plymouth | 23 | 25023 | 1 | 0 | 2015 | 9999 |  |  | N | Solar | [13 empty] | 0 | 0 | 0 | 0
Holliston Solar | 60731_G_PV1 | 60731 | G | PV1 |  | Solar PV |  | NENGREST | Massachusetts | 25 | Middlesex | 17 | 25017 | 1 | 0 | 2015 | 9999 |  |  | N | Solar | [13 empty] | 0 | 0 | 0 | 0
Frankford Solar | 60732_G_PV1 | 60732 | G | PV1 |  | Solar PV |  | PJM_EMAC | New Jersey | 34 | Sussex | 37 | 34037 | 8.2 | 0 | 2012 | 9999 |  |  | N | Solar | [13 empty] | 0 | 0 | 0 | 0
Brickyard Solar | 60733_G_PV1 | 60733 | G | PV1 |  | Solar PV |  | PJM_EMAC | New Jersey | 34 | Monmouth | 25 | 34025 | 1.5 | 0 | 2015 | 9999 |  |  | N | Solar | [13 empty] | 0 | 0 | 0 | 0
Bordentown Solar | 60734_G_PV1 | 60734 | G | PV1 |  | Solar PV |  | PJM_EMAC | New Jersey | 34 | Burlington | 5 | 34005 | 6.8 | 0 | 2015 | 9999 |  |  | N | Solar | [13 empty] | 0 | 0 | 0 | 0
Longview Solar | 60735_G_PV1 | 60735 | G | PV1 |  | Solar PV |  | PJM_EMAC | Maryland | 24 | Wicomico | 45 | 24045 | 13.6 | 0 | 2016 | 9999 |  |  | N | Solar | [13 empty] | 0 | 0 | 0 | 0
Wilmington Solar | 60736_G_PV1 | 60736 | G | PV1 |  | Solar PV |  | NENGREST | Massachusetts | 25 | Middlesex | 17 | 25017 | 2 | 0 | 2015 | 9999 |  |  | N | Solar | [13 empty] | 0 | 0 | 0 | 0
Church Hill | 60737_G_PV1 | 60737 | G | PV1 |  | Solar PV |  | PJM_EMAC | Maryland | 24 | Queen Annes | 35 | 24035 | 6 | 0 | 2016 | 9999 |  |  | N | Solar | [13 empty] | 0 | 0 | 0 | 0
Fall River Solar | 60738_G_PV1 | 60738 | G | PV1 |  | Solar PV |  | NENGREST | Massachusetts | 25 | Bristol | 5 | 25005 | 2 | 0 | 2013 | 9999 |  |  | N | Solar | [13 empty] | 0 | 0 | 0 | 0
DSM Solar | 60739_G_PV1 | 60739 | G | PV1 |  | Solar PV |  | PJM_EMAC | New Jersey | 34 | Warren | 41 | 34041 | 4.5 | 0 | 2014 | 9999 |  |  | N | Solar | [13 empty] | 0 | 0 | 0 | 0
Pittsgrove Solar | 60740_G_PV1 | 60740 | G | PV1 |  | Solar PV |  | PJM_EMAC | New Jersey | 34 | Salem | 33 | 34033 | 2 | 0 | 2014 | 9999 |  |  | N | Solar | [13 empty] | 0 | 0 | 0 | 0
Old Midville Solar | 60741_G_OMD | 60741 | G | OMD |  | Solar PV |  | S_SOU | Georgia | 13 | Jenkins | 165 | 13165 | 19.7 | 0 | 2016 | 9999 |  |  | N | Solar | [13 empty] | 0 | 0 | 0 | 0
Argonne National Laboratory CHP | 60742_G_CHP | 60742 | G | CHP |  | Combustion Turbine |  | PJM_COMD | Illinois | 17 | Dupage | 43 | 17043 | 4.7 | 9086 | 2016 | 9999 |  |  | N | Natural Gas | [13 empty] | 0.011 | 0.011 | 0.011 | 0.011
Rattlesnake Power, LLC | 60743_G_WT1 | 60743 | G | WT1 |  | Onshore Wind |  | ERC_REST | Texas | 48 | Mcculloch | 307 | 48307 | 160 | 0 | 2018 | 9999 |  |  | N | Wind | [13 empty] | 0 | 0 | 0 | 0
SEPV Imperial Dixieland West | 60744_G_SESI2 | 60744 | G | SESI2 |  | Solar PV |  | WECC_IID | California | 6 | Imperial | 25 | 06025 | 2.9 | 0 | 2016 | 9999 |  |  | N | Solar | [13 empty] | 0 | 0 | 0 | 0
SEPV Imperial Dixieland East | 60745_G_SESI1 | 60745 | G | SESI1 |  | Solar PV |  | WECC_IID | California | 6 | Imperial | 25 | 06025 | 1.9 | 0 | 2016 | 9999 |  |  | N | Solar | [13 empty] | 0 | 0 | 0 | 0
Silvi Gibraltar Rock | 60746_G_08502 | 60746 | G | 08502 |  | Solar PV |  | PJM_EMAC | New Jersey | 34 | Somerset | 35 | 34035 | 2.5 | 0 | 2016 | 9999 |  |  | N | Solar | [13 empty] | 0 | 0 | 0 | 0
Seabrook Village | 60747_G_07724 | 60747 | G | 07724 |  | Solar PV |  | PJM_EMAC | New Jersey | 34 | Monmouth | 25 | 34025 | 3.1 | 0 | 2016 | 9999 |  |  | N | Solar | [13 empty] | 0 | 0 | 0 | 0
Simcoe Solar | 60748_G_IDSS | 60748 | G | IDSS |  | Solar PV |  | WECC_ID | Idaho | 16 | Elmore | 39 | 16039 | 20 | 0 | 2017 | 9999 |  |  | N | Solar | [13 empty] | 0 | 0 | 0 | 0
Osawatomie Power Plant South Sub | 60750_G_CAT4 | 60750 | G | CAT4 |  | Combustion Turbine | IC Engine | SPP_N | Kansas | 20 | Miami | 121 | 20121 | 2 | 14397 | 2017 | 9999 |  |  | N | Distillate Fuel Oil | [13 empty] | 2.8335 | 2.8335 | 2.8335 | 2.8335
Osawatomie Power Plant South Sub | 60750_G_CAT5 | 60750 | G | CAT5 |  | Combustion Turbine | IC Engine | SPP_N | Kansas | 20 | Miami | 121 | 20121 | 2 | 14397 | 2017 | 9999 |  |  | N | Distillate Fuel Oil | [13 empty] | 2.8335 | 2.8335 | 2.8335 | 2.8335
Osawatomie Power Plant South Sub | 60750_G_CAT6 | 60750 | G | CAT6 |  | Combustion Turbine | IC Engine | SPP_N | Kansas | 20 | Miami | 121 | 20121 | 2 | 14397 | 2017 | 9999 |  |  | N | Distillate Fuel Oil | [13 empty] | 2.8335 | 2.8335 | 2.8335 | 2.8335
Osawatomie Power Plant North Sub | 60751_G_CAT1 | 60751 | G | CAT1 |  | Combustion Turbine | IC Engine | SPP_N | Kansas | 20 | Miami | 121 | 20121 | 2 | 14397 | 2018 | 9999 |  |  | N | Distillate Fuel Oil | [13 empty] | 2.8335 | 2.8335 | 2.8335 | 2.8335
Osawatomie Power Plant North Sub | 60751_G_CAT2 | 60751 | G | CAT2 |  | Combustion Turbine | IC Engine | SPP_N | Kansas | 20 | Miami | 121 | 20121 | 2 | 14397 | 2018 | 9999 |  |  | N | Distillate Fuel Oil | [13 empty] | 2.8335 | 2.8335 | 2.8335 | 2.8335
Osawatomie Power Plant North Sub | 60751_G_CAT3 | 60751 | G | CAT3 |  | Combustion Turbine | IC Engine | SPP_N | Kansas | 20 | Miami | 121 | 20121 | 2 | 14397 | 2018 | 9999 |  |  | N | Distillate Fuel Oil | [13 empty] | 2.8335 | 2.8335 | 2.8335 | 2.8335
Gloucester Community College Solar | 60752_G_PV1 | 60752 | G | PV1 |  | Solar PV |  | PJM_EMAC | New Jersey | 34 | Gloucester | 15 | 34015 | 2.3 | 0 | 2014 | 9999 |  |  | N | Solar | [13 empty] | 0 | 0 | 0 | 0
Shirley Landfill | 60753_G_PV1 | 60753 | G | PV1 |  | Solar PV |  | NENGREST | Massachusetts | 25 | Middlesex | 17 | 25017 | 1 | 0 | 2017 | 9999 |  |  | N | Solar | [13 empty] | 0 | 0 | 0 | 0
DDR Shoppers World | 60754_G_PV1 | 60754 | G | PV1 |  | Solar PV |  | NENGREST | Massachusetts | 25 | Middlesex | 17 | 25017 | 1.3 | 0 | 2017 | 9999 |  |  | N | Solar | [13 empty] | 0 | 0 | 0 | 0
Spartan | 60755_G_PV1 | 60755 | G | PV1 |  | Solar PV |  | PJM_EMAC | New Jersey | 34 | Burlington | 5 | 34005 | 8.3 | 0 | 2017 | 9999 |  |  | N | Solar | [13 empty] | 0 | 0 | 0 | 0
Meadow Solar | 60756_G_PV1 | 60756 | G | PV1 |  | Solar PV |  | NENGREST | Massachusetts | 25 | Suffolk | 25 | 25025 | 3 | 0 | 2016 | 9999 |  |  | N | Solar | [13 empty] | 0 | 0 | 0 | 0
Cedarville | 60757_G_PV1 | 60757 | G | PV1 |  | Solar PV |  | NENGREST | Massachusetts | 25 | Plymouth | 23 | 25023 | 0.5 | 0 | 2017 | 9999 |  |  | N | Solar | [13 empty] | 0 | 0 | 0 | 0
Cedarville | 60757_G_PV2 | 60757 | G | PV2 |  | Solar PV |  | NENGREST | Massachusetts | 25 | Plymouth | 23 | 25023 | 1 | 0 | 2017 | 9999 |  |  | N | Solar | [13 empty] | 0 | 0 | 0 | 0
Cedarville | 60757_G_PV3 | 60757 | G | PV3 |  | Solar PV |  | NENGREST | Massachusetts | 25 | Plymouth | 23 | 25023 | 1 | 0 | 2017 | 9999 |  |  | N | Solar | [13 empty] | 0 | 0 | 0 | 0
Freeze Solar | 60759_G_PV1 | 60759 | G | PV1 |  | Solar PV |  | PJM_EMAC | New Jersey | 34 | Middlesex | 23 | 34023 | 1.5 | 0 | 2013 | 9999 |  |  | N | Solar | [13 empty] | 0 | 0 | 0 | 0
Millikan BESS | 60760_G_PE101 | 60760 | G | PE101 |  | Energy Storage |  | WECC_SCE | California | 6 | Orange | 59 | 06059 | 2 | 0 | 2016 | 9999 |  |  | N | Energy Storage | [13 empty] | 0 | 0 | 0 | 0
Roper Farm, LLC | 60761_G_1 | 60761 | G | 1 |  | Solar PV |  | S_VACA | North Carolina | 37 | Cleveland | 45 | 37045 | 5 | 0 | 2015 | 9999 |  |  | N | Solar | [13 empty] | 0 | 0 | 0 | 0
Pfizer Peapack Solar | 60762_G_07934 | 60762 | G | 07934 |  | Solar PV |  | PJM_EMAC | New Jersey | 34 | Somerset | 35 | 34035 | 6.2 | 0 | 2016 | 9999 |  |  | N | Solar | [13 empty] | 0 | 0 | 0 | 0
Holland Solar | 60763_G_PV1 | 60763 | G | PV1 |  | Solar PV |  | PJM_EMAC | New Jersey | 34 | Hunterdon | 19 | 34019 | 3 | 0 | 2015 | 9999 |  |  | N | Solar | [13 empty] | 0 | 0 | 0 | 0
Victory Solar LLC | 60764_G_PV1 | 60764 | G | PV1 |  | Solar PV |  | WECC_CO | Colorado | 8 | Adams | 1 | 08001 | 12.8 | 0 | 2016 | 9999 |  |  | N | Solar | [13 empty] | 0 | 0 | 0 | 0
L'Oreal Franklin | 60765_G_PV1 | 60765 | G | PV1 |  | Solar PV |  | PJM_EMAC | New Jersey | 34 | Somerset | 35 | 34035 | 1.2 | 0 | 2012 | 9999 |  |  | N | Solar | [13 empty] | 0 | 0 | 0 | 0
L'Oreal Monmouth | 60766_G_PV1 | 60766 | G | PV1 |  | Solar PV |  | PJM_EMAC | New Jersey | 34 | Monmouth | 25 | 34025 | 2 | 0 | 2013 | 9999 |  |  | N | Solar | [13 empty] | 0 | 0 | 0 | 0
PB2 - Gila River | 60768_G_CTG3 | 60768 | G | CTG3 |  | Combined Cycle |  | WECC_AZ | Arizona | 4 | Maricopa | 13 | 04013 | 146 | 7590 | 2003 | 9999 |  |  | N | Natural Gas | [13 empty] | 0.0692 | 0.0692 | 0.0692 | 0.0692
PB2 - Gila River | 60768_G_CTG4 | 60768 | G | CTG4 |  | Combined Cycle |  | WECC_AZ | Arizona | 4 | Maricopa | 13 | 04013 | 146 | 7590 | 2003 | 9999 |  |  | N | Natural Gas | [13 empty] | 0.0692 | 0.0692 | 0.0692 | 0.0692
PB2 - Gila River | 60768_G_ST10 | 60768 | G | ST10 |  | Combined Cycle |  | WECC_AZ | Arizona | 4 | Maricopa | 13 | 04013 | 223 | 7590 | 2003 | 9999 |  |  | N | Natural Gas | [13 empty] | 0.0692 | 0.0692 | 0.0692 | 0.0692
Lower Cape May HS | 60769_G_PV1 | 60769 | G | PV1 |  | Solar PV |  | PJM_EMAC | New Jersey | 34 | Cape May | 9 | 34009 | 1.5 | 0 | 2012 | 9999 |  |  | N | Solar | [13 empty] | 0 | 0 | 0 | 0
Timber Creek HS | 60771_G_PV1 | 60771 | G | PV1 |  | Solar PV |  | PJM_EMAC | New Jersey | 34 | Camden | 7 | 34007 | 1.3 | 0 | 2013 | 9999 |  |  | N | Solar | [13 empty] | 0 | 0 | 0 | 0
Adams Ave MS and HS | 60772_G_PVHS | 60772 | G | PVHS |  | Solar PV |  | PJM_EMAC | New Jersey | 34 | Atlantic | 1 | 34001 | 1.5 | 0 | 2012 | 9999 |  |  | N | Solar | [13 empty] | 0 | 0 | 0 | 0
Adams Ave MS and HS | 60772_G_PVMS | 60772 | G | PVMS |  | Solar PV |  | PJM_EMAC | New Jersey | 34 | Atlantic | 1 | 34001 | 1.5 | 0 | 2011 | 9999 |  |  | N | Solar | [13 empty] | 0 | 0 | 0 | 0
Phantom Solar | 60774_G_GEN1 | 60774 | G | GEN1 |  | Solar PV |  | ERC_REST | Texas | 48 | Bell | 27 | 48027 | 15.4 | 0 | 2017 | 9999 |  |  | N | Solar | [13 empty] | 0 | 0 | 0 | 0
Deerfield Solar | 60775_G_PV1 | 60775 | G | PV1 |  | Solar PV |  | NENGREST | Massachusetts | 25 | Franklin | 11 | 25011 | 4.4 | 0 | 2017 | 9999 |  |  | N | Solar | [13 empty] | 0 | 0 | 0 | 0
Community Foodbank of NJ | 60776_G_FDBNK | 60776 | G | FDBNK |  | Solar PV |  | PJM_EMAC | New Jersey | 34 | Union | 39 | 34039 | 1.1 | 0 | 2012 | 9999 |  |  | N | Solar | [13 empty] | 0 | 0 | 0 | 0
Hew Fulton Farm, LLC | 60778_G_1 | 60778 | G | 1 |  | Solar PV |  | S_VACA | North Carolina | 37 | Scotland | 165 | 37165 | 5 | 0 | 2015 | 9999 |  |  | N | Solar | [13 empty] | 0 | 0 | 0 | 0
McGoogan Farm, LLC | 60779_G_1 | 60779 | G | 1 |  | Solar PV |  | S_VACA | North Carolina | 37 | Robeson | 155 | 37155 | 5 | 0 | 2015 | 9999 |  |  | N | Solar | [13 empty] | 0 | 0 | 0 | 0
Royal Wine Corp Solar Power Plant | 60781_G_PV1 | 60781 | G | PV1 |  | Solar PV |  | PJM_EMAC | New Jersey | 34 | Hudson | 17 | 34017 | 1 | 0 | 2011 | 9999 |  |  | N | Solar | [13 empty] | 0 | 0 | 0 | 0
Barnhill Road Solar, LLC | 60782_G_1 | 60782 | G | 1 |  | Solar PV |  | PJM_Dom | North Carolina | 37 | Pasquotank | 139 | 37139 | 3.1 | 0 | 2016 | 9999 |  |  | N | Solar | [13 empty] | 0 | 0 | 0 | 0
Leggett Solar, LLC | 60783_G_1 | 60783 | G | 1 |  | Solar PV |  | S_VACA | North Carolina | 37 | Edgecombe | 65 | 37065 | 5 | 0 | 2016 | 9999 |  |  | N | Solar | [13 empty] | 0 | 0 | 0 | 0
Williamston Speight Solar, LLC | 60787_G_SPGHT | 60787 | G | SPGHT |  | Solar PV |  | PJM_Dom | North Carolina | 37 | Martin | 117 | 37117 | 15 | 0 | 2016 | 9999 |  |  | N | Solar | [13 empty] | 0 | 0 | 0 | 0
Suwannee Solar Facility | 60788_G_XXXXX | 60788 | G | XXXXX |  | Solar PV |  | FRCC | Florida | 12 | Suwannee | 121 | 12121 | 8.8 | 0 | 2017 | 9999 |  |  | N | Solar | [13 empty] | 0 | 0 | 0 | 0
PVN Milliken, LLC | 60790_G_PV | 60790 | G | PV |  | Solar PV |  | WECC_SCE | California | 6 | San Bernardino | 71 | 06071 | 3 | 0 | 2017 | 9999 |  |  | N | Solar | [13 empty] | 0 | 0 | 0 | 0
SunAnza | 60791_G_ANZA1 | 60791 | G | ANZA1 |  | Solar PV |  | WECC_SCE | California | 6 | Riverside | 65 | 06065 | 2 | 0 | 2017 | 9999 |  |  | N | Solar | [13 empty] | 0 | 0 | 0 | 0
CC Landfill Energy, LLC | 60792_G_GT1 | 60792 | G | GT1 |  | Landfill Gas |  | WECC_SNV | Nevada | 32 | Clark | 3 | 32003 | 3.3 | 14242 | 2012 | 9999 |  |  | N | Landfill Gas | [13 empty] | 0.24082 | 0.24082 | 0.24082 | 0.24082
CC Landfill Energy, LLC | 60792_G_GT2 | 60792 | G | GT2 |  | Landfill Gas |  | WECC_SNV | Nevada | 32 | Clark | 3 | 32003 | 3.3 | 14242 | 2012 | 9999 |  |  | N | Landfill Gas | [13 empty] | 0.24082 | 0.24082 | 0.24082 | 0.24082
Eichtens Solar | 60795_G_SO228 | 60795 | G | SO228 |  | Solar PV |  | MIS_MNWI | Minnesota | 27 | Chisago | 25 | 27025 | 3.9 | 0 | 2016 | 9999 |  |  | N | Solar | [13 empty] | 0 | 0 | 0 | 0
Red Wing Solar | 60796_G_SO234 | 60796 | G | SO234 |  | Solar PV |  | MIS_MNWI | Minnesota | 27 | Goodhue | 49 | 27049 | 4.9 | 0 | 2016 | 9999 |  |  | N | Solar | [13 empty] | 0 | 0 | 0 | 0
Lake Forest Hospital | 60797_G_GEN1 | 60797 | G | GEN1 |  | Combustion Turbine | IC Engine | PJM_COMD | Illinois | 17 | Lake | 97 | 17097 | 3.2 | 12194 | 1996 | 9999 |  |  | N | Natural Gas | [13 empty] | 0.79266 | 0.79266 | 0.79266 | 0.79266
South Atlantic Services Solar Farm I | 60798_G_PV1 | 60798 | G | PV1 |  | Solar PV |  | S_VACA | North Carolina | 37 | New Hanover | 129 | 37129 | 1.6 | 0 | 2013 | 9999 |  |  | N | Solar | [13 empty] | 0 | 0 | 0 | 0
Iron Horse Solar 4, LLC | 60799_G_PV1 | 60799 | G | PV1 |  | Solar PV |  | NENGREST | Massachusetts | 25 | Middlesex | 17 | 25017 | 4.5 | 0 | 2017 | 9999 |  |  | N | Solar | [13 empty] | 0 | 0 | 0 | 0
Catawba Solar LLC | 60800_G_PV1 | 60800 | G | PV1 |  | Solar PV |  | S_VACA | North Carolina | 37 | Rowan | 159 | 37159 | 2 | 0 | 2016 | 9999 |  |  | N | Solar | [13 empty] | 0 | 0 | 0 | 0
ACCC Mays Landing | 60802_G_PV1 | 60802 | G | PV1 |  | Solar PV |  | PJM_EMAC | New Jersey | 34 | Atlantic | 1 | 34001 | 1.4 | 0 | 2013 | 9999 |  |  | N | Solar | [13 empty] | 0 | 0 | 0 | 0
Deutsche Bank- Piscataway Solar | 60803_G_DBPIS | 60803 | G | DBPIS |  | Solar PV |  | PJM_EMAC | New Jersey | 34 | Middlesex | 23 | 34023 | 1 | 0 | 2011 | 9999 |  |  | N | Solar | [13 empty] | 0 | 0 | 0 | 0
Gemini Technologies Services, Inc. Solar | 60804_G_DBGAT | 60804 | G | DBGAT |  | Solar PV |  | PJM_EMAC | New Jersey | 34 | Morris | 27 | 34027 | 1.2 | 0 | 2013 | 9999 |  |  | N | Solar | [13 empty] | 0 | 0 | 0 | 0
Beaver Run | 60805_G_BRUN1 | 60805 | G | BRUN1 |  | Solar PV |  | PJM_EMAC | New Jersey | 34 | Sussex | 37 | 34037 | 7.4 | 0 | 2015 | 9999 |  |  | N | Solar | [13 empty] | 0 | 0 | 0 | 0
North Bergen Solar | 60806_G_PV1 | 60806 | G | PV1 |  | Solar PV |  | PJM_EMAC | New Jersey | 34 | Hudson | 17 | 34017 | 1.7 | 0 | 2016 | 9999 |  |  | N | Solar | [13 empty] | 0 | 0 | 0 | 0
US Foods Solar | 60808_G_USFDS | 60808 | G | USFDS |  | Solar PV |  | PJM_EMAC | New Jersey | 34 | Middlesex | 23 | 34023 | 3 | 0 | 2012 | 9999 |  |  | N | Solar | [13 empty] | 0 | 0 | 0 | 0
Summit Water Nexus Mt. Holly, LLC Solar | 60809_G_MHWWT | 60809 | G | MHWWT |  | Solar PV |  | PJM_EMAC | New Jersey | 34 | Burlington | 5 | 34005 | 0.3 | 0 | 2013 | 9999 |  |  | N | Solar | [13 empty] | 0 | 0 | 0 | 0
Sabert Solar | 60810_G_SABER | 60810 | G | SABER |  | Solar PV |  | PJM_EMAC | New Jersey | 34 | Middlesex | 23 | 34023 | 0.3 | 0 | 2011 | 9999 |  |  | N | Solar | [13 empty] | 0 | 0 | 0 | 0
AES ADA Energy Storage Array | 60811_G_ADA | 60811 | G | ADA |  | Energy Storage |  | PJM_EMAC | Pennsylvania | 42 | Montgomery | 91 | 42091 | 2 | 0 | 2013 | 9999 |  |  | N | Energy Storage | [13 empty] | 0 | 0 | 0 | 0
Hampshire College | 60815_G_PV1 | 60815 | G | PV1 |  | Solar PV |  | NENGREST | Massachusetts | 25 | Hampshire | 15 | 25015 | 1.7 | 0 | 2017 | 9999 |  |  | N | Solar | [13 empty] | 0 | 0 | 0 | 0
Hampshire College | 60815_G_PV2 | 60815 | G | PV2 |  | Solar PV |  | NENGREST | Massachusetts | 25 | Hampshire | 15 | 25015 | 1.7 | 0 | 2017 | 9999 |  |  | N | Solar | [13 empty] | 0 | 0 | 0 | 0
Hampshire College | 60815_G_BA2 | 60815 | G | BA2 |  | Energy Storage |  | NENGREST | Massachusetts | 25 | Hampshire | 15 | 25015 | 0.5 | 0 | 2017 | 9999 |  |  | N | Energy Storage | [13 empty] | 0 | 0 | 0 | 0
Hampshire College | 60815_G_BA1 | 60815 | G | BA1 |  | Energy Storage |  | NENGREST | Massachusetts | 25 | Hampshire | 15 | 25015 | 0.5 | 0 | 2017 | 9999 |  |  | N | Energy Storage | [13 empty] | 0 | 0 | 0 | 0
Town of Lexington Solar | 60816_G_PV1 | 60816 | G | PV1 |  | Solar PV |  | NENGREST | Massachusetts | 25 | Middlesex | 17 | 25017 | 1.6 | 0 | 2017 | 9999 |  |  | N | Solar | [13 empty] | 0 | 0 | 0 | 0
Sullivan County - Adult Care Solar | 60817_G_PV1 | 60817 | G | PV1 |  | Solar PV |  | NY_Z_G-I | New York | 36 | Sullivan | 105 | 36105 | 2 | 0 | 2017 | 9999 |  |  | N | Solar | [13 empty] | 0 | 0 | 0 | 0
Oswego County - Fulton Solar | 60818_G_PV1 | 60818 | G | PV1 |  | Solar PV |  | NY_Z_C&E | New York | 36 | Oswego | 75 | 36075 | 2 | 0 | 2018 | 9999 |  |  | N | Solar | [13 empty] | 0 | 0 | 0 | 0
Montgomery County - Correctional Facility | 60820_G_PV1 | 60820 | G | PV1 |  | Solar PV |  | PJM_SMAC | Maryland | 24 | Montgomery | 31 | 24031 | 1.4 | 0 | 2017 | 9999 |  |  | N | Solar | [13 empty] | 0 | 0 | 0 | 0
Weber State University - Davis Campus Solar | 60821_G_PV1 | 60821 | G | PV1 |  | Solar PV |  | WECC_UT | Utah | 49 | Davis | 11 | 49011 | 1.3 | 0 | 2017 | 9999 |  |  | N | Solar | [13 empty] | 0 | 0 | 0 | 0
Intel - Ocotillo Campus Solar | 60822_G_PV1 | 60822 | G | PV1 |  | Solar PV |  | WECC_AZ | Arizona | 4 | Maricopa | 13 | 04013 | 2.8 | 0 | 2017 | 9999 |  |  | N | Solar | [13 empty] | 0 | 0 | 0 | 0
Intel - Ocotillo Campus Solar | 60822_G_PV2 | 60822 | G | PV2 |  | Solar PV |  | WECC_AZ | Arizona | 4 | Maricopa | 13 | 04013 | 1.4 | 0 | 2017 | 9999 |  |  | N | Solar | [13 empty] | 0 | 0 | 0 | 0
South Sioux City Solar | 60823_G_PV1 | 60823 | G | PV1 |  | Solar PV |  | SPP_NEBR | Nebraska | 31 | Dakota | 43 | 31043 | 2.3 | 0 | 2016 | 9999 |  |  | N | Solar | [13 empty] | 0 | 0 | 0 | 0
Valley Sanitary District WTP Solar | 60824_G_PV1 | 60824 | G | PV1 |  | Solar PV |  | WECC_SCE | California | 6 | Riverside | 65 | 06065 | 1 | 0 | 2016 | 9999 |  |  | N | Solar | [13 empty] | 0 | 0 | 0 | 0
Webster Holdco Solar | 60830_G_WEBST | 60830 | G | WEBST |  | Solar PV |  | MIS_MNWI | Minnesota | 27 | Rice | 131 | 27131 | 5 | 0 | 2017 | 9999 |  |  | N | Solar | [13 empty] | 0 | 0 | 0 | 0
Orbit Energy RI | 60831_G_1 | 60831 | G | 1 |  | Non-Fossil Waste |  | NENGREST | Rhode Island | 44 | Providence | 7 | 44007 | 3.2 | 14731 | 2017 | 9999 |  |  | N | Non-Fossil Waste | [13 empty] | 0 | 0 | 0 | 0
Farmington Holdco Solar | 60832_G_FARMI | 60832 | G | FARMI |  | Solar PV |  | MIS_MNWI | Minnesota | 27 | Dakota | 37 | 27037 | 5 | 0 | 2017 | 9999 |  |  | N | Solar | [13 empty] | 0 | 0 | 0 | 0
Dodge Holdco Solar | 60833_G_DODGE | 60833 | G | DODGE |  | Solar PV |  | MIS_MNWI | Minnesota | 27 | Dodge | 39 | 27039 | 5 | 0 | 2017 | 9999 |  |  | N | Solar | [13 empty] | 0 | 0 | 0 | 0
Hwy 14 Holdco Solar | 60834_G_HWY14 | 60834 | G | HWY14 |  | Solar PV |  | MIS_MNWI | Minnesota | 27 | Olmsted | 109 | 27109 | 5 | 0 | 2017 | 9999 |  |  | N | Solar | [13 empty] | 0 | 0 | 0 | 0
Pine Island Solar | 60835_G_PINEI | 60835 | G | PINEI |  | Solar PV |  | MIS_MNWI | Minnesota | 27 | Olmsted | 109 | 27109 | 3.9 | 0 | 2017 | 9999 |  |  | N | Solar | [13 empty] | 0 | 0 | 0 | 0
Big Lake Holdco Solar | 60836_G_BLAKE | 60836 | G | BLAKE |  | Solar PV |  | MIS_MNWI | Minnesota | 27 | Sherburne | 141 | 27141 | 5 | 0 | 2017 | 9999 |  |  | N | Solar | [13 empty] | 0 | 0 | 0 | 0
Forest Lake Solar | 60837_G_FORES | 60837 | G | FORES |  | Solar PV |  | MIS_MNWI | Minnesota | 27 | Washington | 163 | 27163 | 5 | 0 | 2017 | 9999 |  |  | N | Solar | [13 empty] | 0 | 0 | 0 | 0
Wabasha Holdco Solar | 60838_G_WABAS | 60838 | G | WABAS |  | Solar PV |  | MIS_MNWI | Minnesota | 27 | Wabasha | 157 | 27157 | 3 | 0 | 2017 | 9999 |  |  | N | Solar | [13 empty] | 0 | 0 | 0 | 0
Goya Foods, Inc- Jersey City Solar | 60839_G_PV1 | 60839 | G | PV1 |  | Solar PV |  | PJM_EMAC | New Jersey | 34 | Hudson | 17 | 34017 | 2.5 | 0 | 2015 | 9999 |  |  | N | Solar | [13 empty] | 0 | 0 | 0 | 0
Goya Foods, Inc- Secaucus Solar | 60840_G_PV1 | 60840 | G | PV1 |  | Solar PV |  | PJM_EMAC | New Jersey | 34 | Hudson | 17 | 34017 | 1.6 | 0 | 2016 | 9999 |  |  | N | Solar | [13 empty] | 0 | 0 | 0 | 0
Prudential 55 Livingston Roseland Solar | 60841_G_PV1 | 60841 | G | PV1 |  | Solar PV |  | PJM_EMAC | New Jersey | 34 | Essex | 13 | 34013 | 1.2 | 0 | 2013 | 9999 |  |  | N | Solar | [13 empty] | 0 | 0 | 0 | 0
Prudential 80 Livingston Roseland Solar | 60842_G_PV1 | 60842 | G | PV1 |  | Solar PV |  | PJM_EMAC | New Jersey | 34 | Essex | 13 | 34013 | 1.7 | 0 | 2013 | 9999 |  |  | N | Solar | [13 empty] | 0 | 0 | 0 | 0
River Terminal Development Solar | 60843_G_RTD1 | 60843 | G | RTD1 |  | Solar PV |  | PJM_EMAC | New Jersey | 34 | Hudson | 17 | 34017 | 0.5 | 0 | 2006 | 9999 |  |  | N | Solar | [13 empty] | 0 | 0 | 0 | 0
River Terminal Development Solar | 60843_G_RTD2 | 60843 | G | RTD2 |  | Solar PV |  | PJM_EMAC | New Jersey | 34 | Hudson | 17 | 34017 | 0.6 | 0 | 2009 | 9999 |  |  | N | Solar | [13 empty] | 0 | 0 | 0 | 0
River Terminal Development Solar | 60843_G_RTD3 | 60843 | G | RTD3 |  | Solar PV |  | PJM_EMAC | New Jersey | 34 | Hudson | 17 | 34017 | 0.2 | 0 | 2011 | 9999 |  |  | N | Solar | [13 empty] | 0 | 0 | 0 | 0
River Terminal Development Solar | 60843_G_RTD4 | 60843 | G | RTD4 |  | Solar PV |  | PJM_EMAC | New Jersey | 34 | Hudson | 17 | 34017 | 1 | 0 | 2011 | 9999 |  |  | N | Solar | [13 empty] | 0 | 0 | 0 | 0
River Terminal Development Solar | 60843_G_RTD5 | 60843 | G | RTD5 |  | Solar PV |  | PJM_EMAC | New Jersey | 34 | Hudson | 17 | 34017 | 0.4 | 0 | 2016 | 9999 |  |  | N | Solar | [13 empty] | 0 | 0 | 0 | 0
Genentech Vacaville Meter #1 | 60844_G_PV1 | 60844 | G | PV1 |  | Solar PV |  | WEC_CALN | California | 6 | Solano | 95 | 06095 | 3.8 | 0 | 2017 | 9999 |  |  | N | Solar | [13 empty] | 0 | 0 | 0 | 0
Genentech Vacaville Meter #1 | 60844_G_PV2 | 60844 | G | PV2 |  | Solar PV |  | WEC_CALN | California | 6 | Solano | 95 | 06095 | 2.3 | 0 | 2017 | 9999 |  |  | N | Solar | [13 empty] | 0 | 0 | 0 | 0
US GSA - Sacramento | 60846_G_PV1 | 60846 | G | PV1 |  | Solar PV |  | WEC_BANC | California | 6 | Sacramento | 67 | 06067 | 1.1 | 0 | 2017 | 9999 |  |  | N | Solar | [13 empty] | 0 | 0 | 0 | 0
Garrett County - DPU Treatment Plant | 60847_G_PV1 | 60847 | G | PV1 |  | Solar PV |  | PJM_AP | Maryland | 24 | Garrett | 23 | 24023 | 1.2 | 0 | 2017 | 9999 |  |  | N | Solar | [13 empty] | 0 | 0 | 0 | 0
Temple Solar Arrays | 60848_G_51599 | 60848 | G | 51599 |  | Solar PV |  | PJM_WMAC | Pennsylvania | 42 | Berks | 11 | 42011 | 2.2 | 0 | 2011 | 9999 |  |  | N | Solar | [13 empty] | 0 | 0 | 0 | 0
Emmitsburg Solar Arrays | 60849_G_87353 | 60849 | G | 87353 |  | Solar PV |  | PJM_AP | Maryland | 24 | Frederick | 21 | 24021 | 1.7 | 0 | 2014 | 9999 |  |  | N | Solar | [13 empty] | 0 | 0 | 0 | 0
Curtis Hill Solar | 60851_G_PV1 | 60851 | G | PV1 |  | Solar PV |  | NENGREST | Massachusetts | 25 | Worcester | 27 | 25027 | 1.9 | 0 | 2016 | 9999 |  |  | N | Solar | [13 empty] | 0 | 0 | 0 | 0
Depot Hill Solar | 60852_G_PV1 | 60852 | G | PV1 |  | Solar PV |  | NENGREST | Massachusetts | 25 | Worcester | 27 | 25027 | 1.9 | 0 | 2016 | 9999 |  |  | N | Solar | [13 empty] | 0 | 0 | 0 | 0
SR Houston | 60853_G_HOUST | 60853 | G | HOUST |  | Solar PV |  | S_C_TVA | Mississippi | 28 | Chickasaw | 17 | 28017 | 3.1 | 0 | 2016 | 9999 |  |  | N | Solar | [13 empty] | 0 | 0 | 0 | 0
Bird Machine Solar Farm | 60854_G_BRDMA | 60854 | G | BRDMA |  | Solar PV |  | NENGREST | Massachusetts | 25 | Norfolk | 21 | 25021 | 4.6 | 0 | 2017 | 9999 |  |  | N | Solar | [13 empty] | 0 | 0 | 0 | 0
Iron Horse Solar I CSG | 60855_G_DOW | 60855 | G | DOW |  | Solar PV |  | NENGREST | Massachusetts | 25 | Middlesex | 17 | 25017 | 2.9 | 0 | 2016 | 9999 |  |  | N | Solar | [13 empty] | 0 | 0 | 0 | 0
Astra Wind Farm | 60856_G_ASTRA | 60856 | G | ASTRA |  | Onshore Wind |  | ERC_PHDL | Texas | 48 | Randall | 381 | 48381 | 163 | 0 | 2017 | 9999 |  |  | N | Wind | [13 empty] | 0 | 0 | 0 | 0
NES Rutgers Solar | 60857_G_LKWD1 | 60857 | G | LKWD1 |  | Solar PV |  | PJM_EMAC | New Jersey | 34 | Ocean | 29 | 34029 | 1 | 0 | 2012 | 9999 |  |  | N | Solar | [13 empty] | 0 | 0 | 0 | 0
126 Grove Solar LLC | 60858_G_PV1 | 60858 | G | PV1 |  | Solar PV |  | NENGREST | Massachusetts | 25 | Norfolk | 21 | 25021 | 2 | 0 | 2012 | 9999 |  |  | N | Solar | [13 empty] | 0 | 0 | 0 | 0
VEC Alburgh Array | 60860_G_PV1 | 60860 | G | PV1 |  | Solar PV |  | NENGREST | Vermont | 50 | Grand Isle | 13 | 50013 | 1 | 0 | 2016 | 9999 |  |  | N | Solar | [13 empty] | 0 | 0 | 0 | 0
Dept of General Services -FTB | 60861_G_PV1 | 60861 | G | PV1 |  | Solar PV |  | WEC_BANC | California | 6 | Sacramento | 67 | 06067 | 2.7 | 0 | 2017 | 9999 |  |  | N | Solar | [13 empty] | 0 | 0 | 0 | 0
Kokomo Solar 1, LLC | 60864_G_PV1 | 60864 | G | PV1 |  | Solar PV |  | MIS_INKY | Indiana | 18 | Howard | 67 | 18067 | 5.4 | 0 | 2016 | 9999 |  |  | N | Solar | [13 empty] | 0 | 0 | 0 | 0
Equity Industrial Turbines | 60865_G_WT1 | 60865 | G | WT1 |  | Onshore Wind |  | NENGREST | Massachusetts | 25 | Essex | 9 | 25009 | 4 | 0 | 2012 | 9999 |  |  | N | Wind | [13 empty] | 0 | 0 | 0 | 0
Bashaw Solar CSG 1, LLC | 60866_G_4MID | 60866 | G | 4MID |  | Solar PV |  | NENGREST | Massachusetts | 25 | Essex | 9 | 25009 | 2 | 0 | 2017 | 9999 |  |  | N | Solar | [13 empty] | 0 | 0 | 0 | 0
Kearsarge Southwick LLC | 60867_G_SOU | 60867 | G | SOU |  | Solar PV |  | NENGREST | Massachusetts | 25 | Hampden | 13 | 25013 | 3.3 | 0 | 2015 | 9999 |  |  | N | Solar | [13 empty] | 0 | 0 | 0 | 0
Solar Star California, XLIV, LLC | 60869_G_PB1 | 60869 | G | PB1 |  | Solar PV |  | WEC_LADW | California | 6 | Los Angeles | 37 | 06037 | 9.5 | 0 | 2016 | 9999 |  |  | N | Solar | [13 empty] | 0 | 0 | 0 | 0
GMP Solar - Hartford | 60874_G_GMPSH | 60874 | G | GMPSH |  | Solar PV |  | NENGREST | Vermont | 50 | Windsor | 27 | 50027 | 5 | 0 | 2016 | 9999 |  |  | N | Solar | [13 empty] | 0 | 0 | 0 | 0
GMP Solar - Williston | 60875_G_GMPSW | 60875 | G | GMPSW |  | Solar PV |  | NENGREST | Vermont | 50 | Chittenden | 7 | 50007 | 4.7 | 0 | 2016 | 9999 |  |  | N | Solar | [13 empty] | 0 | 0 | 0 | 0
Eastern Iowa Solar | 60876_G_EIS1 | 60876 | G | EIS1 |  | Solar PV |  | MIS_MIDA | Iowa | 19 | Muscatine | 139 | 19139 | 1.8 | 0 | 2016 | 9999 |  |  | N | Solar | [13 empty] | 0 | 0 | 0 | 0
GMP Solar - Williamstown | 60877_G_GMPSN | 60877 | G | GMPSN |  | Solar PV |  | NENGREST | Vermont | 50 | Orange | 17 | 50017 | 5 | 0 | 2016 | 9999 |  |  | N | Solar | [13 empty] | 0 | 0 | 0 | 0
Sutton Solar | 60878_G_54508 | 60878 | G | 54508 |  | Solar PV |  | NENGREST | Massachusetts | 25 | Worcester | 27 | 25027 | 1.9 | 0 | 2016 | 9999 |  |  | N | Solar | [13 empty] | 0 | 0 | 0 | 0
Nexamp Peak | 60879_G_02731 | 60879 | G | 02731 |  | Solar PV |  | NENGREST | Massachusetts | 25 | Berkshire | 3 | 25003 | 1.7 | 0 | 2015 | 9999 |  |  | N | Solar | [13 empty] | 0 | 0 | 0 | 0
Stafford MS Ground Mount | 60880_G_MS1 | 60880 | G | MS1 |  | Solar PV |  | NENG_CT | Connecticut | 9 | Tolland | 13 | 09013 | 1 | 0 | 2016 | 9999 |  |  | N | Solar | [13 empty] | 0 | 0 | 0 | 0
Stafford MS Ground Mount | 60880_G_MS2 | 60880 | G | MS2 |  | Solar PV |  | NENG_CT | Connecticut | 9 | Tolland | 13 | 09013 | 1 | 0 | 2016 | 9999 |  |  | N | Solar | [13 empty] | 0 | 0 | 0 | 0
Bernhardt Furniture Solar Farm | 60881_G_BERN4 | 60881 | G | BERN4 |  | Solar PV |  | S_VACA | North Carolina | 37 | Caldwell | 27 | 37027 | 1 | 0 | 2015 | 9999 |  |  | N | Solar | [13 empty] | 0 | 0 | 0 | 0
Deerfield Wind Energy, LLC | 60883_G_WT1 | 60883 | G | WT1 |  | Onshore Wind |  | MIS_LMI | Michigan | 26 | Huron | 63 | 26063 | 41.6 | 0 | 2017 | 9999 |  |  | N | Wind | [13 empty] | 0 | 0 | 0 | 0
Deerfield Wind Energy, LLC | 60883_G_WT2 | 60883 | G | WT2 |  | Onshore Wind |  | MIS_LMI | Michigan | 26 | Huron | 63 | 26063 | 74.5 | 0 | 2017 | 9999 |  |  | N | Wind | [13 empty] | 0 | 0 | 0 | 0
Deerfield Wind Energy, LLC | 60883_G_WT3 | 60883 | G | WT3 |  | Onshore Wind |  | MIS_LMI | Michigan | 26 | Huron | 63 | 26063 | 32.9 | 0 | 2017 | 9999 |  |  | N | Wind | [13 empty] | 0 | 0 | 0 | 0
Boulder Solar II, LLC | 60885_G_BSII | 60885 | G | BSII |  | Solar PV |  | WECC_SNV | Nevada | 32 | Clark | 3 | 32003 | 50 | 0 | 2017 | 9999 |  |  | N | Solar | [13 empty] | 0 | 0 | 0 | 0
Pavant Solar III | 60886_G_PSIII | 60886 | G | PSIII |  | Solar PV |  | WECC_UT | Utah | 49 | Millard | 27 | 49027 | 20 | 0 | 2016 | 9999 |  |  | N | Solar | [13 empty] | 0 | 0 | 0 | 0
Sauk DPC Solar | 60887_G_PV1 | 60887 | G | PV1 |  | Solar PV |  | MIS_MNWI | Wisconsin | 55 | Vernon | 123 | 55123 | 1 | 0 | 2017 | 9999 |  |  | N | Solar | [13 empty] | 0 | 0 | 0 | 0
Lafayette DPC Solar | 60888_G_PV1 | 60888 | G | PV1 |  | Solar PV |  | MIS_MNWI | Wisconsin | 55 | Chippewa | 17 | 55017 | 1 | 0 | 2017 | 9999 |  |  | N | Solar | [13 empty] | 0 | 0 | 0 | 0
Conrath DPC Solar | 60889_G_PV1 | 60889 | G | PV1 |  | Solar PV |  | MIS_MNWI | Wisconsin | 55 | Rusk | 107 | 55107 | 1 | 0 | 2017 | 9999 |  |  | N | Solar | [13 empty] | 0 | 0 | 0 | 0
Warren DPC Solar | 60890_G_PV1 | 60890 | G | PV1 |  | Solar PV |  | MIS_MNWI | Wisconsin | 55 | St Croix | 109 | 55109 | 2.2 | 0 | 2017 | 9999 |  |  | N | Solar | [13 empty] | 0 | 0 | 0 | 0
Liberty Pole DPC Solar | 60891_G_PV1 | 60891 | G | PV1 |  | Solar PV |  | MIS_MNWI | Wisconsin | 55 | Vernon | 123 | 55123 | 1.1 | 0 | 2017 | 9999 |  |  | N | Solar | [13 empty] | 0 | 0 | 0 | 0
Downsville DPC Solar | 60892_G_PV1 | 60892 | G | PV1 |  | Solar PV |  | MIS_MNWI | Wisconsin | 55 | Dunn | 33 | 55033 | 1 | 0 | 2017 | 9999 |  |  | N | Solar | [13 empty] | 0 | 0 | 0 | 0
Mt. Hope DPC Solar | 60893_G_PV1 | 60893 | G | PV1 |  | Solar PV |  | MIS_WUMS | Wisconsin | 55 | Grant | 43 | 55043 | 1 | 0 | 2017 | 9999 |  |  | N | Solar | [13 empty] | 0 | 0 | 0 | 0
Medford DPC Solar | 60894_G_PV1 | 60894 | G | PV1 |  | Solar PV |  | MIS_WUMS | Wisconsin | 55 | Taylor | 119 | 55119 | 2 | 0 | 2017 | 9999 |  |  | N | Solar | [13 empty] | 0 | 0 | 0 | 0
Whistling Winds DPC Solar | 60895_G_PV1 | 60895 | G | PV1 |  | Solar PV |  | MIS_WUMS | Wisconsin | 55 | Juneau | 57 | 55057 | 1.5 | 0 | 2017 | 9999 |  |  | N | Solar | [13 empty] | 0 | 0 | 0 | 0
Willow Springs Wind Farm | 60901_G_WSPWF | 60901 | G | WSPWF |  | Onshore Wind |  | ERC_WEST | Texas | 48 | Haskell | 207 | 48207 | 250 | 0 | 2017 | 9999 |  |  | N | Wind | [13 empty] | 0 | 0 | 0 | 0
Dermott Wind | 60902_G_DERM | 60902 | G | DERM |  | Onshore Wind |  | ERC_WEST | Texas | 48 | Scurry | 415 | 48415 | 253 | 0 | 2017 | 9999 |  |  | N | Wind | [13 empty] | 0 | 0 | 0 | 0
Salem Harbor Station NGCC | 60903_G_1 | 60903 | G | 1 |  | Combined Cycle |  | NENGREST | Massachusetts | 25 | Essex | 9 | 25009 | 147.5 | 6250 | 2017 | 9999 |  |  | N | Natural Gas | [13 empty] | 0.011 | 0.011 | 0.011 | 0.011
Salem Harbor Station NGCC | 60903_G_2 | 60903 | G | 2 |  | Combined Cycle |  | NENGREST | Massachusetts | 25 | Essex | 9 | 25009 | 147.5 | 6250 | 2017 | 9999 |  |  | N | Natural Gas | [13 empty] | 0.011 | 0.011 | 0.011 | 0.011
Salem Harbor Station NGCC | 60903_G_3 | 60903 | G | 3 |  | Combined Cycle |  | NENGREST | Massachusetts | 25 | Essex | 9 | 25009 | 217.5 | 6250 | 2017 | 9999 |  |  | N | Natural Gas | [13 empty] | 0.011 | 0.011 | 0.011 | 0.011
Salem Harbor Station NGCC | 60903_G_4 | 60903 | G | 4 |  | Combined Cycle |  | NENGREST | Massachusetts | 25 | Essex | 9 | 25009 | 217.5 | 6250 | 2017 | 9999 |  |  | N | Natural Gas | [13 empty] | 0.011 | 0.011 | 0.011 | 0.011
Time Warner Cable - Knowles | 60904_G_PV1 | 60904 | G | PV1 |  | Solar PV |  | NY_Z_C&E | New York | 36 | Steuben | 101 | 36101 | 2 | 0 | 2017 | 9999 |  |  | N | Solar | [13 empty] | 0 | 0 | 0 | 0
Oliver Wind III, LLC | 60905_G_WT1 | 60905 | G | WT1 |  | Onshore Wind |  | MIS_MAPP | North Dakota | 38 | Morton | 59 | 38059 | 99.3 | 0 | 2017 | 9999 |  |  | N | Wind | [13 empty] | 0 | 0 | 0 | 0
Mt. Tom Solar Project | 60906_G_PV1 | 60906 | G | PV1 |  | Solar PV |  | NENGREST | Massachusetts | 25 | Hampden | 13 | 25013 | 4.5 | 0 | 2017 | 9999 |  |  | N | Solar | [13 empty] | 0 | 0 | 0 | 0
Northampton Landfill Solar PV | 60908_G_62380 | 60908 | G | 62380 |  | Solar PV |  | NENGREST | Massachusetts | 25 | Hampshire | 15 | 25015 | 2.4 | 0 | 2017 | 9999 |  |  | N | Solar | [13 empty] | 0 | 0 | 0 | 0
Hartford Landfill Solar EGF | 60909_G_PV1 | 60909 | G | PV1 |  | Solar PV |  | NENG_CT | Connecticut | 9 | Hartford | 3 | 09003 | 1 | 0 | 2014 | 9999 |  |  | N | Solar | [13 empty] | 0 | 0 | 0 | 0
NET Power La Porte Station | 60910_G_NPLPS | 60910 | G | NPLPS |  | Combustion Turbine |  | ERC_REST | Texas | 48 | Harris | 201 | 48201 | 25.5 | 9086 | 2018 | 9999 |  |  | N | Natural Gas | [13 empty] | 0.011 | 0.011 | 0.011 | 0.011 | [6 empty] | Y | 1.0
Green Energy Machine | 60911_G_GRN | 60911 | G | GRN |  | Onshore Wind |  | MIS_MIDA | Iowa | 19 | Cass | 29 | 19029 | 1.7 | 0 | 2016 | 9999 |  |  | N | Wind | [13 empty] | 0 | 0 | 0 | 0
Cold River Road Solar | 60912_G_PV1 | 60912 | G | PV1 |  | Solar PV |  | NENGREST | Vermont | 50 | Rutland | 21 | 50021 | 2.3 | 0 | 2016 | 9999 |  |  | N | Solar | [13 empty] | 0 | 0 | 0 | 0
Ohio Northern University Solar Site | 60913_G_PV1 | 60913 | G | PV1 |  | Solar PV |  | PJM_West | Ohio | 39 | Hardin | 65 | 39065 | 1.7 | 0 | 2016 | 9999 |  |  | N | Solar | [13 empty] | 0 | 0 | 0 | 0
Westmont 300B | 60914_G_W5328 | 60914 | G | W5328 |  | Solar PV |  | WEC_LADW | California | 6 | Los Angeles | 37 | 06037 | 2.3 | 0 | 2016 | 9999 |  |  | N | Solar | [13 empty] | 0 | 0 | 0 | 0
Verwey-Hanford Dairy Digester #1 | 60918_G_00003 | 60918 | G | 00003 |  | Non-Fossil Waste |  | WEC_CALN | California | 6 | Kings | 31 | 06031 | 1 | 14731 | 2016 | 9999 |  |  | N | Non-Fossil Waste | [13 empty] | 0 | 0 | 0 | 0
Shakopee Met Council WTP | 60919_G_SHAK | 60919 | G | SHAK |  | Solar PV |  | MIS_MNWI | Minnesota | 27 | Scott | 139 | 27139 | 1.3 | 0 | 2016 | 9999 |  |  | N | Solar | [13 empty] | 0 | 0 | 0 | 0
Viper Solar | 60920_G_PV1 | 60920 | G | PV1 |  | Solar PV |  | S_VACA | North Carolina | 37 | Cumberland | 51 | 37051 | 2 | 0 | 2017 | 9999 |  |  | N | Solar | [13 empty] | 0 | 0 | 0 | 0
Scarlet Solar | 60921_G_PV1 | 60921 | G | PV1 |  | Solar PV |  | S_VACA | North Carolina | 37 | Lenoir | 107 | 37107 | 2 | 0 | 2017 | 9999 |  |  | N | Solar | [13 empty] | 0 | 0 | 0 | 0
Ruskin Solar | 60922_G_PV1 | 60922 | G | PV1 |  | Solar PV |  | S_VACA | North Carolina | 37 | Wayne | 191 | 37191 | 2 | 0 | 2017 | 9999 |  |  | N | Solar | [13 empty] | 0 | 0 | 0 | 0
Clyde Solar Array | 60923_G_PV1 | 60923 | G | PV1 |  | Solar PV |  | PJM_ATSI | Ohio | 39 | Sandusky | 143 | 39143 | 2.2 | 0 | 2016 | 9999 |  |  | N | Solar | [13 empty] | 0 | 0 | 0 | 0
Ozarks Natural Energy | 60924_G_GEN1 | 60924 | G | GEN1 |  | Solar PV |  | SPP_WEST | Arkansas | 5 | Washington | 143 | 05143 | 1 | 0 | 2016 | 9999 |  |  | N | Solar | [13 empty] | 0 | 0 | 0 | 0
St. Charles Power Station (LA) | 60926_G_1A | 60926 | G | 1A |  | Combined Cycle |  | MIS_AMSO | Louisiana | 22 | St Charles | 89 | 22089 | 250 | 6250 | 2019 | 9999 |  |  | N | Natural Gas | [13 empty] | 0.011 | 0.011 | 0.011 | 0.011
St. Charles Power Station (LA) | 60926_G_1B | 60926 | G | 1B |  | Combined Cycle |  | MIS_AMSO | Louisiana | 22 | St Charles | 89 | 22089 | 250 | 6250 | 2019 | 9999 |  |  | N | Natural Gas | [13 empty] | 0.011 | 0.011 | 0.011 | 0.011
St. Charles Power Station (LA) | 60926_G_1C | 60926 | G | 1C |  | Combined Cycle |  | MIS_AMSO | Louisiana | 22 | St Charles | 89 | 22089 | 500 | 6250 | 2019 | 9999 |  |  | N | Natural Gas | [13 empty] | 0.011 | 0.011 | 0.011 | 0.011
Red Oak Solar Farm, LLC | 60929_G_RDOAK | 60929 | G | RDOAK |  | Solar PV |  | S_VACA | North Carolina | 37 | Nash | 127 | 37127 | 4.9 | 0 | 2016 | 9999 |  |  | N | Solar | [13 empty] | 0 | 0 | 0 | 0
Dublin Solar I | 60930_G_DUBL1 | 60930 | G | DUBL1 |  | Solar PV |  | S_SOU | Georgia | 13 | Laurens | 175 | 13175 | 4.1 | 0 | 2015 | 9999 |  |  | N | Solar | [13 empty] | 0 | 0 | 0 | 0
CCC Hastings Wind Turbine | 60931_G_WT1 | 60931 | G | WT1 |  | Onshore Wind |  | SPP_NEBR | Nebraska | 31 | Adams | 1 | 31001 | 1.7 | 0 | 2016 | 9999 |  |  | N | Wind | [13 empty] | 0 | 0 | 0 | 0
Creston Ridge Wind Farm | 60932_G_WT1 | 60932 | G | WT1 |  | Onshore Wind |  | SPP_NEBR | Nebraska | 31 | Platte | 141 | 31141 | 6.8 | 0 | 2015 | 9999 |  |  | N | Wind | [13 empty] | 0 | 0 | 0 | 0
Hopewell Cogeneration NJ | 60933_G_GEN1 | 60933 | G | GEN1 |  | Combustion Turbine | IC Engine | PJM_EMAC | New Jersey | 34 | Mercer | 21 | 34021 | 2 | 12194 | 2015 | 9999 |  |  | N | Natural Gas | [13 empty] | 0.23772 | 0.23772 | 0.23772 | 0.23772
Hopewell Cogeneration NJ | 60933_G_GEN2 | 60933 | G | GEN2 |  | Combustion Turbine | IC Engine | PJM_EMAC | New Jersey | 34 | Mercer | 21 | 34021 | 2 | 12194 | 2015 | 9999 |  |  | N | Natural Gas | [13 empty] | 0.23772 | 0.23772 | 0.23772 | 0.23772
Antlia Community Solar | 60937_G_IACS1 | 60937 | G | IACS1 |  | Solar PV |  | MIS_MNWI | Minnesota | 27 | Pipestone | 117 | 27117 | 0.9 | 0 | 2017 | 9999 |  |  | N | Solar | [13 empty] | 0 | 0 | 0 | 0
Antlia Community Solar | 60937_G_IACS2 | 60937 | G | IACS2 |  | Solar PV |  | MIS_MNWI | Minnesota | 27 | Pipestone | 117 | 27117 | 0.9 | 0 | 2017 | 9999 |  |  | N | Solar | [13 empty] | 0 | 0 | 0 | 0
Aries Community Solar | 60938_G_AACS1 | 60938 | G | AACS1 |  | Solar PV |  | MIS_MNWI | Minnesota | 27 | Dodge | 39 | 27039 | 0.9 | 0 | 2017 | 9999 |  |  | N | Solar | [13 empty] | 0 | 0 | 0 | 0
Aries Community Solar | 60938_G_AACS2 | 60938 | G | AACS2 |  | Solar PV |  | MIS_MNWI | Minnesota | 27 | Dodge | 39 | 27039 | 0.9 | 0 | 2017 | 9999 |  |  | N | Solar | [13 empty] | 0 | 0 | 0 | 0
Aries Community Solar | 60938_G_AACS3 | 60938 | G | AACS3 |  | Solar PV |  | MIS_MNWI | Minnesota | 27 | Dodge | 39 | 27039 | 0.9 | 0 | 2017 | 9999 |  |  | N | Solar | [13 empty] | 0 | 0 | 0 | 0
Aries Community Solar | 60938_G_AACS4 | 60938 | G | AACS4 |  | Solar PV |  | MIS_MNWI | Minnesota | 27 | Dodge | 39 | 27039 | 0.9 | 0 | 2017 | 9999 |  |  | N | Solar | [13 empty] | 0 | 0 | 0 | 0
Centaurus Community Solar | 60939_G_KCCS1 | 60939 | G | KCCS1 |  | Solar PV |  | MIS_MNWI | Minnesota | 27 | Chippewa | 23 | 27023 | 0.9 | 0 | 2017 | 9999 |  |  | N | Solar | [13 empty] | 0 | 0 | 0 | 0
Centaurus Community Solar | 60939_G_KCCS2 | 60939 | G | KCCS2 |  | Solar PV |  | MIS_MNWI | Minnesota | 27 | Chippewa | 23 | 27023 | 0.9 | 0 | 2017 | 9999 |  |  | N | Solar | [13 empty] | 0 | 0 | 0 | 0
Gemini Community Solar | 60940_G_LGCS1 | 60940 | G | LGCS1 |  | Solar PV |  | MIS_MNWI | Minnesota | 27 | Washington | 163 | 27163 | 0.9 | 0 | 2017 | 9999 |  |  | N | Solar | [13 empty] | 0 | 0 | 0 | 0
Gemini Community Solar | 60940_G_LGCS2 | 60940 | G | LGCS2 |  | Solar PV |  | MIS_MNWI | Minnesota | 27 | Washington | 163 | 27163 | 0.9 | 0 | 2017 | 9999 |  |  | N | Solar | [13 empty] | 0 | 0 | 0 | 0
Gemini Community Solar | 60940_G_LGCS3 | 60940 | G | LGCS3 |  | Solar PV |  | MIS_MNWI | Minnesota | 27 | Washington | 163 | 27163 | 0.9 | 0 | 2017 | 9999 |  |  | N | Solar | [13 empty] | 0 | 0 | 0 | 0
Mapleton Community Solar | 60941_G_DMCS1 | 60941 | G | DMCS1 |  | Solar PV |  | MIS_MNWI | Minnesota | 27 | Blue Earth | 13 | 27013 | 0.9 | 0 | 2017 | 9999 |  |  | N | Solar | [13 empty] | 0 | 0 | 0 | 0
Mapleton Community Solar | 60941_G_DMCS2 | 60941 | G | DMCS2 |  | Solar PV |  | MIS_MNWI | Minnesota | 27 | Blue Earth | 13 | 27013 | 0.9 | 0 | 2017 | 9999 |  |  | N | Solar | [13 empty] | 0 | 0 | 0 | 0
Mapleton Community Solar | 60941_G_DMCS3 | 60941 | G | DMCS3 |  | Solar PV |  | MIS_MNWI | Minnesota | 27 | Blue Earth | 13 | 27013 | 0.9 | 0 | 2017 | 9999 |  |  | N | Solar | [13 empty] | 0 | 0 | 0 | 0
Morgan Community Solar | 60942_G_BMCS1 | 60942 | G | BMCS1 |  | Solar PV |  | MIS_MNWI | Minnesota | 27 | Redwood | 127 | 27127 | 0.9 | 0 | 2017 | 9999 |  |  | N | Solar | [13 empty] | 0 | 0 | 0 | 0
Morgan Community Solar | 60942_G_BMCS2 | 60942 | G | BMCS2 |  | Solar PV |  | MIS_MNWI | Minnesota | 27 | Redwood | 127 | 27127 | 0.9 | 0 | 2017 | 9999 |  |  | N | Solar | [13 empty] | 0 | 0 | 0 | 0
Morgan Community Solar | 60942_G_BMCS3 | 60942 | G | BMCS3 |  | Solar PV |  | MIS_MNWI | Minnesota | 27 | Redwood | 127 | 27127 | 0.9 | 0 | 2017 | 9999 |  |  | N | Solar | [13 empty] | 0 | 0 | 0 | 0
Spica Community Solar | 60943_G_MSCS1 | 60943 | G | MSCS1 |  | Solar PV |  | MIS_MNWI | Minnesota | 27 | Kandiyohi | 67 | 27067 | 0.9 | 0 | 2017 | 9999 |  |  | N | Solar | [13 empty] | 0 | 0 | 0 | 0
Spica Community Solar | 60943_G_MSCS2 | 60943 | G | MSCS2 |  | Solar PV |  | MIS_MNWI | Minnesota | 27 | Kandiyohi | 67 | 27067 | 0.9 | 0 | 2017 | 9999 |  |  | N | Solar | [13 empty] | 0 | 0 | 0 | 0
Vega Community Solar | 60944_G_NVCS1 | 60944 | G | NVCS1 |  | Solar PV |  | MIS_MNWI | Minnesota | 27 | Pope | 121 | 27121 | 0.9 | 0 | 2017 | 9999 |  |  | N | Solar | [13 empty] | 0 | 0 | 0 | 0
Vega Community Solar | 60944_G_NVCS2 | 60944 | G | NVCS2 |  | Solar PV |  | MIS_MNWI | Minnesota | 27 | Pope | 121 | 27121 | 0.9 | 0 | 2017 | 9999 |  |  | N | Solar | [13 empty] | 0 | 0 | 0 | 0
Vega Community Solar | 60944_G_NVCS3 | 60944 | G | NVCS3 |  | Solar PV |  | MIS_MNWI | Minnesota | 27 | Pope | 121 | 27121 | 0.9 | 0 | 2017 | 9999 |  |  | N | Solar | [13 empty] | 0 | 0 | 0 | 0
Vega Community Solar | 60944_G_NVCS4 | 60944 | G | NVCS4 |  | Solar PV |  | MIS_MNWI | Minnesota | 27 | Pope | 121 | 27121 | 0.9 | 0 | 2017 | 9999 |  |  | N | Solar | [13 empty] | 0 | 0 | 0 | 0
Vega Community Solar | 60944_G_NVCS5 | 60944 | G | NVCS5 |  | Solar PV |  | MIS_MNWI | Minnesota | 27 | Pope | 121 | 27121 | 0.9 | 0 | 2017 | 9999 |  |  | N | Solar | [13 empty] | 0 | 0 | 0 | 0
Spartan PV 1 | 60945_G_PV1 | 60945 | G | PV1 |  | Solar PV |  | MIS_LMI | Michigan | 26 | Ingham | 65 | 26065 | 10.5 | 0 | 2017 | 9999 |  |  | N | Solar | [13 empty] | 0 | 0 | 0 | 0
Jacumba Solar Farm | 60947_G_Q644A | 60947 | G | Q644A |  | Solar PV |  | WEC_SDGE | California | 6 | San Diego | 73 | 06073 | 20 | 0 | 2017 | 9999 |  |  | N | Solar | [13 empty] | 0 | 0 | 0 | 0
West Dubuque Solar | 60951_G_PV1 | 60951 | G | PV1 |  | Solar PV |  | MIS_IA | Iowa | 19 | Dubuque | 61 | 19061 | 3.8 | 0 | 2017 | 9999 |  |  | N | Solar | [13 empty] | 0 | 0 | 0 | 0
Owens Valley Solar Project 11 | 60953_G_W5381 | 60953 | G | W5381 |  | Solar PV |  | WECC_SCE | California | 6 | Inyo | 27 | 06027 | 1.7 | 0 | 2016 | 9999 |  |  | N | Solar | [13 empty] | 0 | 0 | 0 | 0
Westar Cities Solar | 60956_G_PV1 | 60956 | G | PV1 |  | Solar PV |  | SPP_N | Kansas | 20 | Reno | 155 | 20155 | 1 | 0 | 2017 | 9999 |  |  | N | Solar | [13 empty] | 0 | 0 | 0 | 0
Chocksett Rd Energy Storage Project | 60959_G_BA1 | 60959 | G | BA1 |  | Energy Storage |  | NENGREST | Massachusetts | 25 | Worcester | 27 | 25027 | 2 | 0 | 2017 | 9999 |  |  | N | Energy Storage | [13 empty] | 0 | 0 | 0 | 0
Hyperion Treatment Plant CHP Plant | 60960_G_CTG1 | 60960 | G | CTG1 |  | Non-Fossil Waste |  | WEC_LADW | California | 6 | Los Angeles | 37 | 06037 | 10 | 14731 | 2017 | 9999 |  |  | N | Non-Fossil Waste | [13 empty] | 0 | 0 | 0 | 0
Hyperion Treatment Plant CHP Plant | 60960_G_CTG2 | 60960 | G | CTG2 |  | Non-Fossil Waste |  | WEC_LADW | California | 6 | Los Angeles | 37 | 06037 | 10 | 14731 | 2017 | 9999 |  |  | N | Non-Fossil Waste | [13 empty] | 0 | 0 | 0 | 0
Hyperion Treatment Plant CHP Plant | 60960_G_STG1 | 60960 | G | STG1 |  | Non-Fossil Waste |  | WEC_LADW | California | 6 | Los Angeles | 37 | 06037 | 2 | 14731 | 2017 | 9999 |  |  | N | Non-Fossil Waste | [13 empty] | 0 | 0 | 0 | 0
Apache Solar 1 | 60964_G_AEPS1 | 60964 | G | AEPS1 |  | Solar PV |  | WECC_AZ | Arizona | 4 | Cochise | 3 | 04003 | 20 | 0 | 2017 | 9999 |  |  | N | Solar | [13 empty] | 0 | 0 | 0 | 0
Cotten Farm, LLC | 60965_G_COT | 60965 | G | COT |  | Solar PV |  | S_VACA | North Carolina | 37 | Lee | 105 | 37105 | 4.9 | 0 | 2016 | 9999 |  |  | N | Solar | [13 empty] | 0 | 0 | 0 | 0
Lind Solar CSG | 60966_G_S0222 | 60966 | G | S0222 |  | Solar PV |  | MIS_MNWI | Minnesota | 27 | Carver | 19 | 27019 | 4.9 | 0 | 2017 | 9999 |  |  | N | Solar | [13 empty] | 0 | 0 | 0 | 0
Onyx - Lamphear Road | 60967_G_10016 | 60967 | G | 10016 |  | Solar PV |  | NY_Z_C&E | New York | 36 | Oneida | 65 | 36065 | 2 | 0 | 2016 | 9999 |  |  | N | Solar | [13 empty] | 0 | 0 | 0 | 0
Michael Solar | 60971_G_PV1 | 60971 | G | PV1 |  | Solar PV |  | MIS_MNWI | Minnesota | 27 | Stearns | 145 | 27145 | 1 | 0 | 2017 | 9999 |  |  | N | Solar | [13 empty] | 0 | 0 | 0 | 0
Michael Solar | 60971_G_PV2 | 60971 | G | PV2 |  | Solar PV |  | MIS_MNWI | Minnesota | 27 | Stearns | 145 | 27145 | 1 | 0 | 2017 | 9999 |  |  | N | Solar | [13 empty] | 0 | 0 | 0 | 0
Michael Solar | 60971_G_PV3 | 60971 | G | PV3 |  | Solar PV |  | MIS_MNWI | Minnesota | 27 | Stearns | 145 | 27145 | 1 | 0 | 2017 | 9999 |  |  | N | Solar | [13 empty] | 0 | 0 | 0 | 0
Glendale Battery Energy Storage System | 60974_G_2BESS | 60974 | G | 2BESS |  | Energy Storage |  | WEC_LADW | California | 6 | Los Angeles | 37 | 06037 | 2 | 0 | 2017 | 9999 |  |  | N | Energy Storage | [13 empty] | 0 | 0 | 0 | 0
Whitney Point Solar | 60975_G_WS532 | 60975 | G | WS532 |  | Solar PV |  | WEC_CALN | California | 6 | Fresno | 19 | 06019 | 20 | 0 | 2017 | 9999 |  |  | N | Solar | [13 empty] | 0 | 0 | 0 | 0
OSLH, LLC | 60976_G_PV1 | 60976 | G | PV1 |  | Solar PV |  | WECC_PNW | Oregon | 41 | Deschutes | 17 | 41017 | 9.9 | 0 | 2016 | 9999 |  |  | N | Solar | [13 empty] | 0 | 0 | 0 | 0
CSUF State College | 60978_G_PV1 | 60978 | G | PV1 |  | Solar PV |  | WECC_SCE | California | 6 | Orange | 59 | 06059 | 1.1 | 0 | 2016 | 9999 |  |  | N | Solar | [13 empty] | 0 | 0 | 0 | 0
CSUF Nutwood Solar | 60979_G_PV1 | 60979 | G | PV1 |  | Solar PV |  | WECC_SCE | California | 6 | Orange | 59 | 06059 | 2.2 | 0 | 2016 | 9999 |  |  | N | Solar | [13 empty] | 0 | 0 | 0 | 0
ZV Solar 1 | 60980_G_PV1 | 60980 | G | PV1 |  | Solar PV |  | S_VACA | North Carolina | 37 | Robeson | 155 | 37155 | 5 | 0 | 2016 | 9999 |  |  | N | Solar | [13 empty] | 0 | 0 | 0 | 0
NextEra Westside PV | 60981_G_WS526 | 60981 | G | WS526 |  | Solar PV |  | WEC_CALN | California | 6 | Fresno | 19 | 06019 | 20 | 0 | 2017 | 9999 |  |  | N | Solar | [13 empty] | 0 | 0 | 0 | 0
Atkinson Farm Solar | 60982_G_1 | 60982 | G | 1 |  | Solar PV |  | S_VACA | North Carolina | 37 | Duplin | 61 | 37061 | 5 | 0 | 2015 | 9999 |  |  | N | Solar | [13 empty] | 0 | 0 | 0 | 0
Buckthorn Wind Project | 60983_G_BWIND | 60983 | G | BWIND |  | Onshore Wind |  | ERC_REST | Texas | 48 | Erath | 143 | 48143 | 100.5 | 0 | 2017 | 9999 |  |  | N | Wind | [13 empty] | 0 | 0 | 0 | 0
Lindberg Field Solar 2 | 60984_G_PV1 | 60984 | G | PV1 |  | Solar PV |  | WEC_SDGE | California | 6 | San Diego | 73 | 06073 | 1.9 | 0 | 2017 | 9999 |  |  | N | Solar | [13 empty] | 0 | 0 | 0 | 0
Elizabethtown Solar | 60985_G_ESPV | 60985 | G | ESPV |  | Solar PV |  | PJM_EMAC | Pennsylvania | 42 | Lancaster | 71 | 42071 | 2 | 0 | 2016 | 9999 |  |  | N | Solar | [13 empty] | 0 | 0 | 0 | 0
AIS Solar Project | 60986_G_SO212 | 60986 | G | SO212 |  | Solar PV |  | NENGREST | Massachusetts | 25 | Worcester | 27 | 25027 | 2.5 | 0 | 2016 | 9999 |  |  | N | Solar | [13 empty] | 0 | 0 | 0 | 0
Santa Rita Wind Energy | 60987_G_GEN1 | 60987 | G | GEN1 |  | Onshore Wind |  | ERC_WEST | Texas | 48 | Reagan | 383 | 48383 | 300 | 0 | 2018 | 9999 |  |  | N | Wind | [13 empty] | 0 | 0 | 0 | 0
SolaireHolman Solar Project | 60989_G_PV1 | 60989 | G | PV1 |  | Solar PV |  | ERC_WEST | Texas | 48 | Brewster | 43 | 48043 | 50 | 0 | 2017 | 9999 |  |  | N | Solar | [13 empty] | 0 | 0 | 0 | 0
Florence Solar W3-080, LLC | 60990_G_PV1 | 60990 | G | PV1 |  | Solar PV |  | PJM_EMAC | New Jersey | 34 | Burlington | 5 | 34005 | 7.9 | 0 | 2016 | 9999 |  |  | N | Solar | [13 empty] | 0 | 0 | 0 | 0
Sterling I Wind Farm | 60991_G_STER1 | 60991 | G | STER1 |  | Onshore Wind |  | SPP_SPS | New Mexico | 35 | Lea | 25 | 35025 | 29.9 | 0 | 2017 | 9999 |  |  | N | Wind | [13 empty] | 0 | 0 | 0 | 0
Darlington Solar, LLC | 60993_G_PV1 | 60993 | G | PV1 |  | Solar PV |  | S_VACA | South Carolina | 45 | Darlington | 31 | 45031 | 10 | 0 | 2016 | 9999 |  |  | N | Solar | [13 empty] | 0 | 0 | 0 | 0
French's Landfill PV | 60994_G_GEN1 | 60994 | G | GEN1 |  | Solar PV |  | PJM_EMAC | New Jersey | 34 | Ocean | 29 | 34029 | 0.5 | 0 | 2014 | 9999 |  |  | N | Solar | [13 empty] | 0 | 0 | 0 | 0
Ramona Solar Energy | 60995_G_1 | 60995 | G | 1 |  | Solar PV |  | WEC_SDGE | California | 6 | San Diego | 73 | 06073 | 3.8 | 0 | 2017 | 9999 |  |  | N | Solar | [13 empty] | 0 | 0 | 0 | 0
Iron Horse Battery Storage | 60996_G_BA1 | 60996 | G | BA1 |  | Energy Storage |  | WECC_AZ | Arizona | 4 | Pima | 19 | 04019 | 10 | 0 | 2017 | 9999 |  |  | N | Energy Storage | [13 empty] | 0 | 0 | 0 | 0
Iron Horse Battery Storage | 60996_G_PV1 | 60996 | G | PV1 |  | Solar PV |  | WECC_AZ | Arizona | 4 | Pima | 19 | 04019 | 2 | 0 | 2017 | 9999 |  |  | N | Solar | [13 empty] | 0 | 0 | 0 | 0
King Mill | 61000_G_1 | 61000 | G | 1 |  | Hydro |  | S_SOU | Georgia | 13 | Richmond | 245 | 13245 | 0.6 | 0 | 1944 | 9999 |  |  | N | Hydro | [13 empty] | 0 | 0 | 0 | 0
King Mill | 61000_G_2 | 61000 | G | 2 |  | Hydro |  | S_SOU | Georgia | 13 | Richmond | 245 | 13245 | 1.4 | 0 | 1944 | 9999 |  |  | N | Hydro | [13 empty] | 0 | 0 | 0 | 0
WED Portsmouth One, LLC | 61002_G_PORT1 | 61002 | G | PORT1 |  | Onshore Wind |  | NENGREST | Rhode Island | 44 | Newport | 5 | 44005 | 1.5 | 0 | 2016 | 9999 |  |  | N | Wind | [13 empty] | 0 | 0 | 0 | 0
Musgrave East Solar Farm | 61003_G_CMUSW | 61003 | G | CMUSW |  | Solar PV |  | NY_Z_C&E | New York | 36 | Cayuga | 11 | 36011 | 2 | 0 | 2016 | 9999 |  |  | N | Solar | [13 empty] | 0 | 0 | 0 | 0
Whirlpool Corporation - Ottawa Wind Farm | 61004_G_W1 | 61004 | G | W1 |  | Onshore Wind |  | PJM_West | Ohio | 39 | Putnam | 137 | 39137 | 1.5 | 0 | 2017 | 9999 |  |  | N | Wind | [13 empty] | 0 | 0 | 0 | 0
Whirlpool Corporation - Marion Wind Farm | 61005_G_W1 | 61005 | G | W1 |  | Onshore Wind |  | PJM_ATSI | Ohio | 39 | Marion | 101 | 39101 | 1.5 | 0 | 2017 | 9999 |  |  | N | Wind | [13 empty] | 0 | 0 | 0 | 0
Whirlpool Corporation - Marion Wind Farm | 61005_G_W2 | 61005 | G | W2 |  | Onshore Wind |  | PJM_ATSI | Ohio | 39 | Marion | 101 | 39101 | 1.5 | 0 | 2017 | 9999 |  |  | N | Wind | [13 empty] | 0 | 0 | 0 | 0
Whirlpool Corporation - Marion Wind Farm | 61005_G_W3 | 61005 | G | W3 |  | Onshore Wind |  | PJM_ATSI | Ohio | 39 | Marion | 101 | 39101 | 1.5 | 0 | 2017 | 9999 |  |  | N | Wind | [13 empty] | 0 | 0 | 0 | 0
SCDA Solar 1 | 61006_G_SCAIR | 61006 | G | SCAIR |  | Solar PV |  | WEC_BANC | California | 6 | Sacramento | 67 | 06067 | 7 | 0 | 2017 | 9999 |  |  | N | Solar | [13 empty] | 0 | 0 | 0 | 0
Redbrook Solar 1 | 61007_G_REDBR | 61007 | G | REDBR |  | Solar PV |  | NENGREST | Massachusetts | 25 | Plymouth | 23 | 25023 | 4 | 0 | 2017 | 9999 |  |  | N | Solar | [13 empty] | 0 | 0 | 0 | 0
Brook Street Solar 1 | 61008_G_BROOK | 61008 | G | BROOK |  | Solar PV |  | NENGREST | Massachusetts | 25 | Plymouth | 23 | 25023 | 5 | 0 | 2017 | 9999 |  |  | N | Solar | [13 empty] | 0 | 0 | 0 | 0
Spring Street Solar 1 CSG | 61009_G_SPRIN | 61009 | G | SPRIN |  | Solar PV |  | NENGREST | Massachusetts | 25 | Plymouth | 23 | 25023 | 2 | 0 | 2017 | 9999 |  |  | N | Solar | [13 empty] | 0 | 0 | 0 | 0
Bullock Road Solar 1 | 61010_G_BULLO | 61010 | G | BULLO |  | Solar PV |  | NENGREST | Massachusetts | 25 | Bristol | 5 | 25005 | 3.9 | 0 | 2017 | 9999 |  |  | N | Solar | [13 empty] | 0 | 0 | 0 | 0
Mill Seat Renewable Energy Facility | 61012_G_GEN1 | 61012 | G | GEN1 |  | Landfill Gas |  | NY_Z_B | New York | 36 | Genesee | 37 | 36037 | 0.8 | 14242 | 2007 | 9999 |  |  | N | Landfill Gas | [13 empty] | 0.24082 | 0.24082 | 0.24082 | 0.24082
Mill Seat Renewable Energy Facility | 61012_G_GEN2 | 61012 | G | GEN2 |  | Landfill Gas |  | NY_Z_B | New York | 36 | Genesee | 37 | 36037 | 0.8 | 14242 | 2007 | 9999 |  |  | N | Landfill Gas | [13 empty] | 0.24082 | 0.24082 | 0.24082 | 0.24082
Mill Seat Renewable Energy Facility | 61012_G_GEN3 | 61012 | G | GEN3 |  | Landfill Gas |  | NY_Z_B | New York | 36 | Genesee | 37 | 36037 | 0.8 | 14242 | 2007 | 9999 |  |  | N | Landfill Gas | [13 empty] | 0.24082 | 0.24082 | 0.24082 | 0.24082
Musgrave West Solar Farm | 61015_G_CMUSW | 61015 | G | CMUSW |  | Solar PV |  | NY_Z_C&E | New York | 36 | Cayuga | 11 | 36011 | 2 | 0 | 2016 | 9999 |  |  | N | Solar | [13 empty] | 0 | 0 | 0 | 0
Stafford St Solar 1 | 61016_G_STAF1 | 61016 | G | STAF1 |  | Solar PV |  | NENGREST | Massachusetts | 25 | Worcester | 27 | 25027 | 2 | 0 | 2017 | 9999 |  |  | N | Solar | [13 empty] | 0 | 0 | 0 | 0
Stafford St Solar 2 | 61017_G_STAF2 | 61017 | G | STAF2 |  | Solar PV |  | NENGREST | Massachusetts | 25 | Worcester | 27 | 25027 | 2 | 0 | 2017 | 9999 |  |  | N | Solar | [13 empty] | 0 | 0 | 0 | 0
Stafford St Solar 3 | 61018_G_STAF3 | 61018 | G | STAF3 |  | Solar PV |  | NENGREST | Massachusetts | 25 | Worcester | 27 | 25027 | 1 | 0 | 2017 | 9999 |  |  | N | Solar | [13 empty] | 0 | 0 | 0 | 0
Siler 421 Farm, LLC | 61019_G_SILER | 61019 | G | SILER |  | Solar PV |  | S_VACA | North Carolina | 37 | Chatham | 37 | 37037 | 4.9 | 0 | 2016 | 9999 |  |  | N | Solar | [13 empty] | 0 | 0 | 0 | 0
Indian River Solar Center | 61020_G_1 | 61020 | G | 1 |  | Solar PV |  | FRCC | Florida | 12 | Indian River | 61 | 12061 | 74.5 | 0 | 2017 | 9999 |  |  | N | Solar | [13 empty] | 0 | 0 | 0 | 0
Horizon Solar Energy Center | 61021_G_1 | 61021 | G | 1 |  | Solar PV |  | FRCC | Florida | 12 | Putnam | 107 | 12107 | 74.5 | 0 | 2017 | 9999 |  |  | N | Solar | [13 empty] | 0 | 0 | 0 | 0
Coral Farms Solar Energy Center | 61022_G_1 | 61022 | G | 1 |  | Solar PV |  | FRCC | Florida | 12 | Putnam | 107 | 12107 | 74.5 | 0 | 2017 | 9999 |  |  | N | Solar | [13 empty] | 0 | 0 | 0 | 0
Hammock Solar | 61024_G_1 | 61024 | G | 1 |  | Solar PV |  | FRCC | Florida | 12 | Hendry | 51 | 12051 | 74.5 | 0 | 2017 | 9999 |  |  | N | Solar | [13 empty] | 0 | 0 | 0 | 0
Montefiore - Westchester Square | 61025_G_EGEN1 | 61025 | G | EGEN1 |  | Combustion Turbine | IC Engine | NY_Z_J | New York | 36 | Bronx | 5 | 36005 | 1 | 14410 | 1983 | 9999 |  |  | N | Distillate Fuel Oil | [13 empty] | 0.4707 | 0.4707 | 0.4707 | 0.4707
New York Presbyterian Hospital-168th St | 61026_G_CHNY1 | 61026 | G | CHNY1 |  | Combustion Turbine | IC Engine | NY_Z_J | New York | 36 | New York | 61 | 36061 | 2 | 14397 | 2003 | 9999 |  |  | N | Distillate Fuel Oil | [13 empty] | 0.47113 | 0.47113 | 0.47113 | 0.47113
New York Presbyterian Hospital-168th St | 61026_G_CHNY2 | 61026 | G | CHNY2 |  | Combustion Turbine | IC Engine | NY_Z_J | New York | 36 | New York | 61 | 36061 | 2 | 14397 | 2003 | 9999 |  |  | N | Distillate Fuel Oil | [13 empty] | 0.47113 | 0.47113 | 0.47113 | 0.47113
New York Presbyterian Hospital-168th St | 61026_G_GARG | 61026 | G | GARG |  | Combustion Turbine | IC Engine | NY_Z_J | New York | 36 | New York | 61 | 36061 | 0.1 | 14397 | 2000 | 9999 |  |  | N | Distillate Fuel Oil | [13 empty] | 0.50835 | 0.50835 | 0.50835 | 0.50835
New York Presbyterian Hospital-168th St | 61026_G_MHB1 | 61026 | G | MHB1 |  | Combustion Turbine | IC Engine | NY_Z_J | New York | 36 | New York | 61 | 36061 | 2 | 14397 | 2000 | 9999 |  |  | N | Distillate Fuel Oil | [13 empty] | 0.47113 | 0.47113 | 0.47113 | 0.47113
New York Presbyterian Hospital-168th St | 61026_G_MHB2 | 61026 | G | MHB2 |  | Combustion Turbine | IC Engine | NY_Z_J | New York | 36 | New York | 61 | 36061 | 1.4 | 14397 | 2000 | 9999 |  |  | N | Distillate Fuel Oil | [13 empty] | 0.47113 | 0.47113 | 0.47113 | 0.47113
New York Presbyterian Hospital-168th St | 61026_G_MHB3 | 61026 | G | MHB3 |  | Combustion Turbine | IC Engine | NY_Z_J | New York | 36 | New York | 61 | 36061 | 1.4 | 14397 | 2000 | 9999 |  |  | N | Distillate Fuel Oil | [13 empty] | 0.47113 | 0.47113 | 0.47113 | 0.47113
New York Presbyterian Hospital-168th St | 61026_G_MHB4 | 61026 | G | MHB4 |  | Combustion Turbine | IC Engine | NY_Z_J | New York | 36 | New York | 61 | 36061 | 1.5 | 14397 | 2008 | 9999 |  |  | N | Distillate Fuel Oil | [13 empty] | 0.47113 | 0.47113 | 0.47113 | 0.47113
New York Presbyterian Hospital-168th St | 61026_G_MHB5 | 61026 | G | MHB5 |  | Combustion Turbine | IC Engine | NY_Z_J | New York | 36 | New York | 61 | 36061 | 1.5 | 14397 | 2008 | 9999 |  |  | N | Distillate Fuel Oil | [13 empty] | 0.47113 | 0.47113 | 0.47113 | 0.47113
Pacific Ethanol Stockton Cogen Plant | 61027_G_PESCT | 61027 | G | PESCT |  | Combustion Turbine |  | WEC_CALN | California | 6 | San Joaquin | 77 | 06077 | 3.6 | 9086 | 2016 | 9999 |  |  | N | Natural Gas | [13 empty] | 0.011 | 0.011 | 0.011 | 0.011
Blue Cypress Solar Energy Center | 61029_G_1 | 61029 | G | 1 |  | Solar PV |  | FRCC | Florida | 12 | Indian River | 61 | 12061 | 74.5 | 0 | 2018 | 9999 |  |  | N | Solar | [13 empty] | 0 | 0 | 0 | 0
Harford Solar Farm | 61030_G_CMUSW | 61030 | G | CMUSW |  | Solar PV |  | NY_Z_C&E | New York | 36 | Tompkins | 109 | 36109 | 2 | 0 | 2016 | 9999 |  |  | N | Solar | [13 empty] | 0 | 0 | 0 | 0
Floyd Road Solar Farm | 61031_G_PV1 | 61031 | G | PV1 |  | Solar PV |  | PJM_Dom | North Carolina | 37 | Northampton | 131 | 37131 | 5 | 0 | 2017 | 9999 |  |  | N | Solar | [13 empty] | 0 | 0 | 0 | 0
Deerfield Wind LLC | 61039_G_WT1 | 61039 | G | WT1 |  | Onshore Wind |  | NENGREST | Vermont | 50 | Bennington | 3 | 50003 | 30 | 0 | 2017 | 9999 |  |  | N | Wind | [13 empty] | 0 | 0 | 0 | 0
Twin Buttes II Wind | 61040_G_WT1 | 61040 | G | WT1 |  | Onshore Wind |  | WECC_CO | Colorado | 8 | Prowers | 99 | 08099 | 75 | 0 | 2017 | 9999 |  |  | N | Wind | [13 empty] | 0 | 0 | 0 | 0
Canandaigua Westbrook Solar Array | 61042_G_PV1 | 61042 | G | PV1 |  | Solar PV |  | NY_Z_C&E | New York | 36 | Ontario | 69 | 36069 | 2 | 0 | 2017 | 9999 |  |  | N | Solar | [13 empty] | 0 | 0 | 0 | 0
Canandaigua Solar Array | 61043_G_PV1 | 61043 | G | PV1 |  | Solar PV |  | NY_Z_C&E | New York | 36 | Ontario | 69 | 36069 | 2 | 0 | 2016 | 9999 |  |  | N | Solar | [13 empty] | 0 | 0 | 0 | 0
La Joya NM | 61044_G_WT1 | 61044 | G | WT1 |  | Onshore Wind |  | WECC_NM | New Mexico | 35 | Torrance | 57 | 35057 | 400 | 0 | 2018 | 9999 |  |  | N | Wind | [13 empty] | 0 | 0 | 0 | 0
Lund Hill | 61045_G_WT1 | 61045 | G | WT1 |  | Onshore Wind |  | WECC_PNW | Washington | 53 | Klickitat | 39 | 53039 | 60 | 0 | 2018 | 9999 |  |  | N | Wind | [13 empty] | 0 | 0 | 0 | 0
Tatanka Ridge | 61046_G_WT1 | 61046 | G | WT1 |  | Onshore Wind |  | SPP_WAUE | South Dakota | 46 | Deuel | 39 | 46039 | 98 | 0 | 2019 | 9999 |  |  | N | Wind | [13 empty] | 0 | 0 | 0 | 0
Gala Solar | 61048_G_PV1 | 61048 | G | PV1 |  | Solar PV |  | WECC_PNW | Oregon | 41 | Crook | 13 | 41013 | 56 | 0 | 2018 | 9999 |  |  | N | Solar | [13 empty] | 0 | 0 | 0 | 0
Wildflower Solar Energy Center | 61050_G_1 | 61050 | G | 1 |  | Solar PV |  | FRCC | Florida | 12 | Desoto | 27 | 12027 | 74.5 | 0 | 2017 | 9999 |  |  | N | Solar | [13 empty] | 0 | 0 | 0 | 0
Loggerhead Solar Energy Center | 61052_G_1 | 61052 | G | 1 |  | Solar PV |  | FRCC | Florida | 12 | St Lucie | 111 | 12111 | 74.5 | 0 | 2018 | 9999 |  |  | N | Solar | [13 empty] | 0 | 0 | 0 | 0
Greenfield Solar Park | 61053_G_SGREE | 61053 | G | SGREE |  | Solar PV |  | MIS_INKY | Indiana | 18 | Hancock | 59 | 18059 | 2.8 | 0 | 2017 | 9999 |  |  | N | Solar | [13 empty] | 0 | 0 | 0 | 0
IMPA Anderson Solar Park 2 | 61054_G_SAND2 | 61054 | G | SAND2 |  | Solar PV |  | PJM_West | Indiana | 18 | Madison | 95 | 18095 | 8.1 | 0 | 2017 | 9999 |  |  | N | Solar | [13 empty] | 0 | 0 | 0 | 0
DG AMP Solar Front Royal | 61055_G_AMPFR | 61055 | G | AMPFR |  | Solar PV |  | PJM_AP | Virginia | 51 | Warren | 187 | 51187 | 2.5 | 0 | 2017 | 9999 |  |  | N | Solar | [13 empty] | 0 | 0 | 0 | 0
Foundation CDCR LAC | 61066_G_WTG1 | 61066 | G | WTG1 |  | Onshore Wind |  | WEC_LADW | California | 6 | Los Angeles | 37 | 06037 | 1.9 | 0 | 2017 | 9999 |  |  | N | Wind | [13 empty] | 0 | 0 | 0 | 0
Foundation Scheid Vineyards | 61067_G_WTG1 | 61067 | G | WTG1 |  | Onshore Wind |  | WEC_CALN | California | 6 | Monterey | 53 | 06053 | 1.9 | 0 | 2017 | 9999 |  |  | N | Wind | [13 empty] | 0 | 0 | 0 | 0
BWC Wading River One, Two, Three | 61069_G_62381 | 61069 | G | 62381 |  | Solar PV |  | NENGREST | Massachusetts | 25 | Worcester | 27 | 25027 | 3 | 0 | 2017 | 9999 |  |  | N | Solar | [13 empty] | 0 | 0 | 0 | 0
Saratoga Wind Farm | 61070_G_SWE | 61070 | G | SWE |  | Onshore Wind |  | MIS_IA | Iowa | 19 | Howard | 89 | 19089 | 66 | 0 | 2018 | 9999 |  |  | N | Wind | [13 empty] | 0 | 0 | 0 | 0
Lemond Solar | 61072_G_LEMND | 61072 | G | LEMND |  | Solar PV |  | MIS_MNWI | Minnesota | 27 | Steele | 147 | 27147 | 5 | 0 | 2017 | 9999 |  |  | N | Solar | [13 empty] | 0 | 0 | 0 | 0
Pemberton Road I | 61073_G_PEMB1 | 61073 | G | PEMB1 |  | Solar PV |  | PJM_EMAC | New Jersey | 34 | Burlington | 5 | 34005 | 9.9 | 0 | 2017 | 9999 |  |  | N | Solar | [13 empty] | 0 | 0 | 0 | 0
Pemberton Road II | 61074_G_PEMB2 | 61074 | G | PEMB2 |  | Solar PV |  | PJM_EMAC | New Jersey | 34 | Burlington | 5 | 34005 | 9.9 | 0 | 2017 | 9999 |  |  | N | Solar | [13 empty] | 0 | 0 | 0 | 0
City of Shelby Electric Distribution | 61076_G_PSG1 | 61076 | G | PSG1 |  | Combustion Turbine | IC Engine | PJM_West | Ohio | 39 | Richland | 139 | 39139 | 1.8 | 14397 | 2016 | 9999 |  |  | N | Distillate Fuel Oil | [13 empty] | 3.16 | 3.16 | 3.16 | 3.16
Luning Energy | 61084_G_LNING | 61084 | G | LNING |  | Solar PV |  | WECC_NNV | Nevada | 32 | Mineral | 21 | 32021 | 50 | 0 | 2017 | 9999 |  |  | N | Solar | [13 empty] | 0 | 0 | 0 | 0
Stone Solar | 61085_G_1 | 61085 | G | 1 |  | Solar PV |  | S_VACA | North Carolina | 37 | Robeson | 155 | 37155 | 5 | 0 | 2016 | 9999 |  |  | N | Solar | [13 empty] | 0 | 0 | 0 | 0
Tripple State Farm | 61086_G_1 | 61086 | G | 1 |  | Solar PV |  | S_VACA | North Carolina | 37 | Iredell | 97 | 37097 | 5 | 0 | 2016 | 9999 |  |  | N | Solar | [13 empty] | 0 | 0 | 0 | 0
Wadesboro Farm 1 | 61087_G_1 | 61087 | G | 1 |  | Solar PV |  | S_VACA | North Carolina | 37 | Anson | 7 | 37007 | 5 | 0 | 2015 | 9999 |  |  | N | Solar | [13 empty] | 0 | 0 | 0 | 0
Delco Farm | 61088_G_1 | 61088 | G | 1 |  | Solar PV |  | S_VACA | North Carolina | 37 | Columbus | 47 | 37047 | 5 | 0 | 2016 | 9999 |  |  | N | Solar | [13 empty] | 0 | 0 | 0 | 0
Fisher Solar Farm - NC | 61089_G_1 | 61089 | G | 1 |  | Solar PV |  | S_VACA | North Carolina | 37 | Stanly | 167 | 37167 | 5 | 0 | 2015 | 9999 |  |  | N | Solar | [13 empty] | 0 | 0 | 0 | 0
Kinston Davis Farm | 61090_G_1 | 61090 | G | 1 |  | Solar PV |  | S_VACA | North Carolina | 37 | Lenoir | 107 | 37107 | 5 | 0 | 2015 | 9999 |  |  | N | Solar | [13 empty] | 0 | 0 | 0 | 0
Laurinburg Farm | 61091_G_1 | 61091 | G | 1 |  | Solar PV |  | S_VACA | North Carolina | 37 | Scotland | 165 | 37165 | 5 | 0 | 2015 | 9999 |  |  | N | Solar | [13 empty] | 0 | 0 | 0 | 0
Independence Solar Farm | 61092_G_IPL1 | 61092 | G | IPL1 |  | Solar PV |  | SPP_N | Missouri | 29 | Jackson | 95 | 29095 | 3 | 0 | 2017 | 9999 |  |  | N | Solar | [13 empty] | 0 | 0 | 0 | 0
Mills Anson Farm | 61093_G_1 | 61093 | G | 1 |  | Solar PV |  | S_VACA | North Carolina | 37 | Anson | 7 | 37007 | 5 | 0 | 2016 | 9999 |  |  | N | Solar | [13 empty] | 0 | 0 | 0 | 0
Old Wire Farm | 61094_G_1 | 61094 | G | 1 |  | Solar PV |  | S_VACA | North Carolina | 37 | Scotland | 165 | 37165 | 5 | 0 | 2016 | 9999 |  |  | N | Solar | [13 empty] | 0 | 0 | 0 | 0
Railroad Farm 2 | 61095_G_1 | 61095 | G | 1 |  | Solar PV |  | S_VACA | North Carolina | 37 | Robeson | 155 | 37155 | 5 | 0 | 2014 | 9999 |  |  | N | Solar | [13 empty] | 0 | 0 | 0 | 0
Sampson Solar | 61096_G_1 | 61096 | G | 1 |  | Solar PV |  | S_VACA | North Carolina | 37 | Sampson | 163 | 37163 | 2 | 0 | 2015 | 9999 |  |  | N | Solar | [13 empty] | 0 | 0 | 0 | 0
Syncarpha Freetown | 61097_G_SYNFR | 61097 | G | SYNFR |  | Solar PV |  | NENGREST | Massachusetts | 25 | Bristol | 5 | 25005 | 3.9 | 0 | 2016 | 9999 |  |  | N | Solar | [13 empty] | 0 | 0 | 0 | 0
Pima Community College | 61104_G_PV1 | 61104 | G | PV1 |  | Solar PV |  | WECC_AZ | Arizona | 4 | Pima | 19 | 04019 | 1.3 | 0 | 2017 | 9999 |  |  | N | Solar | [13 empty] | 0 | 0 | 0 | 0
Vanadium Redox Flow Battery Plant | 61107_G_VRF | 61107 | G | VRF |  | Energy Storage |  | WEC_SDGE | California | 6 | San Diego | 73 | 06073 | 2 | 0 | 2017 | 9999 |  |  | N | Energy Storage | [13 empty] | 0 | 0 | 0 | 0
Manteca Land PV | 61115_G_MANT1 | 61115 | G | MANT1 |  | Solar PV |  | WEC_CALN | California | 6 | San Joaquin | 77 | 06077 | 1 | 0 | 2017 | 9999 |  |  | N | Solar | [13 empty] | 0 | 0 | 0 | 0
Delano Land 1 | 61116_G_DELA1 | 61116 | G | DELA1 |  | Solar PV |  | WECC_SCE | California | 6 | Kern | 29 | 06029 | 1 | 0 | 2017 | 9999 |  |  | N | Solar | [13 empty] | 0 | 0 | 0 | 0
Bakersfield PV 1 | 61117_G_BAKE1 | 61117 | G | BAKE1 |  | Solar PV |  | WECC_SCE | California | 6 | Kern | 29 | 06029 | 5.3 | 0 | 2017 | 9999 |  |  | N | Solar | [13 empty] | 0 | 0 | 0 | 0
Bakersfield Industrial PV 1 | 61118_G_BIND1 | 61118 | G | BIND1 |  | Solar PV |  | WECC_SCE | California | 6 | Kern | 29 | 06029 | 1 | 0 | 2017 | 9999 |  |  | N | Solar | [13 empty] | 0 | 0 | 0 | 0
Quichapa 1 | 61119_G_W5519 | 61119 | G | W5519 |  | Solar PV |  | WECC_UT | Utah | 49 | Iron | 21 | 49021 | 3 | 0 | 2016 | 9999 |  |  | N | Solar | [13 empty] | 0 | 0 | 0 | 0
Quichapa 2 | 61120_G_W5520 | 61120 | G | W5520 |  | Solar PV |  | WECC_UT | Utah | 49 | Iron | 21 | 49021 | 3 | 0 | 2016 | 9999 |  |  | N | Solar | [13 empty] | 0 | 0 | 0 | 0
Quichapa 3 | 61121_G_W5521 | 61121 | G | W5521 |  | Solar PV |  | WECC_UT | Utah | 49 | Iron | 21 | 49021 | 3 | 0 | 2016 | 9999 |  |  | N | Solar | [13 empty] | 0 | 0 | 0 | 0
Elizabeth Mines Solar 1 | 61124_G_EMS1 | 61124 | G | EMS1 |  | Solar PV |  | NENGREST | Vermont | 50 | Orange | 17 | 50017 | 5 | 0 | 2017 | 9999 |  |  | N | Solar | [13 empty] | 0 | 0 | 0 | 0
Nebraska Valley Solar Farm | 61125_G_NVSF | 61125 | G | NVSF |  | Solar PV |  | NENGREST | Vermont | 50 | Lamoille | 15 | 50015 | 1 | 0 | 2016 | 9999 |  |  | N | Solar | [13 empty] | 0 | 0 | 0 | 0
Tolson Solar | 61131_G_12345 | 61131 | G | 12345 |  | Solar PV |  | S_VACA | North Carolina | 37 | Edgecombe | 65 | 37065 | 3 | 0 | 2015 | 9999 |  |  | N | Solar | [13 empty] | 0 | 0 | 0 | 0
Phelps 158 Solar Farm | 61134_G_15800 | 61134 | G | 15800 |  | Solar PV |  | PJM_Dom | North Carolina | 37 | Northampton | 131 | 37131 | 5 | 0 | 2017 | 9999 |  |  | N | Solar | [13 empty] | 0 | 0 | 0 | 0
Lebanon Solar Farm (MO) | 61135_G_LSF1 | 61135 | G | LSF1 |  | Solar PV |  | SPP_N | Missouri | 29 | Laclede | 105 | 29105 | 2.5 | 0 | 2017 | 9999 |  |  | N | Solar | [13 empty] | 0 | 0 | 0 | 0
Brown County LFGTE Power Station | 61145_G_GM01 | 61145 | G | GM01 |  | Landfill Gas |  | PJM_West | Ohio | 39 | Brown | 15 | 39015 | 1.5 | 18000 | 2017 | 9999 |  |  | N | Landfill Gas | [13 empty] | 0.09 | 0.09 | 0.09 | 0.09
Brown County LFGTE Power Station | 61145_G_GM02 | 61145 | G | GM02 |  | Landfill Gas |  | PJM_West | Ohio | 39 | Brown | 15 | 39015 | 1.5 | 18000 | 2017 | 9999 |  |  | N | Landfill Gas | [13 empty] | 0.09 | 0.09 | 0.09 | 0.09
Brown County LFGTE Power Station | 61145_G_GM03 | 61145 | G | GM03 |  | Landfill Gas |  | PJM_West | Ohio | 39 | Brown | 15 | 39015 | 1.5 | 18000 | 2017 | 9999 |  |  | N | Landfill Gas | [13 empty] | 0.09 | 0.09 | 0.09 | 0.09
Intel Folsom Phase 3 | 61152_G_PV1 | 61152 | G | PV1 |  | Solar PV |  | WEC_BANC | California | 6 | Sacramento | 67 | 06067 | 5.2 | 0 | 2016 | 9999 |  |  | N | Solar | [13 empty] | 0 | 0 | 0 | 0
AT&T Holger | 61153_G_AT057 | 61153 | G | AT057 |  | Fuel Cell |  | WEC_CALN | California | 6 | Santa Clara | 85 | 06085 | 1.3 | 8653 | 2016 | 9999 |  |  | N | Natural Gas | [13 empty] | 0 | 0 | 0 | 0
AT&T Anaheim | 61154_G_AT058 | 61154 | G | AT058 |  | Fuel Cell |  | WECC_SCE | California | 6 | Orange | 59 | 06059 | 1.3 | 8653 | 2016 | 9999 |  |  | N | Natural Gas | [13 empty] | 0 | 0 | 0 | 0
Big Timber Wind Farm | 61155_G_BT-MT | 61155 | G | BT-MT |  | Onshore Wind |  | WECC_MT | Montana | 30 | Sweet Grass | 97 | 30097 | 25 | 0 | 2017 | 9999 |  |  | N | Wind | [13 empty] | 0 | 0 | 0 | 0
St. Pauls Solar 2 | 61156_G_STPAU | 61156 | G | STPAU |  | Solar PV |  | S_VACA | North Carolina | 37 | Robeson | 155 | 37155 | 5 | 0 | 2017 | 9999 |  |  | N | Solar | [13 empty] | 0 | 0 | 0 | 0
Boaz Farm Solar | 61157_G_BOAZF | 61157 | G | BOAZF |  | Solar PV |  | S_VACA | North Carolina | 37 | Lee | 105 | 37105 | 5 | 0 | 2017 | 9999 |  |  | N | Solar | [13 empty] | 0 | 0 | 0 | 0
Bizzell Church Solar 2 | 61158_G_BIZZE | 61158 | G | BIZZE |  | Solar PV |  | S_VACA | North Carolina | 37 | Johnston | 101 | 37101 | 5 | 0 | 2017 | 9999 |  |  | N | Solar | [13 empty] | 0 | 0 | 0 | 0
MILL SOLAR 1 | 61160_G_MILL1 | 61160 | G | MILL1 |  | Solar PV |  | S_VACA | North Carolina | 37 | Iredell | 97 | 37097 | 1.4 | 0 | 2015 | 9999 |  |  | N | Solar | [13 empty] | 0 | 0 | 0 | 0
RB Manufacturing LLC Belle Mead NJ | 61162_G_RBBM | 61162 | G | RBBM |  | Solar PV |  | PJM_EMAC | New Jersey | 34 | Somerset | 35 | 34035 | 1.5 | 0 | 2016 | 9999 |  |  | N | Solar | [13 empty] | 0 | 0 | 0 | 0
Onset East Solar Facility | 61163_G_ONSE | 61163 | G | ONSE |  | Solar PV |  | NENGREST | Massachusetts | 25 | Plymouth | 23 | 25023 | 1 | 0 | 2016 | 9999 |  |  | N | Solar | [13 empty] | 0 | 0 | 0 | 0
Onset West Solar Facility | 61164_G_ONSW | 61164 | G | ONSW |  | Solar PV |  | NENGREST | Massachusetts | 25 | Plymouth | 23 | 25023 | 1 | 0 | 2016 | 9999 |  |  | N | Solar | [13 empty] | 0 | 0 | 0 | 0
Columbus Solar Project | 61165_G_88029 | 61165 | G | 88029 |  | Solar PV |  | WECC_NM | New Mexico | 35 | Luna | 29 | 35029 | 1.9 | 0 | 2017 | 9999 |  |  | N | Solar | [13 empty] | 0 | 0 | 0 | 0
IKEA Miami 327 | 61173_G_PV | 61173 | G | PV |  | Solar PV |  | FRCC | Florida | 12 | Miami Dade | 86 | 12086 | 1 | 0 | 2015 | 9999 |  |  | N | Solar | [13 empty] | 0 | 0 | 0 | 0
Caelum Community Solar | 61180_G_PCCS1 | 61180 | G | PCCS1 |  | Solar PV |  | MIS_MNWI | Minnesota | 27 | Benton | 9 | 27009 | 0.9 | 0 | 2017 | 9999 |  |  | N | Solar | [13 empty] | 0 | 0 | 0 | 0
Caelum Community Solar | 61180_G_PCCS2 | 61180 | G | PCCS2 |  | Solar PV |  | MIS_MNWI | Minnesota | 27 | Benton | 9 | 27009 | 0.9 | 0 | 2017 | 9999 |  |  | N | Solar | [13 empty] | 0 | 0 | 0 | 0
Andromeda Community Solar | 61181_G_OACS1 | 61181 | G | OACS1 |  | Solar PV |  | MIS_MNWI | Minnesota | 27 | Mcleod | 85 | 27085 | 0.9 | 0 | 2017 | 9999 |  |  | N | Solar | [13 empty] | 0 | 0 | 0 | 0
Andromeda Community Solar | 61181_G_OACS2 | 61181 | G | OACS2 |  | Solar PV |  | MIS_MNWI | Minnesota | 27 | Mcleod | 85 | 27085 | 0.9 | 0 | 2017 | 9999 |  |  | N | Solar | [13 empty] | 0 | 0 | 0 | 0
Andromeda Community Solar | 61181_G_OACS3 | 61181 | G | OACS3 |  | Solar PV |  | MIS_MNWI | Minnesota | 27 | Mcleod | 85 | 27085 | 0.9 | 0 | 2017 | 9999 |  |  | N | Solar | [13 empty] | 0 | 0 | 0 | 0
Andromeda Community Solar | 61181_G_OACS4 | 61181 | G | OACS4 |  | Solar PV |  | MIS_MNWI | Minnesota | 27 | Mcleod | 85 | 27085 | 0.9 | 0 | 2017 | 9999 |  |  | N | Solar | [13 empty] | 0 | 0 | 0 | 0
Andromeda Community Solar | 61181_G_OACS5 | 61181 | G | OACS5 |  | Solar PV |  | MIS_MNWI | Minnesota | 27 | Mcleod | 85 | 27085 | 0.9 | 0 | 2017 | 9999 |  |  | N | Solar | [13 empty] | 0 | 0 | 0 | 0
Pfeffers | 61185_G_SO147 | 61185 | G | SO147 |  | Solar PV |  | PJM_SMAC | Maryland | 24 | Baltimore | 5 | 24005 | 1 | 0 | 2016 | 9999 |  |  | N | Solar | [13 empty] | 0 | 0 | 0 | 0
Boston Medical Center CHP Plant | 61186_G_COGEN | 61186 | G | COGEN |  | Combustion Turbine | IC Engine | NENGREST | Massachusetts | 25 | Suffolk | 25 | 25025 | 2 | 12194 | 2017 | 9999 |  |  | N | Natural Gas | [13 empty] | 1.9772 | 1.9772 | 1.9772 | 1.9772
Century Drive Solar Farm | 61187_G_CENT1 | 61187 | G | CENT1 |  | Solar PV |  | S_VACA | North Carolina | 37 | Wake | 183 | 37183 | 1 | 0 | 2014 | 9999 |  |  | N | Solar | [13 empty] | 0 | 0 | 0 | 0
Shavano Falls Hydro | 61189_G_GEN1 | 61189 | G | GEN1 |  | Hydro |  | WECC_CO | Colorado | 8 | Montrose | 85 | 08085 | 2.8 | 0 | 2015 | 9999 |  |  | N | Hydro | [13 empty] | 0 | 0 | 0 | 0
Shavano Falls Hydro Drop 4 | 61190_G_GEN1 | 61190 | G | GEN1 |  | Hydro |  | WECC_CO | Colorado | 8 | Montrose | 85 | 08085 | 4.5 | 0 | 2015 | 9999 |  |  | N | Hydro | [13 empty] | 0 | 0 | 0 | 0
Drop 5 | 61191_G_GEN1 | 61191 | G | GEN1 |  | Hydro |  | WECC_CO | Colorado | 8 | Montrose | 85 | 08085 | 2.4 | 0 | 2017 | 9999 |  |  | N | Hydro | [13 empty] | 0 | 0 | 0 | 0
IKEA Joliet Rooftop PV System | 61192_G_PV | 61192 | G | PV |  | Solar PV |  | PJM_COMD | Illinois | 17 | Will | 197 | 17197 | 2 | 0 | 2017 | 9999 |  |  | N | Solar | [13 empty] | 0 | 0 | 0 | 0
IKEA Las Vegas 462 | 61193_G_PV | 61193 | G | PV |  | Solar PV |  | WECC_SNV | Nevada | 32 | Clark | 3 | 32003 | 1 | 0 | 2016 | 9999 |  |  | N | Solar | [13 empty] | 0 | 0 | 0 | 0
Pima Energy Storage System | 61197_G_PIMA | 61197 | G | PIMA |  | Energy Storage |  | WECC_AZ | Arizona | 4 | Pima | 19 | 04019 | 10 | 0 | 2017 | 9999 |  |  | N | Energy Storage | [13 empty] | 0 | 0 | 0 | 0
Merck - Upper Gwynedd Solar Array | 61198_G_SA-1 | 61198 | G | SA-1 |  | Solar PV |  | PJM_EMAC | Pennsylvania | 42 | Montgomery | 91 | 42091 | 1.5 | 0 | 2011 | 9999 |  |  | N | Solar | [13 empty] | 0 | 0 | 0 | 0
T0588 Phoenix - AZ | 61199_G_PV1 | 61199 | G | PV1 |  | Solar PV |  | WECC_AZ | Arizona | 4 | Maricopa | 13 | 04013 | 1.2 | 0 | 2017 | 9999 |  |  | N | Solar | [13 empty] | 0 | 0 | 0 | 0
Bandera Electric Coop PV | 61205_G_PV1 | 61205 | G | PV1 |  | Solar PV |  | ERC_REST | Texas | 48 | Real | 385 | 48385 | 1.5 | 0 | 2017 | 9999 |  |  | N | Solar | [13 empty] | 0 | 0 | 0 | 0
Onyx - Allen Harim | 61206_G_10021 | 61206 | G | 10021 |  | Solar PV |  | PJM_EMAC | Delaware | 10 | Sussex | 5 | 10005 | 1.5 | 0 | 2017 | 9999 |  |  | N | Solar | [13 empty] | 0 | 0 | 0 | 0
Green Island Hydroelectric Station | 61207_G_UNIT1 | 61207 | G | UNIT1 |  | Hydro |  | NY_Z_F | New York | 36 | Albany | 1 | 36001 | 1.5 | 0 | 1922 | 9999 |  |  | N | Hydro | [13 empty] | 0 | 0 | 0 | 0
Green Island Hydroelectric Station | 61207_G_UNIT2 | 61207 | G | UNIT2 |  | Hydro |  | NY_Z_F | New York | 36 | Albany | 1 | 36001 | 1.5 | 0 | 1922 | 9999 |  |  | N | Hydro | [13 empty] | 0 | 0 | 0 | 0
Green Island Hydroelectric Station | 61207_G_UNIT3 | 61207 | G | UNIT3 |  | Hydro |  | NY_Z_F | New York | 36 | Albany | 1 | 36001 | 1.5 | 0 | 1922 | 9999 |  |  | N | Hydro | [13 empty] | 0 | 0 | 0 | 0
Green Island Hydroelectric Station | 61207_G_UNIT4 | 61207 | G | UNIT4 |  | Hydro |  | NY_Z_F | New York | 36 | Albany | 1 | 36001 | 1.5 | 0 | 1922 | 9999 |  |  | N | Hydro | [13 empty] | 0 | 0 | 0 | 0
Gulfport Naval Base CSG PV System | 61208_G_PV1 | 61208 | G | PV1 |  | Solar PV |  | S_SOU | Mississippi | 28 | Harrison | 47 | 28047 | 3.5 | 0 | 2017 | 9999 |  |  | N | Solar | [13 empty] | 0 | 0 | 0 | 0
Sacramento Regional County Sanitation PV | 61209_G_PV1 | 61209 | G | PV1 |  | Solar PV |  | WEC_BANC | California | 6 | Sacramento | 67 | 06067 | 3.5 | 0 | 2017 | 9999 |  |  | N | Solar | [13 empty] | 0 | 0 | 0 | 0
Finger Lakes Solar I | 61210_G_FLS1 | 61210 | G | FLS1 |  | Solar PV |  | NY_Z_C&E | New York | 36 | Ontario | 69 | 36069 | 1.9 | 0 | 2016 | 9999 |  |  | N | Solar | [13 empty] | 0 | 0 | 0 | 0
IKEA Memphis 508 | 61211_G_PV | 61211 | G | PV |  | Solar PV |  | S_C_TVA | Tennessee | 47 | Shelby | 157 | 47157 | 1.1 | 0 | 2016 | 9999 |  |  | N | Solar | [13 empty] | 0 | 0 | 0 | 0
Head of U Canal Hydro Project | 61217_G_HY1 | 61217 | G | HY1 |  | Hydro |  | WECC_ID | Idaho | 16 | Jerome | 53 | 16053 | 1.2 | 0 | 2015 | 9999 |  |  | N | Hydro | [13 empty] | 0 | 0 | 0 | 0
Spencer Farm, LLC | 61220_G_1 | 61220 | G | 1 |  | Solar PV |  | S_VACA | North Carolina | 37 | Rowan | 159 | 37159 | 5 | 0 | 2017 | 9999 |  |  | N | Solar | [13 empty] | 0 | 0 | 0 | 0
Chillicothe Solar Farm | 61223_G_CHSF1 | 61223 | G | CHSF1 |  | Solar PV |  | MIS_MO | Missouri | 29 | Livingston | 117 | 29117 | 2.5 | 0 | 2017 | 9999 |  |  | N | Solar | [13 empty] | 0 | 0 | 0 | 0
350 Clark Solar, NG, LLC | 61224_G_5400 | 61224 | G | 5400 |  | Solar PV |  | PJM_EMAC | New Jersey | 34 | Morris | 27 | 34027 | 1.2 | 0 | 2011 | 9999 |  |  | N | Solar | [13 empty] | 0 | 0 | 0 | 0
433 Purchase Solar NG, LLC | 61237_G_5402 | 61237 | G | 5402 |  | Solar PV |  | NENGREST | Massachusetts | 25 | Bristol | 5 | 25005 | 2 | 0 | 2012 | 9999 |  |  | N | Solar | [13 empty] | 0 | 0 | 0 | 0
NY - Presbyt. Hospital - 525 E 68TH St | 61238_G_ANX1 | 61238 | G | ANX1 |  | Combustion Turbine | IC Engine | NY_Z_J | New York | 36 | New York | 61 | 36061 | 2.5 | 14397 | 2016 | 9999 |  |  | N | Distillate Fuel Oil | [13 empty] | 0.47113 | 0.47113 | 0.47113 | 0.47113
NY - Presbyt. Hospital - 525 E 68TH St | 61238_G_ANX2 | 61238 | G | ANX2 |  | Combustion Turbine | IC Engine | NY_Z_J | New York | 36 | New York | 61 | 36061 | 2.5 | 14397 | 2016 | 9999 |  |  | N | Distillate Fuel Oil | [13 empty] | 0.47113 | 0.47113 | 0.47113 | 0.47113
NY - Presbyt. Hospital - 525 E 68TH St | 61238_G_CGTB | 61238 | G | CGTB |  | Combustion Turbine |  | NY_Z_J | New York | 36 | New York | 61 | 36061 | 7.7 | 12445 | 2009 | 9999 |  |  | N | Natural Gas | [13 empty] | 0.0951 | 0.0951 | 0.0951 | 0.0951
NY - Presbyt. Hospital - 525 E 68TH St | 61238_G_GRB1 | 61238 | G | GRB1 |  | Combustion Turbine | IC Engine | NY_Z_J | New York | 36 | New York | 61 | 36061 | 1.4 | 14397 | 1997 | 9999 |  |  | N | Distillate Fuel Oil | [13 empty] | 0.47113 | 0.47113 | 0.47113 | 0.47113
NY - Presbyt. Hospital - 525 E 68TH St | 61238_G_GRB2 | 61238 | G | GRB2 |  | Combustion Turbine | IC Engine | NY_Z_J | New York | 36 | New York | 61 | 36061 | 1.4 | 14397 | 1997 | 9999 |  |  | N | Distillate Fuel Oil | [13 empty] | 0.47113 | 0.47113 | 0.47113 | 0.47113
NY - Presbyt. Hospital - 525 E 68TH St | 61238_G_GRB3 | 61238 | G | GRB3 |  | Combustion Turbine | IC Engine | NY_Z_J | New York | 36 | New York | 61 | 36061 | 1.4 | 14397 | 1997 | 9999 |  |  | N | Distillate Fuel Oil | [13 empty] | 0.47113 | 0.47113 | 0.47113 | 0.47113
NY - Presbyt. Hospital - 525 E 68TH St | 61238_G_GRB4 | 61238 | G | GRB4 |  | Combustion Turbine | IC Engine | NY_Z_J | New York | 36 | New York | 61 | 36061 | 1.5 | 14397 | 2008 | 9999 |  |  | N | Distillate Fuel Oil | [13 empty] | 0.47113 | 0.47113 | 0.47113 | 0.47113
Victoria City Power LLC | 61241_G_VC-1 | 61241 | G | VC-1 |  | Combustion Turbine |  | ERC_REST | Texas | 48 | Victoria | 469 | 48469 | 43 | 9086 | 2017 | 9999 |  |  | N | Natural Gas | [13 empty] | 0.011 | 0.011 | 0.011 | 0.011
Victoria City Power LLC | 61241_G_VC-2 | 61241 | G | VC-2 |  | Combustion Turbine |  | ERC_REST | Texas | 48 | Victoria | 469 | 48469 | 43 | 9086 | 2017 | 9999 |  |  | N | Natural Gas | [13 empty] | 0.011 | 0.011 | 0.011 | 0.011
Victoria Port Power LLC | 61242_G_VP-1 | 61242 | G | VP-1 |  | Combustion Turbine |  | ERC_REST | Texas | 48 | Victoria | 469 | 48469 | 50 | 9086 | 2017 | 9999 |  |  | N | Natural Gas | [13 empty] | 0.011 | 0.011 | 0.011 | 0.011
Victoria Port Power LLC | 61242_G_VP-2 | 61242 | G | VP-2 |  | Combustion Turbine |  | ERC_REST | Texas | 48 | Victoria | 469 | 48469 | 50 | 9086 | 2017 | 9999 |  |  | N | Natural Gas | [13 empty] | 0.011 | 0.011 | 0.011 | 0.011
Old Wardour Solar | 61243_G_5406 | 61243 | G | 5406 |  | Solar PV |  | NENGREST | Massachusetts | 25 | Worcester | 27 | 25027 | 4.3 | 0 | 2016 | 9999 |  |  | N | Solar | [13 empty] | 0 | 0 | 0 | 0
Shuman Solar | 61244_G_5404 | 61244 | G | 5404 |  | Solar PV |  | NENGREST | Massachusetts | 25 | Norfolk | 21 | 25021 | 2.5 | 0 | 2016 | 9999 |  |  | N | Solar | [13 empty] | 0 | 0 | 0 | 0
Vuelta Solar | 61245_G_5405 | 61245 | G | 5405 |  | Solar PV |  | NENGREST | Massachusetts | 25 | Worcester | 27 | 25027 | 4.7 | 0 | 2016 | 9999 |  |  | N | Solar | [13 empty] | 0 | 0 | 0 | 0
ACE-Stanton PV | 61246_G_ASLF1 | 61246 | G | ASLF1 |  | Solar PV |  | FRCC | Florida | 12 | Orange | 95 | 12095 | 4.8 | 0 | 2017 | 9999 |  |  | N | Solar | [13 empty] | 0 | 0 | 0 | 0
ACE-Stanton A PV | 61247_G_ASA1 | 61247 | G | ASA1 |  | Solar PV |  | FRCC | Florida | 12 | Orange | 95 | 12095 | 4.1 | 0 | 2017 | 9999 |  |  | N | Solar | [13 empty] | 0 | 0 | 0 | 0
Glopak Solar PV Power Plant | 61248_G_INV1R | 61248 | G | INV1R |  | Solar PV |  | PJM_EMAC | New Jersey | 34 | Middlesex | 23 | 34023 | 0.5 | 0 | 2011 | 9999 |  |  | N | Solar | [13 empty] | 0 | 0 | 0 | 0
Glopak Solar PV Power Plant | 61248_G_INV2G | 61248 | G | INV2G |  | Solar PV |  | PJM_EMAC | New Jersey | 34 | Middlesex | 23 | 34023 | 0.5 | 0 | 2012 | 9999 |  |  | N | Solar | [13 empty] | 0 | 0 | 0 | 0
Westmont 300A | 61249_G_W5531 | 61249 | G | W5531 |  | Solar PV |  | WEC_LADW | California | 6 | Los Angeles | 37 | 06037 | 2.9 | 0 | 2017 | 9999 |  |  | N | Solar | [13 empty] | 0 | 0 | 0 | 0
USPS PV | 61250_G_USPS1 | 61250 | G | USPS1 |  | Solar PV |  | WEC_LADW | California | 6 | Los Angeles | 37 | 06037 | 10.7 | 0 | 2017 | 9999 |  |  | N | Solar | [13 empty] | 0 | 0 | 0 | 0
Haywood Farm Solar, LLC | 61255_G_HAY02 | 61255 | G | HAY02 |  | Solar PV |  | S_VACA | North Carolina | 37 | Montgomery | 123 | 37123 | 4.9 | 0 | 2017 | 9999 |  |  | N | Solar | [13 empty] | 0 | 0 | 0 | 0
Hood Farm Solar, LLC | 61256_G_HOF05 | 61256 | G | HOF05 |  | Solar PV |  | S_VACA | North Carolina | 37 | Jones | 103 | 37103 | 4.9 | 0 | 2017 | 9999 |  |  | N | Solar | [13 empty] | 0 | 0 | 0 | 0
ZV Solar 2, LLC | 61257_G_ZV204 | 61257 | G | ZV204 |  | Solar PV |  | S_VACA | North Carolina | 37 | Robeson | 155 | 37155 | 4.9 | 0 | 2017 | 9999 |  |  | N | Solar | [13 empty] | 0 | 0 | 0 | 0
Innovative Solar 35, LLC | 61258_G_ISS35 | 61258 | G | ISS35 |  | Solar PV |  | S_VACA | North Carolina | 37 | Duplin | 61 | 37061 | 1.9 | 0 | 2016 | 9999 |  |  | N | Solar | [13 empty] | 0 | 0 | 0 | 0
Innovative Solar 59, LLC | 61259_G_ISS59 | 61259 | G | ISS59 |  | Solar PV |  | S_VACA | North Carolina | 37 | Nash | 127 | 37127 | 1.9 | 0 | 2016 | 9999 |  |  | N | Solar | [13 empty] | 0 | 0 | 0 | 0
Innovative Solar 60, LLC | 61260_G_ISS60 | 61260 | G | ISS60 |  | Solar PV |  | S_VACA | North Carolina | 37 | Nash | 127 | 37127 | 1.9 | 0 | 2016 | 9999 |  |  | N | Solar | [13 empty] | 0 | 0 | 0 | 0
Stuttgart Solar | 61262_G_STGRT | 61262 | G | STGRT |  | Solar PV |  | MIS_AR | Arkansas | 5 | Arkansas | 1 | 05001 | 81 | 0 | 2017 | 9999 |  |  | N | Solar | [13 empty] | 0 | 0 | 0 | 0
Wolf Run Energy | 61263_G_GEN1 | 61263 | G | GEN1 |  | Combustion Turbine | IC Engine | PJM_PENE | Pennsylvania | 42 | Bradford | 15 | 42015 | 4.4 | 12194 | 2018 | 9999 |  |  | N | Natural Gas | [13 empty] | 1.2934 | 1.2934 | 1.2934 | 1.2934
Wolf Run Energy | 61263_G_GEN2 | 61263 | G | GEN2 |  | Combustion Turbine | IC Engine | PJM_PENE | Pennsylvania | 42 | Bradford | 15 | 42015 | 4.4 | 12194 | 2018 | 9999 |  |  | N | Natural Gas | [13 empty] | 1.2934 | 1.2934 | 1.2934 | 1.2934
Wolf Run Energy | 61263_G_GEN3 | 61263 | G | GEN3 |  | Combustion Turbine | IC Engine | PJM_PENE | Pennsylvania | 42 | Bradford | 15 | 42015 | 4.4 | 12194 | 2018 | 9999 |  |  | N | Natural Gas | [13 empty] | 1.2934 | 1.2934 | 1.2934 | 1.2934
Orme Park Water Treatment Plant | 61266_G_ORME | 61266 | G | ORME |  | Combustion Turbine | IC Engine | MIS_INKY | Indiana | 18 | Johnson | 81 | 18081 | 1.5 | 14397 | 1997 | 9999 |  |  | N | Distillate Fuel Oil | [13 empty] | 1.7761 | 1.7761 | 1.7761 | 1.7761
Hurricane Creek Lift Station | 61267_G_HURR | 61267 | G | HURR |  | Combustion Turbine | IC Engine | MIS_INKY | Indiana | 18 | Johnson | 81 | 18081 | 2 | 14397 | 2004 | 9999 |  |  | N | Distillate Fuel Oil | [13 empty] | 1.7761 | 1.7761 | 1.7761 | 1.7761
Kayenta Solar Project | 61268_G_PV1 | 61268 | G | PV1 |  | Solar PV |  | WECC_AZ | Arizona | 4 | Navajo | 17 | 04017 | 27.3 | 0 | 2017 | 9999 |  |  | N | Solar | [13 empty] | 0 | 0 | 0 | 0
Thunder Ranch Wind Project | 61269_G_WT1 | 61269 | G | WT1 |  | Onshore Wind |  | SPP_WEST | Oklahoma | 40 | Noble | 103 | 40103 | 297.8 | 0 | 2017 | 9999 |  |  | N | Wind | [13 empty] | 0 | 0 | 0 | 0
Red Dirt Wind Project | 61270_G_RDDRT | 61270 | G | RDDRT |  | Onshore Wind |  | SPP_WEST | Oklahoma | 40 | Kingfisher | 73 | 40073 | 299.3 | 0 | 2017 | 9999 |  |  | N | Wind | [13 empty] | 0 | 0 | 0 | 0
Biltmore Solar Fields | 61271_G_18950 | 61271 | G | 18950 |  | Solar PV |  | S_VACA | North Carolina | 37 | Buncombe | 21 | 37021 | 1.5 | 0 | 2012 | 9999 |  |  | N | Solar | [13 empty] | 0 | 0 | 0 | 0
Wilson Solar Farm 1 | 61274_G_WISL1 | 61274 | G | WISL1 |  | Solar PV |  | S_VACA | North Carolina | 37 | Wilson | 195 | 37195 | 3.3 | 0 | 2017 | 9999 |  |  | N | Solar | [13 empty] | 0 | 0 | 0 | 0
Wilson Solar Farm 2 | 61275_G_WILS2 | 61275 | G | WILS2 |  | Solar PV |  | S_VACA | North Carolina | 37 | Wilson | 195 | 37195 | 3.8 | 0 | 2017 | 9999 |  |  | N | Solar | [13 empty] | 0 | 0 | 0 | 0
Wilson Solar Farm 3 | 61276_G_WILS3 | 61276 | G | WILS3 |  | Solar PV |  | S_VACA | North Carolina | 37 | Wilson | 195 | 37195 | 9 | 0 | 2017 | 9999 |  |  | N | Solar | [13 empty] | 0 | 0 | 0 | 0
Wilson Solar Farm 4 | 61277_G_WILS4 | 61277 | G | WILS4 |  | Solar PV |  | S_VACA | North Carolina | 37 | Wilson | 195 | 37195 | 9 | 0 | 2017 | 9999 |  |  | N | Solar | [13 empty] | 0 | 0 | 0 | 0
Wilson Solar Farm 5 | 61278_G_WILS5 | 61278 | G | WILS5 |  | Solar PV |  | S_VACA | North Carolina | 37 | Wilson | 195 | 37195 | 9.5 | 0 | 2017 | 9999 |  |  | N | Solar | [13 empty] | 0 | 0 | 0 | 0
Wilson Solar Farm 6 | 61279_G_WILS6 | 61279 | G | WILS6 |  | Solar PV |  | S_VACA | North Carolina | 37 | Wilson | 195 | 37195 | 9.7 | 0 | 2017 | 9999 |  |  | N | Solar | [13 empty] | 0 | 0 | 0 | 0
Wilson Solar Farm 7 | 61280_G_WILS7 | 61280 | G | WILS7 |  | Solar PV |  | S_VACA | North Carolina | 37 | Wilson | 195 | 37195 | 9.2 | 0 | 2017 | 9999 |  |  | N | Solar | [13 empty] | 0 | 0 | 0 | 0
APG Combined Heat and Power Plant | 61282_G_GEN1 | 61282 | G | GEN1 |  | Combustion Turbine |  | PJM_EMAC | Maryland | 24 | Harford | 25 | 24025 | 6.2 | 9086 | 2016 | 9999 |  |  | N | Natural Gas | [13 empty] | 0.011 | 0.011 | 0.011 | 0.011
Bladenboro Solar, LLC | 61283_G_GEN1 | 61283 | G | GEN1 |  | Solar PV |  | S_VACA | North Carolina | 37 | Bladen | 17 | 37017 | 4.8 | 0 | 2015 | 9999 |  |  | N | Solar | [13 empty] | 0 | 0 | 0 | 0
Lux Solar, LLC | 61284_G_GEN1 | 61284 | G | GEN1 |  | Solar PV |  | S_VACA | North Carolina | 37 | Cleveland | 45 | 37045 | 2 | 0 | 2016 | 9999 |  |  | N | Solar | [13 empty] | 0 | 0 | 0 | 0
Roxboro Solar Farm, LLC | 61288_G_GEN1 | 61288 | G | GEN1 |  | Solar PV |  | S_VACA | North Carolina | 37 | Granville | 77 | 37077 | 5 | 0 | 2015 | 9999 |  |  | N | Solar | [13 empty] | 0 | 0 | 0 | 0
NRG Elbow Creek Energy Storage Project | 61362_G_ECBS | 61362 | G | ECBS |  | Energy Storage |  | ERC_WEST | Texas | 48 | Howard | 227 | 48227 | 2 | 0 | 2017 | 9999 |  |  | N | Energy Storage | [13 empty] | 0 | 0 | 0 | 0
Beacon BESS 1 | 61431_G_BCNB1 | 61431 | G | BCNB1 |  | Energy Storage |  | WEC_LADW | California | 6 | Kern | 29 | 06029 | 20 | 0 | 2018 | 9999 |  |  | N | Energy Storage | [13 empty] | 0 | 0 | 0 | 0
ABEC #2 dba West-Star Dairy | 61501_G_GEN1 | 61501 | G | GEN1 |  | Non-Fossil Waste |  | WECC_SCE | California | 6 | Kern | 29 | 06029 | 1 | 12396 | 2017 | 9999 |  |  | Y | Non-Fossil Waste | [13 empty] | 0 | 0 | 0 | 0
ABEC #3 dba Lakeview Dairy | 61502_G_GEN1 | 61502 | G | GEN1 |  | Non-Fossil Waste |  | WECC_SCE | California | 6 | Kern | 29 | 06029 | 1 | 12396 | 2017 | 9999 |  |  | Y | Non-Fossil Waste | [13 empty] | 0 | 0 | 0 | 0
ABEC #4 dba CE&S Dairy | 61503_G_GEN1 | 61503 | G | GEN1 |  | Non-Fossil Waste |  | WECC_SCE | California | 6 | Kern | 29 | 06029 | 1 | 12396 | 2017 | 9999 |  |  | Y | Non-Fossil Waste | [13 empty] | 0 | 0 | 0 | 0
Quest Diagnostics | 83001_G_1 | 83001 | G | 1 |  | Combustion Turbine | IC Engine | PJM_Dom | Virginia | 51 | Loudoun | 107 | 51107 | 4 | 14397 | 2016 | 9999 |  |  | N | Distillate Fuel Oil | [13 empty] | 1.7761 | 1.7761 | 1.7761 | 1.7761
Micron Technology Incorporated | 83002_G_1 | 83002 | G | 1 |  | Combustion Turbine | IC Engine | PJM_Dom | Virginia | 51 | Prince William | 153 | 51153 | 6 | 11132 | 2016 | 9999 |  |  | N | Distillate Fuel Oil | [13 empty] | 1.7761 | 1.7761 | 1.7761 | 1.7761
AOL | 83003_G_1 | 83003 | G | 1 |  | Combustion Turbine | IC Engine | PJM_Dom | Virginia | 51 | Loudoun | 107 | 51107 | 14 | 11132 | 2016 | 9999 |  |  | N | Distillate Fuel Oil | [13 empty] | 1.7761 | 1.7761 | 1.7761 | 1.7761
AOL | 83004_G_1 | 83004 | G | 1 |  | Combustion Turbine | IC Engine | PJM_Dom | Virginia | 51 | Prince William | 153 | 51153 | 25 | 11132 | 2016 | 9999 |  |  | N | Distillate Fuel Oil | [13 empty] | 1.7761 | 1.7761 | 1.7761 | 1.7761
MCI | 83005_G_1 | 83005 | G | 1 |  | Combustion Turbine | IC Engine | PJM_Dom | Virginia | 51 | Loudoun | 107 | 51107 | 32 | 11132 | 2016 | 9999 |  |  | N | Distillate Fuel Oil | [13 empty] | 1.7761 | 1.7761 | 1.7761 | 1.7761
AOL | 83006_G_1 | 83006 | G | 1 |  | Combustion Turbine | IC Engine | PJM_Dom | Virginia | 51 | Fairfax | 59 | 51059 | 44 | 11132 | 2016 | 9999 |  |  | N | Distillate Fuel Oil | [13 empty] | 1.7761 | 1.7761 | 1.7761 | 1.7761
DuPont Fabros | 83007_G_1 | 83007 | G | 1 |  | Combustion Turbine | IC Engine | PJM_Dom | Virginia | 51 | Loudoun | 107 | 51107 | 60 | 11132 | 2016 | 9999 |  |  | N | Distillate Fuel Oil | [13 empty] | 1.7761 | 1.7761 | 1.7761 | 1.7761
Note on R1507: To facilitate the use of the 2030 projections of emissions as a proxy for the 2028 year, the retirement years for NEEDS units with retirement years of 2029 and 2030 were pushed back to 2035 run year for the May 2019 Reference Case. The record in NEEDS was NOT edited to keep NEEDS accurate. For more information, see Section 2 of the Incremental Documentation for the May 2019 Reference Case
Note on R1508: To facilitate the use of the 2030 projections of emissions as a proxy for the 2028 year, the retirement years for NEEDS units with retirement years of 2029 and 2030 were pushed back to 2035 run year for the May 2019 Reference Case. The record in NEEDS was NOT edited to keep NEEDS accurate. For more information, see Section 2 of the Incremental Documentation for the May 2019 Reference Case
Note on R1509: To facilitate the use of the 2030 projections of emissions as a proxy for the 2028 year, the retirement years for NEEDS units with retirement years of 2029 and 2030 were pushed back to 2035 run year for the May 2019 Reference Case. The record in NEEDS was NOT edited to keep NEEDS accurate. For more information, see Section 2 of the Incremental Documentation for the May 2019 Reference Case
Note on R4200: To facilitate the use of the 2030 projections of emissions as a proxy for the 2028 year, the retirement years for NEEDS units with retirement years of 2029 and 2030 were pushed back to 2035 run year for the May 2019 Reference Case. The record in NEEDS was NOT edited to keep NEEDS accurate. For more information, see Section 2 of the Incremental Documentation for the May 2019 Reference Case
Note on R4201: To facilitate the use of the 2030 projections of emissions as a proxy for the 2028 year, the retirement years for NEEDS units with retirement years of 2029 and 2030 were pushed back to 2035 run year for the May 2019 Reference Case. The record in NEEDS was NOT edited to keep NEEDS accurate. For more information, see Section 2 of the Incremental Documentation for the May 2019 Reference Case
Note on R5223: To facilitate the use of the 2030 projections of emissions as a proxy for the 2028 year, the retirement years for NEEDS units with retirement years of 2029 and 2030 were pushed back to 2035 run year for the May 2019 Reference Case. The record in NEEDS was NOT edited to keep NEEDS accurate. For more information, see Section 2 of the Incremental Documentation for the May 2019 Reference Case
Note on R6021: To facilitate the use of the 2030 projections of emissions as a proxy for the 2028 year, the retirement years for NEEDS units with retirement years of 2029 and 2030 were pushed back to 2035 run year for the May 2019 Reference Case. The record in NEEDS was NOT edited to keep NEEDS accurate. For more information, see Section 2 of the Incremental Documentation for the May 2019 Reference Case
Note on R6022: To facilitate the use of the 2030 projections of emissions as a proxy for the 2028 year, the retirement years for NEEDS units with retirement years of 2029 and 2030 were pushed back to 2035 run year for the May 2019 Reference Case. The record in NEEDS was NOT edited to keep NEEDS accurate. For more information, see Section 2 of the Incremental Documentation for the May 2019 Reference Case
Note on R6023: To facilitate the use of the 2030 projections of emissions as a proxy for the 2028 year, the retirement years for NEEDS units with retirement years of 2029 and 2030 were pushed back to 2035 run year for the May 2019 Reference Case. The record in NEEDS was NOT edited to keep NEEDS accurate. For more information, see Section 2 of the Incremental Documentation for the May 2019 Reference Case
Note on R6859: To facilitate the use of the 2030 projections of emissions as a proxy for the 2028 year, the retirement years for NEEDS units with retirement years of 2029 and 2030 were pushed back to 2035 run year for the May 2019 Reference Case. The record in NEEDS was NOT edited to keep NEEDS accurate. For more information, see Section 2 of the Incremental Documentation for the May 2019 Reference Case
Note on R6860: To facilitate the use of the 2030 projections of emissions as a proxy for the 2028 year, the retirement years for NEEDS units with retirement years of 2029 and 2030 were pushed back to 2035 run year for the May 2019 Reference Case. The record in NEEDS was NOT edited to keep NEEDS accurate. For more information, see Section 2 of the Incremental Documentation for the May 2019 Reference Case

## NEEDS v6_Retired_Through2021
Plant Name | UniqueID_Final | ORIS Plant Code | Boiler/Generator/Committed Unit | Unit ID | CAMD Database UnitID | PlantType | Combustion Turbine/IC Engine | Region Name | State Name | State Code | County | County Code | FIPS5 | Capacity (MW) | Heat Rate (Btu/kWh) | On Line Year | Retirement Year | Firing | Bottom | Cogen? | Modeled Fuels | Wet/DryScrubber | Scrubber_Online_Year | Scrubber Efficiency | NOx Comb Control | NOx Post-Comb Control | SCR_Online_Year | SNCR_Online_Year | PM Control | FlueGasConditioning_Flag | Mercury_Controls | ACI_Online_Year | Mercury_Controls Efficiency | SO2 Permit Rate (lbs/mmBtu) | Mode 1 NOx Rate (lbs/mmBtu) | Mode 2 NOx Rate (lbs/mmBtu) | Mode 3 NOx Rate (lbs/mmBtu) | Mode 4 NOx Rate (lbs/mmBtu) | Hg EMF for BIT | Hg EMF for SUB | Hg EMF for LIG | HCL Removal | DSI Unit | DSI Online Year | CCS | CCS Removal | C2G | C2G Online Year | BART Affected Unit
Gorgas | 8_B_10 | 8 | B | 10 | 13 | Coal Steam |  | S_SOU | Alabama | 1 | Walker | 127 | 01127 | 703 | 9954 | 1972 | 2019 | tangential | dry | N | Bituminous | Wet Scrubber | 2008 | 0.95 | LNC2 | SCR | 2002 |  | ESPC + B + WS | Yes | ACI | 2016 |  | 4 | 0.1 | 0.1 | 0.1 | 0.1 | 0.1 | 0.1 | 0.1 | 0.99
Gorgas | 8_B_8 | 8 | B | 8 | 17 | Coal Steam |  | S_SOU | Alabama | 1 | Walker | 127 | 01127 | 161 | 10565 | 1956 | 2019 | tangential | dry | N | Bituminous | Wet Scrubber | 2008 | 0.95 | LNC3 |  |  |  | ESPH + B + WS | No | ACI | 2016 |  | 4 | 0.3547 | 0.2956 | 0.3547 | 0.2956 | 0.1 | 0.1 | 0.1 | 0.99
Gorgas | 8_B_9 | 8 | B | 9 | 18 | Coal Steam |  | S_SOU | Alabama | 1 | Walker | 127 | 01127 | 170 | 10465 | 1958 | 2019 | tangential | dry | N | Bituminous | Wet Scrubber | 2008 | 0.95 | LNC3 |  |  |  | ESPH + B + WS | No | ACI | 2016 |  | 4 | 0.3547 | 0.2956 | 0.3547 | 0.2956 | 0.1 | 0.1 | 0.1 | 0.99
Charles R Lowman | 56_B_1 | 56 | B | 1 | 53 | Coal Steam |  | S_SOU | Alabama | 1 | Washington | 129 | 01129 | 80 | 11465 | 1980 | 2020 | wall | dry | N | Bituminous | Wet Scrubber | 1979 | 0.85 | LNB |  |  |  | ESPC | No |  |  |  | 4 | 0.2519 | 0.7232 | 0.1549 | 0.1549 | 0.05 | 0.84 | 0.56 | 0.9
Charles R Lowman | 56_B_2 | 56 | B | 2 | 54 | Coal Steam |  | S_SOU | Alabama | 1 | Washington | 129 | 01129 | 238 | 11077 | 1979 | 2020 | wall | dry | N | Bituminous | Wet Scrubber | 1979 | 0.85 | LNB | SCR | 2007 |  | ESPH | No |  |  |  | 1.2 | 0.3021 | 0.075 | 0.3021 | 0.075 | 0.1 | 0.8 | 1 | 0.9
Charles R Lowman | 56_B_3 | 56 | B | 3 | 55 | Coal Steam |  | S_SOU | Alabama | 1 | Washington | 129 | 01129 | 238 | 10937 | 1980 | 2020 | wall | dry | N | Bituminous | Wet Scrubber | 2008 | 0.85 | LNB | SCR | 2008 |  | ESPH | No |  |  |  | 1.2 | 0.38047 | 0.18875 | 0.38047 | 0.18875 | 0.1 | 0.8 | 1 | 0.9
Oklaunion | 127_B_1 | 127 | B | 1 | 81 | Coal Steam |  | ERC_WEST | Texas | 48 | Wilbarger | 487 | 48487 | 650 | 10536 | 1986 | 2020 | wall | dry | N | Subbituminous | Wet Scrubber | 1986 | 0.868 | LNB |  |  |  | ESPC | No | ACI | 2015 |  | 0.5 | 0.28557 | 0.28557 | 0.1549 | 0.1549 | 0.1 | 0.1 | 0.1 | 0.918
Elmer Smith | 1374_B_1 | 1374 | B | 1 | 911 | Coal Steam |  | S_C_KY | Kentucky | 21 | Daviess | 59 | 21059 | 137 | 11097 | 1964 | 2019 | cyclone | wet | N | Bituminous | Wet Scrubber | 1994 | 0.96 | OFA | SCR | 2004 |  | ESPC | No |  |  |  | 6 | 0.1201 | 0.095 | 0.1201 | 0.095 | 0.1 | 0.84 | 0.56 | 0.99
Elmer Smith | 1374_B_2 | 1374 | B | 2 | 912 | Coal Steam |  | S_C_KY | Kentucky | 21 | Daviess | 59 | 21059 | 263 | 10723 | 1974 | 2020 | tangential | wet | N | Bituminous | Wet Scrubber | 1994 | 0.96 | LNC2 | SNCR |  | 2004 | ESPC | No | ACI | 2016 |  | 6 | 0.299 | 0.299 | 0.139 | 0.139 | 0.1 | 0.1 | 0.1 | 0.99 | Yes | 2016
Paradise | 1378_B_3 | 1378 | B | 3 | 915 | Coal Steam |  | S_C_TVA | Kentucky | 21 | Muhlenberg | 177 | 21177 | 971 | 10262 | 1970 | 2021 | cyclone | wet | N | Bituminous, Subbituminous | Wet Scrubber | 2006 | 0.98 | OFA | SCR | 2003 |  | ESPC | No |  |  |  | 1.2 | 0.22301 | 0.17789 | 0.22301 | 0.17789 | 0.1 | 0.1 | 0.56 | 0.99 | Yes | 2011
HMP&L Station Two Henderson | 1382_B_H1 | 1382 | B | H1 | 929 | Coal Steam |  | MIS_INKY | Kentucky | 21 | Henderson | 101 | 21101 | 153 | 10395 | 1973 | 2019 | wall | dry | N | Bituminous | Wet Scrubber | 1995 | 0.95 | LNB | SCR | 2003 |  | ESPC | No |  |  |  | 5.2 | 0.28199 | 0.16262 | 0.28199 | 0.16262 | 0.1 | 0.84 | 0.56 | 0.99
HMP&L Station Two Henderson | 1382_B_H2 | 1382 | B | H2 | 930 | Coal Steam |  | MIS_INKY | Kentucky | 21 | Henderson | 101 | 21101 | 159 | 10391 | 1974 | 2019 | wall | dry | N | Bituminous | Wet Scrubber | 1995 | 0.95 | LNB | SCR | 2004 |  | ESPC | No |  |  |  | 5.2 | 0.4859 | 0.16492 | 0.4859 | 0.16492 | 0.1 | 0.84 | 0.56 | 0.99
Gould Street | 1553_B_3 | 1553 | B | 3 | 1006 | O/G Steam |  | PJM_SMAC | Maryland | 24 | Baltimore City | 510 | 24510 | 97 | 12693 | 1952 | 2019 |  |  | N | Natural Gas |  |  |  | LNB | [9 empty] | 0.17234 | 0.17234 | 0.17234 | 0.17234
Notch Cliff | 1555_G_GT1 | 1555 | G | GT1 |  | Combustion Turbine |  | PJM_SMAC | Maryland | 24 | Baltimore | 5 | 24005 | 14 | 16768 | 1969 | 2020 |  |  | N | Natural Gas | [12 empty] | 0.001 | 0.40657 | 0.40657 | 0.40657 | 0.40657
Notch Cliff | 1555_G_GT2 | 1555 | G | GT2 |  | Combustion Turbine |  | PJM_SMAC | Maryland | 24 | Baltimore | 5 | 24005 | 14 | 16768 | 1969 | 2020 |  |  | N | Natural Gas | [12 empty] | 0.3 | 0.40657 | 0.40657 | 0.40657 | 0.40657
Notch Cliff | 1555_G_GT3 | 1555 | G | GT3 |  | Combustion Turbine |  | PJM_SMAC | Maryland | 24 | Baltimore | 5 | 24005 | 14 | 16768 | 1969 | 2020 |  |  | N | Natural Gas | [12 empty] | 0.3 | 0.40657 | 0.40657 | 0.40657 | 0.40657
Notch Cliff | 1555_G_GT4 | 1555 | G | GT4 |  | Combustion Turbine |  | PJM_SMAC | Maryland | 24 | Baltimore | 5 | 24005 | 14 | 16768 | 1969 | 2020 |  |  | N | Natural Gas | [12 empty] | 0.3 | 0.40657 | 0.40657 | 0.40657 | 0.40657
Notch Cliff | 1555_G_GT5 | 1555 | G | GT5 |  | Combustion Turbine |  | PJM_SMAC | Maryland | 24 | Baltimore | 5 | 24005 | 14.6 | 16769 | 1969 | 2020 |  |  | N | Natural Gas | [12 empty] | 0.3 | 0.40657 | 0.40657 | 0.40657 | 0.40657
Notch Cliff | 1555_G_GT6 | 1555 | G | GT6 |  | Combustion Turbine |  | PJM_SMAC | Maryland | 24 | Baltimore | 5 | 24005 | 15.6 | 16770 | 1969 | 2020 |  |  | N | Natural Gas | [12 empty] | 0.3 | 0.40657 | 0.40657 | 0.40657 | 0.40657
Notch Cliff | 1555_G_GT7 | 1555 | G | GT7 |  | Combustion Turbine |  | PJM_SMAC | Maryland | 24 | Baltimore | 5 | 24005 | 14.5 | 16769 | 1969 | 2020 |  |  | N | Natural Gas | [12 empty] | 0.3 | 0.40657 | 0.40657 | 0.40657 | 0.40657
Notch Cliff | 1555_G_GT8 | 1555 | G | GT8 |  | Combustion Turbine |  | PJM_SMAC | Maryland | 24 | Baltimore | 5 | 24005 | 16 | 16616 | 1969 | 2020 |  |  | N | Natural Gas | [12 empty] | 0.3 | 0.40657 | 0.40657 | 0.40657 | 0.40657
Riverside (MD) | 1559_G_GT7 | 1559 | G | GT7 |  | Combustion Turbine |  | PJM_SMAC | Maryland | 24 | Baltimore | 5 | 24005 | 19 | 18373 | 1970 | 2019 |  |  | N | Distillate Fuel Oil | [12 empty] | 1.053 | 0.70321 | 0.70321 | 0.70321 | 0.70321
Riverside (MD) | 1559_G_GT8 | 1559 | G | GT8 |  | Combustion Turbine |  | PJM_SMAC | Maryland | 24 | Baltimore | 5 | 24005 | 20 | 18373 | 1970 | 2019 |  |  | N | Distillate Fuel Oil | [12 empty] | 1.053 | 0.70321 | 0.70321 | 0.70321 | 0.70321
Westport | 1560_G_GT5 | 1560 | G | GT5 | 1041 | Combustion Turbine |  | PJM_SMAC | Maryland | 24 | Baltimore City | 510 | 24510 | 115.8 | 15152 | 1969 | 2020 |  |  | N | Natural Gas | [12 empty] | 0.001 | 0.381 | 0.381 | 0.381 | 0.381
Hillsdale | 1829_G_2 | 1829 | G | 2 |  | Combustion Turbine | IC Engine | MIS_LMI | Michigan | 26 | Hillsdale | 59 | 26059 | 1.9 | 10745 | 1947 | 2018 |  |  | N | Distillate Fuel Oil | [12 empty] | 1.67 | 4.1606 | 4.1606 | 4.1606 | 4.1606
Hillsdale | 1829_G_3 | 1829 | G | 3 |  | Combustion Turbine | IC Engine | MIS_LMI | Michigan | 26 | Hillsdale | 59 | 26059 | 2.4 | 10745 | 1954 | 2018 |  |  | N | Natural Gas, Distillate Fuel Oil | [12 empty] | 1.67 | 2.6658 | 2.6658 | 2.6658 | 2.6658
Hillsdale | 1829_G_4 | 1829 | G | 4 |  | Combustion Turbine | IC Engine | MIS_LMI | Michigan | 26 | Hillsdale | 59 | 26059 | 3.7 | 10745 | 1960 | 2018 |  |  | N | Natural Gas, Distillate Fuel Oil | [12 empty] | 1.67 | 2.6658 | 2.6658 | 2.6658 | 2.6658
Hauser | 2185_G_HAU4 | 2185 | G | HAU4 |  | Hydro |  | WECC_MT | Montana | 30 | Lewis And Clark | 49 | 30049 | 3.5 | 0 | 1911 | 2017 |  |  | N | Hydro | [13 empty] | 0 | 0 | 0 | 0
Conesville | 2840_B_4 | 2840 | B | 4 | 1921 | Coal Steam |  | PJM_West | Ohio | 39 | Coshocton | 31 | 39031 | 780 | 10454 | 1973 | 2020 | tangential | dry | N | Bituminous | Wet Scrubber | 2009 | 0.98 | LNB + BOOS + OFA | SCR | 2010 |  | ESPC | Yes |  |  |  | 0.9 | 0.398 | 0.08037 | 0.398 | 0.08037 | 0.1 | 0.84 | 0.56 | 0.99
Conesville | 2840_B_5 | 2840 | B | 5 | 1922 | Coal Steam |  | PJM_West | Ohio | 39 | Coshocton | 31 | 39031 | 375 | 10741 | 1976 | 2019 | tangential | dry | N | Bituminous | Wet Scrubber | 1977 | 0.897 | LNC2 |  |  |  | ESPC | No | ACI | 2015 |  | 1.2 | 0.42044 | 0.42044 | 0.139 | 0.139 | 0.1 | 0.1 | 0.1 | 0.947
Conesville | 2840_B_6 | 2840 | B | 6 | 1923 | Coal Steam |  | PJM_West | Ohio | 39 | Coshocton | 31 | 39031 | 375 | 10832 | 1978 | 2019 | tangential | dry | N | Bituminous | Wet Scrubber | 1977 | 0.897 | LNC2 |  |  |  | ESPC | No | ACI | 2015 |  | 1.2 | 0.44178 | 0.44178 | 0.139 | 0.139 | 0.1 | 0.1 | 0.1 | 0.947
99 Islands | 3272_G_5 | 3272 | G | 5 |  | Hydro |  | S_VACA | South Carolina | 45 | Cherokee | 21 | 45021 | 2.4 | 0 | 1910 | 2018 |  |  | N | Hydro | [13 empty] | 0 | 0 | 0 | 0
99 Islands | 3272_G_6 | 3272 | G | 6 |  | Hydro |  | S_VACA | South Carolina | 45 | Cherokee | 21 | 45021 | 2.4 | 0 | 1910 | 2018 |  |  | N | Hydro | [13 empty] | 0 | 0 | 0 | 0
Possum Point | 3804_B_5 | 3804 | B | 5 | 2529 | O/G Steam |  | PJM_Dom | Virginia | 51 | Prince William | 153 | 51153 | 786 | 11384 | 1975 | 2021 | tangential |  | N | Residual Fuel Oil |  |  |  | OFA | SNCR |  | 2018 | [5 empty] | 0.8 | 0.20755 | 0.1119 | 0.20755 | 0.1119
Lewis & Clark | 6089_B_B1 | 6089 | B | B1 | 2766 | Coal Steam |  | MIS_MAPP | Montana | 30 | Richland | 83 | 30083 | 53 | 12840 | 1958 | 2020 | tangential | dry | N | Lignite | Wet Scrubber | 1975 | 0.6 | LNC1 |  |  |  | WS | NA | ACI | 2009 |  | 2 | 0.37141 | 0.37141 | 0.139 | 0.139 | 0.1 | 0.1 | 0.1 | 0.65
Pennsbury | 7690_G_1 | 7690 | G | 1 |  | Landfill Gas |  | PJM_EMAC | Pennsylvania | 42 | Bucks | 17 | 42017 | 2.7 | 40000 | 1996 | 2020 |  |  | N | Landfill Gas | [13 empty] | 0.06893 | 0.06893 | 0.06893 | 0.06893
Pennsbury | 7690_G_2 | 7690 | G | 2 |  | Landfill Gas |  | PJM_EMAC | Pennsylvania | 42 | Bucks | 17 | 42017 | 2.7 | 40000 | 1996 | 2020 |  |  | N | Landfill Gas | [13 empty] | 0.06894 | 0.06894 | 0.06894 | 0.06894
Fairless Hills | 7701_B_4 | 7701 | B | 4 | 3143 | Landfill Gas |  | PJM_EMAC | Pennsylvania | 42 | Bucks | 17 | 42017 | 30 | 13990 | 1952 | 2020 | wall | dry | N | Landfill Gas |  |  |  | LNB | [9 empty] | 0.06183 | 0.06183 | 0.06183 | 0.06183
Fairless Hills | 7701_B_5 | 7701 | B | 5 | 3144 | Landfill Gas |  | PJM_EMAC | Pennsylvania | 42 | Bucks | 17 | 42017 | 30 | 13990 | 1952 | 2020 | wall | dry | N | Landfill Gas |  |  |  | LNB | [9 empty] | 0.06476 | 0.06476 | 0.06476 | 0.06476
Covanta Warren Energy | 10012_B_1 | 10012 | B | 1 |  | Municipal Solid Waste |  | PJM_EMAC | New Jersey | 34 | Warren | 41 | 34041 | 5 | 19791 | 1988 | 2019 |  |  | N | MSW | Dry Scrubber | 1988 | 0.95 | other | SNCR |  | 2005 | B | NA | ACI | 2005 |  |  | 0.30615 | 0.22961 | 0.30615 | 0.22961 | 0.08 | 0.08 | 0.08
Covanta Warren Energy | 10012_B_2 | 10012 | B | 2 |  | Municipal Solid Waste |  | PJM_EMAC | New Jersey | 34 | Warren | 41 | 34041 | 5 | 19791 | 1988 | 2019 |  |  | N | MSW | Dry Scrubber | 1988 | 0.95 | other | SNCR |  | 2005 | B | NA | ACI | 2005 |  |  | 0.28462 | 0.21347 | 0.28462 | 0.21347 | 0.08 | 0.08 | 0.08
NTC/MCRD Energy Facility | 10810_G_GEN1 | 10810 | G | GEN1 |  | Combined Cycle |  | WEC_SDGE | California | 6 | San Diego | 73 | 06073 | 21.6 | 7813 | 1989 | 2018 |  |  | Y | Natural Gas | [13 empty] | 0.04017 | 0.04017 | 0.04017 | 0.04017
NTC/MCRD Energy Facility | 10810_G_GEN2 | 10810 | G | GEN2 |  | Combined Cycle |  | WEC_SDGE | California | 6 | San Diego | 73 | 06073 | 2.2 | 7813 | 1989 | 2018 |  |  | Y | Natural Gas | [13 empty] | 0.04017 | 0.04017 | 0.04017 | 0.04017
Naval Station Energy Facility | 10811_G_GEN1 | 10811 | G | GEN1 |  | Combined Cycle |  | WEC_SDGE | California | 6 | San Diego | 73 | 06073 | 36.7 | 7940 | 1989 | 2018 |  |  | Y | Natural Gas |  |  |  |  | SCR | [8 empty] | 0.02463 | 0.02463 | 0.02463 | 0.02463
Naval Station Energy Facility | 10811_G_GEN2 | 10811 | G | GEN2 |  | Combined Cycle |  | WEC_SDGE | California | 6 | San Diego | 73 | 06073 | 9.8 | 7940 | 1989 | 2018 |  |  | Y | Natural Gas |  |  |  | H2O + NH3 | SCR | 1996 | [7 empty] | 0.02463 | 0.02463 | 0.02463 | 0.02463
Naval Station Energy Facility | 10811_G_GEN3 | 10811 | G | GEN3 |  | Combined Cycle |  | WEC_SDGE | California | 6 | San Diego | 73 | 06073 | 4.8 | 7940 | 2005 | 2018 |  |  | Y | Natural Gas |  |  |  | H2O + NH3 | SCR | 1996 | [7 empty] | 0.02463 | 0.02463 | 0.02463 | 0.02463
North Island Energy Facility | 10812_G_GEN1 | 10812 | G | GEN1 |  | Combined Cycle |  | WEC_SDGE | California | 6 | San Diego | 73 | 06073 | 38 | 6806 | 1989 | 2018 |  |  | Y | Natural Gas |  |  |  |  | SCR | [8 empty] | 0.00544 | 0.00544 | 0.00544 | 0.00544
North Island Energy Facility | 10812_G_GEN2 | 10812 | G | GEN2 |  | Combined Cycle |  | WEC_SDGE | California | 6 | San Diego | 73 | 06073 | 3.5 | 6806 | 1989 | 2018 |  |  | Y | Natural Gas |  |  |  |  | SCR | [8 empty] | 0.00544 | 0.00544 | 0.00544 | 0.00544
Quantum Pasco Power LP | 54424_G_EDG1 | 54424 | G | EDG1 |  | Combustion Turbine | IC Engine | FRCC | Florida | 12 | Pasco | 101 | 12101 | 1.2 | 22596 | 1993 | 2019 |  |  | N | Distillate Fuel Oil | [12 empty] | 0.8 | 2.1837 | 2.1837 | 2.1837 | 2.1837
Quantum Pasco Power LP | 54424_G_EDG2 | 54424 | G | EDG2 |  | Combustion Turbine | IC Engine | FRCC | Florida | 12 | Pasco | 101 | 12101 | 1.2 | 10798 | 1993 | 2019 |  |  | N | Distillate Fuel Oil | [12 empty] | 0.8 | 2.1837 | 2.1837 | 2.1837 | 2.1837
Quantum Pasco Power LP | 54424_G_GT1 | 54424 | G | GT1 | 3768 | Combined Cycle |  | FRCC | Florida | 12 | Pasco | 101 | 12101 | 48.5 | 7903 | 1993 | 2019 |  |  | Y | Natural Gas, Distillate Fuel Oil |  |  |  | H2O | [9 empty] | 0.08746 | 0.08746 | 0.08746 | 0.08746
Quantum Pasco Power LP | 54424_G_GT2 | 54424 | G | GT2 | 3769 | Combined Cycle |  | FRCC | Florida | 12 | Pasco | 101 | 12101 | 48.5 | 7903 | 1993 | 2019 |  |  | Y | Natural Gas, Distillate Fuel Oil |  |  |  | H2O | [9 empty] | 0.08746 | 0.08746 | 0.08746 | 0.08746
Quantum Pasco Power LP | 54424_G_ST1 | 54424 | G | ST1 |  | Combined Cycle |  | FRCC | Florida | 12 | Pasco | 101 | 12101 | 24 | 7903 | 1993 | 2019 |  |  | Y | Natural Gas, Distillate Fuel Oil |  |  |  | H2O | [9 empty] | 0.08746 | 0.08746 | 0.08746 | 0.08746
La Paloma Generating LLC | 55151_G_GEN1 | 55151 | G | GEN1 | 4024 | Combined Cycle |  | WEC_CALN | California | 6 | Kern | 29 | 06029 | 243.7 | 7212 | 2003 | 2019 |  |  | N | Natural Gas |  |  |  | DLNB | SCR | [8 empty] | 0.00793 | 0.00793 | 0.00793 | 0.00793
La Paloma Generating LLC | 55151_G_GEN2 | 55151 | G | GEN2 | 4025 | Combined Cycle |  | WEC_CALN | California | 6 | Kern | 29 | 06029 | 241.6 | 7197 | 2003 | 2019 |  |  | N | Natural Gas |  |  |  | DLNB | SCR | [8 empty] | 0.00778 | 0.00778 | 0.00778 | 0.00778
La Paloma Generating LLC | 55151_G_GEN3 | 55151 | G | GEN3 | 4026 | Combined Cycle |  | WEC_CALN | California | 6 | Kern | 29 | 06029 | 237.4 | 7228 | 2003 | 2018 |  |  | N | Natural Gas |  |  |  | DLNB | SCR | [8 empty] | 0.00733 | 0.00733 | 0.00733 | 0.00733
La Paloma Generating LLC | 55151_G_GEN4 | 55151 | G | GEN4 | 4027 | Combined Cycle |  | WEC_CALN | California | 6 | Kern | 29 | 06029 | 242.7 | 7191 | 2003 | 2018 |  |  | N | Natural Gas |  |  |  | DLNB | SCR | [8 empty] | 0.00766 | 0.00766 | 0.00766 | 0.00766
Southeast Chicago Energy Project | 55281_G_GT05 | 55281 | G | GT05 | 8494 | Combustion Turbine |  | PJM_COMD | Illinois | 17 | Cook | 31 | 17031 | 37 | 13977 | 2002 | 2019 |  |  | N | Natural Gas |  |  |  | DLNB | [8 empty] | 1 | 0.13645 | 0.13645 | 0.13645 | 0.13645
Southeast Chicago Energy Project | 55281_G_GT06 | 55281 | G | GT06 | 8496 | Combustion Turbine |  | PJM_COMD | Illinois | 17 | Cook | 31 | 17031 | 37 | 13966 | 2002 | 2019 |  |  | N | Natural Gas |  |  |  | DLNB | [8 empty] | 1 | 0.13431 | 0.13431 | 0.13431 | 0.13431
Southeast Chicago Energy Project | 55281_G_GT07 | 55281 | G | GT07 | 8498 | Combustion Turbine |  | PJM_COMD | Illinois | 17 | Cook | 31 | 17031 | 37 | 13966 | 2002 | 2019 |  |  | N | Natural Gas |  |  |  | DLNB | [8 empty] | 1 | 0.1354 | 0.1354 | 0.1354 | 0.1354
Southeast Chicago Energy Project | 55281_G_GT08 | 55281 | G | GT08 | 8500 | Combustion Turbine |  | PJM_COMD | Illinois | 17 | Cook | 31 | 17031 | 37 | 13966 | 2002 | 2019 |  |  | N | Natural Gas |  |  |  | DLNB | [8 empty] | 1 | 0.14113 | 0.14113 | 0.14113 | 0.14113
Southeast Chicago Energy Project | 55281_G_GT09 | 55281 | G | GT09 | 8502 | Combustion Turbine |  | PJM_COMD | Illinois | 17 | Cook | 31 | 17031 | 37 | 13966 | 2002 | 2019 |  |  | N | Natural Gas |  |  |  | DLNB | [8 empty] | 1 | 0.14191 | 0.14191 | 0.14191 | 0.14191
Southeast Chicago Energy Project | 55281_G_GT10 | 55281 | G | GT10 | 8488 | Combustion Turbine |  | PJM_COMD | Illinois | 17 | Cook | 31 | 17031 | 37 | 13966 | 2002 | 2019 |  |  | N | Natural Gas |  |  |  | DLNB | [8 empty] | 1 | 0.13992 | 0.13992 | 0.13992 | 0.13992
Southeast Chicago Energy Project | 55281_G_GT11 | 55281 | G | GT11 | 8490 | Combustion Turbine |  | PJM_COMD | Illinois | 17 | Cook | 31 | 17031 | 37 | 13966 | 2002 | 2019 |  |  | N | Natural Gas |  |  |  | DLNB | [8 empty] | 1 | 0.1418 | 0.1418 | 0.1418 | 0.1418
Southeast Chicago Energy Project | 55281_G_GT12 | 55281 | G | GT12 | 8492 | Combustion Turbine |  | PJM_COMD | Illinois | 17 | Cook | 31 | 17031 | 37 | 13966 | 2002 | 2019 |  |  | N | Natural Gas |  |  |  | DLNB | [8 empty] | 1 | 0.14485 | 0.14485 | 0.14485 | 0.14485
Benson Power Biomass Plant | 55867_B_B1 | 55867 | B | B1 | 88090 | Biomass |  | MIS_MNWI | Minnesota | 27 | Swift | 151 | 27151 | 55 | 15936 | 2007 | 2018 | stoker/SPR |  | N | Biomass | Dry Scrubber | 2007 | 0.8 | NH3 | SNCR |  | 2007 | B | NA |  |  |  |  | 0.13359 | 0.13359 | 0.13359 | 0.13359
Dean Drive Area Electric Generators | 56491_G_PG1 | 56491 | G | PG1 |  | Combustion Turbine | IC Engine | PJM_Dom | Virginia | 51 | Manassas City | 683 | 51683 | 1.6 | 10745 | 2007 | 2019 |  |  | N | Distillate Fuel Oil | [13 empty] | 1.7761 | 1.7761 | 1.7761 | 1.7761
Dean Drive Area Electric Generators | 56491_G_PG2 | 56491 | G | PG2 |  | Combustion Turbine | IC Engine | PJM_Dom | Virginia | 51 | Manassas City | 683 | 51683 | 1.6 | 10745 | 2007 | 2019 |  |  | N | Distillate Fuel Oil | [13 empty] | 1.7761 | 1.7761 | 1.7761 | 1.7761
Bellefontaine Gas Producers LLC | 57433_G_1 | 57433 | G | 1 |  | Landfill Gas |  | PJM_West | Ohio | 39 | Logan | 91 | 39091 | 1.6 | 13500 | 2009 | 2019 |  |  | N | Landfill Gas | [13 empty] | 0.24082 | 0.24082 | 0.24082 | 0.24082
Bellefontaine Gas Producers LLC | 57433_G_2 | 57433 | G | 2 |  | Landfill Gas |  | PJM_West | Ohio | 39 | Logan | 91 | 39091 | 1.6 | 13500 | 2009 | 2019 |  |  | N | Landfill Gas | [13 empty] | 0.24082 | 0.24082 | 0.24082 | 0.24082
Bellefontaine Gas Producers LLC | 57433_G_3 | 57433 | G | 3 |  | Landfill Gas |  | PJM_West | Ohio | 39 | Logan | 91 | 39091 | 1.6 | 13500 | 2009 | 2019 |  |  | N | Landfill Gas | [13 empty] | 0.24082 | 0.24082 | 0.24082 | 0.24082
Mariah South | 59007_G_MAR S | 59007 | G | MAR S |  | Onshore Wind |  | ERC_PHDL | Texas | 48 | Parmer | 369 | 48369 | 230.4 | 0 | 2017 | 2021 |  |  | N | Wind | [13 empty] | 0 | 0 | 0 | 0
Duane Arnold Energy Center | 1060_G_1 | 1060 | G | 1 |  | Nuclear |  | MIS_IA | Iowa | 19 | Linn | 113 | 19113 | 601.4 | 10456 | 1975 | 2020 |  |  | N | Nuclear Fuel | [13 empty] | 0 | 0 | 0 | 0
Gordon Evans Energy Center | 1240_B_1 | 1240 | B | 1 | 814 | O/G Steam |  | SPP_N | Kansas | 20 | Sedgwick | 173 | 20173 | 152 | 12957 | 1961 | 2018 | wall | dry | N | Natural Gas | [12 empty] | 3 | 0.19866 | 0.19866 | 0.19866 | 0.19866
Gordon Evans Energy Center | 1240_B_2 | 1240 | B | 2 | 815 | O/G Steam |  | SPP_N | Kansas | 20 | Sedgwick | 173 | 20173 | 370 | 12577 | 1967 | 2018 | wall | dry | N | Natural Gas | [12 empty] | 3 | 0.30776 | 0.30776 | 0.30776 | 0.30776
Murray Gill | 1242_B_3 | 1242 | B | 3 | 823 | O/G Steam |  | SPP_N | Kansas | 20 | Sedgwick | 173 | 20173 | 93 | 14500 | 1956 | 2018 | wall | dry | N | Natural Gas | [12 empty] | 3 | 0.21105 | 0.21105 | 0.21105 | 0.21105
Murray Gill | 1242_B_4 | 1242 | B | 4 | 824 | O/G Steam |  | SPP_N | Kansas | 20 | Sedgwick | 173 | 20173 | 90 | 14500 | 1959 | 2018 | wall | dry | N | Natural Gas | [12 empty] | 3 | 0.24328 | 0.24328 | 0.24328 | 0.24328
Tecumseh Energy Center | 1252_B_9 | 1252 | B | 9 | 840 | Coal Steam |  | SPP_N | Kansas | 20 | Shawnee | 177 | 20177 | 72 | 11295 | 1957 | 2018 | tangential | dry | N | Subbituminous |  |  |  | LNC3 |  |  |  | ESPC | No | ACI | 2016 |  | 3 | 0.12452 | 0.12452 | 0.12452 | 0.12452 | 0.1 | 0.1 | 0.1 | [7 empty] | Yes
Willow Glen | 1394_B_2 | 1394 | B | 2 | 952 | O/G Steam |  | MIS_LA | Louisiana | 22 | Iberville | 47 | 22047 | 180 | 11810 | 1964 | 2018 | tangential |  | N | Natural Gas | [12 empty] | 5.261 | 0.09847 | 0.09847 | 0.09847 | 0.09847
Willow Glen | 1394_B_4 | 1394 | B | 4 | 954 | O/G Steam |  | MIS_LA | Louisiana | 22 | Iberville | 47 | 22047 | 482 | 11356 | 1973 | 2018 | wall | dry | N | Natural Gas | [12 empty] | 5.261 | 0.25458 | 0.25458 | 0.25458 | 0.25458
Black Dog | 1904_G_6 | 1904 | G | 6 |  | Combined Cycle |  | MIS_MNWI | Minnesota | 27 | Dakota | 37 | 27037 | 360 | 6840 | 2018 | 2018 |  |  | N | Natural Gas | [13 empty] | 0.011 | 0.011 | 0.011 | 0.011
B L England | 2378_B_2 | 2378 | B | 2 | 1427 | O/G Steam |  | PJM_EMAC | New Jersey | 34 | Cape May | 9 | 34009 | 150 | 11607 | 1964 | 2019 | cyclone | wet | N | Natural Gas |  |  |  | OFA | SNCR |  | 2000 | [5 empty] | 5.6 | 0.20407 | 0.20407 | 0.20407 | 0.20407 | [10 empty] | Yes
Carlsbad | 2453_G_5 | 2453 | G | 5 |  | Combustion Turbine |  | SPP_SPS | New Mexico | 35 | Eddy | 15 | 35015 | 10 | 16336 | 1977 | 2017 |  |  | N | Natural Gas | [12 empty] | 0.74 | 0.40657 | 0.40657 | 0.40657 | 0.40657
Brunner Island | 3140_G_BID1 | 3140 | G | BID1 |  | Combustion Turbine | IC Engine | PJM_WMAC | Pennsylvania | 42 | York | 133 | 42133 | 2.7 | 10745 | 1967 | 2018 |  |  | N | Distillate Fuel Oil | [12 empty] | 0.501 | 1.2079 | 1.2079 | 1.2079 | 1.2079
Brunner Island | 3140_G_BID2 | 3140 | G | BID2 |  | Combustion Turbine | IC Engine | PJM_WMAC | Pennsylvania | 42 | York | 133 | 42133 | 2.7 | 10745 | 1967 | 2018 |  |  | N | Distillate Fuel Oil | [12 empty] | 0.501 | 1.2062 | 1.2062 | 1.2062 | 1.2062
Brunner Island | 3140_G_BID3 | 3140 | G | BID3 |  | Combustion Turbine | IC Engine | PJM_WMAC | Pennsylvania | 42 | York | 133 | 42133 | 2 | 10745 | 1967 | 2018 |  |  | N | Distillate Fuel Oil | [12 empty] | 0.501 | 1.2066 | 1.2066 | 1.2066 | 1.2066
Sam Bertron | 3468_B_SRB3 | 3468 | B | SRB3 |  | O/G Steam |  | ERC_REST | Texas | 48 | Harris | 201 | 48201 | 230 | 10944 | 1959 | 2017 | tangential |  | N | Natural Gas |  |  |  | FR + LA | [8 empty] | 0.01 | 0.13825 | 0.13825 | 0.13825 | 0.13825
Sam Bertron | 3468_B_SRB4 | 3468 | B | SRB4 |  | O/G Steam |  | ERC_REST | Texas | 48 | Harris | 201 | 48201 | 230 | 10944 | 1960 | 2017 | tangential |  | N | Natural Gas |  |  |  | FR + LA | [8 empty] | 0.01 | 0.13914 | 0.13914 | 0.13914 | 0.13914
Sam Bertron | 3468_G_GT2 | 3468 | G | GT2 |  | Combustion Turbine |  | ERC_REST | Texas | 48 | Harris | 201 | 48201 | 13 | 16581 | 1967 | 2017 |  |  | N | Natural Gas | [12 empty] | 0.01 | 0.40657 | 0.40657 | 0.40657 | 0.40657
Bremo Bluff | 3796_B_3 | 3796 | B | 3 | 2513 | O/G Steam |  | PJM_Dom | Virginia | 51 | Fluvanna | 65 | 51065 | 71 | 11338 | 1950 | 2019 | wall | dry | N | Natural Gas |  |  |  | BF + LNBO | [8 empty] | 2.64 | 0.12992 | 0.12992 | 0.12992 | 0.12992
Bremo Bluff | 3796_B_4 | 3796 | B | 4 | 2514 | O/G Steam |  | PJM_Dom | Virginia | 51 | Fluvanna | 65 | 51065 | 156 | 11001 | 1958 | 2019 | wall | dry | N | Natural Gas |  |  |  | AA + LNB + OFA | [8 empty] | 2.64 | 0.12888 | 0.12888 | 0.12888 | 0.12888
Chesterfield | 3797_B_3 | 3797 | B | 3 | 2517 | Coal Steam |  | PJM_Dom | Virginia | 51 | Chesterfield | 41 | 51041 | 98 | 10376 | 1952 | 2019 | tangential | dry | N | Bituminous | Wet Scrubber | 2011 | 0.97 | LNB |  |  |  | ESPC + WS | No |  |  |  | 2.64 | 0.3634 | 0.3634 | 0.139 | 0.139 | 0.05 | 0.84 | 0.56 | 0.99
Chesterfield | 3797_B_4 | 3797 | B | 4 | 2518 | Coal Steam |  | PJM_Dom | Virginia | 51 | Chesterfield | 41 | 51041 | 162 | 10517 | 1960 | 2019 | tangential | dry | N | Bituminous | Wet Scrubber | 2011 | 0.97 | LNB | SCR | 2002 |  | ESPC + WS | No |  |  |  | 2.64 | 0.0768 | 0.0545 | 0.0768 | 0.0545 | 0.1 | 0.84 | 0.56 | 0.99
Possum Point | 3804_B_3 | 3804 | B | 3 | 2527 | O/G Steam |  | PJM_Dom | Virginia | 51 | Prince William | 153 | 51153 | 96 | 11554 | 1955 | 2019 | tangential | dry | N | Natural Gas |  |  |  | LNC1 | [8 empty] | 1.29 | 0.11446 | 0.11446 | 0.11446 | 0.11446
Possum Point | 3804_B_4 | 3804 | B | 4 | 2528 | O/G Steam |  | PJM_Dom | Virginia | 51 | Prince William | 153 | 51153 | 220 | 11434 | 1962 | 2019 | tangential | dry | N | Natural Gas |  |  |  | LNC1 | [8 empty] | 1.29 | 0.07303 | 0.07303 | 0.07303 | 0.07303
West Spring Street | 3823_G_7 | 3823 | G | 7 |  | Combustion Turbine | IC Engine | PJM_Dom | Virginia | 51 | Culpeper | 47 | 51047 | 1.5 | 15947 | 1997 | 2018 |  |  | N | Natural Gas, Distillate Fuel Oil | [13 empty] | 1.7761 | 1.7761 | 1.7761 | 1.7761
Pulliam | 4072_B_7 | 4072 | B | 7 | 2609 | Coal Steam |  | MIS_WUMS | Wisconsin | 55 | Brown | 9 | 55009 | 77 | 11639 | 1958 | 2018 | wall | dry | N | Subbituminous |  |  | 0.15 | AA + LNB + OFA |  |  |  | ESPC | Yes | ACI | 2015 |  | 0.75 | 0.23282 | 0.23282 | 0.23282 | 0.23282 | 0.1 | 0.1 | 0.1 | 0.9 | Yes | 2015
Pulliam | 4072_B_8 | 4072 | B | 8 | 2610 | Coal Steam |  | MIS_WUMS | Wisconsin | 55 | Brown | 9 | 55009 | 133 | 11407 | 1964 | 2018 | wall | dry | N | Subbituminous |  |  | 0.15 | AA + LNB + OFA |  |  |  | ESPC | Yes | ACI | 2010 |  | 0.75 | 0.21967 | 0.21967 | 0.21967 | 0.21967 | 0.1 | 0.1 | 0.1 | 0.9 | Yes | 2015
Navajo | 4941_B_2 | 4941 | B | 2 | 2663 | Coal Steam |  | WECC_AZ | Arizona | 4 | Coconino | 5 | 04005 | 750 | 10154 | 1975 | 2019 | tangential | dry | N | Bituminous | Wet Scrubber | 1998 | 0.92 | LNC3 + other |  |  |  | ESPH | No | ACI | 2016 |  | 0.1 | 0.18307 | 0.18307 | 0.18307 | 0.18307 | 0.1 | 0.1 | 0.1 | 0.99 | [6 empty] | Yes
Navajo | 4941_B_3 | 4941 | B | 3 | 2664 | Coal Steam |  | WECC_AZ | Arizona | 4 | Coconino | 5 | 04005 | 750 | 10151 | 1976 | 2019 | tangential | dry | N | Bituminous | Wet Scrubber | 1997 | 0.92 | LNC3 + other |  |  |  | ESPH | No | ACI | 2016 |  | 0.1 | 0.18945 | 0.18945 | 0.18945 | 0.18945 | 0.1 | 0.1 | 0.1 | 0.99 | [6 empty] | Yes
Beaver Valley | 6040_G_1 | 6040 | G | 1 |  | Nuclear |  | PJM_West | Pennsylvania | 42 | Beaver | 7 | 42007 | 907 | 10456 | 1976 | 2021 |  |  | N | Nuclear Fuel | [13 empty] | 0 | 0 | 0 | 0
R D Morrow | 6061_B_1 | 6061 | B | 1 | 2729 | Coal Steam |  | MIS_D_MS | Mississippi | 28 | Lamar | 73 | 28073 | 180 | 11297 | 1978 | 2018 | wall | dry | N | Bituminous | Wet Scrubber | 2011 | 0.95 | LNB + OFA | SNCR |  | 2011 | ESPH | No | ACI | 2016 |  | 1.2 | 0.40774 | 0.30581 | 0.40774 | 0.30581 | 0.1 | 0.1 | 0.1 | 0.99
R D Morrow | 6061_B_2 | 6061 | B | 2 | 2730 | Coal Steam |  | MIS_D_MS | Mississippi | 28 | Lamar | 73 | 28073 | 180 | 11425 | 1978 | 2018 | wall | dry | N | Bituminous | Wet Scrubber | 2011 | 0.95 | LNB + OFA | SNCR |  | 2011 | ESPH | No | ACI | 2016 |  | 1.2 | 0.34337 | 0.25753 | 0.34337 | 0.25753 | 0.1 | 0.1 | 0.1 | 0.99
FirstEnergy Bruce Mansfield | 6094_B_1 | 6094 | B | 1 | 2770 | Coal Steam |  | PJM_ATSI | Pennsylvania | 42 | Beaver | 7 | 42007 | 830 | 10113 | 1976 | 2019 | wall | dry | N | Bituminous | Wet Scrubber | 1976 | 0.95 | LNBO | SCR | 2005 |  | WS | NA |  |  |  | 0.6 | 0.328 | 0.07227 | 0.328 | 0.07227 | 0.1 | 0.7 | 1 | 0.99
FirstEnergy Bruce Mansfield | 6094_B_2 | 6094 | B | 2 | 2771 | Coal Steam |  | PJM_ATSI | Pennsylvania | 42 | Beaver | 7 | 42007 | 830 | 9991 | 1977 | 2019 | wall | dry | N | Bituminous | Wet Scrubber | 1977 | 0.95 | LNB + LNBO | SCR | 2006 |  | WS | NA |  |  |  | 0.6 | 0.4603 | 0.079 | 0.4603 | 0.079 | 0.1 | 0.7 | 1 | 0.99
FirstEnergy Bruce Mansfield | 6094_B_3 | 6094 | B | 3 | 2772 | Coal Steam |  | PJM_ATSI | Pennsylvania | 42 | Beaver | 7 | 42007 | 850 | 9923 | 1980 | 2019 | wall | dry | N | Bituminous | Wet Scrubber | 1980 | 0.95 | LNBO | SCR | 2007 |  | ESPC + WS | No |  |  |  | 0.6 | 0.2603 | 0.09301 | 0.2603 | 0.09301 | 0.1 | 0.84 | 0.56 | 0.99
Kline Township Cogen Facility | 50039_B_1 | 50039 | B | 1 | 3636 | Coal Steam |  | PJM_WMAC | Pennsylvania | 42 | Schuylkill | 107 | 42107 | 52 | 14029 | 1989 | 2018 | FBC | dry | Y | Waste Coal | Reagent Injection | 1989 | 0.888 | CF |  |  |  | B + C | NA |  |  |  | 0.32 | 0.0592 | 0.0592 | 0.0592 | 0.0592 | 0.01 | 0.01 | 0.01 | 0.98 | Yes | 1989
Ormesa IH | 50762_G_OE12 | 50762 | G | OE12 |  | Geothermal |  | WECC_IID | California | 6 | Imperial | 25 | 06025 | 0.6 | 9771 | 1989 | 2017 |  |  | N | Geothermal | [13 empty] | 0 | 0 | 0 | 0 | 0.4625 | 0.4625 | 0.4625
Ormesa IH | 50762_G_OE14 | 50762 | G | OE14 |  | Geothermal |  | WECC_IID | California | 6 | Imperial | 25 | 06025 | 0.6 | 9771 | 1989 | 2017 |  |  | N | Geothermal | [13 empty] | 0 | 0 | 0 | 0 | 0.4625 | 0.4625 | 0.4625
Ormesa IH | 50762_G_OE15 | 50762 | G | OE15 |  | Geothermal |  | WECC_IID | California | 6 | Imperial | 25 | 06025 | 0.6 | 9771 | 1989 | 2017 |  |  | N | Geothermal | [13 empty] | 0 | 0 | 0 | 0 | 0.4625 | 0.4625 | 0.4625
Ormesa IH | 50762_G_OE21 | 50762 | G | OE21 |  | Geothermal |  | WECC_IID | California | 6 | Imperial | 25 | 06025 | 0.6 | 9771 | 1989 | 2017 |  |  | N | Geothermal | [13 empty] | 0 | 0 | 0 | 0 | 0.4625 | 0.4625 | 0.4625
Ormesa IH | 50762_G_OE22 | 50762 | G | OE22 |  | Geothermal |  | WECC_IID | California | 6 | Imperial | 25 | 06025 | 0.6 | 9771 | 1989 | 2017 |  |  | N | Geothermal | [13 empty] | 0 | 0 | 0 | 0 | 0.4625 | 0.4625 | 0.4625
Ormesa IH | 50762_G_OE24 | 50762 | G | OE24 |  | Geothermal |  | WECC_IID | California | 6 | Imperial | 25 | 06025 | 0.6 | 9771 | 1989 | 2017 |  |  | N | Geothermal | [13 empty] | 0 | 0 | 0 | 0 | 0.4625 | 0.4625 | 0.4625
Ormesa IH | 50762_G_OE25 | 50762 | G | OE25 |  | Geothermal |  | WECC_IID | California | 6 | Imperial | 25 | 06025 | 0.6 | 9771 | 1989 | 2017 |  |  | N | Geothermal | [13 empty] | 0 | 0 | 0 | 0 | 0.4625 | 0.4625 | 0.4625
Bellmeade Power Station | 50966_G_1 | 50966 | G | 1 | 3704 | Combined Cycle |  | PJM_Dom | Virginia | 51 | Richmond City | 760 | 51760 | 95 | 8942 | 1997 | 2019 |  |  | N | Natural Gas, Distillate Fuel Oil |  |  |  | STM | SCR | 1991 | [7 empty] | 0.02642 | 0.02642 | 0.02642 | 0.02642
Bellmeade Power Station | 50966_G_2 | 50966 | G | 2 | 3705 | Combined Cycle |  | PJM_Dom | Virginia | 51 | Richmond City | 760 | 51760 | 95 | 8942 | 1997 | 2019 |  |  | N | Natural Gas, Distillate Fuel Oil |  |  |  | STM | SCR | 1991 | [7 empty] | 0.02642 | 0.02642 | 0.02642 | 0.02642
Bellmeade Power Station | 50966_G_3 | 50966 | G | 3 |  | Combined Cycle |  | PJM_Dom | Virginia | 51 | Richmond City | 760 | 51760 | 77 | 8942 | 1997 | 2019 |  |  | N | Natural Gas, Distillate Fuel Oil |  |  |  | STM | SCR | 1991 | [7 empty] | 0.02642 | 0.02642 | 0.02642 | 0.02642
Mecklenburg Power Station | 52007_B_BLR1 | 52007 | B | BLR1 | 10099 | Coal Steam |  | PJM_Dom | Virginia | 51 | Mecklenburg | 117 | 51117 | 69 | 12173 | 1992 | 2019 | wall | dry | N | Bituminous | Dry Scrubber | 1992 | 0.92 | LNBO |  |  |  | B | NA |  |  |  | 0.14 | 0.28268 | 0.28268 | 0.28268 | 0.28268 | 0.05 | 0.75 | 1 | 0.97
Mecklenburg Power Station | 52007_B_BLR2 | 52007 | B | BLR2 | 10100 | Coal Steam |  | PJM_Dom | Virginia | 51 | Mecklenburg | 117 | 51117 | 69 | 12171 | 1992 | 2019 | wall | dry | N | Bituminous | Dry Scrubber | 1992 | 0.92 | LNBO |  |  |  | B | NA |  |  |  | 0.14 | 0.27185 | 0.27185 | 0.27185 | 0.27185 | 0.05 | 0.75 | 1 | 0.97
Multitrade of Pittsylvania LP | 52118_B_101 | 52118 | B | 101 |  | Biomass |  | PJM_Dom | Virginia | 51 | Pittsylvania | 143 | 51143 | 28 | 16572 | 1994 | 2019 |  |  | N | Biomass |  |  |  |  | SNCR |  | 1994 | ESPC | No |  |  |  | 0.016 | 0.12751 | 0.12751 | 0.12751 | 0.12751
Multitrade of Pittsylvania LP | 52118_B_102 | 52118 | B | 102 |  | Biomass |  | PJM_Dom | Virginia | 51 | Pittsylvania | 143 | 51143 | 28 | 16572 | 1994 | 2019 |  |  | N | Biomass |  |  |  |  | SNCR |  | 1994 | ESPC | No |  |  |  | 0.016 | 0.12751 | 0.12751 | 0.12751 | 0.12751
Multitrade of Pittsylvania LP | 52118_B_103 | 52118 | B | 103 |  | Biomass |  | PJM_Dom | Virginia | 51 | Pittsylvania | 143 | 51143 | 28 | 16572 | 1994 | 2019 |  |  | N | Biomass |  |  |  |  | SNCR |  | 1994 | ESPC | No |  |  |  | 0.016 | 0.12751 | 0.12751 | 0.12751 | 0.12751
Riverview Energy Systems | 54057_G_GEN1 | 54057 | G | GEN1 |  | Landfill Gas |  | MIS_LMI | Michigan | 26 | Wayne | 163 | 26163 | 2.8 | 19927 | 1988 | 2019 |  |  | N | Landfill Gas | [13 empty] | 0.24082 | 0.24082 | 0.24082 | 0.24082
Riverview Energy Systems | 54057_G_GEN2 | 54057 | G | GEN2 |  | Landfill Gas |  | MIS_LMI | Michigan | 26 | Wayne | 163 | 26163 | 2.8 | 19927 | 1988 | 2019 |  |  | N | Landfill Gas | [13 empty] | 0.24082 | 0.24082 | 0.24082 | 0.24082
Westwind Trust | 54258_G_WIN1 | 54258 | G | WIN1 |  | Onshore Wind |  | WECC_SCE | California | 6 | Riverside | 65 | 06065 | 16 | 0 | 1986 | 2017 |  |  | N | Wind | [13 empty] | 0 | 0 | 0 | 0
Hunterdon Cogen Facility | 54707_G_1 | 54707 | G | 1 |  | Combustion Turbine |  | PJM_EMAC | New Jersey | 34 | Hunterdon | 19 | 34019 | 4.1 | 12445 | 1993 | 2018 |  |  | Y | Natural Gas, Distillate Fuel Oil | [12 empty] | 0.32 | 0.0951 | 0.0951 | 0.0951 | 0.0951
Salem Energy Systems LLC | 54984_G_UNT1 | 54984 | G | UNT1 |  | Landfill Gas |  | S_VACA | North Carolina | 37 | Forsyth | 67 | 37067 | 3.3 | 16399 | 1996 | 2017 |  |  | N | Landfill Gas | [13 empty] | 0.24082 | 0.24082 | 0.24082 | 0.24082
Montgomery County Oaks LFGE Plant | 55885_G_GEJGC | 55885 | G | GEJGC |  | Landfill Gas |  | PJM_SMAC | Maryland | 24 | Montgomery | 31 | 24031 | 0.8 | 13500 | 2009 | 2017 |  |  | N | Landfill Gas | [13 empty] | 0.24082 | 0.24082 | 0.24082 | 0.24082
Consumer Products (Camas) LLC | 57759_B_3PB | 57759 | B | 3PB |  | Non-Fossil Waste |  | WECC_PNW | Washington | 53 | Clark | 11 | 53011 | 5.4 | 11414 | 1992 | 2018 |  |  | Y | Non-Fossil Waste |  |  |  | LNB |  |  |  | ESPH + C | No |  |  |  |  | 0 | 0 | 0 | 0
Consumer Products (Camas) LLC | 57759_B_4RF | 57759 | B | 4RF |  | Non-Fossil Waste |  | WECC_PNW | Washington | 53 | Clark | 11 | 53011 | 5.4 | 11414 | 1975 | 2018 |  |  | Y | Non-Fossil Waste | Wet Scrubber | 1984 | 0.9 | LA |  |  |  | ESPH | No |  |  |  |  | 0 | 0 | 0 | 0
Consumer Products (Camas) LLC | 57759_B_5PB | 57759 | B | 5PB |  | Non-Fossil Waste |  | WECC_PNW | Washington | 53 | Clark | 11 | 53011 | 5.4 | 11414 | 1992 | 2018 |  |  | Y | Non-Fossil Waste | Wet Scrubber | 1991 | 0.98 | FR + LNB | [9 empty] | 0 | 0 | 0 | 0
Chilocco Wind Farm | 58406_G_2 | 58406 | G | 2 |  | Onshore Wind |  | SPP_WEST | Oklahoma | 40 | Kay | 71 | 40071 | 76.5 | 0 | 2018 | 2018 |  |  | N | Wind | [13 empty] | 0 | 0 | 0 | 0
Tex-Mex Renewable Energy Project, LLC | 60269_G_WT1 | 60269 | G | WT1 |  | Onshore Wind |  | SPP_SPS | Texas | 48 | Bailey | 17 | 48017 | 80 | 0 | 2018 | 2018 |  |  | N | Wind | [13 empty] | 0 | 0 | 0 | 0
Hamilton College | 61103_G_PV1 | 61103 | G | PV1 |  | Solar PV |  | NY_Z_C&E | New York | 36 | Oneida | 65 | 36065 | 2 | 0 | 2018 | 2018 |  |  | N | Solar | [13 empty] | 0 | 0 | 0 | 0
Etiwanda Generating Station | 331_B_3 | 331 | B | 3 | 217 | O/G Steam |  | WECC_SCE | California | 6 | San Bernardino | 71 | 06071 | 320 | 12957 | 1963 | 2018 | tangential |  | N | Natural Gas |  |  |  | FR + SC | SCR | 2001 | [6 empty] | 0.65 | 0.00603 | 0.00603 | 0.00603 | 0.00603
Etiwanda Generating Station | 331_B_4 | 331 | B | 4 | 218 | O/G Steam |  | WECC_SCE | California | 6 | San Bernardino | 71 | 06071 | 320 | 13757 | 1963 | 2018 | tangential |  | N | Natural Gas |  |  |  | FR + SC | SCR | 2001 | [6 empty] | 0.65 | 0.00695 | 0.00695 | 0.00695 | 0.00695
Mandalay | 345_G_03 | 345 | G | 03 |  | Combustion Turbine |  | WECC_SCE | California | 6 | Ventura | 111 | 06111 | 130 | 18700 | 1970 | 2018 |  |  | N | Natural Gas | [12 empty] | 0.49 | 0.02053 | 0.02053 | 0.02053 | 0.02053
Ormond Beach | 350_B_1 | 350 | B | 1 | 229 | O/G Steam |  | WECC_SCE | California | 6 | Ventura | 111 | 06111 | 741 | 11069 | 1971 | 2021 | wall | dry | N | Natural Gas |  |  |  | FR + LA + NH3 | SCR | 1994 | [6 empty] | 0.49 | 0.00747 | 0.00747 | 0.00747 | 0.00747
Ormond Beach | 350_B_2 | 350 | B | 2 | 230 | O/G Steam |  | WECC_SCE | California | 6 | Ventura | 111 | 06111 | 775 | 10872 | 1973 | 2021 | wall | dry | N | Natural Gas |  |  |  | FR + LA + NH3 | SCR | 1994 | [6 empty] | 0.49 | 0.00838 | 0.00838 | 0.00838 | 0.00838
Shoshone Falls | 818_G_1 | 818 | G | 1 |  | Hydro |  | WECC_ID | Idaho | 16 | Jerome | 53 | 16053 | 0.7 | 0 | 1909 | 2017 |  |  | N | Hydro | [13 empty] | 0 | 0 | 0 | 0
Shoshone Falls | 818_G_2 | 818 | G | 2 |  | Hydro |  | WECC_ID | Idaho | 16 | Jerome | 53 | 16053 | 0.4 | 0 | 1907 | 2017 |  |  | N | Hydro | [13 empty] | 0 | 0 | 0 | 0
Carlyle | 936_G_1 | 936 | G | 1 |  | Combustion Turbine | IC Engine | MIS_IL | Illinois | 17 | Clinton | 27 | 17027 | 3 | 12538 | 1971 | 2017 |  |  | N | Natural Gas, Distillate Fuel Oil | [12 empty] | 1 | 0.73147 | 0.73147 | 0.73147 | 0.73147
Rantoul | 958_G_7 | 958 | G | 7 |  | Combustion Turbine | IC Engine | MIS_IL | Illinois | 17 | Champaign | 19 | 17019 | 4.7 | 12188 | 1967 | 2017 |  |  | N | Distillate Fuel Oil | [13 empty] | 0.73147 | 0.73147 | 0.73147 | 0.73147
Rantoul | 958_G_8 | 958 | G | 8 |  | Combustion Turbine | IC Engine | MIS_IL | Illinois | 17 | Champaign | 19 | 17019 | 3 | 12698 | 1964 | 2017 |  |  | N | Distillate Fuel Oil | [13 empty] | 0.73147 | 0.73147 | 0.73147 | 0.73147
Connersville | 1002_G_1 | 1002 | G | 1 | 9097 | Combustion Turbine |  | MIS_INKY | Indiana | 18 | Fayette | 41 | 18041 | 37 | 20253 | 1972 | 2018 |  |  | N | Distillate Fuel Oil | [12 empty] | 1.6 | 1.1989 | 1.1989 | 1.1989 | 1.1989
Connersville | 1002_G_2 | 1002 | G | 2 | 9098 | Combustion Turbine |  | MIS_INKY | Indiana | 18 | Fayette | 41 | 18041 | 37 | 20260 | 1972 | 2018 |  |  | N | Distillate Fuel Oil | [12 empty] | 1.6 | 1.1994 | 1.1994 | 1.1994 | 1.1994
Miami Wabash | 1006_G_1 | 1006 | G | 1 |  | Combustion Turbine |  | MIS_INKY | Indiana | 18 | Wabash | 169 | 18169 | 14 | 22320 | 1968 | 2018 |  |  | N | Distillate Fuel Oil | [12 empty] | 1.6 | 1.1992 | 1.1992 | 1.1992 | 1.1992
Miami Wabash | 1006_G_2 | 1006 | G | 2 |  | Combustion Turbine |  | MIS_INKY | Indiana | 18 | Wabash | 169 | 18169 | 12 | 22377 | 1968 | 2018 |  |  | N | Distillate Fuel Oil | [12 empty] | 1.6 | 1.1992 | 1.1992 | 1.1992 | 1.1992
Miami Wabash | 1006_G_3 | 1006 | G | 3 |  | Combustion Turbine |  | MIS_INKY | Indiana | 18 | Wabash | 169 | 18169 | 12 | 22377 | 1968 | 2018 |  |  | N | Distillate Fuel Oil | [12 empty] | 1.6 | 1.1992 | 1.1992 | 1.1992 | 1.1992
Miami Wabash | 1006_G_5 | 1006 | G | 5 |  | Combustion Turbine |  | MIS_INKY | Indiana | 18 | Wabash | 169 | 18169 | 14 | 22377 | 1969 | 2018 |  |  | N | Distillate Fuel Oil | [12 empty] | 1.6 | 1.1992 | 1.1992 | 1.1992 | 1.1992
Miami Wabash | 1006_G_6 | 1006 | G | 6 |  | Combustion Turbine |  | MIS_INKY | Indiana | 18 | Wabash | 169 | 18169 | 12 | 22377 | 1969 | 2018 |  |  | N | Distillate Fuel Oil | [12 empty] | 1.6 | 1.1992 | 1.1992 | 1.1992 | 1.1992
Baldwin City Plant No 1 | 1262_G_3 | 1262 | G | 3 |  | Combustion Turbine | IC Engine | SPP_N | Kansas | 20 | Douglas | 45 | 20045 | 0.7 | 25000 | 1956 | 2017 |  |  | N | Natural Gas, Distillate Fuel Oil | [13 empty] | 2.8335 | 2.8335 | 2.8335 | 2.8335
Lincoln | 1300_G_6 | 1300 | G | 6 |  | Combustion Turbine | IC Engine | SPP_N | Kansas | 20 | Lincoln | 105 | 20105 | 2.2 | 11191 | 1979 | 2017 |  |  | N | Natural Gas, Distillate Fuel Oil | [12 empty] | 3 | 1.2354 | 1.2354 | 1.2354 | 1.2354
E W Brown | 1355_B_1 | 1355 | B | 1 | 874 | Coal Steam |  | S_C_KY | Kentucky | 21 | Mercer | 167 | 21167 | 106 | 11857 | 1957 | 2019 | wall | dry | N | Bituminous | Wet Scrubber | 2010 | 0.98 | LNBO |  |  |  | ESPC | Yes | ACI | 2016 |  | 5.15 | 0.1819 | 0.1618 | 0.1819 | 0.1618 | 0.1 | 0.1 | 0.1 | 0.99
E W Brown | 1355_B_2 | 1355 | B | 2 | 877 | Coal Steam |  | S_C_KY | Kentucky | 21 | Mercer | 167 | 21167 | 166 | 11213 | 1963 | 2019 | tangential | dry | N | Bituminous | Wet Scrubber | 2010 | 0.98 | LNC3 |  |  |  | ESPC | No | ACI | 2016 |  | 5.15 | 0.2166 | 0.1325 | 0.2166 | 0.1325 | 0.1 | 0.1 | 0.1 | 0.99
Minden | 1447_B_1 | 1447 | B | 1 |  | O/G Steam |  | SPP_WEST | Louisiana | 22 | Webster | 119 | 22119 | 12.5 | 14500 | 1967 | 2017 |  |  | N | Natural Gas | [12 empty] | 5.261 | 0.23505 | 0.23505 | 0.23505 | 0.23505
Minden | 1447_B_2 | 1447 | B | 2 |  | O/G Steam |  | SPP_WEST | Louisiana | 22 | Webster | 119 | 22119 | 12.5 | 14500 | 1967 | 2017 |  |  | N | Natural Gas | [12 empty] | 5.261 | 0.23505 | 0.23505 | 0.23505 | 0.23505
Minden | 1447_G_6 | 1447 | G | 6 |  | Combustion Turbine | IC Engine | SPP_WEST | Louisiana | 22 | Webster | 119 | 22119 | 1.8 | 12822 | 1962 | 2017 |  |  | N | Distillate Fuel Oil | [13 empty] | 1.7761 | 1.7761 | 1.7761 | 1.7761
CP Crane Power, LLC | 1552_G_1 | 1552 | G | 1 | 1004 | Coal Steam |  | PJM_SMAC | Maryland | 24 | Baltimore | 5 | 24005 | 190 | 11518 | 1961 | 2018 | cyclone | wet | N | Bituminous, Subbituminous |  |  |  | CM + OFA | SNCR |  | 2005 | B | NA | ACI | 2010 | 90 | 0.7 | 0.50158 | 0.25706 | 0.50158 | 0.25706 | 0.1 | 0.1 | 0.1
CP Crane Power, LLC | 1552_G_2 | 1552 | G | 2 | 1005 | Coal Steam |  | PJM_SMAC | Maryland | 24 | Baltimore | 5 | 24005 | 195 | 11690 | 1963 | 2018 | cyclone | wet | N | Bituminous, Subbituminous |  |  |  | CM + OFA | SNCR |  | 2005 | B | NA | ACI | 2010 | 90 | 0.7 | 0.61444 | 0.29379 | 0.61444 | 0.29379 | 0.1 | 0.1 | 0.1
CP Crane Power, LLC | 1552_G_GT1 | 1552 | G | GT1 |  | Combustion Turbine |  | PJM_SMAC | Maryland | 24 | Baltimore | 5 | 24005 | 14 | 17033 | 1967 | 2018 |  |  | N | Distillate Fuel Oil | [12 empty] | 1.053 | 0.70321 | 0.70321 | 0.70321 | 0.70321
Nantucket | 1615_G_12 | 1615 | G | 12 |  | Combustion Turbine |  | NENGREST | Massachusetts | 25 | Nantucket | 19 | 25019 | 2.8 | 15602 | 1988 | 2019 |  |  | N | Distillate Fuel Oil | [12 empty] | 0.74 | 0.54704 | 0.54704 | 0.54704 | 0.54704
Nantucket | 1615_G_13 | 1615 | G | 13 |  | Combustion Turbine |  | NENGREST | Massachusetts | 25 | Nantucket | 19 | 25019 | 3 | 15595 | 1988 | 2019 |  |  | N | Distillate Fuel Oil | [12 empty] | 0.74 | 0.60506 | 0.60506 | 0.60506 | 0.60506
Potter Station 2 | 1660_G_IC1 | 1660 | G | IC1 |  | Combustion Turbine | IC Engine | NENGREST | Massachusetts | 25 | Norfolk | 21 | 25021 | 2.3 | 11566 | 1963 | 2014 |  |  | N | Distillate Fuel Oil | [12 empty] | 0.789 | 3.0838 | 3.0838 | 3.0838 | 3.0838
Grand Haven Diesel Plant | 1826_G_1 | 1826 | G | 1 |  | Combustion Turbine | IC Engine | MIS_LMI | Michigan | 26 | Ottawa | 139 | 26139 | 8.4 | 18000 | 1974 | 2020 |  |  | N | Natural Gas, Distillate Fuel Oil | [12 empty] | 1.67 | 2.8993 | 2.8993 | 2.8993 | 2.8993
Vestaburg | 1881_G_6 | 1881 | G | 6 |  | Combustion Turbine | IC Engine | MIS_LMI | Michigan | 26 | Montcalm | 117 | 26117 | 3 | 10745 | 1959 | 2017 |  |  | N | Distillate Fuel Oil | [12 empty] | 1.67 | 4.1895 | 4.1895 | 4.1895 | 4.1895
Vestaburg | 1881_G_7 | 1881 | G | 7 |  | Combustion Turbine | IC Engine | MIS_LMI | Michigan | 26 | Montcalm | 117 | 26117 | 3 | 10874 | 1960 | 2017 |  |  | N | Distillate Fuel Oil | [12 empty] | 1.67 | 4.1906 | 4.1906 | 4.1906 | 4.1906
Hutchinson Plant #1 | 1980_G_2 | 1980 | G | 2 |  | Combustion Turbine | IC Engine | MIS_MNWI | Minnesota | 27 | Mcleod | 85 | 27085 | 2 | 10745 | 1958 | 2017 |  |  | N | Natural Gas, Distillate Fuel Oil | [13 empty] | 0.79266 | 0.79266 | 0.79266 | 0.79266
Truman | 2015_G_1 | 2015 | G | 1 |  | Combustion Turbine | IC Engine | MIS_MNWI | Minnesota | 27 | Martin | 91 | 27091 | 0.2 | 10795 | 1938 | 2017 |  |  | N | Natural Gas, Distillate Fuel Oil | [13 empty] | 3.629 | 3.629 | 3.629 | 3.629
Truman | 2015_G_2 | 2015 | G | 2 |  | Combustion Turbine | IC Engine | MIS_MNWI | Minnesota | 27 | Martin | 91 | 27091 | 0.2 | 10795 | 1938 | 2017 |  |  | N | Natural Gas, Distillate Fuel Oil | [13 empty] | 3.629 | 3.629 | 3.629 | 3.629
Truman | 2015_G_4 | 2015 | G | 4 |  | Combustion Turbine | IC Engine | MIS_MNWI | Minnesota | 27 | Martin | 91 | 27091 | 0.7 | 10745 | 1954 | 2017 |  |  | N | Natural Gas, Distillate Fuel Oil | [13 empty] | 3.629 | 3.629 | 3.629 | 3.629
Truman | 2015_G_5 | 2015 | G | 5 |  | Combustion Turbine | IC Engine | MIS_MNWI | Minnesota | 27 | Martin | 91 | 27091 | 0.8 | 10745 | 1961 | 2017 |  |  | N | Natural Gas, Distillate Fuel Oil | [13 empty] | 3.629 | 3.629 | 3.629 | 3.629
Baxter Wilson | 2050_B_2 | 2050 | B | 2 | 1294 | O/G Steam |  | MIS_D_MS | Mississippi | 28 | Warren | 149 | 28149 | 678 | 12107 | 1971 | 2018 | wall | dry | N | Natural Gas, Residual Fuel Oil |  |  |  | CM + LNB | [8 empty] | 3.2 | 0.04392 | 0.04392 | 0.04392 | 0.04392
Rex Brown | 2053_B_3 | 2053 | B | 3 | 1300 | O/G Steam |  | MIS_D_MS | Mississippi | 28 | Hinds | 49 | 28049 | 23.5 | 14500 | 1951 | 2018 | wall | dry | N | Natural Gas, Residual Fuel Oil | [12 empty] | 4.8 | 0.09297 | 0.09297 | 0.09297 | 0.09297
Henderson | 2062_G_H10 | 2062 | G | H10 |  | Combustion Turbine | IC Engine | MIS_D_MS | Mississippi | 28 | Leflore | 83 | 28083 | 9.3 | 18000 | 2001 | 2018 |  |  | N | Natural Gas | [12 empty] | 4.8 | 0.79266 | 0.79266 | 0.79266 | 0.79266
Henderson | 2062_G_H11 | 2062 | G | H11 |  | Combustion Turbine | IC Engine | MIS_D_MS | Mississippi | 28 | Leflore | 83 | 28083 | 9.3 | 18000 | 2001 | 2018 |  |  | N | Natural Gas | [12 empty] | 4.8 | 0.79266 | 0.79266 | 0.79266 | 0.79266
Henderson | 2062_G_H4 | 2062 | G | H4 |  | Combustion Turbine | IC Engine | MIS_D_MS | Mississippi | 28 | Leflore | 83 | 28083 | 1.8 | 17584 | 2001 | 2018 |  |  | N | Distillate Fuel Oil | [12 empty] | 4.8 | 1.7761 | 1.7761 | 1.7761 | 1.7761
Henderson | 2062_G_H5 | 2062 | G | H5 |  | Combustion Turbine | IC Engine | MIS_D_MS | Mississippi | 28 | Leflore | 83 | 28083 | 1.8 | 17578 | 2001 | 2018 |  |  | N | Distillate Fuel Oil | [12 empty] | 4.8 | 1.7761 | 1.7761 | 1.7761 | 1.7761
Henderson | 2062_G_H6 | 2062 | G | H6 |  | Combustion Turbine | IC Engine | MIS_D_MS | Mississippi | 28 | Leflore | 83 | 28083 | 1.8 | 17578 | 2001 | 2018 |  |  | N | Distillate Fuel Oil | [12 empty] | 4.8 | 1.7761 | 1.7761 | 1.7761 | 1.7761
Henderson | 2062_G_H7 | 2062 | G | H7 |  | Combustion Turbine | IC Engine | MIS_D_MS | Mississippi | 28 | Leflore | 83 | 28083 | 1.8 | 17578 | 2001 | 2018 |  |  | N | Distillate Fuel Oil | [12 empty] | 4.8 | 1.7761 | 1.7761 | 1.7761 | 1.7761
Henderson | 2062_G_H8 | 2062 | G | H8 |  | Combustion Turbine | IC Engine | MIS_D_MS | Mississippi | 28 | Leflore | 83 | 28083 | 1.8 | 17578 | 2001 | 2018 |  |  | N | Distillate Fuel Oil | [12 empty] | 4.8 | 1.7761 | 1.7761 | 1.7761 | 1.7761
Henderson | 2062_G_H9 | 2062 | G | H9 |  | Combustion Turbine | IC Engine | MIS_D_MS | Mississippi | 28 | Leflore | 83 | 28083 | 9.3 | 18000 | 2001 | 2018 |  |  | N | Natural Gas | [12 empty] | 4.8 | 0.79266 | 0.79266 | 0.79266 | 0.79266
Howard Bend | 2102_G_1 | 2102 | G | 1 |  | Combustion Turbine |  | MIS_MO | Missouri | 29 | St Louis | 189 | 29189 | 39 | 17072 | 1973 | 2015 |  |  | N | Distillate Fuel Oil | [12 empty] | 0.5 | 1.2005 | 1.2005 | 1.2005 | 1.2005
Albany | 2113_G_1 | 2113 | G | 1 |  | Combustion Turbine | IC Engine | S_D_AECI | Missouri | 29 | Gentry | 75 | 29075 | 2.1 | 12321 | 1969 | 2019 |  |  | N | Distillate Fuel Oil | [12 empty] | 2.3 | 1.7761 | 1.7761 | 1.7761 | 1.7761
Macon | 2141_G_3 | 2141 | G | 3 |  | Combustion Turbine | IC Engine | S_D_AECI | Missouri | 29 | Macon | 121 | 29121 | 4.6 | 12185 | 1971 | 2018 |  |  | N | Natural Gas, Distillate Fuel Oil | [12 empty] | 2.3 | 1.7761 | 1.7761 | 1.7761 | 1.7761
Chappell | 2230_G_1 | 2230 | G | 1 |  | Combustion Turbine | IC Engine | SPP_NEBR | Nebraska | 31 | Deuel | 49 | 31049 | 0.1 | 14417 | 1940 | 2016 |  |  | N | Distillate Fuel Oil | [12 empty] | 2.5 | 1.7761 | 1.7761 | 1.7761 | 1.7761
Fairbury | 2236_B_1 | 2236 | B | 1 |  | O/G Steam |  | SPP_NEBR | Nebraska | 31 | Jefferson | 95 | 31095 | 18.8 | 14500 | 1965 | 2017 |  |  | N | Natural Gas | [12 empty] | 2.5 | 0.23505 | 0.23505 | 0.23505 | 0.23505
C W Burdick | 2241_B_B-3 | 2241 | B | B-3 | 1372 | O/G Steam |  | SPP_NEBR | Nebraska | 31 | Hall | 79 | 31079 | 54 | 14500 | 1972 | 2017 | wall | dry | N | Natural Gas, Residual Fuel Oil |  |  |  | other | [8 empty] | 2.5 | 0.19693 | 0.19693 | 0.19693 | 0.19693
Laurel | 2249_G_3 | 2249 | G | 3 |  | Combustion Turbine | IC Engine | SPP_NEBR | Nebraska | 31 | Cedar | 27 | 31027 | 0.5 | 10745 | 1965 | 2016 |  |  | N | Natural Gas | [12 empty] | 2.5 | 0.79266 | 0.79266 | 0.79266 | 0.79266
Darlington County | 3250_G_5 | 3250 | G | 5 | 88105 | Combustion Turbine |  | S_VACA | South Carolina | 45 | Darlington | 31 | 45031 | 49 | 14477 | 1975 | 2018 |  |  | N | Natural Gas | [12 empty] | 3.5 | 0.75759 | 0.75759 | 0.75759 | 0.75759
Great Falls (SC) | 3259_G_3 | 3259 | G | 3 |  | Hydro |  | S_VACA | South Carolina | 45 | Chester | 23 | 45023 | 3 | 0 | 1907 | 2018 |  |  | N | Hydro | [13 empty] | 0 | 0 | 0 | 0
Great Falls (SC) | 3259_G_4 | 3259 | G | 4 |  | Hydro |  | S_VACA | South Carolina | 45 | Chester | 23 | 45023 | 3 | 0 | 1907 | 2018 |  |  | N | Hydro | [13 empty] | 0 | 0 | 0 | 0
Great Falls (SC) | 3259_G_7 | 3259 | G | 7 |  | Hydro |  | S_VACA | South Carolina | 45 | Chester | 23 | 45023 | 3 | 0 | 1907 | 2018 |  |  | N | Hydro | [13 empty] | 0 | 0 | 0 | 0
Great Falls (SC) | 3259_G_8 | 3259 | G | 8 |  | Hydro |  | S_VACA | South Carolina | 45 | Chester | 23 | 45023 | 3 | 0 | 1907 | 2018 |  |  | N | Hydro | [13 empty] | 0 | 0 | 0 | 0
Rocky Creek | 3266_G_1 | 3266 | G | 1 |  | Hydro |  | S_VACA | South Carolina | 45 | Fairfield | 39 | 45039 | 2.9 | 0 | 1909 | 2018 |  |  | N | Hydro | [13 empty] | 0 | 0 | 0 | 0
Rocky Creek | 3266_G_2 | 3266 | G | 2 |  | Hydro |  | S_VACA | South Carolina | 45 | Fairfield | 39 | 45039 | 2.9 | 0 | 1909 | 2018 |  |  | N | Hydro | [13 empty] | 0 | 0 | 0 | 0
Rocky Creek | 3266_G_3 | 3266 | G | 3 |  | Hydro |  | S_VACA | South Carolina | 45 | Fairfield | 39 | 45039 | 2.9 | 0 | 1909 | 2018 |  |  | N | Hydro | [13 empty] | 0 | 0 | 0 | 0
Rocky Creek | 3266_G_4 | 3266 | G | 4 |  | Hydro |  | S_VACA | South Carolina | 45 | Fairfield | 39 | 45039 | 2.9 | 0 | 1909 | 2018 |  |  | N | Hydro | [13 empty] | 0 | 0 | 0 | 0
Rocky Creek | 3266_G_5 | 3266 | G | 5 |  | Hydro |  | S_VACA | South Carolina | 45 | Fairfield | 39 | 45039 | 4.8 | 0 | 1909 | 2018 |  |  | N | Hydro | [13 empty] | 0 | 0 | 0 | 0
Rocky Creek | 3266_G_6 | 3266 | G | 6 |  | Hydro |  | S_VACA | South Carolina | 45 | Fairfield | 39 | 45039 | 4.8 | 0 | 1909 | 2018 |  |  | N | Hydro | [13 empty] | 0 | 0 | 0 | 0
Rocky Creek | 3266_G_7 | 3266 | G | 7 |  | Hydro |  | S_VACA | South Carolina | 45 | Fairfield | 39 | 45039 | 2.9 | 0 | 1909 | 2018 |  |  | N | Hydro | [13 empty] | 0 | 0 | 0 | 0
Rocky Creek | 3266_G_8 | 3266 | G | 8 |  | Hydro |  | S_VACA | South Carolina | 45 | Fairfield | 39 | 45039 | 2.9 | 0 | 1909 | 2018 |  |  | N | Hydro | [13 empty] | 0 | 0 | 0 | 0
Weatherford | 3624_G_1 | 3624 | G | 1 |  | Combustion Turbine | IC Engine | ERC_REST | Texas | 48 | Parker | 367 | 48367 | 0.1 | 12822 | 1940 | 2017 |  |  | N | Distillate Fuel Oil | [12 empty] | 3 | 1.7761 | 1.7761 | 1.7761 | 1.7761
Weatherford | 3624_G_2 | 3624 | G | 2 |  | Combustion Turbine | IC Engine | ERC_REST | Texas | 48 | Parker | 367 | 48367 | 0.1 | 12822 | 1940 | 2017 |  |  | N | Distillate Fuel Oil | [12 empty] | 3 | 1.7761 | 1.7761 | 1.7761 | 1.7761
Weatherford | 3624_G_3 | 3624 | G | 3 |  | Combustion Turbine | IC Engine | ERC_REST | Texas | 48 | Parker | 367 | 48367 | 0.1 | 12822 | 1940 | 2017 |  |  | N | Distillate Fuel Oil | [12 empty] | 3 | 1.7761 | 1.7761 | 1.7761 | 1.7761
Weatherford | 3624_G_4 | 3624 | G | 4 |  | Combustion Turbine | IC Engine | ERC_REST | Texas | 48 | Parker | 367 | 48367 | 0.6 | 12822 | 1945 | 2017 |  |  | N | Distillate Fuel Oil | [12 empty] | 3 | 1.7761 | 1.7761 | 1.7761 | 1.7761
Weatherford | 3624_G_6 | 3624 | G | 6 |  | Combustion Turbine | IC Engine | ERC_REST | Texas | 48 | Parker | 367 | 48367 | 1.2 | 12822 | 1948 | 2017 |  |  | N | Natural Gas, Distillate Fuel Oil | [12 empty] | 3 | 1.7761 | 1.7761 | 1.7761 | 1.7761
Weatherford | 3624_G_7 | 3624 | G | 7 |  | Combustion Turbine | IC Engine | ERC_REST | Texas | 48 | Parker | 367 | 48367 | 1.1 | 12822 | 1953 | 2017 |  |  | N | Natural Gas, Distillate Fuel Oil | [12 empty] | 3 | 1.7761 | 1.7761 | 1.7761 | 1.7761
Weatherford | 3624_G_8 | 3624 | G | 8 |  | Combustion Turbine | IC Engine | ERC_REST | Texas | 48 | Parker | 367 | 48367 | 1.1 | 12822 | 1953 | 2017 |  |  | N | Natural Gas, Distillate Fuel Oil | [12 empty] | 3 | 1.7761 | 1.7761 | 1.7761 | 1.7761
Coal Creek | 6030_G_3 | 6030 | G | 3 |  | Combustion Turbine | IC Engine | MIS_MNWI | North Dakota | 38 | Mclean | 55 | 38055 | 2.1 | 12822 | 1979 | 2016 |  |  | N | Distillate Fuel Oil | [12 empty] | 3 | 1.7761 | 1.7761 | 1.7761 | 1.7761
Block Island | 6567_G_26 | 6567 | G | 26 |  | Combustion Turbine | IC Engine | NENGREST | Rhode Island | 44 | Washington | 9 | 44009 | 1.8 | 12273 | 2012 | 2017 |  |  | N | Distillate Fuel Oil | [13 empty] | 1.7761 | 1.7761 | 1.7761 | 1.7761
Johnson | 6579_G_1 | 6579 | G | 1 |  | Combustion Turbine | IC Engine | SPP_N | Kansas | 20 | Stanton | 187 | 20187 | 0.6 | 25000 | 1959 | 2017 |  |  | N | Natural Gas, Distillate Fuel Oil | [12 empty] | 3 | 2.8335 | 2.8335 | 2.8335 | 2.8335
Johnson | 6579_G_2 | 6579 | G | 2 |  | Combustion Turbine | IC Engine | SPP_N | Kansas | 20 | Stanton | 187 | 20187 | 0.7 | 25000 | 1963 | 2017 |  |  | N | Natural Gas, Distillate Fuel Oil | [12 empty] | 3 | 2.8335 | 2.8335 | 2.8335 | 2.8335
Johnson | 6579_G_4 | 6579 | G | 4 |  | Combustion Turbine | IC Engine | SPP_N | Kansas | 20 | Stanton | 187 | 20187 | 0.5 | 25000 | 1954 | 2017 |  |  | N | Natural Gas, Distillate Fuel Oil | [12 empty] | 3 | 2.8335 | 2.8335 | 2.8335 | 2.8335
Johnson | 6579_G_5 | 6579 | G | 5 |  | Combustion Turbine | IC Engine | SPP_N | Kansas | 20 | Stanton | 187 | 20187 | 0.3 | 25000 | 1950 | 2017 |  |  | N | Natural Gas, Distillate Fuel Oil | [12 empty] | 3 | 2.8335 | 2.8335 | 2.8335 | 2.8335
Johnson | 6579_G_7 | 6579 | G | 7 |  | Combustion Turbine | IC Engine | SPP_N | Kansas | 20 | Stanton | 187 | 20187 | 1.2 | 25000 | 1983 | 2017 |  |  | N | Natural Gas, Distillate Fuel Oil | [12 empty] | 3 | 2.8335 | 2.8335 | 2.8335 | 2.8335
Johnson | 6579_G_8 | 6579 | G | 8 |  | Combustion Turbine | IC Engine | SPP_N | Kansas | 20 | Stanton | 187 | 20187 | 1.1 | 18000 | 1993 | 2017 |  |  | N | Natural Gas | [12 empty] | 3 | 1.2354 | 1.2354 | 1.2354 | 1.2354
Johnson | 6579_G_IC6 | 6579 | G | IC6 |  | Combustion Turbine | IC Engine | SPP_N | Kansas | 20 | Stanton | 187 | 20187 | 1.2 | 25000 | 1986 | 2017 |  |  | N | Natural Gas, Distillate Fuel Oil | [12 empty] | 3 | 2.8335 | 2.8335 | 2.8335 | 2.8335
Edenton Generators | 7429_G_1 | 7429 | G | 1 |  | Combustion Turbine | IC Engine | PJM_Dom | North Carolina | 37 | Chowan | 41 | 37041 | 1.2 | 12787 | 1988 | 2011 |  |  | N | Distillate Fuel Oil | [12 empty] | 2.3 | 1.7761 | 1.7761 | 1.7761 | 1.7761
Pine Street | 7806_G_1 | 7806 | G | 1 |  | Combustion Turbine | IC Engine | MIS_LMI | Michigan | 26 | Huron | 63 | 26063 | 1 | 14498 | 1969 | 2018 |  |  | N | Natural Gas, Distillate Fuel Oil | [12 empty] | 1.67 | 2.6658 | 2.6658 | 2.6658 | 2.6658
Pine Street | 7806_G_2 | 7806 | G | 2 |  | Combustion Turbine | IC Engine | MIS_LMI | Michigan | 26 | Huron | 63 | 26063 | 1 | 14498 | 1969 | 2018 |  |  | N | Natural Gas, Distillate Fuel Oil | [12 empty] | 1.67 | 2.6658 | 2.6658 | 2.6658 | 2.6658
Pine Street | 7806_G_3 | 7806 | G | 3 |  | Combustion Turbine | IC Engine | MIS_LMI | Michigan | 26 | Huron | 63 | 26063 | 1 | 14498 | 1988 | 2018 |  |  | N | Distillate Fuel Oil | [12 empty] | 1.67 | 4.1606 | 4.1606 | 4.1606 | 4.1606
Pine Street | 7806_G_4 | 7806 | G | 4 |  | Combustion Turbine | IC Engine | MIS_LMI | Michigan | 26 | Huron | 63 | 26063 | 1 | 14498 | 1988 | 2018 |  |  | N | Distillate Fuel Oil | [12 empty] | 1.67 | 4.1606 | 4.1606 | 4.1606 | 4.1606
Pine Street | 7806_G_5 | 7806 | G | 5 |  | Combustion Turbine | IC Engine | MIS_LMI | Michigan | 26 | Huron | 63 | 26063 | 1.2 | 13123 | 1996 | 2018 |  |  | N | Natural Gas, Distillate Fuel Oil | [12 empty] | 1.67 | 2.6658 | 2.6658 | 2.6658 | 2.6658
Pine Street | 7806_G_6 | 7806 | G | 6 |  | Combustion Turbine | IC Engine | MIS_LMI | Michigan | 26 | Huron | 63 | 26063 | 1.2 | 14554 | 1996 | 2018 |  |  | N | Natural Gas, Distillate Fuel Oil | [12 empty] | 1.67 | 2.6658 | 2.6658 | 2.6658 | 2.6658
Ellwood | 8076_G_01 | 8076 | G | 01 |  | Combustion Turbine |  | WECC_SCE | California | 6 | Santa Barbara | 83 | 06083 | 54 | 13535 | 1974 | 2020 |  |  | N | Natural Gas | [12 empty] | 0.013 | 0.0134 | 0.0134 | 0.0134 | 0.0134
Commerce Refuse To Energy | 10090_B_SMB001 | 10090 | B | SMB001 |  | Municipal Solid Waste |  | WECC_SCE | California | 6 | Los Angeles | 37 | 06037 | 10 | 16076 | 1986 | 2018 |  |  | N | MSW | Wet Scrubber | 1986 | 0.98 | OFA | SNCR |  | 1986 | B + C | NA |  |  |  |  | 0.18554 | 0.18554 | 0.18554 | 0.18554 | 0.08 | 0.08 | 0.08
Greenleaf 2 Power Plant | 10349_G_GEN1 | 10349 | G | GEN1 | 8436 | Combustion Turbine |  | WEC_CALN | California | 6 | Sutter | 101 | 06101 | 49.5 | 8700 | 1989 | 2019 |  |  | Y | Natural Gas |  |  |  |  | SCR | [7 empty] | 0.74 | 0.04552 | 0.04552 | 0.04552 | 0.04552
Greenleaf 1 Power Plant | 10350_G_GEN1 | 10350 | G | GEN1 | 90712 | Combined Cycle |  | WEC_CALN | California | 6 | Sutter | 101 | 06101 | 42 | 6014 | 1989 | 2019 |  |  | Y | Natural Gas |  |  |  | DLNB + STM | SNCR | [8 empty] | 0.11463 | 0.11463 | 0.11463 | 0.11463
Greenleaf 1 Power Plant | 10350_G_GEN2 | 10350 | G | GEN2 |  | Combined Cycle |  | WEC_CALN | California | 6 | Sutter | 101 | 06101 | 8 | 6014 | 1989 | 2019 |  |  | Y | Natural Gas |  |  |  | DLNB + STM | SNCR |  | 1989 | [6 empty] | 0.11463 | 0.11463 | 0.11463 | 0.11463
GRS Coyote Canyon | 10395_B_1 | 10395 | B | 1 |  | Landfill Gas |  | WECC_SCE | California | 6 | Orange | 59 | 06059 | 17 | 20911 | 1989 | 2016 |  |  | N | Landfill Gas | [13 empty] | 0.08623 | 0.08623 | 0.08623 | 0.08623
Corona Energy Partners, Ltd | 10635_G_GEN1 | 10635 | G | GEN1 |  | Combustion Turbine |  | WECC_SCE | California | 6 | Riverside | 65 | 06065 | 40 | 8700 | 1988 | 2017 |  |  | Y | Natural Gas | [12 empty] | 0.74 | 0.01636 | 0.01636 | 0.01636 | 0.01636
Central Power Plant | 50621_G_GEN4 | 50621 | G | GEN4 |  | O/G Steam |  | NENGREST | Rhode Island | 44 | Providence | 7 | 44007 | 2 | 11907 | 1958 | 2015 |  |  | Y | Natural Gas, Distillate Fuel Oil | [12 empty] | 4.99 | 0.1967 | 0.1967 | 0.1967 | 0.1967
Warren Lumber Mill | 50640_B_BLR1 | 50640 | B | BLR1 |  | Biomass |  | MIS_AR | Arkansas | 5 | Bradley | 11 | 05011 | 10 | 6099 | 1990 | 2013 |  |  | Y | Biomass |  |  |  | FR + H2O + OFA |  |  |  | ESPH + C | No |  |  |  |  | 0.17466 | 0.17466 | 0.17466 | 0.17466
Toyon Power Station | 54327_G_TOY4 | 54327 | G | TOY4 |  | Landfill Gas |  | WEC_LADW | California | 6 | Los Angeles | 37 | 06037 | 1.7 | 15378 | 1986 | 2015 |  |  | N | Landfill Gas | [13 empty] | 0.08623 | 0.08623 | 0.08623 | 0.08623
Toyon Power Station | 54327_G_TOY5 | 54327 | G | TOY5 |  | Landfill Gas |  | WEC_LADW | California | 6 | Los Angeles | 37 | 06037 | 1.7 | 15380 | 1986 | 2017 |  |  | N | Landfill Gas | [13 empty] | 0.08623 | 0.08623 | 0.08623 | 0.08623
Sierra Pacific Sonora | 54517_G_GEN2 | 54517 | G | GEN2 |  | Biomass |  | WEC_CALN | California | 6 | Tuolumne | 109 | 06109 | 6 | 6154 | 2001 | 2018 |  |  | Y | Biomass | [13 empty] | 0.23415 | 0.23415 | 0.23415 | 0.23415
Graphic Packaging International | 54561_G_GT-G | 54561 | G | GT-G |  | Combined Cycle |  | WEC_CALN | California | 6 | Santa Clara | 85 | 06085 | 23 | 5668 | 1985 | 2017 |  |  | Y | Natural Gas | [13 empty] | 0.04938 | 0.04938 | 0.04938 | 0.04938
Graphic Packaging International | 54561_G_ST-G | 54561 | G | ST-G |  | Combined Cycle |  | WEC_CALN | California | 6 | Santa Clara | 85 | 06085 | 3 | 5668 | 1986 | 2017 |  |  | Y | Natural Gas | [13 empty] | 0.04938 | 0.04938 | 0.04938 | 0.04938
MM Lopez Energy | 55161_G_UNT2 | 55161 | G | UNT2 |  | Landfill Gas |  | WECC_SCE | California | 6 | Los Angeles | 37 | 06037 | 2.7 | 13500 | 1998 | 2016 |  |  | N | Landfill Gas | [13 empty] | 0.1509 | 0.1509 | 0.1509 | 0.1509
Atascosita | 55526_G_GEN1 | 55526 | G | GEN1 |  | Landfill Gas |  | ERC_REST | Texas | 48 | Harris | 201 | 48201 | 1.7 | 13500 | 2003 | 2018 |  |  | N | Landfill Gas | [13 empty] | 0.24082 | 0.24082 | 0.24082 | 0.24082
Atascosita | 55526_G_GEN2 | 55526 | G | GEN2 |  | Landfill Gas |  | ERC_REST | Texas | 48 | Harris | 201 | 48201 | 1.7 | 13500 | 2003 | 2018 |  |  | N | Landfill Gas | [13 empty] | 0.24082 | 0.24082 | 0.24082 | 0.24082
Atascosita | 55526_G_GEN3 | 55526 | G | GEN3 |  | Landfill Gas |  | ERC_REST | Texas | 48 | Harris | 201 | 48201 | 1.7 | 13500 | 2003 | 2018 |  |  | N | Landfill Gas | [13 empty] | 0.24082 | 0.24082 | 0.24082 | 0.24082
Atascosita | 55526_G_GEN4 | 55526 | G | GEN4 |  | Landfill Gas |  | ERC_REST | Texas | 48 | Harris | 201 | 48201 | 1.7 | 13500 | 2003 | 2018 |  |  | N | Landfill Gas | [13 empty] | 0.24082 | 0.24082 | 0.24082 | 0.24082
Atascosita | 55526_G_GEN5 | 55526 | G | GEN5 |  | Landfill Gas |  | ERC_REST | Texas | 48 | Harris | 201 | 48201 | 1.7 | 13500 | 2003 | 2018 |  |  | N | Landfill Gas | [13 empty] | 0.24082 | 0.24082 | 0.24082 | 0.24082
Atascosita | 55526_G_GEN6 | 55526 | G | GEN6 |  | Landfill Gas |  | ERC_REST | Texas | 48 | Harris | 201 | 48201 | 1.7 | 13500 | 2004 | 2018 |  |  | N | Landfill Gas | [13 empty] | 0.24082 | 0.24082 | 0.24082 | 0.24082
Coastal Plains | 55554_G_UNT2 | 55554 | G | UNT2 |  | Landfill Gas |  | ERC_REST | Texas | 48 | Galveston | 167 | 48167 | 1.7 | 13500 | 2003 | 2018 |  |  | N | Landfill Gas | [13 empty] | 0.24082 | 0.24082 | 0.24082 | 0.24082
GRS Sunset Farms | 55588_G_1 | 55588 | G | 1 |  | Landfill Gas |  | ERC_REST | Texas | 48 | Travis | 453 | 48453 | 0.9 | 13500 | 1996 | 2016 |  |  | N | Landfill Gas | [13 empty] | 0.24082 | 0.24082 | 0.24082 | 0.24082
GRS Sunset Farms | 55588_G_2 | 55588 | G | 2 |  | Landfill Gas |  | ERC_REST | Texas | 48 | Travis | 453 | 48453 | 0.9 | 13500 | 1996 | 2016 |  |  | N | Landfill Gas | [13 empty] | 0.24082 | 0.24082 | 0.24082 | 0.24082
GRS Sunset Farms | 55588_G_3 | 55588 | G | 3 |  | Landfill Gas |  | ERC_REST | Texas | 48 | Travis | 453 | 48453 | 0.9 | 13500 | 1996 | 2016 |  |  | N | Landfill Gas | [13 empty] | 0.24082 | 0.24082 | 0.24082 | 0.24082
GRS Sunset Farms | 55588_G_4 | 55588 | G | 4 |  | Landfill Gas |  | ERC_REST | Texas | 48 | Travis | 453 | 48453 | 0.9 | 13500 | 2004 | 2016 |  |  | N | Landfill Gas | [13 empty] | 0.24082 | 0.24082 | 0.24082 | 0.24082
Mallard Lake Electric | 55592_G_1 | 55592 | G | 1 |  | Landfill Gas |  | PJM_COMD | Illinois | 17 | Dupage | 43 | 17043 | 3.8 | 13500 | 1997 | 2018 |  |  | N | Landfill Gas | [13 empty] | 0.24082 | 0.24082 | 0.24082 | 0.24082
Mallard Lake Electric | 55592_G_2 | 55592 | G | 2 |  | Landfill Gas |  | PJM_COMD | Illinois | 17 | Dupage | 43 | 17043 | 3.8 | 13500 | 1997 | 2018 |  |  | N | Landfill Gas | [13 empty] | 0.24082 | 0.24082 | 0.24082 | 0.24082
Mallard Lake Electric | 55592_G_4 | 55592 | G | 4 |  | Landfill Gas |  | PJM_COMD | Illinois | 17 | Dupage | 43 | 17043 | 7.6 | 13500 | 1997 | 2018 |  |  | N | Landfill Gas | [12 empty] | 1.8 | 0.24082 | 0.24082 | 0.24082 | 0.24082
Dixon/Lee Energy Partners LLC | 55763_G_DX1 | 55763 | G | DX1 |  | Landfill Gas |  | PJM_COMD | Illinois | 17 | Lee | 103 | 17103 | 0.9 | 13500 | 1999 | 2017 |  |  | N | Landfill Gas | [13 empty] | 0.24082 | 0.24082 | 0.24082 | 0.24082
Dixon/Lee Energy Partners LLC | 55763_G_DX2 | 55763 | G | DX2 |  | Landfill Gas |  | PJM_COMD | Illinois | 17 | Lee | 103 | 17103 | 0.9 | 13500 | 1999 | 2017 |  |  | N | Landfill Gas | [13 empty] | 0.24082 | 0.24082 | 0.24082 | 0.24082
Dixon/Lee Energy Partners LLC | 55763_G_DX3 | 55763 | G | DX3 |  | Landfill Gas |  | PJM_COMD | Illinois | 17 | Lee | 103 | 17103 | 0.9 | 13500 | 1999 | 2017 |  |  | N | Landfill Gas | [13 empty] | 0.24082 | 0.24082 | 0.24082 | 0.24082
Dixon/Lee Energy Partners LLC | 55763_G_DX4 | 55763 | G | DX4 |  | Landfill Gas |  | PJM_COMD | Illinois | 17 | Lee | 103 | 17103 | 0.9 | 13500 | 1999 | 2017 |  |  | N | Landfill Gas | [13 empty] | 0.24082 | 0.24082 | 0.24082 | 0.24082
Morris Genco LLC | 55774_G_MO4 | 55774 | G | MO4 |  | Landfill Gas |  | PJM_COMD | Illinois | 17 | Grundy | 63 | 17063 | 1 | 13500 | 2012 | 2018 |  |  | N | Landfill Gas | [13 empty] | 0.24082 | 0.24082 | 0.24082 | 0.24082
Morris Genco LLC | 55774_G_MO5 | 55774 | G | MO5 |  | Landfill Gas |  | PJM_COMD | Illinois | 17 | Grundy | 63 | 17063 | 1 | 13500 | 2012 | 2018 |  |  | N | Landfill Gas | [13 empty] | 0.24082 | 0.24082 | 0.24082 | 0.24082
Barre | 55776_G_BA1 | 55776 | G | BA1 |  | Landfill Gas |  | NENGREST | Massachusetts | 25 | Worcester | 27 | 25027 | 0.4 | 13682 | 1996 | 2017 |  |  | N | Landfill Gas | [13 empty] | 0.13831 | 0.13831 | 0.13831 | 0.13831
Barre | 55776_G_BA2 | 55776 | G | BA2 |  | Landfill Gas |  | NENGREST | Massachusetts | 25 | Worcester | 27 | 25027 | 0.4 | 13684 | 1996 | 2017 |  |  | N | Landfill Gas | [13 empty] | 0.13831 | 0.13831 | 0.13831 | 0.13831
RCWMD Badlands Landfill Gas Project | 55820_G_GEN1 | 55820 | G | GEN1 |  | Landfill Gas |  | WECC_SCE | California | 6 | Riverside | 65 | 06065 | 1 | 14242 | 2001 | 2017 |  |  | N | Landfill Gas | [13 empty] | 0.11822 | 0.11822 | 0.11822 | 0.11822
Auburndale Peaker Energy Center | 55833_G_CTP | 55833 | G | CTP | 8444 | Combustion Turbine |  | FRCC | Florida | 12 | Polk | 105 | 12105 | 117 | 12070 | 2002 | 2018 |  |  | N | Natural Gas, Distillate Fuel Oil |  |  |  | H2O | [8 empty] | 0.8 | 0.08926 | 0.08926 | 0.08926 | 0.08926
Seven Mile Creek LFG | 56149_G_1 | 56149 | G | 1 |  | Landfill Gas |  | MIS_MNWI | Wisconsin | 55 | Eau Claire | 35 | 55035 | 0.8 | 13500 | 2004 | 2017 |  |  | N | Landfill Gas | [13 empty] | 0.24082 | 0.24082 | 0.24082 | 0.24082
Seven Mile Creek LFG | 56149_G_2 | 56149 | G | 2 |  | Landfill Gas |  | MIS_MNWI | Wisconsin | 55 | Eau Claire | 35 | 55035 | 0.8 | 13500 | 2004 | 2017 |  |  | N | Landfill Gas | [13 empty] | 0.24082 | 0.24082 | 0.24082 | 0.24082
Seven Mile Creek LFG | 56149_G_3 | 56149 | G | 3 |  | Landfill Gas |  | MIS_MNWI | Wisconsin | 55 | Eau Claire | 35 | 55035 | 0.8 | 13500 | 2004 | 2017 |  |  | N | Landfill Gas | [13 empty] | 0.24082 | 0.24082 | 0.24082 | 0.24082
Seven Mile Creek LFG | 56149_G_4 | 56149 | G | 4 |  | Landfill Gas |  | MIS_MNWI | Wisconsin | 55 | Eau Claire | 35 | 55035 | 1 | 13500 | 2008 | 2017 |  |  | N | Landfill Gas | [13 empty] | 0.24082 | 0.24082 | 0.24082 | 0.24082
DOE Golden NWTC Turbine Side | 57693_G_ALSTO | 57693 | G | ALSTO |  | Onshore Wind |  | WECC_CO | Colorado | 8 | Jefferson | 59 | 08059 | 3 | 0 | 2011 | 2018 |  |  | N | Wind | [13 empty] | 0 | 0 | 0 | 0
FC Landfill Energy | 57786_G_UNIT1 | 57786 | G | UNIT1 |  | Landfill Gas |  | PJM_AP | Maryland | 24 | Frederick | 21 | 24021 | 1 | 14795 | 2010 | 2018 |  |  | N | Landfill Gas | [13 empty] | 0.24082 | 0.24082 | 0.24082 | 0.24082
FC Landfill Energy | 57786_G_UNIT2 | 57786 | G | UNIT2 |  | Landfill Gas |  | PJM_AP | Maryland | 24 | Frederick | 21 | 24021 | 1 | 14797 | 2010 | 2018 |  |  | N | Landfill Gas | [13 empty] | 0.24082 | 0.24082 | 0.24082 | 0.24082
Evergreen Community Power | 58023_B_1 | 58023 | B | 1 |  | Biomass |  | PJM_WMAC | Pennsylvania | 42 | Berks | 11 | 42011 | 25 | 15296 | 2009 | 2018 |  |  | Y | Biomass |  |  | 0.889 |  | SCR | 2009 |  | ESPH | No |  |  |  |  | 0.03799 | 0.03799 | 0.03799 | 0.03799 |  |  |  |  | Yes
Portable Generator 1 | 59196_G_IC1 | 59196 | G | IC1 |  | Combustion Turbine | IC Engine | MIS_MAPP | North Dakota | 38 | Mckenzie | 53 | 38053 | 2 | 10745 | 2005 | 2018 |  |  | N | Natural Gas, Distillate Fuel Oil | [13 empty] | 1.7761 | 1.7761 | 1.7761 | 1.7761
Helios Plaza CHP Plant | 59378_G_GEN1 | 59378 | G | GEN1 |  | Combustion Turbine |  | ERC_REST | Texas | 48 | Harris | 201 | 48201 | 4.3 | 14116 | 2010 | 2017 |  |  | Y | Natural Gas, Distillate Fuel Oil | [13 empty] | 0.0951 | 0.0951 | 0.0951 | 0.0951
Jack Watson | 2049_B_3 | 2049 | B | 3 |  | O/G Steam |  | S_SOU | Mississippi | 28 | Harrison | 47 | 28047 | 107 | 10546 | 1962 | 2018 | wall | dry | N | Natural Gas |  |  |  | LNB + OFA | [8 empty] | 4.8 | 0.11508 | 0.11508 | 0.11508 | 0.11508
GREC | 165_B_1 | 165 | B | 1 | 95 | O/G Steam |  | SPP_WEST | Oklahoma | 40 | Mayes | 97 | 40097 | 490 | 11485 | 1982 | 2017 |  |  | N | Natural Gas |  |  |  | LNB | [8 empty] | 1.2 | 0.16077 | 0.16077 | 0.16077 | 0.16077
St Clair | 1743_B_4 | 1743 | B | 4 | 1192 | Coal Steam |  | MIS_LMI | Michigan | 26 | St Clair | 147 | 26147 | 151 | 11233 | 1954 | 2017 | wall | dry | N | Bituminous, Subbituminous |  |  | 0.5 | LNB + LNCB |  |  |  | ESPC | No | ACI | 2016 |  | 1.67 | 0.30171 | 0.30171 | 0.1549 | 0.1549 | 0.1 | 0.1 | 0.1 | 0.9 | Yes
Paulding | 2071_G_1 | 2071 | G | 1 |  | Combustion Turbine |  | MIS_D_MS | Mississippi | 28 | Jasper | 61 | 28061 | 16 | 25000 | 1972 | 2017 |  |  | N | Distillate Fuel Oil | [12 empty] | 4.8 | 0.82155 | 0.82155 | 0.82155 | 0.82155
Urquhart | 3295_G_3 | 3295 | G | 3 | 2230 | O/G Steam |  | S_VACA | South Carolina | 45 | Aiken | 3 | 45003 | 95 | 10475 | 1955 | 2018 | tangential |  | N | Natural Gas |  |  |  | LNC2 | [9 empty] | 0.09815 | 0.09815 | 0.09815 | 0.09815
Greens Bayou | 3464_B_GBY5 | 3464 | B | GBY5 | 2359 | O/G Steam |  | ERC_REST | Texas | 48 | Harris | 201 | 48201 | 406 | 13369 | 1973 | 2017 | tangential |  | N | Natural Gas |  |  |  | FR | [8 empty] | 0.395 | 0.05384 | 0.05384 | 0.05384 | 0.05384
Pearsall | 3630_B_1 | 3630 | B | 1 |  | O/G Steam |  | ERC_REST | Texas | 48 | Frio | 163 | 48163 | 23 | 14500 | 1961 | 2017 |  |  | N | Natural Gas, Distillate Fuel Oil | [12 empty] | 1.157 | 0.13201 | 0.13201 | 0.13201 | 0.13201
Pearsall | 3630_B_2 | 3630 | B | 2 |  | O/G Steam |  | ERC_REST | Texas | 48 | Frio | 163 | 48163 | 23 | 14500 | 1961 | 2017 |  |  | N | Natural Gas, Distillate Fuel Oil | [12 empty] | 1.157 | 0.13201 | 0.13201 | 0.13201 | 0.13201
Pearsall | 3630_B_3 | 3630 | B | 3 |  | O/G Steam |  | ERC_REST | Texas | 48 | Frio | 163 | 48163 | 23 | 14500 | 1961 | 2017 |  |  | N | Natural Gas, Distillate Fuel Oil | [12 empty] | 1.157 | 0.13201 | 0.13201 | 0.13201 | 0.13201
Carson Cogeneration | 10169_G_GEN1 | 10169 | G | GEN1 | 89366 | Combined Cycle |  | WECC_SCE | California | 6 | Los Angeles | 37 | 06037 | 41.3 | 8902 | 1989 | 2017 |  |  | Y | Natural Gas |  |  |  | H2O | SCR | [8 empty] | 0.07306 | 0.07306 | 0.07306 | 0.07306
Carson Cogeneration | 10169_G_GEN2 | 10169 | G | GEN2 |  | Combined Cycle |  | WECC_SCE | California | 6 | Los Angeles | 37 | 06037 | 8 | 8902 | 1990 | 2017 |  |  | Y | Natural Gas |  |  |  | H2O | SCR | [8 empty] | 0.07306 | 0.07306 | 0.07306 | 0.07306
Huntington Falls | 50713_G_GEN1 | 50713 | G | GEN1 |  | Hydro |  | NENGREST | Vermont | 50 | Addison | 1 | 50001 | 0.8 | 0 | 1988 | 2017 |  |  | N | Hydro | [13 empty] | 0 | 0 | 0 | 0
Huntington Falls | 50713_G_GEN2 | 50713 | G | GEN2 |  | Hydro |  | NENGREST | Vermont | 50 | Addison | 1 | 50001 | 0.8 | 0 | 1988 | 2017 |  |  | N | Hydro | [13 empty] | 0 | 0 | 0 | 0
Inland Empire Energy Center | 55853_G_2 | 55853 | G | 2 | 89653 | Combined Cycle |  | WECC_SCE | California | 6 | Riverside | 65 | 06065 | 345 | 7050 | 2010 | 2019 |  |  | N | Natural Gas |  |  |  | DLNB + NH3 | SCR | 2010 | [7 empty] | 0.00784 | 0.00784 | 0.00784 | 0.00784
AES ES Tait | 58826_G_TTES | 58826 | G | TTES |  | Energy Storage |  | PJM_West | Ohio | 39 | Montgomery | 113 | 39113 | 20 | 0 | 2013 | 2017 |  |  | N | Energy Storage | [13 empty] | 0 | 0 | 0 | 0
Gantt | 53_G_3 | 53 | G | 3 |  | Hydro |  | S_SOU | Alabama | 1 | Covington | 39 | 01039 | 1 | 0 | 1926 | 2015 |  |  | N | Hydro | [13 empty] | 0 | 0 | 0 | 0
Ocotillo | 116_G_1 | 116 | G | 1 | 66 | O/G Steam |  | WECC_AZ | Arizona | 4 | Maricopa | 13 | 04013 | 110 | 12185 | 1960 | 2019 | tangential |  | N | Natural Gas | [13 empty] | 0.1242 | 0.1242 | 0.1242 | 0.1242
Ocotillo | 116_G_2 | 116 | G | 2 | 67 | O/G Steam |  | WECC_AZ | Arizona | 4 | Maricopa | 13 | 04013 | 110 | 11861 | 1960 | 2019 | tangential |  | N | Natural Gas | [13 empty] | 0.12668 | 0.12668 | 0.12668 | 0.12668
Grayson | 377_G_3 | 377 | G | 3 |  | Landfill Gas |  | WEC_LADW | California | 6 | Los Angeles | 37 | 06037 | 18 | 16548 | 1953 | 2016 | wall | dry | N | Landfill Gas |  |  |  | FR + LA + LNB | [9 empty] | 0.08623 | 0.08623 | 0.08623 | 0.08623
Grayson | 377_G_4 | 377 | G | 4 | 248 | Landfill Gas |  | WEC_LADW | California | 6 | Los Angeles | 37 | 06037 | 40 | 14538 | 1959 | 2016 | wall | dry | N | Landfill Gas |  |  |  | FR + LA + LNB | [9 empty] | 0.03671 | 0.03671 | 0.03671 | 0.03671
Grayson | 377_G_5 | 377 | G | 5 | 249 | O/G Steam |  | WEC_LADW | California | 6 | Los Angeles | 37 | 06037 | 40 | 14500 | 1964 | 2016 | wall | dry | N | Natural Gas |  |  |  | FR + LA + LNB | SNCR |  | 2003 | [6 empty] | 0.03005 | 0.03005 | 0.03005 | 0.03005
Bridgeport Station | 568_B_BHB3 | 568 | B | BHB3 | 373 | Coal Steam |  | NENG_CT | Connecticut | 9 | Fairfield | 1 | 09001 | 383 | 11096 | 1968 | 2021 | tangential | dry | N | Subbituminous |  |  | 0.5 | LNC2 |  |  |  | ESPC + B | No | ACI | 2008 |  | 0.33 | 0.14416 | 0.14416 | 0.139 | 0.139 | 0.1 | 0.1 | 0.1 | 0.9 | Yes
Lauderdale | 613_G_23 | 613 | G | 23 | 90179 | Combustion Turbine |  | FRCC | Florida | 12 | Broward | 11 | 12011 | 35 | 17925 | 1972 | 2016 |  |  | N | Natural Gas, Distillate Fuel Oil | [12 empty] | 0.8 | 0.55332 | 0.55332 | 0.55332 | 0.55332
Lauderdale | 613_G_24 | 613 | G | 24 | 90180 | Combustion Turbine |  | FRCC | Florida | 12 | Broward | 11 | 12011 | 35 | 17925 | 1972 | 2016 |  |  | N | Natural Gas, Distillate Fuel Oil | [12 empty] | 0.8 | 0.53829 | 0.53829 | 0.53829 | 0.53829
Turkey Point | 621_B_PTP1 | 621 | B | PTP1 | 437 | O/G Steam |  | FRCC | Florida | 12 | Miami Dade | 86 | 12086 | 396 | 12930 | 1967 | 2016 | wall | dry | N | Natural Gas, Residual Fuel Oil |  |  |  | LNB | [8 empty] | 1 | 0.23585 | 0.23585 | 0.23585 | 0.23585
Turkey Point | 621_B_PTP2 | 621 | B | PTP2 | 437 | O/G Steam |  | FRCC | Florida | 12 | Miami Dade | 86 | 12086 | 392 | 12119 | 1968 | 2013 | wall | dry | N | Natural Gas |  |  |  | LNB | [8 empty] | 1 | 0.23585 | 0.23585 | 0.23585 | 0.23585
Bailly | 995_B_7 | 995 | B | 7 | 696 | Coal Steam |  | MIS_INKY | Indiana | 18 | Porter | 127 | 18127 | 160 | 11317 | 1962 | 2018 | cyclone | wet | N | Bituminous | Wet Scrubber | 1991 | 0.97 | OFA | SCR | 2008 |  | ESPC | No | ACI | 2015 |  | 0.1 | 0.1179 | 0.1179 | 0.1179 | 0.1179 | 0.1 | 0.1 | 0.1 | 0.99
Bailly | 995_B_8 | 995 | B | 8 | 697 | Coal Steam |  | MIS_INKY | Indiana | 18 | Porter | 127 | 18127 | 320 | 10927 | 1968 | 2018 | cyclone | wet | N | Bituminous | Wet Scrubber | 1991 | 0.97 | OFA | SCR | 2003 |  | ESPC | No | ACI | 2015 |  | 0.1 | 0.1107 | 0.1107 | 0.1107 | 0.1107 | 0.1 | 0.1 | 0.1 | 0.99
Prairie Creek | 1073_B_1 | 1073 | B | 1 |  | Coal Steam |  | MIS_IA | Iowa | 19 | Linn | 113 | 19113 | 1.7 | 13522 | 1950 | 2021 | stoker/SPR | dry | Y | Bituminous, Subbituminous |  |  |  | OFA |  |  |  | ESPC | No |  |  |  | 1 | 0.37948 | 0.37948 | 0.37948 | 0.37948 | 0.64 | 0.97 | 1 | [5 empty] | C2G | 2025
Prairie Creek | 1073_B_2 | 1073 | B | 2 |  | Coal Steam |  | MIS_IA | Iowa | 19 | Linn | 113 | 19113 | 2 | 13522 | 1950 | 2010 | stoker/SPR | dry | Y | Bituminous, Subbituminous | [7 empty] | ESPC | No |  |  |  | 5 | 0.58175 | 0.58175 | 0.58175 | 0.58175 | 0.64 | 0.97 | 1
Howland Hydro Station | 1472_G_HL01 | 1472 | G | HL01 |  | Hydro |  | NENG_ME | Maine | 23 | Penobscot | 19 | 23019 | 0.6 | 0 | 1921 | 2015 |  |  | N | Hydro | [13 empty] | 0 | 0 | 0 | 0
Howland Hydro Station | 1472_G_HL02 | 1472 | G | HL02 |  | Hydro |  | NENG_ME | Maine | 23 | Penobscot | 19 | 23019 | 0.6 | 0 | 1916 | 2015 |  |  | N | Hydro | [13 empty] | 0 | 0 | 0 | 0
Howland Hydro Station | 1472_G_HL03 | 1472 | G | HL03 |  | Hydro |  | NENG_ME | Maine | 23 | Penobscot | 19 | 23019 | 0.6 | 0 | 1916 | 2015 |  |  | N | Hydro | [13 empty] | 0 | 0 | 0 | 0
James De Young | 1830_B_4 | 1830 | B | 4 |  | Coal Steam |  | MIS_LMI | Michigan | 26 | Ottawa | 139 | 26139 | 20.5 | 13403 | 1962 | 2017 |  |  | N | Bituminous, Subbituminous | [7 empty] | ESPC | No |  |  |  | 1.67 | 0.76996 | 0.76996 | 0.76996 | 0.76996 | 0.64 | 0.97 | 1
James De Young | 1830_B_5 | 1830 | B | 5 | 1214 | Coal Steam |  | MIS_LMI | Michigan | 26 | Ottawa | 139 | 26139 | 27 | 14500 | 1969 | 2016 | wall | dry | N | Bituminous, Subbituminous |  |  |  | LNB |  |  |  | ESPC | No |  |  |  | 1.67 | 0.09713 | 0.09713 | 0.09713 | 0.09713 | 0.64 | 0.97 | 1
Eckert Station | 1831_B_1 | 1831 | B | 1 | 1215 | Coal Steam |  | MIS_LMI | Michigan | 26 | Ingham | 65 | 26065 | 33 | 12744 | 1954 | 2015 | wall | dry | N | Subbituminous |  |  |  | LNBO |  |  |  | ESPC | No |  |  |  | 1.67 | 0.20362 | 0.20362 | 0.20362 | 0.20362 | 0.64 | 0.97 | 1
Eckert Station | 1831_B_3 | 1831 | B | 3 | 1217 | Coal Steam |  | MIS_LMI | Michigan | 26 | Ingham | 65 | 26065 | 31 | 12343 | 1961 | 2015 | tangential | dry | N | Subbituminous |  |  |  | LNC2 + OFA |  |  |  | ESPC | No |  |  |  | 1.67 | 0.13174 | 0.13174 | 0.13174 | 0.13174 | 0.64 | 0.97 | 1
Eckert Station | 1831_B_4 | 1831 | B | 4 | 1218 | Coal Steam |  | MIS_LMI | Michigan | 26 | Ingham | 65 | 26065 | 64 | 12216 | 1964 | 2020 | wall | dry | N | Subbituminous |  |  |  | LNBO |  |  |  | ESPC | No | ACI | 2016 |  | 1.67 | 0.22225 | 0.22225 | 0.22225 | 0.22225 | 0.1 | 0.1 | 0.1
Eckert Station | 1831_B_5 | 1831 | B | 5 | 1219 | Coal Steam |  | MIS_LMI | Michigan | 26 | Ingham | 65 | 26065 | 63 | 12041 | 1968 | 2020 | wall | dry | N | Subbituminous |  |  |  | LNBO |  |  |  | ESPC | No | ACI | 2016 |  | 1.67 | 0.20968 | 0.20968 | 0.20968 | 0.20968 | 0.1 | 0.1 | 0.1
Eckert Station | 1831_B_6 | 1831 | B | 6 | 1220 | Coal Steam |  | MIS_LMI | Michigan | 26 | Ingham | 65 | 26065 | 63 | 12333 | 1970 | 2020 | wall | dry | N | Subbituminous |  |  |  | LNBO |  |  |  | ESPC | No | ACI | 2016 |  | 1.67 | 0.20322 | 0.20322 | 0.20322 | 0.20322 | 0.1 | 0.1 | 0.1
Hoot Lake | 1943_B_2 | 1943 | B | 2 | 1253 | Coal Steam |  | MIS_MAPP | Minnesota | 27 | Otter Tail | 111 | 27111 | 58 | 11453 | 1959 | 2021 | tangential |  | N | Subbituminous |  |  |  | LNC3 |  |  |  | ESPC | No |  |  |  | 3 | 0.31179 | 0.31179 | 0.31179 | 0.31179 | 0.64 | 0.97 | 1
Hoot Lake | 1943_B_3 | 1943 | B | 3 | 1254 | Coal Steam |  | MIS_MAPP | Minnesota | 27 | Otter Tail | 111 | 27111 | 80 | 11483 | 1964 | 2021 | wall | dry | N | Subbituminous |  |  |  | LNBO |  |  |  | ESPC | No |  |  |  | 3 | 0.18236 | 0.18236 | 0.18236 | 0.18236 | 0.64 | 0.97 | 1
Henderson | 2062_B_H1 | 2062 | B | H1 |  | O/G Steam |  | MIS_D_MS | Mississippi | 28 | Leflore | 83 | 28083 | 3.7 | 14500 | 1960 | 2017 |  |  | N | Natural Gas | [12 empty] | 4.8 | 0.23505 | 0.23505 | 0.23505 | 0.23505
Henderson | 2062_B_H3 | 2062 | B | H3 |  | O/G Steam |  | MIS_D_MS | Mississippi | 28 | Leflore | 83 | 28083 | 21.6 | 13881 | 1960 | 2017 |  |  | N | Natural Gas | [12 empty] | 4.8 | 0.23505 | 0.23505 | 0.23505 | 0.23505
Henderson | 2062_B_HRSG | 2062 | B | HRSG |  | O/G Steam |  | MIS_D_MS | Mississippi | 28 | Leflore | 83 | 28083 | 3.7 | 14500 | 1960 | 2017 |  |  | N | Natural Gas | [13 empty] | 0.23505 | 0.23505 | 0.23505 | 0.23505
Moselle | 2070_G_1 | 2070 | G | 1 |  | Combined Cycle |  | MIS_D_MS | Mississippi | 28 | Jones | 67 | 28067 | 59 | 8307 | 1970 | 2012 | wall |  | N | Natural Gas |  |  |  |  | SCR | [8 empty] | 0.30754 | 0.01279 | 0.30754 | 0.01279
Moselle | 2070_G_2 | 2070 | G | 2 |  | Combined Cycle |  | MIS_D_MS | Mississippi | 28 | Jones | 67 | 28067 | 59 | 8307 | 1970 | 2012 | wall |  | N | Natural Gas |  |  |  |  | SCR | [8 empty] | 0.01663 | 0.01459 | 0.01663 | 0.01459
Montrose | 2080_B_2 | 2080 | B | 2 | 1321 | O/G Steam |  | SPP_N | Missouri | 29 | Henry | 83 | 29083 | 158 | 11111 | 1960 | 2018 | tangential | dry | N | Natural Gas |  |  |  | other | [8 empty] | 1.3 | 0.18804 | 0.18804 | 0.18804 | 0.18804
Montrose | 2080_B_3 | 2080 | B | 3 | 1322 | O/G Steam |  | SPP_N | Missouri | 29 | Henry | 83 | 29083 | 177 | 11073 | 1964 | 2018 | tangential | dry | N | Natural Gas |  |  |  | other | [8 empty] | 1.3 | 0.16954 | 0.16954 | 0.16954 | 0.16954
Sibley | 2094_B_1 | 2094 | B | 1 | 1323 | O/G Steam |  | SPP_N | Missouri | 29 | Jackson | 95 | 29095 | 47 | 10929 | 1960 | 2017 | cyclone | wet | N | Natural Gas |  |  |  | OFA | SNCR |  | 2008 | [5 empty] | 9 | 0.29369 | 0.14194 | 0.29369 | 0.14194
Sibley | 2094_B_2 | 2094 | B | 2 | 1324 | O/G Steam |  | SPP_N | Missouri | 29 | Jackson | 95 | 29095 | 46 | 11016 | 1962 | 2018 | cyclone | wet | N | Natural Gas |  |  |  | OFA | SNCR |  | 2008 | [5 empty] | 9 | 0.33171 | 0.24531 | 0.33171 | 0.24531
Lake Road (MO) | 2098_B_4 | 2098 | B | 4 |  | O/G Steam |  | SPP_N | Missouri | 29 | Buchanan | 21 | 29021 | 12.4 | 14500 | 1951 | 2020 | wall |  | Y | Natural Gas, Distillate Fuel Oil | [12 empty] | 8.6 | 0.23505 | 0.23505 | 0.23505 | 0.23505
Lake Road (MO) | 2098_B_6 | 2098 | B | 6 | 1327 | O/G Steam |  | SPP_N | Missouri | 29 | Buchanan | 21 | 29021 | 92 | 14500 | 1967 | 2020 | cyclone | wet | N | Natural Gas |  |  |  | OFA | [8 empty] | 1.43 | 0.22021 | 0.22021 | 0.22021 | 0.22021
Columbia (MO) | 2123_G_6 | 2123 | G | 6 |  | Combustion Turbine |  | MIS_MO | Missouri | 29 | Boone | 19 | 29019 | 12.5 | 25000 | 1963 | 2016 |  |  | N | Natural Gas, Distillate Fuel Oil |  |  |  | BOOS |  |  |  | B | NA |  |  |  | 2.3 | 0.31175 | 0.31175 | 0.31175 | 0.31175
James River Power Station | 2161_B_1 | 2161 | B | 1 |  | O/G Steam |  | SPP_N | Missouri | 29 | Greene | 77 | 29077 | 21 | 12269 | 1957 | 2017 | tangential | dry | N | Natural Gas | [12 empty] | 1.5 | 0.23505 | 0.23505 | 0.23505 | 0.23505
James River Power Station | 2161_B_2 | 2161 | B | 2 |  | O/G Steam |  | SPP_N | Missouri | 29 | Greene | 77 | 29077 | 21 | 11730 | 1957 | 2017 | tangential | dry | N | Natural Gas | [12 empty] | 1.5 | 0.23505 | 0.23505 | 0.23505 | 0.23505
James River Power Station | 2161_B_3 | 2161 | B | 3 | 1351 | O/G Steam |  | SPP_N | Missouri | 29 | Greene | 77 | 29077 | 41 | 11894 | 1960 | 2017 | wall | dry | N | Natural Gas |  |  |  | LNBO | SNCR |  | 2008 | [5 empty] | 1.5 | 0.1274 | 0.1274 | 0.1274 | 0.1274
James River Power Station | 2161_B_4 | 2161 | B | 4 | 1352 | O/G Steam |  | SPP_N | Missouri | 29 | Greene | 77 | 29077 | 56 | 11515 | 1964 | 2020 | wall | dry | N | Natural Gas |  |  |  | LNBO | SNCR |  | 2008 | [5 empty] | 1.5 | 0.3166 | 0.13001 | 0.3166 | 0.13001
James River Power Station | 2161_B_5 | 2161 | B | 5 | 1353 | O/G Steam |  | SPP_N | Missouri | 29 | Greene | 77 | 29077 | 97 | 11620 | 1970 | 2020 | wall | dry | N | Natural Gas |  |  |  | LNBO | SNCR |  | 2009 | [5 empty] | 2 | 0.16339 | 0.09105 | 0.16339 | 0.09105
C W Burdick | 2241_B_B-1 | 2241 | B | B-1 |  | O/G Steam |  | SPP_NEBR | Nebraska | 31 | Hall | 79 | 31079 | 16.5 | 14500 | 1957 | 2016 |  |  | N | Natural Gas, Residual Fuel Oil |  |  |  | other | [8 empty] | 2.5 | 0.13026 | 0.13026 | 0.13026 | 0.13026
C W Burdick | 2241_B_B-2 | 2241 | B | B-2 |  | O/G Steam |  | SPP_NEBR | Nebraska | 31 | Hall | 79 | 31079 | 22 | 14500 | 1963 | 2016 |  |  | N | Natural Gas, Residual Fuel Oil |  |  |  | other | [8 empty] | 2.5 | 0.13026 | 0.13026 | 0.13026 | 0.13026
Sidney (NE) | 2302_G_4 | 2302 | G | 4 |  | Combustion Turbine | IC Engine | SPP_NEBR | Nebraska | 31 | Cheyenne | 33 | 31033 | 0.8 | 13772 | 1947 | 2013 |  |  | N | Natural Gas, Distillate Fuel Oil | [12 empty] | 2.5 | 0.79266 | 0.79266 | 0.79266 | 0.79266
Indian Point 2 | 2497_G_2 | 2497 | G | 2 |  | Nuclear |  | NY_Z_G-I | New York | 36 | Westchester | 119 | 36119 | 1012.1 | 10456 | 1973 | 2020 |  |  | N | Nuclear Fuel | [13 empty] | 0 | 0 | 0 | 0
Cayuga Operating Company | 2535_B_1 | 2535 | B | 1 | 1768 | Coal Steam |  | NY_Z_C&E | New York | 36 | Tompkins | 109 | 36109 | 154 | 11218 | 1955 | 2016 | tangential | dry | N | Bituminous | Wet Scrubber | 1995 | 0.95 | LNC3 | SCR | 2001 |  | ESPC | No |  |  |  | 3.4 | 0.22288 | 0.1968 | 0.22288 | 0.1968 | 0.1 | 0.84 | 0.56 | 0.99
Cayuga Operating Company | 2535_B_2 | 2535 | B | 2 | 1769 | Coal Steam |  | NY_Z_C&E | New York | 36 | Tompkins | 109 | 36109 | 151 | 11055 | 1958 | 2020 | tangential | dry | N | Bituminous | Wet Scrubber | 1995 | 0.95 | LNC3 |  |  |  | ESPC | No | ACI | 2016 |  | 3.4 | 0.30044 | 0.30044 | 0.30044 | 0.30044 | 0.1 | 0.1 | 0.1 | 0.99
FirstEnergy W H Sammis | 2866_B_1 | 2866 | B | 1 | 1956 | Coal Steam |  | PJM_ATSI | Ohio | 39 | Jefferson | 81 | 39081 | 180 | 10925 | 1959 | 2020 | wall | dry | N | Bituminous, Subbituminous | Wet Scrubber | 2010 | 0.98 | LNB + LNBO | SNCR |  | 2006 | B | NA |  |  |  | 1.1 | 0.23268 | 0.23268 | 0.23268 | 0.23268 | 0.1 | 0.27 | 0.56 | 0.99
FirstEnergy W H Sammis | 2866_B_2 | 2866 | B | 2 | 1957 | Coal Steam |  | PJM_ATSI | Ohio | 39 | Jefferson | 81 | 39081 | 180 | 10912 | 1960 | 2020 | wall | dry | N | Bituminous, Subbituminous | Wet Scrubber | 2010 | 0.98 | LNBO | SNCR |  | 2000 | B | NA |  |  |  | 1.1 | 0.2172 | 0.2172 | 0.2172 | 0.2172 | 0.1 | 0.27 | 0.56 | 0.99
FirstEnergy W H Sammis | 2866_B_3 | 2866 | B | 3 | 1958 | Coal Steam |  | PJM_ATSI | Ohio | 39 | Jefferson | 81 | 39081 | 180 | 11138 | 1961 | 2020 | wall | dry | N | Bituminous, Subbituminous | Wet Scrubber | 2010 | 0.98 | LNBO | SNCR |  | 2005 | B | NA |  |  |  | 1.1 | 0.22535 | 0.14067 | 0.22535 | 0.14067 | 0.1 | 0.27 | 0.56 | 0.99
FirstEnergy W H Sammis | 2866_B_4 | 2866 | B | 4 | 1959 | Coal Steam |  | PJM_ATSI | Ohio | 39 | Jefferson | 81 | 39081 | 180 | 10987 | 1962 | 2020 | wall | dry | N | Bituminous, Subbituminous | Wet Scrubber | 2010 | 0.98 | LNBO | SNCR |  | 2006 | B | NA |  |  |  | 1.1 | 0.16991 | 0.16991 | 0.16991 | 0.16991 | 0.1 | 0.27 | 0.56 | 0.99
Ben French | 3325_G_1 | 3325 | G | 1 |  | Combustion Turbine | IC Engine | WECC_WY | South Dakota | 46 | Pennington | 103 | 46103 | 2 | 12822 | 1965 | 2014 |  |  | N | Distillate Fuel Oil |  |  |  | other | [8 empty] | 3 | 1.7761 | 1.7761 | 1.7761 | 1.7761
Allen Steam Plant | 3393_B_1 | 3393 | B | 1 | 2248 | Coal Steam |  | S_C_TVA | Tennessee | 47 | Shelby | 157 | 47157 | 247 | 10652 | 1959 | 2018 | cyclone | wet | N | Bituminous, Subbituminous |  |  |  | OFA | SCR | 2002 |  | ESPC | No |  |  |  | 4 | 0.7959 | 0.08489 | 0.7959 | 0.08489 | 0.64 | 0.97 | 1
Allen Steam Plant | 3393_B_2 | 3393 | B | 2 | 2249 | Coal Steam |  | S_C_TVA | Tennessee | 47 | Shelby | 157 | 47157 | 247 | 10610 | 1959 | 2018 | cyclone | wet | N | Bituminous, Subbituminous |  |  |  | OFA | SCR | 2002 |  | ESPC | No |  |  |  | 4 | 0.7796 | 0.07817 | 0.7796 | 0.07817 | 0.64 | 0.97 | 1
Allen Steam Plant | 3393_B_3 | 3393 | B | 3 | 2250 | Coal Steam |  | S_C_TVA | Tennessee | 47 | Shelby | 157 | 47157 | 247 | 10623 | 1959 | 2018 | cyclone | wet | N | Bituminous, Subbituminous |  |  |  | OFA | SCR | 2001 |  | ESPC | No |  |  |  | 4 | 0.8478 | 0.08996 | 0.8478 | 0.08996 | 0.64 | 0.97 | 1
Big Brown | 3497_B_1 | 3497 | B | 1 | 2423 | Coal Steam |  | ERC_REST | Texas | 48 | Freestone | 161 | 48161 | 606 | 11260 | 1971 | 2018 | tangential | dry | N | Lignite, Subbituminous |  |  |  | LNC2 | SNCR |  | 2008 | ESPC + B | Yes | ACI | 2009 |  | 3 | 0.13453 | 0.13453 | 0.13453 | 0.13453 | 0.1 | 0.1 | 0.1
Big Brown | 3497_B_2 | 3497 | B | 2 | 2424 | Coal Steam |  | ERC_REST | Texas | 48 | Freestone | 161 | 48161 | 602 | 11198 | 1972 | 2018 | tangential | dry | N | Lignite, Subbituminous |  |  |  | LNC2 | SNCR |  | 2008 | ESPC + B | Yes | ACI | 2009 |  | 3 | 0.14303 | 0.14303 | 0.139 | 0.139 | 0.1 | 0.1 | 0.1
V C Summer | 6127_G_2 | 6127 | G | 2 |  | Nuclear |  | S_VACA | South Carolina | 45 | Fairfield | 39 | 45039 | 1100 | 10479 | 2019 | 2019 |  |  | N | Nuclear Fuel | [13 empty] | 0 | 0 | 0 | 0
V C Summer | 6127_G_3 | 6127 | G | 3 |  | Nuclear |  | S_VACA | South Carolina | 45 | Fairfield | 39 | 45039 | 1100 | 10479 | 2020 | 2020 |  |  | N | Nuclear Fuel | [13 empty] | 0 | 0 | 0 | 0
Monticello | 6147_B_1 | 6147 | B | 1 | 2807 | Coal Steam |  | ERC_REST | Texas | 48 | Titus | 449 | 48449 | 535 | 11505 | 1974 | 2018 | tangential | dry | N | Lignite, Subbituminous |  |  |  | LNC2 | SNCR |  | 2009 | ESPC + B | Yes | ACI | 2009 |  | 3 | 0.14401 | 0.14401 | 0.139 | 0.139 | 0.1 | 0.1 | 0.1
Monticello | 6147_B_2 | 6147 | B | 2 | 2808 | Coal Steam |  | ERC_REST | Texas | 48 | Titus | 449 | 48449 | 535 | 11532 | 1975 | 2018 | tangential | dry | N | Lignite, Subbituminous |  |  |  | LNC2 | SNCR |  | 2008 | ESPC + B | Yes | ACI | 2009 |  | 3 | 0.15183 | 0.15183 | 0.139 | 0.139 | 0.1 | 0.1 | 0.1
Monticello | 6147_B_3 | 6147 | B | 3 | 2809 | Coal Steam |  | ERC_REST | Texas | 48 | Titus | 449 | 48449 | 795 | 11504 | 1978 | 2018 | wall | dry | N | Lignite, Subbituminous | Wet Scrubber | 1978 | 0.95 | LNBO | SNCR |  | 2008 | ESPC | Yes | ACI | 2009 |  | 1.2 | 0.142 | 0.142 | 0.142 | 0.142 | 0.1 | 0.1 | 0.1 | 0.99
D G Hunter | 6558_B_3 | 6558 | B | 3 | 2890 | O/G Steam |  | MIS_LA | Louisiana | 22 | Rapides | 79 | 22079 | 50 | 14500 | 1965 | 2016 | tangential | dry | N | Natural Gas, Distillate Fuel Oil | [12 empty] | 1.2 | 0.23505 | 0.23505 | 0.23505 | 0.23505
D G Hunter | 6558_B_4 | 6558 | B | 4 |  | O/G Steam |  | MIS_LA | Louisiana | 22 | Rapides | 79 | 22079 | 80 | 12486 | 1974 | 2016 | tangential | dry | N | Natural Gas, Distillate Fuel Oil | [12 empty] | 1.2 | 1.2 | 1.2 | 1.2 | 1.2
Block Island | 6567_G_22 | 6567 | G | 22 |  | Combustion Turbine | IC Engine | NENGREST | Rhode Island | 44 | Washington | 9 | 44009 | 1.2 | 12132 | 1999 | 2016 |  |  | N | Distillate Fuel Oil |  |  |  |  | SCR | [7 empty] | 1.121 | 1.7761 | 0.35522 | 1.7761 | 0.35522
Sandow No 4 | 6648_B_4 | 6648 | B | 4 | 2900 | Coal Steam |  | ERC_REST | Texas | 48 | Milam | 331 | 48331 | 600 | 10977 | 1981 | 2018 | tangential | dry | N | Lignite | Wet Scrubber | 1981 | 0.92 | LNC2 | SCR | 2010 |  | ESPC | No | ACI | 2009 |  | 1.2 | 0.2078 | 0.06601 | 0.2078 | 0.06601 | 0.1 | 0.1 | 0.1 | 0.99
Indian Point 3 | 8907_G_3 | 8907 | G | 3 |  | Nuclear |  | NY_Z_G-I | New York | 36 | Westchester | 119 | 36119 | 1039.4 | 10456 | 1976 | 2021 |  |  | N | Nuclear Fuel | [13 empty] | 0 | 0 | 0 | 0
James River Genco LLC | 10377_B_1A | 10377 | B | 1A | 10070 | Coal Steam |  | PJM_Dom | Virginia | 51 | Hopewell City | 670 | 51670 | 15.4 | 9398 | 1987 | 2019 | stoker/SPR | dry | Y | Bituminous | Dry Scrubber | 2008 | 0.9 | FR + OFA + MR |  |  |  | B | NA |  |  |  | 0.96 | 0.4221 | 0.4221 | 0.4221 | 0.4221 | 0.05 | 0.75 | 1 | 0.95
James River Genco LLC | 10377_B_1B | 10377 | B | 1B | 10071 | Coal Steam |  | PJM_Dom | Virginia | 51 | Hopewell City | 670 | 51670 | 15.4 | 9398 | 1987 | 2019 | stoker/SPR | dry | Y | Bituminous | Dry Scrubber | 2008 | 0.9 | FR + OFA + MR |  |  |  | B | NA |  |  |  | 0.96 | 0.42379 | 0.42379 | 0.42379 | 0.42379 | 0.05 | 0.75 | 1 | 0.95
James River Genco LLC | 10377_B_1C | 10377 | B | 1C | 10072 | Coal Steam |  | PJM_Dom | Virginia | 51 | Hopewell City | 670 | 51670 | 15.4 | 9398 | 1987 | 2019 | stoker/SPR | dry | Y | Bituminous | Dry Scrubber | 2008 | 0.9 | FR + OFA + MR |  |  |  | B | NA |  |  |  | 0.96 | 0.4236 | 0.4236 | 0.4236 | 0.4236 | 0.05 | 0.75 | 1 | 0.95
James River Genco LLC | 10377_B_2A | 10377 | B | 2A | 10073 | Coal Steam |  | PJM_Dom | Virginia | 51 | Hopewell City | 670 | 51670 | 15.4 | 9398 | 1987 | 2019 | stoker/SPR | dry | Y | Bituminous | Dry Scrubber | 2008 | 0.9 | FR + OFA + MR |  |  |  | B | NA |  |  |  | 0.96 | 0.40939 | 0.40939 | 0.40939 | 0.40939 | 0.05 | 0.75 | 1 | 0.95
James River Genco LLC | 10377_B_2B | 10377 | B | 2B | 10074 | Coal Steam |  | PJM_Dom | Virginia | 51 | Hopewell City | 670 | 51670 | 15.4 | 9398 | 1987 | 2019 | stoker/SPR | dry | Y | Bituminous | Dry Scrubber | 2008 | 0.9 | FR + OFA + MR |  |  |  | B | NA |  |  |  | 0.96 | 0.40224 | 0.40224 | 0.40224 | 0.40224 | 0.05 | 0.75 | 1 | 0.95
James River Genco LLC | 10377_B_2C | 10377 | B | 2C | 10075 | Coal Steam |  | PJM_Dom | Virginia | 51 | Hopewell City | 670 | 51670 | 15.4 | 9398 | 1987 | 2019 | stoker/SPR | dry | Y | Bituminous | Dry Scrubber | 2008 | 0.9 | FR + OFA + MR |  |  |  | B | NA |  |  |  | 0.96 | 0.40145 | 0.40145 | 0.40145 | 0.40145 | 0.05 | 0.75 | 1 | 0.95
Edgecombe Genco LLC | 10384_B_1A | 10384 | B | 1A | 9927 | Coal Steam |  | PJM_Dom | North Carolina | 37 | Edgecombe | 65 | 37065 | 29 | 14439 | 1990 | 2020 | stoker/SPR | dry | Y | Bituminous | Dry Scrubber | 1990 | 0.954 | AA + OFA |  |  |  | B | NA |  |  |  | 0.31 | 0.51044 | 0.51044 | 0.51044 | 0.51044 | 0.05 | 0.75 | 1 | 0.99
Edgecombe Genco LLC | 10384_B_1B | 10384 | B | 1B | 9928 | Coal Steam |  | PJM_Dom | North Carolina | 37 | Edgecombe | 65 | 37065 | 29 | 14439 | 1990 | 2020 | stoker/SPR | dry | Y | Bituminous | Dry Scrubber | 1990 | 0.953 | AA + OFA |  |  |  | B | NA |  |  |  | 0.31 | 0.50834 | 0.50834 | 0.50834 | 0.50834 | 0.05 | 0.75 | 1 | 0.99
Edgecombe Genco LLC | 10384_B_2A | 10384 | B | 2A | 9929 | Coal Steam |  | PJM_Dom | North Carolina | 37 | Edgecombe | 65 | 37065 | 29 | 14439 | 1990 | 2020 | stoker/SPR | dry | Y | Bituminous | Dry Scrubber | 1990 | 0.954 | AA + OFA |  |  |  | B | NA |  |  |  | 0.31 | 0.52487 | 0.52487 | 0.52487 | 0.52487 | 0.05 | 0.75 | 1 | 0.99
Edgecombe Genco LLC | 10384_B_2B | 10384 | B | 2B | 9930 | Coal Steam |  | PJM_Dom | North Carolina | 37 | Edgecombe | 65 | 37065 | 29 | 14439 | 1990 | 2020 | stoker/SPR | dry | Y | Bituminous | Dry Scrubber | 1990 | 0.947 | AA + OFA |  |  |  | B | NA |  |  |  | 0.31 | 0.51675 | 0.51675 | 0.51675 | 0.51675 | 0.05 | 0.75 | 1 | 0.99
Puente Hills Energy Recovery | 10472_G_GEN3 | 10472 | G | GEN3 |  | Landfill Gas |  | WECC_SCE | California | 6 | Los Angeles | 37 | 06037 | 2.7 | 14242 | 2006 | 2016 |  |  | N | Landfill Gas | [13 empty] | 0.08623 | 0.08623 | 0.08623 | 0.08623
Puente Hills Energy Recovery | 10472_G_GEN4 | 10472 | G | GEN4 |  | Landfill Gas |  | WECC_SCE | California | 6 | Los Angeles | 37 | 06037 | 2.7 | 14242 | 2006 | 2016 |  |  | N | Landfill Gas | [13 empty] | 0.08623 | 0.08623 | 0.08623 | 0.08623
Puente Hills Energy Recovery | 10472_G_GEN5 | 10472 | G | GEN5 |  | Landfill Gas |  | WECC_SCE | California | 6 | Los Angeles | 37 | 06037 | 2.7 | 14242 | 2006 | 2016 |  |  | N | Landfill Gas | [13 empty] | 0.08623 | 0.08623 | 0.08623 | 0.08623
Argus Cogen Plant | 10684_B_BLR25 | 10684 | B | BLR25 |  | Coal Steam |  | WECC_SCE | California | 6 | San Bernardino | 71 | 06071 | 27 | 10428 | 1978 | 2015 |  |  | Y | Bituminous | Wet Scrubber | 1978 | 0.982 | LNB + OFA | SNCR |  | 1978 | ESPC | Yes |  |  |  | 0.526 | 0.25846 | 0.25846 | 0.25846 | 0.25846 | 0.34 | 0.84 | 0.56 | 0.99
Argus Cogen Plant | 10684_B_BLR26 | 10684 | B | BLR26 |  | Coal Steam |  | WECC_SCE | California | 6 | San Bernardino | 71 | 06071 | 27 | 10428 | 1978 | 2015 |  |  | Y | Bituminous | Wet Scrubber | 1978 | 0.982 | LNB + OFA | SNCR |  | 1978 | ESPC | Yes |  |  |  | 0.526 | 0.25846 | 0.25846 | 0.25846 | 0.25846 | 0.34 | 0.84 | 0.56 | 0.99
Chalk Cliff Limited | 50003_G_GEN1 | 50003 | G | GEN1 |  | Combustion Turbine |  | WEC_CALN | California | 6 | Kern | 29 | 06029 | 46 | 8700 | 1990 | 2015 |  |  | Y | Natural Gas | [12 empty] | 0.74 | 0.01719 | 0.01719 | 0.01719 | 0.01719
Veolia Energy Trenton L.P. | 50094_G_7214 | 50094 | G | 7214 |  | Combustion Turbine | IC Engine | PJM_EMAC | New Jersey | 34 | Mercer | 21 | 34021 | 5.8 | 14252 | 1983 | 2021 |  |  | Y | Natural Gas, Distillate Fuel Oil | [12 empty] | 0.21 | 0.3245 | 0.3245 | 0.3245 | 0.3245
WPS Power Niagara | 50202_B_1 | 50202 | B | 1 | 3641 | Biomass |  | NY_Z_A | New York | 36 | Niagara | 63 | 36063 | 41 | 17239 | 2014 | 2016 | FBC |  | N | Biomass | Reagent Injection | 2014 | 0.888 |  | SNCR |  | 2000 | B | NA |  |  |  | 3.8 | 0.12839 | 0.12839 | 0.12839 | 0.12839
Bucksport Generation LLC | 50243_B_5 | 50243 | B | 5 |  | Biomass |  | NENG_ME | Maine | 23 | Hancock | 9 | 23009 | 22.8 | 11668 | 1966 | 2017 | wall | dry | Y | Biomass |  |  |  | LNB | [9 empty] | 0.21763 | 0.21763 | 0.21763 | 0.21763
Ormesa IH | 50762_G_OE11 | 50762 | G | OE11 |  | Geothermal |  | WECC_IID | California | 6 | Imperial | 25 | 06025 | 0.6 | 9771 | 1989 | 2017 |  |  | N | Geothermal | [13 empty] | 0 | 0 | 0 | 0 | 0.4625 | 0.4625 | 0.4625
Winnebago County Landfill Gas | 50936_G_EG1 | 50936 | G | EG1 |  | Landfill Gas |  | MIS_WUMS | Wisconsin | 55 | Winnebago | 139 | 55139 | 0.9 | 13500 | 2000 | 2016 |  |  | N | Landfill Gas | [13 empty] | 0.24082 | 0.24082 | 0.24082 | 0.24082
Indiantown Cogeneration LP | 50976_B_AAB01 | 50976 | B | AAB01 | 89972 | Coal Steam |  | FRCC | Florida | 12 | Martin | 85 | 12085 | 330 | 9173 | 1995 | 2020 | wall | dry | Y | Bituminous | Dry Scrubber | 1995 | 0.7 | LNB + LNBO | SCR | 1995 |  | B | NA |  |  |  | 1.2 | 0.2342 | 0.07 | 0.2342 | 0.07 | 0.05 | 0.75 | 1 | 0.75
Sandow No 5 | 52071_B_5A | 52071 | B | 5A | 89920 | Coal Steam |  | ERC_REST | Texas | 48 | Milam | 331 | 48331 | 300 | 10808 | 2010 | 2018 | FBC | dry | N | Lignite | Dry Scrubber | 2009 | 0.954 | CF | SNCR |  | 2009 | B | NA | ACI | 2010 |  | 0.15 | 0.0696 | 0.0696 | 0.0696 | 0.0696 | 0.1 | 0.1 | 0.1 | 0.95
Sandow No 5 | 52071_B_5B | 52071 | B | 5B | 89921 | Coal Steam |  | ERC_REST | Texas | 48 | Milam | 331 | 48331 | 300 | 10808 | 2010 | 2018 | FBC | dry | N | Lignite | Dry Scrubber | 2009 | 0.954 | CF | SNCR |  | 2009 | B | NA | ACI | 2010 |  | 0.15 | 0.06948 | 0.06948 | 0.06948 | 0.06948 | 0.1 | 0.1 | 0.1 | 0.95
Spruance Genco LLC | 54081_B_1A | 54081 | B | 1A | 88188 | Coal Steam |  | PJM_Dom | Virginia | 51 | Richmond City | 760 | 51760 | 26 | 12227 | 1992 | 2017 | stoker/SPR | dry | Y | Bituminous | Dry Scrubber | 1992 | 0.954 | FR + OFA | SNCR |  | 2015 | B | NA |  |  |  | 0.13 | 0.3043 | 0.2993 | 0.3043 | 0.2993 | 0.05 | 0.75 | 1 | 0.99
Spruance Genco LLC | 54081_B_1B | 54081 | B | 1B | 88189 | Coal Steam |  | PJM_Dom | Virginia | 51 | Richmond City | 760 | 51760 | 26 | 12227 | 1992 | 2017 | stoker/SPR | dry | Y | Bituminous | Dry Scrubber | 1992 | 0.954 | FR + OFA | SNCR |  | 2015 | B | NA |  |  |  | 0.13 | 0.3059 | 0.2974 | 0.3059 | 0.2974 | 0.05 | 0.75 | 1 | 0.99
Spruance Genco LLC | 54081_B_2A | 54081 | B | 2A | 88190 | Coal Steam |  | PJM_Dom | Virginia | 51 | Richmond City | 760 | 51760 | 26 | 12227 | 1992 | 2017 | stoker/SPR | dry | Y | Bituminous | Dry Scrubber | 1992 | 0.954 | FR + OFA | SNCR |  | 2015 | B | NA |  |  |  | 0.13 | 0.31818 | 0.29516 | 0.31818 | 0.29516 | 0.05 | 0.75 | 1 | 0.99
Spruance Genco LLC | 54081_B_2B | 54081 | B | 2B | 88191 | Coal Steam |  | PJM_Dom | Virginia | 51 | Richmond City | 760 | 51760 | 26 | 12227 | 1992 | 2017 | stoker/SPR | dry | Y | Bituminous | Dry Scrubber | 1992 | 0.954 | FR + OFA | SNCR |  | 2015 | B | NA |  |  |  | 0.13 | 0.302 | 0.30138 | 0.302 | 0.30138 | 0.05 | 0.75 | 1 | 0.99
Spruance Genco LLC | 54081_B_3A | 54081 | B | 3A | 88192 | Coal Steam |  | PJM_Dom | Virginia | 51 | Richmond City | 760 | 51760 | 21.2 | 12227 | 1992 | 2017 | stoker/SPR | dry | Y | Bituminous | Dry Scrubber | 1992 | 0.954 | FR + OFA | SNCR |  | 2001 | B | NA |  |  |  | 0.13 | 0.3015 | 0.28423 | 0.3015 | 0.28423 | 0.05 | 0.75 | 1 | 0.99
Spruance Genco LLC | 54081_B_3B | 54081 | B | 3B | 88193 | Coal Steam |  | PJM_Dom | Virginia | 51 | Richmond City | 760 | 51760 | 21.2 | 12227 | 1992 | 2017 | stoker/SPR | dry | Y | Bituminous | Dry Scrubber | 1992 | 0.954 | FR + OFA | SNCR |  | 2001 | B | NA |  |  |  | 0.13 | 0.28373 | 0.28373 | 0.28373 | 0.28373 | 0.05 | 0.75 | 1 | 0.99
Spruance Genco LLC | 54081_B_4A | 54081 | B | 4A | 88194 | Coal Steam |  | PJM_Dom | Virginia | 51 | Richmond City | 760 | 51760 | 21.2 | 12227 | 1992 | 2017 | stoker/SPR | dry | Y | Bituminous | Dry Scrubber | 1992 | 0.954 | FR + OFA | SNCR |  | 2001 | B | NA |  |  |  | 0.13 | 0.29734 | 0.29734 | 0.29734 | 0.29734 | 0.05 | 0.75 | 1 | 0.99
Spruance Genco LLC | 54081_B_4B | 54081 | B | 4B | 88195 | Coal Steam |  | PJM_Dom | Virginia | 51 | Richmond City | 760 | 51760 | 21.2 | 12227 | 1992 | 2017 | stoker/SPR | dry | Y | Bituminous | Dry Scrubber | 1992 | 0.954 | FR + OFA | SNCR |  | 2001 | B | NA |  |  |  | 0.13 | 0.29681 | 0.29681 | 0.29681 | 0.29681 | 0.05 | 0.75 | 1 | 0.99
Harris Energy Realty | 54981_G_ALBA | 54981 | G | ALBA |  | Hydro |  | NENGREST | Massachusetts | 25 | Hampden | 13 | 25013 | 0.3 | 0 | 1999 | 2019 |  |  | N | Hydro | [13 empty] | 0 | 0 | 0 | 0
Harris Energy Realty | 54981_G_ALBD | 54981 | G | ALBD |  | Hydro |  | NENGREST | Massachusetts | 25 | Hampden | 13 | 25013 | 0.4 | 0 | 1982 | 2019 |  |  | N | Hydro | [13 empty] | 0 | 0 | 0 | 0
Two Elk Generating Station | 55360_B_1 | 55360 | B | 1 |  | Coal Steam |  | WECC_WY | Wyoming | 56 | Campbell | 5 | 56005 | 275 | 8752 | 2016 | 2016 | tangential | dry | N | Waste Coal | Dry Scrubber | 2020 | 0.85 | LNC3 | SCR | 2016 |  | B | NA | ACI | 2016 |  | 0.132 | 0.28379 | 0.28379 | 0.28379 | 0.28379 | 0.01 | 0.01 | 0.01 | 0.99
Washington Parish Energy Center | 55486_G_CTG1 | 55486 | G | CTG1 |  | Combined Cycle |  | MIS_AMSO | Louisiana | 22 | Washington | 117 | 22117 | 172 | 6250 | 2019 | 2019 |  |  | N | Natural Gas |  |  |  |  | SCR | [8 empty] | 0.07141 | 0.07141 | 0.07141 | 0.07141
Washington Parish Energy Center | 55486_G_CTG2 | 55486 | G | CTG2 |  | Combined Cycle |  | MIS_AMSO | Louisiana | 22 | Washington | 117 | 22117 | 172 | 6250 | 2019 | 2019 |  |  | N | Natural Gas |  |  |  |  | SCR | [8 empty] | 0.07141 | 0.07141 | 0.07141 | 0.07141
Washington Parish Energy Center | 55486_G_ST1 | 55486 | G | ST1 |  | Combined Cycle |  | MIS_AMSO | Louisiana | 22 | Washington | 117 | 22117 | 215 | 6250 | 2019 | 2019 |  |  | N | Natural Gas |  |  |  |  | SCR | 2017 | [7 empty] | 0.07141 | 0.07141 | 0.07141 | 0.07141
Tri Center Naniwa Energy | 55494_G_CT3 | 55494 | G | CT3 |  | Combustion Turbine |  | WECC_NNV | Nevada | 32 | Storey | 29 | 32029 | 50 | 16581 | 2001 | 2017 |  |  | N | Natural Gas |  |  |  | H2O | SCR | 2001 | [6 empty] | 1.4 | 0.01963 | 0.01963 | 0.01963 | 0.01963
Tri Center Naniwa Energy | 55494_G_CT4 | 55494 | G | CT4 |  | Combustion Turbine |  | WECC_NNV | Nevada | 32 | Storey | 29 | 32029 | 50 | 16581 | 2001 | 2017 |  |  | N | Natural Gas |  |  |  | H2O | SCR | 2001 | [6 empty] | 1.4 | 0.01963 | 0.01963 | 0.01963 | 0.01963
Tri Center Naniwa Energy | 55494_G_CT5 | 55494 | G | CT5 |  | Combustion Turbine |  | WECC_NNV | Nevada | 32 | Storey | 29 | 32029 | 50 | 16581 | 2001 | 2017 |  |  | N | Natural Gas |  |  |  | H2O | SCR | 2001 | [6 empty] | 1.4 | 0.01963 | 0.01963 | 0.01963 | 0.01963
Tri Center Naniwa Energy | 55494_G_CT6 | 55494 | G | CT6 |  | Combustion Turbine |  | WECC_NNV | Nevada | 32 | Storey | 29 | 32029 | 50 | 16581 | 2001 | 2017 |  |  | N | Natural Gas |  |  |  | H2O | SCR | 2001 | [6 empty] | 1.4 | 0.01963 | 0.01963 | 0.01963 | 0.01963
Equus Freeport Power | 56032_G_001 | 56032 | G | 001 | 89349 | Combustion Turbine |  | NY_Z_K | New York | 36 | Nassau | 59 | 36059 | 48.1 | 10800 | 2004 | 2004 |  |  | N | Natural Gas, Distillate Fuel Oil |  |  |  | H2O | SCR | [8 empty] | 0.01255 | 0.01255 | 0.01255 | 0.01255
Galena 3 Geothermal Power Plant | 56541_G_GEN2 | 56541 | G | GEN2 |  | Geothermal |  | WECC_NNV | Nevada | 32 | Washoe | 31 | 32031 | 7.9 | 9771 | 2008 | 2015 |  |  | N | Geothermal | [13 empty] | 0 | 0 | 0 | 0 | 0.4563 | 0.4563 | 0.4563
WC Landfill Energy LLC | 57848_G_GEN1 | 57848 | G | GEN1 |  | Landfill Gas |  | PJM_EMAC | New Jersey | 34 | Warren | 41 | 34041 | 1.8 | 13500 | 2006 | 2016 |  |  | N | Landfill Gas | [13 empty] | 0.24082 | 0.24082 | 0.24082 | 0.24082
Mesa Solar Array | 58466_G_MSA1 | 58466 | G | MSA1 |  | Solar PV |  | WECC_AZ | Arizona | 4 | Maricopa | 13 | 04013 | 4 | 0 | 2013 | 2016 |  |  | N | Solar | [13 empty] | 0 | 0 | 0 | 0
IDE 1 LLC | 58967_G_UNIT1 | 58967 | G | UNIT1 |  | Non-Fossil Waste |  | WECC_ID | Idaho | 16 | Jerome | 53 | 16053 | 0.8 | 13500 | 2012 | 2015 |  |  | N | Non-Fossil Waste | [13 empty] | 0 | 0 | 0 | 0
IDE 1 LLC | 58967_G_UNIT2 | 58967 | G | UNIT2 |  | Non-Fossil Waste |  | WECC_ID | Idaho | 16 | Jerome | 53 | 16053 | 0.8 | 13500 | 2012 | 2015 |  |  | N | Non-Fossil Waste | [13 empty] | 0 | 0 | 0 | 0
IDE 1 LLC | 58967_G_UNIT3 | 58967 | G | UNIT3 |  | Non-Fossil Waste |  | WECC_ID | Idaho | 16 | Jerome | 53 | 16053 | 0.8 | 13500 | 2012 | 2015 |  |  | N | Non-Fossil Waste | [13 empty] | 0 | 0 | 0 | 0
IDE 2 LLC | 58968_G_UNIT1 | 58968 | G | UNIT1 |  | Non-Fossil Waste |  | WECC_ID | Idaho | 16 | Jerome | 53 | 16053 | 1.5 | 40000 | 2012 | 2015 |  |  | N | Non-Fossil Waste | [13 empty] | 0 | 0 | 0 | 0
IDE 2 LLC | 58968_G_UNIT2 | 58968 | G | UNIT2 |  | Non-Fossil Waste |  | WECC_ID | Idaho | 16 | Jerome | 53 | 16053 | 1.5 | 40000 | 2012 | 2015 |  |  | N | Non-Fossil Waste | [13 empty] | 0 | 0 | 0 | 0
IDE 2 LLC | 58968_G_UNIT3 | 58968 | G | UNIT3 |  | Non-Fossil Waste |  | WECC_ID | Idaho | 16 | Jerome | 53 | 16053 | 1.5 | 40000 | 2012 | 2015 |  |  | N | Non-Fossil Waste | [13 empty] | 0 | 0 | 0 | 0
IDE 3 LLC | 58969_G_UNIT1 | 58969 | G | UNIT1 |  | Non-Fossil Waste |  | WECC_ID | Idaho | 16 | Gooding | 47 | 16047 | 0.8 | 40000 | 2012 | 2015 |  |  | N | Non-Fossil Waste | [13 empty] | 0 | 0 | 0 | 0
IDE 3 LLC | 58969_G_UNIT2 | 58969 | G | UNIT2 |  | Non-Fossil Waste |  | WECC_ID | Idaho | 16 | Gooding | 47 | 16047 | 0.8 | 40000 | 2012 | 2015 |  |  | N | Non-Fossil Waste | [13 empty] | 0 | 0 | 0 | 0
IDE 4 LLC | 58970_G_UNIT1 | 58970 | G | UNIT1 |  | Non-Fossil Waste |  | WECC_ID | Idaho | 16 | Jerome | 53 | 16053 | 1.1 | 13500 | 2013 | 2015 |  |  | N | Non-Fossil Waste | [13 empty] | 0 | 0 | 0 | 0
IDE 4 LLC | 58970_G_UNIT2 | 58970 | G | UNIT2 |  | Non-Fossil Waste |  | WECC_ID | Idaho | 16 | Jerome | 53 | 16053 | 1.1 | 13500 | 2013 | 2015 |  |  | N | Non-Fossil Waste | [13 empty] | 0 | 0 | 0 | 0
IDE 4 LLC | 58970_G_UNIT3 | 58970 | G | UNIT3 |  | Non-Fossil Waste |  | WECC_ID | Idaho | 16 | Jerome | 53 | 16053 | 1.1 | 13500 | 2013 | 2015 |  |  | N | Non-Fossil Waste | [13 empty] | 0 | 0 | 0 | 0
California Dairy Energy I LLC | 58971_G_UNIT1 | 58971 | G | UNIT1 |  | Non-Fossil Waste |  | WECC_SCE | California | 6 | Tulare | 107 | 06107 | 1.1 | 13500 | 2012 | 2015 |  |  | N | Non-Fossil Waste | [13 empty] | 0 | 0 | 0 | 0
California Dairy Energy I LLC | 58971_G_UNIT2 | 58971 | G | UNIT2 |  | Non-Fossil Waste |  | WECC_SCE | California | 6 | Tulare | 107 | 06107 | 1.1 | 13500 | 2012 | 2015 |  |  | N | Non-Fossil Waste | [13 empty] | 0 | 0 | 0 | 0
California Dairy Energy I LLC | 58971_G_UNIT3 | 58971 | G | UNIT3 |  | Non-Fossil Waste |  | WECC_SCE | California | 6 | Tulare | 107 | 06107 | 1.1 | 13500 | 2012 | 2015 |  |  | N | Non-Fossil Waste | [13 empty] | 0 | 0 | 0 | 0
Hidden View Dairy, LLC | 59260_G_HV2 | 59260 | G | HV2 |  | Non-Fossil Waste |  | MIS_INKY | Indiana | 18 | Jasper | 73 | 18073 | 0.3 | 11414 | 2007 | 2016 |  |  | N | Non-Fossil Waste | [13 empty] | 0 | 0 | 0 | 0
SunE Redlands | 60031_G_RDNDS | 60031 | G | RDNDS |  | Solar PV |  | WECC_SCE | California | 6 | San Bernardino | 71 | 06071 | 1.5 | 0 | 2016 | 2016 |  |  | N | Solar | [13 empty] | 0 | 0 | 0 | 0
Rio Bravo Jasmin | 10768_B_CFB | 10768 | B | CFB |  | Biomass |  | WECC_SCE | California | 6 | Kern | 29 | 06029 | 33 | 11686 | 1989 | 2014 | FBC | dry | Y | Biomass | Reagent Injection | 1990 | 0.888 | CF + NH3 | SNCR |  | 1989 | B | NA |  |  |  | 5.26 | 0.15272 | 0.15272 | 0.15272 | 0.15272 | 0.05 | 0.43 | 0.43 | 0.95 | Yes
Mid Valley Plant | 56170_G_UNT1 | 56170 | G | UNT1 |  | Landfill Gas |  | WECC_SCE | California | 6 | San Bernardino | 71 | 06071 | 1.3 | 15155 | 2003 | 2016 |  |  | N | Landfill Gas | [13 empty] | 0.08623 | 0.08623 | 0.08623 | 0.08623
Mid Valley Plant | 56170_G_UNT2 | 56170 | G | UNT2 |  | Landfill Gas |  | WECC_SCE | California | 6 | San Bernardino | 71 | 06071 | 1.3 | 15155 | 2003 | 2016 |  |  | N | Landfill Gas | [13 empty] | 0.08623 | 0.08623 | 0.08623 | 0.08623
Silver Creek Lift Station | 56892_G_1255 | 56892 | G | 1255 |  | Combustion Turbine | IC Engine | S_VACA | North Carolina | 37 | Burke | 23 | 37023 | 0.2 | 25000 | 2008 | 2017 |  |  | N | Distillate Fuel Oil | [13 empty] | 1.7761 | 1.7761 | 1.7761 | 1.7761
Aspen Biomass Power Plant | 56931_B_BoilA | 56931 | B | BoilA |  | Biomass |  | ERC_REST | Texas | 48 | Angelina | 5 | 48005 | 50 | 13500 | 2011 | 2015 |  |  | N | Biomass |  |  |  |  | SCR | 2011 |  | ESPH | No |  |  |  |  | 0.05794 | 0.05794 | 0.05794 | 0.05794
Matrix Buildings A&B (Perth Amboy) Solar | 57384_G_SWC1 | 57384 | G | SWC1 |  | Solar PV |  | PJM_EMAC | New Jersey | 34 | Middlesex | 23 | 34023 | 3.5 | 0 | 2012 | 2017 |  |  | N | Solar | [13 empty] | 0 | 0 | 0 | 0
Tulsa LFG LLC | 57828_G_GEN2 | 57828 | G | GEN2 |  | Landfill Gas |  | SPP_WEST | Oklahoma | 40 | Osage | 113 | 40113 | 1.4 | 13500 | 2013 | 2016 |  |  | N | Landfill Gas | [13 empty] | 0.24082 | 0.24082 | 0.24082 | 0.24082
Kenansville Solar 2, LLC | 58803_G_INV2 | 58803 | G | INV2 |  | Solar PV |  | S_VACA | North Carolina | 37 | Duplin | 61 | 37061 | 0.5 | 0 | 2016 | 2017 |  |  | N | Solar | [13 empty] | 0 | 0 | 0 | 0
Kenansville Solar 2, LLC | 58803_G_INV3 | 58803 | G | INV3 |  | Solar PV |  | S_VACA | North Carolina | 37 | Duplin | 61 | 37061 | 0.5 | 0 | 2016 | 2017 |  |  | N | Solar | [13 empty] | 0 | 0 | 0 | 0
Kenansville Solar 2, LLC | 58803_G_INV4 | 58803 | G | INV4 |  | Solar PV |  | S_VACA | North Carolina | 37 | Duplin | 61 | 37061 | 0.5 | 0 | 2016 | 2017 |  |  | N | Solar | [13 empty] | 0 | 0 | 0 | 0
Caprock Solar 2 LLC | 59846_G_PV1 | 59846 | G | PV1 |  | Solar PV |  | SPP_SPS | New Mexico | 35 | Quay | 37 | 35037 | 30 | 0 | 2018 | 2018 |  |  | N | Solar | [13 empty] | 0 | 0 | 0 | 0
ESS Lewes | 60216_G_ESSLS | 60216 | G | ESSLS |  | Energy Storage |  | PJM_EMAC | Delaware | 10 | Sussex | 5 | 10005 | 8 | 0 | 2017 | 2017 |  |  | N | Energy Storage | [13 empty] | 0 | 0 | 0 | 0
Milton L Kapp | 1048_B_2 | 1048 | B | 2 | 740 | O/G Steam |  | MIS_IA | Iowa | 19 | Clinton | 45 | 19045 | 112 | 11199 | 1967 | 2018 | tangential | dry | N | Natural Gas |  |  |  | LNC1 | [9 empty] | 0.11335 | 0.11335 | 0.11335 | 0.11335
Pleasant Prairie | 6170_B_1 | 6170 | B | 1 | 2821 | Coal Steam |  | MIS_WUMS | Wisconsin | 55 | Kenosha | 59 | 55059 | 594 | 11201 | 1980 | 2018 | wall | dry | N | Subbituminous | Wet Scrubber | 2006 | 0.95 | LNB | SCR | 2006 |  | ESPC | Yes | ACI | 2016 |  | 0.1 | 0.06709 | 0.06709 | 0.06709 | 0.06709 | 0.1 | 0.1 | 0.1 | 0.99
Pleasant Prairie | 6170_B_2 | 6170 | B | 2 | 2822 | Coal Steam |  | MIS_WUMS | Wisconsin | 55 | Kenosha | 59 | 55059 | 594 | 11175 | 1985 | 2018 | wall | dry | N | Subbituminous | Wet Scrubber | 2007 | 0.95 | LNB | SCR | 2003 |  | ESPC | Yes | ACI | 2015 |  | 0.1 | 0.06618 | 0.06618 | 0.06618 | 0.06618 | 0.1 | 0.1 | 0.1 | 0.99
Pleasant Prairie | 6170_G_3 | 6170 | G | 3 |  | Combustion Turbine | IC Engine | MIS_WUMS | Wisconsin | 55 | Kenosha | 59 | 55059 | 2 | 12822 | 1985 | 2018 |  |  | N | Distillate Fuel Oil | [12 empty] | 3 | 1.7761 | 1.7761 | 1.7761 | 1.7761
Nucla | 527_B_1 | 527 | B | 1 | 319 | Coal Steam |  | WECC_CO | Colorado | 8 | Montrose | 85 | 08085 | 100 | 12463 | 1991 | 2020 | FBC | dry | N | Bituminous | Reagent Injection | 1991 | 0.888 | CF | SNCR |  | 2006 | B | NA |  |  |  | 0.4 | 0.31867 | 0.15934 | 0.31867 | 0.15934 | 0.05 | 0.43 | 0.43 | 0.95
Hammond | 708_B_1 | 708 | B | 1 | 538 | Coal Steam |  | S_SOU | Georgia | 13 | Floyd | 115 | 13115 | 110 | 11494 | 1954 | 2019 | wall | dry | N | Bituminous | Wet Scrubber | 2008 | 0.95 | LNB |  |  |  | ESPC + WS | Yes | ACI | 2014 |  | 5 | 0.2635 | 0.1454 | 0.2635 | 0.1454 | 0.1 | 0.1 | 0.1 | 0.99
Hammond | 708_B_2 | 708 | B | 2 | 539 | Coal Steam |  | S_SOU | Georgia | 13 | Floyd | 115 | 13115 | 110 | 11287 | 1954 | 2019 | wall | dry | N | Bituminous | Wet Scrubber | 2008 | 0.95 | LNB |  |  |  | ESPC + WS | Yes | ACI | 2014 |  | 5 | 0.286 | 0.286 | 0.1549 | 0.1549 | 0.1 | 0.1 | 0.1 | 0.99
Hammond | 708_B_3 | 708 | B | 3 | 540 | Coal Steam |  | S_SOU | Georgia | 13 | Floyd | 115 | 13115 | 110 | 11208 | 1955 | 2019 | wall | dry | N | Bituminous | Wet Scrubber | 2008 | 0.95 | LNB |  |  |  | ESPC + WS | Yes | ACI | 2014 |  | 5 | 0.2823 | 0.2823 | 0.1549 | 0.1549 | 0.1 | 0.1 | 0.1 | 0.99
Hammond | 708_B_4 | 708 | B | 4 | 541 | Coal Steam |  | S_SOU | Georgia | 13 | Floyd | 115 | 13115 | 510 | 10978 | 1970 | 2019 | wall | dry | N | Bituminous | Wet Scrubber | 2008 | 0.95 | AA + LNB | SCR | 2008 |  | ESPC + WS | Yes | ACI | 2014 |  | 5 | 0.1161 | 0.0629 | 0.1161 | 0.0629 | 0.1 | 0.1 | 0.1 | 0.99
Coffeen | 861_B_01 | 861 | B | 01 | 573 | Coal Steam |  | MIS_IL | Illinois | 17 | Montgomery | 135 | 17135 | 330 | 11313 | 1965 | 2019 | cyclone | wet | N | Bituminous, Subbituminous | Wet Scrubber | 2009 | 0.99 | OFA | SCR | 2001 |  | ESPC | Yes |  |  |  | 0.04 | 0.5395 | 0.07009 | 0.5395 | 0.07009 | 0.1 | 0.1 | 0.56 | 0.99 | Yes | 2017
Coffeen | 861_B_02 | 861 | B | 02 | 574 | Coal Steam |  | MIS_IL | Illinois | 17 | Montgomery | 135 | 17135 | 565 | 10871 | 1972 | 2019 | cyclone | wet | N | Bituminous, Subbituminous | Wet Scrubber | 2010 | 0.99 | OFA | SCR | 2003 |  | ESPC | No |  |  |  | 0.04 | 0.5352 | 0.09118 | 0.5352 | 0.09118 | 0.1 | 0.1 | 0.56 | 0.99
Havana | 891_B_9 | 891 | B | 9 | 622 | Coal Steam |  | MIS_IL | Illinois | 17 | Mason | 125 | 17125 | 411 | 11600 | 1978 | 2019 | wall | dry | N | Subbituminous | Dry Scrubber | 2012 | 0.9 | LNB + OFA | SCR | 2001 |  | ESPH + B | No | ACI | 2009 |  | 0.06 | 0.08115 | 0.08115 | 0.08115 | 0.08115 | 0.1 | 0.1 | 0.1 | 0.95
Hennepin Power Station | 892_B_1 | 892 | B | 1 | 623 | Coal Steam |  | MIS_IL | Illinois | 17 | Putnam | 155 | 17155 | 66 | 10833 | 1953 | 2019 | tangential | dry | N | Subbituminous |  |  |  | LNB + OFA |  |  |  | ESPC + B | No | ACI | 2009 |  | 1.2 | 0.14527 | 0.14527 | 0.139 | 0.139 | 0.1 | 0.1 | 0.1
Hennepin Power Station | 892_B_2 | 892 | B | 2 | 624 | Coal Steam |  | MIS_IL | Illinois | 17 | Putnam | 155 | 17155 | 218 | 10714 | 1959 | 2019 | tangential | dry | N | Subbituminous |  |  |  | LNB + OFA |  |  |  | ESPC + B | No | ACI | 2009 |  | 1.2 | 0.14509 | 0.14509 | 0.139 | 0.139 | 0.1 | 0.1 | 0.1
Asbury | 2076_B_1 | 2076 | B | 1 | 1311 | Coal Steam |  | SPP_N | Missouri | 29 | Jasper | 97 | 29097 | 198 | 10964 | 1970 | 2019 | cyclone | wet | N | Bituminous, Subbituminous | Dry Scrubber | 2015 | 0.957 | OFA | SCR | 2008 |  | B | NA | ACI | 2015 |  | 12 | 0.22112 | 0.09908 | 0.22112 | 0.09908 | 0.1 | 0.1 | 0.1 | 0.99
Duck Creek | 6016_B_1 | 6016 | B | 1 | 2679 | Coal Steam |  | MIS_IL | Illinois | 17 | Fulton | 57 | 17057 | 410 | 10372 | 1976 | 2019 | wall | dry | N | Bituminous, Subbituminous | Wet Scrubber | 2009 | 0.99 | LNB | SCR | 2003 |  | ESPC | No |  |  |  | 0.5 | 0.3699 | 0.14793 | 0.3699 | 0.14793 | 0.1 | 0.1 | 0.56 | 0.99
Colstrip | 6076_B_1 | 6076 | B | 1 | 2750 | Coal Steam |  | WECC_MT | Montana | 30 | Rosebud | 87 | 30087 | 307 | 10781 | 1975 | 2019 | tangential | dry | N | Subbituminous | Wet Scrubber | 1975 | 0.85 | LNC1 |  |  |  | WS | NA | ACI | 2010 |  | 1.2 | 0.3488 | 0.3488 | 0.139 | 0.139 | 0.1 | 0.1 | 0.1 | 0.8
Colstrip | 6076_B_2 | 6076 | B | 2 | 2751 | Coal Steam |  | WECC_MT | Montana | 30 | Rosebud | 87 | 30087 | 307 | 10655 | 1976 | 2019 | tangential | dry | N | Subbituminous | Wet Scrubber | 1976 | 0.85 | LNC1 |  |  |  | WS | NA | ACI | 2010 |  | 1.2 | 0.16211 | 0.16211 | 0.139 | 0.139 | 0.1 | 0.1 | 0.1 | 0.8
McIntosh | 6124_B_1 | 6124 | B | 1 | 2787 | Coal Steam |  | S_SOU | Georgia | 13 | Effingham | 103 | 13103 | 142 | 12623 | 1979 | 2019 | wall | dry | N | Bituminous, Subbituminous |  |  | 0.5 | OFA |  |  |  | ESPC | No | ACI | 2015 |  | 5 | 0.41039 | 0.41039 | 0.1549 | 0.1549 | 0.1 | 0.1 | 0.1 | 0.9 | Yes | 2015
Inland Empire Energy Center | 55853_G_1 | 55853 | G | 1 | 89652 | Combined Cycle |  | WECC_SCE | California | 6 | Riverside | 65 | 06065 | 345 | 7050 | 2009 | 2019 |  |  | N | Natural Gas |  |  |  | DLNB + NH3 | SCR | 2009 | [7 empty] | 0.6508 | 0.00549 | 0.6508 | 0.00549
Kennecott Power Plant | 56163_B_4 | 56163 | B | 4 |  | Coal Steam |  | WECC_UT | Utah | 49 | Salt Lake | 35 | 49035 | 75 | 10428 | 1959 | 2019 | tangential | dry | N | Bituminous |  |  |  | LNB |  |  |  | ESPH | No |  |  |  | 1.32 | 0.44315 | 0.44315 | 0.139 | 0.139 | 0.9 | 0.94 | 1
Eastern Landfill Gas LLC | 56571_G_1 | 56571 | G | 1 |  | Landfill Gas |  | PJM_SMAC | Maryland | 24 | Baltimore | 5 | 24005 | 1 | 14481 | 2006 | 2019 |  |  | N | Landfill Gas | [13 empty] | 0.24082 | 0.24082 | 0.24082 | 0.24082
Eastern Landfill Gas LLC | 56571_G_2 | 56571 | G | 2 |  | Landfill Gas |  | PJM_SMAC | Maryland | 24 | Baltimore | 5 | 24005 | 1 | 14481 | 2006 | 2019 |  |  | N | Landfill Gas | [13 empty] | 0.24082 | 0.24082 | 0.24082 | 0.24082
Eastern Landfill Gas LLC | 56571_G_3 | 56571 | G | 3 |  | Landfill Gas |  | PJM_SMAC | Maryland | 24 | Baltimore | 5 | 24005 | 1 | 14481 | 2006 | 2019 |  |  | N | Landfill Gas | [13 empty] | 0.24082 | 0.24082 | 0.24082 | 0.24082

## NEEDS v6_New_Capacity_Hardwired
Important Note: Units listed on this worksheet are new units that have either come online or have come to be considered "firm" (ground broken and/or firm financial commitments have been made) since the IPM v6 Platform was released in May 2018. This new capacity has been "hardwired" into the May 2019 Reference Case, meaning the model is forced to build a specific amount and type of capacity in specific locations corresponding to the units on this worksheet, in the appropriate run years. However, in files that are developed by post-processing IPM outputs (i.e. parsed and flat files), this capacity will not be listed by specific plant names, but instead will be represented as generic new capacity.
Plant Name | UniqueID_Final | ORIS Plant Code | Boiler/Generator/Committed Unit | Unit ID | CAMD Database UnitID | PlantType | Combustion Turbine/IC Engine | Region Name | State Name | State Code | County | County Code | FIPS5 | Capacity (MW) | Heat Rate (Btu/kWh) | On Line Year | Retirement Year | Firing | Bottom | Cogen? | Modeled Fuels | Wet/DryScrubber | Scrubber_Online_Year | Scrubber Efficiency | NOx Comb Control | NOx Post-Comb Control | SCR_Online_Year | SNCR_Online_Year | PM Control | FlueGasConditioning_Flag | Mercury_Controls | ACI_Online_Year | Mercury_Controls Efficiency | SO2 Permit Rate (lbs/mmBtu) | Mode 1 NOx Rate (lbs/mmBtu) | Mode 2 NOx Rate (lbs/mmBtu) | Mode 3 NOx Rate (lbs/mmBtu) | Mode 4 NOx Rate (lbs/mmBtu) | Hg EMF for BIT | Hg EMF for SUB | Hg EMF for LIG | HCL Removal | DSI Unit | DSI Online Year | CCS | CCS Removal | C2G | C2G Online Year | BART Affected Unit
South Field Energy | 60356_G_SFECC | 60356 | G | SFECC |  | Combined Cycle |  | PJM_ATSI | Ohio | 39 | Columbiana | 29 | 39029 | 1060 | 6267 | 2021 |  |  |  |  | Natural Gas | [13 empty] | 0.011 | 0.011 | 0.011 | 0.011
CPV Fairview Energy Center | 60589_G_GEN1 | 60589 | G | GEN1 |  | Combined Cycle |  | PJM_PENE | Pennsylvania | 42 | Cambria | 21 | 42021 | 1100 | 6267 | 2020 |  |  |  |  | Natural Gas | [13 empty] | 0.011 | 0.011 | 0.011 | 0.011
Okeechobee Clean Energy Center | 60345_G_1ST | 60345 | G | 1ST |  | Combined Cycle |  | FRCC | Florida | 12 | Okeechobee | 93 | 12093 | 593.3 | 6267 | 2019 |  |  |  |  | Natural Gas | [13 empty] | 0.011 | 0.011 | 0.011 | 0.011
Birdsboro Power | 61035_G_GEN1 | 61035 | G | GEN1 |  | Combined Cycle |  | PJM_WMAC | Pennsylvania | 42 | Berks | 11 | 42011 | 476 | 6267 | 2019 |  |  |  |  | Natural Gas | [13 empty] | 0.011 | 0.011 | 0.011 | 0.011
Lake Charles Power | 60927_G_1C | 60927 | G | 1C |  | Combined Cycle |  | MIS_S_WOTA | Louisiana | 22 | Calcasieu | 19 | 22019 | 500 | 6267 | 2020 |  |  |  |  | Natural Gas | [13 empty] | 0.011 | 0.011 | 0.011 | 0.011
Blue Water Energy Center | 62192_G_1S | 62192 | G | 1S |  | Combined Cycle |  | MIS_LMI | Michigan | 26 | St Clair | 147 | 26147 | 428 | 6233 | 2022 |  |  |  |  | Natural Gas | [13 empty] | 0.011 | 0.011 | 0.011 | 0.011
Allen | 3393_G_STG1 | 3393 | G | STG1 |  | Combined Cycle |  | S_C_TVA | Tennessee | 47 | Shelby | 157 | 47157 | 428.3 | 6267 | 2018 |  |  |  |  | Natural Gas | [13 empty] | 0.011 | 0.011 | 0.011 | 0.011
CPV Fairview Energy Center | 60589_G_GEN3 | 60589 | G | GEN3 |  | Combined Cycle |  | PJM_PENE | Pennsylvania | 42 | Cambria | 21 | 42021 | 416 | 6267 | 2020 |  |  |  |  | Natural Gas | [13 empty] | 0.011 | 0.011 | 0.011 | 0.011
Blue Water Energy Center | 62192_G_11 | 62192 | G | 11 |  | Combined Cycle |  | MIS_LMI | Michigan | 26 | St Clair | 147 | 26147 | 359 | 6233 | 2022 |  |  |  |  | Natural Gas | [13 empty] | 0.011 | 0.011 | 0.011 | 0.011
Blue Water Energy Center | 62192_G_12 | 62192 | G | 12 |  | Combined Cycle |  | MIS_LMI | Michigan | 26 | St Clair | 147 | 26147 | 359 | 6233 | 2022 |  |  |  |  | Natural Gas | [13 empty] | 0.011 | 0.011 | 0.011 | 0.011
Okeechobee Clean Energy Center | 60345_G_1A | 60345 | G | 1A |  | Combined Cycle |  | FRCC | Florida | 12 | Okeechobee | 93 | 12093 | 376.6 | 6267 | 2019 |  |  |  |  | Natural Gas | [13 empty] | 0.011 | 0.011 | 0.011 | 0.011
Okeechobee Clean Energy Center | 60345_G_1B | 60345 | G | 1B |  | Combined Cycle |  | FRCC | Florida | 12 | Okeechobee | 93 | 12093 | 376.6 | 6267 | 2019 |  |  |  |  | Natural Gas | [13 empty] | 0.011 | 0.011 | 0.011 | 0.011
Okeechobee Clean Energy Center | 60345_G_1C | 60345 | G | 1C |  | Combined Cycle |  | FRCC | Florida | 12 | Okeechobee | 93 | 12093 | 376.6 | 6267 | 2019 |  |  |  |  | Natural Gas | [13 empty] | 0.011 | 0.011 | 0.011 | 0.011
CPV Fairview Energy Center | 60589_G_GEN2 | 60589 | G | GEN2 |  | Combined Cycle |  | PJM_PENE | Pennsylvania | 42 | Cambria | 21 | 42021 | 342 | 6267 | 2020 |  |  |  |  | Natural Gas | [13 empty] | 0.011 | 0.011 | 0.011 | 0.011
Crystal River | 628_G_CC1ST | 628 | G | CC1ST |  | Combined Cycle |  | FRCC | Florida | 12 | Citrus | 17 | 12017 | 328 | 6267 | 2018 |  |  |  |  | Natural Gas | [13 empty] | 0.011 | 0.011 | 0.011 | 0.011
Crystal River | 628_G_CC2ST | 628 | G | CC2ST |  | Combined Cycle |  | FRCC | Florida | 12 | Citrus | 17 | 12017 | 328 | 6267 | 2018 |  |  |  |  | Natural Gas | [13 empty] | 0.011 | 0.011 | 0.011 | 0.011
Allen | 3393_G_CTG1 | 3393 | G | CTG1 |  | Combined Cycle |  | S_C_TVA | Tennessee | 47 | Shelby | 157 | 47157 | 311.9 | 6267 | 2018 |  |  |  |  | Natural Gas | [13 empty] | 0.011 | 0.011 | 0.011 | 0.011
Allen | 3393_G_CTG2 | 3393 | G | CTG2 |  | Combined Cycle |  | S_C_TVA | Tennessee | 47 | Shelby | 157 | 47157 | 311.9 | 6267 | 2018 |  |  |  |  | Natural Gas | [13 empty] | 0.011 | 0.011 | 0.011 | 0.011
Canal | 1599_G_3 | 1599 | G | 3 |  | Combustion Turbine |  | NENGREST | Massachusetts | 25 | Barnstable | 1 | 25001 | 330 | 9264 | 2019 |  |  |  |  | Natural Gas | [13 empty] | 0.011 | 0.011 | 0.011 | 0.011
Crystal River | 628_G_1GTA | 628 | G | 1GTA |  | Combined Cycle |  | FRCC | Florida | 12 | Citrus | 17 | 12017 | 244 | 6267 | 2018 |  |  |  |  | Natural Gas | [13 empty] | 0.011 | 0.011 | 0.011 | 0.011
Crystal River | 628_G_1GTB | 628 | G | 1GTB |  | Combined Cycle |  | FRCC | Florida | 12 | Citrus | 17 | 12017 | 244 | 6267 | 2018 |  |  |  |  | Natural Gas | [13 empty] | 0.011 | 0.011 | 0.011 | 0.011
Crystal River | 628_G_2GTA | 628 | G | 2GTA |  | Combined Cycle |  | FRCC | Florida | 12 | Citrus | 17 | 12017 | 244 | 6267 | 2018 |  |  |  |  | Natural Gas | [13 empty] | 0.011 | 0.011 | 0.011 | 0.011
Crystal River | 628_G_2GTB | 628 | G | 2GTB |  | Combined Cycle |  | FRCC | Florida | 12 | Citrus | 17 | 12017 | 244 | 6267 | 2018 |  |  |  |  | Natural Gas | [13 empty] | 0.011 | 0.011 | 0.011 | 0.011
Cricket Valley Energy | 57185_G_U004 | 57185 | G | U004 |  | Combined Cycle |  | NY_Z_G-I | New York | 36 | Dutchess | 27 | 36027 | 263.3 | 6267 | 2020 |  |  |  |  | Natural Gas | [13 empty] | 0.011 | 0.011 | 0.011 | 0.011
Cricket Valley Energy | 57185_G_U005 | 57185 | G | U005 |  | Combined Cycle |  | NY_Z_G-I | New York | 36 | Dutchess | 27 | 36027 | 263.3 | 6267 | 2020 |  |  |  |  | Natural Gas | [13 empty] | 0.011 | 0.011 | 0.011 | 0.011
Cricket Valley Energy | 57185_G_U006 | 57185 | G | U006 |  | Combined Cycle |  | NY_Z_G-I | New York | 36 | Dutchess | 27 | 36027 | 263.3 | 6267 | 2020 |  |  |  |  | Natural Gas | [13 empty] | 0.011 | 0.011 | 0.011 | 0.011
Lake Charles Power | 60927_G_1A | 60927 | G | 1A |  | Combined Cycle |  | MIS_S_WOTA | Louisiana | 22 | Calcasieu | 19 | 22019 | 250 | 6267 | 2020 |  |  |  |  | Natural Gas | [13 empty] | 0.011 | 0.011 | 0.011 | 0.011
Lake Charles Power | 60927_G_1B | 60927 | G | 1B |  | Combined Cycle |  | MIS_S_WOTA | Louisiana | 22 | Calcasieu | 19 | 22019 | 250 | 6267 | 2020 |  |  |  |  | Natural Gas | [13 empty] | 0.011 | 0.011 | 0.011 | 0.011
AES Huntington Beach Energy Project | 62116_G_1A | 62116 | G | 1A |  | Combined Cycle |  | WECC_SCE | California | 6 | Orange | 59 | 06059 | 194 | 6267 | 2020 |  |  |  |  | Natural Gas | [13 empty] | 0.011 | 0.011 | 0.011 | 0.011
AES Huntington Beach Energy Project | 62116_G_1B | 62116 | G | 1B |  | Combined Cycle |  | WECC_SCE | California | 6 | Orange | 59 | 06059 | 194 | 6267 | 2020 |  |  |  |  | Natural Gas | [13 empty] | 0.011 | 0.011 | 0.011 | 0.011
AES Alamitos Energy Center | 62115_G_1A | 62115 | G | 1A |  | Combined Cycle |  | WEC_LADW | California | 6 | Los Angeles | 37 | 06037 | 194 | 6267 | 2020 |  |  |  |  | Natural Gas | [13 empty] | 0.011 | 0.011 | 0.011 | 0.011
AES Alamitos Energy Center | 62115_G_1B | 62115 | G | 1B |  | Combined Cycle |  | WEC_LADW | California | 6 | Los Angeles | 37 | 06037 | 194 | 6267 | 2020 |  |  |  |  | Natural Gas | [13 empty] | 0.011 | 0.011 | 0.011 | 0.011
AES Huntington Beach Energy Project | 62116_G_1S | 62116 | G | 1S |  | Combined Cycle |  | WECC_SCE | California | 6 | Orange | 59 | 06059 | 215 | 6267 | 2020 |  |  |  |  | Natural Gas | [13 empty] | 0.011 | 0.011 | 0.011 | 0.011
AES Alamitos Energy Center | 62115_G_1S | 62115 | G | 1S |  | Combined Cycle |  | WEC_LADW | California | 6 | Los Angeles | 37 | 06037 | 215 | 6267 | 2020 |  |  |  |  | Natural Gas | [13 empty] | 0.011 | 0.011 | 0.011 | 0.011
Cricket Valley Energy | 57185_G_U001 | 57185 | G | U001 |  | Combined Cycle |  | NY_Z_G-I | New York | 36 | Dutchess | 27 | 36027 | 174.2 | 6267 | 2020 |  |  |  |  | Natural Gas | [13 empty] | 0.011 | 0.011 | 0.011 | 0.011
Cricket Valley Energy | 57185_G_U002 | 57185 | G | U002 |  | Combined Cycle |  | NY_Z_G-I | New York | 36 | Dutchess | 27 | 36027 | 174.2 | 6267 | 2020 |  |  |  |  | Natural Gas | [13 empty] | 0.011 | 0.011 | 0.011 | 0.011
Cricket Valley Energy | 57185_G_U003 | 57185 | G | U003 |  | Combined Cycle |  | NY_Z_G-I | New York | 36 | Dutchess | 27 | 36027 | 174.2 | 6267 | 2020 |  |  |  |  | Natural Gas | [13 empty] | 0.011 | 0.011 | 0.011 | 0.011
Ocotillo | 116_G_GT4 | 116 | G | GT4 |  | Combustion Turbine |  | WECC_AZ | Arizona | 4 | Maricopa | 13 | 04013 | 104.7 | 9264 | 2019 |  |  |  |  | Natural Gas | [13 empty] | 0.011 | 0.011 | 0.011 | 0.011
Ocotillo | 116_G_GT3 | 116 | G | GT3 |  | Combustion Turbine |  | WECC_AZ | Arizona | 4 | Maricopa | 13 | 04013 | 104.7 | 9264 | 2019 |  |  |  |  | Natural Gas | [13 empty] | 0.011 | 0.011 | 0.011 | 0.011
Carlsbad Energy Center | 59002_G_CEC 6 | 59002 | G | CEC 6 |  | Combustion Turbine |  | WEC_SDGE | California | 6 | San Diego | 73 | 06073 | 105.5 | 9264 | 2018 |  |  |  |  | Natural Gas | [13 empty] | 0.011 | 0.011 | 0.011 | 0.011
Carlsbad Energy Center | 59002_G_CEC 7 | 59002 | G | CEC 7 |  | Combustion Turbine |  | WEC_SDGE | California | 6 | San Diego | 73 | 06073 | 105.5 | 9264 | 2018 |  |  |  |  | Natural Gas | [13 empty] | 0.011 | 0.011 | 0.011 | 0.011
Carlsbad Energy Center | 59002_G_CEC 8 | 59002 | G | CEC 8 |  | Combustion Turbine |  | WEC_SDGE | California | 6 | San Diego | 73 | 06073 | 105.5 | 9264 | 2018 |  |  |  |  | Natural Gas | [13 empty] | 0.011 | 0.011 | 0.011 | 0.011
Carlsbad Energy Center | 59002_G_CEC 9 | 59002 | G | CEC 9 |  | Combustion Turbine |  | WEC_SDGE | California | 6 | San Diego | 73 | 06073 | 105.5 | 9264 | 2018 |  |  |  |  | Natural Gas | [13 empty] | 0.011 | 0.011 | 0.011 | 0.011
Carlsbad Energy Center | 59002_G_CEC10 | 59002 | G | CEC10 |  | Combustion Turbine |  | WEC_SDGE | California | 6 | San Diego | 73 | 06073 | 105.5 | 9264 | 2018 |  |  |  |  | Natural Gas | [13 empty] | 0.011 | 0.011 | 0.011 | 0.011
Formosa Utility Venture Ltd | 10554_G_3TBG1 | 10554 | G | 3TBG1 |  | Combined Cycle |  | ERC_REST | Texas | 48 | Calhoun | 57 | 48057 | 97 | 6267 | 2019 |  |  |  |  | Natural Gas | [13 empty] | 0.011 | 0.011 | 0.011 | 0.011
Formosa Utility Venture Ltd | 10554_G_3TBG2 | 10554 | G | 3TBG2 |  | Combined Cycle |  | ERC_REST | Texas | 48 | Calhoun | 57 | 48057 | 97 | 6267 | 2019 |  |  |  |  | Natural Gas | [13 empty] | 0.011 | 0.011 | 0.011 | 0.011
Exelon West Medway II LLC | 59882_G_4 | 59882 | G | 4 |  | Combustion Turbine |  | NENGREST | Massachusetts | 25 | Norfolk | 21 | 25021 | 97.4 | 9264 | 2019 |  |  |  |  | Natural Gas | [13 empty] | 0.011 | 0.011 | 0.011 | 0.011
Exelon West Medway II LLC | 59882_G_5 | 59882 | G | 5 |  | Combustion Turbine |  | NENGREST | Massachusetts | 25 | Norfolk | 21 | 25021 | 97.4 | 9264 | 2019 |  |  |  |  | Natural Gas | [13 empty] | 0.011 | 0.011 | 0.011 | 0.011
Bayonne Energy Center | 56964_G_GT10 | 56964 | G | GT10 |  | Combustion Turbine |  | NY_Z_J | New Jersey | 34 | Hudson | 17 | 34017 | 61.3 | 9264 | 2018 |  |  |  |  | Natural Gas | [13 empty] | 0.011 | 0.011 | 0.011 | 0.011
Bayonne Energy Center | 56964_G_GT9 | 56964 | G | GT9 |  | Combustion Turbine |  | NY_Z_J | New Jersey | 34 | Hudson | 17 | 34017 | 61.3 | 9264 | 2018 |  |  |  |  | Natural Gas | [13 empty] | 0.011 | 0.011 | 0.011 | 0.011
Stanton Energy Reliability Center | 60698_G_GT1 | 60698 | G | GT1 |  | Combustion Turbine |  | WECC_SCE | California | 6 | Orange | 59 | 06059 | 45.9 | 9264 | 2020 |  |  |  |  | Natural Gas | [13 empty] | 0.011 | 0.011 | 0.011 | 0.011
Stanton Energy Reliability Center | 60698_G_GT2 | 60698 | G | GT2 |  | Combustion Turbine |  | WECC_SCE | California | 6 | Orange | 59 | 06059 | 45.9 | 9264 | 2020 |  |  |  |  | Natural Gas | [13 empty] | 0.011 | 0.011 | 0.011 | 0.011
Hinds Energy Facility | 55218_G_H04BS | 55218 | G | H04BS |  | Combustion Turbine |  | MIS_D_MS | Mississippi | 28 | Hinds | 49 | 28049 | 36.4 | 9264 | 2019 |  |  |  |  | Natural Gas | [13 empty] | 0.011 | 0.011 | 0.011 | 0.011
Formosa Utility Venture Ltd | 10554_G_3ST1 | 10554 | G | 3ST1 |  | Combined Cycle |  | ERC_REST | Texas | 48 | Calhoun | 57 | 48057 | 38 | 6267 | 2019 |  |  |  |  | Natural Gas | [13 empty] | 0.011 | 0.011 | 0.011 | 0.011
Cheyenne Prairie Generating Station | 57703_G_02B | 57703 | G | 02B |  | Combustion Turbine |  | WECC_WY | Wyoming | 56 | Laramie | 21 | 56021 | 40 | 8907 | 2022 |  |  |  |  | Natural Gas | [13 empty] | 0.011 | 0.011 | 0.011 | 0.011
Cheyenne Prairie Generating Station | 57703_G_03A | 57703 | G | 03A |  | Combustion Turbine |  | WECC_WY | Wyoming | 56 | Laramie | 21 | 56021 | 40 | 8907 | 2022 |  |  |  |  | Natural Gas | [13 empty] | 0.011 | 0.011 | 0.011 | 0.011
New-Indy Ontario Mill | 10427_G_GEN2 | 10427 | G | GEN2 |  | Combined Cycle |  | WECC_SCE | California | 6 | San Bernardino | 71 | 06071 | 29.4 | 6267 | 2019 |  |  |  |  | Natural Gas | [13 empty] | 0.011 | 0.011 | 0.011 | 0.011
NIH Cogeneration Facility | 56668_G_CGT | 56668 | G | CGT |  | Combustion Turbine |  | PJM_SMAC | Maryland | 24 | Montgomery | 31 | 24031 | 27.6 | 9264 | 2018 |  |  |  |  | Natural Gas | [13 empty] | 0.011 | 0.011 | 0.011 | 0.011
Kimberly Clark Mobile - CHP Plant | 62449_G_GT100 | 62449 | G | GT100 |  | Combustion Turbine |  | S_SOU | Alabama | 1 | Mobile | 97 | 01097 | 21.8 | 9264 | 2019 |  |  |  |  | Natural Gas | [13 empty] | 0.011 | 0.011 | 0.011 | 0.011
Kimberly Clark Mobile - CHP Plant | 62449_G_GT200 | 62449 | G | GT200 |  | Combustion Turbine |  | S_SOU | Alabama | 1 | Mobile | 97 | 01097 | 21.8 | 9264 | 2019 |  |  |  |  | Natural Gas | [13 empty] | 0.011 | 0.011 | 0.011 | 0.011
H Wilson Sundt Generating Station | 126_G_RIC1 | 126 | G | RIC1 |  | Combustion Turbine | IC | WECC_AZ | Arizona | 4 | Pima | 19 | 04019 | 18.2 | 9264 | 2020 |  |  |  |  | Natural Gas | [13 empty] | 0.011 | 0.011 | 0.011 | 0.011
H Wilson Sundt Generating Station | 126_G_RIC10 | 126 | G | RIC10 |  | Combustion Turbine | IC | WECC_AZ | Arizona | 4 | Pima | 19 | 04019 | 18.2 | 9264 | 2020 |  |  |  |  | Natural Gas | [13 empty] | 0.011 | 0.011 | 0.011 | 0.011
H Wilson Sundt Generating Station | 126_G_RIC2 | 126 | G | RIC2 |  | Combustion Turbine | IC | WECC_AZ | Arizona | 4 | Pima | 19 | 04019 | 18.2 | 9264 | 2020 |  |  |  |  | Natural Gas | [13 empty] | 0.011 | 0.011 | 0.011 | 0.011
H Wilson Sundt Generating Station | 126_G_RIC3 | 126 | G | RIC3 |  | Combustion Turbine | IC | WECC_AZ | Arizona | 4 | Pima | 19 | 04019 | 18.2 | 9264 | 2020 |  |  |  |  | Natural Gas | [13 empty] | 0.011 | 0.011 | 0.011 | 0.011
H Wilson Sundt Generating Station | 126_G_RIC4 | 126 | G | RIC4 |  | Combustion Turbine | IC | WECC_AZ | Arizona | 4 | Pima | 19 | 04019 | 18.2 | 9264 | 2020 |  |  |  |  | Natural Gas | [13 empty] | 0.011 | 0.011 | 0.011 | 0.011
H Wilson Sundt Generating Station | 126_G_RIC5 | 126 | G | RIC5 |  | Combustion Turbine | IC | WECC_AZ | Arizona | 4 | Pima | 19 | 04019 | 18.2 | 9264 | 2020 |  |  |  |  | Natural Gas | [13 empty] | 0.011 | 0.011 | 0.011 | 0.011
H Wilson Sundt Generating Station | 126_G_RIC6 | 126 | G | RIC6 |  | Combustion Turbine | IC | WECC_AZ | Arizona | 4 | Pima | 19 | 04019 | 18.2 | 9264 | 2020 |  |  |  |  | Natural Gas | [13 empty] | 0.011 | 0.011 | 0.011 | 0.011
H Wilson Sundt Generating Station | 126_G_RIC7 | 126 | G | RIC7 |  | Combustion Turbine | IC | WECC_AZ | Arizona | 4 | Pima | 19 | 04019 | 18.2 | 9264 | 2020 |  |  |  |  | Natural Gas | [13 empty] | 0.011 | 0.011 | 0.011 | 0.011
H Wilson Sundt Generating Station | 126_G_RIC8 | 126 | G | RIC8 |  | Combustion Turbine | IC | WECC_AZ | Arizona | 4 | Pima | 19 | 04019 | 18.2 | 9264 | 2020 |  |  |  |  | Natural Gas | [13 empty] | 0.011 | 0.011 | 0.011 | 0.011
H Wilson Sundt Generating Station | 126_G_RIC9 | 126 | G | RIC9 |  | Combustion Turbine | IC | WECC_AZ | Arizona | 4 | Pima | 19 | 04019 | 18.2 | 9264 | 2020 |  |  |  |  | Natural Gas | [13 empty] | 0.011 | 0.011 | 0.011 | 0.011
A.J. Mihm Generating Station | 61391_G_M1 | 61391 | G | M1 |  | Combustion Turbine | IC | MIS_WUMS | Michigan | 26 | Baraga | 13 | 26013 | 18.3 | 9264 | 2019 |  |  |  |  | Natural Gas | [13 empty] | 0.011 | 0.011 | 0.011 | 0.011
A.J. Mihm Generating Station | 61391_G_M2 | 61391 | G | M2 |  | Combustion Turbine | IC | MIS_WUMS | Michigan | 26 | Baraga | 13 | 26013 | 18.3 | 9264 | 2019 |  |  |  |  | Natural Gas | [13 empty] | 0.011 | 0.011 | 0.011 | 0.011
A.J. Mihm Generating Station | 61391_G_M3 | 61391 | G | M3 |  | Combustion Turbine | IC | MIS_WUMS | Michigan | 26 | Baraga | 13 | 26013 | 18.3 | 9264 | 2019 |  |  |  |  | Natural Gas | [13 empty] | 0.011 | 0.011 | 0.011 | 0.011
F.D. Kuester Generating Station | 61392_G_K1 | 61392 | G | K1 |  | Combustion Turbine | IC | MIS_WUMS | Michigan | 26 | Marquette | 103 | 26103 | 18.3 | 9264 | 2019 |  |  |  |  | Natural Gas | [13 empty] | 0.011 | 0.011 | 0.011 | 0.011
F.D. Kuester Generating Station | 61392_G_K2 | 61392 | G | K2 |  | Combustion Turbine | IC | MIS_WUMS | Michigan | 26 | Marquette | 103 | 26103 | 18.3 | 9264 | 2019 |  |  |  |  | Natural Gas | [13 empty] | 0.011 | 0.011 | 0.011 | 0.011
F.D. Kuester Generating Station | 61392_G_K3 | 61392 | G | K3 |  | Combustion Turbine | IC | MIS_WUMS | Michigan | 26 | Marquette | 103 | 26103 | 18.3 | 9264 | 2019 |  |  |  |  | Natural Gas | [13 empty] | 0.011 | 0.011 | 0.011 | 0.011
F.D. Kuester Generating Station | 61392_G_K4 | 61392 | G | K4 |  | Combustion Turbine | IC | MIS_WUMS | Michigan | 26 | Marquette | 103 | 26103 | 18.3 | 9264 | 2019 |  |  |  |  | Natural Gas | [13 empty] | 0.011 | 0.011 | 0.011 | 0.011
F.D. Kuester Generating Station | 61392_G_K5 | 61392 | G | K5 |  | Combustion Turbine | IC | MIS_WUMS | Michigan | 26 | Marquette | 103 | 26103 | 18.3 | 9264 | 2019 |  |  |  |  | Natural Gas | [13 empty] | 0.011 | 0.011 | 0.011 | 0.011
F.D. Kuester Generating Station | 61392_G_K6 | 61392 | G | K6 |  | Combustion Turbine | IC | MIS_WUMS | Michigan | 26 | Marquette | 103 | 26103 | 18.3 | 9264 | 2019 |  |  |  |  | Natural Gas | [13 empty] | 0.011 | 0.011 | 0.011 | 0.011
F.D. Kuester Generating Station | 61392_G_K7 | 61392 | G | K7 |  | Combustion Turbine | IC | MIS_WUMS | Michigan | 26 | Marquette | 103 | 26103 | 18.3 | 9264 | 2019 |  |  |  |  | Natural Gas | [13 empty] | 0.011 | 0.011 | 0.011 | 0.011
Arvah B Hopkins | 688_G_IC1 | 688 | G | IC1 |  | Combustion Turbine | IC | FRCC | Florida | 12 | Leon | 73 | 12073 | 18.5 | 9264 | 2019 |  |  |  |  | Natural Gas | [13 empty] | 0.011 | 0.011 | 0.011 | 0.011
Arvah B Hopkins | 688_G_IC2 | 688 | G | IC2 |  | Combustion Turbine | IC | FRCC | Florida | 12 | Leon | 73 | 12073 | 18.5 | 9264 | 2019 |  |  |  |  | Natural Gas | [13 empty] | 0.011 | 0.011 | 0.011 | 0.011
Arvah B Hopkins | 688_G_IC3 | 688 | G | IC3 |  | Combustion Turbine | IC | FRCC | Florida | 12 | Leon | 73 | 12073 | 18.5 | 9264 | 2019 |  |  |  |  | Natural Gas | [13 empty] | 0.011 | 0.011 | 0.011 | 0.011
Arvah B Hopkins | 688_G_IC4 | 688 | G | IC4 |  | Combustion Turbine | IC | FRCC | Florida | 12 | Leon | 73 | 12073 | 18.5 | 9264 | 2019 |  |  |  |  | Natural Gas | [13 empty] | 0.011 | 0.011 | 0.011 | 0.011
Denton Energy Center | 61643_G_DEC1 | 61643 | G | DEC1 |  | Combustion Turbine | IC | ERC_REST | Texas | 48 | Denton | 121 | 48121 | 18.8 | 9264 | 2018 |  |  |  |  | Natural Gas | [13 empty] | 0.011 | 0.011 | 0.011 | 0.011
Denton Energy Center | 61643_G_DEC10 | 61643 | G | DEC10 |  | Combustion Turbine | IC | ERC_REST | Texas | 48 | Denton | 121 | 48121 | 18.8 | 9264 | 2018 |  |  |  |  | Natural Gas | [13 empty] | 0.011 | 0.011 | 0.011 | 0.011
Denton Energy Center | 61643_G_DEC11 | 61643 | G | DEC11 |  | Combustion Turbine | IC | ERC_REST | Texas | 48 | Denton | 121 | 48121 | 18.8 | 9264 | 2018 |  |  |  |  | Natural Gas | [13 empty] | 0.011 | 0.011 | 0.011 | 0.011
Denton Energy Center | 61643_G_DEC12 | 61643 | G | DEC12 |  | Combustion Turbine | IC | ERC_REST | Texas | 48 | Denton | 121 | 48121 | 18.8 | 9264 | 2018 |  |  |  |  | Natural Gas | [13 empty] | 0.011 | 0.011 | 0.011 | 0.011
Denton Energy Center | 61643_G_DEC2 | 61643 | G | DEC2 |  | Combustion Turbine | IC | ERC_REST | Texas | 48 | Denton | 121 | 48121 | 18.8 | 9264 | 2018 |  |  |  |  | Natural Gas | [13 empty] | 0.011 | 0.011 | 0.011 | 0.011
Denton Energy Center | 61643_G_DEC3 | 61643 | G | DEC3 |  | Combustion Turbine | IC | ERC_REST | Texas | 48 | Denton | 121 | 48121 | 18.8 | 9264 | 2018 |  |  |  |  | Natural Gas | [13 empty] | 0.011 | 0.011 | 0.011 | 0.011
Denton Energy Center | 61643_G_DEC4 | 61643 | G | DEC4 |  | Combustion Turbine | IC | ERC_REST | Texas | 48 | Denton | 121 | 48121 | 18.8 | 9264 | 2018 |  |  |  |  | Natural Gas | [13 empty] | 0.011 | 0.011 | 0.011 | 0.011
Denton Energy Center | 61643_G_DEC5 | 61643 | G | DEC5 |  | Combustion Turbine | IC | ERC_REST | Texas | 48 | Denton | 121 | 48121 | 18.8 | 9264 | 2018 |  |  |  |  | Natural Gas | [13 empty] | 0.011 | 0.011 | 0.011 | 0.011
Denton Energy Center | 61643_G_DEC6 | 61643 | G | DEC6 |  | Combustion Turbine | IC | ERC_REST | Texas | 48 | Denton | 121 | 48121 | 18.8 | 9264 | 2018 |  |  |  |  | Natural Gas | [13 empty] | 0.011 | 0.011 | 0.011 | 0.011
Denton Energy Center | 61643_G_DEC7 | 61643 | G | DEC7 |  | Combustion Turbine | IC | ERC_REST | Texas | 48 | Denton | 121 | 48121 | 18.8 | 9264 | 2018 |  |  |  |  | Natural Gas | [13 empty] | 0.011 | 0.011 | 0.011 | 0.011
Denton Energy Center | 61643_G_DEC8 | 61643 | G | DEC8 |  | Combustion Turbine | IC | ERC_REST | Texas | 48 | Denton | 121 | 48121 | 18.8 | 9264 | 2018 |  |  |  |  | Natural Gas | [13 empty] | 0.011 | 0.011 | 0.011 | 0.011
Denton Energy Center | 61643_G_DEC9 | 61643 | G | DEC9 |  | Combustion Turbine | IC | ERC_REST | Texas | 48 | Denton | 121 | 48121 | 18.8 | 9264 | 2018 |  |  |  |  | Natural Gas | [13 empty] | 0.011 | 0.011 | 0.011 | 0.011
Chester Operations | 50410_G_6 | 50410 | G | 6 |  | Combined Cycle |  | PJM_EMAC | Pennsylvania | 42 | Delaware | 45 | 42045 | 14.1 | 6267 | 2019 |  |  |  |  | Natural Gas | [13 empty] | 0.011 | 0.011 | 0.011 | 0.011
Nantucket | 1615_G_18 | 1615 | G | 18 |  | Combustion Turbine |  | NENGREST | Massachusetts | 25 | Nantucket | 19 | 25019 | 13.5 | 9264 | 2019 |  |  |  |  | Distillate Fuel Oil | [13 empty] | 0.011 | 0.011 | 0.011 | 0.011
Dearborn Energy Center | 62289_G_GTG-1 | 62289 | G | GTG-1 |  | Combined Cycle |  | MIS_LMI | Michigan | 26 | Wayne | 163 | 26163 | 15 | 6267 | 2019 |  |  |  |  | Natural Gas | [13 empty] | 0.011 | 0.011 | 0.011 | 0.011
Dearborn Energy Center | 62289_G_GTG-2 | 62289 | G | GTG-2 |  | Combined Cycle |  | MIS_LMI | Michigan | 26 | Wayne | 163 | 26163 | 15 | 6267 | 2019 |  |  |  |  | Natural Gas | [13 empty] | 0.011 | 0.011 | 0.011 | 0.011
Hutchinson Plant #1 | 1980_G_11 | 1980 | G | 11 |  | Combustion Turbine | IC | MIS_MNWI | Minnesota | 27 | McLeod | 85 | 27085 | 9.8 | 9264 | 2019 |  |  |  |  | Natural Gas | [13 empty] | 0.011 | 0.011 | 0.011 | 0.011
Hutchinson Plant #1 | 1980_G_12 | 1980 | G | 12 |  | Combustion Turbine | IC | MIS_MNWI | Minnesota | 27 | McLeod | 85 | 27085 | 9.8 | 9264 | 2019 |  |  |  |  | Natural Gas | [13 empty] | 0.011 | 0.011 | 0.011 | 0.011
Westside Energy Station | 60564_G_WES1 | 60564 | G | WES1 |  | Combustion Turbine | IC | MIS_MNWI | Minnesota | 27 | Olmsted | 109 | 27109 | 9.3 | 9264 | 2018 |  |  |  |  | Natural Gas | [13 empty] | 0.011 | 0.011 | 0.011 | 0.011
Westside Energy Station | 60564_G_WES2 | 60564 | G | WES2 |  | Combustion Turbine | IC | MIS_MNWI | Minnesota | 27 | Olmsted | 109 | 27109 | 9.3 | 9264 | 2018 |  |  |  |  | Natural Gas | [13 empty] | 0.011 | 0.011 | 0.011 | 0.011
Westside Energy Station | 60564_G_WES3 | 60564 | G | WES3 |  | Combustion Turbine | IC | MIS_MNWI | Minnesota | 27 | Olmsted | 109 | 27109 | 9.3 | 9264 | 2018 |  |  |  |  | Natural Gas | [13 empty] | 0.011 | 0.011 | 0.011 | 0.011
Westside Energy Station | 60564_G_WES4 | 60564 | G | WES4 |  | Combustion Turbine | IC | MIS_MNWI | Minnesota | 27 | Olmsted | 109 | 27109 | 9.3 | 9264 | 2018 |  |  |  |  | Natural Gas | [13 empty] | 0.011 | 0.011 | 0.011 | 0.011
Westside Energy Station | 60564_G_WES5 | 60564 | G | WES5 |  | Combustion Turbine | IC | MIS_MNWI | Minnesota | 27 | Olmsted | 109 | 27109 | 9.3 | 9264 | 2018 |  |  |  |  | Natural Gas | [13 empty] | 0.011 | 0.011 | 0.011 | 0.011
Sub 12 | 61080_G_IC1 | 61080 | G | IC1 |  | Combustion Turbine | IC | FRCC | Florida | 12 | Leon | 73 | 12073 | 9.3 | 9264 | 2018 |  |  |  |  | Natural Gas | [13 empty] | 0.011 | 0.011 | 0.011 | 0.011
Sub 12 | 61080_G_IC2 | 61080 | G | IC2 |  | Combustion Turbine | IC | FRCC | Florida | 12 | Leon | 73 | 12073 | 9.3 | 9264 | 2018 |  |  |  |  | Natural Gas | [13 empty] | 0.011 | 0.011 | 0.011 | 0.011
Sikorsky Aircraft CHP | 61703_G_TG-1 | 61703 | G | TG-1 |  | Combustion Turbine |  | NENG_CT | Connecticut | 9 | Fairfield | 1 | 09001 | 10.3 | 9264 | 2011 |  |  |  |  | Natural Gas | [13 empty] | 0.011 | 0.011 | 0.011 | 0.011
Toray Plastic America's CHP Plant | 61857_G_CG1 | 61857 | G | CG1 |  | Combustion Turbine |  | NENGREST | Rhode Island | 44 | Washington | 9 | 44009 | 6.8 | 9264 | 2003 |  |  |  |  | Natural Gas | [13 empty] | 0.011 | 0.011 | 0.011 | 0.011
Toray Plastic America's CHP Plant | 61857_G_KG18 | 61857 | G | KG18 |  | Combustion Turbine | IC | NENGREST | Rhode Island | 44 | Washington | 9 | 44009 | 7.5 | 9264 | 2014 |  |  |  |  | Natural Gas | [13 empty] | 0.011 | 0.011 | 0.011 | 0.011
4710 Hosting | 62162_G_4710 | 62162 | G | 4710 |  | Combustion Turbine | IC | MIS_MNWI | Minnesota | 27 | Olmsted | 109 | 27109 | 5 | 9264 | 2012 |  |  |  |  | Distillate Fuel Oil | [13 empty] | 0.011 | 0.011 | 0.011 | 0.011
ACB Energy Parntners LLC - MTF Cogen | 62492_G_ACB-1 | 62492 | G | ACB-1 |  | Combustion Turbine |  | PJM_EMAC | New Jersey | 34 | Atlantic | 1 | 34001 | 7.1 | 9264 | 2010 |  |  |  |  | Natural Gas | [13 empty] | 0.011 | 0.011 | 0.011 | 0.011
Georgia-Pacific Taylorsville Plywood | 61927_G_CTG1 | 61927 | G | CTG1 |  | Combustion Turbine |  | MIS_D_MS | Mississippi | 28 | Smith | 129 | 28129 | 6.2 | 9264 | 2018 |  |  |  |  | Natural Gas | [13 empty] | 0.011 | 0.011 | 0.011 | 0.011
NCSU CCUP Cogeneration Plant | 61675_G_CTG1 | 61675 | G | CTG1 |  | Combustion Turbine |  | S_VACA | North Carolina | 37 | Wake | 183 | 37183 | 5.6 | 9264 | 2019 |  |  |  |  | Natural Gas | [13 empty] | 0.011 | 0.011 | 0.011 | 0.011
NCSU Cates Cogeneration Plant | 61676_G_CTG1 | 61676 | G | CTG1 |  | Combustion Turbine |  | S_VACA | North Carolina | 37 | Wake | 183 | 37183 | 4.7 | 9264 | 2012 |  |  |  |  | Natural Gas | [13 empty] | 0.011 | 0.011 | 0.011 | 0.011
NCSU Cates Cogeneration Plant | 61676_G_CTG2 | 61676 | G | CTG2 |  | Combustion Turbine |  | S_VACA | North Carolina | 37 | Wake | 183 | 37183 | 4.7 | 9264 | 2012 |  |  |  |  | Natural Gas | [13 empty] | 0.011 | 0.011 | 0.011 | 0.011
University of Notre Dame | 50366_G_GT1 | 50366 | G | GT1 |  | Combustion Turbine |  | PJM_West | Indiana | 18 | St Joseph | 141 | 18141 | 5.6 | 9264 | 2019 |  |  |  |  | Natural Gas | [13 empty] | 0.011 | 0.011 | 0.011 | 0.011
University of Notre Dame | 50366_G_GT2 | 50366 | G | GT2 |  | Combustion Turbine |  | PJM_West | Indiana | 18 | St Joseph | 141 | 18141 | 5.6 | 9264 | 2019 |  |  |  |  | Natural Gas | [13 empty] | 0.011 | 0.011 | 0.011 | 0.011
Dearborn Energy Center | 62289_G_STG-1 | 62289 | G | STG-1 |  | Combined Cycle |  | MIS_LMI | Michigan | 26 | Wayne | 163 | 26163 | 5 | 6267 | 2019 |  |  |  |  | Natural Gas | [13 empty] | 0.011 | 0.011 | 0.011 | 0.011
Toray Plastic America's CHP Plant | 61857_G_KG12 | 61857 | G | KG12 |  | Combustion Turbine | IC | NENGREST | Rhode Island | 44 | Washington | 9 | 44009 | 5 | 9264 | 2014 |  |  |  |  | Natural Gas | [13 empty] | 0.011 | 0.011 | 0.011 | 0.011
Berry NMW Cogens | 62176_G_21Z | 62176 | G | 21Z |  | Combustion Turbine |  | WECC_SCE | California | 6 | Kern | 29 | 06029 | 5.7 | 9264 | 2017 |  |  |  |  | Natural Gas | [13 empty] | 0.011 | 0.011 | 0.011 | 0.011
Berry NMW Cogens | 62176_G_PF | 62176 | G | PF |  | Combustion Turbine |  | WECC_SCE | California | 6 | Kern | 29 | 06029 | 5.7 | 9264 | 2017 |  |  |  |  | Natural Gas | [13 empty] | 0.011 | 0.011 | 0.011 | 0.011
Princeton Energy Center, LLC | 61822_G_GT1 | 61822 | G | GT1 |  | Combustion Turbine |  | PJM_EMAC | New Jersey | 34 | Middlesex | 23 | 34023 | 4.4 | 9264 | 2012 |  |  |  |  | Natural Gas | [13 empty] | 0.011 | 0.011 | 0.011 | 0.011
Wolf Run Energy | 61263_G_GEN4 | 61263 | G | GEN4 |  | Combustion Turbine | IC | PJM_PENE | Pennsylvania | 42 | Bradford | 15 | 42015 | 4.4 | 9264 | 2019 |  |  |  |  | Natural Gas | [13 empty] | 0.011 | 0.011 | 0.011 | 0.011
Wolf Run Energy | 61263_G_GEN5 | 61263 | G | GEN5 |  | Combustion Turbine | IC | PJM_PENE | Pennsylvania | 42 | Bradford | 15 | 42015 | 4.4 | 9264 | 2019 |  |  |  |  | Natural Gas | [13 empty] | 0.011 | 0.011 | 0.011 | 0.011
Pine Street | 7806_G_7 | 7806 | G | 7 |  | Combustion Turbine | IC | MIS_LMI | Michigan | 26 | Huron | 63 | 26063 | 4.4 | 9264 | 2019 |  |  |  |  | Natural Gas | [13 empty] | 0.011 | 0.011 | 0.011 | 0.011
Golden Renewable Energy, LLC | 61632_G_GREMC | 61632 | G | GREMC |  | Combustion Turbine |  | MIS_IA | Iowa | 19 | Cerro Gordo | 33 | 19033 | 4.3 | 9264 | 2017 |  |  |  |  | Natural Gas | [13 empty] | 0.011 | 0.011 | 0.011 | 0.011
SunSelect1 | 61754_G_1 | 61754 | G | 1 |  | Combustion Turbine | IC | WECC_SCE | California | 6 | Kern | 29 | 06029 | 2 | 9264 | 2018 |  |  |  |  | Natural Gas | [13 empty] | 0.011 | 0.011 | 0.011 | 0.011
Naval Sub Base New London Fuel Cell | 61743_G_MMH2 | 61743 | G | MMH2 |  | Fuel Cell |  | NENG_CT | Connecticut | 9 | New London | 11 | 09011 | 3.7 | 8653 | 2019 |  |  |  |  | Natural Gas | [13 empty] | 0 | 0 | 0 | 0
Naval Sub Base New London Fuel Cell | 61743_G_MMH3 | 61743 | G | MMH3 |  | Fuel Cell |  | NENG_CT | Connecticut | 9 | New London | 11 | 09011 | 3.7 | 8653 | 2019 |  |  |  |  | Natural Gas | [13 empty] | 0 | 0 | 0 | 0
MCRD Parris Island PV | 61956_G_CHPP | 61956 | G | CHPP |  | Combustion Turbine |  | S_VACA | South Carolina | 45 | Beaufort | 13 | 45013 | 3.5 | 9264 | 2019 |  |  |  |  | Natural Gas | [13 empty] | 0.011 | 0.011 | 0.011 | 0.011
Pine Street | 7806_G_8 | 7806 | G | 8 |  | Combustion Turbine | IC | MIS_LMI | Michigan | 26 | Huron | 63 | 26063 | 3.3 | 9264 | 2019 |  |  |  |  | Natural Gas | [13 empty] | 0.011 | 0.011 | 0.011 | 0.011
SunSelect1 | 61754_G_2 | 61754 | G | 2 |  | Combustion Turbine | IC | WECC_SCE | California | 6 | Kern | 29 | 06029 | 3.3 | 9264 | 2018 |  |  |  |  | Natural Gas | [13 empty] | 0.011 | 0.011 | 0.011 | 0.011
Coal Creek | 6030_G_4 | 6030 | G | 4 |  | Combustion Turbine | IC | MIS_MNWI | North Dakota | 38 | McLean | 55 | 38055 | 3 | 9264 | 2016 |  |  |  |  | Distillate Fuel Oil | [13 empty] | 0.011 | 0.011 | 0.011 | 0.011
Coal Creek | 6030_G_5 | 6030 | G | 5 |  | Combustion Turbine | IC | MIS_MNWI | North Dakota | 38 | McLean | 55 | 38055 | 3 | 9264 | 2016 |  |  |  |  | Distillate Fuel Oil | [13 empty] | 0.011 | 0.011 | 0.011 | 0.011
Johnson | 6579_G_CAT8 | 6579 | G | CAT8 |  | Combustion Turbine | IC | SPP_N | Kansas | 20 | Stanton | 187 | 20187 | 3 | 9264 | 2017 |  |  |  |  | Distillate Fuel Oil | [13 empty] | 0.011 | 0.011 | 0.011 | 0.011
Johnson | 6579_G_CAT9 | 6579 | G | CAT9 |  | Combustion Turbine | IC | SPP_N | Kansas | 20 | Stanton | 187 | 20187 | 3 | 9264 | 2017 |  |  |  |  | Distillate Fuel Oil | [13 empty] | 0.011 | 0.011 | 0.011 | 0.011
Tulare WWTP BioMat Fuel Cell | 61846_G_MM27 | 61846 | G | MM27 |  | Fuel Cell |  | WECC_SCE | California | 6 | Tulare | 107 | 06107 | 2.8 | 8653 | 2019 |  |  |  |  | Natural Gas | [13 empty] | 0 | 0 | 0 | 0
Carlyle | 936_G_11 | 936 | G | 11 |  | Combustion Turbine | IC | MIS_IL | Illinois | 17 | Clinton | 27 | 17027 | 2.8 | 9264 | 2019 |  |  |  |  | Distillate Fuel Oil | [13 empty] | 0.011 | 0.011 | 0.011 | 0.011
MCRD Parris Island PV | 61956_G_BAKUP | 61956 | G | BAKUP |  | Combustion Turbine | IC | S_VACA | South Carolina | 45 | Beaufort | 13 | 45013 | 2.5 | 9264 | 2019 |  |  |  |  | Distillate Fuel Oil | [13 empty] | 0.011 | 0.011 | 0.011 | 0.011
Bolthouse Farms Fuel Cell | 61845_G_MM28 | 61845 | G | MM28 |  | Fuel Cell |  | WECC_SCE | California | 6 | Kern | 29 | 06029 | 2.5 | 8653 | 2019 |  |  |  |  | Natural Gas | [13 empty] | 0 | 0 | 0 | 0
Bolthouse Farms Fuel Cell | 61845_G_MM29 | 61845 | G | MM29 |  | Fuel Cell |  | WECC_SCE | California | 6 | Kern | 29 | 06029 | 2.5 | 8653 | 2019 |  |  |  |  | Natural Gas | [13 empty] | 0 | 0 | 0 | 0
Regeneron Pharmaceuticals Inc. | 62423_G_765G1 | 62423 | G | 765G1 |  | Combustion Turbine | IC | NY_Z_G-I | New York | 36 | Westchester | 119 | 36119 | 2.5 | 9264 | 2016 |  |  |  |  | Distillate Fuel Oil | [13 empty] | 0.011 | 0.011 | 0.011 | 0.011
Mt.Sinai-St.Lukes Roosevelt Hosp. Center | 62453_G_EG3 | 62453 | G | EG3 |  | Combustion Turbine | IC | NY_Z_G-I | New York | 36 | Westchester | 119 | 36119 | 2.5 | 9264 | 2015 |  |  |  |  | Distillate Fuel Oil | [13 empty] | 0.011 | 0.011 | 0.011 | 0.011
Mt.Sinai-St.Lukes Roosevelt Hosp. Center | 62453_G_EG4 | 62453 | G | EG4 |  | Combustion Turbine | IC | NY_Z_G-I | New York | 36 | Westchester | 119 | 36119 | 2.5 | 9264 | 2015 |  |  |  |  | Distillate Fuel Oil | [13 empty] | 0.011 | 0.011 | 0.011 | 0.011
SC 1 Data Center, Phase 2 | 59074_G_17A | 59074 | G | 17A |  | Combustion Turbine | IC | WEC_CALN | California | 6 | Santa Clara | 85 | 06085 | 2.3 | 9264 | 2017 |  |  |  |  | Distillate Fuel Oil | [13 empty] | 0.011 | 0.011 | 0.011 | 0.011
SC 1 Data Center, Phase 2 | 59074_G_17B | 59074 | G | 17B |  | Combustion Turbine | IC | WEC_CALN | California | 6 | Santa Clara | 85 | 06085 | 2.3 | 9264 | 2017 |  |  |  |  | Distillate Fuel Oil | [13 empty] | 0.011 | 0.011 | 0.011 | 0.011
SC 1 Data Center, Phase 2 | 59074_G_18A | 59074 | G | 18A |  | Combustion Turbine | IC | WEC_CALN | California | 6 | Santa Clara | 85 | 06085 | 2.3 | 9264 | 2017 |  |  |  |  | Distillate Fuel Oil | [13 empty] | 0.011 | 0.011 | 0.011 | 0.011
SC 1 Data Center, Phase 2 | 59074_G_18B | 59074 | G | 18B |  | Combustion Turbine | IC | WEC_CALN | California | 6 | Santa Clara | 85 | 06085 | 2.3 | 9264 | 2017 |  |  |  |  | Distillate Fuel Oil | [13 empty] | 0.011 | 0.011 | 0.011 | 0.011
SC 1 Data Center, Phase 2 | 59074_G_19A | 59074 | G | 19A |  | Combustion Turbine | IC | WEC_CALN | California | 6 | Santa Clara | 85 | 06085 | 2.3 | 9264 | 2017 |  |  |  |  | Distillate Fuel Oil | [13 empty] | 0.011 | 0.011 | 0.011 | 0.011
SC 1 Data Center, Phase 2 | 59074_G_19B | 59074 | G | 19B |  | Combustion Turbine | IC | WEC_CALN | California | 6 | Santa Clara | 85 | 06085 | 2.3 | 9264 | 2017 |  |  |  |  | Distillate Fuel Oil | [13 empty] | 0.011 | 0.011 | 0.011 | 0.011
SC 1 Data Center, Phase 2 | 59074_G_20A | 59074 | G | 20A |  | Combustion Turbine | IC | WEC_CALN | California | 6 | Santa Clara | 85 | 06085 | 2.3 | 9264 | 2017 |  |  |  |  | Distillate Fuel Oil | [13 empty] | 0.011 | 0.011 | 0.011 | 0.011
SC 1 Data Center, Phase 2 | 59074_G_20B | 59074 | G | 20B |  | Combustion Turbine | IC | WEC_CALN | California | 6 | Santa Clara | 85 | 06085 | 2.3 | 9264 | 2017 |  |  |  |  | Distillate Fuel Oil | [13 empty] | 0.011 | 0.011 | 0.011 | 0.011
SC 1 Data Center, Phase 2 | 59074_G_21A | 59074 | G | 21A |  | Combustion Turbine | IC | WEC_CALN | California | 6 | Santa Clara | 85 | 06085 | 2.3 | 9264 | 2017 |  |  |  |  | Distillate Fuel Oil | [13 empty] | 0.011 | 0.011 | 0.011 | 0.011
SC 1 Data Center, Phase 2 | 59074_G_21B | 59074 | G | 21B |  | Combustion Turbine | IC | WEC_CALN | California | 6 | Santa Clara | 85 | 06085 | 2.3 | 9264 | 2017 |  |  |  |  | Distillate Fuel Oil | [13 empty] | 0.011 | 0.011 | 0.011 | 0.011
SC 1 Data Center, Phase 2 | 59074_G_22A | 59074 | G | 22A |  | Combustion Turbine | IC | WEC_CALN | California | 6 | Santa Clara | 85 | 06085 | 2.3 | 9264 | 2017 |  |  |  |  | Distillate Fuel Oil | [13 empty] | 0.011 | 0.011 | 0.011 | 0.011
SC 1 Data Center, Phase 2 | 59074_G_22B | 59074 | G | 22B |  | Combustion Turbine | IC | WEC_CALN | California | 6 | Santa Clara | 85 | 06085 | 2.3 | 9264 | 2017 |  |  |  |  | Distillate Fuel Oil | [13 empty] | 0.011 | 0.011 | 0.011 | 0.011
Alta Municipal Utilities | 1121_G_2A | 1121 | G | 2A |  | Combustion Turbine | IC | MIS_MIDA | Iowa | 19 | Buena Vista | 21 | 19021 | 2 | 9264 | 2018 |  |  |  |  | Distillate Fuel Oil | [13 empty] | 0.011 | 0.011 | 0.011 | 0.011
Alta Municipal Utilities | 1121_G_3A | 1121 | G | 3A |  | Combustion Turbine | IC | MIS_MIDA | Iowa | 19 | Buena Vista | 21 | 19021 | 2 | 9264 | 2018 |  |  |  |  | Distillate Fuel Oil | [13 empty] | 0.011 | 0.011 | 0.011 | 0.011
Augusta Electric Plant No 1 | 1261_G_8 | 1261 | G | 8 |  | Combustion Turbine | IC | SPP_N | Kansas | 20 | Butler | 15 | 20015 | 2 | 9264 | 2016 |  |  |  |  | Distillate Fuel Oil | [13 empty] | 0.011 | 0.011 | 0.011 | 0.011
Lincoln | 1300_G_8 | 1300 | G | 8 |  | Combustion Turbine | IC | SPP_N | Kansas | 20 | Lincoln | 105 | 20105 | 1.8 | 9264 | 2017 |  |  |  |  | Distillate Fuel Oil | [13 empty] | 0.011 | 0.011 | 0.011 | 0.011
Rocky Ford | 6516_G_IC1A | 6516 | G | IC1A |  | Combustion Turbine | IC | WECC_CO | Colorado | 8 | Otero | 89 | 08089 | 2 | 9264 | 1964 |  |  |  |  | Distillate Fuel Oil | [13 empty] | 0.011 | 0.011 | 0.011 | 0.011
CoreSite Real Estate 55 S. Market Street | 61474_G_G-4 | 61474 | G | G-4 |  | Combustion Turbine | IC | WEC_CALN | California | 6 | Santa Clara | 85 | 06085 | 2 | 9264 | 2007 |  |  |  |  | Distillate Fuel Oil | [13 empty] | 0.011 | 0.011 | 0.011 | 0.011
Woodhull Hospital | 61567_G_EGEN3 | 61567 | G | EGEN3 |  | Combustion Turbine | IC | NY_Z_J | New York | 36 | Kings | 47 | 36047 | 2 | 9264 | 2001 |  |  |  |  | Distillate Fuel Oil | [13 empty] | 0.011 | 0.011 | 0.011 | 0.011
Woodhull Hospital | 61567_G_EGEN4 | 61567 | G | EGEN4 |  | Combustion Turbine | IC | NY_Z_J | New York | 36 | Kings | 47 | 36047 | 2 | 9264 | 2001 |  |  |  |  | Distillate Fuel Oil | [13 empty] | 0.011 | 0.011 | 0.011 | 0.011
Navy Yard Peaker Station | 61737_G_GEN1 | 61737 | G | GEN1 |  | Combustion Turbine | IC | PJM_EMAC | Pennsylvania | 42 | Philadelphia | 101 | 42101 | 2 | 9264 | 2017 |  |  |  |  | Natural Gas | [13 empty] | 0.011 | 0.011 | 0.011 | 0.011
Navy Yard Peaker Station | 61737_G_GEN2 | 61737 | G | GEN2 |  | Combustion Turbine | IC | PJM_EMAC | Pennsylvania | 42 | Philadelphia | 101 | 42101 | 2 | 9264 | 2017 |  |  |  |  | Natural Gas | [13 empty] | 0.011 | 0.011 | 0.011 | 0.011
Navy Yard Peaker Station | 61737_G_GEN3 | 61737 | G | GEN3 |  | Combustion Turbine | IC | PJM_EMAC | Pennsylvania | 42 | Philadelphia | 101 | 42101 | 2 | 9264 | 2017 |  |  |  |  | Natural Gas | [13 empty] | 0.011 | 0.011 | 0.011 | 0.011
Navy Yard Peaker Station | 61737_G_GEN4 | 61737 | G | GEN4 |  | Combustion Turbine | IC | PJM_EMAC | Pennsylvania | 42 | Philadelphia | 101 | 42101 | 2 | 9264 | 2018 |  |  |  |  | Natural Gas | [13 empty] | 0.011 | 0.011 | 0.011 | 0.011
Princeton Energy Center, LLC | 61822_G_EDG1 | 61822 | G | EDG1 |  | Combustion Turbine | IC | PJM_EMAC | New Jersey | 34 | Middlesex | 23 | 34023 | 2 | 9264 | 2012 |  |  |  |  | Distillate Fuel Oil | [13 empty] | 0.011 | 0.011 | 0.011 | 0.011
Princeton Energy Center, LLC | 61822_G_EDG2 | 61822 | G | EDG2 |  | Combustion Turbine | IC | PJM_EMAC | New Jersey | 34 | Middlesex | 23 | 34023 | 2 | 9264 | 2012 |  |  |  |  | Distillate Fuel Oil | [13 empty] | 0.011 | 0.011 | 0.011 | 0.011
Princeton Energy Center, LLC | 61822_G_EDG3 | 61822 | G | EDG3 |  | Combustion Turbine | IC | PJM_EMAC | New Jersey | 34 | Middlesex | 23 | 34023 | 2 | 9264 | 2012 |  |  |  |  | Distillate Fuel Oil | [13 empty] | 0.011 | 0.011 | 0.011 | 0.011
Regeneron Pharmaceuticals Inc. | 62423_G_795G1 | 62423 | G | 795G1 |  | Combustion Turbine | IC | NY_Z_G-I | New York | 36 | Westchester | 119 | 36119 | 2 | 9264 | 2015 |  |  |  |  | Distillate Fuel Oil | [13 empty] | 0.011 | 0.011 | 0.011 | 0.011
Regeneron Pharmaceuticals Inc. | 62423_G_795G2 | 62423 | G | 795G2 |  | Combustion Turbine | IC | NY_Z_G-I | New York | 36 | Westchester | 119 | 36119 | 2 | 9264 | 2015 |  |  |  |  | Distillate Fuel Oil | [13 empty] | 0.011 | 0.011 | 0.011 | 0.011
Digital Fairfield | 62455_G_DGR01 | 62455 | G | DGR01 |  | Fuel Cell |  | NENG_CT | Connecticut | 9 | Fairfield | 1 | 09001 | 2 | 8653 | 2018 |  |  |  |  | Natural Gas | [13 empty] | 0 | 0 | 0 | 0
Micro Santa Clara | 62459_G_SMC01 | 62459 | G | SMC01 |  | Fuel Cell |  | WEC_CALN | California | 6 | Santa Clara | 85 | 06085 | 2 | 8653 | 2018 |  |  |  |  | Natural Gas | [13 empty] | 0 | 0 | 0 | 0
Farmers Electric Cooperative - Kalona | 62461_G_1 | 62461 | G | 1 |  | Combustion Turbine | IC | MIS_MIDA | Iowa | 19 | Johnson | 103 | 19103 | 2 | 9264 | 2001 |  |  |  |  | Distillate Fuel Oil | [13 empty] | 0.011 | 0.011 | 0.011 | 0.011
Farmers Electric Cooperative - Kalona | 62461_G_2 | 62461 | G | 2 |  | Combustion Turbine | IC | MIS_MIDA | Iowa | 19 | Johnson | 103 | 19103 | 2 | 9264 | 2001 |  |  |  |  | Distillate Fuel Oil | [13 empty] | 0.011 | 0.011 | 0.011 | 0.011
Farmers Electric Cooperative - Kalona | 62461_G_3 | 62461 | G | 3 |  | Combustion Turbine | IC | MIS_MIDA | Iowa | 19 | Johnson | 103 | 19103 | 2 | 9264 | 2006 |  |  |  |  | Distillate Fuel Oil | [13 empty] | 0.011 | 0.011 | 0.011 | 0.011
Amana Society Service Company | 61850_G_IC1 | 61850 | G | IC1 |  | Combustion Turbine | IC | MIS_IA | Iowa | 19 | Iowa | 95 | 19095 | 1.8 | 9264 | 2001 |  |  |  |  | Distillate Fuel Oil | [13 empty] | 0.011 | 0.011 | 0.011 | 0.011
Amana Society Service Company | 61850_G_IC10 | 61850 | G | IC10 |  | Combustion Turbine | IC | MIS_IA | Iowa | 19 | Iowa | 95 | 19095 | 1.8 | 9264 | 2001 |  |  |  |  | Distillate Fuel Oil | [13 empty] | 0.011 | 0.011 | 0.011 | 0.011
Amana Society Service Company | 61850_G_IC11 | 61850 | G | IC11 |  | Combustion Turbine | IC | MIS_IA | Iowa | 19 | Iowa | 95 | 19095 | 1.8 | 9264 | 2001 |  |  |  |  | Distillate Fuel Oil | [13 empty] | 0.011 | 0.011 | 0.011 | 0.011
Amana Society Service Company | 61850_G_IC12 | 61850 | G | IC12 |  | Combustion Turbine | IC | MIS_IA | Iowa | 19 | Iowa | 95 | 19095 | 1.8 | 9264 | 2001 |  |  |  |  | Distillate Fuel Oil | [13 empty] | 0.011 | 0.011 | 0.011 | 0.011
Amana Society Service Company | 61850_G_IC2 | 61850 | G | IC2 |  | Combustion Turbine | IC | MIS_IA | Iowa | 19 | Iowa | 95 | 19095 | 1.8 | 9264 | 2001 |  |  |  |  | Distillate Fuel Oil | [13 empty] | 0.011 | 0.011 | 0.011 | 0.011
Amana Society Service Company | 61850_G_IC3 | 61850 | G | IC3 |  | Combustion Turbine | IC | MIS_IA | Iowa | 19 | Iowa | 95 | 19095 | 1.8 | 9264 | 2001 |  |  |  |  | Distillate Fuel Oil | [13 empty] | 0.011 | 0.011 | 0.011 | 0.011
Amana Society Service Company | 61850_G_IC4 | 61850 | G | IC4 |  | Combustion Turbine | IC | MIS_IA | Iowa | 19 | Iowa | 95 | 19095 | 1.8 | 9264 | 2001 |  |  |  |  | Distillate Fuel Oil | [13 empty] | 0.011 | 0.011 | 0.011 | 0.011
Amana Society Service Company | 61850_G_IC5 | 61850 | G | IC5 |  | Combustion Turbine | IC | MIS_IA | Iowa | 19 | Iowa | 95 | 19095 | 1.8 | 9264 | 2001 |  |  |  |  | Distillate Fuel Oil | [13 empty] | 0.011 | 0.011 | 0.011 | 0.011
Amana Society Service Company | 61850_G_IC6 | 61850 | G | IC6 |  | Combustion Turbine | IC | MIS_IA | Iowa | 19 | Iowa | 95 | 19095 | 1.8 | 9264 | 2001 |  |  |  |  | Distillate Fuel Oil | [13 empty] | 0.011 | 0.011 | 0.011 | 0.011
Amana Society Service Company | 61850_G_IC7 | 61850 | G | IC7 |  | Combustion Turbine | IC | MIS_IA | Iowa | 19 | Iowa | 95 | 19095 | 1.8 | 9264 | 2001 |  |  |  |  | Distillate Fuel Oil | [13 empty] | 0.011 | 0.011 | 0.011 | 0.011
Amana Society Service Company | 61850_G_IC8 | 61850 | G | IC8 |  | Combustion Turbine | IC | MIS_IA | Iowa | 19 | Iowa | 95 | 19095 | 1.8 | 9264 | 2001 |  |  |  |  | Distillate Fuel Oil | [13 empty] | 0.011 | 0.011 | 0.011 | 0.011
Amana Society Service Company | 61850_G_IC9 | 61850 | G | IC9 |  | Combustion Turbine | IC | MIS_IA | Iowa | 19 | Iowa | 95 | 19095 | 1.8 | 9264 | 2001 |  |  |  |  | Distillate Fuel Oil | [13 empty] | 0.011 | 0.011 | 0.011 | 0.011
Albert Einstein College of Medicine | 62398_G_CP961 | 62398 | G | CP961 |  | Combustion Turbine | IC | NY_Z_J | New York | 36 | Bronx | 5 | 36005 | 1.8 | 9264 | 2008 |  |  |  |  | Distillate Fuel Oil | [13 empty] | 0.011 | 0.011 | 0.011 | 0.011
Albert Einstein College of Medicine | 62398_G_CP962 | 62398 | G | CP962 |  | Combustion Turbine | IC | NY_Z_J | New York | 36 | Bronx | 5 | 36005 | 1.8 | 9264 | 2008 |  |  |  |  | Distillate Fuel Oil | [13 empty] | 0.011 | 0.011 | 0.011 | 0.011
New York Methodist Hospital | 52091_G_CCHEG | 52091 | G | CCHEG |  | Combustion Turbine | IC | NY_Z_J | New York | 36 | Kings | 47 | 36047 | 1.5 | 9264 | 2019 |  |  |  |  | Distillate Fuel Oil | [13 empty] | 0.011 | 0.011 | 0.011 | 0.011
Electric Avenue Facility | 56367_G_4 | 56367 | G | 4 |  | Combustion Turbine | IC | PJM_Dom | Virginia | 51 | Culpeper | 47 | 51047 | 1.5 | 9264 | 1997 |  |  |  |  | Distillate Fuel Oil | [13 empty] | 0.011 | 0.011 | 0.011 | 0.011
Woodhull Hospital | 61567_G_EGEN1 | 61567 | G | EGEN1 |  | Combustion Turbine | IC | NY_Z_J | New York | 36 | Kings | 47 | 36047 | 1.5 | 9264 | 1972 |  |  |  |  | Distillate Fuel Oil | [13 empty] | 0.011 | 0.011 | 0.011 | 0.011
Woodhull Hospital | 61567_G_EGEN2 | 61567 | G | EGEN2 |  | Combustion Turbine | IC | NY_Z_J | New York | 36 | Kings | 47 | 36047 | 1.5 | 9264 | 1972 |  |  |  |  | Distillate Fuel Oil | [13 empty] | 0.011 | 0.011 | 0.011 | 0.011
Beloit Memorial Hospital Power Plant | 62117_G_GEN-1 | 62117 | G | GEN-1 |  | Combustion Turbine | IC | MIS_WUMS | Wisconsin | 55 | Rock | 105 | 55105 | 1.5 | 9264 | 2000 |  |  |  |  | Natural Gas | [13 empty] | 0.011 | 0.011 | 0.011 | 0.011
Beloit Memorial Hospital Power Plant | 62117_G_GEN-2 | 62117 | G | GEN-2 |  | Combustion Turbine | IC | MIS_WUMS | Wisconsin | 55 | Rock | 105 | 55105 | 1.5 | 9264 | 2000 |  |  |  |  | Natural Gas | [13 empty] | 0.011 | 0.011 | 0.011 | 0.011
NYP-Lower Manhattan Hospital | 62366_G_CATR4 | 62366 | G | CATR4 |  | Combustion Turbine | IC | NY_Z_J | New York | 36 | New York | 61 | 36061 | 1.5 | 9264 | 1992 |  |  |  |  | Distillate Fuel Oil | [13 empty] | 0.011 | 0.011 | 0.011 | 0.011
Regeneron Pharmaceuticals Inc. | 62423_G_735G1 | 62423 | G | 735G1 |  | Combustion Turbine | IC | NY_Z_G-I | New York | 36 | Westchester | 119 | 36119 | 1.5 | 9264 | 2009 |  |  |  |  | Distillate Fuel Oil | [13 empty] | 0.011 | 0.011 | 0.011 | 0.011
Regeneron Pharmaceuticals Inc. | 62423_G_745G1 | 62423 | G | 745G1 |  | Combustion Turbine | IC | NY_Z_G-I | New York | 36 | Westchester | 119 | 36119 | 1.5 | 9264 | 2016 |  |  |  |  | Distillate Fuel Oil | [13 empty] | 0.011 | 0.011 | 0.011 | 0.011
Regeneron Pharmaceuticals Inc. | 62423_G_745G2 | 62423 | G | 745G2 |  | Combustion Turbine | IC | NY_Z_G-I | New York | 36 | Westchester | 119 | 36119 | 1.5 | 9264 | 2016 |  |  |  |  | Distillate Fuel Oil | [13 empty] | 0.011 | 0.011 | 0.011 | 0.011
JLL-One Rockwood Road | 62446_G_EGEN1 | 62446 | G | EGEN1 |  | Combustion Turbine | IC | NY_Z_G-I | New York | 36 | Westchester | 119 | 36119 | 1.5 | 9264 | 2003 |  |  |  |  | Distillate Fuel Oil | [13 empty] | 0.011 | 0.011 | 0.011 | 0.011
JLL-One Rockwood Road | 62446_G_EGEN2 | 62446 | G | EGEN2 |  | Combustion Turbine | IC | NY_Z_G-I | New York | 36 | Westchester | 119 | 36119 | 1.5 | 9264 | 2003 |  |  |  |  | Distillate Fuel Oil | [13 empty] | 0.011 | 0.011 | 0.011 | 0.011
Regeneron Tarrytown | 62456_G_RGP00 | 62456 | G | RGP00 |  | Fuel Cell |  | NY_Z_G-I | New York | 36 | Westchester | 119 | 36119 | 1.5 | 8653 | 2018 |  |  |  |  | Natural Gas | [13 empty] | 0 | 0 | 0 | 0
Trinity College Fuel Cell | 61786_G_MB-22 | 61786 | G | MB-22 |  | Fuel Cell |  | NENG_CT | Connecticut | 9 | Hartford | 3 | 09003 | 1.4 | 8653 | 2018 |  |  |  |  | Natural Gas | [13 empty] | 0 | 0 | 0 | 0
Iola Powerhouse & Cogeneration Facility | 62424_G_1 | 62424 | G | 1 |  | Combustion Turbine | IC | NY_Z_B | New York | 36 | Monroe | 55 | 36055 | 1.4 | 9264 | 2004 |  |  |  |  | Natural Gas | [13 empty] | 0.011 | 0.011 | 0.011 | 0.011
Iola Powerhouse & Cogeneration Facility | 62424_G_2 | 62424 | G | 2 |  | Combustion Turbine | IC | NY_Z_B | New York | 36 | Monroe | 55 | 36055 | 1.4 | 9264 | 2004 |  |  |  |  | Natural Gas | [13 empty] | 0.011 | 0.011 | 0.011 | 0.011
Iola Powerhouse & Cogeneration Facility | 62424_G_3 | 62424 | G | 3 |  | Combustion Turbine | IC | NY_Z_B | New York | 36 | Monroe | 55 | 36055 | 1.4 | 9264 | 2004 |  |  |  |  | Natural Gas | [13 empty] | 0.011 | 0.011 | 0.011 | 0.011
West Point (PA) | 52149_G_GEN15 | 52149 | G | GEN15 |  | Combustion Turbine | IC | PJM_EMAC | Pennsylvania | 42 | Montgomery | 91 | 42091 | 1.1 | 9264 | 2017 |  |  |  |  | Natural Gas | [13 empty] | 0.011 | 0.011 | 0.011 | 0.011
Westchester County Medical Center | 62270_G_CATH1 | 62270 | G | CATH1 |  | Combustion Turbine | IC | NY_Z_G-I | New York | 36 | Westchester | 119 | 36119 | 1.3 | 9264 | 2002 |  |  |  |  | Distillate Fuel Oil | [13 empty] | 0.011 | 0.011 | 0.011 | 0.011
Westchester County Medical Center | 62270_G_CATH2 | 62270 | G | CATH2 |  | Combustion Turbine | IC | NY_Z_G-I | New York | 36 | Westchester | 119 | 36119 | 1.3 | 9264 | 2002 |  |  |  |  | Distillate Fuel Oil | [13 empty] | 0.011 | 0.011 | 0.011 | 0.011
Edenton Generators | 7429_G_3 | 7429 | G | 3 |  | Combustion Turbine | IC | PJM_Dom | North Carolina | 37 | Chowan | 41 | 37041 | 1.2 | 9264 | 2014 |  |  |  |  | Distillate Fuel Oil | [13 empty] | 0.011 | 0.011 | 0.011 | 0.011
The Bank of New York | 62001_G_6087K | 62001 | G | 6087K |  | Combustion Turbine | IC | NY_Z_J | New York | 36 | Kings | 47 | 36047 | 1.2 | 9264 | 1983 |  |  |  |  | Distillate Fuel Oil | [13 empty] | 0.011 | 0.011 | 0.011 | 0.011
The Bank of New York | 62001_G_6187H | 62001 | G | 6187H |  | Combustion Turbine | IC | NY_Z_J | New York | 36 | Kings | 47 | 36047 | 1.2 | 9264 | 1983 |  |  |  |  | Distillate Fuel Oil | [13 empty] | 0.011 | 0.011 | 0.011 | 0.011
The Bank of New York | 62001_G_6287P | 62001 | G | 6287P |  | Combustion Turbine | IC | NY_Z_J | New York | 36 | Kings | 47 | 36047 | 1.2 | 9264 | 1983 |  |  |  |  | Distillate Fuel Oil | [13 empty] | 0.011 | 0.011 | 0.011 | 0.011
The Bank of New York | 62001_G_8587X | 62001 | G | 8587X |  | Combustion Turbine | IC | NY_Z_J | New York | 36 | Kings | 47 | 36047 | 1.2 | 9264 | 1983 |  |  |  |  | Distillate Fuel Oil | [13 empty] | 0.011 | 0.011 | 0.011 | 0.011
The Bank of New York | 62001_G_8687N | 62001 | G | 8687N |  | Combustion Turbine | IC | NY_Z_J | New York | 36 | Kings | 47 | 36047 | 1.2 | 9264 | 1983 |  |  |  |  | Distillate Fuel Oil | [13 empty] | 0.011 | 0.011 | 0.011 | 0.011
The Bank of New York | 62001_G_8887H | 62001 | G | 8887H |  | Combustion Turbine | IC | NY_Z_J | New York | 36 | Kings | 47 | 36047 | 1.2 | 9264 | 1983 |  |  |  |  | Distillate Fuel Oil | [13 empty] | 0.011 | 0.011 | 0.011 | 0.011
MER Queens | 62576_G_MER01 | 62576 | G | MER01 |  | Fuel Cell |  | NY_Z_J | New York | 36 | Queens | 81 | 36081 | 1.2 | 8653 | 2017 |  |  |  |  | Natural Gas | [13 empty] | 0 | 0 | 0 | 0
South Nassau Communities Hospital | 62447_G_1 | 62447 | G | 1 |  | Combustion Turbine | IC | NY_Z_K | New York | 36 | Nassau | 59 | 36059 | 1.1 | 9264 | 1975 |  |  |  |  | Distillate Fuel Oil | [13 empty] | 0.011 | 0.011 | 0.011 | 0.011
MCRD Parris Island PV | 61956_G_BLKST | 61956 | G | BLKST |  | Combustion Turbine | IC | S_VACA | South Carolina | 45 | Beaufort | 13 | 45013 | 1 | 9264 | 2019 |  |  |  |  | Distillate Fuel Oil | [13 empty] | 0.011 | 0.011 | 0.011 | 0.011
Nantucket | 1615_G_19 | 1615 | G | 19 |  | Combustion Turbine | IC | NENGREST | Massachusetts | 25 | Nantucket | 19 | 25019 | 1 | 9264 | 2019 |  |  |  |  | Distillate Fuel Oil | [13 empty] | 0.011 | 0.011 | 0.011 | 0.011
Loma Linda University Cogen | 10206_G_GEN5 | 10206 | G | GEN5 |  | Combustion Turbine | IC | WECC_SCE | California | 6 | San Bernardino | 71 | 06071 | 1 | 9264 | 2018 |  |  |  |  | Distillate Fuel Oil | [13 empty] | 0.011 | 0.011 | 0.011 | 0.011
New York Methodist Hospital | 52091_G_02-8P | 52091 | G | 02-8P |  | Combustion Turbine | IC | NY_Z_J | New York | 36 | Kings | 47 | 36047 | 1 | 9264 | 2006 |  |  |  |  | Distillate Fuel Oil | [13 empty] | 0.011 | 0.011 | 0.011 | 0.011
New York Methodist Hospital | 52091_G_03-8L | 52091 | G | 03-8L |  | Combustion Turbine | IC | NY_Z_J | New York | 36 | Kings | 47 | 36047 | 1 | 9264 | 2008 |  |  |  |  | Distillate Fuel Oil | [13 empty] | 0.011 | 0.011 | 0.011 | 0.011
Good Samaritan Hospital | 61551_G_EGEN1 | 61551 | G | EGEN1 |  | Combustion Turbine | IC | NY_Z_G-I | New York | 36 | Rockland | 87 | 36087 | 1 | 9264 | 1980 |  |  |  |  | Distillate Fuel Oil | [13 empty] | 0.011 | 0.011 | 0.011 | 0.011
Woodhull Hospital | 61567_G_EGEN5 | 61567 | G | EGEN5 |  | Combustion Turbine | IC | NY_Z_J | New York | 36 | Kings | 47 | 36047 | 1 | 9264 | 2001 |  |  |  |  | Distillate Fuel Oil | [13 empty] | 0.011 | 0.011 | 0.011 | 0.011
The Allen Hospital | 61568_G_EGEN1 | 61568 | G | EGEN1 |  | Combustion Turbine | IC | NY_Z_J | New York | 36 | New York | 61 | 36061 | 1 | 9264 | 2009 |  |  |  |  | Distillate Fuel Oil | [13 empty] | 0.011 | 0.011 | 0.011 | 0.011
Mount Sinai Beth Israel | 61569_G_EGEN3 | 61569 | G | EGEN3 |  | Combustion Turbine | IC | NY_Z_J | New York | 36 | New York | 61 | 36061 | 1 | 9264 | 1988 |  |  |  |  | Distillate Fuel Oil | [13 empty] | 0.011 | 0.011 | 0.011 | 0.011
TAC-Distributed Energy Resource Int. | 61990_G_NG | 61990 | G | NG |  | Combustion Turbine | IC | MIS_IL | Illinois | 17 | Champaign | 19 | 17019 | 1 | 9264 | 2017 |  |  |  |  | Natural Gas | [13 empty] | 0.011 | 0.011 | 0.011 | 0.011
Kingsbrook Jewish Medical Center | 62050_G_VHP59 | 62050 | G | VHP59 |  | Combustion Turbine | IC | NY_Z_J | New York | 36 | Kings | 47 | 36047 | 1 | 9264 | 2002 |  |  |  |  | Distillate Fuel Oil | [13 empty] | 0.011 | 0.011 | 0.011 | 0.011
Albert Einstein College of Medicine | 62398_G_CP035 | 62398 | G | CP035 |  | Combustion Turbine | IC | NY_Z_J | New York | 36 | Bronx | 5 | 36005 | 1 | 9264 | 2002 |  |  |  |  | Distillate Fuel Oil | [13 empty] | 0.011 | 0.011 | 0.011 | 0.011
Regeneron Pharmaceuticals Inc. | 62423_G_735G2 | 62423 | G | 735G2 |  | Combustion Turbine | IC | NY_Z_G-I | New York | 36 | Westchester | 119 | 36119 | 1 | 9264 | 2009 |  |  |  |  | Distillate Fuel Oil | [13 empty] | 0.011 | 0.011 | 0.011 | 0.011
Regeneron Pharmaceuticals Inc. | 62423_G_777G1 | 62423 | G | 777G1 |  | Combustion Turbine | IC | NY_Z_G-I | New York | 36 | Westchester | 119 | 36119 | 1 | 9264 | 2013 |  |  |  |  | Distillate Fuel Oil | [13 empty] | 0.011 | 0.011 | 0.011 | 0.011
Regeneron Pharmaceuticals Inc. | 62423_G_785G1 | 62423 | G | 785G1 |  | Combustion Turbine | IC | NY_Z_G-I | New York | 36 | Westchester | 119 | 36119 | 1 | 9264 | 2015 |  |  |  |  | Distillate Fuel Oil | [13 empty] | 0.011 | 0.011 | 0.011 | 0.011
South Nassau Communities Hospital | 62447_G_3 | 62447 | G | 3 |  | Combustion Turbine | IC | NY_Z_K | New York | 36 | Nassau | 59 | 36059 | 1 | 9264 | 2005 |  |  |  |  | Distillate Fuel Oil | [13 empty] | 0.011 | 0.011 | 0.011 | 0.011
St. Johns Episcopal Hospital | 62450_G_F1040 | 62450 | G | F1040 |  | Combustion Turbine | IC | NY_Z_J | New York | 36 | Queens | 81 | 36081 | 1 | 9264 | 1995 |  |  |  |  | Distillate Fuel Oil | [13 empty] | 0.011 | 0.011 | 0.011 | 0.011
Ratkovich Alhambra | 62458_G_RAT00 | 62458 | G | RAT00 |  | Fuel Cell |  | WEC_LADW | California | 6 | Los Angeles | 37 | 06037 | 1 | 8653 | 2018 |  |  |  |  | Natural Gas | [13 empty] | 0 | 0 | 0 | 0
Disney Prospect | 62571_G_DSY01 | 62571 | G | DSY01 |  | Fuel Cell |  | WEC_LADW | California | 6 | Los Angeles | 37 | 06037 | 1 | 8653 | 2017 |  |  |  |  | Natural Gas | [13 empty] | 0 | 0 | 0 | 0
ATT Jericho | 62572_G_ATT49 | 62572 | G | ATT49 |  | Fuel Cell |  | NY_Z_K | New York | 36 | Suffolk | 103 | 36103 | 1 | 8653 | 2017 |  |  |  |  | Natural Gas | [13 empty] | 0 | 0 | 0 | 0
ATT Kelvin | 62573_G_ATT56 | 62573 | G | ATT56 |  | Fuel Cell |  | WECC_SCE | California | 6 | Orange | 59 | 06059 | 1 | 8653 | 2017 |  |  |  |  | Natural Gas | [13 empty] | 0 | 0 | 0 | 0
ATT Van Nyus | 62574_G_ATT93 | 62574 | G | ATT93 |  | Fuel Cell |  | WEC_LADW | California | 6 | Los Angeles | 37 | 06037 | 1 | 8653 | 2017 |  |  |  |  | Natural Gas | [13 empty] | 0 | 0 | 0 | 0
FLEX Gibraltar | 62575_G_FLX01 | 62575 | G | FLX01 |  | Fuel Cell |  | WEC_CALN | California | 6 | Santa Clara | 85 | 06085 | 1 | 8653 | 2017 |  |  |  |  | Natural Gas | [13 empty] | 0 | 0 | 0 | 0
APP Prune A-D | 62577_G_AP11A | 62577 | G | AP11A |  | Fuel Cell |  | WEC_CALN | California | 6 | Santa Clara | 85 | 06085 | 1 | 8653 | 2017 |  |  |  |  | Natural Gas | [13 empty] | 0 | 0 | 0 | 0
APP Prune A-D | 62577_G_AP11B | 62577 | G | AP11B |  | Fuel Cell |  | WEC_CALN | California | 6 | Santa Clara | 85 | 06085 | 1 | 8653 | 2017 |  |  |  |  | Natural Gas | [13 empty] | 0 | 0 | 0 | 0
APP Prune A-D | 62577_G_AP11C | 62577 | G | AP11C |  | Fuel Cell |  | WEC_CALN | California | 6 | Santa Clara | 85 | 06085 | 1 | 8653 | 2017 |  |  |  |  | Natural Gas | [13 empty] | 0 | 0 | 0 | 0
APP Prune A-D | 62577_G_AP11D | 62577 | G | AP11D |  | Fuel Cell |  | WEC_CALN | California | 6 | Santa Clara | 85 | 06085 | 1 | 8653 | 2017 |  |  |  |  | Natural Gas | [13 empty] | 0 | 0 | 0 | 0
Mount Sinai Beth Israel | 61569_G_EGEN9 | 61569 | G | EGEN9 |  | Combustion Turbine | IC | NY_Z_J | New York | 36 | New York | 61 | 36061 | 0.9 | 9264 | 1988 |  |  |  |  | Distillate Fuel Oil | [13 empty] | 0.011 | 0.011 | 0.011 | 0.011
Maimonides Medical Center | 62174_G_CM900 | 62174 | G | CM900 |  | Combustion Turbine | IC | NY_Z_J | New York | 36 | Kings | 47 | 36047 | 0.9 | 9264 | 2006 |  |  |  |  | Distillate Fuel Oil | [13 empty] | 0.011 | 0.011 | 0.011 | 0.011
Maimonides Medical Center | 62174_G_CN900 | 62174 | G | CN900 |  | Combustion Turbine | IC | NY_Z_J | New York | 36 | Kings | 47 | 36047 | 0.9 | 9264 | 2006 |  |  |  |  | Distillate Fuel Oil | [13 empty] | 0.011 | 0.011 | 0.011 | 0.011
NYC-HH-New Bellevue Hospital | 62250_G_CUM6Z | 62250 | G | CUM6Z |  | Combustion Turbine | IC | NY_Z_J | New York | 36 | New York | 61 | 36061 | 0.9 | 9264 | 2011 |  |  |  |  | Distillate Fuel Oil | [13 empty] | 0.011 | 0.011 | 0.011 | 0.011
NYPH-Queens | 62271_G_PB809 | 62271 | G | PB809 |  | Combustion Turbine | IC | NY_Z_J | New York | 36 | Queens | 81 | 36081 | 0.9 | 9264 | 2010 |  |  |  |  | Distillate Fuel Oil | [13 empty] | 0.011 | 0.011 | 0.011 | 0.011
NYPH-Queens | 62271_G_PB909 | 62271 | G | PB909 |  | Combustion Turbine | IC | NY_Z_J | New York | 36 | Queens | 81 | 36081 | 0.9 | 9264 | 2010 |  |  |  |  | Distillate Fuel Oil | [13 empty] | 0.011 | 0.011 | 0.011 | 0.011
NYPH-Queens | 62271_G_PR601 | 62271 | G | PR601 |  | Combustion Turbine | IC | NY_Z_J | New York | 36 | Queens | 81 | 36081 | 0.9 | 9264 | 2000 |  |  |  |  | Distillate Fuel Oil | [13 empty] | 0.011 | 0.011 | 0.011 | 0.011
NYPH-Queens | 62271_G_PR602 | 62271 | G | PR602 |  | Combustion Turbine | IC | NY_Z_J | New York | 36 | Queens | 81 | 36081 | 0.9 | 9264 | 2010 |  |  |  |  | Distillate Fuel Oil | [13 empty] | 0.011 | 0.011 | 0.011 | 0.011
NYPH-Queens | 62271_G_PR816 | 62271 | G | PR816 |  | Combustion Turbine | IC | NY_Z_J | New York | 36 | Queens | 81 | 36081 | 0.9 | 9264 | 2000 |  |  |  |  | Distillate Fuel Oil | [13 empty] | 0.011 | 0.011 | 0.011 | 0.011
Albert Einstein College of Medicine | 62398_G_CP925 | 62398 | G | CP925 |  | Combustion Turbine | IC | NY_Z_J | New York | 36 | Bronx | 5 | 36005 | 0.9 | 9264 | 2002 |  |  |  |  | Distillate Fuel Oil | [13 empty] | 0.011 | 0.011 | 0.011 | 0.011
New York Methodist Hospital | 52091_G_01-8N | 52091 | G | 01-8N |  | Combustion Turbine | IC | NY_Z_J | New York | 36 | Kings | 47 | 36047 | 0.8 | 9264 | 2006 |  |  |  |  | Distillate Fuel Oil | [13 empty] | 0.011 | 0.011 | 0.011 | 0.011
New York Methodist Hospital | 52091_G_04-6Z | 52091 | G | 04-6Z |  | Combustion Turbine | IC | NY_Z_J | New York | 36 | Kings | 47 | 36047 | 0.8 | 9264 | 2006 |  |  |  |  | Distillate Fuel Oil | [13 empty] | 0.011 | 0.011 | 0.011 | 0.011
New York Methodist Hospital | 52091_G_05-6Z | 52091 | G | 05-6Z |  | Combustion Turbine | IC | NY_Z_J | New York | 36 | Kings | 47 | 36047 | 0.8 | 9264 | 2006 |  |  |  |  | Distillate Fuel Oil | [13 empty] | 0.011 | 0.011 | 0.011 | 0.011
Mount Sinai Beth Israel | 61569_G_EGEN7 | 61569 | G | EGEN7 |  | Combustion Turbine | IC | NY_Z_J | New York | 36 | New York | 61 | 36061 | 0.8 | 9264 | 1988 |  |  |  |  | Distillate Fuel Oil | [13 empty] | 0.011 | 0.011 | 0.011 | 0.011
Mount Sinai Beth Israel | 61569_G_EGEN8 | 61569 | G | EGEN8 |  | Combustion Turbine | IC | NY_Z_J | New York | 36 | New York | 61 | 36061 | 0.8 | 9264 | 1988 |  |  |  |  | Distillate Fuel Oil | [13 empty] | 0.011 | 0.011 | 0.011 | 0.011
Saint Catherine of Siena Medical Center | 62003_G_5FPX4 | 62003 | G | 5FPX4 |  | Combustion Turbine | IC | NY_Z_K | New York | 36 | Suffolk | 103 | 36103 | 0.4 | 9264 | 1972 |  |  |  |  | Distillate Fuel Oil | [13 empty] | 0.011 | 0.011 | 0.011 | 0.011
St Johns Riverside Hospital | 62051_G_EG750 | 62051 | G | EG750 |  | Combustion Turbine | IC | NY_Z_G-I | New York | 36 | Westchester | 119 | 36119 | 0.8 | 9264 | 1968 |  |  |  |  | Distillate Fuel Oil | [13 empty] | 0.011 | 0.011 | 0.011 | 0.011
Maimonides Medical Center | 62174_G_CM800 | 62174 | G | CM800 |  | Combustion Turbine | IC | NY_Z_J | New York | 36 | Kings | 47 | 36047 | 0.8 | 9264 | 2002 |  |  |  |  | Distillate Fuel Oil | [13 empty] | 0.011 | 0.011 | 0.011 | 0.011
NYC-HH-New Bellevue Hospital | 62250_G_CAT2H | 62250 | G | CAT2H |  | Combustion Turbine | IC | NY_Z_J | New York | 36 | New York | 61 | 36061 | 0.8 | 9264 | 2011 |  |  |  |  | Distillate Fuel Oil | [13 empty] | 0.011 | 0.011 | 0.011 | 0.011
NYC-HH-New Bellevue Hospital | 62250_G_CAT2M | 62250 | G | CAT2M |  | Combustion Turbine | IC | NY_Z_J | New York | 36 | New York | 61 | 36061 | 0.8 | 9264 | 2011 |  |  |  |  | Distillate Fuel Oil | [13 empty] | 0.011 | 0.011 | 0.011 | 0.011
NYC-HH-New Bellevue Hospital | 62250_G_CAT2X | 62250 | G | CAT2X |  | Combustion Turbine | IC | NY_Z_J | New York | 36 | New York | 61 | 36061 | 0.8 | 9264 | 2011 |  |  |  |  | Distillate Fuel Oil | [13 empty] | 0.011 | 0.011 | 0.011 | 0.011
NYC-HH-New Bellevue Hospital | 62250_G_CAT2Y | 62250 | G | CAT2Y |  | Combustion Turbine | IC | NY_Z_J | New York | 36 | New York | 61 | 36061 | 0.8 | 9264 | 2011 |  |  |  |  | Distillate Fuel Oil | [13 empty] | 0.011 | 0.011 | 0.011 | 0.011
NYP-Hudson Valley Hospital Center | 62421_G_750RX | 62421 | G | 750RX |  | Combustion Turbine | IC | NY_Z_G-I | New York | 36 | Westchester | 119 | 36119 | 0.8 | 9264 | 2010 |  |  |  |  | Distillate Fuel Oil | [13 empty] | 0.011 | 0.011 | 0.011 | 0.011
Regeneron Pharmaceuticals Inc. | 62423_G_771NG | 62423 | G | 771NG |  | Combustion Turbine | IC | NY_Z_G-I | New York | 36 | Westchester | 119 | 36119 | 0.8 | 9264 | 2010 |  |  |  |  | Natural Gas | [13 empty] | 0.011 | 0.011 | 0.011 | 0.011
South Nassau Communities Hospital | 62447_G_2 | 62447 | G | 2 |  | Combustion Turbine | IC | NY_Z_K | New York | 36 | Nassau | 59 | 36059 | 0.8 | 9264 | 1975 |  |  |  |  | Distillate Fuel Oil | [13 empty] | 0.011 | 0.011 | 0.011 | 0.011
St. Joseph Hospital | 62452_G_CT750 | 62452 | G | CT750 |  | Combustion Turbine | IC | NY_Z_G-I | New York | 36 | Westchester | 119 | 36119 | 0.8 | 9264 | 1978 |  |  |  |  | Distillate Fuel Oil | [13 empty] | 0.011 | 0.011 | 0.011 | 0.011
Mt.Sinai-St.Lukes Roosevelt Hosp. Center | 62453_G_CT750 | 62453 | G | CT750 |  | Combustion Turbine | IC | NY_Z_G-I | New York | 36 | Westchester | 119 | 36119 | 0.8 | 9264 | 1978 |  |  |  |  | Distillate Fuel Oil | [13 empty] | 0.011 | 0.011 | 0.011 | 0.011
Good Samaritan Hospital | 61551_G_EGEN2 | 61551 | G | EGEN2 |  | Combustion Turbine | IC | NY_Z_G-I | New York | 36 | Rockland | 87 | 36087 | 0.7 | 9264 | 2012 |  |  |  |  | Distillate Fuel Oil | [13 empty] | 0.011 | 0.011 | 0.011 | 0.011
St Johns Riverside Hospital | 62051_G_EG650 | 62051 | G | EG650 |  | Combustion Turbine | IC | NY_Z_G-I | New York | 36 | Westchester | 119 | 36119 | 0.7 | 9264 | 2000 |  |  |  |  | Distillate Fuel Oil | [13 empty] | 0.011 | 0.011 | 0.011 | 0.011
NYC-HH-New Bellevue Hospital | 62250_G_RUD3R | 62250 | G | RUD3R |  | Combustion Turbine | IC | NY_Z_J | New York | 36 | New York | 61 | 36061 | 0.7 | 9264 | 2002 |  |  |  |  | Distillate Fuel Oil | [13 empty] | 0.011 | 0.011 | 0.011 | 0.011
Westchester County Medical Center | 62270_G_CAT04 | 62270 | G | CAT04 |  | Combustion Turbine | IC | NY_Z_G-I | New York | 36 | Westchester | 119 | 36119 | 0.7 | 9264 | 2000 |  |  |  |  | Distillate Fuel Oil | [13 empty] | 0.011 | 0.011 | 0.011 | 0.011
Westchester County Medical Center | 62270_G_CATN1 | 62270 | G | CATN1 |  | Combustion Turbine | IC | NY_Z_G-I | New York | 36 | Westchester | 119 | 36119 | 0.7 | 9264 | 1974 |  |  |  |  | Distillate Fuel Oil | [13 empty] | 0.011 | 0.011 | 0.011 | 0.011
Westchester County Medical Center | 62270_G_CATN2 | 62270 | G | CATN2 |  | Combustion Turbine | IC | NY_Z_G-I | New York | 36 | Westchester | 119 | 36119 | 0.7 | 9264 | 1974 |  |  |  |  | Distillate Fuel Oil | [13 empty] | 0.011 | 0.011 | 0.011 | 0.011
Westchester County Medical Center | 62270_G_CATN3 | 62270 | G | CATN3 |  | Combustion Turbine | IC | NY_Z_G-I | New York | 36 | Westchester | 119 | 36119 | 0.7 | 9264 | 1996 |  |  |  |  | Distillate Fuel Oil | [13 empty] | 0.011 | 0.011 | 0.011 | 0.011
Albert Einstein College of Medicine | 62398_G_CP810 | 62398 | G | CP810 |  | Combustion Turbine | IC | NY_Z_J | New York | 36 | Bronx | 5 | 36005 | 0.7 | 9264 | 2002 |  |  |  |  | Distillate Fuel Oil | [13 empty] | 0.011 | 0.011 | 0.011 | 0.011
Kingsbrook Jewish Medical Center | 62050_G_SR4 | 62050 | G | SR4 |  | Combustion Turbine | IC | NY_Z_J | New York | 36 | Kings | 47 | 36047 | 0.6 | 9264 | 1999 |  |  |  |  | Distillate Fuel Oil | [13 empty] | 0.011 | 0.011 | 0.011 | 0.011
NYC-HH-New Bellevue Hospital | 62250_G_CAT6M | 62250 | G | CAT6M |  | Combustion Turbine | IC | NY_Z_J | New York | 36 | New York | 61 | 36061 | 0.6 | 9264 | 1996 |  |  |  |  | Distillate Fuel Oil | [13 empty] | 0.011 | 0.011 | 0.011 | 0.011
NYC-HH-New Bellevue Hospital | 62250_G_CAT6P | 62250 | G | CAT6P |  | Combustion Turbine | IC | NY_Z_J | New York | 36 | New York | 61 | 36061 | 0.6 | 9264 | 1996 |  |  |  |  | Distillate Fuel Oil | [13 empty] | 0.011 | 0.011 | 0.011 | 0.011
Westchester County Medical Center | 62270_G_CATR3 | 62270 | G | CATR3 |  | Combustion Turbine | IC | NY_Z_G-I | New York | 36 | Westchester | 119 | 36119 | 0.6 | 9264 | 2013 |  |  |  |  | Distillate Fuel Oil | [13 empty] | 0.011 | 0.011 | 0.011 | 0.011
NYP-Hudson Valley Hospital Center | 62421_G_600CP | 62421 | G | 600CP |  | Combustion Turbine | IC | NY_Z_G-I | New York | 36 | Westchester | 119 | 36119 | 0.6 | 9264 | 2012 |  |  |  |  | Distillate Fuel Oil | [13 empty] | 0.011 | 0.011 | 0.011 | 0.011
NYP-Hudson Valley Hospital Center | 62421_G_600OE | 62421 | G | 600OE |  | Combustion Turbine | IC | NY_Z_G-I | New York | 36 | Westchester | 119 | 36119 | 0.6 | 9264 | 2012 |  |  |  |  | Distillate Fuel Oil | [13 empty] | 0.011 | 0.011 | 0.011 | 0.011
Jameson Gas Processing Plant | 55052_G_GN410 | 55052 | G | GN410 |  | Combustion Turbine | IC | ERC_WEST | Texas | 48 | Coke | 81 | 48081 | 0.5 | 9264 | 2017 |  |  |  |  | Natural Gas | [13 empty] | 0.011 | 0.011 | 0.011 | 0.011
Brooklyn Hospital Center | 62002_G_500RE | 62002 | G | 500RE |  | Combustion Turbine | IC | NY_Z_J | New York | 36 | Kings | 47 | 36047 | 0.5 | 9264 | 2014 |  |  |  |  | Distillate Fuel Oil | [13 empty] | 0.011 | 0.011 | 0.011 | 0.011
Brooklyn Hospital Center | 62002_G_SR4 | 62002 | G | SR4 |  | Combustion Turbine | IC | NY_Z_J | New York | 36 | Kings | 47 | 36047 | 0.5 | 9264 | 1975 |  |  |  |  | Distillate Fuel Oil | [13 empty] | 0.011 | 0.011 | 0.011 | 0.011
Maimonides Medical Center | 62174_G_625DI | 62174 | G | 625DI |  | Combustion Turbine | IC | NY_Z_J | New York | 36 | Kings | 47 | 36047 | 0.5 | 9264 | 1999 |  |  |  |  | Distillate Fuel Oil | [13 empty] | 0.011 | 0.011 | 0.011 | 0.011
Maimonides Medical Center | 62174_G_CM500 | 62174 | G | CM500 |  | Combustion Turbine | IC | NY_Z_J | New York | 36 | Kings | 47 | 36047 | 0.5 | 9264 | 2006 |  |  |  |  | Distillate Fuel Oil | [13 empty] | 0.011 | 0.011 | 0.011 | 0.011
Westchester County Medical Center | 62270_G_DT080 | 62270 | G | DT080 |  | Combustion Turbine | IC | NY_Z_G-I | New York | 36 | Westchester | 119 | 36119 | 0.5 | 9264 | 2002 |  |  |  |  | Distillate Fuel Oil | [13 empty] | 0.011 | 0.011 | 0.011 | 0.011
Westchester County Medical Center | 62270_G_DT500 | 62270 | G | DT500 |  | Combustion Turbine | IC | NY_Z_G-I | New York | 36 | Westchester | 119 | 36119 | 0.5 | 9264 | 2000 |  |  |  |  | Distillate Fuel Oil | [13 empty] | 0.011 | 0.011 | 0.011 | 0.011
Albert Einstein College of Medicine | 62398_G_CM454 | 62398 | G | CM454 |  | Combustion Turbine | IC | NY_Z_J | New York | 36 | Bronx | 5 | 36005 | 0.5 | 9264 | 2012 |  |  |  |  | Distillate Fuel Oil | [13 empty] | 0.011 | 0.011 | 0.011 | 0.011
Albert Einstein College of Medicine | 62398_G_CP703 | 62398 | G | CP703 |  | Combustion Turbine | IC | NY_Z_J | New York | 36 | Bronx | 5 | 36005 | 0.5 | 9264 | 2001 |  |  |  |  | Distillate Fuel Oil | [13 empty] | 0.011 | 0.011 | 0.011 | 0.011
Albert Einstein College of Medicine | 62398_G_CP922 | 62398 | G | CP922 |  | Combustion Turbine | IC | NY_Z_J | New York | 36 | Bronx | 5 | 36005 | 0.5 | 9264 | 2008 |  |  |  |  | Distillate Fuel Oil | [13 empty] | 0.011 | 0.011 | 0.011 | 0.011
Brooklyn Hospital Center | 62002_G_400DF | 62002 | G | 400DF |  | Combustion Turbine | IC | NY_Z_J | New York | 36 | Kings | 47 | 36047 | 0.5 | 9264 | 2004 |  |  |  |  | Distillate Fuel Oil | [13 empty] | 0.011 | 0.011 | 0.011 | 0.011
Saint Catherine of Siena Medical Center | 62003_G_855G3 | 62003 | G | 855G3 |  | Combustion Turbine | IC | NY_Z_K | New York | 36 | Suffolk | 103 | 36103 | 0.4 | 9264 | 2002 |  |  |  |  | Distillate Fuel Oil | [13 empty] | 0.011 | 0.011 | 0.011 | 0.011
Saint Catherine of Siena Medical Center | 62003_G_D400F | 62003 | G | D400F |  | Combustion Turbine | IC | NY_Z_K | New York | 36 | Suffolk | 103 | 36103 | 0.4 | 9264 | 1997 |  |  |  |  | Distillate Fuel Oil | [13 empty] | 0.011 | 0.011 | 0.011 | 0.011
Saint Catherine of Siena Medical Center | 62003_G_E4486 | 62003 | G | E4486 |  | Combustion Turbine | IC | NY_Z_K | New York | 36 | Suffolk | 103 | 36103 | 0.4 | 9264 | 2002 |  |  |  |  | Distillate Fuel Oil | [13 empty] | 0.011 | 0.011 | 0.011 | 0.011
Westchester County Medical Center | 62270_G_CUM37 | 62270 | G | CUM37 |  | Combustion Turbine | IC | NY_Z_G-I | New York | 36 | Westchester | 119 | 36119 | 0.4 | 9264 | 2000 |  |  |  |  | Distillate Fuel Oil | [13 empty] | 0.011 | 0.011 | 0.011 | 0.011
Regeneron Pharmaceuticals Inc. | 62423_G_777NG | 62423 | G | 777NG |  | Combustion Turbine | IC | NY_Z_G-I | New York | 36 | Westchester | 119 | 36119 | 0.4 | 9264 | 2013 |  |  |  |  | Natural Gas | [13 empty] | 0.011 | 0.011 | 0.011 | 0.011
Energy Center | 58168_G_TURB1 | 58168 | G | TURB1 |  | Combustion Turbine | IC | WECC_SCE | California | 6 | San Bernardino | 71 | 06071 | 0.3 | 9264 | 2019 |  |  |  |  | Natural Gas | [13 empty] | 0.011 | 0.011 | 0.011 | 0.011
Energy Center | 58168_G_TURB2 | 58168 | G | TURB2 |  | Combustion Turbine | IC | WECC_SCE | California | 6 | San Bernardino | 71 | 06071 | 0.3 | 9264 | 2019 |  |  |  |  | Natural Gas | [13 empty] | 0.011 | 0.011 | 0.011 | 0.011
Energy Center | 58168_G_TURB3 | 58168 | G | TURB3 |  | Combustion Turbine | IC | WECC_SCE | California | 6 | San Bernardino | 71 | 06071 | 0.3 | 9264 | 2019 |  |  |  |  | Natural Gas | [13 empty] | 0.011 | 0.011 | 0.011 | 0.011
Mount Sinai Beth Israel | 61569_G_EGEN2 | 61569 | G | EGEN2 |  | Combustion Turbine | IC | NY_Z_J | New York | 36 | New York | 61 | 36061 | 0.3 | 9264 | 1988 |  |  |  |  | Distillate Fuel Oil | [13 empty] | 0.011 | 0.011 | 0.011 | 0.011
Mount Sinai Beth Israel | 61569_G_EGEN4 | 61569 | G | EGEN4 |  | Combustion Turbine | IC | NY_Z_J | New York | 36 | New York | 61 | 36061 | 0.3 | 9264 | 1988 |  |  |  |  | Distillate Fuel Oil | [13 empty] | 0.011 | 0.011 | 0.011 | 0.011
Mount Sinai Beth Israel | 61569_G_EGEN6 | 61569 | G | EGEN6 |  | Combustion Turbine | IC | NY_Z_J | New York | 36 | New York | 61 | 36061 | 0.3 | 9264 | 1988 |  |  |  |  | Distillate Fuel Oil | [13 empty] | 0.011 | 0.011 | 0.011 | 0.011
IKEA New Haven Rooftop PV & Fuel Cell | 61820_G_213FC | 61820 | G | 213FC |  | Fuel Cell |  | NENG_CT | Connecticut | 9 | New Haven | 9 | 09009 | 0.3 | 8653 | 2016 |  |  |  |  | Natural Gas | [13 empty] | 0 | 0 | 0 | 0
St Johns Riverside Hospital | 62051_G_EG300 | 62051 | G | EG300 |  | Combustion Turbine | IC | NY_Z_G-I | New York | 36 | Westchester | 119 | 36119 | 0.3 | 9264 | 2009 |  |  |  |  | Distillate Fuel Oil | [13 empty] | 0.011 | 0.011 | 0.011 | 0.011
Maimonides Medical Center | 62174_G_ON300 | 62174 | G | ON300 |  | Combustion Turbine | IC | NY_Z_J | New York | 36 | Kings | 47 | 36047 | 0.3 | 9264 | 1990 |  |  |  |  | Distillate Fuel Oil | [13 empty] | 0.011 | 0.011 | 0.011 | 0.011
Westchester County Medical Center | 62270_G_CATR4 | 62270 | G | CATR4 |  | Combustion Turbine | IC | NY_Z_G-I | New York | 36 | Westchester | 119 | 36119 | 0.3 | 9264 | 1980 |  |  |  |  | Distillate Fuel Oil | [13 empty] | 0.011 | 0.011 | 0.011 | 0.011
Westchester County Medical Center | 62270_G_DT250 | 62270 | G | DT250 |  | Combustion Turbine | IC | NY_Z_G-I | New York | 36 | Westchester | 119 | 36119 | 0.3 | 9264 | 2000 |  |  |  |  | Distillate Fuel Oil | [13 empty] | 0.011 | 0.011 | 0.011 | 0.011
NYP-Hudson Valley Hospital Center | 62421_G_300DS | 62421 | G | 300DS |  | Combustion Turbine | IC | NY_Z_G-I | New York | 36 | Westchester | 119 | 36119 | 0.3 | 9264 | 2010 |  |  |  |  | Distillate Fuel Oil | [13 empty] | 0.011 | 0.011 | 0.011 | 0.011
St. Joseph Hospital | 62452_G_CT250 | 62452 | G | CT250 |  | Combustion Turbine | IC | NY_Z_G-I | New York | 36 | Westchester | 119 | 36119 | 0.3 | 9264 | 1960 |  |  |  |  | Distillate Fuel Oil | [13 empty] | 0.011 | 0.011 | 0.011 | 0.011
Mt.Sinai-St.Lukes Roosevelt Hosp. Center | 62453_G_CT250 | 62453 | G | CT250 |  | Combustion Turbine | IC | NY_Z_G-I | New York | 36 | Westchester | 119 | 36119 | 0.3 | 9264 | 1960 |  |  |  |  | Distillate Fuel Oil | [13 empty] | 0.011 | 0.011 | 0.011 | 0.011
Mt.Sinai-St.Lukes Roosevelt Hosp. Center | 62453_G_EG2 | 62453 | G | EG2 |  | Combustion Turbine | IC | NY_Z_G-I | New York | 36 | Westchester | 119 | 36119 | 0.3 | 9264 | 2010 |  |  |  |  | Distillate Fuel Oil | [13 empty] | 0.011 | 0.011 | 0.011 | 0.011
Good Samaritan Hospital | 61551_G_EGEN3 | 61551 | G | EGEN3 |  | Combustion Turbine | IC | NY_Z_G-I | New York | 36 | Rockland | 87 | 36087 | 0.2 | 9264 | 2012 |  |  |  |  | Natural Gas | [13 empty] | 0.011 | 0.011 | 0.011 | 0.011
Mount Sinai Beth Israel | 61569_G_EGEN1 | 61569 | G | EGEN1 |  | Combustion Turbine | IC | NY_Z_J | New York | 36 | New York | 61 | 36061 | 0.2 | 9264 | 1988 |  |  |  |  | Distillate Fuel Oil | [13 empty] | 0.011 | 0.011 | 0.011 | 0.011
Mount Sinai Beth Israel | 61569_G_EGEN5 | 61569 | G | EGEN5 |  | Combustion Turbine | IC | NY_Z_J | New York | 36 | New York | 61 | 36061 | 0.2 | 9264 | 1988 |  |  |  |  | Distillate Fuel Oil | [13 empty] | 0.011 | 0.011 | 0.011 | 0.011
Saint Catherine of Siena Medical Center | 62003_G_DFG65 | 62003 | G | DFG65 |  | Combustion Turbine | IC | NY_Z_K | New York | 36 | Suffolk | 103 | 36103 | 0.2 | 9264 | 2001 |  |  |  |  | Distillate Fuel Oil | [13 empty] | 0.011 | 0.011 | 0.011 | 0.011
St Johns Riverside Hospital | 62051_G_EG200 | 62051 | G | EG200 |  | Combustion Turbine | IC | NY_Z_G-I | New York | 36 | Westchester | 119 | 36119 | 0.2 | 9264 | 2014 |  |  |  |  | Distillate Fuel Oil | [13 empty] | 0.011 | 0.011 | 0.011 | 0.011
Albert Einstein College of Medicine | 62398_G_CM058 | 62398 | G | CM058 |  | Combustion Turbine | IC | NY_Z_J | New York | 36 | Bronx | 5 | 36005 | 0.2 | 9264 | 2002 |  |  |  |  | Distillate Fuel Oil | [13 empty] | 0.011 | 0.011 | 0.011 | 0.011
Albert Einstein College of Medicine | 62398_G_CM111 | 62398 | G | CM111 |  | Combustion Turbine | IC | NY_Z_J | New York | 36 | Bronx | 5 | 36005 | 0.2 | 9264 | 2011 |  |  |  |  | Distillate Fuel Oil | [13 empty] | 0.011 | 0.011 | 0.011 | 0.011
Albert Einstein College of Medicine | 62398_G_CP643 | 62398 | G | CP643 |  | Combustion Turbine | IC | NY_Z_J | New York | 36 | Bronx | 5 | 36005 | 0.2 | 9264 | 2002 |  |  |  |  | Distillate Fuel Oil | [13 empty] | 0.011 | 0.011 | 0.011 | 0.011
Albert Einstein College of Medicine | 62398_G_WK259 | 62398 | G | WK259 |  | Combustion Turbine | IC | NY_Z_J | New York | 36 | Bronx | 5 | 36005 | 0.2 | 9264 | 2002 |  |  |  |  | Natural Gas | [13 empty] | 0.011 | 0.011 | 0.011 | 0.011
Regeneron Pharmaceuticals Inc. | 62423_G_778NG | 62423 | G | 778NG |  | Combustion Turbine | IC | NY_Z_G-I | New York | 36 | Westchester | 119 | 36119 | 0.2 | 9264 | 2013 |  |  |  |  | Natural Gas | [13 empty] | 0.011 | 0.011 | 0.011 | 0.011
St. Johns Episcopal Hospital | 62450_G_CT205 | 62450 | G | CT205 |  | Combustion Turbine | IC | NY_Z_J | New York | 36 | Queens | 81 | 36081 | 0.2 | 9264 | 2010 |  |  |  |  | Distillate Fuel Oil | [13 empty] | 0.011 | 0.011 | 0.011 | 0.011
Mt.Sinai-St.Lukes Roosevelt Hosp. Center | 62453_G_EG1 | 62453 | G | EG1 |  | Combustion Turbine | IC | NY_Z_G-I | New York | 36 | Westchester | 119 | 36119 | 0.3 | 9264 | 1995 |  |  |  |  | Distillate Fuel Oil | [13 empty] | 0.011 | 0.011 | 0.011 | 0.011
Kingsbrook Jewish Medical Center | 62050_G_115WA | 62050 | G | 115WA |  | Combustion Turbine | IC | NY_Z_J | New York | 36 | Kings | 47 | 36047 | 0.1 | 9264 | 2005 |  |  |  |  | Distillate Fuel Oil | [13 empty] | 0.011 | 0.011 | 0.011 | 0.011
Albert Einstein College of Medicine | 62398_G_CP919 | 62398 | G | CP919 |  | Combustion Turbine | IC | NY_Z_J | New York | 36 | Bronx | 5 | 36005 | 0.1 | 9264 | 2002 |  |  |  |  | Distillate Fuel Oil | [13 empty] | 0.011 | 0.011 | 0.011 | 0.011
Rush Creek Wind | 60619_G_GEN1 | 60619 | G | GEN1 |  | Onshore Wind |  | WECC_CO | Colorado | 8 | Elbert | 39 | 08039 | 85.8 | 0 | 2018 |  |  |  |  | Wind | [13 empty] | 0 | 0 | 0 | 0
Chokecherry and Sierra Madre Wind | 58987_G_I-C | 58987 | G | I-C |  | Onshore Wind |  | WECC_WY | Wyoming | 56 | Carbon | 7 | 56007 | 500 | 0 | 2024 |  |  |  |  | Wind | [13 empty] | 0 | 0 | 0 | 0
Hale Community Wind Farm | 59247_G_HALE1 | 59247 | G | HALE1 |  | Onshore Wind |  | SPP_SPS | Texas | 48 | Hale | 189 | 48189 | 478 | 0 | 2019 |  |  |  |  | Wind | [13 empty] | 0 | 0 | 0 | 0
Foard City Wind | 61402_G_FOARD | 61402 | G | FOARD |  | Onshore Wind |  | ERC_WEST | Texas | 48 | Foard | 155 | 48155 | 352.8 | 0 | 2019 |  |  |  |  | Wind | [13 empty] | 0 | 0 | 0 | 0
Rattlesnake Creek Wind Project | 59292_G_RCWP | 59292 | G | RCWP |  | Onshore Wind |  | SPP_NEBR | Nebraska | 31 | Dixon | 51 | 31051 | 318.1 | 0 | 2019 |  |  |  |  | Wind | [13 empty] | 0 | 0 | 0 | 0
Santa Rita East | 62038_G_STRAE | 62038 | G | STRAE |  | Onshore Wind |  | ERC_WEST | Texas | 48 | Irion | 235 | 48235 | 302.4 | 0 | 2019 |  |  |  |  | Wind | [13 empty] | 0 | 0 | 0 | 0
Ranchero Wind Farm LLC | 62259_G_RAN | 62259 | G | RAN |  | Onshore Wind |  | ERC_WEST | Texas | 48 | Crockett | 105 | 48105 | 300 | 0 | 2019 |  |  |  |  | Wind | [13 empty] | 0 | 0 | 0 | 0
Tahoka Wind | 61921_G_TAH | 61921 | G | TAH |  | Onshore Wind |  | SPP_SPS | Texas | 48 | Lynn | 305 | 48305 | 300 | 0 | 2018 |  |  |  |  | Wind | [13 empty] | 0 | 0 | 0 | 0
Torrecillas Wind Energy, LLC | 61969_G_TWE | 61969 | G | TWE |  | Onshore Wind |  | ERC_REST | Texas | 48 | Webb | 479 | 48479 | 300 | 0 | 2019 |  |  |  |  | Wind | [13 empty] | 0 | 0 | 0 | 0
Upland Prairie | 61564_G_1 | 61564 | G | 1 |  | Onshore Wind |  | MIS_MIDA | Iowa | 19 | Clay | 41 | 19041 | 299.3 | 0 | 2019 |  |  |  |  | Wind | [13 empty] | 0 | 0 | 0 | 0
Diamond Vista Wind Project, LLC | 61789_G_DV | 61789 | G | DV |  | Onshore Wind |  | SPP_N | Kansas | 20 | Marion | 115 | 20115 | 299.3 | 0 | 2019 |  |  |  |  | Wind | [13 empty] | 0 | 0 | 0 | 0
Solomon Forks Wind Project, LLC | 61984_G_WTGS | 61984 | G | WTGS |  | Onshore Wind |  | SPP_N | Kansas | 20 | Thomas | 193 | 20193 | 275.6 | 0 | 2019 |  |  |  |  | Wind | [13 empty] | 0 | 0 | 0 | 0
Mount Signal Solar Farm 3 | 61202_G_MTSG3 | 61202 | G | MTSG3 |  | Solar PV |  | WECC_IID | California | 6 | Imperial | 25 | 06025 | 252.3 | 0 | 2018 |  |  |  |  | Solar | [13 empty] | 0 | 0 | 0 | 0
Phoebe Solar | 61906_G_PHOEB | 61906 | G | PHOEB |  | Solar PV |  | ERC_WEST | Texas | 48 | Winkler | 495 | 48495 | 250 | 0 | 2019 |  |  |  |  | Solar | [13 empty] | 0 | 0 | 0 | 0
Arbor Hill Wind Farm | 62132_G_WT1 | 62132 | G | WT1 |  | Onshore Wind |  | MIS_MIDA | Iowa | 19 | Adair | 1 | 19001 | 250 | 0 | 2018 |  |  |  |  | Wind | [13 empty] | 0 | 0 | 0 | 0
Armadillo Flats Wind Project, LLC | 61926_G_ARM | 61926 | G | ARM |  | Onshore Wind |  | SPP_WEST | Oklahoma | 40 | Garfield | 47 | 40047 | 247.3 | 0 | 2018 |  |  |  |  | Wind | [13 empty] | 0 | 0 | 0 | 0
Pratt Wind, LLC | 61957_G_PW | 61957 | G | PW |  | Onshore Wind |  | SPP_N | Kansas | 20 | Pratt | 151 | 20151 | 243.5 | 0 | 2018 |  |  |  |  | Wind | [13 empty] | 0 | 0 | 0 | 0
Panoche Valley Solar Farm | 57340_G_1 | 57340 | G | 1 |  | Solar PV |  | WEC_CALN | California | 6 | San Benito | 69 | 06069 | 240 | 0 | 2018 |  |  |  |  | Solar | [13 empty] | 0 | 0 | 0 | 0
Misae Solar | 62249_G_77777 | 62249 | G | 77777 |  | Solar PV |  | ERC_WEST | Texas | 48 | Childress | 75 | 48075 | 240 | 0 | 2019 |  |  |  |  | Solar | [13 empty] | 0 | 0 | 0 | 0
Rio Bravo Windpower, LLC | 61865_G_1 | 61865 | G | 1 |  | Onshore Wind |  | ERC_REST | Texas | 48 | Starr | 427 | 48427 | 237.6 | 0 | 2019 |  |  |  |  | Wind | [13 empty] | 0 | 0 | 0 | 0
Patriot Wind Farm | 58614_G_PAT1 | 58614 | G | PAT1 |  | Onshore Wind |  | ERC_REST | Texas | 48 | Nueces | 355 | 48355 | 226.1 | 0 | 2019 |  |  |  |  | Wind | [13 empty] | 0 | 0 | 0 | 0
Grady Wind Energy Center, LLC | 60317_G_1 | 60317 | G | 1 |  | Onshore Wind |  | SPP_SPS | New Mexico | 35 | Curry | 9 | 35009 | 220.5 | 0 | 2019 |  |  |  |  | Wind | [13 empty] | 0 | 0 | 0 | 0
Green River Wind Farm | 60471_G_GRNRV | 60471 | G | GRNRV |  | Onshore Wind |  | PJM_COMD | Illinois | 17 | Lee | 103 | 17103 | 212 | 0 | 2019 |  |  |  |  | Wind | [13 empty] | 0 | 0 | 0 | 0
Walnut Ridge Wind Farm | 58694_G_1 | 58694 | G | 1 |  | Onshore Wind |  | PJM_COMD | Illinois | 17 | Bureau | 11 | 17011 | 212 | 0 | 2018 |  |  |  |  | Wind | [13 empty] | 0 | 0 | 0 | 0
Upstream Wind Energy LLC | 61784_G_UWE | 61784 | G | UWE |  | Onshore Wind |  | SPP_NEBR | Nebraska | 31 | Antelope | 3 | 31003 | 202.5 | 0 | 2018 |  |  |  |  | Wind | [13 empty] | 0 | 0 | 0 | 0
Stella Wind Farm | 59063_G_WT1 | 59063 | G | WT1 |  | Onshore Wind |  | ERC_REST | Texas | 48 | Kenedy | 261 | 48261 | 201 | 0 | 2018 |  |  |  |  | Wind | [13 empty] | 0 | 0 | 0 | 0
Meadow Lake Wind Farm VI LLC | 61756_G_MWLVI | 61756 | G | MWLVI |  | Onshore Wind |  | MIS_INKY | Indiana | 18 | Benton | 7 | 18007 | 200.4 | 0 | 2018 |  |  |  |  | Wind | [13 empty] | 0 | 0 | 0 | 0
Turtle Creek Wind Farm LLC | 61638_G_TC1 | 61638 | G | TC1 |  | Onshore Wind |  | MIS_IA | Iowa | 19 | Mitchell | 131 | 19131 | 200.1 | 0 | 2018 |  |  |  |  | Wind | [13 empty] | 0 | 0 | 0 | 0
Wright Solar Park | 59525_G_FRWSP | 59525 | G | FRWSP |  | Solar PV |  | WEC_CALN | California | 6 | Merced | 47 | 06047 | 200 | 0 | 2019 |  |  |  |  | Solar | [13 empty] | 0 | 0 | 0 | 0
Techren Solar II LLC | 61930_G_TECH2 | 61930 | G | TECH2 |  | Solar PV |  | WECC_SNV | Nevada | 32 | Clark | 3 | 32003 | 200 | 0 | 2019 |  |  |  |  | Solar | [13 empty] | 0 | 0 | 0 | 0
Twiggs Solar | 61696_G_TWIGG | 61696 | G | TWIGG |  | Solar PV |  | S_SOU | Georgia | 13 | Twiggs | 289 | 13289 | 200 | 0 | 2019 |  |  |  |  | Solar | [13 empty] | 0 | 0 | 0 | 0
North English | 62133_G_GT1 | 62133 | G | GT1 |  | Onshore Wind |  | MIS_IA | Iowa | 19 | Poweshiek | 157 | 19157 | 200 | 0 | 2018 |  |  |  |  | Wind | [13 empty] | 0 | 0 | 0 | 0
Live Oak Wind Project | 61782_G_WTGS | 61782 | G | WTGS |  | Onshore Wind |  | ERC_WEST | Texas | 48 | Schleicher | 413 | 48413 | 199.5 | 0 | 2019 |  |  |  |  | Wind | [13 empty] | 0 | 0 | 0 | 0
Prairie Queen Wind Farm | 62488_G_WT | 62488 | G | WT |  | Onshore Wind |  | SPP_N | Kansas | 20 | Allen | 1 | 20001 | 199.3 | 0 | 2019 |  |  |  |  | Wind | [13 empty] | 0 | 0 | 0 | 0
Persimmon Creek Wind Farm 1, LLC | 61876_G_PCWF1 | 61876 | G | PCWF1 |  | Onshore Wind |  | SPP_WEST | Oklahoma | 40 | Woodward | 153 | 40153 | 198.6 | 0 | 2018 |  |  |  |  | Wind | [13 empty] | 0 | 0 | 0 | 0
East Fork Wind Project, LLC | 62220_G_WTGS | 62220 | G | WTGS |  | Onshore Wind |  | SPP_N | Kansas | 20 | Thomas | 193 | 20193 | 195.8 | 0 | 2020 |  |  |  |  | Wind | [13 empty] | 0 | 0 | 0 | 0
Hilltopper Wind Project | 61735_G_WT1 | 61735 | G | WT1 |  | Onshore Wind |  | MIS_IL | Illinois | 17 | Logan | 107 | 17107 | 185 | 0 | 2019 |  |  |  |  | Wind | [13 empty] | 0 | 0 | 0 | 0
Lockett Windfarm | 62356_G_LOC | 62356 | G | LOC |  | Onshore Wind |  | ERC_WEST | Texas | 48 | Wilbarger | 487 | 48487 | 183.8 | 0 | 2019 |  |  |  |  | Wind | [13 empty] | 0 | 0 | 0 | 0
Midway Solar - TX | 61368_G_PV1 | 61368 | G | PV1 |  | Solar PV |  | ERC_WEST | Texas | 48 | Pecos | 371 | 48371 | 182 | 0 | 2018 |  |  |  |  | Solar | [13 empty] | 0 | 0 | 0 | 0
Beaver Creek II Wind | 62134_G_GT1 | 62134 | G | GT1 |  | Onshore Wind |  | MIS_IA | Iowa | 19 | Greene | 73 | 19073 | 170 | 0 | 2018 |  |  |  |  | Wind | [13 empty] | 0 | 0 | 0 | 0
English Farms | 61565_G_1 | 61565 | G | 1 |  | Onshore Wind |  | MIS_IA | Iowa | 19 | Poweshiek | 157 | 19157 | 169.9 | 0 | 2019 |  |  |  |  | Wind | [13 empty] | 0 | 0 | 0 | 0
Midway Wind, LLC | 61776_G_MIDWY | 61776 | G | MIDWY |  | Onshore Wind |  | ERC_REST | Texas | 48 | San Patricio | 409 | 48409 | 162.9 | 0 | 2019 |  |  |  |  | Wind | [13 empty] | 0 | 0 | 0 | 0
Pine River Wind Park | 61106_G_1 | 61106 | G | 1 |  | Onshore Wind |  | MIS_LMI | Michigan | 26 | Isabella | 73 | 26073 | 161.3 | 0 | 2019 |  |  |  |  | Wind | [13 empty] | 0 | 0 | 0 | 0
North Rosamond Solar LLC | 59879_G_GEN01 | 59879 | G | GEN01 |  | Solar PV |  | WECC_SCE | California | 6 | Kern | 29 | 06029 | 160 | 0 | 2019 |  |  |  |  | Solar | [13 empty] | 0 | 0 | 0 | 0
Sholes Wind Energy Center | 61889_G_WSN1 | 61889 | G | WSN1 |  | Onshore Wind |  | SPP_NEBR | Nebraska | 31 | Wayne | 179 | 31179 | 160 | 0 | 2019 |  |  |  |  | Wind | [13 empty] | 0 | 0 | 0 | 0
Camilla Solar Energy Project | 61785_G_CAMSR | 61785 | G | CAMSR |  | Solar PV |  | S_SOU | Georgia | 13 | Mitchell | 205 | 13205 | 160 | 0 | 2019 |  |  |  |  | Solar | [13 empty] | 0 | 0 | 0 | 0
Gopher Creek Wind Farm | 61417_G_GCWF | 61417 | G | GCWF |  | Onshore Wind |  | ERC_WEST | Texas | 48 | Borden | 33 | 48033 | 158 | 0 | 2019 |  |  |  |  | Wind | [13 empty] | 0 | 0 | 0 | 0
Foxtail Wind, LLC | 61747_G_1 | 61747 | G | 1 |  | Onshore Wind |  | MIS_MAPP | North Dakota | 38 | Dickey | 21 | 38021 | 150 | 0 | 2019 |  |  |  |  | Wind | [13 empty] | 0 | 0 | 0 | 0
Wildcat Ranch Wind Project | 61674_G_WT | 61674 | G | WT |  | Onshore Wind |  | SPP_SPS | Texas | 48 | Cochran | 79 | 48079 | 150 | 0 | 2018 |  |  |  |  | Wind | [13 empty] | 0 | 0 | 0 | 0
Pegasus Wind | 61916_G_PWEC | 61916 | G | PWEC |  | Onshore Wind |  | MIS_LMI | Michigan | 26 | Tuscola | 157 | 26157 | 146.1 | 0 | 2019 |  |  |  |  | Wind | [13 empty] | 0 | 0 | 0 | 0
Palmas Wind, LLC | 61773_G_PW | 61773 | G | PW |  | Onshore Wind |  | ERC_REST | Texas | 48 | Cameron | 61 | 48061 | 142.6 | 0 | 2020 |  |  |  |  | Wind | [13 empty] | 0 | 0 | 0 | 0
Colonial Trail West | 61985_G_CTWS | 61985 | G | CTWS |  | Solar PV |  | PJM_Dom | Virginia | 51 | Surry | 181 | 51181 | 142.4 | 0 | 2019 |  |  |  |  | Solar | [13 empty] | 0 | 0 | 0 | 0
Minco Wind IV, LLC | 61836_G_MIV | 61836 | G | MIV |  | Onshore Wind |  | SPP_WEST | Oklahoma | 40 | Canadian | 17 | 40017 | 130 | 0 | 2018 |  |  |  |  | Wind | [13 empty] | 0 | 0 | 0 | 0
Voyager Wind II | 61582_G_VYGR2 | 61582 | G | VYGR2 |  | Onshore Wind |  | WECC_SCE | California | 6 | Kern | 29 | 06029 | 128.7 | 0 | 2018 |  |  |  |  | Wind | [13 empty] | 0 | 0 | 0 | 0
Bishop Hill III | 61787_G_BHIII | 61787 | G | BHIII |  | Onshore Wind |  | PJM_COMD | Illinois | 17 | Henry | 73 | 17073 | 119 | 0 | 2018 |  |  |  |  | Wind | [13 empty] | 0 | 0 | 0 | 0
Wistaria Ranch Solar | 61750_G_WICA | 61750 | G | WICA |  | Solar PV |  | WECC_IID | California | 6 | Imperial | 25 | 06025 | 100 | 0 | 2018 |  |  |  |  | Solar | [13 empty] | 0 | 0 | 0 | 0
Antelope Expansion 2 | 61264_G_ANTX2 | 61264 | G | ANTX2 |  | Solar PV |  | WEC_LADW | California | 6 | Los Angeles | 37 | 06037 | 105 | 0 | 2018 |  |  |  |  | Solar | [13 empty] | 0 | 0 | 0 | 0
Heartland Divide Wind Project, LLC | 61609_G_1 | 61609 | G | 1 |  | Onshore Wind |  | MIS_MIDA | Iowa | 19 | Audubon | 9 | 19009 | 103.5 | 0 | 2018 |  |  |  |  | Wind | [13 empty] | 0 | 0 | 0 | 0
SR Arlington II | 62367_G_ARLII | 62367 | G | ARLII |  | Solar PV |  | S_SOU | Georgia | 13 | Early | 99 | 13099 | 102.5 | 0 | 2019 |  |  |  |  | Solar | [13 empty] | 0 | 0 | 0 | 0
Orient Wind Farm | 61077_G_1 | 61077 | G | 1 |  | Onshore Wind |  | MIS_MIDA | Iowa | 19 | Adair | 1 | 19001 | 102 | 0 | 2018 |  |  |  |  | Wind | [13 empty] | 0 | 0 | 0 | 0
New Frontier Wind | 59903_G_GEN | 59903 | G | GEN |  | Onshore Wind |  | MIS_MAPP | North Dakota | 38 | McHenry | 49 | 38049 | 100 | 0 | 2018 |  |  |  |  | Wind | [13 empty] | 0 | 0 | 0 | 0
Willow Spring Solar, LLC | 60324_G_GEN01 | 60324 | G | GEN01 |  | Solar PV |  | WECC_SCE | California | 6 | Kern | 29 | 06029 | 100 | 0 | 2019 |  |  |  |  | Solar | [13 empty] | 0 | 0 | 0 | 0
Techren | 61611_G_TECH1 | 61611 | G | TECH1 |  | Solar PV |  | WECC_SNV | Nevada | 32 | Clark | 3 | 32003 | 100 | 0 | 2019 |  |  |  |  | Solar | [13 empty] | 0 | 0 | 0 | 0
San Pablo Raceway | 62004_G_SPRWY | 62004 | G | SPRWY |  | Solar PV |  | WEC_LADW | California | 6 | Los Angeles | 37 | 06037 | 100 | 0 | 2019 |  |  |  |  | Solar | [13 empty] | 0 | 0 | 0 | 0
West of the Pecos Solar | 62415_G_WOTP1 | 62415 | G | WOTP1 |  | Solar PV |  | ERC_WEST | Texas | 48 | Reeves | 389 | 48389 | 100 | 0 | 2019 |  |  |  |  | Solar | [13 empty] | 0 | 0 | 0 | 0
Stoneray Power Partners, LLC | 62269_G_STNRY | 62269 | G | STNRY |  | Onshore Wind |  | MIS_MNWI | Minnesota | 27 | Pipestone | 117 | 27117 | 100 | 0 | 2019 |  |  |  |  | Wind | [13 empty] | 0 | 0 | 0 | 0
Blue Summit II Wind, LLC | 61970_G_BSII | 61970 | G | BSII |  | Onshore Wind |  | ERC_WEST | Texas | 48 | Wilbarger | 487 | 48487 | 99.4 | 0 | 2019 |  |  |  |  | Wind | [13 empty] | 0 | 0 | 0 | 0
Spring Grove I | 61986_G_SGIS | 61986 | G | SGIS |  | Solar PV |  | PJM_Dom | Virginia | 51 | Surry | 181 | 51181 | 97.9 | 0 | 2020 |  |  |  |  | Solar | [13 empty] | 0 | 0 | 0 | 0
GRP Franklin Renewable Energy Facility | 60550_G_GEN | 60550 | G | GEN |  | Biomass |  | S_SOU | Georgia | 13 | Franklin | 119 | 13119 | 93.5 | 13500 | 2019 |  |  |  |  | Biomass | [12 empty] | 0.08 | 0.02 | 0.02 | 0.02 | 0.02
Sweetwater Solar | 61369_G_PV1 | 61369 | G | PV1 |  | Solar PV |  | WECC_WY | Wyoming | 56 | Sweetwater | 37 | 56037 | 92 | 0 | 2018 |  |  |  |  | Solar | [13 empty] | 0 | 0 | 0 | 0
Ivester Wind Farm | 61911_G_WT1 | 61911 | G | WT1 |  | Onshore Wind |  | MIS_IA | Iowa | 19 | Grundy | 75 | 19075 | 90.8 | 0 | 2018 |  |  |  |  | Wind | [13 empty] | 0 | 0 | 0 | 0
Springbok 3 Solar Farm | 60491_G_SB3SF | 60491 | G | SB3SF |  | Solar PV |  | WECC_SCE | California | 6 | Kern | 29 | 06029 | 90 | 0 | 2019 |  |  |  |  | Solar | [13 empty] | 0 | 0 | 0 | 0
Big Level Wind | 60551_G_BLW01 | 60551 | G | BLW01 |  | Onshore Wind |  | PJM_AP | Pennsylvania | 42 | Potter | 105 | 42105 | 90 | 0 | 2019 |  |  |  |  | Wind | [13 empty] | 0 | 0 | 0 | 0
Rugged Solar LLC | 57960_G_1 | 57960 | G | 1 |  | Solar PV |  | WEC_SDGE | California | 6 | San Diego | 73 | 06073 | 80 | 0 | 2019 |  |  |  |  | Solar | [13 empty] | 0 | 0 | 0 | 0
Jawbone Wind Project | 58175_G_JWPI | 58175 | G | JWPI |  | Onshore Wind |  | WECC_MT | Montana | 30 | Wheatland | 107 | 30107 | 80 | 0 | 2020 |  |  |  |  | Wind | [13 empty] | 0 | 0 | 0 | 0
Lorenzo Wind | 59244_G_FIBE1 | 59244 | G | FIBE1 |  | Onshore Wind |  | ERC_WEST | Texas | 48 | Crosby | 107 | 48107 | 80 | 0 | 2018 |  |  |  |  | Wind | [13 empty] | 0 | 0 | 0 | 0
Stillwater Wind, LLC | 61858_G_WT | 61858 | G | WT |  | Onshore Wind |  | WECC_MT | Montana | 30 | Stillwater | 95 | 30095 | 80 | 0 | 2018 |  |  |  |  | Wind | [13 empty] | 0 | 0 | 0 | 0
Aulander Holloman Solar, LLC | 62340_G_HOLLO | 62340 | G | HOLLO |  | Solar PV |  | PJM_Dom | North Carolina | 37 | Hertford | 91 | 37091 | 80 | 0 | 2018 |  |  |  |  | Solar | [13 empty] | 0 | 0 | 0 | 0
Copenhagen Wind Farm | 58979_G_CPHGN | 58979 | G | CPHGN |  | Onshore Wind |  | NY_Z_C&E | New York | 36 | Lewis | 49 | 36049 | 79.9 | 0 | 2018 | 2043 |  |  |  | Wind | [13 empty] | 0 | 0 | 0 | 0
Arkwright Summit Wind Farm LLC | 61673_G_WT | 61673 | G | WT |  | Onshore Wind |  | NY_Z_A | New York | 36 | Chautauqua | 13 | 36013 | 78.4 | 0 | 2018 |  |  |  |  | Wind | [13 empty] | 0 | 0 | 0 | 0
Cedar Creek Wind | 56371_G_2 | 56371 | G | 2 |  | Onshore Wind |  | WECC_CO | Colorado | 8 | Weld | 123 | 08123 | 79.5 | 0 | 2007 |  |  |  |  | Wind | [13 empty] | 0 | 0 | 0 | 0
Pecan Solar | 60030_G_PECAN | 60030 | G | PECAN |  | Solar PV |  | PJM_Dom | North Carolina | 37 | Northampton | 131 | 37131 | 74.9 | 0 | 2018 |  |  |  |  | Solar | [13 empty] | 0 | 0 | 0 | 0
Shaw Creek Solar, LLC | 61790_G_SHAWC | 61790 | G | SHAWC |  | Solar PV |  | S_VACA | South Carolina | 45 | Aiken | 3 | 45003 | 74.9 | 0 | 2019 |  |  |  |  | Solar | [13 empty] | 0 | 0 | 0 | 0
Hamilton Solar Power Plant | 61807_G_PV1 | 61807 | G | PV1 |  | Solar PV |  | FRCC | Florida | 12 | Hamilton | 47 | 12047 | 74.9 | 0 | 2018 |  |  |  |  | Solar | [13 empty] | 0 | 0 | 0 | 0
NC 102 Project LLC | 61610_G_NC102 | 61610 | G | NC102 |  | Solar PV |  | S_VACA | North Carolina | 37 | Cabarrus | 25 | 37025 | 74.8 | 0 | 2018 |  |  |  |  | Solar | [13 empty] | 0 | 0 | 0 | 0
Lithia Solar | 61663_G_GEN1 | 61663 | G | GEN1 |  | Solar PV |  | FRCC | Florida | 12 | Hillsborough | 57 | 12057 | 74.5 | 0 | 2019 |  |  |  |  | Solar | [13 empty] | 0 | 0 | 0 | 0
Sunshine Gateway Solar Energy Center | 61763_G_1 | 61763 | G | 1 |  | Solar PV |  | FRCC | Florida | 12 | Columbia | 23 | 12023 | 74.5 | 0 | 2019 |  |  |  |  | Solar | [13 empty] | 0 | 0 | 0 | 0
Miami Dade Solar Energy Center | 61766_G_1 | 61766 | G | 1 |  | Solar PV |  | FRCC | Florida | 12 | Miami Dade | 86 | 12086 | 74.5 | 0 | 2019 |  |  |  |  | Solar | [13 empty] | 0 | 0 | 0 | 0
Pioneer Trail Solar Energy Center | 61767_G_1 | 61767 | G | 1 |  | Solar PV |  | FRCC | Florida | 12 | Volusia | 127 | 12127 | 74.5 | 0 | 2019 |  |  |  |  | Solar | [13 empty] | 0 | 0 | 0 | 0
Interstate Solar Energy Center | 61768_G_1 | 61768 | G | 1 |  | Solar PV |  | FRCC | Florida | 12 | St Lucie | 111 | 12111 | 74.5 | 0 | 2019 |  |  |  |  | Solar | [13 empty] | 0 | 0 | 0 | 0
Balm Solar | 61654_G_PV1 | 61654 | G | PV1 |  | Solar PV |  | FRCC | Florida | 12 | Hillsborough | 57 | 12057 | 72.9 | 0 | 2018 |  |  |  |  | Solar | [13 empty] | 0 | 0 | 0 | 0
SR Terrell | 62058_G_TERRL | 62058 | G | TERRL |  | Solar PV |  | S_SOU | Georgia | 13 | Terrell | 273 | 13273 | 74 | 0 | 2019 |  |  |  |  | Solar | [13 empty] | 0 | 0 | 0 | 0
Payne Creek Solar | 61665_G_GEN1 | 61665 | G | GEN1 |  | Solar PV |  | FRCC | Florida | 12 | Polk | 105 | 12105 | 68.9 | 0 | 2018 |  |  |  |  | Solar | [13 empty] | 0 | 0 | 0 | 0
Washburn Wind Farm | 61071_G_WASH | 61071 | G | WASH |  | Onshore Wind |  | MIS_MIDA | Iowa | 19 | Black Hawk | 13 | 19013 | 70 | 0 | 2020 |  |  |  |  | Wind | [13 empty] | 0 | 0 | 0 | 0
GRP Madison Renewable Energy Facility | 61213_G_GEN | 61213 | G | GEN |  | Biomass |  | S_SOU | Georgia | 13 | Madison | 195 | 13195 | 65 | 13500 | 2019 |  |  |  |  | Biomass | [12 empty] | 0.08 | 0.02 | 0.02 | 0.02 | 0.02
Grange Hall Solar | 61656_G_PV1 | 61656 | G | PV1 |  | Solar PV |  | FRCC | Florida | 12 | Hillsborough | 57 | 12057 | 61 | 0 | 2019 |  |  |  |  | Solar | [13 empty] | 0 | 0 | 0 | 0
Great Valley Solar Portfolio Holdings, LLC | 59940_G_GVS2 | 59940 | G | GVS2 |  | Solar PV |  | WEC_CALN | California | 6 | Fresno | 19 | 06019 | 60 | 0 | 2017 |  |  |  |  | Solar | [13 empty] | 0 | 0 | 0 | 0
Ranchland Solar, LLC | 61813_G_RCHLD | 61813 | G | RCHLD |  | Solar PV |  | PJM_Dom | North Carolina | 37 | Currituck | 53 | 37053 | 60 | 0 | 2017 |  |  |  |  | Solar | [13 empty] | 0 | 0 | 0 | 0
Sage Solar I-III | 62399_G_77778 | 62399 | G | 77778 |  | Solar PV |  | WECC_UT | Utah | 49 | Rich | 33 | 49033 | 57.6 | 0 | 2019 |  |  |  |  | Solar | [13 empty] | 0 | 0 | 0 | 0
Beech Ridge II Wind Energy Center | 62482_G_GEN1 | 62482 | G | GEN1 |  | Onshore Wind |  | PJM_AP | West Virginia | 54 | Greenbrier | 25 | 54025 | 56.2 | 0 | 2019 |  |  |  |  | Wind | [13 empty] | 0 | 0 | 0 | 0
Peace Creek Solar | 61666_G_GEN | 61666 | G | GEN |  | Solar PV |  | FRCC | Florida | 12 | Polk | 105 | 12105 | 55.4 | 0 | 2019 |  |  |  |  | Solar | [13 empty] | 0 | 0 | 0 | 0
Millington Solar Farm | 60560_G_MILL | 60560 | G | MILL |  | Solar PV |  | S_C_TVA | Tennessee | 47 | Shelby | 157 | 47157 | 53 | 0 | 2018 |  |  |  |  | Solar | [13 empty] | 0 | 0 | 0 | 0
Meridian III | 62163_G_MRDII | 62163 | G | MRDII |  | Solar PV |  | S_SOU | Mississippi | 28 | Lauderdale | 75 | 28075 | 52.5 | 0 | 2019 |  |  |  |  | Solar | [13 empty] | 0 | 0 | 0 | 0
Buckleberry Solar | 61693_G_GEN | 61693 | G | GEN |  | Solar PV |  | S_VACA | North Carolina | 37 | Lenoir | 107 | 37107 | 52.1 | 0 | 2018 |  |  |  |  | Solar | [13 empty] | 0 | 0 | 0 | 0
Citrus Ridge Solar | 61988_G_FL501 | 61988 | G | FL501 |  | Solar PV |  | FRCC | Florida | 12 | Orange | 95 | 12095 | 52 | 0 | 2018 |  |  |  |  | Solar | [13 empty] | 0 | 0 | 0 | 0
Casa Mesa Wind Energy Center | 61925_G_CMNM | 61925 | G | CMNM |  | Onshore Wind |  | SPP_SPS | New Mexico | 35 | Quay | 37 | 35037 | 50.9 | 0 | 2018 |  |  |  |  | Wind | [13 empty] | 0 | 0 | 0 | 0
Brantley Solar | 60623_G_PV1 | 60623 | G | PV1 |  | Solar PV |  | S_VACA | North Carolina | 37 | Nash | 127 | 37127 | 50.2 | 0 | 2018 |  |  |  |  | Solar | [13 empty] | 0 | 0 | 0 | 0
Fox Creek Solar | 60624_G_PV1 | 60624 | G | PV1 |  | Solar PV |  | S_VACA | North Carolina | 37 | Franklin | 69 | 37069 | 50.2 | 0 | 2018 |  |  |  |  | Solar | [13 empty] | 0 | 0 | 0 | 0
Innovative Solar 54 | 59669_G_IS054 | 59669 | G | IS054 |  | Solar PV |  | S_VACA | North Carolina | 37 | Lenoir | 107 | 37107 | 50 | 0 | 2018 |  |  |  |  | Solar | [13 empty] | 0 | 0 | 0 | 0
Bladen Solar | 61561_G_GEN1 | 61561 | G | GEN1 |  | Solar PV |  | S_VACA | North Carolina | 37 | Bladen | 17 | 37017 | 50 | 0 | 2017 |  |  |  |  | Solar | [13 empty] | 0 | 0 | 0 | 0
Ivory Solar | 61697_G_IVORY | 61697 | G | IVORY |  | Solar PV |  | ERC_WEST | Texas | 48 | Dawson | 115 | 48115 | 50 | 0 | 2018 |  |  |  |  | Solar | [13 empty] | 0 | 0 | 0 | 0
Titan Solar | 61811_G_PCEC | 61811 | G | PCEC |  | Solar PV |  | WECC_CO | Colorado | 8 | Arapahoe | 5 | 08005 | 50 | 0 | 2018 |  |  |  |  | Solar | [13 empty] | 0 | 0 | 0 | 0
Thunder Spirit Wind, LLC | 58965_G_2 | 58965 | G | 2 |  | Onshore Wind |  | MIS_MAPP | North Dakota | 38 | Adams | 1 | 38001 | 48 | 0 | 2018 |  |  |  |  | Wind | [13 empty] | 0 | 0 | 0 | 0
Palmer's Creek Wind Farm, LLC | 62291_G_PCWF | 62291 | G | PCWF |  | Onshore Wind |  | MIS_MNWI | Minnesota | 27 | Chippewa | 23 | 27023 | 44.6 | 0 | 2018 |  |  |  |  | Wind | [13 empty] | 0 | 0 | 0 | 0
Voyager Wind III | 61583_G_VYGR3 | 61583 | G | VYGR3 |  | Onshore Wind |  | WECC_SCE | California | 6 | Kern | 29 | 06029 | 43.2 | 0 | 2018 |  |  |  |  | Wind | [13 empty] | 0 | 0 | 0 | 0
Lon Wright | 2240_G_CTNWD | 2240 | G | CTNWD |  | Onshore Wind |  | SPP_NEBR | Nebraska | 31 | Dodge | 53 | 31053 | 40.9 | 0 | 2017 |  |  |  |  | Wind | [13 empty] | 0 | 0 | 0 | 0
Georgia-Pacific Consr Prods LP-Naheola | 10699_G_TG4 | 10699 | G | TG4 |  | Biomass |  | S_SOU | Alabama | 1 | Choctaw | 23 | 01023 | 29.4 | 13500 | 2019 |  |  |  |  | Biomass | [12 empty] | 0.08 | 0.02 | 0.02 | 0.02 | 0.02
Vista Energy Storage System | 61661_G_VISTA | 61661 | G | VISTA |  | Energy Storage |  | WEC_SDGE | California | 6 | San Diego | 73 | 06073 | 40 | 0 | 2018 |  |  |  |  | Energy Storage | [13 empty] | 0 | 0 | 0 | 0
Peony Solar | 61976_G_PGRG1 | 61976 | G | PGRG1 |  | Solar PV |  | S_VACA | South Carolina | 45 | Orangeburg | 75 | 45075 | 39 | 0 | 2018 |  |  |  |  | Solar | [13 empty] | 0 | 0 | 0 | 0
McGinness Hills 3 | 61912_G_OEC31 | 61912 | G | OEC31 |  | Geothermal |  | WECC_NNV | Nevada | 32 | Lander | 15 | 32015 | 17 | 30000 | 2018 |  |  |  |  | Geothermal | [13 empty] | 0 | 0 | 0 | 0
McGinness Hills 3 | 61912_G_OEC32 | 61912 | G | OEC32 |  | Geothermal |  | WECC_NNV | Nevada | 32 | Lander | 15 | 32015 | 20 | 30000 | 2018 |  |  |  |  | Geothermal | [13 empty] | 0 | 0 | 0 | 0
Sierra Pacific Quincy Facility | 50112_G_GEN3 | 50112 | G | GEN3 |  | Biomass |  | WEC_CALN | California | 6 | Plumas | 63 | 06063 | 24 | 13500 | 2018 |  |  |  |  | Biomass | [12 empty] | 0.08 | 0.02 | 0.02 | 0.02 | 0.02
Bonnie Mine Solar | 61655_G_PV1 | 61655 | G | PV1 |  | Solar PV |  | FRCC | Florida | 12 | Polk | 105 | 12105 | 35 | 0 | 2019 |  |  |  |  | Solar | [13 empty] | 0 | 0 | 0 | 0
Innovative Solar 67 | 59678_G_IS067 | 59678 | G | IS067 |  | Solar PV |  | S_VACA | North Carolina | 37 | Pender | 141 | 37141 | 33.3 | 0 | 2018 |  |  |  |  | Solar | [13 empty] | 0 | 0 | 0 | 0
Seymour Hills Wind Project, LLC | 62227_G_WTGS | 62227 | G | WTGS |  | Onshore Wind |  | ERC_WEST | Texas | 48 | Baylor | 23 | 48023 | 30.2 | 0 | 2019 |  |  |  |  | Wind | [13 empty] | 0 | 0 | 0 | 0
Bluebell Solar | 60789_G_UNIT1 | 60789 | G | UNIT1 |  | Solar PV |  | ERC_WEST | Texas | 48 | Sterling | 431 | 48431 | 30 | 0 | 2018 |  |  |  |  | Solar | [13 empty] | 0 | 0 | 0 | 0
Citizens Imperial Solar | 62052_G_CIS1 | 62052 | G | CIS1 |  | Solar PV |  | WECC_IID | California | 6 | Imperial | 25 | 06025 | 30 | 0 | 2019 |  |  |  |  | Solar | [13 empty] | 0 | 0 | 0 | 0
Antrim Wind | 59953_G_AWND1 | 59953 | G | AWND1 |  | Onshore Wind |  | NENGREST | New Hampshire | 33 | Hillsborough | 11 | 33011 | 28.4 | 0 | 2019 |  |  |  |  | Wind | [13 empty] | 0 | 0 | 0 | 0
Difwind Farms Ltd VI | 54686_G_EXIS | 54686 | G | EXIS |  | Onshore Wind |  | WECC_SCE | California | 6 | Kern | 29 | 06029 | 25.3 | 0 | 1987 |  |  |  |  | Wind | [13 empty] | 0 | 0 | 0 | 0
North 301 Solar | 61778_G_N301 | 61778 | G | N301 |  | Solar PV |  | PJM_Dom | North Carolina | 37 | Halifax | 83 | 37083 | 26.9 | 0 | 2019 |  |  |  |  | Solar | [13 empty] | 0 | 0 | 0 | 0
Great Valley Solar Portfolio Holdings, LLC | 59940_G_GVS3 | 59940 | G | GVS3 |  | Solar PV |  | WEC_CALN | California | 6 | Fresno | 19 | 06019 | 20 | 0 | 2017 |  |  |  |  | Solar | [13 empty] | 0 | 0 | 0 | 0
Great Valley Solar Portfolio Holdings, LLC | 59940_G_GVS4 | 59940 | G | GVS4 |  | Solar PV |  | WEC_CALN | California | 6 | Fresno | 19 | 06019 | 20 | 0 | 2017 |  |  |  |  | Solar | [13 empty] | 0 | 0 | 0 | 0
Heber Geothermal | 54689_G_4 | 54689 | G | 4 |  | Geothermal |  | WECC_IID | California | 6 | Imperial | 25 | 06025 | 16 | 30000 | 2018 |  |  |  |  | Geothermal | [13 empty] | 0 | 0 | 0 | 0
Lightning Dock Geothermal HI-01, LLC | 58629_G_GEN-5 | 58629 | G | GEN-5 |  | Geothermal |  | WECC_NM | New Mexico | 35 | Hidalgo | 23 | 35023 | 7 | 30000 | 2018 |  |  |  |  | Geothermal | [13 empty] | 0 | 0 | 0 | 0
Brady | 55991_G_OEC1 | 55991 | G | OEC1 |  | Geothermal |  | WECC_NNV | Nevada | 32 | Churchill | 1 | 32001 | 10 | 30000 | 2018 |  |  |  |  | Geothermal | [13 empty] | 0 | 0 | 0 | 0
HEBT WLA 1 | 61721_G_WLA1C | 61721 | G | WLA1C |  | Energy Storage |  | WECC_SCE | California | 6 | Orange | 59 | 06059 | 11.8 | 0 | 2019 |  |  |  |  | Energy Storage | [13 empty] | 0 | 0 | 0 | 0
Babcock Solar Energy Center | 59993_G_BA | 59993 | G | BA |  | Energy Storage |  | FRCC | Florida | 12 | Charlotte | 15 | 12015 | 10 | 0 | 2018 |  |  |  |  | Energy Storage | [13 empty] | 0 | 0 | 0 | 0
Pinal Central Energy Center | 61678_G_BA1 | 61678 | G | BA1 |  | Energy Storage |  | WECC_AZ | Arizona | 4 | Pinal | 21 | 04021 | 10 | 0 | 2018 |  |  |  |  | Energy Storage | [13 empty] | 0 | 0 | 0 | 0
Castle Gap Solar | 60123_G_BAT1 | 60123 | G | BAT1 |  | Energy Storage |  | ERC_WEST | Texas | 48 | Upton | 461 | 48461 | 9.9 | 0 | 2019 |  |  |  |  | Energy Storage | [13 empty] | 0 | 0 | 0 | 0
Faraday | 3045_G_7 | 3045 | G | 7 |  | Hydro |  | WECC_PNW | Oregon | 41 | Clackamas | 5 | 41005 | 9 | 0 | 2020 |  |  |  |  | Hydro | [13 empty] | 0 | 0 | 0 | 0
Faraday | 3045_G_8 | 3045 | G | 8 |  | Hydro |  | WECC_PNW | Oregon | 41 | Clackamas | 5 | 41005 | 9 | 0 | 2020 |  |  |  |  | Hydro | [13 empty] | 0 | 0 | 0 | 0
Sierra Pacific Sonora | 54517_G_GEN3 | 54517 | G | GEN3 |  | Biomass |  | WEC_CALN | California | 6 | Tuolumne | 109 | 06109 | 6 | 13500 | 2018 |  |  |  |  | Biomass | [12 empty] | 0.08 | 0.02 | 0.02 | 0.02 | 0.02
Terra-Gen Dixie Valley | 52015_G_GEN2 | 52015 | G | GEN2 |  | Geothermal |  | WECC_NNV | Nevada | 32 | Churchill | 1 | 32001 | 2.5 | 30000 | 2012 |  |  |  |  | Geothermal | [13 empty] | 0 | 0 | 0 | 0
Vernon Dam | 2352_G_6A | 2352 | G | 6A |  | Hydro |  | NENGREST | Vermont | 50 | Windham | 25 | 50025 | 4.5 | 0 | 2008 |  |  |  |  | Hydro | [13 empty] | 0 | 0 | 0 | 0
Vernon Dam | 2352_G_7A | 2352 | G | 7A |  | Hydro |  | NENGREST | Vermont | 50 | Windham | 25 | 50025 | 4.5 | 0 | 2008 |  |  |  |  | Hydro | [13 empty] | 0 | 0 | 0 | 0
HEBT WLA 1 | 61721_G_WLA09 | 61721 | G | WLA09 |  | Energy Storage |  | WECC_SCE | California | 6 | Orange | 59 | 06059 | 4.5 | 0 | 2019 |  |  |  |  | Energy Storage | [13 empty] | 0 | 0 | 0 | 0
Salem Energy Systems LLC | 54984_G_UNT2 | 54984 | G | UNT2 |  | Landfill Gas |  | S_VACA | North Carolina | 37 | Forsyth | 67 | 37067 | 3.3 | 18000 | 2017 |  |  |  |  | Landfill Gas | [13 empty] | 0.09 | 0.09 | 0.09 | 0.09
HEBT Irvine 1 | 61722_G_IRV1W | 61722 | G | IRV1W |  | Energy Storage |  | WECC_SCE | California | 6 | Orange | 59 | 06059 | 4.5 | 0 | 2018 |  |  |  |  | Energy Storage | [13 empty] | 0 | 0 | 0 | 0
Citrus Solar Energy Center | 60061_G_BA | 60061 | G | BA |  | Energy Storage |  | FRCC | Florida | 12 | DeSoto | 27 | 12027 | 4 | 0 | 2018 |  |  |  |  | Energy Storage | [13 empty] | 0 | 0 | 0 | 0
Hauser | 2185_G_HAU7 | 2185 | G | HAU7 |  | Hydro |  | WECC_MT | Montana | 30 | Lewis and Clark | 49 | 30049 | 3.4 | 0 | 2019 |  |  |  |  | Hydro | [13 empty] | 0 | 0 | 0 | 0
HEBT Irvine 2 | 61723_G_IRV2W | 61723 | G | IRV2W |  | Energy Storage |  | WECC_SCE | California | 6 | Orange | 59 | 06059 | 3.3 | 0 | 2018 |  |  |  |  | Energy Storage | [13 empty] | 0 | 0 | 0 | 0
Shoshone Falls | 818_G_4 | 818 | G | 4 |  | Hydro |  | WECC_ID | Idaho | 16 | Jerome | 53 | 16053 | 3.2 | 0 | 2020 |  |  |  |  | Hydro | [13 empty] | 0 | 0 | 0 | 0
Mt. Tom Solar Project | 60906_G_BA1 | 60906 | G | BA1 |  | Energy Storage |  | NENGREST | Massachusetts | 25 | Hampden | 13 | 25013 | 3.1 | 0 | 2018 |  |  |  |  | Energy Storage | [13 empty] | 0 | 0 | 0 | 0
GE - Tehachapi | 57566_G_2.8P3 | 57566 | G | 2.8P3 |  | Onshore Wind |  | WECC_SCE | California | 6 | Kern | 29 | 06029 | 2.8 | 0 | 2018 |  |  |  |  | Wind | [13 empty] | 0 | 0 | 0 | 0
GE - Tehachapi | 57566_G_2.5P2 | 57566 | G | 2.5P2 |  | Onshore Wind |  | WECC_SCE | California | 6 | Kern | 29 | 06029 | 2.5 | 0 | 2015 |  |  |  |  | Wind | [13 empty] | 0 | 0 | 0 | 0
HEBT Irvine 2 | 61723_G_IRV06 | 61723 | G | IRV06 |  | Energy Storage |  | WECC_SCE | California | 6 | Orange | 59 | 06059 | 2.5 | 0 | 2018 |  |  |  |  | Energy Storage | [13 empty] | 0 | 0 | 0 | 0
Berkshire Wind Power Project | 57721_G_HN-8 | 57721 | G | HN-8 |  | Onshore Wind |  | NENGREST | Massachusetts | 25 | Berkshire | 3 | 25003 | 2.3 | 0 | 2019 |  |  |  |  | Wind | [13 empty] | 0 | 0 | 0 | 0
Berkshire Wind Power Project | 57721_G_HN-9 | 57721 | G | HN-9 |  | Onshore Wind |  | NENGREST | Massachusetts | 25 | Berkshire | 3 | 25003 | 2.3 | 0 | 2019 |  |  |  |  | Wind | [13 empty] | 0 | 0 | 0 | 0
Allendorf | 56215_G_ET | 56215 | G | ET |  | Onshore Wind |  | MIS_IA | Iowa | 19 | Osceola | 143 | 19143 | 1.8 | 0 | 2019 |  |  |  |  | Wind | [13 empty] | 0 | 0 | 0 | 0
Allendorf | 56215_G_WT | 56215 | G | WT |  | Onshore Wind |  | MIS_IA | Iowa | 19 | Osceola | 143 | 19143 | 2 | 0 | 2003 |  |  |  |  | Wind | [13 empty] | 0 | 0 | 0 | 0
Foundation NWNA | 58114_G_WTG3 | 58114 | G | WTG3 |  | Onshore Wind |  | WECC_SCE | California | 6 | Riverside | 65 | 06065 | 1.9 | 0 | 2018 |  |  |  |  | Wind | [13 empty] | 0 | 0 | 0 | 0
HEBT WLA 1 | 61721_G_WLA08 | 61721 | G | WLA08 |  | Energy Storage |  | WECC_SCE | California | 6 | Orange | 59 | 06059 | 1.9 | 0 | 2019 |  |  |  |  | Energy Storage | [13 empty] | 0 | 0 | 0 | 0
Pecan Row Landfill To Electric Facility | 59221_G_GM04 | 59221 | G | GM04 |  | Landfill Gas |  | S_SOU | Georgia | 13 | Lowndes | 185 | 13185 | 1.6 | 18000 | 1977 |  |  |  |  | Landfill Gas | [13 empty] | 0.09 | 0.09 | 0.09 | 0.09
HEBT WLA 1 | 61721_G_WLA04 | 61721 | G | WLA04 |  | Energy Storage |  | WECC_SCE | California | 6 | Orange | 59 | 06059 | 1.5 | 0 | 2019 |  |  |  |  | Energy Storage | [13 empty] | 0 | 0 | 0 | 0
Kingsberry Energy Storage System | 61741_G_KBESS | 61741 | G | KBESS |  | Energy Storage |  | ERC_REST | Texas | 48 | Travis | 453 | 48453 | 1.5 | 0 | 2018 |  |  |  |  | Energy Storage | [13 empty] | 0 | 0 | 0 | 0
HEBT WLA 1 | 61721_G_WLA05 | 61721 | G | WLA05 |  | Energy Storage |  | WECC_SCE | California | 6 | Orange | 59 | 06059 | 1.3 | 0 | 2019 |  |  |  |  | Energy Storage | [13 empty] | 0 | 0 | 0 | 0
HEBT WLA 1 | 61721_G_WLA10 | 61721 | G | WLA10 |  | Energy Storage |  | WECC_SCE | California | 6 | Orange | 59 | 06059 | 1.3 | 0 | 2019 |  |  |  |  | Energy Storage | [13 empty] | 0 | 0 | 0 | 0
Lon Wright | 2240_G_SLR1 | 2240 | G | SLR1 |  | Solar PV |  | SPP_NEBR | Nebraska | 31 | Dodge | 53 | 31053 | 1.3 | 0 | 2018 |  |  |  |  | Solar | [13 empty] | 0 | 0 | 0 | 0
HEBT WLA 1 | 61721_G_WLA06 | 61721 | G | WLA06 |  | Energy Storage |  | WECC_SCE | California | 6 | Orange | 59 | 06059 | 1.2 | 0 | 2019 |  |  |  |  | Energy Storage | [13 empty] | 0 | 0 | 0 | 0
Cox Battery Energy Storage | 61679_G_1 | 61679 | G | 1 |  | Energy Storage |  | SPP_N | Missouri | 29 | Greene | 77 | 29077 | 1.2 | 0 | 2017 |  |  |  |  | Energy Storage | [13 empty] | 0 | 0 | 0 | 0
Mongaup | 2630_G_GEN2 | 2630 | G | GEN2 |  | Hydro |  | NY_Z_G-I | New York | 36 | Sullivan | 105 | 36105 | 1.1 | 0 | 1923 |  |  |  |  | Hydro | [13 empty] | 0 | 0 | 0 | 0
Mongaup | 2630_G_GEN3 | 2630 | G | GEN3 |  | Hydro |  | NY_Z_G-I | New York | 36 | Sullivan | 105 | 36105 | 1.1 | 0 | 1923 |  |  |  |  | Hydro | [13 empty] | 0 | 0 | 0 | 0
Mongaup | 2630_G_GEN4 | 2630 | G | GEN4 |  | Hydro |  | NY_Z_G-I | New York | 36 | Sullivan | 105 | 36105 | 1.1 | 0 | 1923 |  |  |  |  | Hydro | [13 empty] | 0 | 0 | 0 | 0
Ohio Northern University Solar Site | 60913_G_PV2 | 60913 | G | PV2 |  | Solar PV |  | PJM_West | Ohio | 39 | Hardin | 65 | 39065 | 1 | 0 | 2018 |  |  |  |  | Solar | [13 empty] | 0 | 0 | 0 | 0
Green City Recovery, LLC | 60703_G_2 | 60703 | G | 2 |  | Landfill Gas |  | S_C_KY | Kentucky | 21 | Scott | 209 | 21209 | 1 | 18000 | 2019 |  |  |  |  | Landfill Gas | [13 empty] | 0.09 | 0.09 | 0.09 | 0.09
HEBT WLA 1 | 61721_G_WLA01 | 61721 | G | WLA01 |  | Energy Storage |  | WECC_SCE | California | 6 | Orange | 59 | 06059 | 1 | 0 | 2019 |  |  |  |  | Energy Storage | [13 empty] | 0 | 0 | 0 | 0
HEBT WLA 1 | 61721_G_WLA02 | 61721 | G | WLA02 |  | Energy Storage |  | WECC_SCE | California | 6 | Orange | 59 | 06059 | 1 | 0 | 2019 |  |  |  |  | Energy Storage | [13 empty] | 0 | 0 | 0 | 0
HEBT WLA 1 | 61721_G_WLA03 | 61721 | G | WLA03 |  | Energy Storage |  | WECC_SCE | California | 6 | Orange | 59 | 06059 | 1 | 0 | 2019 |  |  |  |  | Energy Storage | [13 empty] | 0 | 0 | 0 | 0
HEBT WLA 1 | 61721_G_WLA07 | 61721 | G | WLA07 |  | Energy Storage |  | WECC_SCE | California | 6 | Orange | 59 | 06059 | 1 | 0 | 2019 |  |  |  |  | Energy Storage | [13 empty] | 0 | 0 | 0 | 0
Boston Medical Center CHP Plant | 61186_G_BATT | 61186 | G | BATT |  | Energy Storage |  | NENGREST | Massachusetts | 25 | Suffolk | 25 | 25025 | 1 | 0 | 2019 |  |  |  |  | Energy Storage | [13 empty] | 0 | 0 | 0 | 0
Lon Wright | 2240_G_SLR2 | 2240 | G | SLR2 |  | Solar PV |  | SPP_NEBR | Nebraska | 31 | Dodge | 53 | 31053 | 1 | 0 | 2018 |  |  |  |  | Solar | [13 empty] | 0 | 0 | 0 | 0
GMP Solar - Panton | 60562_G_GMPBP | 60562 | G | GMPBP |  | Energy Storage |  | NENGREST | Vermont | 50 | Addison | 1 | 50001 | 1 | 0 | 2018 |  |  |  |  | Energy Storage | [13 empty] | 0 | 0 | 0 | 0
Wright Cuddyer CSG | 61494_G_41330 | 61494 | G | 41330 |  | Solar PV |  | MIS_MNWI | Minnesota | 27 | Wright | 171 | 27171 | 1 | 0 | 2018 |  |  |  |  | Solar | [13 empty] | 0 | 0 | 0 | 0
HEBT Irvine 1 | 61722_G_IRV01 | 61722 | G | IRV01 |  | Energy Storage |  | WECC_SCE | California | 6 | Orange | 59 | 06059 | 1 | 0 | 2018 |  |  |  |  | Energy Storage | [13 empty] | 0 | 0 | 0 | 0
Lockheed Martin RMS Syracuse | 61739_G_SYR1 | 61739 | G | SYR1 |  | Energy Storage |  | NY_Z_C&E | New York | 36 | Onondaga | 67 | 36067 | 1 | 0 | 2017 |  |  |  |  | Energy Storage | [13 empty] | 0 | 0 | 0 | 0
Rolling Thunder Wind Farm | 57045_G_2 | 57045 | G | 2 |  | Energy Storage |  | SPP_WAUE | South Dakota | 46 | Hand | 59 | 46059 | 0.8 | 0 | 2018 |  |  |  |  | Energy Storage | [13 empty] | 0 | 0 | 0 | 0
Heller Industrial Parks | 57869_G_HM | 57869 | G | HM |  | Solar PV |  | PJM_EMAC | New Jersey | 34 | Middlesex | 23 | 34023 | 0.8 | 0 | 2013 |  |  |  |  | Solar | [13 empty] | 0 | 0 | 0 | 0
L'Oreal Piscataway | 57868_G_UNIT3 | 57868 | G | UNIT3 |  | Solar PV |  | PJM_EMAC | New Jersey | 34 | Middlesex | 23 | 34023 | 0.7 | 0 | 2016 |  |  |  |  | Solar | [13 empty] | 0 | 0 | 0 | 0
Chattanooga Metropolitan Airport Solar | 58515_G_GEN3 | 58515 | G | GEN3 |  | Solar PV |  | S_C_TVA | Tennessee | 47 | Hamilton | 65 | 47065 | 0.4 | 0 | 2019 |  |  |  |  | Solar | [13 empty] | 0 | 0 | 0 | 0
Allendorf | 56215_G_ST | 56215 | G | ST |  | Onshore Wind |  | MIS_IA | Iowa | 19 | Osceola | 143 | 19143 | 1.7 | 0 | 1998 |  |  |  |  | Wind | [13 empty] | 0 | 0 | 0 | 0
Broadridge Cogen | 57580_G_PV2 | 57580 | G | PV2 |  | Solar PV |  | WEC_CALN | California | 6 | El Dorado | 17 | 06017 | 0.5 | 0 | 2011 |  |  |  |  | Solar | [13 empty] | 0 | 0 | 0 | 0
Heller Industrial Parks | 57869_G_HH | 57869 | G | HH |  | Solar PV |  | PJM_EMAC | New Jersey | 34 | Middlesex | 23 | 34023 | 0.5 | 0 | 2012 |  |  |  |  | Solar | [13 empty] | 0 | 0 | 0 | 0
New Orleans Solar Power Plant | 61647_G_NOSPB | 61647 | G | NOSPB |  | Energy Storage |  | MIS_S_AMSO | Louisiana | 22 | Orleans | 71 | 22071 | 0.5 | 0 | 2016 |  |  |  |  | Energy Storage | [13 empty] | 0 | 0 | 0 | 0
Heller Industrial Parks | 57869_G_HII | 57869 | G | HII |  | Solar PV |  | PJM_EMAC | New Jersey | 34 | Middlesex | 23 | 34023 | 0.4 | 0 | 2012 |  |  |  |  | Solar | [13 empty] | 0 | 0 | 0 | 0
Broadridge Cogen | 57580_G_PV1 | 57580 | G | PV1 |  | Solar PV |  | WEC_CALN | California | 6 | El Dorado | 17 | 06017 | 0.3 | 0 | 2011 |  |  |  |  | Solar | [13 empty] | 0 | 0 | 0 | 0
L'Oreal Piscataway | 57868_G_UNIT2 | 57868 | G | UNIT2 |  | Solar PV |  | PJM_EMAC | New Jersey | 34 | Middlesex | 23 | 34023 | 0.3 | 0 | 2014 |  |  |  |  | Solar | [13 empty] | 0 | 0 | 0 | 0
Meyers Falls | 3868_G_UNA | 3868 | G | UNA |  | Hydro |  | WECC_PNW | Washington | 53 | Stevens | 65 | 53065 | 0.2 | 0 | 2006 |  |  |  |  | Hydro | [13 empty] | 0 | 0 | 0 | 0
Meyers Falls | 3868_G_UNB | 3868 | G | UNB |  | Hydro |  | WECC_PNW | Washington | 53 | Stevens | 65 | 53065 | 0.2 | 0 | 2006 |  |  |  |  | Hydro | [13 empty] | 0 | 0 | 0 | 0
Heller Industrial Parks | 57869_G_HJC | 57869 | G | HJC |  | Solar PV |  | PJM_EMAC | New Jersey | 34 | Middlesex | 23 | 34023 | 0.2 | 0 | 2012 |  |  |  |  | Solar | [13 empty] | 0 | 0 | 0 | 0
Belchertown Renewables | 61295_G_02675 | 61295 | G | 02675 |  | Solar PV |  | NENGREST | Massachusetts | 25 | Hampshire | 15 | 25015 | 4 | 0 | 2017 |  |  |  |  | Solar | [13 empty] | 0 | 0 | 0 | 0
Theodore Drive Solar | 61296_G_02529 | 61296 | G | 02529 |  | Solar PV |  | NENGREST | Massachusetts | 25 | Worcester | 27 | 25027 | 1.5 | 0 | 2017 |  |  |  |  | Solar | [13 empty] | 0 | 0 | 0 | 0
Sampson Road Solar | 61308_G_02696 | 61308 | G | 02696 |  | Solar PV |  | NENGREST | Massachusetts | 25 | Worcester | 27 | 25027 | 2 | 0 | 2017 |  |  |  |  | Solar | [13 empty] | 0 | 0 | 0 | 0
Higginsville Solar Farm | 61316_G_HSF1 | 61316 | G | HSF1 |  | Solar PV |  | SPP_N | Missouri | 29 | Lafayette | 107 | 29107 | 2.5 | 0 | 2017 |  |  |  |  | Solar | [13 empty] | 0 | 0 | 0 | 0
Hog Creek Wind Project | 61330_G_WT1 | 61330 | G | WT1 |  | Onshore Wind |  | PJM_West | Ohio | 39 | Hardin | 65 | 39065 | 66 | 0 | 2017 |  |  |  |  | Wind | [13 empty] | 0 | 0 | 0 | 0
Cherrydale Solar Power Facility | 61375_G_PV1 | 61375 | G | PV1 |  | Solar PV |  | PJM_EMAC | Virginia | 51 | Northampton | 131 | 51131 | 20 | 0 | 2017 |  |  |  |  | Solar | [13 empty] | 0 | 0 | 0 | 0
Northern Westchester Hospital | 61378_G_1 | 61378 | G | 1 |  | Combustion Turbine | IC | NY_Z_G-I | New York | 36 | Westchester | 119 | 36119 | 0.1 | 9264 | 2017 |  |  |  |  | Distillate Fuel Oil | [13 empty] | 0.011 | 0.011 | 0.011 | 0.011
Northern Westchester Hospital | 61378_G_2 | 61378 | G | 2 |  | Combustion Turbine | IC | NY_Z_G-I | New York | 36 | Westchester | 119 | 36119 | 0.1 | 9264 | 2017 |  |  |  |  | Distillate Fuel Oil | [13 empty] | 0.011 | 0.011 | 0.011 | 0.011
Northern Westchester Hospital | 61378_G_3 | 61378 | G | 3 |  | Combustion Turbine | IC | NY_Z_G-I | New York | 36 | Westchester | 119 | 36119 | 0.1 | 9264 | 2017 |  |  |  |  | Distillate Fuel Oil | [13 empty] | 0.011 | 0.011 | 0.011 | 0.011
Koppelman Sun | 61381_G_KOPP1 | 61381 | G | KOPP1 |  | Solar PV |  | MIS_MNWI | Minnesota | 27 | Blue Earth | 13 | 27013 | 1 | 0 | 2017 |  |  |  |  | Solar | [13 empty] | 0 | 0 | 0 | 0
Koppelman Sun | 61381_G_KOPP2 | 61381 | G | KOPP2 |  | Solar PV |  | MIS_MNWI | Minnesota | 27 | Blue Earth | 13 | 27013 | 1 | 0 | 2017 |  |  |  |  | Solar | [13 empty] | 0 | 0 | 0 | 0
Koppelman Sun | 61381_G_KOPP3 | 61381 | G | KOPP3 |  | Solar PV |  | MIS_MNWI | Minnesota | 27 | Blue Earth | 13 | 27013 | 1 | 0 | 2017 |  |  |  |  | Solar | [13 empty] | 0 | 0 | 0 | 0
Koppelman Sun | 61381_G_KOPP4 | 61381 | G | KOPP4 |  | Solar PV |  | MIS_MNWI | Minnesota | 27 | Blue Earth | 13 | 27013 | 1 | 0 | 2017 |  |  |  |  | Solar | [13 empty] | 0 | 0 | 0 | 0
Koppelman Sun | 61381_G_KOPP5 | 61381 | G | KOPP5 |  | Solar PV |  | MIS_MNWI | Minnesota | 27 | Blue Earth | 13 | 27013 | 1 | 0 | 2017 |  |  |  |  | Solar | [13 empty] | 0 | 0 | 0 | 0
Rengstorf Solar | 61383_G_RENG1 | 61383 | G | RENG1 |  | Solar PV |  | MIS_MNWI | Minnesota | 27 | Nicollet | 103 | 27103 | 1 | 0 | 2017 |  |  |  |  | Solar | [13 empty] | 0 | 0 | 0 | 0
Rengstorf Solar | 61383_G_RENG2 | 61383 | G | RENG2 |  | Solar PV |  | MIS_MNWI | Minnesota | 27 | Nicollet | 103 | 27103 | 1 | 0 | 2017 |  |  |  |  | Solar | [13 empty] | 0 | 0 | 0 | 0
Rengstorf Solar | 61383_G_RENG3 | 61383 | G | RENG3 |  | Solar PV |  | MIS_MNWI | Minnesota | 27 | Nicollet | 103 | 27103 | 1 | 0 | 2017 |  |  |  |  | Solar | [13 empty] | 0 | 0 | 0 | 0
Rengstorf Solar | 61383_G_RENG4 | 61383 | G | RENG4 |  | Solar PV |  | MIS_MNWI | Minnesota | 27 | Nicollet | 103 | 27103 | 1 | 0 | 2017 |  |  |  |  | Solar | [13 empty] | 0 | 0 | 0 | 0
Rengstorf Solar | 61383_G_RENG5 | 61383 | G | RENG5 |  | Solar PV |  | MIS_MNWI | Minnesota | 27 | Nicollet | 103 | 27103 | 1 | 0 | 2017 |  |  |  |  | Solar | [13 empty] | 0 | 0 | 0 | 0
Georgia Power at Jakin GA PV | 61397_G_PV1 | 61397 | G | PV1 |  | Solar PV |  | S_SOU | Georgia | 13 | Early | 99 | 13099 | 1.5 | 0 | 2017 |  |  |  |  | Solar | [13 empty] | 0 | 0 | 0 | 0
Pikeville Farm | 61404_G_1 | 61404 | G | 1 |  | Solar PV |  | S_VACA | North Carolina | 37 | Wayne | 191 | 37191 | 5 | 0 | 2017 |  |  |  |  | Solar | [13 empty] | 0 | 0 | 0 | 0
Cottonwood Wind Energy Center | 61407_G_CTNWD | 61407 | G | CTNWD |  | Onshore Wind |  | SPP_NEBR | Nebraska | 31 | Webster | 181 | 31181 | 89.7 | 0 | 2017 |  |  |  |  | Wind | [13 empty] | 0 | 0 | 0 | 0
Highway 56 Solar | 61409_G_GEN1 | 61409 | G | GEN1 |  | Solar PV |  | ERC_REST | Texas | 48 | Grayson | 181 | 48181 | 5.3 | 0 | 2017 |  |  |  |  | Solar | [13 empty] | 0 | 0 | 0 | 0
Valencia 1 Solar CA | 61418_G_VAL1 | 61418 | G | VAL1 |  | Solar PV |  | WECC_IID | California | 6 | Imperial | 25 | 06025 | 3 | 0 | 2017 |  |  |  |  | Solar | [13 empty] | 0 | 0 | 0 | 0
Waterford Holdco | 61452_G_WATER | 61452 | G | WATER |  | Solar PV |  | MIS_MNWI | Minnesota | 27 | Rice | 131 | 27131 | 2.7 | 0 | 2017 |  |  |  |  | Solar | [13 empty] | 0 | 0 | 0 | 0
B.R. Corcoran | 61453_G_42278 | 61453 | G | 42278 |  | Solar PV |  | MIS_MNWI | Minnesota | 27 | Hennepin | 53 | 27053 | 1 | 0 | 2017 |  |  |  |  | Solar | [13 empty] | 0 | 0 | 0 | 0
B.R. Corcoran | 61453_G_42279 | 61453 | G | 42279 |  | Solar PV |  | MIS_MNWI | Minnesota | 27 | Hennepin | 53 | 27053 | 1 | 0 | 2017 |  |  |  |  | Solar | [13 empty] | 0 | 0 | 0 | 0
B.R. Corcoran | 61453_G_42280 | 61453 | G | 42280 |  | Solar PV |  | MIS_MNWI | Minnesota | 27 | Hennepin | 53 | 27053 | 1 | 0 | 2017 |  |  |  |  | Solar | [13 empty] | 0 | 0 | 0 | 0
B.R. Corcoran | 61453_G_42281 | 61453 | G | 42281 |  | Solar PV |  | MIS_MNWI | Minnesota | 27 | Hennepin | 53 | 27053 | 1 | 0 | 2017 |  |  |  |  | Solar | [13 empty] | 0 | 0 | 0 | 0
B.R. Corcoran | 61453_G_42282 | 61453 | G | 42282 |  | Solar PV |  | MIS_MNWI | Minnesota | 27 | Hennepin | 53 | 27053 | 1 | 0 | 2017 |  |  |  |  | Solar | [13 empty] | 0 | 0 | 0 | 0
B.R. Sartell | 61454_G_42286 | 61454 | G | 42286 |  | Solar PV |  | MIS_MNWI | Minnesota | 27 | Stearns | 145 | 27145 | 1 | 0 | 2017 |  |  |  |  | Solar | [13 empty] | 0 | 0 | 0 | 0
B.R. Sartell | 61454_G_42287 | 61454 | G | 42287 |  | Solar PV |  | MIS_MNWI | Minnesota | 27 | Stearns | 145 | 27145 | 1 | 0 | 2017 |  |  |  |  | Solar | [13 empty] | 0 | 0 | 0 | 0
B.R. Sartell | 61454_G_42288 | 61454 | G | 42288 |  | Solar PV |  | MIS_MNWI | Minnesota | 27 | Stearns | 145 | 27145 | 1 | 0 | 2017 |  |  |  |  | Solar | [13 empty] | 0 | 0 | 0 | 0
B.R. Sauk Rapids | 61455_G_42292 | 61455 | G | 42292 |  | Solar PV |  | MIS_MNWI | Minnesota | 27 | Benton | 9 | 27009 | 1 | 0 | 2017 |  |  |  |  | Solar | [13 empty] | 0 | 0 | 0 | 0
B.R. Sauk Rapids | 61455_G_42294 | 61455 | G | 42294 |  | Solar PV |  | MIS_MNWI | Minnesota | 27 | Benton | 9 | 27009 | 1 | 0 | 2017 |  |  |  |  | Solar | [13 empty] | 0 | 0 | 0 | 0
B.R. Sauk Rapids | 61455_G_42295 | 61455 | G | 42295 |  | Solar PV |  | MIS_MNWI | Minnesota | 27 | Benton | 9 | 27009 | 1 | 0 | 2017 |  |  |  |  | Solar | [13 empty] | 0 | 0 | 0 | 0
B.R. Sauk Rapids | 61455_G_42296 | 61455 | G | 42296 |  | Solar PV |  | MIS_MNWI | Minnesota | 27 | Benton | 9 | 27009 | 1 | 0 | 2017 |  |  |  |  | Solar | [13 empty] | 0 | 0 | 0 | 0
B.R. Sauk Rapids | 61455_G_42297 | 61455 | G | 42297 |  | Solar PV |  | MIS_MNWI | Minnesota | 27 | Benton | 9 | 27009 | 1 | 0 | 2017 |  |  |  |  | Solar | [13 empty] | 0 | 0 | 0 | 0
Montgomery Winsted | 61456_G_41620 | 61456 | G | 41620 |  | Solar PV |  | MIS_MNWI | Minnesota | 27 | McLeod | 85 | 27085 | 1 | 0 | 2017 |  |  |  |  | Solar | [13 empty] | 0 | 0 | 0 | 0
Montgomery Winsted | 61456_G_41621 | 61456 | G | 41621 |  | Solar PV |  | MIS_MNWI | Minnesota | 27 | McLeod | 85 | 27085 | 1 | 0 | 2017 |  |  |  |  | Solar | [13 empty] | 0 | 0 | 0 | 0
Montgomery Winsted | 61456_G_41622 | 61456 | G | 41622 |  | Solar PV |  | MIS_MNWI | Minnesota | 27 | McLeod | 85 | 27085 | 1 | 0 | 2017 |  |  |  |  | Solar | [13 empty] | 0 | 0 | 0 | 0
Georgia Power at Swainsboro | 61459_G_PV1 | 61459 | G | PV1 |  | Solar PV |  | S_SOU | Georgia | 13 | Emanuel | 107 | 13107 | 2.9 | 0 | 2017 |  |  |  |  | Solar | [13 empty] | 0 | 0 | 0 | 0
SR Platte Solar Farm | 61462_G_PV1 | 61462 | G | PV1 |  | Solar PV |  | WECC_CO | Colorado | 8 | Weld | 123 | 08123 | 16 | 0 | 2017 |  |  |  |  | Solar | [13 empty] | 0 | 0 | 0 | 0
SL Babylon | 61487_G_SLBAB | 61487 | G | SLBAB |  | Solar PV |  | NY_Z_K | New York | 36 | Suffolk | 103 | 36103 | 8.9 | 0 | 2017 |  |  |  |  | Solar | [13 empty] | 0 | 0 | 0 | 0
CED Foster | 61499_G_FORI | 61499 | G | FORI |  | Solar PV |  | NENGREST | Rhode Island | 44 | Providence | 7 | 44007 | 2 | 0 | 2017 |  |  |  |  | Solar | [13 empty] | 0 | 0 | 0 | 0
Provo Power Plant | 61508_G_1 | 61508 | G | 1 |  | Combustion Turbine | IC | WECC_UT | Utah | 49 | Utah | 49 | 49049 | 2 | 9264 | 2017 |  |  |  |  | Natural Gas | [13 empty] | 0.011 | 0.011 | 0.011 | 0.011
Provo Power Plant | 61508_G_2 | 61508 | G | 2 |  | Combustion Turbine | IC | WECC_UT | Utah | 49 | Utah | 49 | 49049 | 2 | 9264 | 2017 |  |  |  |  | Natural Gas | [13 empty] | 0.011 | 0.011 | 0.011 | 0.011
Provo Power Plant | 61508_G_3 | 61508 | G | 3 |  | Combustion Turbine | IC | WECC_UT | Utah | 49 | Utah | 49 | 49049 | 2 | 9264 | 2017 |  |  |  |  | Natural Gas | [13 empty] | 0.011 | 0.011 | 0.011 | 0.011
Provo Power Plant | 61508_G_4 | 61508 | G | 4 |  | Combustion Turbine | IC | WECC_UT | Utah | 49 | Utah | 49 | 49049 | 2 | 9264 | 2017 |  |  |  |  | Natural Gas | [13 empty] | 0.011 | 0.011 | 0.011 | 0.011
Provo Power Plant | 61508_G_5 | 61508 | G | 5 |  | Combustion Turbine | IC | WECC_UT | Utah | 49 | Utah | 49 | 49049 | 2 | 9264 | 2017 |  |  |  |  | Natural Gas | [13 empty] | 0.011 | 0.011 | 0.011 | 0.011
Haworth Water Treatment Plant | 56701_G_GEN5 | 56701 | G | GEN5 |  | Combustion Turbine | IC | PJM_EMAC | New Jersey | 34 | Bergen | 3 | 34003 | 3.9 | 9264 | 2017 |  |  |  |  | Distillate Fuel Oil | [13 empty] | 0.011 | 0.011 | 0.011 | 0.011
Haworth Water Treatment Plant | 56701_G_GEN6 | 56701 | G | GEN6 |  | Combustion Turbine | IC | PJM_EMAC | New Jersey | 34 | Bergen | 3 | 34003 | 3.9 | 9264 | 2017 |  |  |  |  | Distillate Fuel Oil | [13 empty] | 0.011 | 0.011 | 0.011 | 0.011
Pennsauken Solar | 56883_G_GEN10 | 56883 | G | GEN10 |  | Solar PV |  | PJM_EMAC | New Jersey | 34 | Camden | 7 | 34007 | 2 | 0 | 2017 |  |  |  |  | Solar | [13 empty] | 0 | 0 | 0 | 0
Kramer Solar | 61058_G_KRAM2 | 61058 | G | KRAM2 |  | Solar PV |  | MIS_MNWI | Minnesota | 27 | Renville | 129 | 27129 | 1 | 0 | 2017 |  |  |  |  | Solar | [13 empty] | 0 | 0 | 0 | 0
Kramer Solar | 61058_G_KRAM3 | 61058 | G | KRAM3 |  | Solar PV |  | MIS_MNWI | Minnesota | 27 | Renville | 129 | 27129 | 1 | 0 | 2017 |  |  |  |  | Solar | [13 empty] | 0 | 0 | 0 | 0
WasecaSun | 61142_G_WASE2 | 61142 | G | WASE2 |  | Solar PV |  | MIS_MNWI | Minnesota | 27 | Waseca | 161 | 27161 | 1 | 0 | 2017 |  |  |  |  | Solar | [13 empty] | 0 | 0 | 0 | 0
WasecaSun | 61142_G_WASE3 | 61142 | G | WASE3 |  | Solar PV |  | MIS_MNWI | Minnesota | 27 | Waseca | 161 | 27161 | 1 | 0 | 2017 |  |  |  |  | Solar | [13 empty] | 0 | 0 | 0 | 0
WasecaSun | 61142_G_WASE4 | 61142 | G | WASE4 |  | Solar PV |  | MIS_MNWI | Minnesota | 27 | Waseca | 161 | 27161 | 1 | 0 | 2017 |  |  |  |  | Solar | [13 empty] | 0 | 0 | 0 | 0
WasecaSun | 61142_G_WASE5 | 61142 | G | WASE5 |  | Solar PV |  | MIS_MNWI | Minnesota | 27 | Waseca | 161 | 27161 | 1 | 0 | 2017 |  |  |  |  | Solar | [13 empty] | 0 | 0 | 0 | 0
Bluff Point Wind Facility | 61303_G_BLUFF | 61303 | G | BLUFF |  | Onshore Wind |  | PJM_West | Indiana | 18 | Jay | 75 | 18075 | 119.7 | 0 | 2017 |  |  |  |  | Wind | [13 empty] | 0 | 0 | 0 | 0
IKEA Grand Prairie Rooftop PV System | 61309_G_PV1 | 61309 | G | PV1 |  | Solar PV |  | ERC_REST | Texas | 48 | Dallas | 113 | 48113 | 1.1 | 0 | 2017 |  |  |  |  | Solar | [13 empty] | 0 | 0 | 0 | 0
Crittenden Solar Facility | 61310_G_PV1 | 61310 | G | PV1 |  | Solar PV |  | S_C_KY | Kentucky | 21 | Grant | 81 | 21081 | 2.7 | 0 | 2017 |  |  |  |  | Solar | [13 empty] | 0 | 0 | 0 | 0
Walton 1 Solar Facility | 61311_G_PV1 | 61311 | G | PV1 |  | Solar PV |  | PJM_West | Kentucky | 21 | Kenton | 117 | 21117 | 2 | 0 | 2017 |  |  |  |  | Solar | [13 empty] | 0 | 0 | 0 | 0
Walton 2 Solar Facility | 61312_G_PV1 | 61312 | G | PV1 |  | Solar PV |  | PJM_West | Kentucky | 21 | Kenton | 117 | 21117 | 2 | 0 | 2017 |  |  |  |  | Solar | [13 empty] | 0 | 0 | 0 | 0
Crater Community Solar | 61328_G_TCCS1 | 61328 | G | TCCS1 |  | Solar PV |  | MIS_MNWI | Minnesota | 27 | Chippewa | 23 | 27023 | 0.9 | 0 | 2017 |  |  |  |  | Solar | [13 empty] | 0 | 0 | 0 | 0
Crater Community Solar | 61328_G_TCCS2 | 61328 | G | TCCS2 |  | Solar PV |  | MIS_MNWI | Minnesota | 27 | Chippewa | 23 | 27023 | 0.9 | 0 | 2017 |  |  |  |  | Solar | [13 empty] | 0 | 0 | 0 | 0
Crater Community Solar | 61328_G_TCCS3 | 61328 | G | TCCS3 |  | Solar PV |  | MIS_MNWI | Minnesota | 27 | Chippewa | 23 | 27023 | 0.9 | 0 | 2017 |  |  |  |  | Solar | [13 empty] | 0 | 0 | 0 | 0
Delphinus Community Solar | 61329_G_QDCS1 | 61329 | G | QDCS1 |  | Solar PV |  | MIS_MNWI | Minnesota | 27 | Benton | 9 | 27009 | 0.9 | 0 | 2017 |  |  |  |  | Solar | [13 empty] | 0 | 0 | 0 | 0
Delphinus Community Solar | 61329_G_QDCS2 | 61329 | G | QDCS2 |  | Solar PV |  | MIS_MNWI | Minnesota | 27 | Benton | 9 | 27009 | 0.9 | 0 | 2017 |  |  |  |  | Solar | [13 empty] | 0 | 0 | 0 | 0
Mill Creek Solar (OR) | 61338_G_PGRC1 | 61338 | G | PGRC1 |  | Solar PV |  | WECC_PNW | Oregon | 41 | Yamhill | 71 | 41071 | 2.2 | 0 | 2017 |  |  |  |  | Solar | [13 empty] | 0 | 0 | 0 | 0
Next Generation Solar Farm | 61340_G_NGSF1 | 61340 | G | NGSF1 |  | Solar PV |  | NENGREST | Vermont | 50 | Addison | 1 | 50001 | 2.2 | 0 | 2017 |  |  |  |  | Solar | [13 empty] | 0 | 0 | 0 | 0
Bondi Solar | 61352_G_GEN1 | 61352 | G | GEN1 |  | Solar PV |  | S_VACA | North Carolina | 37 | Jones | 103 | 37103 | 5 | 0 | 2017 |  |  |  |  | Solar | [13 empty] | 0 | 0 | 0 | 0
Red Pine Wind Project | 61357_G_RP1 | 61357 | G | RP1 |  | Onshore Wind |  | MIS_MNWI | Minnesota | 27 | Lincoln | 81 | 27081 | 200 | 0 | 2017 |  |  |  |  | Wind | [13 empty] | 0 | 0 | 0 | 0
DodgeSun | 61379_G_DODG1 | 61379 | G | DODG1 |  | Solar PV |  | MIS_MNWI | Minnesota | 27 | Dodge | 39 | 27039 | 1 | 0 | 2017 |  |  |  |  | Solar | [13 empty] | 0 | 0 | 0 | 0
DodgeSun | 61379_G_DODG2 | 61379 | G | DODG2 |  | Solar PV |  | MIS_MNWI | Minnesota | 27 | Dodge | 39 | 27039 | 1 | 0 | 2017 |  |  |  |  | Solar | [13 empty] | 0 | 0 | 0 | 0
DodgeSun | 61379_G_DODG3 | 61379 | G | DODG3 |  | Solar PV |  | MIS_MNWI | Minnesota | 27 | Dodge | 39 | 27039 | 1 | 0 | 2017 |  |  |  |  | Solar | [13 empty] | 0 | 0 | 0 | 0
DodgeSun | 61379_G_DODG4 | 61379 | G | DODG4 |  | Solar PV |  | MIS_MNWI | Minnesota | 27 | Dodge | 39 | 27039 | 1 | 0 | 2017 |  |  |  |  | Solar | [13 empty] | 0 | 0 | 0 | 0
DodgeSun | 61379_G_DODG5 | 61379 | G | DODG5 |  | Solar PV |  | MIS_MNWI | Minnesota | 27 | Dodge | 39 | 27039 | 1 | 0 | 2017 |  |  |  |  | Solar | [13 empty] | 0 | 0 | 0 | 0
Johnson Solar | 61380_G_JOHN1 | 61380 | G | JOHN1 |  | Solar PV |  | MIS_MNWI | Minnesota | 27 | Pipestone | 117 | 27117 | 1 | 0 | 2017 |  |  |  |  | Solar | [13 empty] | 0 | 0 | 0 | 0
Johnson Solar | 61380_G_JOHN2 | 61380 | G | JOHN2 |  | Solar PV |  | MIS_MNWI | Minnesota | 27 | Pipestone | 117 | 27117 | 1 | 0 | 2017 |  |  |  |  | Solar | [13 empty] | 0 | 0 | 0 | 0
Johnson Solar | 61380_G_JOHN3 | 61380 | G | JOHN3 |  | Solar PV |  | MIS_MNWI | Minnesota | 27 | Pipestone | 117 | 27117 | 1 | 0 | 2017 |  |  |  |  | Solar | [13 empty] | 0 | 0 | 0 | 0
Johnson Solar | 61380_G_JOHN4 | 61380 | G | JOHN4 |  | Solar PV |  | MIS_MNWI | Minnesota | 27 | Pipestone | 117 | 27117 | 1 | 0 | 2017 |  |  |  |  | Solar | [13 empty] | 0 | 0 | 0 | 0
Johnson Solar | 61380_G_JOHN5 | 61380 | G | JOHN5 |  | Solar PV |  | MIS_MNWI | Minnesota | 27 | Pipestone | 117 | 27117 | 1 | 0 | 2017 |  |  |  |  | Solar | [13 empty] | 0 | 0 | 0 | 0
Ashby Duffy Solar Farm | 61399_G_DU183 | 61399 | G | DU183 |  | Solar PV |  | NENGREST | Massachusetts | 25 | Middlesex | 17 | 25017 | 1.8 | 0 | 2017 |  |  |  |  | Solar | [13 empty] | 0 | 0 | 0 | 0
Essex Solar Center | 61406_G_ESSEX | 61406 | G | ESSEX |  | Solar PV |  | PJM_Dom | Virginia | 51 | Essex | 57 | 51057 | 20 | 0 | 2017 |  |  |  |  | Solar | [13 empty] | 0 | 0 | 0 | 0
Whitesboro Solar | 61410_G_GEN1 | 61410 | G | GEN1 |  | Solar PV |  | ERC_REST | Texas | 48 | Grayson | 181 | 48181 | 5 | 0 | 2017 |  |  |  |  | Solar | [13 empty] | 0 | 0 | 0 | 0
Whitesboro Solar II | 61411_G_GEN1 | 61411 | G | GEN1 |  | Solar PV |  | ERC_REST | Texas | 48 | Grayson | 181 | 48181 | 5 | 0 | 2017 |  |  |  |  | Solar | [13 empty] | 0 | 0 | 0 | 0
Merced 1 PV | 61420_G_MRCD1 | 61420 | G | MRCD1 |  | Solar PV |  | WEC_CALN | California | 6 | Merced | 47 | 06047 | 3 | 0 | 2017 |  |  |  |  | Solar | [13 empty] | 0 | 0 | 0 | 0
Madera 1 PV | 61421_G_MDRA1 | 61421 | G | MDRA1 |  | Solar PV |  | WEC_CALN | California | 6 | Madera | 39 | 06039 | 1.5 | 0 | 2017 |  |  |  |  | Solar | [13 empty] | 0 | 0 | 0 | 0
Southampton Solar, LLC | 61422_G_PV1 | 61422 | G | PV1 |  | Solar PV |  | PJM_Dom | Virginia | 51 | Southampton | 175 | 51175 | 100 | 0 | 2017 |  |  |  |  | Solar | [13 empty] | 0 | 0 | 0 | 0
OR Solar 5, LLC | 61423_G_PV1 | 61423 | G | PV1 |  | Solar PV |  | WECC_PNW | Oregon | 41 | Klamath | 35 | 41035 | 8 | 0 | 2017 |  |  |  |  | Solar | [13 empty] | 0 | 0 | 0 | 0
OR Solar 8, LLC | 61424_G_PV1 | 61424 | G | PV1 |  | Solar PV |  | WECC_PNW | Oregon | 41 | Klamath | 35 | 41035 | 10 | 0 | 2017 |  |  |  |  | Solar | [13 empty] | 0 | 0 | 0 | 0
Gopher CSG | 61426_G_PV1 | 61426 | G | PV1 |  | Solar PV |  | MIS_MNWI | Minnesota | 27 | Chisago | 25 | 27025 | 5 | 0 | 2017 |  |  |  |  | Solar | [13 empty] | 0 | 0 | 0 | 0
Richmond CSG | 61427_G_PV1 | 61427 | G | PV1 |  | Solar PV |  | MIS_MNWI | Minnesota | 27 | Stearns | 145 | 27145 | 5 | 0 | 2017 |  |  |  |  | Solar | [13 empty] | 0 | 0 | 0 | 0
Taylors Falls CSG | 61428_G_PV1 | 61428 | G | PV1 |  | Solar PV |  | MIS_MNWI | Minnesota | 27 | Chisago | 25 | 27025 | 5 | 0 | 2017 |  |  |  |  | Solar | [13 empty] | 0 | 0 | 0 | 0
OR Solar 6, LLC | 61430_G_PV6 | 61430 | G | PV6 |  | Solar PV |  | WECC_PNW | Oregon | 41 | Lake | 37 | 41037 | 10 | 0 | 2017 |  |  |  |  | Solar | [13 empty] | 0 | 0 | 0 | 0
SCE&G Curie CSG | 61432_G_SCCU1 | 61432 | G | SCCU1 |  | Solar PV |  | S_VACA | South Carolina | 45 | Hampton | 49 | 45049 | 2 | 0 | 2017 |  |  |  |  | Solar | [13 empty] | 0 | 0 | 0 | 0
SCE&G Nimitz CSG | 61433_G_SCNM1 | 61433 | G | SCNM1 |  | Solar PV |  | S_VACA | South Carolina | 45 | Jasper | 53 | 45053 | 8 | 0 | 2017 |  |  |  |  | Solar | [13 empty] | 0 | 0 | 0 | 0
SCE&G Springfield CSG | 61434_G_SCSP1 | 61434 | G | SCSP1 |  | Solar PV |  | S_VACA | South Carolina | 45 | Orangeburg | 75 | 45075 | 6.1 | 0 | 2017 |  |  |  |  | Solar | [13 empty] | 0 | 0 | 0 | 0
Farmington Solar Farm | 61450_G_FSF1 | 61450 | G | FSF1 |  | Solar PV |  | MIS_MO | Missouri | 29 | St Francois | 187 | 29187 | 2.5 | 0 | 2017 |  |  |  |  | Solar | [13 empty] | 0 | 0 | 0 | 0
Northfield Holdco | 61451_G_NORTH | 61451 | G | NORTH |  | Solar PV |  | MIS_MNWI | Minnesota | 27 | Rice | 131 | 27131 | 5 | 0 | 2017 |  |  |  |  | Solar | [13 empty] | 0 | 0 | 0 | 0
Palmer Solar Center | 61457_G_PALM | 61457 | G | PALM |  | Solar PV |  | PJM_Dom | Virginia | 51 | Fluvanna | 65 | 51065 | 5 | 0 | 2017 |  |  |  |  | Solar | [13 empty] | 0 | 0 | 0 | 0
Martin Solar Center | 61458_G_MARTN | 61458 | G | MARTN |  | Solar PV |  | PJM_Dom | Virginia | 51 | Goochland | 75 | 51075 | 5 | 0 | 2017 |  |  |  |  | Solar | [13 empty] | 0 | 0 | 0 | 0
Vandenberg Solar Project | 61463_G_VBERG | 61463 | G | VBERG |  | Solar PV |  | WECC_SCE | California | 6 | Santa Barbara | 83 | 06083 | 20.6 | 0 | 2017 |  |  |  |  | Solar | [13 empty] | 0 | 0 | 0 | 0
Lichtenthal | 61469_G_LIC01 | 61469 | G | LIC01 |  | Solar PV |  | NY_Z_B | New York | 36 | Genesee | 37 | 36037 | 2 | 0 | 2017 |  |  |  |  | Solar | [13 empty] | 0 | 0 | 0 | 0
Call Farms 1 | 61470_G_CFM11 | 61470 | G | CFM11 |  | Solar PV |  | NY_Z_B | New York | 36 | Genesee | 37 | 36037 | 2 | 0 | 2017 |  |  |  |  | Solar | [13 empty] | 0 | 0 | 0 | 0
Call Farms 3 | 61471_G_CFM31 | 61471 | G | CFM31 |  | Solar PV |  | NY_Z_B | New York | 36 | Genesee | 37 | 36037 | 2 | 0 | 2017 |  |  |  |  | Solar | [13 empty] | 0 | 0 | 0 | 0
Cameron Solar | 61489_G_CAM | 61489 | G | CAM |  | Solar PV |  | S_VACA | South Carolina | 45 | Calhoun | 17 | 45017 | 19.9 | 0 | 2017 |  |  |  |  | Solar | [13 empty] | 0 | 0 | 0 | 0
Estill Solar | 61490_G_EST1 | 61490 | G | EST1 |  | Solar PV |  | S_VACA | South Carolina | 45 | Hampton | 49 | 45049 | 19.9 | 0 | 2017 |  |  |  |  | Solar | [13 empty] | 0 | 0 | 0 | 0
Hampton Solar 2 | 61498_G_HAM2 | 61498 | G | HAM2 |  | Solar PV |  | S_VACA | South Carolina | 45 | Hampton | 49 | 45049 | 19.9 | 0 | 2017 |  |  |  |  | Solar | [13 empty] | 0 | 0 | 0 | 0
Porter Way Community Solar Garden | 61500_G_PV1 | 61500 | G | PV1 |  | Solar PV |  | MIS_MNWI | Minnesota | 27 | Carver | 19 | 27019 | 2.9 | 0 | 2017 |  |  |  |  | Solar | [13 empty] | 0 | 0 | 0 | 0
RJC I CSG | 61504_G_RCJ1 | 61504 | G | RCJ1 |  | Solar PV |  | MIS_MNWI | Minnesota | 27 | Steele | 147 | 27147 | 1 | 0 | 2017 |  |  |  |  | Solar | [13 empty] | 0 | 0 | 0 | 0
Huneke I CSG | 61505_G_HUNE1 | 61505 | G | HUNE1 |  | Solar PV |  | MIS_MNWI | Minnesota | 27 | Goodhue | 49 | 27049 | 1 | 0 | 2017 |  |  |  |  | Solar | [13 empty] | 0 | 0 | 0 | 0
Krause CSG | 61506_G_KRAUS | 61506 | G | KRAUS |  | Solar PV |  | MIS_MNWI | Minnesota | 27 | Renville | 129 | 27129 | 1 | 0 | 2017 |  |  |  |  | Solar | [13 empty] | 0 | 0 | 0 | 0
DG New Jersey Solar RLS Logistics | 61507_G_RLSNJ | 61507 | G | RLSNJ |  | Solar PV |  | PJM_EMAC | New Jersey | 34 | Gloucester | 15 | 34015 | 3.9 | 0 | 2017 |  |  |  |  | Solar | [13 empty] | 0 | 0 | 0 | 0
Bullock Solar, LLC | 61512_G_GEN1 | 61512 | G | GEN1 |  | Solar PV |  | S_VACA | North Carolina | 37 | Vance | 181 | 37181 | 50 | 0 | 2017 |  |  |  |  | Solar | [13 empty] | 0 | 0 | 0 | 0
Marlin Solar | 61513_G_GEN1 | 61513 | G | GEN1 |  | Solar PV |  | ERC_REST | Texas | 48 | Limestone | 293 | 48293 | 5.3 | 0 | 2017 |  |  |  |  | Solar | [13 empty] | 0 | 0 | 0 | 0
North Gainesville Solar | 61514_G_GEN1 | 61514 | G | GEN1 |  | Solar PV |  | ERC_REST | Texas | 48 | Cooke | 97 | 48097 | 5.2 | 0 | 2017 |  |  |  |  | Solar | [13 empty] | 0 | 0 | 0 | 0
DG Camden LLC Holtec | 61515_G_HOLTC | 61515 | G | HOLTC |  | Solar PV |  | PJM_EMAC | New Jersey | 34 | Camden | 7 | 34007 | 2.2 | 0 | 2017 |  |  |  |  | Solar | [13 empty] | 0 | 0 | 0 | 0
School Sisters CSG | 61516_G_SCHOO | 61516 | G | SCHOO |  | Solar PV |  | MIS_MNWI | Minnesota | 27 | Blue Earth | 13 | 27013 | 1 | 0 | 2017 |  |  |  |  | Solar | [13 empty] | 0 | 0 | 0 | 0
ABD Farms | 61525_G_GEN1 | 61525 | G | GEN1 |  | Solar PV |  | S_VACA | North Carolina | 37 | Randolph | 151 | 37151 | 5 | 0 | 2017 |  |  |  |  | Solar | [13 empty] | 0 | 0 | 0 | 0
Valfilm Wind Project | 61356_G_W1 | 61356 | G | W1 |  | Onshore Wind |  | PJM_West | Ohio | 39 | Hancock | 63 | 39063 | 1.5 | 0 | 2018 |  |  |  |  | Wind | [13 empty] | 0 | 0 | 0 | 0
Valfilm Wind Project | 61356_G_W2 | 61356 | G | W2 |  | Onshore Wind |  | PJM_West | Ohio | 39 | Hancock | 63 | 39063 | 1.5 | 0 | 2018 |  |  |  |  | Wind | [13 empty] | 0 | 0 | 0 | 0
SunE Feely 1, LLC | 61478_G_FELY1 | 61478 | G | FELY1 |  | Solar PV |  | MIS_MNWI | Minnesota | 27 | Dakota | 37 | 27037 | 1 | 0 | 2018 |  |  |  |  | Solar | [13 empty] | 0 | 0 | 0 | 0
SunE Feely 1, LLC | 61478_G_FELY2 | 61478 | G | FELY2 |  | Solar PV |  | MIS_MNWI | Minnesota | 27 | Dakota | 37 | 27037 | 1 | 0 | 2018 |  |  |  |  | Solar | [13 empty] | 0 | 0 | 0 | 0
SunE Feely 1, LLC | 61478_G_FELY3 | 61478 | G | FELY3 |  | Solar PV |  | MIS_MNWI | Minnesota | 27 | Dakota | 37 | 27037 | 1 | 0 | 2018 |  |  |  |  | Solar | [13 empty] | 0 | 0 | 0 | 0
SunE Feely 1, LLC | 61478_G_FELY4 | 61478 | G | FELY4 |  | Solar PV |  | MIS_MNWI | Minnesota | 27 | Dakota | 37 | 27037 | 1 | 0 | 2018 |  |  |  |  | Solar | [13 empty] | 0 | 0 | 0 | 0
SunE Feely 1, LLC | 61478_G_FELY5 | 61478 | G | FELY5 |  | Solar PV |  | MIS_MNWI | Minnesota | 27 | Dakota | 37 | 27037 | 1 | 0 | 2018 |  |  |  |  | Solar | [13 empty] | 0 | 0 | 0 | 0
Cottage Grove CSG, LLC | 61483_G_CTGR1 | 61483 | G | CTGR1 |  | Solar PV |  | MIS_MNWI | Minnesota | 27 | Washington | 163 | 27163 | 1 | 0 | 2018 |  |  |  |  | Solar | [13 empty] | 0 | 0 | 0 | 0
Cottage Grove CSG, LLC | 61483_G_CTGR2 | 61483 | G | CTGR2 |  | Solar PV |  | MIS_MNWI | Minnesota | 27 | Washington | 163 | 27163 | 1 | 0 | 2018 |  |  |  |  | Solar | [13 empty] | 0 | 0 | 0 | 0
Cottage Grove CSG, LLC | 61483_G_CTGR3 | 61483 | G | CTGR3 |  | Solar PV |  | MIS_MNWI | Minnesota | 27 | Washington | 163 | 27163 | 1 | 0 | 2018 |  |  |  |  | Solar | [13 empty] | 0 | 0 | 0 | 0
Cottage Grove CSG, LLC | 61483_G_CTGR4 | 61483 | G | CTGR4 |  | Solar PV |  | MIS_MNWI | Minnesota | 27 | Washington | 163 | 27163 | 1 | 0 | 2018 |  |  |  |  | Solar | [13 empty] | 0 | 0 | 0 | 0
Cottage Grove CSG, LLC | 61483_G_CTGR5 | 61483 | G | CTGR5 |  | Solar PV |  | MIS_MNWI | Minnesota | 27 | Washington | 163 | 27163 | 1 | 0 | 2018 |  |  |  |  | Solar | [13 empty] | 0 | 0 | 0 | 0
Fox CSG, LLC | 61484_G_FOX1 | 61484 | G | FOX1 |  | Solar PV |  | MIS_MNWI | Minnesota | 27 | Chisago | 25 | 27025 | 1 | 0 | 2018 |  |  |  |  | Solar | [13 empty] | 0 | 0 | 0 | 0
Fox CSG, LLC | 61484_G_FOX2 | 61484 | G | FOX2 |  | Solar PV |  | MIS_MNWI | Minnesota | 27 | Chisago | 25 | 27025 | 1 | 0 | 2018 |  |  |  |  | Solar | [13 empty] | 0 | 0 | 0 | 0
Fox CSG, LLC | 61484_G_FOX3 | 61484 | G | FOX3 |  | Solar PV |  | MIS_MNWI | Minnesota | 27 | Chisago | 25 | 27025 | 1 | 0 | 2018 |  |  |  |  | Solar | [13 empty] | 0 | 0 | 0 | 0
Fox CSG, LLC | 61484_G_FOX4 | 61484 | G | FOX4 |  | Solar PV |  | MIS_MNWI | Minnesota | 27 | Chisago | 25 | 27025 | 1 | 0 | 2018 |  |  |  |  | Solar | [13 empty] | 0 | 0 | 0 | 0
Fox CSG, LLC | 61484_G_FOX5 | 61484 | G | FOX5 |  | Solar PV |  | MIS_MNWI | Minnesota | 27 | Chisago | 25 | 27025 | 1 | 0 | 2018 |  |  |  |  | Solar | [13 empty] | 0 | 0 | 0 | 0
SunE Stolee, LLC | 61485_G_STOL1 | 61485 | G | STOL1 |  | Solar PV |  | MIS_MNWI | Minnesota | 27 | Rice | 131 | 27131 | 1 | 0 | 2018 |  |  |  |  | Solar | [13 empty] | 0 | 0 | 0 | 0
SunE Stolee, LLC | 61485_G_STOL2 | 61485 | G | STOL2 |  | Solar PV |  | MIS_MNWI | Minnesota | 27 | Rice | 131 | 27131 | 1 | 0 | 2018 |  |  |  |  | Solar | [13 empty] | 0 | 0 | 0 | 0
SunE Stolee, LLC | 61485_G_STOL3 | 61485 | G | STOL3 |  | Solar PV |  | MIS_MNWI | Minnesota | 27 | Rice | 131 | 27131 | 1 | 0 | 2018 |  |  |  |  | Solar | [13 empty] | 0 | 0 | 0 | 0
Wyoming 2 CSG, LLC | 61486_G_WY01 | 61486 | G | WY01 |  | Solar PV |  | MIS_MNWI | Minnesota | 27 | Chisago | 25 | 27025 | 1 | 0 | 2018 |  |  |  |  | Solar | [13 empty] | 0 | 0 | 0 | 0
Wyoming 2 CSG, LLC | 61486_G_WY02 | 61486 | G | WY02 |  | Solar PV |  | MIS_MNWI | Minnesota | 27 | Chisago | 25 | 27025 | 1 | 0 | 2018 |  |  |  |  | Solar | [13 empty] | 0 | 0 | 0 | 0
Wyoming 2 CSG, LLC | 61486_G_WY03 | 61486 | G | WY03 |  | Solar PV |  | MIS_MNWI | Minnesota | 27 | Chisago | 25 | 27025 | 1 | 0 | 2018 |  |  |  |  | Solar | [13 empty] | 0 | 0 | 0 | 0
Wyoming 2 CSG, LLC | 61486_G_WY04 | 61486 | G | WY04 |  | Solar PV |  | MIS_MNWI | Minnesota | 27 | Chisago | 25 | 27025 | 1 | 0 | 2018 |  |  |  |  | Solar | [13 empty] | 0 | 0 | 0 | 0
Wyoming 2 CSG, LLC | 61486_G_WY05 | 61486 | G | WY05 |  | Solar PV |  | MIS_MNWI | Minnesota | 27 | Chisago | 25 | 27025 | 1 | 0 | 2018 |  |  |  |  | Solar | [13 empty] | 0 | 0 | 0 | 0
DG AMP Solar Coldwater | 61435_G_AMPCW | 61435 | G | AMPCW |  | Solar PV |  | MIS_LMI | Michigan | 26 | Branch | 23 | 26023 | 1.3 | 0 | 2018 |  |  |  |  | Solar | [13 empty] | 0 | 0 | 0 | 0
DG AMP Solar Versailles | 61437_G_AMPVS | 61437 | G | AMPVS |  | Solar PV |  | PJM_West | Ohio | 39 | Darke | 37 | 39037 | 1.8 | 0 | 2018 |  |  |  |  | Solar | [13 empty] | 0 | 0 | 0 | 0
DG AMP Solar Jackson Center | 61438_G_AMPJC | 61438 | G | AMPJC |  | Solar PV |  | PJM_West | Ohio | 39 | Shelby | 149 | 39149 | 1.6 | 0 | 2018 |  |  |  |  | Solar | [13 empty] | 0 | 0 | 0 | 0
Big George PV | 61429_G_12344 | 61429 | G | 12344 |  | Solar PV |  | NENGREST | Massachusetts | 25 | Plymouth | 23 | 25023 | 1 | 0 | 2018 |  |  |  |  | Solar | [13 empty] | 0 | 0 | 0 | 0
DG AMP Solar Orrville 3 | 61436_G_AMPO3 | 61436 | G | AMPO3 |  | Solar PV |  | PJM_ATSI | Ohio | 39 | Wayne | 169 | 39169 | 2.3 | 0 | 2018 |  |  |  |  | Solar | [13 empty] | 0 | 0 | 0 | 0
RE Gaskell West 1 LLC | 61445_G_PV1 | 61445 | G | PV1 |  | Solar PV |  | WECC_SCE | California | 6 | Kern | 29 | 06029 | 20 | 0 | 2018 |  |  |  |  | Solar | [13 empty] | 0 | 0 | 0 | 0
Carver Gladden | 61495_G_42254 | 61495 | G | 42254 |  | Solar PV |  | MIS_MNWI | Minnesota | 27 | Carver | 19 | 27019 | 1 | 0 | 2018 |  |  |  |  | Solar | [13 empty] | 0 | 0 | 0 | 0
Carver Gladden | 61495_G_42255 | 61495 | G | 42255 |  | Solar PV |  | MIS_MNWI | Minnesota | 27 | Carver | 19 | 27019 | 1 | 0 | 2018 |  |  |  |  | Solar | [13 empty] | 0 | 0 | 0 | 0
Carver Gladden | 61495_G_42256 | 61495 | G | 42256 |  | Solar PV |  | MIS_MNWI | Minnesota | 27 | Carver | 19 | 27019 | 1 | 0 | 2018 |  |  |  |  | Solar | [13 empty] | 0 | 0 | 0 | 0
Lindstrom Solar | 61382_G_LIND1 | 61382 | G | LIND1 |  | Solar PV |  | MIS_MNWI | Minnesota | 27 | Chisago | 25 | 27025 | 1 | 0 | 2018 |  |  |  |  | Solar | [13 empty] | 0 | 0 | 0 | 0
Lindstrom Solar | 61382_G_LIND2 | 61382 | G | LIND2 |  | Solar PV |  | MIS_MNWI | Minnesota | 27 | Chisago | 25 | 27025 | 1 | 0 | 2018 |  |  |  |  | Solar | [13 empty] | 0 | 0 | 0 | 0
Lindstrom Solar | 61382_G_LIND3 | 61382 | G | LIND3 |  | Solar PV |  | MIS_MNWI | Minnesota | 27 | Chisago | 25 | 27025 | 1 | 0 | 2018 |  |  |  |  | Solar | [13 empty] | 0 | 0 | 0 | 0
Foundation California Training Facility | 61442_G_WTG1 | 61442 | G | WTG1 |  | Onshore Wind |  | WEC_CALN | California | 6 | Monterey | 53 | 06053 | 1.8 | 0 | 2018 |  |  |  |  | Wind | [13 empty] | 0 | 0 | 0 | 0
Foundation Mann Packing | 61443_G_WTG1 | 61443 | G | WTG1 |  | Onshore Wind |  | WEC_CALN | California | 6 | Monterey | 53 | 06053 | 1.8 | 0 | 2018 |  |  |  |  | Wind | [13 empty] | 0 | 0 | 0 | 0
Foundation SaIinas Valley State Prison | 61444_G_WTG1 | 61444 | G | WTG1 |  | Onshore Wind |  | WEC_CALN | California | 6 | Monterey | 53 | 06053 | 1.8 | 0 | 2018 |  |  |  |  | Wind | [13 empty] | 0 | 0 | 0 | 0
Wrigth Cuddyer | 61494_G_41327 | 61494 | G | 41327 |  | Solar PV |  | MIS_MNWI | Minnesota | 27 | Wright | 171 | 27171 | 1 | 0 | 2018 |  |  |  |  | Solar | [13 empty] | 0 | 0 | 0 | 0
Wrigth Cuddyer | 61494_G_41328 | 61494 | G | 41328 |  | Solar PV |  | MIS_MNWI | Minnesota | 27 | Wright | 171 | 27171 | 1 | 0 | 2018 |  |  |  |  | Solar | [13 empty] | 0 | 0 | 0 | 0
Wrigth Cuddyer | 61494_G_41329 | 61494 | G | 41329 |  | Solar PV |  | MIS_MNWI | Minnesota | 27 | Wright | 171 | 27171 | 1 | 0 | 2018 |  |  |  |  | Solar | [13 empty] | 0 | 0 | 0 | 0
Ocracoke | 6377_G_BAT | 6377 | G | BAT |  | Energy Storage |  | S_VACA | North Carolina | 37 | Hyde | 95 | 37095 | 1 | 0 | 2017 |  |  |  |  | Energy Storage | [13 empty] | 0 | 0 | 0 | 0
Patua Geothermal Project Phase 1A | 58319_G_PV-01 | 58319 | G | PV-01 |  | Solar PV |  | WECC_NNV | Nevada | 32 | Churchill | 1 | 32001 | 10.6 | 0 | 2017 |  |  |  |  | Solar | [13 empty] | 0 | 0 | 0 | 0
Santa Rita Jail | 58625_G_SRFC2 | 58625 | G | SRFC2 |  | Fuel Cell |  | WEC_CALN | California | 6 | Alameda | 1 | 06001 | 1.4 | 8653 | 2017 |  |  |  |  | Natural Gas | [13 empty] | 0 | 0 | 0 | 0
Santa Rita Jail | 58625_G_SRPV2 | 58625 | G | SRPV2 |  | Solar PV |  | WEC_CALN | California | 6 | Alameda | 1 | 06001 | 1 | 0 | 2016 |  |  |  |  | Solar | [13 empty] | 0 | 0 | 0 | 0
Santa Rita Jail | 58625_G_SRPV3 | 58625 | G | SRPV3 |  | Solar PV |  | WEC_CALN | California | 6 | Alameda | 1 | 06001 | 0.5 | 0 | 2017 |  |  |  |  | Solar | [13 empty] | 0 | 0 | 0 | 0
Shakopee Energy Park | 60647_G_SQA02 | 60647 | G | SQA02 |  | Combustion Turbine | IC | MIS_MNWI | Minnesota | 27 | Scott | 139 | 27139 | 9.3 | 9264 | 2017 |  |  |  |  | Natural Gas | [13 empty] | 0.011 | 0.011 | 0.011 | 0.011
Shakopee Energy Park | 60647_G_SQA03 | 60647 | G | SQA03 |  | Combustion Turbine | IC | MIS_MNWI | Minnesota | 27 | Scott | 139 | 27139 | 9.3 | 9264 | 2017 |  |  |  |  | Natural Gas | [13 empty] | 0.011 | 0.011 | 0.011 | 0.011
Shakopee Energy Park | 60647_G_SQA04 | 60647 | G | SQA04 |  | Combustion Turbine | IC | MIS_MNWI | Minnesota | 27 | Scott | 139 | 27139 | 9.3 | 9264 | 2017 |  |  |  |  | Natural Gas | [13 empty] | 0.011 | 0.011 | 0.011 | 0.011
Shakopee Energy Park | 60647_G_SQA05 | 60647 | G | SQA05 |  | Combustion Turbine | IC | MIS_MNWI | Minnesota | 27 | Scott | 139 | 27139 | 9.3 | 9264 | 2017 |  |  |  |  | Natural Gas | [13 empty] | 0.011 | 0.011 | 0.011 | 0.011
River Bend Solar, LLC | 61289_G_RBSMT | 61289 | G | RBSMT |  | Solar PV |  | WECC_MT | Montana | 30 | Stillwater | 95 | 30095 | 2 | 0 | 2017 |  |  |  |  | Solar | [13 empty] | 0 | 0 | 0 | 0
South Mills Solar, LLC | 61290_G_SMSMT | 61290 | G | SMSMT |  | Solar PV |  | WECC_MT | Montana | 30 | Big Horn | 3 | 30003 | 3 | 0 | 2017 |  |  |  |  | Solar | [13 empty] | 0 | 0 | 0 | 0
Green Meadow Solar, LLC | 61291_G_GMSMT | 61291 | G | GMSMT |  | Solar PV |  | WECC_MT | Montana | 30 | Lewis and Clark | 49 | 30049 | 3 | 0 | 2017 |  |  |  |  | Solar | [13 empty] | 0 | 0 | 0 | 0
Jackson Solar Farm | 61292_G_JAKSN | 61292 | G | JAKSN |  | Solar PV |  | S_VACA | North Carolina | 37 | Wilson | 195 | 37195 | 8.6 | 0 | 2017 |  |  |  |  | Solar | [13 empty] | 0 | 0 | 0 | 0
Farley Road Solar | 61294_G_02419 | 61294 | G | 02419 |  | Solar PV |  | NENGREST | Massachusetts | 25 | Worcester | 27 | 25027 | 1.9 | 0 | 2017 |  |  |  |  | Solar | [13 empty] | 0 | 0 | 0 | 0
Upton Solar | 61297_G_02567 | 61297 | G | 02567 |  | Solar PV |  | NENGREST | Massachusetts | 25 | Worcester | 27 | 25027 | 2 | 0 | 2017 |  |  |  |  | Solar | [13 empty] | 0 | 0 | 0 | 0
Pleasantdale Road Solar | 61298_G_02112 | 61298 | G | 02112 |  | Solar PV |  | NENGREST | Massachusetts | 25 | Worcester | 27 | 25027 | 1 | 0 | 2017 |  |  |  |  | Solar | [13 empty] | 0 | 0 | 0 | 0
Hatfield Renewables | 61299_G_02599 | 61299 | G | 02599 |  | Solar PV |  | NENGREST | Massachusetts | 25 | Hampshire | 15 | 25015 | 1.9 | 0 | 2017 |  |  |  |  | Solar | [13 empty] | 0 | 0 | 0 | 0
Peterson Road Solar | 61307_G_02076 | 61307 | G | 02076 |  | Solar PV |  | NENGREST | Massachusetts | 25 | Hampden | 13 | 25013 | 2.5 | 0 | 2017 |  |  |  |  | Solar | [13 empty] | 0 | 0 | 0 | 0
BPU Solar Farm | 61313_G_BPU1 | 61313 | G | BPU1 |  | Solar PV |  | SPP_N | Kansas | 20 | Wyandotte | 209 | 20209 | 1 | 0 | 2017 |  |  |  |  | Solar | [13 empty] | 0 | 0 | 0 | 0
SR Kersey | 61314_G_KERS | 61314 | G | KERS |  | Solar PV |  | WECC_CO | Colorado | 8 | Weld | 123 | 08123 | 3.5 | 0 | 2017 |  |  |  |  | Solar | [13 empty] | 0 | 0 | 0 | 0
Golden Hills Solar | 61315_G_02196 | 61315 | G | 02196 |  | Solar PV |  | NENGREST | Massachusetts | 25 | Worcester | 27 | 25027 | 4.7 | 0 | 2017 |  |  |  |  | Solar | [13 empty] | 0 | 0 | 0 | 0
Saluda Solar II | 61323_G_PGRB5 | 61323 | G | PGRB5 |  | Solar PV |  | S_VACA | South Carolina | 45 | Saluda | 81 | 45081 | 3.4 | 0 | 2017 |  |  |  |  | Solar | [13 empty] | 0 | 0 | 0 | 0
Odyssey Solar | 61324_G_PGRB4 | 61324 | G | PGRB4 |  | Solar PV |  | S_VACA | South Carolina | 45 | Lexington | 63 | 45063 | 8.2 | 0 | 2017 |  |  |  |  | Solar | [13 empty] | 0 | 0 | 0 | 0
Hampton Solar I | 61325_G_PGRB3 | 61325 | G | PGRB3 |  | Solar PV |  | S_VACA | South Carolina | 45 | Hampton | 49 | 45049 | 6.8 | 0 | 2017 |  |  |  |  | Solar | [13 empty] | 0 | 0 | 0 | 0
Cameron Solar II | 61326_G_PGRB2 | 61326 | G | PGRB2 |  | Solar PV |  | S_VACA | South Carolina | 45 | Calhoun | 17 | 45017 | 4.1 | 0 | 2017 |  |  |  |  | Solar | [13 empty] | 0 | 0 | 0 | 0
Barnwell Solar | 61327_G_PGRB1 | 61327 | G | PGRB1 |  | Solar PV |  | S_VACA | South Carolina | 45 | Barnwell | 11 | 45011 | 5.4 | 0 | 2017 |  |  |  |  | Solar | [13 empty] | 0 | 0 | 0 | 0
Great Divide Solar, LLC | 61335_G_GDSMT | 61335 | G | GDSMT |  | Solar PV |  | WECC_MT | Montana | 30 | Lewis and Clark | 49 | 30049 | 3 | 0 | 2017 |  |  |  |  | Solar | [13 empty] | 0 | 0 | 0 | 0
Black Eagle Solar, LLC | 61336_G_BESMT | 61336 | G | BESMT |  | Solar PV |  | WECC_MT | Montana | 30 | Cascade | 13 | 30013 | 3 | 0 | 2017 |  |  |  |  | Solar | [13 empty] | 0 | 0 | 0 | 0
Magpie Solar, LLC | 61337_G_MSMT | 61337 | G | MSMT |  | Solar PV |  | WECC_MT | Montana | 30 | Golden Valley | 37 | 30037 | 3 | 0 | 2017 |  |  |  |  | Solar | [13 empty] | 0 | 0 | 0 | 0
Grafton PV | 61341_G_MSBW1 | 61341 | G | MSBW1 |  | Solar PV |  | NENGREST | Massachusetts | 25 | Worcester | 27 | 25027 | 2.7 | 0 | 2016 |  |  |  |  | Solar | [13 empty] | 0 | 0 | 0 | 0
Barrett PV | 61342_G_MSBW2 | 61342 | G | MSBW2 |  | Solar PV |  | NENGREST | Massachusetts | 25 | Worcester | 27 | 25027 | 11.9 | 0 | 2016 |  |  |  |  | Solar | [13 empty] | 0 | 0 | 0 | 0
Long Henry Solar | 61347_G_GEN1 | 61347 | G | GEN1 |  | Solar PV |  | S_VACA | North Carolina | 37 | Wayne | 191 | 37191 | 2 | 0 | 2017 |  |  |  |  | Solar | [13 empty] | 0 | 0 | 0 | 0
Westmont 400A | 61348_G_W5691 | 61348 | G | W5691 |  | Solar PV |  | WEC_LADW | California | 6 | Los Angeles | 37 | 06037 | 2.3 | 0 | 2017 |  |  |  |  | Solar | [13 empty] | 0 | 0 | 0 | 0
Westmont 400B | 61349_G_W5694 | 61349 | G | W5694 |  | Solar PV |  | WEC_LADW | California | 6 | Los Angeles | 37 | 06037 | 2.2 | 0 | 2017 |  |  |  |  | Solar | [13 empty] | 0 | 0 | 0 | 0
MDFA Devens-Saratoga | 61350_G_SO145 | 61350 | G | SO145 |  | Solar PV |  | NENGREST | Massachusetts | 25 | Worcester | 27 | 25027 | 2.5 | 0 | 2016 |  |  |  |  | Solar | [13 empty] | 0 | 0 | 0 | 0
Bear Creek Solar | 61351_G_GEN1 | 61351 | G | GEN1 |  | Solar PV |  | S_VACA | North Carolina | 37 | Chatham | 37 | 37037 | 2 | 0 | 2017 |  |  |  |  | Solar | [13 empty] | 0 | 0 | 0 | 0
Princeton Solar Project | 61354_G_STONY | 61354 | G | STONY |  | Solar PV |  | PJM_EMAC | New Jersey | 34 | Mercer | 21 | 34021 | 2.5 | 0 | 2017 |  |  |  |  | Solar | [13 empty] | 0 | 0 | 0 | 0
IGS Solar I - BWI5 | 61358_G_BWI5 | 61358 | G | BWI5 |  | Solar PV |  | PJM_SMAC | Maryland | 24 | Baltimore | 5 | 24005 | 1.1 | 0 | 2016 |  |  |  |  | Solar | [13 empty] | 0 | 0 | 0 | 0
IGS Solar I - EWR5 | 61359_G_EWR5 | 61359 | G | EWR5 |  | Solar PV |  | PJM_EMAC | New Jersey | 34 | Middlesex | 23 | 34023 | 1.9 | 0 | 2016 |  |  |  |  | Solar | [13 empty] | 0 | 0 | 0 | 0
IGS Solar I - EWR6 | 61360_G_EWR6 | 61360 | G | EWR6 |  | Solar PV |  | PJM_EMAC | New Jersey | 34 | Middlesex | 23 | 34023 | 1.9 | 0 | 2016 |  |  |  |  | Solar | [13 empty] | 0 | 0 | 0 | 0
Equuleus Community Solar Gardens | 61363_G_CSG1 | 61363 | G | CSG1 |  | Solar PV |  | MIS_MNWI | Minnesota | 27 | Dakota | 37 | 27037 | 1 | 0 | 2017 |  |  |  |  | Solar | [13 empty] | 0 | 0 | 0 | 0
Equuleus Community Solar Gardens | 61363_G_CSG2 | 61363 | G | CSG2 |  | Solar PV |  | MIS_MNWI | Minnesota | 27 | Dakota | 37 | 27037 | 1 | 0 | 2017 |  |  |  |  | Solar | [13 empty] | 0 | 0 | 0 | 0
Equuleus Community Solar Gardens | 61363_G_CSG3 | 61363 | G | CSG3 |  | Solar PV |  | MIS_MNWI | Minnesota | 27 | Dakota | 37 | 27037 | 1 | 0 | 2017 |  |  |  |  | Solar | [13 empty] | 0 | 0 | 0 | 0
Equuleus Community Solar Gardens | 61363_G_CSG4 | 61363 | G | CSG4 |  | Solar PV |  | MIS_MNWI | Minnesota | 27 | Dakota | 37 | 27037 | 1 | 0 | 2017 |  |  |  |  | Solar | [13 empty] | 0 | 0 | 0 | 0
Equuleus Community Solar Gardens | 61363_G_CSG5 | 61363 | G | CSG5 |  | Solar PV |  | MIS_MNWI | Minnesota | 27 | Dakota | 37 | 27037 | 1 | 0 | 2017 |  |  |  |  | Solar | [13 empty] | 0 | 0 | 0 | 0
Smith & Wesson at Springfield MA PV | 61367_G_PV1 | 61367 | G | PV1 |  | Solar PV |  | NENGREST | Massachusetts | 25 | Hampden | 13 | 25013 | 1.9 | 0 | 2017 |  |  |  |  | Solar | [13 empty] | 0 | 0 | 0 | 0
Walnut Springs Solar | 61370_G_GEN1 | 61370 | G | GEN1 |  | Solar PV |  | ERC_REST | Texas | 48 | Bosque | 35 | 48035 | 5 | 0 | 2016 |  |  |  |  | Solar | [13 empty] | 0 | 0 | 0 | 0
Centaurus Solar - MA | 61371_G_ASH24 | 61371 | G | ASH24 |  | Solar PV |  | NENGREST | Massachusetts | 25 | Middlesex | 17 | 25017 | 2.4 | 0 | 2016 |  |  |  |  | Solar | [13 empty] | 0 | 0 | 0 | 0
Kearsarge Bellingham PV | 61373_G_BELL | 61373 | G | BELL |  | Solar PV |  | NENGREST | Massachusetts | 25 | Norfolk | 21 | 25021 | 2.9 | 0 | 2016 |  |  |  |  | Solar | [13 empty] | 0 | 0 | 0 | 0
Clarke Solar Power Facility | 61374_G_PV1 | 61374 | G | PV1 |  | Solar PV |  | PJM_AP | Virginia | 51 | Clarke | 43 | 51043 | 10 | 0 | 2017 |  |  |  |  | Solar | [13 empty] | 0 | 0 | 0 | 0
Cedar Creek PV | 61376_G_CEDR1 | 61376 | G | CEDR1 |  | Solar PV |  | NY_Z_K | New York | 36 | Nassau | 59 | 36059 | 1.8 | 0 | 2017 |  |  |  |  | Solar | [13 empty] | 0 | 0 | 0 | 0
Amazon - Patterson PV | 61377_G_PATT1 | 61377 | G | PATT1 |  | Solar PV |  | WEC_CALN | California | 6 | Stanislaus | 99 | 06099 | 2.5 | 0 | 2017 |  |  |  |  | Solar | [13 empty] | 0 | 0 | 0 | 0
Northern Westchester Hospital | 61378_G_4 | 61378 | G | 4 |  | Combustion Turbine | IC | NY_Z_G-I | New York | 36 | Westchester | 119 | 36119 | 0.8 | 9264 | 1971 |  |  |  |  | Distillate Fuel Oil | [13 empty] | 0.011 | 0.011 | 0.011 | 0.011
Northern Westchester Hospital | 61378_G_5 | 61378 | G | 5 |  | Combustion Turbine | IC | NY_Z_G-I | New York | 36 | Westchester | 119 | 36119 | 0.8 | 9264 | 1971 |  |  |  |  | Distillate Fuel Oil | [13 empty] | 0.011 | 0.011 | 0.011 | 0.011
Georgia LFG Oak Grove Plant | 61385_G_GM01 | 61385 | G | GM01 |  | Landfill Gas |  | S_SOU | Georgia | 13 | Barrow | 13 | 13013 | 2.1 | 18000 | 2016 |  |  |  |  | Landfill Gas | [13 empty] | 0.09 | 0.09 | 0.09 | 0.09
Georgia LFG Oak Grove Plant | 61385_G_GM02 | 61385 | G | GM02 |  | Landfill Gas |  | S_SOU | Georgia | 13 | Barrow | 13 | 13013 | 2.1 | 18000 | 2016 |  |  |  |  | Landfill Gas | [13 empty] | 0.09 | 0.09 | 0.09 | 0.09
Georgia LFG Oak Grove Plant | 61385_G_GM03 | 61385 | G | GM03 |  | Landfill Gas |  | S_SOU | Georgia | 13 | Barrow | 13 | 13013 | 2.1 | 18000 | 2016 |  |  |  |  | Landfill Gas | [13 empty] | 0.09 | 0.09 | 0.09 | 0.09
Georgia LFG Pine Ridge Plant | 61386_G_GM01 | 61386 | G | GM01 |  | Landfill Gas |  | S_SOU | Georgia | 13 | Spalding | 255 | 13255 | 2.1 | 18000 | 2016 |  |  |  |  | Landfill Gas | [13 empty] | 0.09 | 0.09 | 0.09 | 0.09
Georgia LFG Pine Ridge Plant | 61386_G_GM02 | 61386 | G | GM02 |  | Landfill Gas |  | S_SOU | Georgia | 13 | Spalding | 255 | 13255 | 2.1 | 18000 | 2016 |  |  |  |  | Landfill Gas | [13 empty] | 0.09 | 0.09 | 0.09 | 0.09
Georgia LFG Pine Ridge Plant | 61386_G_GM03 | 61386 | G | GM03 |  | Landfill Gas |  | S_SOU | Georgia | 13 | Spalding | 255 | 13255 | 2.1 | 18000 | 2016 |  |  |  |  | Landfill Gas | [13 empty] | 0.09 | 0.09 | 0.09 | 0.09
Georgia LFG Richland Creek Plant | 61387_G_GM01 | 61387 | G | GM01 |  | Landfill Gas |  | S_SOU | Georgia | 13 | Gwinnett | 135 | 13135 | 2.1 | 18000 | 2016 |  |  |  |  | Landfill Gas | [13 empty] | 0.09 | 0.09 | 0.09 | 0.09
Georgia LFG Richland Creek Plant | 61387_G_GM02 | 61387 | G | GM02 |  | Landfill Gas |  | S_SOU | Georgia | 13 | Gwinnett | 135 | 13135 | 2.1 | 18000 | 2016 |  |  |  |  | Landfill Gas | [13 empty] | 0.09 | 0.09 | 0.09 | 0.09
Georgia LFG Richland Creek Plant | 61387_G_GM03 | 61387 | G | GM03 |  | Landfill Gas |  | S_SOU | Georgia | 13 | Gwinnett | 135 | 13135 | 2.1 | 18000 | 2016 |  |  |  |  | Landfill Gas | [13 empty] | 0.09 | 0.09 | 0.09 | 0.09
Georgia LFG Richland Creek Plant | 61387_G_GM04 | 61387 | G | GM04 |  | Landfill Gas |  | S_SOU | Georgia | 13 | Gwinnett | 135 | 13135 | 2.1 | 18000 | 2016 |  |  |  |  | Landfill Gas | [13 empty] | 0.09 | 0.09 | 0.09 | 0.09
Georgia LFG Richland Creek Plant | 61387_G_GM05 | 61387 | G | GM05 |  | Landfill Gas |  | S_SOU | Georgia | 13 | Gwinnett | 135 | 13135 | 2.1 | 18000 | 2016 |  |  |  |  | Landfill Gas | [13 empty] | 0.09 | 0.09 | 0.09 | 0.09
AEP Jacksonville Solar Project | 61388_G_PV1 | 61388 | G | PV1 |  | Solar PV |  | FRCC | Florida | 12 | Duval | 31 | 12031 | 7.1 | 0 | 2017 |  |  |  |  | Solar | [13 empty] | 0 | 0 | 0 | 0
Letchworth Solar Project | 61389_G_PV1 | 61389 | G | PV1 |  | Solar PV |  | NY_Z_A | New York | 36 | Wyoming | 121 | 36121 | 1.2 | 0 | 2017 |  |  |  |  | Solar | [13 empty] | 0 | 0 | 0 | 0
Canis Major Solar Farm | 61398_G_S1980 | 61398 | G | S1980 |  | Solar PV |  | NENG_CT | Connecticut | 9 | Hartford | 3 | 09003 | 2 | 0 | 2016 |  |  |  |  | Solar | [13 empty] | 0 | 0 | 0 | 0
Deep Branch Farm | 61403_G_1 | 61403 | G | 1 |  | Solar PV |  | S_VACA | North Carolina | 37 | Robeson | 155 | 37155 | 5 | 0 | 2017 |  |  |  |  | Solar | [13 empty] | 0 | 0 | 0 | 0
Moorings Farm 2 | 61405_G_1 | 61405 | G | 1 |  | Solar PV |  | S_VACA | North Carolina | 37 | Lenoir | 107 | 37107 | 5 | 0 | 2017 |  |  |  |  | Solar | [13 empty] | 0 | 0 | 0 | 0
Canis Minor Solar Farm | 61408_G_B1000 | 61408 | G | B1000 |  | Solar PV |  | NENG_CT | Connecticut | 9 | Litchfield | 5 | 09005 | 1 | 0 | 2016 |  |  |  |  | Solar | [13 empty] | 0 | 0 | 0 | 0
West Boylston Community Shared Solar | 61415_G_CS1 | 61415 | G | CS1 |  | Solar PV |  | NENGREST | Massachusetts | 25 | Worcester | 27 | 25027 | 1.5 | 0 | 2016 |  |  |  |  | Solar | [13 empty] | 0 | 0 | 0 | 0
One Ten Partners PV | 61419_G_OTP | 61419 | G | OTP |  | Solar PV |  | WEC_LADW | California | 6 | Los Angeles | 37 | 06037 | 2 | 0 | 2017 |  |  |  |  | Solar | [13 empty] | 0 | 0 | 0 | 0
Coyote Ridge Community Solar | 61425_G_COYCS | 61425 | G | COYCS |  | Solar PV |  | WECC_CO | Colorado | 8 | Larimer | 69 | 08069 | 1.5 | 0 | 2017 |  |  |  |  | Solar | [13 empty] | 0 | 0 | 0 | 0
Panasonic Carport Solar | 61439_G_PANBS | 61439 | G | PANBS |  | Energy Storage |  | WECC_CO | Colorado | 8 | Adams | 1 | 08001 | 1 | 0 | 2017 |  |  |  |  | Energy Storage | [13 empty] | 0 | 0 | 0 | 0
Panasonic Carport Solar | 61439_G_PANPV | 61439 | G | PANPV |  | Solar PV |  | WECC_CO | Colorado | 8 | Adams | 1 | 08001 | 1.3 | 0 | 2017 |  |  |  |  | Solar | [13 empty] | 0 | 0 | 0 | 0
Denver Braswell PV | 61441_G_GPDB1 | 61441 | G | GPDB1 |  | Solar PV |  | S_SOU | Georgia | 13 | Colquitt | 71 | 13071 | 1.4 | 0 | 2017 |  |  |  |  | Solar | [13 empty] | 0 | 0 | 0 | 0
IOS - MEW Phase 1 | 61460_G_MEW1 | 61460 | G | MEW1 |  | Solar PV |  | NENG_ME | Maine | 23 | Somerset | 25 | 23025 | 4.1 | 0 | 2017 |  |  |  |  | Solar | [13 empty] | 0 | 0 | 0 | 0
IGS Solar I - BWI2 | 61465_G_BWI2 | 61465 | G | BWI2 |  | Solar PV |  | PJM_SMAC | Maryland | 24 | Baltimore | 5 | 24005 | 1.4 | 0 | 2017 |  |  |  |  | Solar | [13 empty] | 0 | 0 | 0 | 0
IOS - ERW9 | 61466_G_EWR9 | 61466 | G | EWR9 |  | Solar PV |  | PJM_EMAC | New Jersey | 34 | Middlesex | 23 | 34023 | 5.3 | 0 | 2017 |  |  |  |  | Solar | [13 empty] | 0 | 0 | 0 | 0
City of Lexington | 61467_G_LXNE1 | 61467 | G | LXNE1 |  | Solar PV |  | SPP_NEBR | Nebraska | 31 | Dawson | 47 | 31047 | 3.5 | 0 | 2017 |  |  |  |  | Solar | [13 empty] | 0 | 0 | 0 | 0
Valdosta Prison | 61468_G_GPVP1 | 61468 | G | GPVP1 |  | Solar PV |  | S_SOU | Georgia | 13 | Lowndes | 185 | 13185 | 1 | 0 | 2017 |  |  |  |  | Solar | [13 empty] | 0 | 0 | 0 | 0
San Luis Solar Garden | 61472_G_ANTO2 | 61472 | G | ANTO2 |  | Solar PV |  | WECC_CO | Colorado | 8 | Conejos | 21 | 08021 | 1.2 | 0 | 2017 |  |  |  |  | Solar | [13 empty] | 0 | 0 | 0 | 0
NYU LANGONE HEALTH | 61488_G_ENB1 | 61488 | G | ENB1 |  | Combustion Turbine | IC | NY_Z_J | New York | 36 | New York | 61 | 36061 | 2.7 | 9264 | 2016 |  |  |  |  | Distillate Fuel Oil | [13 empty] | 0.011 | 0.011 | 0.011 | 0.011
NYU LANGONE HEALTH | 61488_G_ENB2 | 61488 | G | ENB2 |  | Combustion Turbine | IC | NY_Z_J | New York | 36 | New York | 61 | 36061 | 2.7 | 9264 | 2016 |  |  |  |  | Distillate Fuel Oil | [13 empty] | 0.011 | 0.011 | 0.011 | 0.011
NYU LANGONE HEALTH | 61488_G_GT | 61488 | G | GT |  | Combustion Turbine |  | NY_Z_J | New York | 36 | New York | 61 | 36061 | 7.5 | 9264 | 2016 |  |  |  |  | Natural Gas | [13 empty] | 0.011 | 0.011 | 0.011 | 0.011
301 Chestnut Solar NG | 61518_G_3010 | 61518 | G | 3010 |  | Solar PV |  | NENGREST | Massachusetts | 25 | Hampden | 13 | 25013 | 4.3 | 0 | 2017 |  |  |  |  | Solar | [13 empty] | 0 | 0 | 0 | 0
Baker Point | 61519_G_GEN1 | 61519 | G | GEN1 |  | Solar PV |  | PJM_AP | Maryland | 24 | Frederick | 21 | 24021 | 9 | 0 | 2016 |  |  |  |  | Solar | [13 empty] | 0 | 0 | 0 | 0
Rosewood Solar | 61520_G_GEN1 | 61520 | G | GEN1 |  | Solar PV |  | S_VACA | North Carolina | 37 | Wayne | 191 | 37191 | 2 | 0 | 2016 |  |  |  |  | Solar | [13 empty] | 0 | 0 | 0 | 0
Nixa Solar, LLC | 60673_G_NIXA | 60673 | G | NIXA |  | Solar PV |  | SPP_N | Missouri | 29 | Christian | 43 | 29043 | 7.9 | 0 | 2017 |  |  |  |  | Solar | [13 empty] | 0 | 0 | 0 | 0
Conejos 1 Community Solar Array | 60723_G_CONEJ | 60723 | G | CONEJ |  | Solar PV |  | WECC_CO | Colorado | 8 | Conejos | 21 | 08021 | 1.5 | 0 | 2017 |  |  |  |  | Solar | [13 empty] | 0 | 0 | 0 | 0
Xcel Adams 2 Community Solar Array | 60725_G_ADCO2 | 60725 | G | ADCO2 |  | Solar PV |  | WECC_CO | Colorado | 8 | Adams | 1 | 08001 | 1.5 | 0 | 2017 |  |  |  |  | Solar | [13 empty] | 0 | 0 | 0 | 0
Cooperative Solar One | 60863_G_PV1 | 60863 | G | PV1 |  | Solar PV |  | PJM_West | Kentucky | 21 | Clark | 49 | 21049 | 8.5 | 0 | 2017 |  |  |  |  | Solar | [13 empty] | 0 | 0 | 0 | 0
GRE Marshan Solar | 60935_G_PV1 | 60935 | G | PV1 |  | Solar PV |  | MIS_MNWI | Minnesota | 27 | Dakota | 37 | 27037 | 1 | 0 | 2017 |  |  |  |  | Solar | [13 empty] | 0 | 0 | 0 | 0
VEC Magee Hill Solar | 60954_G_PV1 | 60954 | G | PV1 |  | Solar PV |  | NENGREST | Vermont | 50 | Chittenden | 7 | 50007 | 1.3 | 0 | 2017 |  |  |  |  | Solar | [13 empty] | 0 | 0 | 0 | 0
Strawberry Point DPC Solar | 60955_G_PV1 | 60955 | G | PV1 |  | Solar PV |  | MIS_IA | Iowa | 19 | Clayton | 43 | 19043 | 1.3 | 0 | 2017 |  |  |  |  | Solar | [13 empty] | 0 | 0 | 0 | 0
Sand Lake DPC Solar | 60957_G_PV1 | 60957 | G | PV1 |  | Solar PV |  | MIS_MNWI | Wisconsin | 55 | Polk | 95 | 55095 | 1 | 0 | 2017 |  |  |  |  | Solar | [13 empty] | 0 | 0 | 0 | 0
Carina Community Solar | 61179_G_JCCS1 | 61179 | G | JCCS1 |  | Solar PV |  | MIS_MNWI | Minnesota | 27 | Wabasha | 157 | 27157 | 0.9 | 0 | 2017 |  |  |  |  | Solar | [13 empty] | 0 | 0 | 0 | 0
Carina Community Solar | 61179_G_JCCS2 | 61179 | G | JCCS2 |  | Solar PV |  | MIS_MNWI | Minnesota | 27 | Wabasha | 157 | 27157 | 0.9 | 0 | 2017 |  |  |  |  | Solar | [13 empty] | 0 | 0 | 0 | 0
Carina Community Solar | 61179_G_JCCS3 | 61179 | G | JCCS3 |  | Solar PV |  | MIS_MNWI | Minnesota | 27 | Wabasha | 157 | 27157 | 0.9 | 0 | 2017 |  |  |  |  | Solar | [13 empty] | 0 | 0 | 0 | 0
Carina Community Solar | 61179_G_JCCS4 | 61179 | G | JCCS4 |  | Solar PV |  | MIS_MNWI | Minnesota | 27 | Wabasha | 157 | 27157 | 0.9 | 0 | 2017 |  |  |  |  | Solar | [13 empty] | 0 | 0 | 0 | 0
Lyra Community Solar | 61182_G_RLCS1 | 61182 | G | RLCS1 |  | Solar PV |  | MIS_MNWI | Minnesota | 27 | Le Sueur | 79 | 27079 | 0.9 | 0 | 2017 |  |  |  |  | Solar | [13 empty] | 0 | 0 | 0 | 0
Lyra Community Solar | 61182_G_RLCS2 | 61182 | G | RLCS2 |  | Solar PV |  | MIS_MNWI | Minnesota | 27 | Le Sueur | 79 | 27079 | 0.9 | 0 | 2017 |  |  |  |  | Solar | [13 empty] | 0 | 0 | 0 | 0
Lyra Community Solar | 61182_G_RLCS3 | 61182 | G | RLCS3 |  | Solar PV |  | MIS_MNWI | Minnesota | 27 | Le Sueur | 79 | 27079 | 0.9 | 0 | 2017 |  |  |  |  | Solar | [13 empty] | 0 | 0 | 0 | 0
Argo Navis Community Solar | 61183_G_UACS1 | 61183 | G | UACS1 |  | Solar PV |  | MIS_MNWI | Minnesota | 27 | Washington | 163 | 27163 | 0.9 | 0 | 2017 |  |  |  |  | Solar | [13 empty] | 0 | 0 | 0 | 0
Argo Navis Community Solar | 61183_G_UACS2 | 61183 | G | UACS2 |  | Solar PV |  | MIS_MNWI | Minnesota | 27 | Washington | 163 | 27163 | 0.9 | 0 | 2017 |  |  |  |  | Solar | [13 empty] | 0 | 0 | 0 | 0
Argo Navis Community Solar | 61183_G_UACS3 | 61183 | G | UACS3 |  | Solar PV |  | MIS_MNWI | Minnesota | 27 | Washington | 163 | 27163 | 0.9 | 0 | 2017 |  |  |  |  | Solar | [13 empty] | 0 | 0 | 0 | 0
Broadridge Solar, LLC | 61218_G_BROAD | 61218 | G | BROAD |  | Solar PV |  | S_VACA | North Carolina | 37 | Robeson | 155 | 37155 | 5 | 0 | 2017 |  |  |  |  | Solar | [13 empty] | 0 | 0 | 0 | 0
Golden Hills North Wind Energy Center | 61222_G_1 | 61222 | G | 1 |  | Onshore Wind |  | WEC_CALN | California | 6 | Alameda | 1 | 06001 | 46 | 0 | 2017 |  |  |  |  | Wind | [13 empty] | 0 | 0 | 0 | 0
Rock Falls Wind Farm LLC | 61261_G_RF1 | 61261 | G | RF1 |  | Onshore Wind |  | SPP_WEST | Oklahoma | 40 | Kay | 71 | 40071 | 154.5 | 0 | 2017 |  |  |  |  | Wind | [13 empty] | 0 | 0 | 0 | 0
Arlington Valley Solar Energy I | 57679_G_AVSE1 | 57679 | G | AVSE1 |  | Solar PV |  | WECC_AZ | Arizona | 4 | Maricopa | 13 | 04013 | 125 | 0 | 2017 |  |  |  |  | Solar | [13 empty] | 0 | 0 | 0 | 0
Vaughn Creek PV1 | 60001_G_VNCRK | 60001 | G | VNCRK |  | Solar PV |  | PJM_Dom | North Carolina | 37 | Hertford | 91 | 37091 | 20 | 0 | 2017 |  |  |  |  | Solar | [13 empty] | 0 | 0 | 0 | 0
Cuyama Solar, LLC | 60043_G_GEN01 | 60043 | G | GEN01 |  | Solar PV |  | WECC_SCE | California | 6 | Santa Barbara | 83 | 06083 | 40 | 0 | 2017 |  |  |  |  | Solar | [13 empty] | 0 | 0 | 0 | 0
Bayshore Solar B, LLC | 60474_G_BSHRB | 60474 | G | BSHRB |  | Solar PV |  | WEC_LADW | California | 6 | Los Angeles | 37 | 06037 | 20 | 0 | 2017 |  |  |  |  | Solar | [13 empty] | 0 | 0 | 0 | 0
Bayshore Solar C, LLC | 60475_G_BSHRC | 60475 | G | BSHRC |  | Solar PV |  | WEC_LADW | California | 6 | Los Angeles | 37 | 06037 | 20 | 0 | 2017 |  |  |  |  | Solar | [13 empty] | 0 | 0 | 0 | 0
Bayshore Solar A, LLC | 60481_G_BSHRA | 60481 | G | BSHRA |  | Solar PV |  | WEC_LADW | California | 6 | Los Angeles | 37 | 06037 | 20 | 0 | 2017 |  |  |  |  | Solar | [13 empty] | 0 | 0 | 0 | 0
Redwood 4 Solar Farm | 60490_G_RW4SF | 60490 | G | RW4SF |  | Solar PV |  | WECC_SCE | California | 6 | Kern | 29 | 06029 | 20 | 0 | 2017 |  |  |  |  | Solar | [13 empty] | 0 | 0 | 0 | 0
CoTAL Solar Farm | 60582_G_PV1 | 60582 | G | PV1 |  | Solar PV |  | FRCC | Florida | 12 | Leon | 73 | 12073 | 20 | 0 | 2017 |  |  |  |  | Solar | [13 empty] | 0 | 0 | 0 | 0
Oceana Solar | 60584_G_01 | 60584 | G | 01 |  | Solar PV |  | PJM_Dom | Virginia | 51 | Virginia Beach City | 810 | 51810 | 17.6 | 0 | 2017 |  |  |  |  | Solar | [13 empty] | 0 | 0 | 0 | 0
Prairie Wind Farm | 60873_G_PWE | 60873 | G | PWE |  | Onshore Wind |  | MIS_MIDA | Iowa | 19 | Mahaska | 123 | 19123 | 168 | 0 | 2017 |  |  |  |  | Wind | [13 empty] | 0 | 0 | 0 | 0
Correctional Solar LLC | 60915_G_PV1 | 60915 | G | PV1 |  | Solar PV |  | PJM_Dom | Virginia | 51 | New Kent | 127 | 51127 | 20 | 0 | 2017 |  |  |  |  | Solar | [13 empty] | 0 | 0 | 0 | 0
Sappony Solar LLC | 60916_G_PV1 | 60916 | G | PV1 |  | Solar PV |  | PJM_Dom | Virginia | 51 | Sussex | 183 | 51183 | 20 | 0 | 2017 |  |  |  |  | Solar | [13 empty] | 0 | 0 | 0 | 0
Buckingham Solar LLC | 60917_G_PV1 | 60917 | G | PV1 |  | Solar PV |  | PJM_Dom | Virginia | 51 | Buckingham | 29 | 51029 | 19.8 | 0 | 2017 |  |  |  |  | Solar | [13 empty] | 0 | 0 | 0 | 0
Nesvold Watertown Solar | 60958_G_PV1 | 60958 | G | PV1 |  | Solar PV |  | MIS_MNWI | Minnesota | 27 | Carver | 19 | 27019 | 1 | 0 | 2017 |  |  |  |  | Solar | [13 empty] | 0 | 0 | 0 | 0
Nesvold Watertown Solar | 60958_G_PV2 | 60958 | G | PV2 |  | Solar PV |  | MIS_MNWI | Minnesota | 27 | Carver | 19 | 27019 | 1 | 0 | 2017 |  |  |  |  | Solar | [13 empty] | 0 | 0 | 0 | 0
Nesvold Watertown Solar | 60958_G_PV3 | 60958 | G | PV3 |  | Solar PV |  | MIS_MNWI | Minnesota | 27 | Carver | 19 | 27019 | 1 | 0 | 2017 |  |  |  |  | Solar | [13 empty] | 0 | 0 | 0 | 0
Nesvold Watertown Solar | 60958_G_PV4 | 60958 | G | PV4 |  | Solar PV |  | MIS_MNWI | Minnesota | 27 | Carver | 19 | 27019 | 1 | 0 | 2017 |  |  |  |  | Solar | [13 empty] | 0 | 0 | 0 | 0
Nesvold Watertown Solar | 60958_G_PV5 | 60958 | G | PV5 |  | Solar PV |  | MIS_MNWI | Minnesota | 27 | Carver | 19 | 27019 | 1 | 0 | 2017 |  |  |  |  | Solar | [13 empty] | 0 | 0 | 0 | 0
Scott-II Solar LLC | 60968_G_PV1 | 60968 | G | PV1 |  | Solar PV |  | PJM_Dom | Virginia | 51 | Powhatan | 145 | 51145 | 2 | 0 | 2017 |  |  |  |  | Solar | [13 empty] | 0 | 0 | 0 | 0
Northern Cardinal Solar | 60992_G_NCARD | 60992 | G | NCARD |  | Solar PV |  | PJM_Dom | North Carolina | 37 | Halifax | 83 | 37083 | 2 | 0 | 2017 |  |  |  |  | Solar | [13 empty] | 0 | 0 | 0 | 0
Marin Clean Energy Solar One | 61013_G_MCES1 | 61013 | G | MCES1 |  | Solar PV |  | WEC_CALN | California | 6 | Contra Costa | 13 | 06013 | 10.5 | 0 | 2017 |  |  |  |  | Solar | [13 empty] | 0 | 0 | 0 | 0
Kramer Solar | 61058_G_0000B | 61058 | G | 0000B |  | Solar PV |  | MIS_MNWI | Minnesota | 27 | Renville | 129 | 27129 | 3.3 | 0 | 2017 |  |  |  |  | Solar | [13 empty] | 0 | 0 | 0 | 0
Novel OYA of Osakis | 61059_G_0000G | 61059 | G | 0000G |  | Solar PV |  | MIS_MNWI | Minnesota | 27 | Douglas | 41 | 27041 | 5 | 0 | 2017 |  |  |  |  | Solar | [13 empty] | 0 | 0 | 0 | 0
Novel - OYA of Mapleton | 61060_G_0000I | 61060 | G | 0000I |  | Solar PV |  | MIS_MNWI | Minnesota | 27 | Blue Earth | 13 | 27013 | 3.5 | 0 | 2017 |  |  |  |  | Solar | [13 empty] | 0 | 0 | 0 | 0
Beaver Creek Wind | 61079_G_1 | 61079 | G | 1 |  | Onshore Wind |  | MIS_MIDA | Iowa | 19 | Boone | 15 | 19015 | 170 | 0 | 2017 |  |  |  |  | Wind | [13 empty] | 0 | 0 | 0 | 0
Bedford Solar | 61126_G_12346 | 61126 | G | 12346 |  | Solar PV |  | PJM_West | Virginia | 51 | Bedford | 19 | 51019 | 3 | 0 | 2017 |  |  |  |  | Solar | [13 empty] | 0 | 0 | 0 | 0
Wadesboro Solar | 61129_G_12347 | 61129 | G | 12347 |  | Solar PV |  | S_VACA | North Carolina | 37 | Anson | 7 | 37007 | 5 | 0 | 2017 |  |  |  |  | Solar | [13 empty] | 0 | 0 | 0 | 0
Novel CSG of Armstrong | 61138_G_0000A | 61138 | G | 0000A |  | Solar PV |  | MIS_MNWI | Minnesota | 27 | Pope | 121 | 27121 | 3 | 0 | 2017 |  |  |  |  | Solar | [13 empty] | 0 | 0 | 0 | 0
Novel CSG of MN Lake | 61140_G_0000D | 61140 | G | 0000D |  | Solar PV |  | MIS_MNWI | Minnesota | 27 | Faribault | 43 | 27043 | 1.8 | 0 | 2017 |  |  |  |  | Solar | [13 empty] | 0 | 0 | 0 | 0
Novel CSG of Vetter Farms | 61141_G_0000F | 61141 | G | 0000F |  | Solar PV |  | MIS_MNWI | Minnesota | 27 | Blue Earth | 13 | 27013 | 3 | 0 | 2017 |  |  |  |  | Solar | [13 empty] | 0 | 0 | 0 | 0
WasecaSun | 61142_G_0000H | 61142 | G | 0000H |  | Solar PV |  | MIS_MNWI | Minnesota | 27 | Waseca | 161 | 27161 | 3.4 | 0 | 2017 |  |  |  |  | Solar | [13 empty] | 0 | 0 | 0 | 0
Taurus Community Solar | 61174_G_ETCS1 | 61174 | G | ETCS1 |  | Solar PV |  | MIS_MNWI | Minnesota | 27 | Chippewa | 23 | 27023 | 0.9 | 0 | 2017 |  |  |  |  | Solar | [13 empty] | 0 | 0 | 0 | 0
Taurus Community Solar | 61174_G_ETCS2 | 61174 | G | ETCS2 |  | Solar PV |  | MIS_MNWI | Minnesota | 27 | Chippewa | 23 | 27023 | 0.9 | 0 | 2017 |  |  |  |  | Solar | [13 empty] | 0 | 0 | 0 | 0
Taurus Community Solar | 61174_G_ETCS3 | 61174 | G | ETCS3 |  | Solar PV |  | MIS_MNWI | Minnesota | 27 | Chippewa | 23 | 27023 | 0.9 | 0 | 2017 |  |  |  |  | Solar | [13 empty] | 0 | 0 | 0 | 0
Taurus Community Solar | 61174_G_ETCS4 | 61174 | G | ETCS4 |  | Solar PV |  | MIS_MNWI | Minnesota | 27 | Chippewa | 23 | 27023 | 0.9 | 0 | 2017 |  |  |  |  | Solar | [13 empty] | 0 | 0 | 0 | 0
Antares Community Solar | 61176_G_FACS1 | 61176 | G | FACS1 |  | Solar PV |  | MIS_MNWI | Minnesota | 27 | Lyon | 83 | 27083 | 0.9 | 0 | 2017 |  |  |  |  | Solar | [13 empty] | 0 | 0 | 0 | 0
Antares Community Solar | 61176_G_FACS2 | 61176 | G | FACS2 |  | Solar PV |  | MIS_MNWI | Minnesota | 27 | Lyon | 83 | 27083 | 0.9 | 0 | 2017 |  |  |  |  | Solar | [13 empty] | 0 | 0 | 0 | 0
Antares Community Solar | 61176_G_FACS3 | 61176 | G | FACS3 |  | Solar PV |  | MIS_MNWI | Minnesota | 27 | Lyon | 83 | 27083 | 0.9 | 0 | 2017 |  |  |  |  | Solar | [13 empty] | 0 | 0 | 0 | 0
Corvus Community Solar | 61177_G_GCCS1 | 61177 | G | GCCS1 |  | Solar PV |  | MIS_MNWI | Minnesota | 27 | Blue Earth | 13 | 27013 | 0.9 | 0 | 2017 |  |  |  |  | Solar | [13 empty] | 0 | 0 | 0 | 0
Corvus Community Solar | 61177_G_GCCS2 | 61177 | G | GCCS2 |  | Solar PV |  | MIS_MNWI | Minnesota | 27 | Blue Earth | 13 | 27013 | 0.9 | 0 | 2017 |  |  |  |  | Solar | [13 empty] | 0 | 0 | 0 | 0
Corvus Community Solar | 61177_G_GCCS3 | 61177 | G | GCCS3 |  | Solar PV |  | MIS_MNWI | Minnesota | 27 | Blue Earth | 13 | 27013 | 0.9 | 0 | 2017 |  |  |  |  | Solar | [13 empty] | 0 | 0 | 0 | 0
Corvus Community Solar | 61177_G_GCCS4 | 61177 | G | GCCS4 |  | Solar PV |  | MIS_MNWI | Minnesota | 27 | Blue Earth | 13 | 27013 | 0.9 | 0 | 2017 |  |  |  |  | Solar | [13 empty] | 0 | 0 | 0 | 0
Corvus Community Solar | 61177_G_GCCS5 | 61177 | G | GCCS5 |  | Solar PV |  | MIS_MNWI | Minnesota | 27 | Blue Earth | 13 | 27013 | 0.9 | 0 | 2017 |  |  |  |  | Solar | [13 empty] | 0 | 0 | 0 | 0
Barker Solar, LLC | 61194_G_BARK | 61194 | G | BARK |  | Solar PV |  | S_VACA | North Carolina | 37 | Robeson | 155 | 37155 | 5 | 0 | 2017 |  |  |  |  | Solar | [13 empty] | 0 | 0 | 0 | 0
OR Solar 3, LLC | 61201_G_ORSR3 | 61201 | G | ORSR3 |  | Solar PV |  | WECC_PNW | Oregon | 41 | Klamath | 35 | 41035 | 10 | 0 | 2017 |  |  |  |  | Solar | [13 empty] | 0 | 0 | 0 | 0
Lahr 1, LLC | 61203_G_PV1 | 61203 | G | PV1 |  | Solar PV |  | MIS_MNWI | Minnesota | 27 | Stearns | 145 | 27145 | 5 | 0 | 2017 |  |  |  |  | Solar | [13 empty] | 0 | 0 | 0 | 0
Kelly Solar, LLC | 61219_G_KELLY | 61219 | G | KELLY |  | Solar PV |  | S_VACA | North Carolina | 37 | Vance | 181 | 37181 | 5 | 0 | 2017 |  |  |  |  | Solar | [13 empty] | 0 | 0 | 0 | 0
Cross Winds Energy Park | 58830_G_CWEP2 | 58830 | G | CWEP2 |  | Onshore Wind |  | MIS_LMI | Michigan | 26 | Tuscola | 157 | 26157 | 44 | 0 | 2018 |  |  |  |  | Wind | [13 empty] | 0 | 0 | 0 | 0
Sadiebrook Solar, LLC | 60719_G_SADIE | 60719 | G | SADIE |  | Solar PV |  | S_VACA | South Carolina | 45 | Charleston | 19 | 45019 | 5 | 0 | 2018 |  |  |  |  | Solar | [13 empty] | 0 | 0 | 0 | 0
Tungsten Mountain | 60785_G_UNIT1 | 60785 | G | UNIT1 |  | Geothermal |  | WECC_NNV | Nevada | 32 | Churchill | 1 | 32001 | 37 | 30000 | 2018 |  |  |  |  | Geothermal | [13 empty] | 0 | 0 | 0 | 0
New Auburn DPC Solar | 60936_G_PV1 | 60936 | G | PV1 |  | Solar PV |  | MIS_MNWI | Wisconsin | 55 | Chippewa | 17 | 55017 | 2.5 | 0 | 2018 |  |  |  |  | Solar | [13 empty] | 0 | 0 | 0 | 0
Freeport LP Pretreatment Facility | 59145_G_65GTG | 59145 | G | 65GTG |  | Combustion Turbine |  | ERC_REST | Texas | 48 | Brazoria | 39 | 48039 | 77.5 | 9264 | 2018 |  |  |  |  | Natural Gas | [13 empty] | 0.011 | 0.011 | 0.011 | 0.011
Flat Top Wind I | 61212_G_FTWI | 61212 | G | FTWI |  | Onshore Wind |  | ERC_REST | Texas | 48 | Mills | 333 | 48333 | 200 | 0 | 2018 |  |  |  |  | Wind | [13 empty] | 0 | 0 | 0 | 0
Innovative Solar 55 | 59676_G_IS044 | 59676 | G | IS044 |  | Solar PV |  | S_VACA | North Carolina | 37 | Robeson | 155 | 37155 | 6.5 | 0 | 2018 |  |  |  |  | Solar | [13 empty] | 0 | 0 | 0 | 0
Colgreen North Shore Solar Farm | 60825_G_CNS1 | 60825 | G | CNS1 |  | Solar PV |  | WECC_SCE | California | 6 | Riverside | 65 | 06065 | 74.8 | 0 | 2018 |  |  |  |  | Solar | [13 empty] | 0 | 0 | 0 | 0
Barefoot Bay Solar Energy Center | 61051_G_1 | 61051 | G | 1 |  | Solar PV |  | FRCC | Florida | 12 | Brevard | 9 | 12009 | 74.5 | 0 | 2018 |  |  |  |  | Solar | [13 empty] | 0 | 0 | 0 | 0
Castle Gap Solar | 60123_G_CGAP | 60123 | G | CGAP |  | Solar PV |  | ERC_WEST | Texas | 48 | Upton | 461 | 48461 | 180 | 0 | 2018 |  |  |  |  | Solar | [13 empty] | 0 | 0 | 0 | 0
Clean Energy Future-Lordstown, LLC | 60376_G_CTG1 | 60376 | G | CTG1 |  | Combined Cycle |  | PJM_ATSI | Ohio | 39 | Trumbull | 155 | 39155 | 263 | 6267 | 2018 |  |  |  |  | Natural Gas | [13 empty] | 0.011 | 0.011 | 0.011 | 0.011
Clean Energy Future-Lordstown, LLC | 60376_G_CTG2 | 60376 | G | CTG2 |  | Combined Cycle |  | PJM_ATSI | Ohio | 39 | Trumbull | 155 | 39155 | 263 | 6267 | 2018 |  |  |  |  | Natural Gas | [13 empty] | 0.011 | 0.011 | 0.011 | 0.011
Clean Energy Future-Lordstown, LLC | 60376_G_STG1 | 60376 | G | STG1 |  | Combined Cycle |  | PJM_ATSI | Ohio | 39 | Trumbull | 155 | 39155 | 324 | 6267 | 2018 |  |  |  |  | Natural Gas | [13 empty] | 0.011 | 0.011 | 0.011 | 0.011
Gray Hawk Solar | 61272_G_GHS | 61272 | G | GHS |  | Solar PV |  | WECC_AZ | Arizona | 4 | Mohave | 15 | 04015 | 55 | 0 | 2018 |  |  |  |  | Solar | [13 empty] | 0 | 0 | 0 | 0
Cactus Flats Wind Energy Project | 61001_G_WT1 | 61001 | G | WT1 |  | Onshore Wind |  | ERC_WEST | Texas | 48 | Concho | 95 | 48095 | 150 | 0 | 2018 |  |  |  |  | Wind | [13 empty] | 0 | 0 | 0 | 0
Ocotillo | 116_G_GT6 | 116 | G | GT6 |  | Combustion Turbine |  | WECC_AZ | Arizona | 4 | Maricopa | 13 | 04013 | 104.7 | 9264 | 2018 |  |  |  |  | Natural Gas | [13 empty] | 0.011 | 0.011 | 0.011 | 0.011
Ocotillo | 116_G_GT7 | 116 | G | GT7 |  | Combustion Turbine |  | WECC_AZ | Arizona | 4 | Maricopa | 13 | 04013 | 104.7 | 9264 | 2018 |  |  |  |  | Natural Gas | [13 empty] | 0.011 | 0.011 | 0.011 | 0.011
White Rock/Slab Creek | 435_G_H3 | 435 | G | H3 |  | Hydro |  | WEC_BANC | California | 6 | El Dorado | 17 | 06017 | 2.7 | 0 | 2018 |  |  |  |  | Hydro | [13 empty] | 0 | 0 | 0 | 0
CA Flats Solar 150, LLC | 60034_G_GEN01 | 60034 | G | GEN01 |  | Solar PV |  | WEC_CALN | California | 6 | San Luis Obispo | 79 | 06079 | 150 | 0 | 2018 |  |  |  |  | Solar | [13 empty] | 0 | 0 | 0 | 0
Ocotillo | 116_G_GT5 | 116 | G | GT5 |  | Combustion Turbine |  | WECC_AZ | Arizona | 4 | Maricopa | 13 | 04013 | 104.7 | 9264 | 2019 |  |  |  |  | Natural Gas | [13 empty] | 0.011 | 0.011 | 0.011 | 0.011
Mankato Energy Center | 56104_G_CTG1 | 56104 | G | CTG1 |  | Combined Cycle |  | MIS_MNWI | Minnesota | 27 | Blue Earth | 13 | 27013 | 200 | 6267 | 2019 |  |  |  |  | Natural Gas | [13 empty] | 0.011 | 0.011 | 0.011 | 0.011
G W Ivey | 665_G_22 | 665 | G | 22 |  | Combustion Turbine | IC | FRCC | Florida | 12 | Miami Dade | 86 | 12086 | 0.1 | 9264 | 2013 |  |  |  |  | Distillate Fuel Oil | [13 empty] | 0.011 | 0.011 | 0.011 | 0.011
Colonie LFGTE Facility | 56324_G_GEN4 | 56324 | G | GEN4 |  | Landfill Gas |  | NY_Z_F | New York | 36 | Albany | 1 | 36001 | 1.6 | 18000 | 2016 |  |  |  |  | Landfill Gas | [13 empty] | 0.09 | 0.09 | 0.09 | 0.09
Flat Meeks PV 1 | 59514_G_FLAT1 | 59514 | G | FLAT1 |  | Solar PV |  | PJM_Dom | North Carolina | 37 | Martin | 117 | 37117 | 5 | 0 | 2017 |  |  |  |  | Solar | [13 empty] | 0 | 0 | 0 | 0
Lillington Solar | 59921_G_5MWPV | 59921 | G | 5MWPV |  | Solar PV |  | S_VACA | North Carolina | 37 | Harnett | 85 | 37085 | 5 | 0 | 2017 |  |  |  |  | Solar | [13 empty] | 0 | 0 | 0 | 0
Weld 1 Community Solar Array | 60720_G_WELD1 | 60720 | G | WELD1 |  | Solar PV |  | WECC_CO | Colorado | 8 | Weld | 123 | 08123 | 1.5 | 0 | 2017 |  |  |  |  | Solar | [13 empty] | 0 | 0 | 0 | 0
Logan 1 Community Solar Array | 60722_G_LOGA1 | 60722 | G | LOGA1 |  | Solar PV |  | WECC_CO | Colorado | 8 | Logan | 75 | 08075 | 1.7 | 0 | 2017 |  |  |  |  | Solar | [13 empty] | 0 | 0 | 0 | 0
Arapahoe 3 Community Solar Array | 60724_G_ARAP3 | 60724 | G | ARAP3 |  | Solar PV |  | WECC_CO | Colorado | 8 | Arapahoe | 5 | 08005 | 1.8 | 0 | 2017 |  |  |  |  | Solar | [13 empty] | 0 | 0 | 0 | 0
Xcel Adams 1 Community Solar Array | 60726_G_ADCO1 | 60726 | G | ADCO1 |  | Solar PV |  | WECC_CO | Colorado | 8 | Adams | 1 | 08001 | 1.8 | 0 | 2017 |  |  |  |  | Solar | [13 empty] | 0 | 0 | 0 | 0
Pegasus Community Solar | 61175_G_CPCS1 | 61175 | G | CPCS1 |  | Solar PV |  | MIS_MNWI | Minnesota | 27 | Stearns | 145 | 27145 | 0.9 | 0 | 2017 |  |  |  |  | Solar | [13 empty] | 0 | 0 | 0 | 0
Pegasus Community Solar | 61175_G_CPCS2 | 61175 | G | CPCS2 |  | Solar PV |  | MIS_MNWI | Minnesota | 27 | Stearns | 145 | 27145 | 0.9 | 0 | 2017 |  |  |  |  | Solar | [13 empty] | 0 | 0 | 0 | 0
Capella Community Solar | 61178_G_HCCS1 | 61178 | G | HCCS1 |  | Solar PV |  | MIS_MNWI | Minnesota | 27 | Pipestone | 117 | 27117 | 0.9 | 0 | 2017 |  |  |  |  | Solar | [13 empty] | 0 | 0 | 0 | 0
Capella Community Solar | 61178_G_HCCS2 | 61178 | G | HCCS2 |  | Solar PV |  | MIS_MNWI | Minnesota | 27 | Pipestone | 117 | 27117 | 0.9 | 0 | 2017 |  |  |  |  | Solar | [13 empty] | 0 | 0 | 0 | 0
Capella Community Solar | 61178_G_HCCS3 | 61178 | G | HCCS3 |  | Solar PV |  | MIS_MNWI | Minnesota | 27 | Pipestone | 117 | 27117 | 0.9 | 0 | 2017 |  |  |  |  | Solar | [13 empty] | 0 | 0 | 0 | 0
Capella Community Solar | 61178_G_HCCS4 | 61178 | G | HCCS4 |  | Solar PV |  | MIS_MNWI | Minnesota | 27 | Pipestone | 117 | 27117 | 0.9 | 0 | 2017 |  |  |  |  | Solar | [13 empty] | 0 | 0 | 0 | 0
Capella Community Solar | 61178_G_HCCS5 | 61178 | G | HCCS5 |  | Solar PV |  | MIS_MNWI | Minnesota | 27 | Pipestone | 117 | 27117 | 0.9 | 0 | 2017 |  |  |  |  | Solar | [13 empty] | 0 | 0 | 0 | 0
231 Dixon 74 Solar I, LLC | 61195_G_DIXON | 61195 | G | DIXON |  | Solar PV |  | S_VACA | North Carolina | 37 | Cleveland | 45 | 37045 | 2 | 0 | 2017 |  |  |  |  | Solar | [13 empty] | 0 | 0 | 0 | 0
Mill Pond Solar Farm, LLC | 61196_G_MILLL | 61196 | G | MILLL |  | Solar PV |  | S_VACA | North Carolina | 37 | Columbus | 47 | 37047 | 5 | 0 | 2017 |  |  |  |  | Solar | [13 empty] | 0 | 0 | 0 | 0
Redbed Plains Wind Farm | 61221_G_WT1 | 61221 | G | WT1 |  | Onshore Wind |  | SPP_WEST | Oklahoma | 40 | Grady | 51 | 40051 | 99.1 | 0 | 2017 |  |  |  |  | Wind | [13 empty] | 0 | 0 | 0 | 0
Hobbs Generating Station | 56458_G_CHW-T | 56458 | G | CHW-T |  | Combined Cycle |  | SPP_SPS | New Mexico | 35 | Lea | 25 | 35025 | 4.3 | 6267 | 2008 |  |  |  |  | Natural Gas | [13 empty] | 0.011 | 0.011 | 0.011 | 0.011
Millikan Farm | 59576_G_GEN1 | 59576 | G | GEN1 |  | Solar PV |  | S_VACA | North Carolina | 37 | Randolph | 151 | 37151 | 5 | 0 | 2015 |  |  |  |  | Solar | [13 empty] | 0 | 0 | 0 | 0
Mill Seat Renewable Energy Facility | 61012_G_GEN4 | 61012 | G | GEN4 |  | Landfill Gas |  | NY_Z_B | New York | 36 | Genesee | 37 | 36037 | 0.8 | 18000 | 2007 |  |  |  |  | Landfill Gas | [13 empty] | 0.09 | 0.09 | 0.09 | 0.09
Mill Seat Renewable Energy Facility | 61012_G_GEN5 | 61012 | G | GEN5 |  | Landfill Gas |  | NY_Z_B | New York | 36 | Genesee | 37 | 36037 | 0.8 | 18000 | 2007 |  |  |  |  | Landfill Gas | [13 empty] | 0.09 | 0.09 | 0.09 | 0.09
Mill Seat Renewable Energy Facility | 61012_G_GEN6 | 61012 | G | GEN6 |  | Landfill Gas |  | NY_Z_B | New York | 36 | Genesee | 37 | 36037 | 0.8 | 18000 | 2007 |  |  |  |  | Landfill Gas | [13 empty] | 0.09 | 0.09 | 0.09 | 0.09
Mill Seat Renewable Energy Facility | 61012_G_GEN7 | 61012 | G | GEN7 |  | Landfill Gas |  | NY_Z_B | New York | 36 | Genesee | 37 | 36037 | 0.8 | 18000 | 2007 |  |  |  |  | Landfill Gas | [13 empty] | 0.09 | 0.09 | 0.09 | 0.09
Mill Seat Renewable Energy Facility | 61012_G_GEN8 | 61012 | G | GEN8 |  | Landfill Gas |  | NY_Z_B | New York | 36 | Genesee | 37 | 36037 | 0.8 | 18000 | 2007 |  |  |  |  | Landfill Gas | [13 empty] | 0.09 | 0.09 | 0.09 | 0.09
Port of LA Solar FiT Project | 61319_G_W4885 | 61319 | G | W4885 |  | Solar PV |  | WEC_LADW | California | 6 | Los Angeles | 37 | 06037 | 1.1 | 0 | 2015 |  |  |  |  | Solar | [13 empty] | 0 | 0 | 0 | 0
Arlington Outlet Hydroelectric Generator | 61355_G_HY1 | 61355 | G | HY1 |  | Hydro |  | ERC_REST | Texas | 48 | Tarrant | 439 | 48439 | 1.3 | 0 | 2015 |  |  |  |  | Hydro | [13 empty] | 0 | 0 | 0 | 0
Northern Westchester Hospital | 61378_G_P | 61378 | G | P |  | Combustion Turbine | IC | NY_Z_G-I | New York | 36 | Westchester | 119 | 36119 | 0.1 | 9264 | 1971 |  |  |  |  | Natural Gas | [13 empty] | 0.011 | 0.011 | 0.011 | 0.011
NYC-HH - CONEY ISLAND HOSPITAL | 61413_G_GEN1 | 61413 | G | GEN1 |  | Combustion Turbine | IC | NY_Z_J | New York | 36 | Kings | 47 | 36047 | 1.2 | 9264 | 1993 |  |  |  |  | Distillate Fuel Oil | [13 empty] | 0.011 | 0.011 | 0.011 | 0.011
NYC-HH - CONEY ISLAND HOSPITAL | 61413_G_GEN2 | 61413 | G | GEN2 |  | Combustion Turbine | IC | NY_Z_J | New York | 36 | Kings | 47 | 36047 | 1.3 | 9264 | 2005 |  |  |  |  | Distillate Fuel Oil | [13 empty] | 0.011 | 0.011 | 0.011 | 0.011
NYC-HH - CONEY ISLAND HOSPITAL | 61413_G_GEN3 | 61413 | G | GEN3 |  | Combustion Turbine | IC | NY_Z_J | New York | 36 | Kings | 47 | 36047 | 0.3 | 9264 | 2014 |  |  |  |  | Distillate Fuel Oil | [13 empty] | 0.011 | 0.011 | 0.011 | 0.011
NY Times Daily Production Facility | 61414_G_GEN1 | 61414 | G | GEN1 |  | Combustion Turbine | IC | NY_Z_J | New York | 36 | Queens | 81 | 36081 | 2 | 9264 | 2005 |  |  |  |  | Distillate Fuel Oil | [13 empty] | 0.011 | 0.011 | 0.011 | 0.011
NY Times Daily Production Facility | 61414_G_GEN2 | 61414 | G | GEN2 |  | Combustion Turbine | IC | NY_Z_J | New York | 36 | Queens | 81 | 36081 | 2 | 9264 | 2005 |  |  |  |  | Distillate Fuel Oil | [13 empty] | 0.011 | 0.011 | 0.011 | 0.011
NY Times Daily Production Facility | 61414_G_GEN3 | 61414 | G | GEN3 |  | Combustion Turbine | IC | NY_Z_J | New York | 36 | Queens | 81 | 36081 | 2 | 9264 | 2005 |  |  |  |  | Distillate Fuel Oil | [13 empty] | 0.011 | 0.011 | 0.011 | 0.011
NY Times Daily Production Facility | 61414_G_GEN4 | 61414 | G | GEN4 |  | Combustion Turbine | IC | NY_Z_J | New York | 36 | Queens | 81 | 36081 | 2 | 9264 | 2005 |  |  |  |  | Distillate Fuel Oil | [13 empty] | 0.011 | 0.011 | 0.011 | 0.011
NY Times Daily Production Facility | 61414_G_GEN5 | 61414 | G | GEN5 |  | Combustion Turbine | IC | NY_Z_J | New York | 36 | Queens | 81 | 36081 | 2 | 9264 | 2008 |  |  |  |  | Distillate Fuel Oil | [13 empty] | 0.011 | 0.011 | 0.011 | 0.011
NY Times Daily Production Facility | 61414_G_GEN6 | 61414 | G | GEN6 |  | Combustion Turbine | IC | NY_Z_J | New York | 36 | Queens | 81 | 36081 | 2 | 9264 | 2008 |  |  |  |  | Distillate Fuel Oil | [13 empty] | 0.011 | 0.011 | 0.011 | 0.011
Mount Sinai Hospital | 61416_G_AP1 | 61416 | G | AP1 |  | Combustion Turbine | IC | NY_Z_J | New York | 36 | New York | 61 | 36061 | 1 | 9264 | 1970 |  |  |  |  | Distillate Fuel Oil | [13 empty] | 0.011 | 0.011 | 0.011 | 0.011
Mount Sinai Hospital | 61416_G_AP2 | 61416 | G | AP2 |  | Combustion Turbine | IC | NY_Z_J | New York | 36 | New York | 61 | 36061 | 1 | 9264 | 1970 |  |  |  |  | Distillate Fuel Oil | [13 empty] | 0.011 | 0.011 | 0.011 | 0.011
Mount Sinai Hospital | 61416_G_AP3 | 61416 | G | AP3 |  | Combustion Turbine | IC | NY_Z_J | New York | 36 | New York | 61 | 36061 | 1 | 9264 | 1970 |  |  |  |  | Distillate Fuel Oil | [13 empty] | 0.011 | 0.011 | 0.011 | 0.011
Mount Sinai Hospital | 61416_G_AP4 | 61416 | G | AP4 |  | Combustion Turbine | IC | NY_Z_J | New York | 36 | New York | 61 | 36061 | 1 | 9264 | 1970 |  |  |  |  | Distillate Fuel Oil | [13 empty] | 0.011 | 0.011 | 0.011 | 0.011
Mount Sinai Hospital | 61416_G_AP5 | 61416 | G | AP5 |  | Combustion Turbine | IC | NY_Z_J | New York | 36 | New York | 61 | 36061 | 1.5 | 9264 | 1997 |  |  |  |  | Distillate Fuel Oil | [13 empty] | 0.011 | 0.011 | 0.011 | 0.011
Mount Sinai Hospital | 61416_G_AP6 | 61416 | G | AP6 |  | Combustion Turbine | IC | NY_Z_J | New York | 36 | New York | 61 | 36061 | 1.5 | 9264 | 1997 |  |  |  |  | Distillate Fuel Oil | [13 empty] | 0.011 | 0.011 | 0.011 | 0.011
Mount Sinai Hospital | 61416_G_CAM12 | 61416 | G | CAM12 |  | Combustion Turbine | IC | NY_Z_J | New York | 36 | New York | 61 | 36061 | 0.4 | 9264 | 2006 |  |  |  |  | Distillate Fuel Oil | [13 empty] | 0.011 | 0.011 | 0.011 | 0.011
Mount Sinai Hospital | 61416_G_EB10 | 61416 | G | EB10 |  | Combustion Turbine | IC | NY_Z_J | New York | 36 | New York | 61 | 36061 | 1.5 | 9264 | 1996 |  |  |  |  | Natural Gas | [13 empty] | 0.011 | 0.011 | 0.011 | 0.011
Mount Sinai Hospital | 61416_G_EB11 | 61416 | G | EB11 |  | Combustion Turbine | IC | NY_Z_J | New York | 36 | New York | 61 | 36061 | 1.5 | 9264 | 1996 |  |  |  |  | Natural Gas | [13 empty] | 0.011 | 0.011 | 0.011 | 0.011
Mount Sinai Hospital | 61416_G_FPA15 | 61416 | G | FPA15 |  | Combustion Turbine | IC | NY_Z_J | New York | 36 | New York | 61 | 36061 | 0.6 | 9264 | 2014 |  |  |  |  | Distillate Fuel Oil | [13 empty] | 0.011 | 0.011 | 0.011 | 0.011
Mount Sinai Hospital | 61416_G_GP7 | 61416 | G | GP7 |  | Combustion Turbine | IC | NY_Z_J | New York | 36 | New York | 61 | 36061 | 0.9 | 9264 | 1988 |  |  |  |  | Distillate Fuel Oil | [13 empty] | 0.011 | 0.011 | 0.011 | 0.011
Mount Sinai Hospital | 61416_G_GP8 | 61416 | G | GP8 |  | Combustion Turbine | IC | NY_Z_J | New York | 36 | New York | 61 | 36061 | 0.9 | 9264 | 1988 |  |  |  |  | Distillate Fuel Oil | [13 empty] | 0.011 | 0.011 | 0.011 | 0.011
Mount Sinai Hospital | 61416_G_GP9 | 61416 | G | GP9 |  | Combustion Turbine | IC | NY_Z_J | New York | 36 | New York | 61 | 36061 | 0.9 | 9264 | 2011 |  |  |  |  | Distillate Fuel Oil | [13 empty] | 0.011 | 0.011 | 0.011 | 0.011
Mount Sinai Hospital | 61416_G_HES13 | 61416 | G | HES13 |  | Combustion Turbine | IC | NY_Z_J | New York | 36 | New York | 61 | 36061 | 2.5 | 9264 | 2012 |  |  |  |  | Distillate Fuel Oil | [13 empty] | 0.011 | 0.011 | 0.011 | 0.011
Mount Sinai Hospital | 61416_G_HES14 | 61416 | G | HES14 |  | Combustion Turbine | IC | NY_Z_J | New York | 36 | New York | 61 | 36061 | 2.5 | 9264 | 2012 |  |  |  |  | Distillate Fuel Oil | [13 empty] | 0.011 | 0.011 | 0.011 | 0.011
CoreSite Real Estate 2972 Stender, L.P. | 61464_G_G-1 | 61464 | G | G-1 |  | Combustion Turbine | IC | WEC_CALN | California | 6 | Santa Clara | 85 | 06085 | 2 | 9264 | 2011 |  |  |  |  | Distillate Fuel Oil | [13 empty] | 0.011 | 0.011 | 0.011 | 0.011
CoreSite Real Estate 2972 Stender, L.P. | 61464_G_G-2 | 61464 | G | G-2 |  | Combustion Turbine | IC | WEC_CALN | California | 6 | Santa Clara | 85 | 06085 | 2 | 9264 | 2011 |  |  |  |  | Distillate Fuel Oil | [13 empty] | 0.011 | 0.011 | 0.011 | 0.011
CoreSite Real Estate 2972 Stender, L.P. | 61464_G_G-3 | 61464 | G | G-3 |  | Combustion Turbine | IC | WEC_CALN | California | 6 | Santa Clara | 85 | 06085 | 2 | 9264 | 2011 |  |  |  |  | Distillate Fuel Oil | [13 empty] | 0.011 | 0.011 | 0.011 | 0.011
CoreSite Real Estate 2972 Stender, L.P. | 61464_G_G-4 | 61464 | G | G-4 |  | Combustion Turbine | IC | WEC_CALN | California | 6 | Santa Clara | 85 | 06085 | 2 | 9264 | 2011 |  |  |  |  | Distillate Fuel Oil | [13 empty] | 0.011 | 0.011 | 0.011 | 0.011
CoreSite Real Estate 2972 Stender, L.P. | 61464_G_G-5 | 61464 | G | G-5 |  | Combustion Turbine | IC | WEC_CALN | California | 6 | Santa Clara | 85 | 06085 | 2 | 9264 | 2011 |  |  |  |  | Distillate Fuel Oil | [13 empty] | 0.011 | 0.011 | 0.011 | 0.011
CoreSite Real Estate 2972 Stender, L.P. | 61464_G_G-6 | 61464 | G | G-6 |  | Combustion Turbine | IC | WEC_CALN | California | 6 | Santa Clara | 85 | 06085 | 2 | 9264 | 2011 |  |  |  |  | Distillate Fuel Oil | [13 empty] | 0.011 | 0.011 | 0.011 | 0.011
Hopewell Valley High School | 61473_G_BA1 | 61473 | G | BA1 |  | Energy Storage |  | PJM_EMAC | New Jersey | 34 | Mercer | 21 | 34021 | 1 | 0 | 2015 |  |  |  |  | Energy Storage | [13 empty] | 0 | 0 | 0 | 0
Hopewell Valley High School | 61473_G_HWVHS | 61473 | G | HWVHS |  | Solar PV |  | PJM_EMAC | New Jersey | 34 | Mercer | 21 | 34021 | 0.9 | 0 | 2015 |  |  |  |  | Solar | [13 empty] | 0 | 0 | 0 | 0
CoreSite Real Estate 55 S. Market Street | 61474_G_G-1 | 61474 | G | G-1 |  | Combustion Turbine | IC | WEC_CALN | California | 6 | Santa Clara | 85 | 06085 | 2 | 9264 | 2007 |  |  |  |  | Distillate Fuel Oil | [13 empty] | 0.011 | 0.011 | 0.011 | 0.011
CoreSite Real Estate 55 S. Market Street | 61474_G_G-2 | 61474 | G | G-2 |  | Combustion Turbine | IC | WEC_CALN | California | 6 | Santa Clara | 85 | 06085 | 2 | 9264 | 2007 |  |  |  |  | Distillate Fuel Oil | [13 empty] | 0.011 | 0.011 | 0.011 | 0.011
CoreSite Real Estate 55 S. Market Street | 61474_G_G-3 | 61474 | G | G-3 |  | Combustion Turbine | IC | WEC_CALN | California | 6 | Santa Clara | 85 | 06085 | 2 | 9264 | 2007 |  |  |  |  | Distillate Fuel Oil | [13 empty] | 0.011 | 0.011 | 0.011 | 0.011
CoreSite Real Estate 1656 McCarthy, L.P. | 61475_G_G-1 | 61475 | G | G-1 |  | Combustion Turbine | IC | WEC_CALN | California | 6 | Santa Clara | 85 | 06085 | 1 | 9264 | 2000 |  |  |  |  | Distillate Fuel Oil | [13 empty] | 0.011 | 0.011 | 0.011 | 0.011
CoreSite Real Estate 1656 McCarthy, L.P. | 61475_G_G-2 | 61475 | G | G-2 |  | Combustion Turbine | IC | WEC_CALN | California | 6 | Santa Clara | 85 | 06085 | 1 | 9264 | 2000 |  |  |  |  | Distillate Fuel Oil | [13 empty] | 0.011 | 0.011 | 0.011 | 0.011
CoreSite Real Estate 1656 McCarthy, L.P. | 61475_G_G-3 | 61475 | G | G-3 |  | Combustion Turbine | IC | WEC_CALN | California | 6 | Santa Clara | 85 | 06085 | 1 | 9264 | 2000 |  |  |  |  | Distillate Fuel Oil | [13 empty] | 0.011 | 0.011 | 0.011 | 0.011
CoreSite Real Estate 1656 McCarthy, L.P. | 61475_G_G-4 | 61475 | G | G-4 |  | Combustion Turbine | IC | WEC_CALN | California | 6 | Santa Clara | 85 | 06085 | 1 | 9264 | 2000 |  |  |  |  | Distillate Fuel Oil | [13 empty] | 0.011 | 0.011 | 0.011 | 0.011
CoreSite Real Estate 1656 McCarthy, L.P. | 61475_G_G-5 | 61475 | G | G-5 |  | Combustion Turbine | IC | WEC_CALN | California | 6 | Santa Clara | 85 | 06085 | 1 | 9264 | 2000 |  |  |  |  | Distillate Fuel Oil | [13 empty] | 0.011 | 0.011 | 0.011 | 0.011
CoreSite Real Estate 2901 Coronado, L.P. | 61476_G_G-1 | 61476 | G | G-1 |  | Combustion Turbine | IC | WEC_CALN | California | 6 | Santa Clara | 85 | 06085 | 2 | 9264 | 2010 |  |  |  |  | Distillate Fuel Oil | [13 empty] | 0.011 | 0.011 | 0.011 | 0.011
CoreSite Real Estate 2901 Coronado, L.P. | 61476_G_G-2 | 61476 | G | G-2 |  | Combustion Turbine | IC | WEC_CALN | California | 6 | Santa Clara | 85 | 06085 | 2 | 9264 | 2010 |  |  |  |  | Distillate Fuel Oil | [13 empty] | 0.011 | 0.011 | 0.011 | 0.011
CoreSite Real Estate 2901 Coronado, L.P. | 61476_G_G-3 | 61476 | G | G-3 |  | Combustion Turbine | IC | WEC_CALN | California | 6 | Santa Clara | 85 | 06085 | 2 | 9264 | 2010 |  |  |  |  | Distillate Fuel Oil | [13 empty] | 0.011 | 0.011 | 0.011 | 0.011
CoreSite Real Estate 2901 Coronado, L.P. | 61476_G_G-4 | 61476 | G | G-4 |  | Combustion Turbine | IC | WEC_CALN | California | 6 | Santa Clara | 85 | 06085 | 2 | 9264 | 2010 |  |  |  |  | Distillate Fuel Oil | [13 empty] | 0.011 | 0.011 | 0.011 | 0.011
CoreSite Real Estate 2901 Coronado, L.P. | 61476_G_G-5 | 61476 | G | G-5 |  | Combustion Turbine | IC | WEC_CALN | California | 6 | Santa Clara | 85 | 06085 | 2 | 9264 | 2010 |  |  |  |  | Distillate Fuel Oil | [13 empty] | 0.011 | 0.011 | 0.011 | 0.011
CoreSite Real Estate 3032 Coronado, L.P. | 61482_G_G-1 | 61482 | G | G-1 |  | Combustion Turbine | IC | WEC_CALN | California | 6 | Santa Clara | 85 | 06085 | 3 | 9264 | 2015 |  |  |  |  | Distillate Fuel Oil | [13 empty] | 0.011 | 0.011 | 0.011 | 0.011
CoreSite Real Estate 3032 Coronado, L.P. | 61482_G_G-10 | 61482 | G | G-10 |  | Combustion Turbine | IC | WEC_CALN | California | 6 | Santa Clara | 85 | 06085 | 3 | 9264 | 2015 |  |  |  |  | Distillate Fuel Oil | [13 empty] | 0.011 | 0.011 | 0.011 | 0.011
CoreSite Real Estate 3032 Coronado, L.P. | 61482_G_G-2 | 61482 | G | G-2 |  | Combustion Turbine | IC | WEC_CALN | California | 6 | Santa Clara | 85 | 06085 | 3 | 9264 | 2015 |  |  |  |  | Distillate Fuel Oil | [13 empty] | 0.011 | 0.011 | 0.011 | 0.011
CoreSite Real Estate 3032 Coronado, L.P. | 61482_G_G-3 | 61482 | G | G-3 |  | Combustion Turbine | IC | WEC_CALN | California | 6 | Santa Clara | 85 | 06085 | 3 | 9264 | 2015 |  |  |  |  | Distillate Fuel Oil | [13 empty] | 0.011 | 0.011 | 0.011 | 0.011
CoreSite Real Estate 3032 Coronado, L.P. | 61482_G_G-4 | 61482 | G | G-4 |  | Combustion Turbine | IC | WEC_CALN | California | 6 | Santa Clara | 85 | 06085 | 3 | 9264 | 2015 |  |  |  |  | Distillate Fuel Oil | [13 empty] | 0.011 | 0.011 | 0.011 | 0.011
CoreSite Real Estate 3032 Coronado, L.P. | 61482_G_G-5 | 61482 | G | G-5 |  | Combustion Turbine | IC | WEC_CALN | California | 6 | Santa Clara | 85 | 06085 | 3 | 9264 | 2015 |  |  |  |  | Distillate Fuel Oil | [13 empty] | 0.011 | 0.011 | 0.011 | 0.011
CoreSite Real Estate 3032 Coronado, L.P. | 61482_G_G-6 | 61482 | G | G-6 |  | Combustion Turbine | IC | WEC_CALN | California | 6 | Santa Clara | 85 | 06085 | 3 | 9264 | 2015 |  |  |  |  | Distillate Fuel Oil | [13 empty] | 0.011 | 0.011 | 0.011 | 0.011
CoreSite Real Estate 3032 Coronado, L.P. | 61482_G_G-7 | 61482 | G | G-7 |  | Combustion Turbine | IC | WEC_CALN | California | 6 | Santa Clara | 85 | 06085 | 3 | 9264 | 2015 |  |  |  |  | Distillate Fuel Oil | [13 empty] | 0.011 | 0.011 | 0.011 | 0.011
CoreSite Real Estate 3032 Coronado, L.P. | 61482_G_G-8 | 61482 | G | G-8 |  | Combustion Turbine | IC | WEC_CALN | California | 6 | Santa Clara | 85 | 06085 | 3 | 9264 | 2015 |  |  |  |  | Distillate Fuel Oil | [13 empty] | 0.011 | 0.011 | 0.011 | 0.011
CoreSite Real Estate 3032 Coronado, L.P. | 61482_G_G-9 | 61482 | G | G-9 |  | Combustion Turbine | IC | WEC_CALN | California | 6 | Santa Clara | 85 | 06085 | 3 | 9264 | 2015 |  |  |  |  | Distillate Fuel Oil | [13 empty] | 0.011 | 0.011 | 0.011 | 0.011
NYU LANGONE HEALTH | 61488_G_HCC1 | 61488 | G | HCC1 |  | Combustion Turbine | IC | NY_Z_J | New York | 36 | New York | 61 | 36061 | 1 | 9264 | 2006 |  |  |  |  | Distillate Fuel Oil | [13 empty] | 0.011 | 0.011 | 0.011 | 0.011
NYU LANGONE HEALTH | 61488_G_SKB1 | 61488 | G | SKB1 |  | Combustion Turbine | IC | NY_Z_J | New York | 36 | New York | 61 | 36061 | 1.3 | 9264 | 1992 |  |  |  |  | Distillate Fuel Oil | [13 empty] | 0.011 | 0.011 | 0.011 | 0.011
NYU LANGONE HEALTH | 61488_G_SMB1 | 61488 | G | SMB1 |  | Combustion Turbine | IC | NY_Z_J | New York | 36 | New York | 61 | 36061 | 1.4 | 9264 | 2006 |  |  |  |  | Distillate Fuel Oil | [13 empty] | 0.011 | 0.011 | 0.011 | 0.011
NYU LANGONE HEALTH | 61488_G_SMB2 | 61488 | G | SMB2 |  | Combustion Turbine | IC | NY_Z_J | New York | 36 | New York | 61 | 36061 | 1.4 | 9264 | 2006 |  |  |  |  | Distillate Fuel Oil | [13 empty] | 0.011 | 0.011 | 0.011 | 0.011
First Citizens Bank | 61491_G_FCB | 61491 | G | FCB |  | Solar PV |  | S_VACA | North Carolina | 37 | Wake | 183 | 37183 | 1.5 | 0 | 2012 |  |  |  |  | Solar | [13 empty] | 0 | 0 | 0 | 0
Fort Hays State University Wind Farm | 61540_G_WIND1 | 61540 | G | WIND1 |  | Onshore Wind |  | SPP_N | Kansas | 20 | Ellis | 51 | 20051 | 2 | 0 | 2013 |  |  |  |  | Wind | [13 empty] | 0 | 0 | 0 | 0
Fort Hays State University Wind Farm | 61540_G_WIND2 | 61540 | G | WIND2 |  | Onshore Wind |  | SPP_N | Kansas | 20 | Ellis | 51 | 20051 | 2 | 0 | 2013 |  |  |  |  | Wind | [13 empty] | 0 | 0 | 0 | 0
MM Tulare Energy | 55160_G_UNT1 | 55160 | G | UNT1 |  | Landfill Gas |  | WECC_SCE | California | 6 | Tulare | 107 | 06107 | 0.8 | 18000 | 2021 |  |  |  |  | Landfill Gas | [13 empty] | 0.09 | 0.09 | 0.09 | 0.09
MM Tulare Energy | 55160_G_UNT2 | 55160 | G | UNT2 |  | Landfill Gas |  | WECC_SCE | California | 6 | Tulare | 107 | 06107 | 0.8 | 18000 | 2021 |  |  |  |  | Landfill Gas | [13 empty] | 0.09 | 0.09 | 0.09 | 0.09
Cyril | 61614_G_1 | 61614 | G | 1 |  | Solar PV |  | SPP_WEST | Oklahoma | 40 | Caddo | 15 | 40015 | 5 | 0 | 2017 |  |  |  |  | Solar | [13 empty] | 0 | 0 | 0 | 0
Tuttle | 61618_G_1 | 61618 | G | 1 |  | Solar PV |  | SPP_WEST | Oklahoma | 40 | Grady | 51 | 40051 | 4 | 0 | 2017 |  |  |  |  | Solar | [13 empty] | 0 | 0 | 0 | 0
Hinton | 61615_G_1 | 61615 | G | 1 |  | Solar PV |  | SPP_WEST | Oklahoma | 40 | Caddo | 15 | 40015 | 3 | 0 | 2017 |  |  |  |  | Solar | [13 empty] | 0 | 0 | 0 | 0
Marietta | 61616_G_1 | 61616 | G | 1 |  | Solar PV |  | SPP_WEST | Oklahoma | 40 | Love | 85 | 40085 | 3 | 0 | 2017 |  |  |  |  | Solar | [13 empty] | 0 | 0 | 0 | 0
Pine Ridge | 61617_G_1 | 61617 | G | 1 |  | Solar PV |  | SPP_WEST | Oklahoma | 40 | Caddo | 15 | 40015 | 3 | 0 | 2017 |  |  |  |  | Solar | [13 empty] | 0 | 0 | 0 | 0
WFEC - Community Solar Farms | 0_G_PV6 | 0 | G | PV6 |  | Solar PV |  | SPP_WEST | Oklahoma | 40 | Caddo | 15 | 40015 | 2.75 | 0 | 2020 |  |  |  |  | Solar | [13 empty] | 0 | 0 | 0 | 0
Covington Solar Plant | 61759_G_CVS1 | 61759 | G | CVS1 |  | Solar PV |  | SPP_WEST | Oklahoma | 40 | Garfield | 47 | 40047 | 10 | 0 | 2018 |  |  |  |  | Solar | [13 empty] | 0 | 0 | 0 | 0
North Rim Wind Project | 0_G_1 | 0 | G | 1 |  | Onshore Wind |  | SPP_WEST | Oklahoma | 40 | Beckham | 9 | 40009 | 304 | 0 | 2020 |  |  |  |  | Wind | [13 empty] | 0 | 0 | 0 | 0
Diamond Spring Wind Project | 0_G_2 | 0 | G | 2 |  | Onshore Wind |  | SPP_WEST | Oklahoma | 40 | Johnston | 69 | 40069 | 300 | 0 | 2020 |  |  |  |  | Wind | [13 empty] | 0 | 0 | 0 | 0
Ivanhoe | 0_G_3 | 0 | G | 3 |  | Onshore Wind |  | SPP_SPS | Oklahoma | 40 | Beaver | 7 | 40007 | 300 | 0 | 2020 |  |  |  |  | Wind | [13 empty] | 0 | 0 | 0 | 0

## Key to Emission Control
Key to Emission Controls in NEEDS v6
NOx Comb Control | Definition | NOx Post-Comb Control | Definition | PM Control | Definition | Mercury_Controls | Definition | HCL_Controls | Definition | CO2_Controls | Definition
AA | Advanced Overfire Air | SCR | Selective Catalytic Reduction | B | Baghouse | ACI | Activated Carbon Injection | DSI | Dry Sobent Injection | CCS | Carbon Capture and Storage
AA + DLNB + NH3 | Advanced Overfire Air + Dry Low NOx Burners + Ammonia Injection | SNCR | Selective Non-catalytic Reduction | B + C | Baghouse + Cyclone
AA + FU + LNB | Advanced Overfire Air + Fuel Reburning + Low NOx Burner Technology |  |  | B + WS | Baghouse + Wet Scrubber
AA + LNB | Advanced Overfire Air + Low NOx Burner Technology |  |  | C | Cyclone
AA + LNB + LNBO | Advanced Overfire Air + Low NOx Burner Technology + Low NOx Burner Technology w/ Overfire Air |  |  | C + WS | Cyclone + Wet Scrubber
AA + LNB + LNBO + OFA | Advanced Overfire Air + Low NOx Burner Technology + Low NOx Burner Technology w/ Overfire Air + Overfire Air |  |  | ESPC | Electrostatic precipitator, cold side
AA + LNB + NH3 | Advanced Overfire Air + Low NOx Burners + Ammonia Injection |  |  | ESPC + B | Electrostatic precipitator, cold side + Baghouse
AA + LNB + OFA | Advanced Overfire Air + Low NOx Burner Technology + Overfire Air |  |  | ESPC + B + WS | Electrostatic precipitator, cold side + Baghouse + Wet Scrubber
AA + LNCB | Advanced Overfire Air + Low NOx Cell Burner |  |  | ESPC + C | Electrostatic precipitator, cold side + Cyclone
AA + NH3 | Advanced Overfire Air + Ammonia Injection |  |  | ESPC + C + WS | Electrostatic precipitator, cold side + Cyclone + Wet Scrubber
AA + OFA | Advanced Overfire Air + Overfire Air |  |  | ESPC + ESPH | Electrostatic precipitator, cold side + Electrostatic precipitator, hot side
BF | Biased Firing (alternative burners) |  |  | ESPC + WESP | Electrostatic precipitator, cold side + Electrostatic precipitator, wet side
BF + CM + FR + OFA | Biased Firing (alternative burners) + Combustion Modification + Flue Gas Recirculation + Overfire Air |  |  | ESPC + WS | Electrostatic precipitator, cold side + Wet Scrubber
BF + FR + LA + LNB + OFA | Biased Firing (alternative burners) + Flue Gas Recirculation + Low excess air + Low NOx Burner Technology + Overfire Air |  |  | ESPH | Electrostatic precipitator, hot side
BF + LA | Biased Firing (alternative burners) + Low excess air |  |  | ESPH + B | Electrostatic precipitator, hot side + Baghouse
BF + LA + OFA | Biased Firing (alternative burners) + Low excess air + Overfire Air |  |  | ESPH + B + C | Electrostatic precipitator, hot side + Baghouse + Cyclone
BF + LNB | Biased Firing (alternative burners) + Low NOx Burner Technology |  |  | ESPH + B + WS | Electrostatic precipitator, hot side + Baghouse + Wet Scrubber
BF + LNB + LNBO | Biased Firing (alternative burners) + Low NOx Burner Technology + Low NOx Burner Technology w/ Overfire Air |  |  | ESPH + C | Electrostatic precipitator, hot side + Cyclone
BF + LNB + OFA | Biased Firing (alternative burners) + Low NOx Burner Technology + Overfire Air |  |  | ESPH + C + WS | Electrostatic precipitator, hot side + Cyclone + Wet Scrubber
BF + LNBO | Biased Firing (alternative burners) + Low NOx Burner Technology w/ Overfire Air |  |  | ESPH + WESP | Electrostatic precipitator, hot side + Electrostatic precipitator, wet side
BOOS | Burners-Out-Of-Service |  |  | WESP + B | Electrostatic precipitator, wet side + Baghouse
CF | Fluidized Bed Combustor |  |  | WS | Wet Scrubber
CF + CM | Fluidized Bed Combustor + Combustion Modification
CF + CM + NH3 | Fluidized Bed Combustor + Combustion Modification + Ammonia Injection
CF + FR + NH3 | Fluidized Bed Combustor + Flue Gas Recirculation + Ammonia Injection
CF + FU + LA | Fluidized Bed Combustor + Fuel Reburning + Low excess air
CF + LA + NH3 | Fluidized Bed Combustor + Low excess air + Ammonia Injection
CF + LA + OFA | Fluidized Bed Combustor + Low excess air + Overfire Air
CF + LNB + NH3 | Fluidized Bed Combustor + Low NOx Burner Technology + Ammonia Injection
CF + NH3 | Fluidized Bed Combustor + Ammonia Injection
CF + NH3 + OFA | Fluidized Bed Combustor + Ammonia Injection + Overfire Air
CF + OFA | Fluidized Bed Combustor + Overfire Air
CM | Combustion Modification
CM + FR | Combustion Modification + Flue Gas Recirculation
CM + FR + LNB + NH3 | Combustion Modification + Flue Gas Recirculation + Low NOx Burner Technology + Ammonia Injection
CM + FR + LNB + OFA | Combustion Modification + Flue Gas Recirculation + Low NOx Burner Technology + Overfire Air
CM + FU + LA | Combustion Modification + Fuel Reburning + Low excess air
CM + LNB | Combustion Modification + Low NOx Burner Technology
CM + LNB + LNCB | Combustion Modification + Low NOx Burner Technology + Low NOx Cell Burner
CM + LNB + OFA | Combustion Modification + Low NOx Burner Technology + Overfire Air
CM + LNB + STM | Combustion Modification + Low NOx Burner Technology + Steam Injection
CM + NH3 | Combustion Modification + Ammonia Injection
CM + OFA | Combustion Modification + Overfire Air
CO | Combustion Optimization
DLNB | Dry Low NOx Burners
DLNB + FR + H2O + OFA | Dry Low NOx Burners + Flue Gas Recirculation + Water Injection + Overfire Air
DLNB + FR + LNB | Dry Low NOx Burners + Flue Gas Recirculation + Low NOx Burner Technology
DLNB + H2O | Dry Low NOx Burners + Water Injection
DLNB + H2O + LNB | Dry Low NOx Burners + Water Injection + Low NOx Burner Technology
DLNB + H2O + LNB + NH3 | Dry Low NOx Burners + Water Injection + Low NOx Burner Technology + Ammonia Injection
DLNB + H2O + LNB + NH3 + STM | Dry Low NOx Burners + Water Injection + Low NOx Burner Technology + Ammonia Injection + Steam Injection
DLNB + H2O + NH3 | Dry Low NOx Burners + Water Injection + Ammonia Injection
DLNB + H2O + STM | Dry Low NOx Burners + Water Injection + Steam Injection
DLNB + LNB + NH3 | Dry Low NOx Burners + Low NOx Burner Technology + Ammonia Injection
DLNB + LNB + NH3 + STM | Dry Low NOx Burners + Low NOx Burner Technology + Ammonia Injection + Steam Injection
DLNB + NH3 | Dry Low NOx Burners + Ammonia Injection
DLNB + NH3 + STM | Dry Low NOx Burners + Ammonia Injection + Steam Injection
DLNB + STM | Dry Low NOx Burners + Steam Injection
FR | Flue Gas Recirculation
FR + FU | Flue Gas Recirculation + Fuel Reburning
FR + H2O + LNB | Flue Gas Recirculation + Water Injection + Low NOx Burner Technology
FR + H2O + OFA | Flue Gas Recirculation + Water Injection + Overfire Air
FR + LA | Flue Gas Recirculation + Low excess air
FR + LA + LNB | Flue Gas Recirculation + Low excess air + Low NOx Burner Technology
FR + LA + NH3 | Flue Gas Recirculation + Low excess air + Ammonia Injection
FR + LA + OFA | Flue Gas Recirculation + Low excess air + Overfire Air
FR + LNB | Flue Gas Recirculation + Low NOx Burner Technology
FR + LNB + LNBO + OFA | Flue Gas Recirculation + Low NOx Burner Technology + Low NOx Burner Technology w/ Overfire Air + Overfire Air
FR + LNB + OFA | Flue Gas Recirculation + Low NOx Burner Technology + Overfire Air
FR + LNBO + OFA | Flue Gas Recirculation + Low NOx Burner Technology w/ Overfire Air + Overfire Air
FR + NH3 | Flue Gas Recirculation + Ammonia Injection
FR + NH3 + OFA | Flue Gas Recirculation + Ammonia Injection + Overfire Air
FR + OFA | Flue Gas Recirculation + Overfire Air
FR + OFA + MR | Flue Gas Recirculation + Overfire Air + Combustion Modification/Fuel Reburning
FR + SC | Flue Gas Recirculation + Slagging
FU + LA | Fuel Reburning + Low excess air
FU + LNB + OFA | Fuel Reburning + Low NOx Burner Technology + Overfire Air
H2O | Water Injection
H2O + LNB | Water Injection + Low NOx Burner Technology
H2O + LNB + NH3 | Water Injection + Low NOx Burner Technology + Ammonia Injection
H2O + LNB + STM | Water Injection + Low NOx Burner Technology + Steam Injection
H2O + NH3 | Water Injection + Ammonia Injection
H2O + NH3 + AA | Water Injection + Ammonia Injection + Advanced Overfire Air
H2O + OFA | Water Injection + Overfire Air
H2O + STM | Water Injection + Steam Injection
LA | Low excess air
LA + LNB | Low excess air + Low NOx Burner Technology
LA + LNB + NH3 + OFA | Low excess air + Low NOx Burner Technology + Ammonia Injection + Overfire Air
LA + LNB + OFA | Low excess air + Low NOx Burner Technology + Overfire Air
LA + NH3 | Low excess air + Ammonia Injection
LA + NH3 + STM | Low excess air + Ammonia Injection + Steam Injection
LA + OFA | Low excess air + Overfire Air
LNB | Low NOx Burner Technology
LNB + BOOS + OFA | Low NOx Burner Technology + Burners-Out-Of-Service + Overfire Air
LNB + LNBO | Low NOx Burner Technology + Low NOx Burner Technology w/ Overfire Air
LNB + LNBO + OFA | Low NOx Burner Technology + Low NOx Burner Technology w/ Overfire Air + Overfire Air
LNB + LNCB | Low NOx Burner Technology + Low NOx Cell Burner
LNB + LNCB + OFA | Low NOx Burner Technology + Low NOx Cell Burner + Overfire Air
LNB + NH3 | Low NOx Burner Technology + Ammonia Injection
LNB + NH3 + OFA | Low NOx Burner Technology + Ammonia Injection + Overfire Air
LNB + OFA | Low NOx Burner Technology + Overfire Air
LNB + OFA + NH3 + other | Low NOx Burner Technology + Overfire Air + Ammonia Injection + other
LNB + OFA + STC | Low NOx Burner Technology + Overfire Air + Staged Combustion
LNB + STM | Low NOx Burner Technology + Steam Injection
LNBO | Low NOx Burner Technology w/ Overfire Air
LNBO + NH3 | Low NOx Burner Technology w/ Overfire Air + Ammonia Injection
LNBO + OFA | Low NOx Burner Technology w/ Overfire Air + Overfire Air
LNC1 | Low NOx Burner Technology w/ Closed-coupled OFA
LNC2 | Low NOx Burner Technology w/ Separated OFA
LNC2 + CM | Low NOx Burner Technology w/ Separated OFA + Combustion Modification
LNC2 + H2O | Low NOx Burner Technology w/ Separated OFA + Water Injection
LNC2 + LNC1 | Low NOx Burner Technology w/ Separated OFA + Low NOx Burner Technology w/ Closed-coupled OFA
LNC2 + NH3 | Low NOx Burner Technology w/ Separated OFA + Ammonia Injection
LNC2 + NH3 + OFA | Low NOx Burner Technology w/ Separated OFA + Ammonia Injection + Overfire Air
LNC2 + OFA | Low NOx Burner Technology w/ Separated OFA + Overfire Air
LNC2 + other | Low NOx Burner Technology w/ Separated OFA + other
LNC3 | Low NOx Burner Technology w/ Closed-coupled/Separated OFA
LNC3 + NH3 | Low NOx Burner Technology w/ Closed-coupled/Separated OFA + Ammonia Injection
LNC3 + OFA | Low NOx Burner Technology w/ Closed-coupled/Separated OFA + Overfire Air
LNC3 + other | Low NOx Burner Technology w/ Closed-coupled/Separated OFA + other
LNCB | Low NOx Cell Burner
LNCB + OFA | Low NOx Cell Burner + Overfire Air
NDI | Nitrogen Diluent Injection
NH3 | Ammonia Injection
NH3 + OFA | Ammonia Injection + Overfire Air
NH3 + STM | Ammonia Injection + Steam Injection
OFA | Overfire Air
OFA + LNC1 | Overfire Air + Low NOx Burner Technology w/ Closed-coupled OFA
OFA + LNC2 | Overfire Air + Low NOx Burner Technology w/ Separated OFA
other | Other
ROFA | Rotating Opposed Fired Air
STC | Staged Combustion
STM | Steam Injection