{"text_format":"1","workbook":"xlsx","n_sheets":10,"sheets":["READ ME","Run Log","Map","Whisker","All Run Comparison","Emissions GWh Btu MW","Cost & Prices","RPE Files","Named Ranges","Lookup tables"],"not_rendered":{"charts":17,"images":0,"macros":1,"external_links":0,"defined_names":83,"comments":5,"pivot_tables":0},"unopened":[],"bounds":{"document_bytes":16777216,"sheet_cells":100000,"rows_first":2000,"rows_last":500,"rows_between":2000,"halvings":0,"cell_chars":16384,"cell_head_chars":4096},"cells_cut":0,"cells_raw":0,"read":"whole","date_system":"1900"}

{"sheet":"READ ME","index":0,"n_rows":233,"n_cols":12,"rows_kept":233,"cut":false,"hidden":false,"merged":[[223,4,231,17],[232,3,233,17],[134,4,136,17],[138,4,140,17],[142,4,145,17],[168,3,185,17],[187,4,201,17],[205,3,221,17],[126,4,127,17],[129,4,132,17],[159,4,160,17],[161,4,162,17],[147,4,150,17],[152,4,155,17],[157,4,157,17],[115,4,120,17],[122,4,124,17],[80,3,82,17],[52,3,53,17],[55,3,57,17],[59,3,61,17],[111,4,113,17],[95,7,95,10],[96,7,96,10],[84,4,88,17],[90,5,90,6],[91,5,91,6],[92,5,92,6],[90,7,90,10],[91,7,91,10],[92,7,92,10],[37,3,42,17],[46,3,47,17],[49,3,50,17],[68,3,78,17],[16,3,35,17],[63,3,64,17],[90,11,90,15],[91,11,91,15],[92,11,92,15],[93,11,93,15],[94,11,94,15],[107,4,109,17],[93,5,93,6],[94,5,94,6],[95,5,95,6],[96,5,96,6],[95,11,95,15],[96,11,96,15],[97,5,98,15],[101,4,102,17],[104,4,105,17],[93,7,93,10],[94,7,94,10]]}
[]
[null,"Table of Contents (click to jump to section)"]
[null,null,"IPM Results Viewer Overview"]
[null,null,null,"Overview"]
[null,null,null,"Beta-Test Disclaimer"]
[null,null,"Data Views / Worksheets"]
[null,null,"Navigation and Controls"]
[null,null,null,"Workbook Navigation / Exporting Data:"]
[null,null,null,"Dropdown Controls"]
[null,null,"Historical Data"]
[null,null,"RPE File Deep Dive"]
[]
[]
[]
[]
[null,null,"IPM Results Viewer Overview"]
[null,null,null,"Overview: The IPM Results Viewer is designed to allow a user to easily explore IPM case results via data visualizations. The viewer is pre-populated with data from the RPE files of IPM cases. This data includes details of IPM model plants, including the capacity, generation, heat input, emissions, pollution controls, retrofits, retirements, and new builds. The viewer does not currently contain cost data, including fuel prices, unit O&M costs, and system costs. This data may be found in the standard IPM output files.\n\nThe data can be viewed on a state map, a state whisker chart, or line, column, and pie charts detailing outputs for specific states or the CONUS. Drop down boxes (highlighted in green or blue) allow users to filter data based on multiple characteristics, including plant and fuel types, presence or lack of pollution controls, retrofits, and if the unit is a fossil unit > 25 MW (a frequent proxy for units covered by various power sector regulations). \n\nAdditionally, the actual data for an individual case can be viewed, or data can be displayed as a comparison (absolute or percent change) to other IPM cases or run years. Users also have advanced options to display emission rates or create fractions from the data (e.g., the fraction of generation that comes from coal steam units).\n\nTo enable the Results Viewer to operate faster, the file will not attempt to update automatically while the user is changing field settings.  Instead, the user must click the “Update” button after changing drop-down selections to update calculates and graphs. \n\nFinally, to add context to IPM projections, historical data is included; however, the user should take caution that some of the historical data may not be on a fully apples-to-apples basis with IPM projections based on accounting differences in EGU representation between reported data sets and IPM modeling projections. \n\nSimilarly,  models like IPM often include a final model run year  that is not included in the analysis of results. This technique reduces the likelihood that modeling results in the last represented year will be skewed due to the modeling artifact of having to specify an end point in the planning horizon, whereas, in reality, economic decision-making will continue to take information into account from years beyond the model’s time horizon. This should be considered when assessing model projections from the last output year"]
[]
[]
[]
[]
[]
[]
[]
[]
[]
[]
[]
[]
[]
[]
[]
[]
[]
[]
[]
[]
[null,null,null,"Beta-Test Disclaimer: This IPM Results Viewer is in a beta-testing state. It may have bugs or features that may need clarification or changes. If you find any errors or have any comments or questions, please send them to Jeremy Mark (mark.jeremy@epa.gov). \n\nIt should be noted that the historic data currently included in this viewer is rough and incomplete. See the note on historic data below for details about how it was derived and its limitations. "]
[]
[]
[]
[]
[]
[]
[]
[null,null,"Data Views / Worksheets"]
[null,null,null,"Run Log: This worksheet contains information describing the details of each IPM case loaded into this version of the IPM Results Viewer."]
[]
[]
[null,null,null,"Map: This worksheet contains a map that will display state-level outputs and color-code the states based on the data. Users can use the drop-down controls on the left (see Drop-Down Controls section for more details) to filter and change what data is displayed. "]
[]
[]
[null,null,null,"Whisker: This worksheet contains a whisker chart that will display one or two state-level outputs. Users can use the drop-down controls on the left (see Drop-Down Controls section for more details) to filter and change what data is displayed. "]
[]
[]
[null,null,null,"Emissions GWh Btu MW: This worksheet contains a variety of line, bar, and pie charts to display emissions, generation, heat input, and capacity outputs either nationally or for a user-chosen state. Users can use the drop-down controls on the left (see Drop-Down Controls section for more details) to filter and change what data is displayed. "]
[]
[]
[]
[null,null,null,"All Run Comparison: This worksheet contains a line chart that will display a single variable either nationally or for a user-chosen state across all cases in this version of the IPM Results Viewer.  Users can use the drop-down controls on the left (see Drop-Down Controls section for more details) to filter and change what data is displayed."]
[]
[]
[]
[null,null,null,"RPE Files: This worksheet contains the data from the RPE files for the IPM cases included in the viewer. It also contains additional data on model plant characteristics. This is described further in the RPE Files Deep Dive section of this document."]
[]
[]
[]
[null,null,"Navigation and Controls"]
[null,null,null,"Workbook Navigation / Exporting Data: The user can navigate to different worksheets in the IPM Results Viewer by either clicking the green worksheet tabs or clicking the green navigation buttons on each worksheet. Note that the Profile worksheet has two navigation buttons to flip between charts for emissions and generation/heat input/capacity. \n\nSome charts do not automatically update after changing filters (this helps the workbook run faster). To update the charts, click the update button. To reset the filters, click the reset button. \n\nEach worksheet has a button that allows users to export the data for a graph they have created, along with a screenshot of the graph. After clicking the button, the user will be asked to create a unique name for the worksheet that the data will be reported to and if they want the screenshot to include a picture of the control settings they had selected. Users can then use this exported, static data and photos for graphs or future reference/discussion.\n"]
[]
[]
[]
[]
[]
[]
[]
[]
[]
[]
[]
[null,null,null,"Dropdown Controls: On each worksheet, there are drop down controls (cells highlighted light green or light blue) that allow the user to choose what data is displayed and filter that data based on several different criteria. Below is a description of these various controls. Filters that are greyed out are either not active due to other selections the user has made or are inactive in this Beta-Test version.  "]
[]
[]
[]
[null,null,null,null,"Primary vs Comparison Data: The set of data filters on all the worksheets, except the profile worksheet, are labeled either “Primary” or “Comparison.” Understanding which measures, cases, years, and dimensions to select for the primary and comparison case data is key to display the data you want to view. The function of the Primary and Comparison selections differs based on the display value type and is summarized in the chart below. You can also hover the cursor over the display value type on the worksheet to see a pop-up comment that contains this information.  "]
[]
[]
[]
[]
[null,null,null,null,"Table for choosing the right measure, runs, years, and dimensions for each display value type"]
[null,null,null,null,null,"Display Value Type",null,"Primary Run/Dimensions",null,null,null,"Comparison Run/Dimensions"]
[null,null,null,null,null,"Actual",null,"Data you want to view",null,null,null,"N/A"]
[null,null,null,null,null,"Absolute Change",null,"How the [Primary Run/Year/Dimensions]",null,null,null,"Changes from the [Comparison Run/Year/Dimensions]"]
[null,null,null,null,null,"Percent Change",null,"How the [Primary Run/Year/Dimensions]",null,null,null,"Changes from the [Comparison Run/Year/Dimensions]"]
[null,null,null,null,null,"Fraction",null,"Numerator",null,null,null,"Denominator"]
[null,null,null,null,null,"Emissions Rate*",null,"Emissions",null,null,null,"Generation or Heat Input"]
[null,null,null,null,null,"Capacity Factor*",null,"Generation",null,null,null,"Capacity"]
[null,null,null,null,null,"*Run, Year, Dimensions, and season of the metric should be (Annual or Summer) should match between the Primary and Comparison selections"]
[]
[]
[]
[null,null,null,null,"Run: This dropdown allows the user to choose the case from which the data will be displayed. A Description of the cases appears on the “Run Log” worksheet. Users can also choose to view Historical data."]
[]
[]
[null,null,null,null,"Year: This dropdown allows the user to choose the year from which the data will be displayed. The dropdown options will change between the list of IPM cases years and historical years, depending on what case is selected.  "]
[]
[]
[null,null,null,null,"Region: On some worksheets, the user can select the region of interest for the data. Currently, the user can choose to see data either aggregated for the contiguous United States (CONUS) or for a specific state. If the user selects “state”, a second dropdown becomes available allowing the user to pick the state of interest."]
[]
[]
[]
[null,null,null,null,"Fuel Type: This dropdown allows the user to choose the year from which the data will be displayed. The dropdown options will change between the list of IPM run years and historical years, depending on what case is selected. Note that at the end of the list is an option “*Unit Did Not Operate” which can be used to filter for non-retired units that did not operate. "]
[]
[]
[]
[null,null,null,null,"Fossil >25 MW: This dropdown allows the user to choose to view either data for all units or just for units that are BOTH fossil-fired AND > 25 MW. Fossil-fired units > 25 MW are typically covered by EPA emission rules (like the CSAPR Update) and typically (but there are exceptions) report emissions to CAMD.  \n\nThis is a helpful filter when wanting to compare to historical data, as the current historical data for fossil-fired units is taken from CAMD data. See the section on historical data below for more information on how the historical data set was created and important data caveats."]
[]
[]
[]
[]
[]
[]
[null,null,null,null,"Existing/New/Retired: This dropdown allows the user to choose whether to view data for Existing and New (model built) units (the combination of which reflects the entire active fleet in the model), data for either Existing Units or New Units, or Retired Units (the latter being helpful to look at retired capacity). "]
[]
[]
[]
[null,null,null,null,"Plant Type: This dropdown allows the user to filter data based on the plant types in IPM. This is like the Plant Categories filter, which groups some plant types together. Users only need to use one filter or the other. These filters will likely be merged in future versions of this viewer."]
[]
[]
[null,null,null,null,"Plant Category: This dropdown allows the user to filter data based on the plant categories. While some of these categories have a 1-to-1 correspondence with plant types, others are a combination of plant types. This includes plant types Coal Steam and IGCC being combined in to a “Coal” category and all renewables (solar, wind, geothermal, biomass, and hydro) being grouped together. This filter and the Plant Type filter will likely be merged, with additional plant categories added, in future versions of this viewer.  "]
[]
[]
[]
[]
[null,null,null,null,"Plant Controls: This dropdown allows the user to filter data based on the types of post-combustion controls a unit has or does not have, as well as heat rate improvement (HRI) retrofits. “Any NOx control” includes either SCR or SNCR and “Any SO2 Control” includes either FGD or DSI; “No NOX Control” and “No SO2 Control” indicates the lack of either SCR/SNCR or FGD/DSI.  "]
[]
[]
[]
[null,null,null,null,"Existing or New Controls: This dropdown allows the user to filter data based on if they have Existing or New post-combustion controls (notes that all HRI retrofits are considered new controls for the use of this filter). This filter only works when a specific post-combustion control is chosen for the “Plant Controls” filter (this excludes “Any NOx Control” and “Any SO2 Control)."]
[]
[]
[]
[null,null,null,null,"Comparison Type: Some graphs on the Profile worksheet have a dropdown option that allows the user to select the “comparison type.” This functions like the Display Value Type, but the only options are “Actual” or “Absolute Change.” If “Absolute Change” is selected, the user will then be able to use a further series of dropdowns to describe what case (or historic data) should the comparison be made to and if the comparison run year should be fixed or variable.  "]
[]
[]
[]
[]
[null,null,null,null,"Fixed or Parallel (Comparison): Some graphs have a dropdown option that allow the user to choose a fixed or parallel run year for a comparison. A parallel run year means that like run years will be compared among cases (i.e. 2021 vs 2021, 2030 vs 2030, etc.). Changes from historic data will not be shown if a parallel comparison is selected. Alternatively, selecting a fixed year for comparison means all data will be displayed as a change from the specific run year (for the specific case) or historic year selected.  "]
[]
[]
[]
[]
[null,null,null,null,"Aggregation:  For the column and pie charts displaying Generation, Heat Input, and Capacity on the Profile worksheet, the user can select how the data should be aggregated. “Detailed” is the most granular view, showing all unit types in IPM. “Grouped” aggregates the detailed unit types into broader categories. Finally, “Highlight Single” allows the user to show a data single plant type or plant category and aggregates all other data into a single group. "]
[]
[]
[]
[]
[null,null,null,null,"Show/Hide: On the “All Run Comparison” worksheet, users can use the drop-down boxes to either show or hide a series on the graph."]
[]
[null,null,null,null,"Color: On the “All Run Comparison” worksheet, users can change the fill color of the cells to change the line colors in the graph."]
[]
[null,null,null,null,"Sort By: On the “Whisker” worksheet, users can change the order the states are displayed on the whisker chart so they are sorted either alphabetically or in ascending or descending order. "]
[]
[]
[]
[]
[]
[null,null,"Historical Data"]
[null,null,null,"Historical Data: The historical data in this beta version of the IPM Results Viewer is incomplete, but 1) may be helpful in many cases; 2) demonstrates the Results Viewer capability for displaying historic data; and 3) will be updated and refined in future versions. \n\nThe data historical data in the Results Viewer includes NOx, SO2, and CO2 emissions, net summer capacity, heat input, and generation (gross generation for fossil units and net generation for non-fossil units). \n\nData for fossil units is derived from CAMD Data. As such, it only includes units that report to this system, meaning that it tends to exclude fossil units less than 25 MW and some larger fossil units in Western states (particularly in California) that do not report CAMD data (as they are not covered by relevant EPA regulations requiring such reporting). Additionally, CAMD data is reported as gross generation, while IPM projects net generation levels; as a result, all comparisons including projected and historical generation will not be on an apples-to-apples basis due to this difference in gross (historical) versus net (projected) generation data. \n\nThe historical data provided in the viewer for non-fossil units that do not report to CAMD (i.e. nuclear, hydro, wind, solar, geothermal, and other non-fossil technologies) were derived from EIA form 923. \n\nFinally, as it is a frequent point of reference, CO2 emissions for 2005 are included at the state level, but no other emission, generation, or heat input data is available for that year."]
[]
[]
[]
[]
[]
[]
[]
[]
[]
[]
[]
[]
[]
[]
[]
[]
[]
[null,null,null,"    Data Caveats:"]
[null,null,null,null,"1) No data is included for fossil-fired units that do not report to CAMD (i.e. fossil units < 25 MW and some fossil units > 25 MW units, primarily in California and other western states, that do not report to CAMD. Therefore, in comparing emissions or results for fossil units, it is recommended the user filter the results to only show fossil > 25 MW. Otherwise, the user should remember this data is not an apples-to-apples comparison when comparing IPM results and historical data\n\n2) Historical generation data is a mix of gross generation (for fossil units) and net generation (for non-fossil units). IPM results are net generation.\n\n3) As several large fossil units in California do not report CAMD data, the historical data (emissions, generation, and heat input) shown for California is significantly lower than it was. Therefore, users should be cognizant of this when interpreting historical data for California. When considering national-level data, the impact of this issue is much less noticeable. \n\n4) For 2017 Historical Data, only emissions reported to CAMD are included. Generation and heat input are not included because non-fossil data for 2017 is not yet available.  \n"]
[]
[]
[]
[]
[]
[]
[]
[]
[]
[]
[]
[]
[]
[]
[]
[]
[null,null,"RPE File Deep Dive:"]
[null,null,null,"RPE Files Deep Dive: The data that underlies this IPM Results Viewer comes from the RPE file, one of the output files of IPM. It contains data about the model plant characteristics and how they were projected to operate (heat input, generation, emissions, and retrofit/retirement/build decisions) in all run years of the model. The model plants, as described in the IPM documentation, are developed by aggregating similar units (by state, IPM region, unit type, fuel type, and controls). These model plants can be identified by their “UnitID” (a field in the RPE file). This UnitID refers specifically to model plants and does not relate to ORIS or CAMD IDs. \n\nTo reduce the size of this IPM Results Viewer, this data is aggregated such that units in the same state and IPM region, with the same unit type (including controls) and fuel type are merged. The UnitIDs of the model plants that are aggregated in each row entry on the “RPE Files” worksheet are preserved in the “UnitID” column (column E). This field will have one or more UnitIDs, which can be used to trace model plants back to the RPE files (for instance, if one wanted to see how specific units operated instead of the aggregated unit). [note: historical data does not have entries in the UnitID column, as this parameter only applies to IPM model plants for which the model projects (future) run-year results]\n\nUsers who want to understand what model plants are contributing to specific results can go to the “RPE Files” worksheet and filter the data to identify specific model plants (or aggregations of model plants) that underlie the results. The “RPE Files” worksheet includes data from the RPE files, along with additional data to describe units (for example, “plant category”) and formulas that determine if the data should or should not be included based on filters the user has selected on other worksheets. \n\n"]
[]
[]
[]
[]
[]
[]
[]
[]
[]
[]
[]
[]
[]
[]
[]
[]
[null,null,null," For IPM Run data (i.e. not the historical data):"]
[null,null,null,null,"- Columns B-Y and AA come from the RPE files. \n- Columns A (case name), Z (unique capacity), AB-AF (if a unit is fossil, > 25 MW, Existing or New, plant type, and plant category) are data fields added to provide further description of each row, often by breaking out data contained in the original RPE file “Plant Type” field. The “Unique Capacity” field is added because the RPE file will list capacity for the same model plant multiple time if the model plant consumes two or more types of fuel. To address this, the capacity is only included the first time the model plant appears in the RPE file for each run year. \n- Columns AG-AQ indicate if various post-combustion controls are present on the model plant, based on the original RPE file “Plant Type” field. \n- Columns AR-AZ calculate if the control configuration for the model plant matches that selected by the user on the various worksheets (historical data does not include information about controls. Therefore, it will be excluded if the control filters are activated by the user). \n"]
[]
[]
[]
[]
[]
[]
[]
[]
[null,null,null,"For All Data: Columns BB-BH calculate if the model plant or historical data matches all the criteria selected by the user on the various worksheets. These values are then referenced by formulas on the various output worksheets to check if the data for the data row should be included."]

{"sheet":"Run Log","index":1,"n_rows":7,"n_cols":4,"rows_kept":7,"cut":false,"hidden":false,"merged":[[7,2,7,3]]}
[]
["(runs highlighted in Green are included in this workbook)"]
[null,null,"Data Viewer Name","Run Describption"]
[]
[null,null,"May 2019 Ref Case (not included in this workbook)","IPM v6 May 2019 Reference Case. See weblink below for documentation"]
[null,null,"Nov 2019 Ref Case","i)\tMay 2019 Ref Case with battery storage, solar PV, solar CSP and onshore wind technology cost assumptions from NREL ATB 2019 mid case. The offshore wind technology cost assumptions from NREL ATB 2019 mid case are approximately modeled by scaling the capital costs and FOM inMay 2019 Ref Case . The capacity credit assumptions for solar and wind technologies were also updated.\nii)\tImplemented the following mandates.\na.\tOffshore wind requirements in MD. NJ, CT,  MA and NY.\nb.\tClean energy standards in CA, NM, NV, NY and WA, \nc.\tRPS updates in CA, DC, MD, ME, NM, NV, NY, OH and WA.\niii)\tImplemented ACE rule and 45Q.\niv)\tImplemented NEEDS updates from “NEEDS Quarterly Update for September 2019”."]
[null,null,"Jan 2020 Ref Case","i)\tNov 2019 Ref Case  with corrections to transmission in California\nii) Updated to the Jan 2020 NEEDS\niii) A few more changes to units in UT, KY, NW, and NY based on comments"]

{"sheet":"Map","index":2,"n_rows":87,"n_cols":62,"rows_kept":87,"cut":false,"hidden":false,"merged":[[0,11,0,26],[71,57,71,58],[72,57,72,58],[23,59,23,60],[24,59,24,60],[25,59,25,60],[22,59,22,60],[18,59,18,60],[19,59,19,60],[20,59,20,60],[21,59,21,60],[43,48,44,59],[50,36,51,37],[73,57,73,58],[74,57,74,58],[0,29,0,32],[1,50,2,59],[17,59,17,60],[80,57,80,58],[75,57,75,58],[76,57,76,58],[77,57,77,58],[78,57,78,58],[79,57,79,58]]}
[null,"PRIMARY DIMENSIONS",null,"MEASURES",null,"DISPLAY VALUE TYPE",null,"COMPARISON DIMENSIONS",null,"COMPARISON MEASURES",null,"Categories and Sub-Categories",null,null,null,null,null,null,null,null,null,null,null,null,null,null,null,null,null,"Display Value Formats",null,null,null,null,null,null,null,null,null,null,null,null,{"$f":"IF(AO1=0,\"\",IF($AL$18=\"Actual\",0,SUMIFS(CHOOSE(VLOOKUP($AL$33,'Lookup tables'!$AK$5:$AM$15,3,0), RPE_FuelConsumptionSummerTBtu, RPE_FuelConsumptionTotalTBtu, RPE_GenerationSummerGWh, RPE_GenerationTotalGWh, RPE_CO2EmissionsSummerThousandTons, RPE_CO2EmissionsTotalThousandTons, RPE_NOXEmissionsSummerThousandTons, RPE_NOXEmissionsTotalThousandTons, RPE_SO2EmissionsSummerThousandTons, RPE_SO2EmissionsTotalThousandTons, RPE_DispatchableCapacityMW), MeetComparisonCriteria,\"=1\",IF($AL$6=\"IPM Region\",RPE_IPMRegionGroupAcronym,RPE_State),\"=\"&IF($AL$6=\"National\",\"*\",$AO1))))","v":""},969659.09181491588]
[null,"Fuel Type",null,"Fuel Consumption Summer TBtu",null,"Actual",null,"Fuel Type",null,"Fuel Consumption Summer TBtu",null,"Historic Years","Year","Region of Interest","IPM Region","State","State2","IPM Run","Fuel Type","Fossil >25 MW","Existing, New, Retired","Plant Type","Plant Category","Plant Controls",null,null,null,null,null,"Fuel Consumption Winter TBtu","Decimal",null,null,null,null,null,null,"Jan 2020 Ref Case",null,null,null,null,null,null,{"$f":"IF($AL$18=\"Percent Change\",\"Percent\",IF(OR($AL$18=\"Fraction\",$AL$18=\"Emissions Rate\"),\"Decimal\",\"Round\"))","v":"Round"},null,null,null,null,null,{"$f":"IF($AK$51<>\"\",$AK$51,IF($AL$18=\"Actual\",VLOOKUP(AL16,$V$38:$W$49,2,0),\nIF($AL$18=\"Absolute Change\",IF(VLOOKUP(AL16,$V$38:$W$49,2,0)=VLOOKUP(AL33,$V$38:$W$49,2,0),\"Change in \"&VLOOKUP(AL16,$V$38:$W$49,2,0),\"Unit of Measure Mismatch\"),\nIF($AL$18=\"Percent Change\",IF(AL16=AL33,\"Percent Change of \"&VLOOKUP(AL16,$V$38:$W$49,2,0),\"Unit of Measure Mismatch\"),\nIF($AL$18=\"Emissions Rate\",IF(AND(NOT(ISERROR(SEARCH(\"tons\",$AL$16))),OR(NOT(ISERROR(SEARCH(\"GWh\",$AL$33))),NOT(ISERROR(SEARCH(\"TBtu\",$AL$33))))),IF(ISERROR(SEARCH(\"Summer\",$AL$16))<>ISERROR(SEARCH(\"Summer\",$AL$33)),\"Unit of Measure Mismatch\",\"lbs \"&LEFT($AL$16,3)&\"/\"&IF(RIGHT($AL$33,4)=\"TBtu\",\"mmBtu\",\"kWh\")),\"Unit of Measure Mismatch\"),\nIF($AL$18=\"Fraction\",IF(AL16=AL33,\"Dimensionless Fraction or Ratio\",VLOOKUP(AL16,$V$38:$W$49,2,0)&\" / \"&VLOOKUP(AL33,$V$38:$W$49,2,0)),\nIF(AND($AL$18=\"Capacity Factor\",NOT(ISERROR(SEARCH(\"Generation\",$AL$16))),NOT(ISERROR(SEARCH(\"Capacity\",$AL$33)))),\"Capacity Factor\",\"ERROR\")))))))","v":"Thousand (short) tons NOx"}]
[null,"Fossil >25 MW",null,"Fuel Consumption Total TBtu",null,"Absolute Change",null,"Fossil >25 MW",null,"Fuel Consumption Total TBtu",null,2011,2021,"National","ERC_FRNT","AL","National","Historic","All Units","All Units","Existing and New","All Units","All Units","All Units",null,null,null,null,null,"Fuel Consumption Summer TBtu","Decimal",null,null,null,null,null,null,null,null,null,null,"Primary Value","Comparison Value","Display Value","Display Value Format","Display Color"]
[null,"Existing or New Unit",null,"Generation Summer GWh",null,"Percent Change",null,"Existing or New Unit",null,"Generation Summer GWh",null,2012,2023,"State","ERC_GWAY","AR","AL","Nov 2019 Ref Case","Biomass","Only Fossil > 25 MW","Existing","Biomass","Coal","Both NOx and SO2 Post Combustion Controls",null,null,null,null,null,"Fuel Consumption Total TBtu","Decimal",null,null,null,null,null,"PRIMARY YEAR",2021,null,null,"National",{"$f":"SUM(AP5:AP68)","v":358.34292373911615},{"$f":"SUM(AQ5:AQ68)","v":0},{"$f":"IFERROR(IF($AL$18=\"Actual\",AP4,IF($AL$18=\"Absolute Change\",AP4-AQ4,IF($AL$18=\"Percent Change\",(AP4-AQ4)/AQ4,IF($AL$18=\"Emissions Rate\",(AP4*2/AQ4),IF($AL$18=\"Capacity Factor\",AP4*1000/(AQ4*IF(NOT(ISERROR(SEARCH(\"Summer\",$AL$16))),3672,8760)),AP4/AQ4))))),\"\")","v":358.34292373911615},{"$f":"IF(AR4=\"\",\"\",IF($AS$2=\"Percent\",TEXT(AR4,\"##0%\"),IF($AS$2=\"Decimal\",TEXT(AR4,\"0.00\"),IF(ABS(AR4)>=100,TEXT(AR4,\"###,###\"),IF(ABS(AR4)>=10,TEXT(AR4,\"##0.0\"),IF(ABS(AR4)>=1,TEXT(AR4,\"#0.00\"),TEXT(AR4,\"#0.000\")))))))","v":"358"}]
[null,"Plant Type",null,"Generation Total GWh",null,"Fraction",null,"Plant Type",null,"Generation Total GWh",null,2013,2025,"IPM Region","ERC_REST","AZ","AR","Jan 2020 Ref Case","Coal",null,"New","Coal Steam","Combined Cycle","Any NOx Post Combustion",null,null,null,null,null,"Generation Winter GWh","Decimal",null,null,null,null,null,null,null,null,null,{"$f":"IF($AL$6=\"state\",P3,O3)","v":"AL"},{"$f":"IF(AO5=0,\"\",SUMIFS(CHOOSE(VLOOKUP($AL$16,'Lookup tables'!$AK$5:$AM$15,3,0), RPE_FuelConsumptionSummerTBtu, RPE_FuelConsumptionTotalTBtu, RPE_GenerationSummerGWh, RPE_GenerationTotalGWh, RPE_CO2EmissionsSummerThousandTons, RPE_CO2EmissionsTotalThousandTons, RPE_NOXEmissionsSummerThousandTons, RPE_NOXEmissionsTotalThousandTons, RPE_SO2EmissionsSummerThousandTons, RPE_SO2EmissionsTotalThousandTons, RPE_DispatchableCapacityMW), MeetPrimaryCriteria,\"=1\",IF($AL$6=\"IPM Region\",RPE_IPMRegionGroupAcronym,RPE_State),\"=\"&IF($AL$6=\"National\",\"*\",$AO5)))","v":5.9011501510191735},{"$f":"IF(AO5=0,\"\",IF($AL$18=\"Actual\",0,SUMIFS(CHOOSE(VLOOKUP($AL$33,'Lookup tables'!$AK$5:$AM$15,3,0), RPE_FuelConsumptionSummerTBtu, RPE_FuelConsumptionTotalTBtu, RPE_GenerationSummerGWh, RPE_GenerationTotalGWh, RPE_CO2EmissionsSummerThousandTons, RPE_CO2EmissionsTotalThousandTons, RPE_NOXEmissionsSummerThousandTons, RPE_NOXEmissionsTotalThousandTons, RPE_SO2EmissionsSummerThousandTons, RPE_SO2EmissionsTotalThousandTons, RPE_DispatchableCapacityMW), MeetComparisonCriteria,\"=1\",IF($AL$6=\"IPM Region\",RPE_IPMRegionGroupAcronym,RPE_State),\"=\"&IF($AL$6=\"National\",\"*\",$AO5))))","v":0},{"$f":"IFERROR(IF($AL$18=\"Actual\",AP5,IF($AL$18=\"Absolute Change\",AP5-AQ5,IF($AL$18=\"Percent Change\",(AP5-AQ5)/AQ5,IF($AL$18=\"Emissions Rate\",(AP5*2/AQ5),IF($AL$18=\"Capacity Factor\",AP5*1000/(AQ5*IF(NOT(ISERROR(SEARCH(\"Summer\",$AL$16))),3672,8760)),AP5/AQ5))))),\"\")","v":5.9011501510191735},{"$f":"IF(AR5=\"\",\"\",IF($AS$2=\"Percent\",TEXT(AR5,\"##0%\"),IF($AS$2=\"Decimal\",TEXT(AR5,\"0.00\"),IF(ABS(AR5)>=100,TEXT(AR5,\"###,###\"),IF(ABS(AR5)>=10,TEXT(AR5,\"##0.0\"),IF(ABS(AR5)>=1,TEXT(AR5,\"#0.00\"),TEXT(AR5,\"#0.000\")))))))","v":"5.90"},{"$f":"IF(OR(AR5=\"\",0),16777215,IF(AR5<$BF$74,$BH$73,IF(AR5<$BF$75,$BH$74,IF(AR5<$BF$76,$BH$75,IF(AR5<$BF$77,BH$76,IF(AR5<$BF$78,$BH$78,IF(AR5<$BF$79,$BH$79,IF(AR5<$BF$80,$BH$80,$BH$81))))))))","v":11854022}]
[null,"Plant Category",null,"CO2 Emissions Summer Thousand Tons",null,"Emissions Rate",null,"Plant Category",null,"CO2 Emissions Summer Thousand Tons",null,2014,2030,null,"ERC_WEST","CA","AZ",null,"Fwaste",null,"Retired","Combined Cycle","Combustion Turbine","--SCR",null,null,null,null,null,"Generation Summer GWh","Decimal",null,null,null,null,null,"Regional Aggregation","State",{"$f":"IF(AL6=\"State\",\"RPE_State\",\"RPE_RegionGroupAcronym\")","v":"RPE_State"},null,"AR",{"$f":"IF(AO6=0,\"\",SUMIFS(CHOOSE(VLOOKUP($AL$16,'Lookup tables'!$AK$5:$AM$15,3,0), RPE_FuelConsumptionSummerTBtu, RPE_FuelConsumptionTotalTBtu, RPE_GenerationSummerGWh, RPE_GenerationTotalGWh, RPE_CO2EmissionsSummerThousandTons, RPE_CO2EmissionsTotalThousandTons, RPE_NOXEmissionsSummerThousandTons, RPE_NOXEmissionsTotalThousandTons, RPE_SO2EmissionsSummerThousandTons, RPE_SO2EmissionsTotalThousandTons, RPE_DispatchableCapacityMW), MeetPrimaryCriteria,\"=1\",IF($AL$6=\"IPM Region\",RPE_IPMRegionGroupAcronym,RPE_State),\"=\"&IF($AL$6=\"National\",\"*\",$AO6)))","v":7.8948131555193646},{"$f":"IF(AO6=0,\"\",IF($AL$18=\"Actual\",0,SUMIFS(CHOOSE(VLOOKUP($AL$33,'Lookup tables'!$AK$5:$AM$15,3,0), RPE_FuelConsumptionSummerTBtu, RPE_FuelConsumptionTotalTBtu, RPE_GenerationSummerGWh, RPE_GenerationTotalGWh, RPE_CO2EmissionsSummerThousandTons, RPE_CO2EmissionsTotalThousandTons, RPE_NOXEmissionsSummerThousandTons, RPE_NOXEmissionsTotalThousandTons, RPE_SO2EmissionsSummerThousandTons, RPE_SO2EmissionsTotalThousandTons, RPE_DispatchableCapacityMW), MeetComparisonCriteria,\"=1\",IF($AL$6=\"IPM Region\",RPE_IPMRegionGroupAcronym,RPE_State),\"=\"&IF($AL$6=\"National\",\"*\",$AO6))))","v":0},7.8948131555193646,{"$f":"IF(AR6=\"\",\"\",IF($AS$2=\"Percent\",TEXT(AR6,\"##0%\"),IF($AS$2=\"Decimal\",TEXT(AR6,\"0.00\"),IF(ABS(AR6)>=100,TEXT(AR6,\"###,###\"),IF(ABS(AR6)>=10,TEXT(AR6,\"##0.0\"),IF(ABS(AR6)>=1,TEXT(AR6,\"#0.00\"),TEXT(AR6,\"#0.000\")))))))","v":"7.89"},{"$f":"IF(OR(AR6=\"\",0),16777215,IF(AR6<$BF$74,$BH$73,IF(AR6<$BF$75,$BH$74,IF(AR6<$BF$76,$BH$75,IF(AR6<$BF$77,BH$76,IF(AR6<$BF$78,$BH$78,IF(AR6<$BF$79,$BH$79,IF(AR6<$BF$80,$BH$80,$BH$81))))))))","v":11854022}]
[null,"Plant Controls",null,"CO2 Emissions Total Thousand Tons",null,"Capacity Factor",null,"Plant Controls",null,"CO2 Emissions Total Thousand Tons",null,2015,2035,null,"FRCC","CO","CA",null,"Geothermal",null,null,"Combustion Turbine","Nuclear","--SNCR",null,null,null,null,null,"Generation Total GWh","Decimal",null,null,null,null,null,null,null,null,null,"AZ",{"$f":"IF(AO7=0,\"\",SUMIFS(CHOOSE(VLOOKUP($AL$16,'Lookup tables'!$AK$5:$AM$15,3,0), RPE_FuelConsumptionSummerTBtu, RPE_FuelConsumptionTotalTBtu, RPE_GenerationSummerGWh, RPE_GenerationTotalGWh, RPE_CO2EmissionsSummerThousandTons, RPE_CO2EmissionsTotalThousandTons, RPE_NOXEmissionsSummerThousandTons, RPE_NOXEmissionsTotalThousandTons, RPE_SO2EmissionsSummerThousandTons, RPE_SO2EmissionsTotalThousandTons, RPE_DispatchableCapacityMW), MeetPrimaryCriteria,\"=1\",IF($AL$6=\"IPM Region\",RPE_IPMRegionGroupAcronym,RPE_State),\"=\"&IF($AL$6=\"National\",\"*\",$AO7)))","v":5.5578194276211628},{"$f":"IF(AO7=0,\"\",IF($AL$18=\"Actual\",0,SUMIFS(CHOOSE(VLOOKUP($AL$33,'Lookup tables'!$AK$5:$AM$15,3,0), RPE_FuelConsumptionSummerTBtu, RPE_FuelConsumptionTotalTBtu, RPE_GenerationSummerGWh, RPE_GenerationTotalGWh, RPE_CO2EmissionsSummerThousandTons, RPE_CO2EmissionsTotalThousandTons, RPE_NOXEmissionsSummerThousandTons, RPE_NOXEmissionsTotalThousandTons, RPE_SO2EmissionsSummerThousandTons, RPE_SO2EmissionsTotalThousandTons, RPE_DispatchableCapacityMW), MeetComparisonCriteria,\"=1\",IF($AL$6=\"IPM Region\",RPE_IPMRegionGroupAcronym,RPE_State),\"=\"&IF($AL$6=\"National\",\"*\",$AO7))))","v":0},5.5578194276211628,"5.56",11854022]
[null,null,null,"NOX Emissions Summer Thousand Tons",null,null,null,null,null,"NOX Emissions Summer Thousand Tons",null,2016,2040,null,"MAP_WAUE","CT","CO",null,"Hydro",null,null,"Energy Storage","O/G Steam","Any SO2 Post Combustion",null,null,null,null,null,"CO2 Emissions Winter Thousand Tons","Decimal",null,null,null,null,null,"PRIMARY DIMENSIONS",null,null,null,"CA",{"$f":"IF(AO8=0,\"\",SUMIFS(CHOOSE(VLOOKUP($AL$16,'Lookup tables'!$AK$5:$AM$15,3,0), RPE_FuelConsumptionSummerTBtu, RPE_FuelConsumptionTotalTBtu, RPE_GenerationSummerGWh, RPE_GenerationTotalGWh, RPE_CO2EmissionsSummerThousandTons, RPE_CO2EmissionsTotalThousandTons, RPE_NOXEmissionsSummerThousandTons, RPE_NOXEmissionsTotalThousandTons, RPE_SO2EmissionsSummerThousandTons, RPE_SO2EmissionsTotalThousandTons, RPE_DispatchableCapacityMW), MeetPrimaryCriteria,\"=1\",IF($AL$6=\"IPM Region\",RPE_IPMRegionGroupAcronym,RPE_State),\"=\"&IF($AL$6=\"National\",\"*\",$AO8)))","v":2.552520405512289},{"$f":"IF(AO8=0,\"\",IF($AL$18=\"Actual\",0,SUMIFS(CHOOSE(VLOOKUP($AL$33,'Lookup tables'!$AK$5:$AM$15,3,0), RPE_FuelConsumptionSummerTBtu, RPE_FuelConsumptionTotalTBtu, RPE_GenerationSummerGWh, RPE_GenerationTotalGWh, RPE_CO2EmissionsSummerThousandTons, RPE_CO2EmissionsTotalThousandTons, RPE_NOXEmissionsSummerThousandTons, RPE_NOXEmissionsTotalThousandTons, RPE_SO2EmissionsSummerThousandTons, RPE_SO2EmissionsTotalThousandTons, RPE_DispatchableCapacityMW), MeetComparisonCriteria,\"=1\",IF($AL$6=\"IPM Region\",RPE_IPMRegionGroupAcronym,RPE_State),\"=\"&IF($AL$6=\"National\",\"*\",$AO8))))","v":0},2.552520405512289,"2.55",11854022]
[null,null,null,"NOX Emissions Total Thousand Tons",null,null,null,null,null,"NOX Emissions Total Thousand Tons",null,2017,2045,null,"MIS_IA","DC","CT",null,"LF Gas",null,null,"Fossil Other","Other","--FGD",null,null,null,null,null,"CO2 Emissions Summer Thousand Tons","Decimal",null,null,null,null,null,"Fuel Type","All Units","RPE_FuelType",null,"CO",{"$f":"IF(AO9=0,\"\",SUMIFS(CHOOSE(VLOOKUP($AL$16,'Lookup tables'!$AK$5:$AM$15,3,0), RPE_FuelConsumptionSummerTBtu, RPE_FuelConsumptionTotalTBtu, RPE_GenerationSummerGWh, RPE_GenerationTotalGWh, RPE_CO2EmissionsSummerThousandTons, RPE_CO2EmissionsTotalThousandTons, RPE_NOXEmissionsSummerThousandTons, RPE_NOXEmissionsTotalThousandTons, RPE_SO2EmissionsSummerThousandTons, RPE_SO2EmissionsTotalThousandTons, RPE_DispatchableCapacityMW), MeetPrimaryCriteria,\"=1\",IF($AL$6=\"IPM Region\",RPE_IPMRegionGroupAcronym,RPE_State),\"=\"&IF($AL$6=\"National\",\"*\",$AO9)))","v":9.6213446661073068},{"$f":"IF(AO9=0,\"\",IF($AL$18=\"Actual\",0,SUMIFS(CHOOSE(VLOOKUP($AL$33,'Lookup tables'!$AK$5:$AM$15,3,0), RPE_FuelConsumptionSummerTBtu, RPE_FuelConsumptionTotalTBtu, RPE_GenerationSummerGWh, RPE_GenerationTotalGWh, RPE_CO2EmissionsSummerThousandTons, RPE_CO2EmissionsTotalThousandTons, RPE_NOXEmissionsSummerThousandTons, RPE_NOXEmissionsTotalThousandTons, RPE_SO2EmissionsSummerThousandTons, RPE_SO2EmissionsTotalThousandTons, RPE_DispatchableCapacityMW), MeetComparisonCriteria,\"=1\",IF($AL$6=\"IPM Region\",RPE_IPMRegionGroupAcronym,RPE_State),\"=\"&IF($AL$6=\"National\",\"*\",$AO9))))","v":0},9.6213446661073068,"9.62",11854022]
[null,null,null,"SO2 Emissions Summer Thousand Tons",null,null,null,null,null,"SO2 Emissions Summer Thousand Tons",null,2018,2050,null,"MIS_IL","DE","DC",null,"MSW",null,null,"Fuel Cell","Renewable","--DSI",null,null,null,null,null,"CO2 Emissions Total Thousand Tons","Decimal",null,null,null,null,null,"Fossil >25 MW","All Units","RPE_Fossil25MW",null,"CT",{"$f":"IF(AO10=0,\"\",SUMIFS(CHOOSE(VLOOKUP($AL$16,'Lookup tables'!$AK$5:$AM$15,3,0), RPE_FuelConsumptionSummerTBtu, RPE_FuelConsumptionTotalTBtu, RPE_GenerationSummerGWh, RPE_GenerationTotalGWh, RPE_CO2EmissionsSummerThousandTons, RPE_CO2EmissionsTotalThousandTons, RPE_NOXEmissionsSummerThousandTons, RPE_NOXEmissionsTotalThousandTons, RPE_SO2EmissionsSummerThousandTons, RPE_SO2EmissionsTotalThousandTons, RPE_DispatchableCapacityMW), MeetPrimaryCriteria,\"=1\",IF($AL$6=\"IPM Region\",RPE_IPMRegionGroupAcronym,RPE_State),\"=\"&IF($AL$6=\"National\",\"*\",$AO10)))","v":1.9483387406490753},{"$f":"IF(AO10=0,\"\",IF($AL$18=\"Actual\",0,SUMIFS(CHOOSE(VLOOKUP($AL$33,'Lookup tables'!$AK$5:$AM$15,3,0), RPE_FuelConsumptionSummerTBtu, RPE_FuelConsumptionTotalTBtu, RPE_GenerationSummerGWh, RPE_GenerationTotalGWh, RPE_CO2EmissionsSummerThousandTons, RPE_CO2EmissionsTotalThousandTons, RPE_NOXEmissionsSummerThousandTons, RPE_NOXEmissionsTotalThousandTons, RPE_SO2EmissionsSummerThousandTons, RPE_SO2EmissionsTotalThousandTons, RPE_DispatchableCapacityMW), MeetComparisonCriteria,\"=1\",IF($AL$6=\"IPM Region\",RPE_IPMRegionGroupAcronym,RPE_State),\"=\"&IF($AL$6=\"National\",\"*\",$AO10))))","v":0},1.9483387406490753,"1.95",11854022]
[null,null,null,"SO2 Emissions Total Thousand Tons",null,null,null,null,null,"SO2 Emissions Total Thousand Tons",null,2005,null,null,"MIS_INKY","FL","DE",null,"NaturalGas",null,null,"Geothermal","Storage","ACI",null,null,null,null,null,"NOX Emissions Winter Thousand Tons","Decimal",null,null,null,null,null,"Existing/New/Retired","Existing and New","RPE_ExistingorNewUnit",null,"DC",{"$f":"IF(AO11=0,\"\",SUMIFS(CHOOSE(VLOOKUP($AL$16,'Lookup tables'!$AK$5:$AM$15,3,0), RPE_FuelConsumptionSummerTBtu, RPE_FuelConsumptionTotalTBtu, RPE_GenerationSummerGWh, RPE_GenerationTotalGWh, RPE_CO2EmissionsSummerThousandTons, RPE_CO2EmissionsTotalThousandTons, RPE_NOXEmissionsSummerThousandTons, RPE_NOXEmissionsTotalThousandTons, RPE_SO2EmissionsSummerThousandTons, RPE_SO2EmissionsTotalThousandTons, RPE_DispatchableCapacityMW), MeetPrimaryCriteria,\"=1\",IF($AL$6=\"IPM Region\",RPE_IPMRegionGroupAcronym,RPE_State),\"=\"&IF($AL$6=\"National\",\"*\",$AO11)))","v":8.5299163691808467E-4},{"$f":"IF(AO11=0,\"\",IF($AL$18=\"Actual\",0,SUMIFS(CHOOSE(VLOOKUP($AL$33,'Lookup tables'!$AK$5:$AM$15,3,0), RPE_FuelConsumptionSummerTBtu, RPE_FuelConsumptionTotalTBtu, RPE_GenerationSummerGWh, RPE_GenerationTotalGWh, RPE_CO2EmissionsSummerThousandTons, RPE_CO2EmissionsTotalThousandTons, RPE_NOXEmissionsSummerThousandTons, RPE_NOXEmissionsTotalThousandTons, RPE_SO2EmissionsSummerThousandTons, RPE_SO2EmissionsTotalThousandTons, RPE_DispatchableCapacityMW), MeetComparisonCriteria,\"=1\",IF($AL$6=\"IPM Region\",RPE_IPMRegionGroupAcronym,RPE_State),\"=\"&IF($AL$6=\"National\",\"*\",$AO11))))","v":0},8.5299163691808467E-4,"0.001",11854022]
[null,null,null,"Dispatchable Capacity MW",null,null,null,null,null,"Dispatchable Capacity MW",null,null,null,null,"MIS_LMI","GA","FL",null,"None",null,null,"Hydro","Coal w/CCS","C2G",null,null,null,null,null,"NOX Emissions Summer Thousand Tons","Decimal",null,null,null,null,null,"Plant Type","All Units","RPE_PlantType",null,"DE",{"$f":"IF(AO12=0,\"\",SUMIFS(CHOOSE(VLOOKUP($AL$16,'Lookup tables'!$AK$5:$AM$15,3,0), RPE_FuelConsumptionSummerTBtu, RPE_FuelConsumptionTotalTBtu, RPE_GenerationSummerGWh, RPE_GenerationTotalGWh, RPE_CO2EmissionsSummerThousandTons, RPE_CO2EmissionsTotalThousandTons, RPE_NOXEmissionsSummerThousandTons, RPE_NOXEmissionsTotalThousandTons, RPE_SO2EmissionsSummerThousandTons, RPE_SO2EmissionsTotalThousandTons, RPE_DispatchableCapacityMW), MeetPrimaryCriteria,\"=1\",IF($AL$6=\"IPM Region\",RPE_IPMRegionGroupAcronym,RPE_State),\"=\"&IF($AL$6=\"National\",\"*\",$AO12)))","v":0.20567385235434699},{"$f":"IF(AO12=0,\"\",IF($AL$18=\"Actual\",0,SUMIFS(CHOOSE(VLOOKUP($AL$33,'Lookup tables'!$AK$5:$AM$15,3,0), RPE_FuelConsumptionSummerTBtu, RPE_FuelConsumptionTotalTBtu, RPE_GenerationSummerGWh, RPE_GenerationTotalGWh, RPE_CO2EmissionsSummerThousandTons, RPE_CO2EmissionsTotalThousandTons, RPE_NOXEmissionsSummerThousandTons, RPE_NOXEmissionsTotalThousandTons, RPE_SO2EmissionsSummerThousandTons, RPE_SO2EmissionsTotalThousandTons, RPE_DispatchableCapacityMW), MeetComparisonCriteria,\"=1\",IF($AL$6=\"IPM Region\",RPE_IPMRegionGroupAcronym,RPE_State),\"=\"&IF($AL$6=\"National\",\"*\",$AO12))))","v":0},0.20567385235434699,"0.206",11854022]
[null,null,null,null,null,null,null,null,null,null,null,null,null,null,"MIS_MAPP","IA","GA",null,"Non-Fossil",null,null,"IGCC","NGCC w/CCS","HRI",null,null,null,null,null,"NOX Emissions Total Thousand Tons","Decimal",null,null,null,null,null,"Plant Category","All Units","RPE_PlantCategory",null,"FL",{"$f":"IF(AO13=0,\"\",SUMIFS(CHOOSE(VLOOKUP($AL$16,'Lookup tables'!$AK$5:$AM$15,3,0), RPE_FuelConsumptionSummerTBtu, RPE_FuelConsumptionTotalTBtu, RPE_GenerationSummerGWh, RPE_GenerationTotalGWh, RPE_CO2EmissionsSummerThousandTons, RPE_CO2EmissionsTotalThousandTons, RPE_NOXEmissionsSummerThousandTons, RPE_NOXEmissionsTotalThousandTons, RPE_SO2EmissionsSummerThousandTons, RPE_SO2EmissionsTotalThousandTons, RPE_DispatchableCapacityMW), MeetPrimaryCriteria,\"=1\",IF($AL$6=\"IPM Region\",RPE_IPMRegionGroupAcronym,RPE_State),\"=\"&IF($AL$6=\"National\",\"*\",$AO13)))","v":16.692036209428885},{"$f":"IF(AO13=0,\"\",IF($AL$18=\"Actual\",0,SUMIFS(CHOOSE(VLOOKUP($AL$33,'Lookup tables'!$AK$5:$AM$15,3,0), RPE_FuelConsumptionSummerTBtu, RPE_FuelConsumptionTotalTBtu, RPE_GenerationSummerGWh, RPE_GenerationTotalGWh, RPE_CO2EmissionsSummerThousandTons, RPE_CO2EmissionsTotalThousandTons, RPE_NOXEmissionsSummerThousandTons, RPE_NOXEmissionsTotalThousandTons, RPE_SO2EmissionsSummerThousandTons, RPE_SO2EmissionsTotalThousandTons, RPE_DispatchableCapacityMW), MeetComparisonCriteria,\"=1\",IF($AL$6=\"IPM Region\",RPE_IPMRegionGroupAcronym,RPE_State),\"=\"&IF($AL$6=\"National\",\"*\",$AO13))))","v":0},16.692036209428885,"16.7",9359529]
[null,null,null,null,null,null,null,null,null,null,null,null,null,null,"MIS_MIDA","ID","IA",null,"Nuclear",null,null,"International Imports",null,"CCS",null,null,null,null,null,"SO2 Emissions Winter Thousand Tons","Decimal",null,null,null,null,null,"Control/Retrofit Types","All Units",{"$f":"MATCH(AL14,Controls,0)","v":1},null,"GA",{"$f":"IF(AO14=0,\"\",SUMIFS(CHOOSE(VLOOKUP($AL$16,'Lookup tables'!$AK$5:$AM$15,3,0), RPE_FuelConsumptionSummerTBtu, RPE_FuelConsumptionTotalTBtu, RPE_GenerationSummerGWh, RPE_GenerationTotalGWh, RPE_CO2EmissionsSummerThousandTons, RPE_CO2EmissionsTotalThousandTons, RPE_NOXEmissionsSummerThousandTons, RPE_NOXEmissionsTotalThousandTons, RPE_SO2EmissionsSummerThousandTons, RPE_SO2EmissionsTotalThousandTons, RPE_DispatchableCapacityMW), MeetPrimaryCriteria,\"=1\",IF($AL$6=\"IPM Region\",RPE_IPMRegionGroupAcronym,RPE_State),\"=\"&IF($AL$6=\"National\",\"*\",$AO14)))","v":7.7146230088052858},{"$f":"IF(AO14=0,\"\",IF($AL$18=\"Actual\",0,SUMIFS(CHOOSE(VLOOKUP($AL$33,'Lookup tables'!$AK$5:$AM$15,3,0), RPE_FuelConsumptionSummerTBtu, RPE_FuelConsumptionTotalTBtu, RPE_GenerationSummerGWh, RPE_GenerationTotalGWh, RPE_CO2EmissionsSummerThousandTons, RPE_CO2EmissionsTotalThousandTons, RPE_NOXEmissionsSummerThousandTons, RPE_NOXEmissionsTotalThousandTons, RPE_SO2EmissionsSummerThousandTons, RPE_SO2EmissionsTotalThousandTons, RPE_DispatchableCapacityMW), MeetComparisonCriteria,\"=1\",IF($AL$6=\"IPM Region\",RPE_IPMRegionGroupAcronym,RPE_State),\"=\"&IF($AL$6=\"National\",\"*\",$AO14))))","v":0},7.7146230088052858,"7.71",11854022]
[null,null,null,null,null,null,null,null,null,null,null,null,null,null,"MIS_MNWI","IL","ID",null,"Oil",null,null,"Landfill Gas",null,"No NOx Post Combustion Controls",null,null,null,null,null,"SO2 Emissions Summer Thousand Tons","Decimal",null,null,null,null,null,"Existing or New Controls","All Controls",null,null,"IA",{"$f":"IF(AO15=0,\"\",SUMIFS(CHOOSE(VLOOKUP($AL$16,'Lookup tables'!$AK$5:$AM$15,3,0), RPE_FuelConsumptionSummerTBtu, RPE_FuelConsumptionTotalTBtu, RPE_GenerationSummerGWh, RPE_GenerationTotalGWh, RPE_CO2EmissionsSummerThousandTons, RPE_CO2EmissionsTotalThousandTons, RPE_NOXEmissionsSummerThousandTons, RPE_NOXEmissionsTotalThousandTons, RPE_SO2EmissionsSummerThousandTons, RPE_SO2EmissionsTotalThousandTons, RPE_DispatchableCapacityMW), MeetPrimaryCriteria,\"=1\",IF($AL$6=\"IPM Region\",RPE_IPMRegionGroupAcronym,RPE_State),\"=\"&IF($AL$6=\"National\",\"*\",$AO15)))","v":11.149276267693558},{"$f":"IF(AO15=0,\"\",IF($AL$18=\"Actual\",0,SUMIFS(CHOOSE(VLOOKUP($AL$33,'Lookup tables'!$AK$5:$AM$15,3,0), RPE_FuelConsumptionSummerTBtu, RPE_FuelConsumptionTotalTBtu, RPE_GenerationSummerGWh, RPE_GenerationTotalGWh, RPE_CO2EmissionsSummerThousandTons, RPE_CO2EmissionsTotalThousandTons, RPE_NOXEmissionsSummerThousandTons, RPE_NOXEmissionsTotalThousandTons, RPE_SO2EmissionsSummerThousandTons, RPE_SO2EmissionsTotalThousandTons, RPE_DispatchableCapacityMW), MeetComparisonCriteria,\"=1\",IF($AL$6=\"IPM Region\",RPE_IPMRegionGroupAcronym,RPE_State),\"=\"&IF($AL$6=\"National\",\"*\",$AO15))))","v":0},11.149276267693558,"11.1",9359529]
[null,null,null,null,null,null,null,null,null,null,null,null,null,null,"MIS_MO","IN","IL",null,"Pet. Coke",null,null,"Non-Fossil Other",null,"No SO2 Post Combustion Controls",null,null,null,null,null,"SO2 Emissions Total Thousand Tons","Decimal",null,null,null,null,null,"PRIMARY MEASURE","NOX Emissions Summer Thousand Tons",{"$f":"VLOOKUP(AL16,'Lookup tables'!$AD$5:$AF$68,3,0)","v":"RPE_NOXEmissionsSummerThousandTons"},null,"ID",{"$f":"IF(AO16=0,\"\",SUMIFS(CHOOSE(VLOOKUP($AL$16,'Lookup tables'!$AK$5:$AM$15,3,0), RPE_FuelConsumptionSummerTBtu, RPE_FuelConsumptionTotalTBtu, RPE_GenerationSummerGWh, RPE_GenerationTotalGWh, RPE_CO2EmissionsSummerThousandTons, RPE_CO2EmissionsTotalThousandTons, RPE_NOXEmissionsSummerThousandTons, RPE_NOXEmissionsTotalThousandTons, RPE_SO2EmissionsSummerThousandTons, RPE_SO2EmissionsTotalThousandTons, RPE_DispatchableCapacityMW), MeetPrimaryCriteria,\"=1\",IF($AL$6=\"IPM Region\",RPE_IPMRegionGroupAcronym,RPE_State),\"=\"&IF($AL$6=\"National\",\"*\",$AO16)))","v":8.9064568559036758E-2},{"$f":"IF(AO16=0,\"\",IF($AL$18=\"Actual\",0,SUMIFS(CHOOSE(VLOOKUP($AL$33,'Lookup tables'!$AK$5:$AM$15,3,0), RPE_FuelConsumptionSummerTBtu, RPE_FuelConsumptionTotalTBtu, RPE_GenerationSummerGWh, RPE_GenerationTotalGWh, RPE_CO2EmissionsSummerThousandTons, RPE_CO2EmissionsTotalThousandTons, RPE_NOXEmissionsSummerThousandTons, RPE_NOXEmissionsTotalThousandTons, RPE_SO2EmissionsSummerThousandTons, RPE_SO2EmissionsTotalThousandTons, RPE_DispatchableCapacityMW), MeetComparisonCriteria,\"=1\",IF($AL$6=\"IPM Region\",RPE_IPMRegionGroupAcronym,RPE_State),\"=\"&IF($AL$6=\"National\",\"*\",$AO16))))","v":0},8.9064568559036758E-2,"0.089",11854022]
[null,null,null,null,null,null,null,null,null,null,null,null,null,null,"MIS_WUMS","KS","IN",null,"Pumps",null,null,"Nuclear",null,null,null,null,null,null,null,"Dispatchable Capacity MW","Whole",null,null,null,null,null,null,null,null,null,"IL",{"$f":"IF(AO17=0,\"\",SUMIFS(CHOOSE(VLOOKUP($AL$16,'Lookup tables'!$AK$5:$AM$15,3,0), RPE_FuelConsumptionSummerTBtu, RPE_FuelConsumptionTotalTBtu, RPE_GenerationSummerGWh, RPE_GenerationTotalGWh, RPE_CO2EmissionsSummerThousandTons, RPE_CO2EmissionsTotalThousandTons, RPE_NOXEmissionsSummerThousandTons, RPE_NOXEmissionsTotalThousandTons, RPE_SO2EmissionsSummerThousandTons, RPE_SO2EmissionsTotalThousandTons, RPE_DispatchableCapacityMW), MeetPrimaryCriteria,\"=1\",IF($AL$6=\"IPM Region\",RPE_IPMRegionGroupAcronym,RPE_State),\"=\"&IF($AL$6=\"National\",\"*\",$AO17)))","v":9.4712530783747013},{"$f":"IF(AO17=0,\"\",IF($AL$18=\"Actual\",0,SUMIFS(CHOOSE(VLOOKUP($AL$33,'Lookup tables'!$AK$5:$AM$15,3,0), RPE_FuelConsumptionSummerTBtu, RPE_FuelConsumptionTotalTBtu, RPE_GenerationSummerGWh, RPE_GenerationTotalGWh, RPE_CO2EmissionsSummerThousandTons, RPE_CO2EmissionsTotalThousandTons, RPE_NOXEmissionsSummerThousandTons, RPE_NOXEmissionsTotalThousandTons, RPE_SO2EmissionsSummerThousandTons, RPE_SO2EmissionsTotalThousandTons, RPE_DispatchableCapacityMW), MeetComparisonCriteria,\"=1\",IF($AL$6=\"IPM Region\",RPE_IPMRegionGroupAcronym,RPE_State),\"=\"&IF($AL$6=\"National\",\"*\",$AO17))))","v":0},9.4712530783747013,"9.47",11854022]
[null,null,null,"NOT INCLUDED",null,null,null,null,null,"NOT INCLUDED",null,null,null,null,"NENG_CT","KY","KS",null,"Solar",null,null,"O/G Steam",null,null,null,null,null,null,null,null,null,null,null,null,null,null,"DISPLAY VALUE TYPE","Actual",null,null,"IN",{"$f":"IF(AO18=0,\"\",SUMIFS(CHOOSE(VLOOKUP($AL$16,'Lookup tables'!$AK$5:$AM$15,3,0), RPE_FuelConsumptionSummerTBtu, RPE_FuelConsumptionTotalTBtu, RPE_GenerationSummerGWh, RPE_GenerationTotalGWh, RPE_CO2EmissionsSummerThousandTons, RPE_CO2EmissionsTotalThousandTons, RPE_NOXEmissionsSummerThousandTons, RPE_NOXEmissionsTotalThousandTons, RPE_SO2EmissionsSummerThousandTons, RPE_SO2EmissionsTotalThousandTons, RPE_DispatchableCapacityMW), MeetPrimaryCriteria,\"=1\",IF($AL$6=\"IPM Region\",RPE_IPMRegionGroupAcronym,RPE_State),\"=\"&IF($AL$6=\"National\",\"*\",$AO18)))","v":17.277134050404236},{"$f":"IF(AO18=0,\"\",IF($AL$18=\"Actual\",0,SUMIFS(CHOOSE(VLOOKUP($AL$33,'Lookup tables'!$AK$5:$AM$15,3,0), RPE_FuelConsumptionSummerTBtu, RPE_FuelConsumptionTotalTBtu, RPE_GenerationSummerGWh, RPE_GenerationTotalGWh, RPE_CO2EmissionsSummerThousandTons, RPE_CO2EmissionsTotalThousandTons, RPE_NOXEmissionsSummerThousandTons, RPE_NOXEmissionsTotalThousandTons, RPE_SO2EmissionsSummerThousandTons, RPE_SO2EmissionsTotalThousandTons, RPE_DispatchableCapacityMW), MeetComparisonCriteria,\"=1\",IF($AL$6=\"IPM Region\",RPE_IPMRegionGroupAcronym,RPE_State),\"=\"&IF($AL$6=\"National\",\"*\",$AO18))))","v":0},17.277134050404236,"17.3",9359529,null,null,null,null,null,null,null,null,null,null,null,null,null,{"$f":"\"< \"&BI74","v":"< -32"},null,801923]
[null,null,null,"Fuel Consumption Winter TBtu",null,null,null,null,null,"Fuel Consumption Winter TBtu",null,null,null,null,"NENG_ME","LA","KY",null,"Tires",null,null,"Offshore Wind",null,null,null,null,null,null,null,null,null,null,null,null,null,null,null,null,null,null,"KS",{"$f":"IF(AO19=0,\"\",SUMIFS(CHOOSE(VLOOKUP($AL$16,'Lookup tables'!$AK$5:$AM$15,3,0), RPE_FuelConsumptionSummerTBtu, RPE_FuelConsumptionTotalTBtu, RPE_GenerationSummerGWh, RPE_GenerationTotalGWh, RPE_CO2EmissionsSummerThousandTons, RPE_CO2EmissionsTotalThousandTons, RPE_NOXEmissionsSummerThousandTons, RPE_NOXEmissionsTotalThousandTons, RPE_SO2EmissionsSummerThousandTons, RPE_SO2EmissionsTotalThousandTons, RPE_DispatchableCapacityMW), MeetPrimaryCriteria,\"=1\",IF($AL$6=\"IPM Region\",RPE_IPMRegionGroupAcronym,RPE_State),\"=\"&IF($AL$6=\"National\",\"*\",$AO19)))","v":7.9703804450929878},{"$f":"IF(AO19=0,\"\",IF($AL$18=\"Actual\",0,SUMIFS(CHOOSE(VLOOKUP($AL$33,'Lookup tables'!$AK$5:$AM$15,3,0), RPE_FuelConsumptionSummerTBtu, RPE_FuelConsumptionTotalTBtu, RPE_GenerationSummerGWh, RPE_GenerationTotalGWh, RPE_CO2EmissionsSummerThousandTons, RPE_CO2EmissionsTotalThousandTons, RPE_NOXEmissionsSummerThousandTons, RPE_NOXEmissionsTotalThousandTons, RPE_SO2EmissionsSummerThousandTons, RPE_SO2EmissionsTotalThousandTons, RPE_DispatchableCapacityMW), MeetComparisonCriteria,\"=1\",IF($AL$6=\"IPM Region\",RPE_IPMRegionGroupAcronym,RPE_State),\"=\"&IF($AL$6=\"National\",\"*\",$AO19))))","v":0},7.9703804450929878,"7.97",11854022,null,null,null,null,null,null,null,null,null,null,null,null,null,{"$f":"\"between \"&BI74&\" and \"&BI75","v":"between -32 and -22"},null,1137094]
[null,null,null,"Generation Winter GWh",null,null,null,null,null,"Generation Winter GWh",null,null,null,null,"NENGREST","MA","LA",null,"Waste Coal",null,null,"Pumped Storage",null,null,null,null,null,null,null,null,null,null,null,null,null,null,null,null,null,null,"KY",{"$f":"IF(AO20=0,\"\",SUMIFS(CHOOSE(VLOOKUP($AL$16,'Lookup tables'!$AK$5:$AM$15,3,0), RPE_FuelConsumptionSummerTBtu, RPE_FuelConsumptionTotalTBtu, RPE_GenerationSummerGWh, RPE_GenerationTotalGWh, RPE_CO2EmissionsSummerThousandTons, RPE_CO2EmissionsTotalThousandTons, RPE_NOXEmissionsSummerThousandTons, RPE_NOXEmissionsTotalThousandTons, RPE_SO2EmissionsSummerThousandTons, RPE_SO2EmissionsTotalThousandTons, RPE_DispatchableCapacityMW), MeetPrimaryCriteria,\"=1\",IF($AL$6=\"IPM Region\",RPE_IPMRegionGroupAcronym,RPE_State),\"=\"&IF($AL$6=\"National\",\"*\",$AO20)))","v":6.0868964825452148},{"$f":"IF(AO20=0,\"\",IF($AL$18=\"Actual\",0,SUMIFS(CHOOSE(VLOOKUP($AL$33,'Lookup tables'!$AK$5:$AM$15,3,0), RPE_FuelConsumptionSummerTBtu, RPE_FuelConsumptionTotalTBtu, RPE_GenerationSummerGWh, RPE_GenerationTotalGWh, RPE_CO2EmissionsSummerThousandTons, RPE_CO2EmissionsTotalThousandTons, RPE_NOXEmissionsSummerThousandTons, RPE_NOXEmissionsTotalThousandTons, RPE_SO2EmissionsSummerThousandTons, RPE_SO2EmissionsTotalThousandTons, RPE_DispatchableCapacityMW), MeetComparisonCriteria,\"=1\",IF($AL$6=\"IPM Region\",RPE_IPMRegionGroupAcronym,RPE_State),\"=\"&IF($AL$6=\"National\",\"*\",$AO20))))","v":0},6.0868964825452148,"6.09",11854022,null,null,null,null,null,null,null,null,null,null,null,null,null,{"$f":"\"between \"&BI75&\" and \"&BI76","v":"between -22 and -11"},null,8696052]
[null,null,null,"CO2 Emissions Winter Thousand Tons",null,null,null,null,null,"CO2 Emissions Winter Thousand Tons",null,null,null,null,"NY_Z_A&B","MD","MA",null,"Wind",null,null,"Solar PV",null,null,null,null,null,null,null,null,null,null,null,null,null,null,"COMPARISON CASE","Jan 2020 Ref Case",null,null,"LA",{"$f":"IF(AO21=0,\"\",SUMIFS(CHOOSE(VLOOKUP($AL$16,'Lookup tables'!$AK$5:$AM$15,3,0), RPE_FuelConsumptionSummerTBtu, RPE_FuelConsumptionTotalTBtu, RPE_GenerationSummerGWh, RPE_GenerationTotalGWh, RPE_CO2EmissionsSummerThousandTons, RPE_CO2EmissionsTotalThousandTons, RPE_NOXEmissionsSummerThousandTons, RPE_NOXEmissionsTotalThousandTons, RPE_SO2EmissionsSummerThousandTons, RPE_SO2EmissionsTotalThousandTons, RPE_DispatchableCapacityMW), MeetPrimaryCriteria,\"=1\",IF($AL$6=\"IPM Region\",RPE_IPMRegionGroupAcronym,RPE_State),\"=\"&IF($AL$6=\"National\",\"*\",$AO21)))","v":8.0390437480463621},{"$f":"IF(AO21=0,\"\",IF($AL$18=\"Actual\",0,SUMIFS(CHOOSE(VLOOKUP($AL$33,'Lookup tables'!$AK$5:$AM$15,3,0), RPE_FuelConsumptionSummerTBtu, RPE_FuelConsumptionTotalTBtu, RPE_GenerationSummerGWh, RPE_GenerationTotalGWh, RPE_CO2EmissionsSummerThousandTons, RPE_CO2EmissionsTotalThousandTons, RPE_NOXEmissionsSummerThousandTons, RPE_NOXEmissionsTotalThousandTons, RPE_SO2EmissionsSummerThousandTons, RPE_SO2EmissionsTotalThousandTons, RPE_DispatchableCapacityMW), MeetComparisonCriteria,\"=1\",IF($AL$6=\"IPM Region\",RPE_IPMRegionGroupAcronym,RPE_State),\"=\"&IF($AL$6=\"National\",\"*\",$AO21))))","v":0},8.0390437480463621,"8.04",11854022,null,null,null,null,null,null,null,null,null,null,null,null,null,{"$f":"\"between \"&BI76&\" and \"&BI77","v":"between -11 and 0"},null,11389944]
[null,null,null,"NOX Emissions Winter Thousand Tons",null,null,null,null,null,"NOX Emissions Winter Thousand Tons",null,null,null,null,"NY_Z_C&E","ME","MD",null,"*Unit Did Not Operate",null,null,"Solar Thermal",null,null,null,null,null,null,null,null,null,null,null,null,null,null,null,null,null,null,"MA",{"$f":"IF(AO22=0,\"\",SUMIFS(CHOOSE(VLOOKUP($AL$16,'Lookup tables'!$AK$5:$AM$15,3,0), RPE_FuelConsumptionSummerTBtu, RPE_FuelConsumptionTotalTBtu, RPE_GenerationSummerGWh, RPE_GenerationTotalGWh, RPE_CO2EmissionsSummerThousandTons, RPE_CO2EmissionsTotalThousandTons, RPE_NOXEmissionsSummerThousandTons, RPE_NOXEmissionsTotalThousandTons, RPE_SO2EmissionsSummerThousandTons, RPE_SO2EmissionsTotalThousandTons, RPE_DispatchableCapacityMW), MeetPrimaryCriteria,\"=1\",IF($AL$6=\"IPM Region\",RPE_IPMRegionGroupAcronym,RPE_State),\"=\"&IF($AL$6=\"National\",\"*\",$AO22)))","v":2.5450007741258562},{"$f":"IF(AO22=0,\"\",IF($AL$18=\"Actual\",0,SUMIFS(CHOOSE(VLOOKUP($AL$33,'Lookup tables'!$AK$5:$AM$15,3,0), RPE_FuelConsumptionSummerTBtu, RPE_FuelConsumptionTotalTBtu, RPE_GenerationSummerGWh, RPE_GenerationTotalGWh, RPE_CO2EmissionsSummerThousandTons, RPE_CO2EmissionsTotalThousandTons, RPE_NOXEmissionsSummerThousandTons, RPE_NOXEmissionsTotalThousandTons, RPE_SO2EmissionsSummerThousandTons, RPE_SO2EmissionsTotalThousandTons, RPE_DispatchableCapacityMW), MeetComparisonCriteria,\"=1\",IF($AL$6=\"IPM Region\",RPE_IPMRegionGroupAcronym,RPE_State),\"=\"&IF($AL$6=\"National\",\"*\",$AO22))))","v":0},2.5450007741258562,"2.55",11854022,null,null,null,null,null,null,null,null,null,null,null,null,null,{"$f":"BI77","v":"0"},null,16777215]
[null,null,null,"SO2 Emissions Winter Thousand Tons",null,null,null,null,null,"SO2 Emissions Winter Thousand Tons",null,null,null,null,"NY_Z_D","MI","ME",null,null,null,null,"Wind",null,null,null,null,null,null,null,null,null,null,null,null,null,null,"COMPARISON YEAR",2021,null,null,"MD",{"$f":"IF(AO23=0,\"\",SUMIFS(CHOOSE(VLOOKUP($AL$16,'Lookup tables'!$AK$5:$AM$15,3,0), RPE_FuelConsumptionSummerTBtu, RPE_FuelConsumptionTotalTBtu, RPE_GenerationSummerGWh, RPE_GenerationTotalGWh, RPE_CO2EmissionsSummerThousandTons, RPE_CO2EmissionsTotalThousandTons, RPE_NOXEmissionsSummerThousandTons, RPE_NOXEmissionsTotalThousandTons, RPE_SO2EmissionsSummerThousandTons, RPE_SO2EmissionsTotalThousandTons, RPE_DispatchableCapacityMW), MeetPrimaryCriteria,\"=1\",IF($AL$6=\"IPM Region\",RPE_IPMRegionGroupAcronym,RPE_State),\"=\"&IF($AL$6=\"National\",\"*\",$AO23)))","v":2.3845230523679075},{"$f":"IF(AO23=0,\"\",IF($AL$18=\"Actual\",0,SUMIFS(CHOOSE(VLOOKUP($AL$33,'Lookup tables'!$AK$5:$AM$15,3,0), RPE_FuelConsumptionSummerTBtu, RPE_FuelConsumptionTotalTBtu, RPE_GenerationSummerGWh, RPE_GenerationTotalGWh, RPE_CO2EmissionsSummerThousandTons, RPE_CO2EmissionsTotalThousandTons, RPE_NOXEmissionsSummerThousandTons, RPE_NOXEmissionsTotalThousandTons, RPE_SO2EmissionsSummerThousandTons, RPE_SO2EmissionsTotalThousandTons, RPE_DispatchableCapacityMW), MeetComparisonCriteria,\"=1\",IF($AL$6=\"IPM Region\",RPE_IPMRegionGroupAcronym,RPE_State),\"=\"&IF($AL$6=\"National\",\"*\",$AO23))))","v":0},2.3845230523679075,"2.38",11854022,null,null,null,null,null,null,null,null,null,null,null,null,null,{"$f":"\"between \"&BI77&\" and \"&BI78","v":"between 0 and 11"},null,11854022]
[null,null,null,null,null,null,null,null,null,null,null,null,null,null,"NY_Z_F","MN","MI",null,null,null,null,"Coal 30% CCS",null,null,null,null,null,null,null,null,null,null,null,null,null,null,null,null,null,null,"ME",{"$f":"IF(AO24=0,\"\",SUMIFS(CHOOSE(VLOOKUP($AL$16,'Lookup tables'!$AK$5:$AM$15,3,0), RPE_FuelConsumptionSummerTBtu, RPE_FuelConsumptionTotalTBtu, RPE_GenerationSummerGWh, RPE_GenerationTotalGWh, RPE_CO2EmissionsSummerThousandTons, RPE_CO2EmissionsTotalThousandTons, RPE_NOXEmissionsSummerThousandTons, RPE_NOXEmissionsTotalThousandTons, RPE_SO2EmissionsSummerThousandTons, RPE_SO2EmissionsTotalThousandTons, RPE_DispatchableCapacityMW), MeetPrimaryCriteria,\"=1\",IF($AL$6=\"IPM Region\",RPE_IPMRegionGroupAcronym,RPE_State),\"=\"&IF($AL$6=\"National\",\"*\",$AO24)))","v":1.0523386516734607},{"$f":"IF(AO24=0,\"\",IF($AL$18=\"Actual\",0,SUMIFS(CHOOSE(VLOOKUP($AL$33,'Lookup tables'!$AK$5:$AM$15,3,0), RPE_FuelConsumptionSummerTBtu, RPE_FuelConsumptionTotalTBtu, RPE_GenerationSummerGWh, RPE_GenerationTotalGWh, RPE_CO2EmissionsSummerThousandTons, RPE_CO2EmissionsTotalThousandTons, RPE_NOXEmissionsSummerThousandTons, RPE_NOXEmissionsTotalThousandTons, RPE_SO2EmissionsSummerThousandTons, RPE_SO2EmissionsTotalThousandTons, RPE_DispatchableCapacityMW), MeetComparisonCriteria,\"=1\",IF($AL$6=\"IPM Region\",RPE_IPMRegionGroupAcronym,RPE_State),\"=\"&IF($AL$6=\"National\",\"*\",$AO24))))","v":0},1.0523386516734607,"1.05",11854022,null,null,null,null,null,null,null,null,null,null,null,null,null,{"$f":"\"between \"&BI78&\" and \"&BI79","v":"between 11 and 22"},null,9359529]
[null,null,null,null,null,null,null,null,null,null,null,null,null,null,"NY_Z_G-I","MO","MN",null,null,null,null,"Coal 90% CCS",null,null,null,null,null,null,null,null,null,null,null,null,null,null,"COMPARISON DIMENSIONS",null,null,null,"MI",{"$f":"IF(AO25=0,\"\",SUMIFS(CHOOSE(VLOOKUP($AL$16,'Lookup tables'!$AK$5:$AM$15,3,0), RPE_FuelConsumptionSummerTBtu, RPE_FuelConsumptionTotalTBtu, RPE_GenerationSummerGWh, RPE_GenerationTotalGWh, RPE_CO2EmissionsSummerThousandTons, RPE_CO2EmissionsTotalThousandTons, RPE_NOXEmissionsSummerThousandTons, RPE_NOXEmissionsTotalThousandTons, RPE_SO2EmissionsSummerThousandTons, RPE_SO2EmissionsTotalThousandTons, RPE_DispatchableCapacityMW), MeetPrimaryCriteria,\"=1\",IF($AL$6=\"IPM Region\",RPE_IPMRegionGroupAcronym,RPE_State),\"=\"&IF($AL$6=\"National\",\"*\",$AO25)))","v":14.088093117614603},{"$f":"IF(AO25=0,\"\",IF($AL$18=\"Actual\",0,SUMIFS(CHOOSE(VLOOKUP($AL$33,'Lookup tables'!$AK$5:$AM$15,3,0), RPE_FuelConsumptionSummerTBtu, RPE_FuelConsumptionTotalTBtu, RPE_GenerationSummerGWh, RPE_GenerationTotalGWh, RPE_CO2EmissionsSummerThousandTons, RPE_CO2EmissionsTotalThousandTons, RPE_NOXEmissionsSummerThousandTons, RPE_NOXEmissionsTotalThousandTons, RPE_SO2EmissionsSummerThousandTons, RPE_SO2EmissionsTotalThousandTons, RPE_DispatchableCapacityMW), MeetComparisonCriteria,\"=1\",IF($AL$6=\"IPM Region\",RPE_IPMRegionGroupAcronym,RPE_State),\"=\"&IF($AL$6=\"National\",\"*\",$AO25))))","v":0},14.088093117614603,"14.1",9359529,null,null,null,null,null,null,null,null,null,null,null,null,null,{"$f":"\"between \"&BI79&\" and \"&BI80","v":"between 22 and 32"},null,4697456]
[null,null,null,null,null,null,null,null,null,null,null,null,null,null,"NY_Z_J","MS","MO",null,null,null,null,"Coal W/CCS",null,null,null,null,null,null,null,null,null,null,null,null,null,null,"Fuel Type","All Units","RPE_FuelType",null,"MN",{"$f":"IF(AO26=0,\"\",SUMIFS(CHOOSE(VLOOKUP($AL$16,'Lookup tables'!$AK$5:$AM$15,3,0), RPE_FuelConsumptionSummerTBtu, RPE_FuelConsumptionTotalTBtu, RPE_GenerationSummerGWh, RPE_GenerationTotalGWh, RPE_CO2EmissionsSummerThousandTons, RPE_CO2EmissionsTotalThousandTons, RPE_NOXEmissionsSummerThousandTons, RPE_NOXEmissionsTotalThousandTons, RPE_SO2EmissionsSummerThousandTons, RPE_SO2EmissionsTotalThousandTons, RPE_DispatchableCapacityMW), MeetPrimaryCriteria,\"=1\",IF($AL$6=\"IPM Region\",RPE_IPMRegionGroupAcronym,RPE_State),\"=\"&IF($AL$6=\"National\",\"*\",$AO26)))","v":7.8051887768789667},{"$f":"IF(AO26=0,\"\",IF($AL$18=\"Actual\",0,SUMIFS(CHOOSE(VLOOKUP($AL$33,'Lookup tables'!$AK$5:$AM$15,3,0), RPE_FuelConsumptionSummerTBtu, RPE_FuelConsumptionTotalTBtu, RPE_GenerationSummerGWh, RPE_GenerationTotalGWh, RPE_CO2EmissionsSummerThousandTons, RPE_CO2EmissionsTotalThousandTons, RPE_NOXEmissionsSummerThousandTons, RPE_NOXEmissionsTotalThousandTons, RPE_SO2EmissionsSummerThousandTons, RPE_SO2EmissionsTotalThousandTons, RPE_DispatchableCapacityMW), MeetComparisonCriteria,\"=1\",IF($AL$6=\"IPM Region\",RPE_IPMRegionGroupAcronym,RPE_State),\"=\"&IF($AL$6=\"National\",\"*\",$AO26))))","v":0},7.8051887768789667,"7.81",11854022,null,null,null,null,null,null,null,null,null,null,null,null,null,{"$f":"\"> \"&BI80","v":"> 32"},null,3506772]
[null,null,null,null,null,null,null,null,null,"RPE_FuelConsumptionSummerTBtu",null,null,null,null,"NY_Z_K","MT","MS",null,null,null,null,"NGCC w/CCS",null,null,null,null,null,null,null,null,null,null,null,null,null,null,"Fossil >25 MW","All Units","RPE_Fossil25MW",null,"MO",{"$f":"IF(AO27=0,\"\",SUMIFS(CHOOSE(VLOOKUP($AL$16,'Lookup tables'!$AK$5:$AM$15,3,0), RPE_FuelConsumptionSummerTBtu, RPE_FuelConsumptionTotalTBtu, RPE_GenerationSummerGWh, RPE_GenerationTotalGWh, RPE_CO2EmissionsSummerThousandTons, RPE_CO2EmissionsTotalThousandTons, RPE_NOXEmissionsSummerThousandTons, RPE_NOXEmissionsTotalThousandTons, RPE_SO2EmissionsSummerThousandTons, RPE_SO2EmissionsTotalThousandTons, RPE_DispatchableCapacityMW), MeetPrimaryCriteria,\"=1\",IF($AL$6=\"IPM Region\",RPE_IPMRegionGroupAcronym,RPE_State),\"=\"&IF($AL$6=\"National\",\"*\",$AO27)))","v":15.945994102940451},{"$f":"IF(AO27=0,\"\",IF($AL$18=\"Actual\",0,SUMIFS(CHOOSE(VLOOKUP($AL$33,'Lookup tables'!$AK$5:$AM$15,3,0), RPE_FuelConsumptionSummerTBtu, RPE_FuelConsumptionTotalTBtu, RPE_GenerationSummerGWh, RPE_GenerationTotalGWh, RPE_CO2EmissionsSummerThousandTons, RPE_CO2EmissionsTotalThousandTons, RPE_NOXEmissionsSummerThousandTons, RPE_NOXEmissionsTotalThousandTons, RPE_SO2EmissionsSummerThousandTons, RPE_SO2EmissionsTotalThousandTons, RPE_DispatchableCapacityMW), MeetComparisonCriteria,\"=1\",IF($AL$6=\"IPM Region\",RPE_IPMRegionGroupAcronym,RPE_State),\"=\"&IF($AL$6=\"National\",\"*\",$AO27))))","v":0},15.945994102940451,"15.9",9359529]
[null,null,null,null,null,null,null,null,null,"RPE_FuelConsumptionTotalTBtu",null,null,null,null,"PJM_AP","NC","MT",null,null,null,null,null,null,null,null,null,null,null,null,null,null,null,null,null,null,null,"Existing/New/Retired","Existing and New","RPE_ExistingorNewUnit",null,"MS",{"$f":"IF(AO28=0,\"\",SUMIFS(CHOOSE(VLOOKUP($AL$16,'Lookup tables'!$AK$5:$AM$15,3,0), RPE_FuelConsumptionSummerTBtu, RPE_FuelConsumptionTotalTBtu, RPE_GenerationSummerGWh, RPE_GenerationTotalGWh, RPE_CO2EmissionsSummerThousandTons, RPE_CO2EmissionsTotalThousandTons, RPE_NOXEmissionsSummerThousandTons, RPE_NOXEmissionsTotalThousandTons, RPE_SO2EmissionsSummerThousandTons, RPE_SO2EmissionsTotalThousandTons, RPE_DispatchableCapacityMW), MeetPrimaryCriteria,\"=1\",IF($AL$6=\"IPM Region\",RPE_IPMRegionGroupAcronym,RPE_State),\"=\"&IF($AL$6=\"National\",\"*\",$AO28)))","v":2.5086321351639378},{"$f":"IF(AO28=0,\"\",IF($AL$18=\"Actual\",0,SUMIFS(CHOOSE(VLOOKUP($AL$33,'Lookup tables'!$AK$5:$AM$15,3,0), RPE_FuelConsumptionSummerTBtu, RPE_FuelConsumptionTotalTBtu, RPE_GenerationSummerGWh, RPE_GenerationTotalGWh, RPE_CO2EmissionsSummerThousandTons, RPE_CO2EmissionsTotalThousandTons, RPE_NOXEmissionsSummerThousandTons, RPE_NOXEmissionsTotalThousandTons, RPE_SO2EmissionsSummerThousandTons, RPE_SO2EmissionsTotalThousandTons, RPE_DispatchableCapacityMW), MeetComparisonCriteria,\"=1\",IF($AL$6=\"IPM Region\",RPE_IPMRegionGroupAcronym,RPE_State),\"=\"&IF($AL$6=\"National\",\"*\",$AO28))))","v":0},2.5086321351639378,"2.51",11854022]
[null,null,null,null,null,null,null,null,null,"RPE_GenerationSummerGWh",null,null,null,null,"PJM_ATSI","ND","NC",null,null,null,null,null,null,null,null,null,null,null,null,null,null,null,null,null,null,null,"Plant Type","All Units","RPE_PlantType",null,"MT",{"$f":"IF(AO29=0,\"\",SUMIFS(CHOOSE(VLOOKUP($AL$16,'Lookup tables'!$AK$5:$AM$15,3,0), RPE_FuelConsumptionSummerTBtu, RPE_FuelConsumptionTotalTBtu, RPE_GenerationSummerGWh, RPE_GenerationTotalGWh, RPE_CO2EmissionsSummerThousandTons, RPE_CO2EmissionsTotalThousandTons, RPE_NOXEmissionsSummerThousandTons, RPE_NOXEmissionsTotalThousandTons, RPE_SO2EmissionsSummerThousandTons, RPE_SO2EmissionsTotalThousandTons, RPE_DispatchableCapacityMW), MeetPrimaryCriteria,\"=1\",IF($AL$6=\"IPM Region\",RPE_IPMRegionGroupAcronym,RPE_State),\"=\"&IF($AL$6=\"National\",\"*\",$AO29)))","v":4.0352112926657746},{"$f":"IF(AO29=0,\"\",IF($AL$18=\"Actual\",0,SUMIFS(CHOOSE(VLOOKUP($AL$33,'Lookup tables'!$AK$5:$AM$15,3,0), RPE_FuelConsumptionSummerTBtu, RPE_FuelConsumptionTotalTBtu, RPE_GenerationSummerGWh, RPE_GenerationTotalGWh, RPE_CO2EmissionsSummerThousandTons, RPE_CO2EmissionsTotalThousandTons, RPE_NOXEmissionsSummerThousandTons, RPE_NOXEmissionsTotalThousandTons, RPE_SO2EmissionsSummerThousandTons, RPE_SO2EmissionsTotalThousandTons, RPE_DispatchableCapacityMW), MeetComparisonCriteria,\"=1\",IF($AL$6=\"IPM Region\",RPE_IPMRegionGroupAcronym,RPE_State),\"=\"&IF($AL$6=\"National\",\"*\",$AO29))))","v":0},4.0352112926657746,"4.04",11854022]
[null,null,null,null,null,null,null,null,null,"RPE_GenerationTotalGWh",null,null,null,null,"PJM_COMD","NE","ND",null,null,null,null,null,null,null,null,null,null,null,null,null,null,null,null,null,null,null,"Plant Category","All Units","RPE_PlantCategory",null,"NC",{"$f":"IF(AO30=0,\"\",SUMIFS(CHOOSE(VLOOKUP($AL$16,'Lookup tables'!$AK$5:$AM$15,3,0), RPE_FuelConsumptionSummerTBtu, RPE_FuelConsumptionTotalTBtu, RPE_GenerationSummerGWh, RPE_GenerationTotalGWh, RPE_CO2EmissionsSummerThousandTons, RPE_CO2EmissionsTotalThousandTons, RPE_NOXEmissionsSummerThousandTons, RPE_NOXEmissionsTotalThousandTons, RPE_SO2EmissionsSummerThousandTons, RPE_SO2EmissionsTotalThousandTons, RPE_DispatchableCapacityMW), MeetPrimaryCriteria,\"=1\",IF($AL$6=\"IPM Region\",RPE_IPMRegionGroupAcronym,RPE_State),\"=\"&IF($AL$6=\"National\",\"*\",$AO30)))","v":15.407111205665144},{"$f":"IF(AO30=0,\"\",IF($AL$18=\"Actual\",0,SUMIFS(CHOOSE(VLOOKUP($AL$33,'Lookup tables'!$AK$5:$AM$15,3,0), RPE_FuelConsumptionSummerTBtu, RPE_FuelConsumptionTotalTBtu, RPE_GenerationSummerGWh, RPE_GenerationTotalGWh, RPE_CO2EmissionsSummerThousandTons, RPE_CO2EmissionsTotalThousandTons, RPE_NOXEmissionsSummerThousandTons, RPE_NOXEmissionsTotalThousandTons, RPE_SO2EmissionsSummerThousandTons, RPE_SO2EmissionsTotalThousandTons, RPE_DispatchableCapacityMW), MeetComparisonCriteria,\"=1\",IF($AL$6=\"IPM Region\",RPE_IPMRegionGroupAcronym,RPE_State),\"=\"&IF($AL$6=\"National\",\"*\",$AO30))))","v":0},15.407111205665144,"15.4",9359529]
[null,null,null,null,null,null,null,null,null,"RPE_CO2EmissionsSummerThousandTons",null,null,null,null,"PJM_Dom","NH","NE",null,null,null,null,null,null,null,null,null,null,null,null,null,null,null,null,null,null,null,"Control/Retrofit Types","All Units",{"$f":"MATCH(AL31,Controls,0)","v":1},null,"ND",{"$f":"IF(AO31=0,\"\",SUMIFS(CHOOSE(VLOOKUP($AL$16,'Lookup tables'!$AK$5:$AM$15,3,0), RPE_FuelConsumptionSummerTBtu, RPE_FuelConsumptionTotalTBtu, RPE_GenerationSummerGWh, RPE_GenerationTotalGWh, RPE_CO2EmissionsSummerThousandTons, RPE_CO2EmissionsTotalThousandTons, RPE_NOXEmissionsSummerThousandTons, RPE_NOXEmissionsTotalThousandTons, RPE_SO2EmissionsSummerThousandTons, RPE_SO2EmissionsTotalThousandTons, RPE_DispatchableCapacityMW), MeetPrimaryCriteria,\"=1\",IF($AL$6=\"IPM Region\",RPE_IPMRegionGroupAcronym,RPE_State),\"=\"&IF($AL$6=\"National\",\"*\",$AO31)))","v":10.058697344011541},{"$f":"IF(AO31=0,\"\",IF($AL$18=\"Actual\",0,SUMIFS(CHOOSE(VLOOKUP($AL$33,'Lookup tables'!$AK$5:$AM$15,3,0), RPE_FuelConsumptionSummerTBtu, RPE_FuelConsumptionTotalTBtu, RPE_GenerationSummerGWh, RPE_GenerationTotalGWh, RPE_CO2EmissionsSummerThousandTons, RPE_CO2EmissionsTotalThousandTons, RPE_NOXEmissionsSummerThousandTons, RPE_NOXEmissionsTotalThousandTons, RPE_SO2EmissionsSummerThousandTons, RPE_SO2EmissionsTotalThousandTons, RPE_DispatchableCapacityMW), MeetComparisonCriteria,\"=1\",IF($AL$6=\"IPM Region\",RPE_IPMRegionGroupAcronym,RPE_State),\"=\"&IF($AL$6=\"National\",\"*\",$AO31))))","v":0},10.058697344011541,"10.1",11854022]
[null,null,null,null,null,null,null,null,null,"RPE_CO2EmissionsTotalThousandTons",null,null,null,null,"PJM_EMAC","NJ","NH",null,null,null,null,null,null,null,null,null,null,null,null,null,null,null,null,null,null,null,"Existing or New Controls","All Controls",null,null,"NE",{"$f":"IF(AO32=0,\"\",SUMIFS(CHOOSE(VLOOKUP($AL$16,'Lookup tables'!$AK$5:$AM$15,3,0), RPE_FuelConsumptionSummerTBtu, RPE_FuelConsumptionTotalTBtu, RPE_GenerationSummerGWh, RPE_GenerationTotalGWh, RPE_CO2EmissionsSummerThousandTons, RPE_CO2EmissionsTotalThousandTons, RPE_NOXEmissionsSummerThousandTons, RPE_NOXEmissionsTotalThousandTons, RPE_SO2EmissionsSummerThousandTons, RPE_SO2EmissionsTotalThousandTons, RPE_DispatchableCapacityMW), MeetPrimaryCriteria,\"=1\",IF($AL$6=\"IPM Region\",RPE_IPMRegionGroupAcronym,RPE_State),\"=\"&IF($AL$6=\"National\",\"*\",$AO32)))","v":11.641558462782514},{"$f":"IF(AO32=0,\"\",IF($AL$18=\"Actual\",0,SUMIFS(CHOOSE(VLOOKUP($AL$33,'Lookup tables'!$AK$5:$AM$15,3,0), RPE_FuelConsumptionSummerTBtu, RPE_FuelConsumptionTotalTBtu, RPE_GenerationSummerGWh, RPE_GenerationTotalGWh, RPE_CO2EmissionsSummerThousandTons, RPE_CO2EmissionsTotalThousandTons, RPE_NOXEmissionsSummerThousandTons, RPE_NOXEmissionsTotalThousandTons, RPE_SO2EmissionsSummerThousandTons, RPE_SO2EmissionsTotalThousandTons, RPE_DispatchableCapacityMW), MeetComparisonCriteria,\"=1\",IF($AL$6=\"IPM Region\",RPE_IPMRegionGroupAcronym,RPE_State),\"=\"&IF($AL$6=\"National\",\"*\",$AO32))))","v":0},11.641558462782514,"11.6",9359529]
[null,null,null,null,null,null,null,null,null,"RPE_NOXEmissionsSummerThousandTons",null,null,null,null,"PJM_PENE","NM","NJ",null,null,null,null,null,null,null,null,null,null,null,null,null,null,null,null,null,null,null,"COMPARISON MEASURE","NOX Emissions Summer Thousand Tons",{"$f":"VLOOKUP(AL33,'Lookup tables'!$AD$5:$AF$68,3,0)","v":"RPE_NOXEmissionsSummerThousandTons"},null,"NH",{"$f":"IF(AO33=0,\"\",SUMIFS(CHOOSE(VLOOKUP($AL$16,'Lookup tables'!$AK$5:$AM$15,3,0), RPE_FuelConsumptionSummerTBtu, RPE_FuelConsumptionTotalTBtu, RPE_GenerationSummerGWh, RPE_GenerationTotalGWh, RPE_CO2EmissionsSummerThousandTons, RPE_CO2EmissionsTotalThousandTons, RPE_NOXEmissionsSummerThousandTons, RPE_NOXEmissionsTotalThousandTons, RPE_SO2EmissionsSummerThousandTons, RPE_SO2EmissionsTotalThousandTons, RPE_DispatchableCapacityMW), MeetPrimaryCriteria,\"=1\",IF($AL$6=\"IPM Region\",RPE_IPMRegionGroupAcronym,RPE_State),\"=\"&IF($AL$6=\"National\",\"*\",$AO33)))","v":0.30959155742961991},{"$f":"IF(AO33=0,\"\",IF($AL$18=\"Actual\",0,SUMIFS(CHOOSE(VLOOKUP($AL$33,'Lookup tables'!$AK$5:$AM$15,3,0), RPE_FuelConsumptionSummerTBtu, RPE_FuelConsumptionTotalTBtu, RPE_GenerationSummerGWh, RPE_GenerationTotalGWh, RPE_CO2EmissionsSummerThousandTons, RPE_CO2EmissionsTotalThousandTons, RPE_NOXEmissionsSummerThousandTons, RPE_NOXEmissionsTotalThousandTons, RPE_SO2EmissionsSummerThousandTons, RPE_SO2EmissionsTotalThousandTons, RPE_DispatchableCapacityMW), MeetComparisonCriteria,\"=1\",IF($AL$6=\"IPM Region\",RPE_IPMRegionGroupAcronym,RPE_State),\"=\"&IF($AL$6=\"National\",\"*\",$AO33))))","v":0},0.30959155742961991,"0.310",11854022]
[null,null,null,null,null,null,null,null,null,"RPE_NOXEmissionsTotalThousandTons",null,null,null,null,"PJM_SMAC","NV","NM",null,null,null,null,null,null,null,null,null,null,null,null,null,null,null,null,null,null,null,null,null,null,null,"NJ",{"$f":"IF(AO34=0,\"\",SUMIFS(CHOOSE(VLOOKUP($AL$16,'Lookup tables'!$AK$5:$AM$15,3,0), RPE_FuelConsumptionSummerTBtu, RPE_FuelConsumptionTotalTBtu, RPE_GenerationSummerGWh, RPE_GenerationTotalGWh, RPE_CO2EmissionsSummerThousandTons, RPE_CO2EmissionsTotalThousandTons, RPE_NOXEmissionsSummerThousandTons, RPE_NOXEmissionsTotalThousandTons, RPE_SO2EmissionsSummerThousandTons, RPE_SO2EmissionsTotalThousandTons, RPE_DispatchableCapacityMW), MeetPrimaryCriteria,\"=1\",IF($AL$6=\"IPM Region\",RPE_IPMRegionGroupAcronym,RPE_State),\"=\"&IF($AL$6=\"National\",\"*\",$AO34)))","v":2.1440031336795742},{"$f":"IF(AO34=0,\"\",IF($AL$18=\"Actual\",0,SUMIFS(CHOOSE(VLOOKUP($AL$33,'Lookup tables'!$AK$5:$AM$15,3,0), RPE_FuelConsumptionSummerTBtu, RPE_FuelConsumptionTotalTBtu, RPE_GenerationSummerGWh, RPE_GenerationTotalGWh, RPE_CO2EmissionsSummerThousandTons, RPE_CO2EmissionsTotalThousandTons, RPE_NOXEmissionsSummerThousandTons, RPE_NOXEmissionsTotalThousandTons, RPE_SO2EmissionsSummerThousandTons, RPE_SO2EmissionsTotalThousandTons, RPE_DispatchableCapacityMW), MeetComparisonCriteria,\"=1\",IF($AL$6=\"IPM Region\",RPE_IPMRegionGroupAcronym,RPE_State),\"=\"&IF($AL$6=\"National\",\"*\",$AO34))))","v":0},2.1440031336795742,"2.14",11854022]
[null,null,null,null,null,null,null,null,null,"RPE_SO2EmissionsSummerThousandTons",null,null,null,null,"PJM_West","NY","NV",null,null,null,null,null,null,null,null,null,null,null,null,null,null,null,null,null,null,null,null,null,null,null,"NM",{"$f":"IF(AO35=0,\"\",SUMIFS(CHOOSE(VLOOKUP($AL$16,'Lookup tables'!$AK$5:$AM$15,3,0), RPE_FuelConsumptionSummerTBtu, RPE_FuelConsumptionTotalTBtu, RPE_GenerationSummerGWh, RPE_GenerationTotalGWh, RPE_CO2EmissionsSummerThousandTons, RPE_CO2EmissionsTotalThousandTons, RPE_NOXEmissionsSummerThousandTons, RPE_NOXEmissionsTotalThousandTons, RPE_SO2EmissionsSummerThousandTons, RPE_SO2EmissionsTotalThousandTons, RPE_DispatchableCapacityMW), MeetPrimaryCriteria,\"=1\",IF($AL$6=\"IPM Region\",RPE_IPMRegionGroupAcronym,RPE_State),\"=\"&IF($AL$6=\"National\",\"*\",$AO35)))","v":4.3109895594648604},{"$f":"IF(AO35=0,\"\",IF($AL$18=\"Actual\",0,SUMIFS(CHOOSE(VLOOKUP($AL$33,'Lookup tables'!$AK$5:$AM$15,3,0), RPE_FuelConsumptionSummerTBtu, RPE_FuelConsumptionTotalTBtu, RPE_GenerationSummerGWh, RPE_GenerationTotalGWh, RPE_CO2EmissionsSummerThousandTons, RPE_CO2EmissionsTotalThousandTons, RPE_NOXEmissionsSummerThousandTons, RPE_NOXEmissionsTotalThousandTons, RPE_SO2EmissionsSummerThousandTons, RPE_SO2EmissionsTotalThousandTons, RPE_DispatchableCapacityMW), MeetComparisonCriteria,\"=1\",IF($AL$6=\"IPM Region\",RPE_IPMRegionGroupAcronym,RPE_State),\"=\"&IF($AL$6=\"National\",\"*\",$AO35))))","v":0},4.3109895594648604,"4.31",11854022]
[null,null,null,null,null,null,null,null,null,"RPE_SO2EmissionsTotalThousandTons",null,null,null,null,"PJM_WMAC","OH","NY",null,null,null,null,null,null,null,null,null,null,null,null,null,null,null,null,null,null,null,null,null,null,null,"NV",{"$f":"IF(AO36=0,\"\",SUMIFS(CHOOSE(VLOOKUP($AL$16,'Lookup tables'!$AK$5:$AM$15,3,0), RPE_FuelConsumptionSummerTBtu, RPE_FuelConsumptionTotalTBtu, RPE_GenerationSummerGWh, RPE_GenerationTotalGWh, RPE_CO2EmissionsSummerThousandTons, RPE_CO2EmissionsTotalThousandTons, RPE_NOXEmissionsSummerThousandTons, RPE_NOXEmissionsTotalThousandTons, RPE_SO2EmissionsSummerThousandTons, RPE_SO2EmissionsTotalThousandTons, RPE_DispatchableCapacityMW), MeetPrimaryCriteria,\"=1\",IF($AL$6=\"IPM Region\",RPE_IPMRegionGroupAcronym,RPE_State),\"=\"&IF($AL$6=\"National\",\"*\",$AO36)))","v":0.64152947419794049},{"$f":"IF(AO36=0,\"\",IF($AL$18=\"Actual\",0,SUMIFS(CHOOSE(VLOOKUP($AL$33,'Lookup tables'!$AK$5:$AM$15,3,0), RPE_FuelConsumptionSummerTBtu, RPE_FuelConsumptionTotalTBtu, RPE_GenerationSummerGWh, RPE_GenerationTotalGWh, RPE_CO2EmissionsSummerThousandTons, RPE_CO2EmissionsTotalThousandTons, RPE_NOXEmissionsSummerThousandTons, RPE_NOXEmissionsTotalThousandTons, RPE_SO2EmissionsSummerThousandTons, RPE_SO2EmissionsTotalThousandTons, RPE_DispatchableCapacityMW), MeetComparisonCriteria,\"=1\",IF($AL$6=\"IPM Region\",RPE_IPMRegionGroupAcronym,RPE_State),\"=\"&IF($AL$6=\"National\",\"*\",$AO36))))","v":0},0.64152947419794049,"0.642",11854022]
[null,null,null,null,null,null,null,null,null,"RPE_DispatchableCapacityMW",null,null,null,null,"S_C_KY","OK","OH",null,null,null,null,null,null,null,null,null,null,null,null,null,null,null,null,null,null,null,"***You must click the update button to update the map",null,null,null,{"$f":"IF($AL$6=\"state\",P35,O35)","v":"NY"},{"$f":"IF(AO37=0,\"\",SUMIFS(CHOOSE(VLOOKUP($AL$16,'Lookup tables'!$AK$5:$AM$15,3,0), RPE_FuelConsumptionSummerTBtu, RPE_FuelConsumptionTotalTBtu, RPE_GenerationSummerGWh, RPE_GenerationTotalGWh, RPE_CO2EmissionsSummerThousandTons, RPE_CO2EmissionsTotalThousandTons, RPE_NOXEmissionsSummerThousandTons, RPE_NOXEmissionsTotalThousandTons, RPE_SO2EmissionsSummerThousandTons, RPE_SO2EmissionsTotalThousandTons, RPE_DispatchableCapacityMW), MeetPrimaryCriteria,\"=1\",IF($AL$6=\"IPM Region\",RPE_IPMRegionGroupAcronym,RPE_State),\"=\"&IF($AL$6=\"National\",\"*\",$AO37)))","v":7.266152740698808},{"$f":"IF(AO37=0,\"\",IF($AL$18=\"Actual\",0,SUMIFS(CHOOSE(VLOOKUP($AL$33,'Lookup tables'!$AK$5:$AM$15,3,0), RPE_FuelConsumptionSummerTBtu, RPE_FuelConsumptionTotalTBtu, RPE_GenerationSummerGWh, RPE_GenerationTotalGWh, RPE_CO2EmissionsSummerThousandTons, RPE_CO2EmissionsTotalThousandTons, RPE_NOXEmissionsSummerThousandTons, RPE_NOXEmissionsTotalThousandTons, RPE_SO2EmissionsSummerThousandTons, RPE_SO2EmissionsTotalThousandTons, RPE_DispatchableCapacityMW), MeetComparisonCriteria,\"=1\",IF($AL$6=\"IPM Region\",RPE_IPMRegionGroupAcronym,RPE_State),\"=\"&IF($AL$6=\"National\",\"*\",$AO37))))","v":0},7.266152740698808,"7.27",11854022]
[null,null,null,null,null,null,null,null,null,null,null,null,null,null,"S_C_TVA","OR","OK",null,null,null,null,null,null,null,null,null,null,null,null,null,null,null,null,null,null,null,null,null,null,null,"OH",{"$f":"IF(AO38=0,\"\",SUMIFS(CHOOSE(VLOOKUP($AL$16,'Lookup tables'!$AK$5:$AM$15,3,0), RPE_FuelConsumptionSummerTBtu, RPE_FuelConsumptionTotalTBtu, RPE_GenerationSummerGWh, RPE_GenerationTotalGWh, RPE_CO2EmissionsSummerThousandTons, RPE_CO2EmissionsTotalThousandTons, RPE_NOXEmissionsSummerThousandTons, RPE_NOXEmissionsTotalThousandTons, RPE_SO2EmissionsSummerThousandTons, RPE_SO2EmissionsTotalThousandTons, RPE_DispatchableCapacityMW), MeetPrimaryCriteria,\"=1\",IF($AL$6=\"IPM Region\",RPE_IPMRegionGroupAcronym,RPE_State),\"=\"&IF($AL$6=\"National\",\"*\",$AO38)))","v":17.449941431753601},{"$f":"IF(AO38=0,\"\",IF($AL$18=\"Actual\",0,SUMIFS(CHOOSE(VLOOKUP($AL$33,'Lookup tables'!$AK$5:$AM$15,3,0), RPE_FuelConsumptionSummerTBtu, RPE_FuelConsumptionTotalTBtu, RPE_GenerationSummerGWh, RPE_GenerationTotalGWh, RPE_CO2EmissionsSummerThousandTons, RPE_CO2EmissionsTotalThousandTons, RPE_NOXEmissionsSummerThousandTons, RPE_NOXEmissionsTotalThousandTons, RPE_SO2EmissionsSummerThousandTons, RPE_SO2EmissionsTotalThousandTons, RPE_DispatchableCapacityMW), MeetComparisonCriteria,\"=1\",IF($AL$6=\"IPM Region\",RPE_IPMRegionGroupAcronym,RPE_State),\"=\"&IF($AL$6=\"National\",\"*\",$AO38))))","v":0},17.449941431753601,"17.4",9359529]
[null,null,null,null,null,null,null,null,null,null,null,null,null,null,"S_D_AMSO","PA","OR",null,null,null,null,"Fuel Consumption Summer TBtu","TBtu",null,null,null,null,null,null,null,null,null,null,null,null,null,null,null,null,null,"OK",{"$f":"IF(AO39=0,\"\",SUMIFS(CHOOSE(VLOOKUP($AL$16,'Lookup tables'!$AK$5:$AM$15,3,0), RPE_FuelConsumptionSummerTBtu, RPE_FuelConsumptionTotalTBtu, RPE_GenerationSummerGWh, RPE_GenerationTotalGWh, RPE_CO2EmissionsSummerThousandTons, RPE_CO2EmissionsTotalThousandTons, RPE_NOXEmissionsSummerThousandTons, RPE_NOXEmissionsTotalThousandTons, RPE_SO2EmissionsSummerThousandTons, RPE_SO2EmissionsTotalThousandTons, RPE_DispatchableCapacityMW), MeetPrimaryCriteria,\"=1\",IF($AL$6=\"IPM Region\",RPE_IPMRegionGroupAcronym,RPE_State),\"=\"&IF($AL$6=\"National\",\"*\",$AO39)))","v":9.847131237379589},{"$f":"IF(AO39=0,\"\",IF($AL$18=\"Actual\",0,SUMIFS(CHOOSE(VLOOKUP($AL$33,'Lookup tables'!$AK$5:$AM$15,3,0), RPE_FuelConsumptionSummerTBtu, RPE_FuelConsumptionTotalTBtu, RPE_GenerationSummerGWh, RPE_GenerationTotalGWh, RPE_CO2EmissionsSummerThousandTons, RPE_CO2EmissionsTotalThousandTons, RPE_NOXEmissionsSummerThousandTons, RPE_NOXEmissionsTotalThousandTons, RPE_SO2EmissionsSummerThousandTons, RPE_SO2EmissionsTotalThousandTons, RPE_DispatchableCapacityMW), MeetComparisonCriteria,\"=1\",IF($AL$6=\"IPM Region\",RPE_IPMRegionGroupAcronym,RPE_State),\"=\"&IF($AL$6=\"National\",\"*\",$AO39))))","v":0},9.847131237379589,"9.85",11854022]
[null,null,null,null,null,null,null,null,null,null,null,null,null,null,"S_D_N_AR","RI","PA",null,null,null,null,"Fuel Consumption Total TBtu","TBtu",null,null,null,null,null,null,null,null,null,null,null,null,null,null,null,null,null,"OR",{"$f":"IF(AO40=0,\"\",SUMIFS(CHOOSE(VLOOKUP($AL$16,'Lookup tables'!$AK$5:$AM$15,3,0), RPE_FuelConsumptionSummerTBtu, RPE_FuelConsumptionTotalTBtu, RPE_GenerationSummerGWh, RPE_GenerationTotalGWh, RPE_CO2EmissionsSummerThousandTons, RPE_CO2EmissionsTotalThousandTons, RPE_NOXEmissionsSummerThousandTons, RPE_NOXEmissionsTotalThousandTons, RPE_SO2EmissionsSummerThousandTons, RPE_SO2EmissionsTotalThousandTons, RPE_DispatchableCapacityMW), MeetPrimaryCriteria,\"=1\",IF($AL$6=\"IPM Region\",RPE_IPMRegionGroupAcronym,RPE_State),\"=\"&IF($AL$6=\"National\",\"*\",$AO40)))","v":0.692699595759243},{"$f":"IF(AO40=0,\"\",IF($AL$18=\"Actual\",0,SUMIFS(CHOOSE(VLOOKUP($AL$33,'Lookup tables'!$AK$5:$AM$15,3,0), RPE_FuelConsumptionSummerTBtu, RPE_FuelConsumptionTotalTBtu, RPE_GenerationSummerGWh, RPE_GenerationTotalGWh, RPE_CO2EmissionsSummerThousandTons, RPE_CO2EmissionsTotalThousandTons, RPE_NOXEmissionsSummerThousandTons, RPE_NOXEmissionsTotalThousandTons, RPE_SO2EmissionsSummerThousandTons, RPE_SO2EmissionsTotalThousandTons, RPE_DispatchableCapacityMW), MeetComparisonCriteria,\"=1\",IF($AL$6=\"IPM Region\",RPE_IPMRegionGroupAcronym,RPE_State),\"=\"&IF($AL$6=\"National\",\"*\",$AO40))))","v":0},0.692699595759243,"0.693",11854022]
[null,null,null,null,null,null,null,null,null,null,null,null,null,null,"S_D_REST","SC","RI",null,null,null,null,"Generation Summer GWh","GWh",null,null,null,null,null,null,null,null,null,null,null,null,null,null,null,null,null,"PA",{"$f":"IF(AO41=0,\"\",SUMIFS(CHOOSE(VLOOKUP($AL$16,'Lookup tables'!$AK$5:$AM$15,3,0), RPE_FuelConsumptionSummerTBtu, RPE_FuelConsumptionTotalTBtu, RPE_GenerationSummerGWh, RPE_GenerationTotalGWh, RPE_CO2EmissionsSummerThousandTons, RPE_CO2EmissionsTotalThousandTons, RPE_NOXEmissionsSummerThousandTons, RPE_NOXEmissionsTotalThousandTons, RPE_SO2EmissionsSummerThousandTons, RPE_SO2EmissionsTotalThousandTons, RPE_DispatchableCapacityMW), MeetPrimaryCriteria,\"=1\",IF($AL$6=\"IPM Region\",RPE_IPMRegionGroupAcronym,RPE_State),\"=\"&IF($AL$6=\"National\",\"*\",$AO41)))","v":13.131788154495766},{"$f":"IF(AO41=0,\"\",IF($AL$18=\"Actual\",0,SUMIFS(CHOOSE(VLOOKUP($AL$33,'Lookup tables'!$AK$5:$AM$15,3,0), RPE_FuelConsumptionSummerTBtu, RPE_FuelConsumptionTotalTBtu, RPE_GenerationSummerGWh, RPE_GenerationTotalGWh, RPE_CO2EmissionsSummerThousandTons, RPE_CO2EmissionsTotalThousandTons, RPE_NOXEmissionsSummerThousandTons, RPE_NOXEmissionsTotalThousandTons, RPE_SO2EmissionsSummerThousandTons, RPE_SO2EmissionsTotalThousandTons, RPE_DispatchableCapacityMW), MeetComparisonCriteria,\"=1\",IF($AL$6=\"IPM Region\",RPE_IPMRegionGroupAcronym,RPE_State),\"=\"&IF($AL$6=\"National\",\"*\",$AO41))))","v":0},13.131788154495766,"13.1",9359529]
[null,null,null,null,null,null,null,null,null,null,null,null,null,null,"S_D_WOTA","SD","SC",null,null,null,null,"Generation Total GWh","GWh",null,null,null,null,null,null,null,null,null,null,null,null,null,null,null,null,null,"RI",{"$f":"IF(AO42=0,\"\",SUMIFS(CHOOSE(VLOOKUP($AL$16,'Lookup tables'!$AK$5:$AM$15,3,0), RPE_FuelConsumptionSummerTBtu, RPE_FuelConsumptionTotalTBtu, RPE_GenerationSummerGWh, RPE_GenerationTotalGWh, RPE_CO2EmissionsSummerThousandTons, RPE_CO2EmissionsTotalThousandTons, RPE_NOXEmissionsSummerThousandTons, RPE_NOXEmissionsTotalThousandTons, RPE_SO2EmissionsSummerThousandTons, RPE_SO2EmissionsTotalThousandTons, RPE_DispatchableCapacityMW), MeetPrimaryCriteria,\"=1\",IF($AL$6=\"IPM Region\",RPE_IPMRegionGroupAcronym,RPE_State),\"=\"&IF($AL$6=\"National\",\"*\",$AO42)))","v":0.35805339438951483},{"$f":"IF(AO42=0,\"\",IF($AL$18=\"Actual\",0,SUMIFS(CHOOSE(VLOOKUP($AL$33,'Lookup tables'!$AK$5:$AM$15,3,0), RPE_FuelConsumptionSummerTBtu, RPE_FuelConsumptionTotalTBtu, RPE_GenerationSummerGWh, RPE_GenerationTotalGWh, RPE_CO2EmissionsSummerThousandTons, RPE_CO2EmissionsTotalThousandTons, RPE_NOXEmissionsSummerThousandTons, RPE_NOXEmissionsTotalThousandTons, RPE_SO2EmissionsSummerThousandTons, RPE_SO2EmissionsTotalThousandTons, RPE_DispatchableCapacityMW), MeetComparisonCriteria,\"=1\",IF($AL$6=\"IPM Region\",RPE_IPMRegionGroupAcronym,RPE_State),\"=\"&IF($AL$6=\"National\",\"*\",$AO42))))","v":0},0.35805339438951483,"0.358",11854022,null,null,null,{"$f":"AL6","v":"State"},"National",null,null,"Comparison Year:","Parallel"]
[null,null,null,null,null,null,null,null,null,null,null,null,null,null,"S_SOU","TN","SD",null,null,null,null,"CO2 Emissions Summer Thousand Tons","Thousand (short) tons CO2",null,null,null,null,null,null,null,null,null,null,null,null,null,null,null,null,null,"SC",{"$f":"IF(AO43=0,\"\",SUMIFS(CHOOSE(VLOOKUP($AL$16,'Lookup tables'!$AK$5:$AM$15,3,0), RPE_FuelConsumptionSummerTBtu, RPE_FuelConsumptionTotalTBtu, RPE_GenerationSummerGWh, RPE_GenerationTotalGWh, RPE_CO2EmissionsSummerThousandTons, RPE_CO2EmissionsTotalThousandTons, RPE_NOXEmissionsSummerThousandTons, RPE_NOXEmissionsTotalThousandTons, RPE_SO2EmissionsSummerThousandTons, RPE_SO2EmissionsTotalThousandTons, RPE_DispatchableCapacityMW), MeetPrimaryCriteria,\"=1\",IF($AL$6=\"IPM Region\",RPE_IPMRegionGroupAcronym,RPE_State),\"=\"&IF($AL$6=\"National\",\"*\",$AO43)))","v":6.168352295140064},{"$f":"IF(AO43=0,\"\",IF($AL$18=\"Actual\",0,SUMIFS(CHOOSE(VLOOKUP($AL$33,'Lookup tables'!$AK$5:$AM$15,3,0), RPE_FuelConsumptionSummerTBtu, RPE_FuelConsumptionTotalTBtu, RPE_GenerationSummerGWh, RPE_GenerationTotalGWh, RPE_CO2EmissionsSummerThousandTons, RPE_CO2EmissionsTotalThousandTons, RPE_NOXEmissionsSummerThousandTons, RPE_NOXEmissionsTotalThousandTons, RPE_SO2EmissionsSummerThousandTons, RPE_SO2EmissionsTotalThousandTons, RPE_DispatchableCapacityMW), MeetComparisonCriteria,\"=1\",IF($AL$6=\"IPM Region\",RPE_IPMRegionGroupAcronym,RPE_State),\"=\"&IF($AL$6=\"National\",\"*\",$AO43))))","v":0},6.168352295140064,"6.17",11854022]
[null,null,null,null,null,null,null,null,null,null,null,null,null,null,"S_VACA","TX","TN",null,null,null,null,"CO2 Emissions Total Thousand Tons","Thousand (short) tons CO2",null,null,null,null,null,null,null,null,null,null,null,null,null,null,null,null,null,"SD",{"$f":"IF(AO44=0,\"\",SUMIFS(CHOOSE(VLOOKUP($AL$16,'Lookup tables'!$AK$5:$AM$15,3,0), RPE_FuelConsumptionSummerTBtu, RPE_FuelConsumptionTotalTBtu, RPE_GenerationSummerGWh, RPE_GenerationTotalGWh, RPE_CO2EmissionsSummerThousandTons, RPE_CO2EmissionsTotalThousandTons, RPE_NOXEmissionsSummerThousandTons, RPE_NOXEmissionsTotalThousandTons, RPE_SO2EmissionsSummerThousandTons, RPE_SO2EmissionsTotalThousandTons, RPE_DispatchableCapacityMW), MeetPrimaryCriteria,\"=1\",IF($AL$6=\"IPM Region\",RPE_IPMRegionGroupAcronym,RPE_State),\"=\"&IF($AL$6=\"National\",\"*\",$AO44)))","v":0.39705051521771312},{"$f":"IF(AO44=0,\"\",IF($AL$18=\"Actual\",0,SUMIFS(CHOOSE(VLOOKUP($AL$33,'Lookup tables'!$AK$5:$AM$15,3,0), RPE_FuelConsumptionSummerTBtu, RPE_FuelConsumptionTotalTBtu, RPE_GenerationSummerGWh, RPE_GenerationTotalGWh, RPE_CO2EmissionsSummerThousandTons, RPE_CO2EmissionsTotalThousandTons, RPE_NOXEmissionsSummerThousandTons, RPE_NOXEmissionsTotalThousandTons, RPE_SO2EmissionsSummerThousandTons, RPE_SO2EmissionsTotalThousandTons, RPE_DispatchableCapacityMW), MeetComparisonCriteria,\"=1\",IF($AL$6=\"IPM Region\",RPE_IPMRegionGroupAcronym,RPE_State),\"=\"&IF($AL$6=\"National\",\"*\",$AO44))))","v":0},0.39705051521771312,"0.397",11854022,null,null,"*Historical data is still under development. It is approximate and may not always provide an apples-to-apples comparison to IPM outputs. See READ ME worksheet for more info."]
[null,null,null,null,null,null,null,null,null,null,null,null,null,null,"SPP_KIAM","UT","TX",null,null,null,null,"NOX Emissions Summer Thousand Tons","Thousand (short) tons NOx",null,null,null,null,null,null,null,null,null,null,null,null,null,null,null,null,null,"TN",{"$f":"IF(AO45=0,\"\",SUMIFS(CHOOSE(VLOOKUP($AL$16,'Lookup tables'!$AK$5:$AM$15,3,0), RPE_FuelConsumptionSummerTBtu, RPE_FuelConsumptionTotalTBtu, RPE_GenerationSummerGWh, RPE_GenerationTotalGWh, RPE_CO2EmissionsSummerThousandTons, RPE_CO2EmissionsTotalThousandTons, RPE_NOXEmissionsSummerThousandTons, RPE_NOXEmissionsTotalThousandTons, RPE_SO2EmissionsSummerThousandTons, RPE_SO2EmissionsTotalThousandTons, RPE_DispatchableCapacityMW), MeetPrimaryCriteria,\"=1\",IF($AL$6=\"IPM Region\",RPE_IPMRegionGroupAcronym,RPE_State),\"=\"&IF($AL$6=\"National\",\"*\",$AO45)))","v":2.901550187209792},{"$f":"IF(AO45=0,\"\",IF($AL$18=\"Actual\",0,SUMIFS(CHOOSE(VLOOKUP($AL$33,'Lookup tables'!$AK$5:$AM$15,3,0), RPE_FuelConsumptionSummerTBtu, RPE_FuelConsumptionTotalTBtu, RPE_GenerationSummerGWh, RPE_GenerationTotalGWh, RPE_CO2EmissionsSummerThousandTons, RPE_CO2EmissionsTotalThousandTons, RPE_NOXEmissionsSummerThousandTons, RPE_NOXEmissionsTotalThousandTons, RPE_SO2EmissionsSummerThousandTons, RPE_SO2EmissionsTotalThousandTons, RPE_DispatchableCapacityMW), MeetComparisonCriteria,\"=1\",IF($AL$6=\"IPM Region\",RPE_IPMRegionGroupAcronym,RPE_State),\"=\"&IF($AL$6=\"National\",\"*\",$AO45))))","v":0},2.901550187209792,"2.90",11854022]
[null,null,null,null,null,null,null,null,null,null,null,null,null,null,"SPP_N","VA","UT",null,null,null,null,"NOX Emissions Total Thousand Tons","Thousand (short) tons NOx",null,null,null,null,null,null,null,null,null,null,null,null,null,null,null,null,null,"TX",{"$f":"IF(AO46=0,\"\",SUMIFS(CHOOSE(VLOOKUP($AL$16,'Lookup tables'!$AK$5:$AM$15,3,0), RPE_FuelConsumptionSummerTBtu, RPE_FuelConsumptionTotalTBtu, RPE_GenerationSummerGWh, RPE_GenerationTotalGWh, RPE_CO2EmissionsSummerThousandTons, RPE_CO2EmissionsTotalThousandTons, RPE_NOXEmissionsSummerThousandTons, RPE_NOXEmissionsTotalThousandTons, RPE_SO2EmissionsSummerThousandTons, RPE_SO2EmissionsTotalThousandTons, RPE_DispatchableCapacityMW), MeetPrimaryCriteria,\"=1\",IF($AL$6=\"IPM Region\",RPE_IPMRegionGroupAcronym,RPE_State),\"=\"&IF($AL$6=\"National\",\"*\",$AO46)))","v":43.212327845750202},{"$f":"IF(AO46=0,\"\",IF($AL$18=\"Actual\",0,SUMIFS(CHOOSE(VLOOKUP($AL$33,'Lookup tables'!$AK$5:$AM$15,3,0), RPE_FuelConsumptionSummerTBtu, RPE_FuelConsumptionTotalTBtu, RPE_GenerationSummerGWh, RPE_GenerationTotalGWh, RPE_CO2EmissionsSummerThousandTons, RPE_CO2EmissionsTotalThousandTons, RPE_NOXEmissionsSummerThousandTons, RPE_NOXEmissionsTotalThousandTons, RPE_SO2EmissionsSummerThousandTons, RPE_SO2EmissionsTotalThousandTons, RPE_DispatchableCapacityMW), MeetComparisonCriteria,\"=1\",IF($AL$6=\"IPM Region\",RPE_IPMRegionGroupAcronym,RPE_State),\"=\"&IF($AL$6=\"National\",\"*\",$AO46))))","v":0},43.212327845750202,"43.2",3506772]
[null,null,null,null,null,null,null,null,null,null,null,null,null,null,"SPP_NEBR","VT","VA",null,null,null,null,"SO2 Emissions Summer Thousand Tons","Thousand (short) tons SO2",null,null,null,null,null,null,null,null,null,null,null,null,null,null,null,null,null,"UT",{"$f":"IF(AO47=0,\"\",SUMIFS(CHOOSE(VLOOKUP($AL$16,'Lookup tables'!$AK$5:$AM$15,3,0), RPE_FuelConsumptionSummerTBtu, RPE_FuelConsumptionTotalTBtu, RPE_GenerationSummerGWh, RPE_GenerationTotalGWh, RPE_CO2EmissionsSummerThousandTons, RPE_CO2EmissionsTotalThousandTons, RPE_NOXEmissionsSummerThousandTons, RPE_NOXEmissionsTotalThousandTons, RPE_SO2EmissionsSummerThousandTons, RPE_SO2EmissionsTotalThousandTons, RPE_DispatchableCapacityMW), MeetPrimaryCriteria,\"=1\",IF($AL$6=\"IPM Region\",RPE_IPMRegionGroupAcronym,RPE_State),\"=\"&IF($AL$6=\"National\",\"*\",$AO47)))","v":8.1663811812185099},{"$f":"IF(AO47=0,\"\",IF($AL$18=\"Actual\",0,SUMIFS(CHOOSE(VLOOKUP($AL$33,'Lookup tables'!$AK$5:$AM$15,3,0), RPE_FuelConsumptionSummerTBtu, RPE_FuelConsumptionTotalTBtu, RPE_GenerationSummerGWh, RPE_GenerationTotalGWh, RPE_CO2EmissionsSummerThousandTons, RPE_CO2EmissionsTotalThousandTons, RPE_NOXEmissionsSummerThousandTons, RPE_NOXEmissionsTotalThousandTons, RPE_SO2EmissionsSummerThousandTons, RPE_SO2EmissionsTotalThousandTons, RPE_DispatchableCapacityMW), MeetComparisonCriteria,\"=1\",IF($AL$6=\"IPM Region\",RPE_IPMRegionGroupAcronym,RPE_State),\"=\"&IF($AL$6=\"National\",\"*\",$AO47))))","v":0},8.1663811812185099,"8.17",11854022,null,null,null,null,"Primary Value"]
[null,null,null,null,null,null,null,null,null,null,null,null,null,null,"SPP_SE","WA","VT",null,null,null,null,"SO2 Emissions Total Thousand Tons","Thousand (short) tons SO2",null,null,null,null,null,null,null,null,null,null,null,null,null,null,null,null,null,"VA",{"$f":"IF(AO48=0,\"\",SUMIFS(CHOOSE(VLOOKUP($AL$16,'Lookup tables'!$AK$5:$AM$15,3,0), RPE_FuelConsumptionSummerTBtu, RPE_FuelConsumptionTotalTBtu, RPE_GenerationSummerGWh, RPE_GenerationTotalGWh, RPE_CO2EmissionsSummerThousandTons, RPE_CO2EmissionsTotalThousandTons, RPE_NOXEmissionsSummerThousandTons, RPE_NOXEmissionsTotalThousandTons, RPE_SO2EmissionsSummerThousandTons, RPE_SO2EmissionsTotalThousandTons, RPE_DispatchableCapacityMW), MeetPrimaryCriteria,\"=1\",IF($AL$6=\"IPM Region\",RPE_IPMRegionGroupAcronym,RPE_State),\"=\"&IF($AL$6=\"National\",\"*\",$AO48)))","v":3.9093198579996806},{"$f":"IF(AO48=0,\"\",IF($AL$18=\"Actual\",0,SUMIFS(CHOOSE(VLOOKUP($AL$33,'Lookup tables'!$AK$5:$AM$15,3,0), RPE_FuelConsumptionSummerTBtu, RPE_FuelConsumptionTotalTBtu, RPE_GenerationSummerGWh, RPE_GenerationTotalGWh, RPE_CO2EmissionsSummerThousandTons, RPE_CO2EmissionsTotalThousandTons, RPE_NOXEmissionsSummerThousandTons, RPE_NOXEmissionsTotalThousandTons, RPE_SO2EmissionsSummerThousandTons, RPE_SO2EmissionsTotalThousandTons, RPE_DispatchableCapacityMW), MeetComparisonCriteria,\"=1\",IF($AL$6=\"IPM Region\",RPE_IPMRegionGroupAcronym,RPE_State),\"=\"&IF($AL$6=\"National\",\"*\",$AO48))))","v":0},3.9093198579996806,"3.91",11854022,null,null,null,null,2021,2023,2025,2030,2035,2040,2045,2050]
[null,null,null,null,null,null,null,null,null,null,null,null,null,null,"SPP_SPS","WI","WA",null,null,null,null,"Dispatchable Capacity MW","MW",null,null,null,null,null,null,null,null,null,null,null,null,null,null,null,null,null,"VT",{"$f":"IF(AO49=0,\"\",SUMIFS(CHOOSE(VLOOKUP($AL$16,'Lookup tables'!$AK$5:$AM$15,3,0), RPE_FuelConsumptionSummerTBtu, RPE_FuelConsumptionTotalTBtu, RPE_GenerationSummerGWh, RPE_GenerationTotalGWh, RPE_CO2EmissionsSummerThousandTons, RPE_CO2EmissionsTotalThousandTons, RPE_NOXEmissionsSummerThousandTons, RPE_NOXEmissionsTotalThousandTons, RPE_SO2EmissionsSummerThousandTons, RPE_SO2EmissionsTotalThousandTons, RPE_DispatchableCapacityMW), MeetPrimaryCriteria,\"=1\",IF($AL$6=\"IPM Region\",RPE_IPMRegionGroupAcronym,RPE_State),\"=\"&IF($AL$6=\"National\",\"*\",$AO49)))","v":8.5953089088E-3},{"$f":"IF(AO49=0,\"\",IF($AL$18=\"Actual\",0,SUMIFS(CHOOSE(VLOOKUP($AL$33,'Lookup tables'!$AK$5:$AM$15,3,0), RPE_FuelConsumptionSummerTBtu, RPE_FuelConsumptionTotalTBtu, RPE_GenerationSummerGWh, RPE_GenerationTotalGWh, RPE_CO2EmissionsSummerThousandTons, RPE_CO2EmissionsTotalThousandTons, RPE_NOXEmissionsSummerThousandTons, RPE_NOXEmissionsTotalThousandTons, RPE_SO2EmissionsSummerThousandTons, RPE_SO2EmissionsTotalThousandTons, RPE_DispatchableCapacityMW), MeetComparisonCriteria,\"=1\",IF($AL$6=\"IPM Region\",RPE_IPMRegionGroupAcronym,RPE_State),\"=\"&IF($AL$6=\"National\",\"*\",$AO49))))","v":0},8.5953089088E-3,"0.009",11854022,null,null,null,"National",{"$f":"SUMIFS(INDIRECT($AM$16),MeetPrimaryCriteriaSeries,\"=1\",RPE_Year,\"=\"&AY$48)","v":361.44873307923365},369.97802301867421,361.67359692366824,359.39870481079714,340.62880363392185,341.47389946345879,318.269880497835,260.5552738374945]
[null,null,null,null,null,null,null,null,null,null,null,null,null,null,"SPP_WEST","WV","WI",null,null,null,null,null,null,null,null,null,null,null,null,null,null,null,null,null,null,null,null,null,null,null,"WA",{"$f":"IF(AO50=0,\"\",SUMIFS(CHOOSE(VLOOKUP($AL$16,'Lookup tables'!$AK$5:$AM$15,3,0), RPE_FuelConsumptionSummerTBtu, RPE_FuelConsumptionTotalTBtu, RPE_GenerationSummerGWh, RPE_GenerationTotalGWh, RPE_CO2EmissionsSummerThousandTons, RPE_CO2EmissionsTotalThousandTons, RPE_NOXEmissionsSummerThousandTons, RPE_NOXEmissionsTotalThousandTons, RPE_SO2EmissionsSummerThousandTons, RPE_SO2EmissionsTotalThousandTons, RPE_DispatchableCapacityMW), MeetPrimaryCriteria,\"=1\",IF($AL$6=\"IPM Region\",RPE_IPMRegionGroupAcronym,RPE_State),\"=\"&IF($AL$6=\"National\",\"*\",$AO50)))","v":0.49126328562529514},{"$f":"IF(AO50=0,\"\",IF($AL$18=\"Actual\",0,SUMIFS(CHOOSE(VLOOKUP($AL$33,'Lookup tables'!$AK$5:$AM$15,3,0), RPE_FuelConsumptionSummerTBtu, RPE_FuelConsumptionTotalTBtu, RPE_GenerationSummerGWh, RPE_GenerationTotalGWh, RPE_CO2EmissionsSummerThousandTons, RPE_CO2EmissionsTotalThousandTons, RPE_NOXEmissionsSummerThousandTons, RPE_NOXEmissionsTotalThousandTons, RPE_SO2EmissionsSummerThousandTons, RPE_SO2EmissionsTotalThousandTons, RPE_DispatchableCapacityMW), MeetComparisonCriteria,\"=1\",IF($AL$6=\"IPM Region\",RPE_IPMRegionGroupAcronym,RPE_State),\"=\"&IF($AL$6=\"National\",\"*\",$AO50))))","v":0},0.49126328562529514,"0.491",11854022,null,null,null,{"$f":"AY42","v":"National"},{"$f":"SUMIFS(INDIRECT($AM$16),MeetPrimaryCriteriaSeries,\"=1\",RPE_State,\"=\"&$AX50,RPE_Year,\"=\"&AY$48)","v":0},{"$f":"SUMIFS(INDIRECT($AM$16),MeetPrimaryCriteriaSeries,\"=1\",RPE_State,\"=\"&$AX50,RPE_Year,\"=\"&AZ$48)","v":0},0,0,0,0,0,0]
[null,null,null,null,null,null,null,null,null,null,null,null,null,null,"WEC_CALN","WY","WV",null,null,null,null,null,null,null,null,null,null,null,null,null,null,null,null,null,null,null,{"$f":"IF(NOT(OR($AL$18=\"Emissions Rate\",$AL$18=\"Capacity Factor\")),\"\",\nIF($AL$2<>$AL$21,\"Primary and Comparison Cases Don't Match\",\nIF($AL$4<>$AL$23,\"Primary and Comparison Years don't match\",\nIF($AL$9<>$AL$26,\"Primary and Comparison Fuel Types don't match\",\nIF($AL$10<>$AL$27,\"Primary and Comparison Fossil > 25 MW don't match\",\nIF($AL$11<>$AL$28,\"Primary and Comparison Exisint/New/Retired don't match\",\nIF($AL$12<>$AL$29,\"Primary and Comparison Plant Types don't match\",\nIF($AL$13<>$AL$30,\"Primary and Comparison Plant Categories don't match\",\nIF($AL$14<>$AL$31,\"Primary and Comparison Control/Retrofit Types don't match\",\nIF($AL$15<>$AL$32,\"Primary and Comparison Existing/New Controls don't match\",\"\"))))))))))","v":""},null,null,null,"WI",{"$f":"IF(AO51=0,\"\",SUMIFS(CHOOSE(VLOOKUP($AL$16,'Lookup tables'!$AK$5:$AM$15,3,0), RPE_FuelConsumptionSummerTBtu, RPE_FuelConsumptionTotalTBtu, RPE_GenerationSummerGWh, RPE_GenerationTotalGWh, RPE_CO2EmissionsSummerThousandTons, RPE_CO2EmissionsTotalThousandTons, RPE_NOXEmissionsSummerThousandTons, RPE_NOXEmissionsTotalThousandTons, RPE_SO2EmissionsSummerThousandTons, RPE_SO2EmissionsTotalThousandTons, RPE_DispatchableCapacityMW), MeetPrimaryCriteria,\"=1\",IF($AL$6=\"IPM Region\",RPE_IPMRegionGroupAcronym,RPE_State),\"=\"&IF($AL$6=\"National\",\"*\",$AO51)))","v":3.9831305695503416},{"$f":"IF(AO51=0,\"\",IF($AL$18=\"Actual\",0,SUMIFS(CHOOSE(VLOOKUP($AL$33,'Lookup tables'!$AK$5:$AM$15,3,0), RPE_FuelConsumptionSummerTBtu, RPE_FuelConsumptionTotalTBtu, RPE_GenerationSummerGWh, RPE_GenerationTotalGWh, RPE_CO2EmissionsSummerThousandTons, RPE_CO2EmissionsTotalThousandTons, RPE_NOXEmissionsSummerThousandTons, RPE_NOXEmissionsTotalThousandTons, RPE_SO2EmissionsSummerThousandTons, RPE_SO2EmissionsTotalThousandTons, RPE_DispatchableCapacityMW), MeetComparisonCriteria,\"=1\",IF($AL$6=\"IPM Region\",RPE_IPMRegionGroupAcronym,RPE_State),\"=\"&IF($AL$6=\"National\",\"*\",$AO51))))","v":0},3.9831305695503416,"3.98",11854022]
[null,null,null,null,null,null,null,null,null,null,null,null,null,null,"WEC_LADW","  ","WY",null,null,null,null,null,null,null,null,null,null,null,null,null,null,null,null,null,null,null,null,null,null,null,"WV",{"$f":"IF(AO52=0,\"\",SUMIFS(CHOOSE(VLOOKUP($AL$16,'Lookup tables'!$AK$5:$AM$15,3,0), RPE_FuelConsumptionSummerTBtu, RPE_FuelConsumptionTotalTBtu, RPE_GenerationSummerGWh, RPE_GenerationTotalGWh, RPE_CO2EmissionsSummerThousandTons, RPE_CO2EmissionsTotalThousandTons, RPE_NOXEmissionsSummerThousandTons, RPE_NOXEmissionsTotalThousandTons, RPE_SO2EmissionsSummerThousandTons, RPE_SO2EmissionsTotalThousandTons, RPE_DispatchableCapacityMW), MeetPrimaryCriteria,\"=1\",IF($AL$6=\"IPM Region\",RPE_IPMRegionGroupAcronym,RPE_State),\"=\"&IF($AL$6=\"National\",\"*\",$AO52)))","v":19.871190508633344},{"$f":"IF(AO52=0,\"\",IF($AL$18=\"Actual\",0,SUMIFS(CHOOSE(VLOOKUP($AL$33,'Lookup tables'!$AK$5:$AM$15,3,0), RPE_FuelConsumptionSummerTBtu, RPE_FuelConsumptionTotalTBtu, RPE_GenerationSummerGWh, RPE_GenerationTotalGWh, RPE_CO2EmissionsSummerThousandTons, RPE_CO2EmissionsTotalThousandTons, RPE_NOXEmissionsSummerThousandTons, RPE_NOXEmissionsTotalThousandTons, RPE_SO2EmissionsSummerThousandTons, RPE_SO2EmissionsTotalThousandTons, RPE_DispatchableCapacityMW), MeetComparisonCriteria,\"=1\",IF($AL$6=\"IPM Region\",RPE_IPMRegionGroupAcronym,RPE_State),\"=\"&IF($AL$6=\"National\",\"*\",$AO52))))","v":0},19.871190508633344,"19.9",9359529,null,null,null,null,"Comaprison Value"]
[null,null,null,null,null,null,null,null,null,null,null,null,null,null,"WEC_SDGE",null,"  ",null,null,null,null,null,null,null,null,null,null,null,null,null,null,null,null,null,null,null,null,null,null,null,"WY",{"$f":"IF(AO53=0,\"\",SUMIFS(CHOOSE(VLOOKUP($AL$16,'Lookup tables'!$AK$5:$AM$15,3,0), RPE_FuelConsumptionSummerTBtu, RPE_FuelConsumptionTotalTBtu, RPE_GenerationSummerGWh, RPE_GenerationTotalGWh, RPE_CO2EmissionsSummerThousandTons, RPE_CO2EmissionsTotalThousandTons, RPE_NOXEmissionsSummerThousandTons, RPE_NOXEmissionsTotalThousandTons, RPE_SO2EmissionsSummerThousandTons, RPE_SO2EmissionsTotalThousandTons, RPE_DispatchableCapacityMW), MeetPrimaryCriteria,\"=1\",IF($AL$6=\"IPM Region\",RPE_IPMRegionGroupAcronym,RPE_State),\"=\"&IF($AL$6=\"National\",\"*\",$AO53)))","v":7.4373117393539161},{"$f":"IF(AO53=0,\"\",IF($AL$18=\"Actual\",0,SUMIFS(CHOOSE(VLOOKUP($AL$33,'Lookup tables'!$AK$5:$AM$15,3,0), RPE_FuelConsumptionSummerTBtu, RPE_FuelConsumptionTotalTBtu, RPE_GenerationSummerGWh, RPE_GenerationTotalGWh, RPE_CO2EmissionsSummerThousandTons, RPE_CO2EmissionsTotalThousandTons, RPE_NOXEmissionsSummerThousandTons, RPE_NOXEmissionsTotalThousandTons, RPE_SO2EmissionsSummerThousandTons, RPE_SO2EmissionsTotalThousandTons, RPE_DispatchableCapacityMW), MeetComparisonCriteria,\"=1\",IF($AL$6=\"IPM Region\",RPE_IPMRegionGroupAcronym,RPE_State),\"=\"&IF($AL$6=\"National\",\"*\",$AO53))))","v":0},7.4373117393539161,"7.44",11854022,null,null,null,null,2021,2023,2025,2030,2035,2040,2045,2050]
[null,null,null,null,null,null,null,null,null,null,null,null,null,null,"WECC_AZ",null,null,null,null,null,null,null,null,null,null,null,null,null,null,null,null,null,null,null,null,null,null,null,null,null,"  ",{"$f":"IF(AO54=0,\"\",SUMIFS(CHOOSE(VLOOKUP($AL$16,'Lookup tables'!$AK$5:$AM$15,3,0), RPE_FuelConsumptionSummerTBtu, RPE_FuelConsumptionTotalTBtu, RPE_GenerationSummerGWh, RPE_GenerationTotalGWh, RPE_CO2EmissionsSummerThousandTons, RPE_CO2EmissionsTotalThousandTons, RPE_NOXEmissionsSummerThousandTons, RPE_NOXEmissionsTotalThousandTons, RPE_SO2EmissionsSummerThousandTons, RPE_SO2EmissionsTotalThousandTons, RPE_DispatchableCapacityMW), MeetPrimaryCriteria,\"=1\",IF($AL$6=\"IPM Region\",RPE_IPMRegionGroupAcronym,RPE_State),\"=\"&IF($AL$6=\"National\",\"*\",$AO54)))","v":0},{"$f":"IF(AO54=0,\"\",IF($AL$18=\"Actual\",0,SUMIFS(CHOOSE(VLOOKUP($AL$33,'Lookup tables'!$AK$5:$AM$15,3,0), RPE_FuelConsumptionSummerTBtu, RPE_FuelConsumptionTotalTBtu, RPE_GenerationSummerGWh, RPE_GenerationTotalGWh, RPE_CO2EmissionsSummerThousandTons, RPE_CO2EmissionsTotalThousandTons, RPE_NOXEmissionsSummerThousandTons, RPE_NOXEmissionsTotalThousandTons, RPE_SO2EmissionsSummerThousandTons, RPE_SO2EmissionsTotalThousandTons, RPE_DispatchableCapacityMW), MeetComparisonCriteria,\"=1\",IF($AL$6=\"IPM Region\",RPE_IPMRegionGroupAcronym,RPE_State),\"=\"&IF($AL$6=\"National\",\"*\",$AO54))))","v":0},0,"0.000",11854022,null,null,null,"National",{"$f":"IF($AL$18=\"Actual\",0,SUMIFS(INDIRECT($AM$33),MeetComparisonCriteriaSeries,\"=1\",RPE_Year,\"=\"&IF($BC$42=\"Parallel\",AY$53,$AL$23)))","v":0},0,0,0,0,0,0,0]
[null,null,null,null,null,null,null,null,null,null,null,null,null,null,"WECC_CO",null,null,null,null,null,null,null,null,null,null,null,null,null,null,null,null,null,null,null,null,null,null,null,null,null,0,{"$f":"IF(AO55=0,\"\",SUMIFS(CHOOSE(VLOOKUP($AL$16,'Lookup tables'!$AK$5:$AM$15,3,0), RPE_FuelConsumptionSummerTBtu, RPE_FuelConsumptionTotalTBtu, RPE_GenerationSummerGWh, RPE_GenerationTotalGWh, RPE_CO2EmissionsSummerThousandTons, RPE_CO2EmissionsTotalThousandTons, RPE_NOXEmissionsSummerThousandTons, RPE_NOXEmissionsTotalThousandTons, RPE_SO2EmissionsSummerThousandTons, RPE_SO2EmissionsTotalThousandTons, RPE_DispatchableCapacityMW), MeetPrimaryCriteria,\"=1\",IF($AL$6=\"IPM Region\",RPE_IPMRegionGroupAcronym,RPE_State),\"=\"&IF($AL$6=\"National\",\"*\",$AO55)))","v":""},{"$f":"IF(AO55=0,\"\",IF($AL$18=\"Actual\",0,SUMIFS(CHOOSE(VLOOKUP($AL$33,'Lookup tables'!$AK$5:$AM$15,3,0), RPE_FuelConsumptionSummerTBtu, RPE_FuelConsumptionTotalTBtu, RPE_GenerationSummerGWh, RPE_GenerationTotalGWh, RPE_CO2EmissionsSummerThousandTons, RPE_CO2EmissionsTotalThousandTons, RPE_NOXEmissionsSummerThousandTons, RPE_NOXEmissionsTotalThousandTons, RPE_SO2EmissionsSummerThousandTons, RPE_SO2EmissionsTotalThousandTons, RPE_DispatchableCapacityMW), MeetComparisonCriteria,\"=1\",IF($AL$6=\"IPM Region\",RPE_IPMRegionGroupAcronym,RPE_State),\"=\"&IF($AL$6=\"National\",\"*\",$AO55))))","v":""},"","",16777215,null,null,null,{"$f":"AY42","v":"National"},{"$f":"IF($AL$18=\"Actual\",0,SUMIFS(INDIRECT($AM$33),MeetComparisonCriteriaSeries,\"=1\",RPE_State,\"=\"&$AX55,RPE_Year,\"=\"&AY$53))","v":0},0,0,0,0,0,0,0]
[null,null,null,null,null,null,null,null,null,null,null,null,null,null,"WECC_ID",null,null,null,null,null,null,null,null,null,null,null,null,null,null,null,null,null,null,null,null,null,null,null,null,null,0,{"$f":"IF(AO56=0,\"\",SUMIFS(CHOOSE(VLOOKUP($AL$16,'Lookup tables'!$AK$5:$AM$15,3,0), RPE_FuelConsumptionSummerTBtu, RPE_FuelConsumptionTotalTBtu, RPE_GenerationSummerGWh, RPE_GenerationTotalGWh, RPE_CO2EmissionsSummerThousandTons, RPE_CO2EmissionsTotalThousandTons, RPE_NOXEmissionsSummerThousandTons, RPE_NOXEmissionsTotalThousandTons, RPE_SO2EmissionsSummerThousandTons, RPE_SO2EmissionsTotalThousandTons, RPE_DispatchableCapacityMW), MeetPrimaryCriteria,\"=1\",IF($AL$6=\"IPM Region\",RPE_IPMRegionGroupAcronym,RPE_State),\"=\"&IF($AL$6=\"National\",\"*\",$AO56)))","v":""},{"$f":"IF(AO56=0,\"\",IF($AL$18=\"Actual\",0,SUMIFS(CHOOSE(VLOOKUP($AL$33,'Lookup tables'!$AK$5:$AM$15,3,0), RPE_FuelConsumptionSummerTBtu, RPE_FuelConsumptionTotalTBtu, RPE_GenerationSummerGWh, RPE_GenerationTotalGWh, RPE_CO2EmissionsSummerThousandTons, RPE_CO2EmissionsTotalThousandTons, RPE_NOXEmissionsSummerThousandTons, RPE_NOXEmissionsTotalThousandTons, RPE_SO2EmissionsSummerThousandTons, RPE_SO2EmissionsTotalThousandTons, RPE_DispatchableCapacityMW), MeetComparisonCriteria,\"=1\",IF($AL$6=\"IPM Region\",RPE_IPMRegionGroupAcronym,RPE_State),\"=\"&IF($AL$6=\"National\",\"*\",$AO56))))","v":""},"","",16777215]
[null,null,null,null,null,null,null,null,null,null,null,null,null,null,"WECC_IID",null,null,null,null,null,null,null,null,null,null,null,null,null,null,null,null,null,null,null,null,null,null,null,null,null,0,{"$f":"IF(AO57=0,\"\",SUMIFS(CHOOSE(VLOOKUP($AL$16,'Lookup tables'!$AK$5:$AM$15,3,0), RPE_FuelConsumptionSummerTBtu, RPE_FuelConsumptionTotalTBtu, RPE_GenerationSummerGWh, RPE_GenerationTotalGWh, RPE_CO2EmissionsSummerThousandTons, RPE_CO2EmissionsTotalThousandTons, RPE_NOXEmissionsSummerThousandTons, RPE_NOXEmissionsTotalThousandTons, RPE_SO2EmissionsSummerThousandTons, RPE_SO2EmissionsTotalThousandTons, RPE_DispatchableCapacityMW), MeetPrimaryCriteria,\"=1\",IF($AL$6=\"IPM Region\",RPE_IPMRegionGroupAcronym,RPE_State),\"=\"&IF($AL$6=\"National\",\"*\",$AO57)))","v":""},{"$f":"IF(AO57=0,\"\",IF($AL$18=\"Actual\",0,SUMIFS(CHOOSE(VLOOKUP($AL$33,'Lookup tables'!$AK$5:$AM$15,3,0), RPE_FuelConsumptionSummerTBtu, RPE_FuelConsumptionTotalTBtu, RPE_GenerationSummerGWh, RPE_GenerationTotalGWh, RPE_CO2EmissionsSummerThousandTons, RPE_CO2EmissionsTotalThousandTons, RPE_NOXEmissionsSummerThousandTons, RPE_NOXEmissionsTotalThousandTons, RPE_SO2EmissionsSummerThousandTons, RPE_SO2EmissionsTotalThousandTons, RPE_DispatchableCapacityMW), MeetComparisonCriteria,\"=1\",IF($AL$6=\"IPM Region\",RPE_IPMRegionGroupAcronym,RPE_State),\"=\"&IF($AL$6=\"National\",\"*\",$AO57))))","v":""},"","",16777215,null,null,null,null,"Display Value"]
[null,null,null,null,null,null,null,null,null,null,null,null,null,null,"WECC_MT",null,null,null,null,null,null,null,null,null,null,null,null,null,null,null,null,null,null,null,null,null,null,null,null,null,0,{"$f":"IF(AO58=0,\"\",SUMIFS(CHOOSE(VLOOKUP($AL$16,'Lookup tables'!$AK$5:$AM$15,3,0), RPE_FuelConsumptionSummerTBtu, RPE_FuelConsumptionTotalTBtu, RPE_GenerationSummerGWh, RPE_GenerationTotalGWh, RPE_CO2EmissionsSummerThousandTons, RPE_CO2EmissionsTotalThousandTons, RPE_NOXEmissionsSummerThousandTons, RPE_NOXEmissionsTotalThousandTons, RPE_SO2EmissionsSummerThousandTons, RPE_SO2EmissionsTotalThousandTons, RPE_DispatchableCapacityMW), MeetPrimaryCriteria,\"=1\",IF($AL$6=\"IPM Region\",RPE_IPMRegionGroupAcronym,RPE_State),\"=\"&IF($AL$6=\"National\",\"*\",$AO58)))","v":""},{"$f":"IF(AO58=0,\"\",IF($AL$18=\"Actual\",0,SUMIFS(CHOOSE(VLOOKUP($AL$33,'Lookup tables'!$AK$5:$AM$15,3,0), RPE_FuelConsumptionSummerTBtu, RPE_FuelConsumptionTotalTBtu, RPE_GenerationSummerGWh, RPE_GenerationTotalGWh, RPE_CO2EmissionsSummerThousandTons, RPE_CO2EmissionsTotalThousandTons, RPE_NOXEmissionsSummerThousandTons, RPE_NOXEmissionsTotalThousandTons, RPE_SO2EmissionsSummerThousandTons, RPE_SO2EmissionsTotalThousandTons, RPE_DispatchableCapacityMW), MeetComparisonCriteria,\"=1\",IF($AL$6=\"IPM Region\",RPE_IPMRegionGroupAcronym,RPE_State),\"=\"&IF($AL$6=\"National\",\"*\",$AO58))))","v":""},"","",16777215,null,null,null,null,2021,2023,2025,2030,2035,2040,2045,2050]
[null,null,null,null,null,null,null,null,null,null,null,null,null,null,"WECC_NM",null,null,null,null,null,null,null,null,null,null,null,null,null,null,null,null,null,null,null,null,null,null,null,null,null,0,{"$f":"IF(AO59=0,\"\",SUMIFS(CHOOSE(VLOOKUP($AL$16,'Lookup tables'!$AK$5:$AM$15,3,0), RPE_FuelConsumptionSummerTBtu, RPE_FuelConsumptionTotalTBtu, RPE_GenerationSummerGWh, RPE_GenerationTotalGWh, RPE_CO2EmissionsSummerThousandTons, RPE_CO2EmissionsTotalThousandTons, RPE_NOXEmissionsSummerThousandTons, RPE_NOXEmissionsTotalThousandTons, RPE_SO2EmissionsSummerThousandTons, RPE_SO2EmissionsTotalThousandTons, RPE_DispatchableCapacityMW), MeetPrimaryCriteria,\"=1\",IF($AL$6=\"IPM Region\",RPE_IPMRegionGroupAcronym,RPE_State),\"=\"&IF($AL$6=\"National\",\"*\",$AO59)))","v":""},{"$f":"IF(AO59=0,\"\",IF($AL$18=\"Actual\",0,SUMIFS(CHOOSE(VLOOKUP($AL$33,'Lookup tables'!$AK$5:$AM$15,3,0), RPE_FuelConsumptionSummerTBtu, RPE_FuelConsumptionTotalTBtu, RPE_GenerationSummerGWh, RPE_GenerationTotalGWh, RPE_CO2EmissionsSummerThousandTons, RPE_CO2EmissionsTotalThousandTons, RPE_NOXEmissionsSummerThousandTons, RPE_NOXEmissionsTotalThousandTons, RPE_SO2EmissionsSummerThousandTons, RPE_SO2EmissionsTotalThousandTons, RPE_DispatchableCapacityMW), MeetComparisonCriteria,\"=1\",IF($AL$6=\"IPM Region\",RPE_IPMRegionGroupAcronym,RPE_State),\"=\"&IF($AL$6=\"National\",\"*\",$AO59))))","v":""},"","",16777215,null,null,null,"National",{"$f":"IFERROR(IF($AL$18=\"Actual\",AY49,IF($AL$18=\"Absolute Change\",AY49-AY54,IF($AL$18=\"Percent Change\",(AY49-AY54)/AY54,IF($AL$18=\"Emissions Rate\",AY49*2/AY54,IF($AL$18=\"Capacity Factor\",AY49*1000/(AY54*IF(NOT(ISERROR(SEARCH(\"Summer\",$AL$16))),3672,8760)),AY49/AY54))))),\"\")","v":361.44873307923365},{"$f":"IFERROR(IF($AL$18=\"Actual\",AZ49,IF($AL$18=\"Absolute Change\",AZ49-AZ54,IF($AL$18=\"Percent Change\",(AZ49-AZ54)/AZ54,IF($AL$18=\"Emissions Rate\",AZ49*2/AZ54,IF($AL$18=\"Capacity Factor\",AZ49*1000/(AZ54*IF(NOT(ISERROR(SEARCH(\"Summer\",$AL$16))),3672,8760)),AZ49/AZ54))))),\"\")","v":369.97802301867421},361.67359692366824,359.39870481079714,340.62880363392185,341.47389946345879,318.269880497835,260.5552738374945]
[null,null,null,null,null,null,null,null,null,null,null,null,null,null,"WECC_NNV",null,null,null,null,null,null,null,null,null,null,null,null,null,null,null,null,null,null,null,null,null,null,null,null,null,0,{"$f":"IF(AO60=0,\"\",SUMIFS(CHOOSE(VLOOKUP($AL$16,'Lookup tables'!$AK$5:$AM$15,3,0), RPE_FuelConsumptionSummerTBtu, RPE_FuelConsumptionTotalTBtu, RPE_GenerationSummerGWh, RPE_GenerationTotalGWh, RPE_CO2EmissionsSummerThousandTons, RPE_CO2EmissionsTotalThousandTons, RPE_NOXEmissionsSummerThousandTons, RPE_NOXEmissionsTotalThousandTons, RPE_SO2EmissionsSummerThousandTons, RPE_SO2EmissionsTotalThousandTons, RPE_DispatchableCapacityMW), MeetPrimaryCriteria,\"=1\",IF($AL$6=\"IPM Region\",RPE_IPMRegionGroupAcronym,RPE_State),\"=\"&IF($AL$6=\"National\",\"*\",$AO60)))","v":""},{"$f":"IF(AO60=0,\"\",IF($AL$18=\"Actual\",0,SUMIFS(CHOOSE(VLOOKUP($AL$33,'Lookup tables'!$AK$5:$AM$15,3,0), RPE_FuelConsumptionSummerTBtu, RPE_FuelConsumptionTotalTBtu, RPE_GenerationSummerGWh, RPE_GenerationTotalGWh, RPE_CO2EmissionsSummerThousandTons, RPE_CO2EmissionsTotalThousandTons, RPE_NOXEmissionsSummerThousandTons, RPE_NOXEmissionsTotalThousandTons, RPE_SO2EmissionsSummerThousandTons, RPE_SO2EmissionsTotalThousandTons, RPE_DispatchableCapacityMW), MeetComparisonCriteria,\"=1\",IF($AL$6=\"IPM Region\",RPE_IPMRegionGroupAcronym,RPE_State),\"=\"&IF($AL$6=\"National\",\"*\",$AO60))))","v":""},"","",16777215,null,null,null,{"$f":"AY42","v":"National"},{"$f":"IFERROR(IF($AL$18=\"Actual\",AY50,IF($AL$18=\"Absolute Change\",AY50-AY55,IF($AL$18=\"Percent Change\",(AY50-AY55)/AY55,IF($AL$18=\"Emissions Rate\",AY50*2/AY55,IF($AL$18=\"Capacity Factor\",AY50*1000/(AY55*IF(NOT(ISERROR(SEARCH(\"Summer\",$AL$16))),3672,8760)),AY50/AY55))))),\"\")","v":0},{"$f":"IFERROR(IF($AL$18=\"Actual\",AZ50,IF($AL$18=\"Absolute Change\",AZ50-AZ55,IF($AL$18=\"Percent Change\",(AZ50-AZ55)/AZ55,IF($AL$18=\"Emissions Rate\",AZ50*2/AZ55,IF($AL$18=\"Capacity Factor\",AZ50*1000/(AZ55*IF(NOT(ISERROR(SEARCH(\"Summer\",$AL$16))),3672,8760)),AZ50/AZ55))))),\"\")","v":0},0,0,0,0,0,0]
[null,null,null,null,null,null,null,null,null,null,null,null,null,null,"WECC_PNW",null,null,null,null,null,null,null,null,null,null,null,null,null,null,null,null,null,null,null,null,null,null,null,null,null,0,{"$f":"IF(AO61=0,\"\",SUMIFS(CHOOSE(VLOOKUP($AL$16,'Lookup tables'!$AK$5:$AM$15,3,0), RPE_FuelConsumptionSummerTBtu, RPE_FuelConsumptionTotalTBtu, RPE_GenerationSummerGWh, RPE_GenerationTotalGWh, RPE_CO2EmissionsSummerThousandTons, RPE_CO2EmissionsTotalThousandTons, RPE_NOXEmissionsSummerThousandTons, RPE_NOXEmissionsTotalThousandTons, RPE_SO2EmissionsSummerThousandTons, RPE_SO2EmissionsTotalThousandTons, RPE_DispatchableCapacityMW), MeetPrimaryCriteria,\"=1\",IF($AL$6=\"IPM Region\",RPE_IPMRegionGroupAcronym,RPE_State),\"=\"&IF($AL$6=\"National\",\"*\",$AO61)))","v":""},{"$f":"IF(AO61=0,\"\",IF($AL$18=\"Actual\",0,SUMIFS(CHOOSE(VLOOKUP($AL$33,'Lookup tables'!$AK$5:$AM$15,3,0), RPE_FuelConsumptionSummerTBtu, RPE_FuelConsumptionTotalTBtu, RPE_GenerationSummerGWh, RPE_GenerationTotalGWh, RPE_CO2EmissionsSummerThousandTons, RPE_CO2EmissionsTotalThousandTons, RPE_NOXEmissionsSummerThousandTons, RPE_NOXEmissionsTotalThousandTons, RPE_SO2EmissionsSummerThousandTons, RPE_SO2EmissionsTotalThousandTons, RPE_DispatchableCapacityMW), MeetComparisonCriteria,\"=1\",IF($AL$6=\"IPM Region\",RPE_IPMRegionGroupAcronym,RPE_State),\"=\"&IF($AL$6=\"National\",\"*\",$AO61))))","v":""},"","",16777215,null,null,null,"Display",{"$f":"IF($AY$42=\"National\",AY59,AY60)","v":361.44873307923365},{"$f":"IF($AY$42=\"National\",AZ59,AZ60)","v":369.97802301867421},361.67359692366824,359.39870481079714,340.62880363392185,{"$f":"IF($AY$42=\"National\",BD59,BD60)","v":341.47389946345879},318.269880497835,260.5552738374945]
[null,null,null,null,null,null,null,null,null,null,null,null,null,null,"WECC_SCE",null,null,null,null,null,null,null,null,null,null,null,null,null,null,null,null,null,null,null,null,null,null,null,null,null,0,{"$f":"IF(AO62=0,\"\",SUMIFS(CHOOSE(VLOOKUP($AL$16,'Lookup tables'!$AK$5:$AM$15,3,0), RPE_FuelConsumptionSummerTBtu, RPE_FuelConsumptionTotalTBtu, RPE_GenerationSummerGWh, RPE_GenerationTotalGWh, RPE_CO2EmissionsSummerThousandTons, RPE_CO2EmissionsTotalThousandTons, RPE_NOXEmissionsSummerThousandTons, RPE_NOXEmissionsTotalThousandTons, RPE_SO2EmissionsSummerThousandTons, RPE_SO2EmissionsTotalThousandTons, RPE_DispatchableCapacityMW), MeetPrimaryCriteria,\"=1\",IF($AL$6=\"IPM Region\",RPE_IPMRegionGroupAcronym,RPE_State),\"=\"&IF($AL$6=\"National\",\"*\",$AO62)))","v":""},{"$f":"IF(AO62=0,\"\",IF($AL$18=\"Actual\",0,SUMIFS(CHOOSE(VLOOKUP($AL$33,'Lookup tables'!$AK$5:$AM$15,3,0), RPE_FuelConsumptionSummerTBtu, RPE_FuelConsumptionTotalTBtu, RPE_GenerationSummerGWh, RPE_GenerationTotalGWh, RPE_CO2EmissionsSummerThousandTons, RPE_CO2EmissionsTotalThousandTons, RPE_NOXEmissionsSummerThousandTons, RPE_NOXEmissionsTotalThousandTons, RPE_SO2EmissionsSummerThousandTons, RPE_SO2EmissionsTotalThousandTons, RPE_DispatchableCapacityMW), MeetComparisonCriteria,\"=1\",IF($AL$6=\"IPM Region\",RPE_IPMRegionGroupAcronym,RPE_State),\"=\"&IF($AL$6=\"National\",\"*\",$AO62))))","v":""},"","",16777215]
[null,null,null,null,null,null,null,null,null,null,null,null,null,null,"WECC_SF",null,null,null,null,null,null,null,null,null,null,null,null,null,null,null,null,null,null,null,null,null,null,null,null,null,0,{"$f":"IF(AO63=0,\"\",SUMIFS(CHOOSE(VLOOKUP($AL$16,'Lookup tables'!$AK$5:$AM$15,3,0), RPE_FuelConsumptionSummerTBtu, RPE_FuelConsumptionTotalTBtu, RPE_GenerationSummerGWh, RPE_GenerationTotalGWh, RPE_CO2EmissionsSummerThousandTons, RPE_CO2EmissionsTotalThousandTons, RPE_NOXEmissionsSummerThousandTons, RPE_NOXEmissionsTotalThousandTons, RPE_SO2EmissionsSummerThousandTons, RPE_SO2EmissionsTotalThousandTons, RPE_DispatchableCapacityMW), MeetPrimaryCriteria,\"=1\",IF($AL$6=\"IPM Region\",RPE_IPMRegionGroupAcronym,RPE_State),\"=\"&IF($AL$6=\"National\",\"*\",$AO63)))","v":""},{"$f":"IF(AO63=0,\"\",IF($AL$18=\"Actual\",0,SUMIFS(CHOOSE(VLOOKUP($AL$33,'Lookup tables'!$AK$5:$AM$15,3,0), RPE_FuelConsumptionSummerTBtu, RPE_FuelConsumptionTotalTBtu, RPE_GenerationSummerGWh, RPE_GenerationTotalGWh, RPE_CO2EmissionsSummerThousandTons, RPE_CO2EmissionsTotalThousandTons, RPE_NOXEmissionsSummerThousandTons, RPE_NOXEmissionsTotalThousandTons, RPE_SO2EmissionsSummerThousandTons, RPE_SO2EmissionsTotalThousandTons, RPE_DispatchableCapacityMW), MeetComparisonCriteria,\"=1\",IF($AL$6=\"IPM Region\",RPE_IPMRegionGroupAcronym,RPE_State),\"=\"&IF($AL$6=\"National\",\"*\",$AO63))))","v":""},"","",16777215]
[null,null,null,null,null,null,null,null,null,null,null,null,null,null,"WECC_SNV",null,null,null,null,null,null,null,null,null,null,null,null,null,null,null,null,null,null,null,null,null,null,null,null,null,0,{"$f":"IF(AO64=0,\"\",SUMIFS(CHOOSE(VLOOKUP($AL$16,'Lookup tables'!$AK$5:$AM$15,3,0), RPE_FuelConsumptionSummerTBtu, RPE_FuelConsumptionTotalTBtu, RPE_GenerationSummerGWh, RPE_GenerationTotalGWh, RPE_CO2EmissionsSummerThousandTons, RPE_CO2EmissionsTotalThousandTons, RPE_NOXEmissionsSummerThousandTons, RPE_NOXEmissionsTotalThousandTons, RPE_SO2EmissionsSummerThousandTons, RPE_SO2EmissionsTotalThousandTons, RPE_DispatchableCapacityMW), MeetPrimaryCriteria,\"=1\",IF($AL$6=\"IPM Region\",RPE_IPMRegionGroupAcronym,RPE_State),\"=\"&IF($AL$6=\"National\",\"*\",$AO64)))","v":""},{"$f":"IF(AO64=0,\"\",IF($AL$18=\"Actual\",0,SUMIFS(CHOOSE(VLOOKUP($AL$33,'Lookup tables'!$AK$5:$AM$15,3,0), RPE_FuelConsumptionSummerTBtu, RPE_FuelConsumptionTotalTBtu, RPE_GenerationSummerGWh, RPE_GenerationTotalGWh, RPE_CO2EmissionsSummerThousandTons, RPE_CO2EmissionsTotalThousandTons, RPE_NOXEmissionsSummerThousandTons, RPE_NOXEmissionsTotalThousandTons, RPE_SO2EmissionsSummerThousandTons, RPE_SO2EmissionsTotalThousandTons, RPE_DispatchableCapacityMW), MeetComparisonCriteria,\"=1\",IF($AL$6=\"IPM Region\",RPE_IPMRegionGroupAcronym,RPE_State),\"=\"&IF($AL$6=\"National\",\"*\",$AO64))))","v":""},"","",16777215]
[null,null,null,null,null,null,null,null,null,null,null,null,null,null,"WECC_UT",null,null,null,null,null,null,null,null,null,null,null,null,null,null,null,null,null,null,null,null,null,null,null,null,null,0,{"$f":"IF(AO65=0,\"\",SUMIFS(CHOOSE(VLOOKUP($AL$16,'Lookup tables'!$AK$5:$AM$15,3,0), RPE_FuelConsumptionSummerTBtu, RPE_FuelConsumptionTotalTBtu, RPE_GenerationSummerGWh, RPE_GenerationTotalGWh, RPE_CO2EmissionsSummerThousandTons, RPE_CO2EmissionsTotalThousandTons, RPE_NOXEmissionsSummerThousandTons, RPE_NOXEmissionsTotalThousandTons, RPE_SO2EmissionsSummerThousandTons, RPE_SO2EmissionsTotalThousandTons, RPE_DispatchableCapacityMW), MeetPrimaryCriteria,\"=1\",IF($AL$6=\"IPM Region\",RPE_IPMRegionGroupAcronym,RPE_State),\"=\"&IF($AL$6=\"National\",\"*\",$AO65)))","v":""},{"$f":"IF(AO65=0,\"\",IF($AL$18=\"Actual\",0,SUMIFS(CHOOSE(VLOOKUP($AL$33,'Lookup tables'!$AK$5:$AM$15,3,0), RPE_FuelConsumptionSummerTBtu, RPE_FuelConsumptionTotalTBtu, RPE_GenerationSummerGWh, RPE_GenerationTotalGWh, RPE_CO2EmissionsSummerThousandTons, RPE_CO2EmissionsTotalThousandTons, RPE_NOXEmissionsSummerThousandTons, RPE_NOXEmissionsTotalThousandTons, RPE_SO2EmissionsSummerThousandTons, RPE_SO2EmissionsTotalThousandTons, RPE_DispatchableCapacityMW), MeetComparisonCriteria,\"=1\",IF($AL$6=\"IPM Region\",RPE_IPMRegionGroupAcronym,RPE_State),\"=\"&IF($AL$6=\"National\",\"*\",$AO65))))","v":""},"","",16777215,null,null,null,null,"RPE_NOXEmissionsSummerThousandTons",null,null,null,null,null,null,null,null,"min",{"$f":"MIN($AR$5:$AR$53)","v":8.5299163691808467E-4}]
[null,null,null,null,null,null,null,null,null,null,null,null,null,null,"WECC_WY",null,null,null,null,null,null,null,null,null,null,null,null,null,null,null,null,null,null,null,null,null,null,null,null,null,0,{"$f":"IF(AO66=0,\"\",SUMIFS(CHOOSE(VLOOKUP($AL$16,'Lookup tables'!$AK$5:$AM$15,3,0), RPE_FuelConsumptionSummerTBtu, RPE_FuelConsumptionTotalTBtu, RPE_GenerationSummerGWh, RPE_GenerationTotalGWh, RPE_CO2EmissionsSummerThousandTons, RPE_CO2EmissionsTotalThousandTons, RPE_NOXEmissionsSummerThousandTons, RPE_NOXEmissionsTotalThousandTons, RPE_SO2EmissionsSummerThousandTons, RPE_SO2EmissionsTotalThousandTons, RPE_DispatchableCapacityMW), MeetPrimaryCriteria,\"=1\",IF($AL$6=\"IPM Region\",RPE_IPMRegionGroupAcronym,RPE_State),\"=\"&IF($AL$6=\"National\",\"*\",$AO66)))","v":""},{"$f":"IF(AO66=0,\"\",IF($AL$18=\"Actual\",0,SUMIFS(CHOOSE(VLOOKUP($AL$33,'Lookup tables'!$AK$5:$AM$15,3,0), RPE_FuelConsumptionSummerTBtu, RPE_FuelConsumptionTotalTBtu, RPE_GenerationSummerGWh, RPE_GenerationTotalGWh, RPE_CO2EmissionsSummerThousandTons, RPE_CO2EmissionsTotalThousandTons, RPE_NOXEmissionsSummerThousandTons, RPE_NOXEmissionsTotalThousandTons, RPE_SO2EmissionsSummerThousandTons, RPE_SO2EmissionsTotalThousandTons, RPE_DispatchableCapacityMW), MeetComparisonCriteria,\"=1\",IF($AL$6=\"IPM Region\",RPE_IPMRegionGroupAcronym,RPE_State),\"=\"&IF($AL$6=\"National\",\"*\",$AO66))))","v":""},"","",16777215,null,null,null,null,null,null,null,null,null,null,null,null,null,"max",{"$f":"MAX($AR$5:$AR$53)","v":43.212327845750202}]
[null,null,null,null,null,null,null,null,null,null,null,null,null,null,null,null,null,null,null,null,null,null,null,null,null,null,null,null,null,null,null,null,null,null,null,null,null,null,null,null,0,{"$f":"IF(AO67=0,\"\",SUMIFS(CHOOSE(VLOOKUP($AL$16,'Lookup tables'!$AK$5:$AM$15,3,0), RPE_FuelConsumptionSummerTBtu, RPE_FuelConsumptionTotalTBtu, RPE_GenerationSummerGWh, RPE_GenerationTotalGWh, RPE_CO2EmissionsSummerThousandTons, RPE_CO2EmissionsTotalThousandTons, RPE_NOXEmissionsSummerThousandTons, RPE_NOXEmissionsTotalThousandTons, RPE_SO2EmissionsSummerThousandTons, RPE_SO2EmissionsTotalThousandTons, RPE_DispatchableCapacityMW), MeetPrimaryCriteria,\"=1\",IF($AL$6=\"IPM Region\",RPE_IPMRegionGroupAcronym,RPE_State),\"=\"&IF($AL$6=\"National\",\"*\",$AO67)))","v":""},{"$f":"IF(AO67=0,\"\",IF($AL$18=\"Actual\",0,SUMIFS(CHOOSE(VLOOKUP($AL$33,'Lookup tables'!$AK$5:$AM$15,3,0), RPE_FuelConsumptionSummerTBtu, RPE_FuelConsumptionTotalTBtu, RPE_GenerationSummerGWh, RPE_GenerationTotalGWh, RPE_CO2EmissionsSummerThousandTons, RPE_CO2EmissionsTotalThousandTons, RPE_NOXEmissionsSummerThousandTons, RPE_NOXEmissionsTotalThousandTons, RPE_SO2EmissionsSummerThousandTons, RPE_SO2EmissionsTotalThousandTons, RPE_DispatchableCapacityMW), MeetComparisonCriteria,\"=1\",IF($AL$6=\"IPM Region\",RPE_IPMRegionGroupAcronym,RPE_State),\"=\"&IF($AL$6=\"National\",\"*\",$AO67))))","v":""},"","",16777215]
[null,null,null,null,null,null,null,null,null,null,null,null,null,null,null,null,null,null,null,null,null,null,null,null,null,null,null,null,null,null,null,null,null,null,null,null,null,null,null,null,0,{"$f":"IF(AO68=0,\"\",SUMIFS(CHOOSE(VLOOKUP($AL$16,'Lookup tables'!$AK$5:$AM$15,3,0), RPE_FuelConsumptionSummerTBtu, RPE_FuelConsumptionTotalTBtu, RPE_GenerationSummerGWh, RPE_GenerationTotalGWh, RPE_CO2EmissionsSummerThousandTons, RPE_CO2EmissionsTotalThousandTons, RPE_NOXEmissionsSummerThousandTons, RPE_NOXEmissionsTotalThousandTons, RPE_SO2EmissionsSummerThousandTons, RPE_SO2EmissionsTotalThousandTons, RPE_DispatchableCapacityMW), MeetPrimaryCriteria,\"=1\",IF($AL$6=\"IPM Region\",RPE_IPMRegionGroupAcronym,RPE_State),\"=\"&IF($AL$6=\"National\",\"*\",$AO68)))","v":""},{"$f":"IF(AO68=0,\"\",IF($AL$18=\"Actual\",0,SUMIFS(CHOOSE(VLOOKUP($AL$33,'Lookup tables'!$AK$5:$AM$15,3,0), RPE_FuelConsumptionSummerTBtu, RPE_FuelConsumptionTotalTBtu, RPE_GenerationSummerGWh, RPE_GenerationTotalGWh, RPE_CO2EmissionsSummerThousandTons, RPE_CO2EmissionsTotalThousandTons, RPE_NOXEmissionsSummerThousandTons, RPE_NOXEmissionsTotalThousandTons, RPE_SO2EmissionsSummerThousandTons, RPE_SO2EmissionsTotalThousandTons, RPE_DispatchableCapacityMW), MeetComparisonCriteria,\"=1\",IF($AL$6=\"IPM Region\",RPE_IPMRegionGroupAcronym,RPE_State),\"=\"&IF($AL$6=\"National\",\"*\",$AO68))))","v":""},"","",16777215,null,null,null,null,null,null,null,null,null,null,null,null,null,"largest absolute",{"$f":"MAX(ABS(BI65),ABS(BI66))","v":43.212327845750202}]
[null,null,null,null,null,null,null,null,null,null,null,null,null,null,null,null,null,null,null,null,null,null,null,null,null,null,null,null,null,null,null,null,null,null,null,null,null,null,null,null,null,null,null,null,null,null,null,null,null,null,null,null,null,null,null,null,null,null,null,"step",{"$f":"BI68/4","v":10.803081961437551}]
[]
[]
[null,null,null,null,null,null,null,null,null,null,null,null,null,null,null,null,null,null,null,null,null,null,null,null,null,null,null,null,null,null,null,null,null,null,null,null,null,null,null,null,null,null,null,null,null,null,null,null,null,null,null,null,null,null,null,null,"Bucket",null,null,"Coloring"]
[null,null,null,null,null,null,null,null,null,null,null,null,null,null,null,null,null,null,null,null,null,null,null,null,null,null,null,null,null,null,null,null,null,null,null,null,null,null,null,null,null,null,null,null,null,null,null,null,null,null,null,null,null,null,null,null,0,{"$f":"BF74-BI69","v":-43.212327845750202},null,801923,{"$f":"IF($AS$2=\"Round\",TEXT(BF73,\"###,##0\"),IF($AS$2=\"Decimal\",TEXT(BF73,\"0.000\"),TEXT(BF73,\"#0%\")))","v":"-43"}]
[null,null,null,null,null,null,null,null,null,null,null,null,null,null,null,null,null,null,null,null,null,null,null,null,null,null,null,null,null,null,null,null,null,null,null,null,null,null,null,null,null,null,null,null,null,null,null,null,null,null,null,null,null,null,null,null,1,{"$f":"BF75-BI69","v":-32.409245884312654},null,1137094,{"$f":"IF($AS$2=\"Round\",TEXT(BF74,\"###,##0\"),IF($AS$2=\"Decimal\",TEXT(BF74,\"0.000\"),TEXT(BF74,\"#0%\")))","v":"-32"}]
[null,null,null,null,null,null,null,null,null,null,null,null,null,null,null,null,null,null,null,null,null,null,null,null,null,null,null,null,null,null,null,null,null,null,null,null,null,null,null,null,null,null,null,null,null,null,null,null,null,null,null,null,null,null,null,null,2,{"$f":"BF76-BI69","v":-21.606163922875101},null,8696052,"-22"]
[null,null,null,null,null,null,null,null,null,null,null,null,null,null,null,null,null,null,null,null,null,null,null,null,null,null,null,null,null,null,null,null,null,null,null,null,null,null,null,null,null,null,null,null,null,null,null,null,null,null,null,null,null,null,null,null,3,{"$f":"BF77-BI69","v":-10.803081961437551},null,11389944,"-11"]
[null,null,null,null,null,null,null,null,null,null,null,null,null,null,null,null,null,null,null,null,null,null,null,null,null,null,null,null,null,null,null,null,null,null,null,null,null,null,null,null,null,null,null,null,null,null,null,null,null,null,null,null,null,null,null,null,4,0,null,16777215,"0"]
[null,null,null,null,null,null,null,null,null,null,null,null,null,null,null,null,null,null,null,null,null,null,null,null,null,null,null,null,null,null,null,null,null,null,null,null,null,null,null,null,null,null,null,null,null,null,null,null,null,null,null,null,null,null,null,null,5,{"$f":"BF77+BI69","v":10.803081961437551},null,11854022,"11"]
[null,null,null,null,null,null,null,null,null,null,null,null,null,null,null,null,null,null,null,null,null,null,null,null,null,null,null,null,null,null,null,null,null,null,null,null,null,null,null,null,null,null,null,null,null,null,null,null,null,null,null,null,null,null,null,null,6,{"$f":"BF78+BI69","v":21.606163922875101},null,9359529,"22"]
[null,null,null,null,null,null,null,null,null,null,null,null,null,null,null,null,null,null,null,null,null,null,null,null,null,null,null,null,null,null,null,null,null,null,null,null,null,null,null,null,null,null,null,null,null,null,null,null,null,null,null,null,null,null,null,null,7,{"$f":"BF79+BI69","v":32.409245884312654},null,4697456,"32"]
[null,null,null,null,null,null,null,null,null,null,null,null,null,null,null,null,null,null,null,null,null,null,null,null,null,null,null,null,null,null,null,null,null,null,null,null,null,null,null,null,null,null,null,null,null,null,null,null,null,null,null,null,null,null,null,null,8,{"$f":"BF80+BI69","v":43.212327845750202},null,3506772,"43"]
[]
[null,null,null,null,null,null,null,null,null,null,null,null,null,null,null,null,null,null,null,null,null,null,null,null,null,null,null,null,null,null,null,null,null,null,null,null,null,null,null,null,null,null,null,null,null,null,null,null,null,null,null,null,null,null,null,null,null,"(works with lookup above)"]
[null,null,null,null,null,null,null,null,null,null,null,null,null,null,null,null,null,null,null,null,null,null,null,null,null,null,null,null,null,null,null,null,null,null,null,null,null,null,null,null,null,null,null,null,null,null,null,null,null,null,null,null,null,null,null,null,null,{"$f":"BF81","v":43.212327845750202}]
[null,null,null,null,null,null,null,null,null,null,null,null,null,null,null,null,null,null,null,null,null,null,null,null,null,null,null,null,null,null,null,null,null,null,null,null,null,null,null,null,null,null,null,null,null,null,null,null,null,null,null,null,null,null,null,null,null,{"$f":"BF80","v":32.409245884312654}]
[null,null,null,null,null,null,null,null,null,null,null,null,null,null,null,null,null,null,null,null,null,null,null,null,null,null,null,null,null,null,null,null,null,null,null,null,null,null,null,null,null,null,null,null,null,null,null,null,null,null,null,null,null,null,null,null,null,{"$f":"BF79","v":21.606163922875101}]
[null,null,null,null,null,null,null,null,null,null,null,null,null,null,null,null,null,null,null,null,null,null,null,null,null,null,null,null,null,null,null,null,null,null,null,null,null,null,null,null,null,null,null,null,null,null,null,null,null,null,null,null,null,null,null,null,null,{"$f":"BF78","v":10.803081961437551}]

{"sheet":"Whisker","index":3,"n_rows":118,"n_cols":23,"rows_kept":118,"cut":false,"hidden":false,"merged":[[1,8,2,13],[1,15,2,20],[47,7,49,20]]}
[null,null,null,null,null,null,null,null,"Data Point 1",null,null,null,null,null,null,"Data Point 2"]
[null,"Point 1",null,null,"Point 2 (Optional)",null,null,null,{"$f":"IF($B$20=\"Actual\",VLOOKUP(B18,$A$56:$B$66,2,0),\nIF($B$20=\"Absolute Change\",IF(VLOOKUP(B18,$A$56:$B$66,2,0)=VLOOKUP(B35,$A$56:$B$66,2,0),\"Change in \"&VLOOKUP(B18,$A$56:$B$66,2,0),\"Unit of Measure Mismatch\"),\nIF($B$20=\"Percent Change\",IF(B18=B35,\"Percent Change of \"&VLOOKUP(B18,$A$56:$B$66,2,0),\"Unit of Measure Mismatch\"),\nIF($B$20=\"Emissions Rate\",IF(AND(NOT(ISERROR(SEARCH(\"tons\",$B$18))),OR(NOT(ISERROR(SEARCH(\"GWh\",$B$35))),NOT(ISERROR(SEARCH(\"TBtu\",$B$35))))),IF(ISERROR(SEARCH(\"Summer\",$B$18))<>ISERROR(SEARCH(\"Summer\",$B$35)),\"Unit of Measure Mismatch\",\"lbs \"&LEFT($B$18,3)&\"/\"&IF(RIGHT($B$35,4)=\"TBtu\",\"mmBtu\",\"kWh\")),\"Unit of Measure Mismatch\"),\nIF($B$20=\"Fraction\",IF(B18=B35,\"Dimensionless Fraction or Ratio\",VLOOKUP(B18,$A$56:$B$66,2,0)&\" / \"&VLOOKUP(B35,$A$56:$B$66,2,0)),\nIF(AND($B$20=\"Capacity Factor\",NOT(ISERROR(SEARCH(\"Generation\",$B$18))),NOT(ISERROR(SEARCH(\"Capacity\",$B$35)))),\"Capacity Factor\",\"ERROR\"))))))","v":"Thousand (short) tons NOx"},null,null,null,null,null,null,{"$f":"IF(E3=\"Off\",\"[Data Point Off]\",IF($E$20=\"Actual\",VLOOKUP(E18,$A$56:$B$66,2,0),\nIF($E$20=\"Absolute Change\",IF(VLOOKUP(E18,$A$56:$B$66,2,0)=VLOOKUP(E35,$A$56:$B$66,2,0),\"Change in \"&VLOOKUP(E18,$A$56:$B$66,2,0),\"Unit of Measure Mismatch\"),\nIF($E$20=\"Percent Change\",IF(E18=E35,\"Percent Change of \"&VLOOKUP(E18,$A$56:$B$66,2,0),\"Unit of Measure Mismatch\"),\nIF($E$20=\"Emissions Rate\",IF(AND(NOT(ISERROR(SEARCH(\"tons\",$E$18))),OR(NOT(ISERROR(SEARCH(\"GWh\",$E$35))),NOT(ISERROR(SEARCH(\"TBtu\",$E$35))))),IF(ISERROR(SEARCH(\"Summer\",$E$18))<>ISERROR(SEARCH(\"Summer\",$E$35)),\"Unit of Measure Mismatch\",\"lbs \"&LEFT($E$18,3)&\"/\"&IF(RIGHT($E$35,4)=\"TBtu\",\"mmBtu\",\"kWh\")),\"Unit of Measure Mismatch\"),\nIF($E$20=\"Fraction\",IF(E18=E35,\"Dimensionless Fraction or Ratio\",VLOOKUP(E18,$A$56:$B$66,2,0)&\" / \"&VLOOKUP(E35,$A$56:$B$66,2,0)),\nIF(AND($E$20=\"Capacity Factor\",NOT(ISERROR(SEARCH(\"Generation\",$E$18))),NOT(ISERROR(SEARCH(\"Capacity\",$E$35)))),\"Capacity Factor\",\"ERROR\")))))))","v":"[Data Point Off]"}]
[null,null,null,null,"Off"]
["PRIMARY RUN","Jan 2020 Ref Case",null,null,"Jan 2020 Ref Case"]
[]
["PRIMARY YEAR",2021,null,null,2021]
[]
["Regional Aggregation","State",{"$f":"IF(B8=\"State\",\"RPE_State\",\"RPE_RegionGroupAcronym\")","v":"RPE_State"},null,"State",{"$f":"IF(E8=\"State\",\"RPE_State\",\"RPE_RegionGroupAcronym\")","v":"RPE_State"}]
[]
["PRIMARY DIMENSIONS"]
["Fuel Type","All Units","RPE_FuelType",null,"All Units","RPE_FuelType"]
["Fossil >25 MW","All Units","RPE_Fossil25MW",null,"All Units","RPE_Fossil25MW"]
["Existing/New/Retired","Existing and New","RPE_ExistingorNewUnit",null,"Existing and New","RPE_ExistingorNewUnit"]
["Plant Type","All Units","RPE_PlantType",null,"All Units","RPE_PlantType"]
["Plant Category","All Units","RPE_PlantCategory",null,"All Units","RPE_PlantCategory"]
["Plant Controls","All Units",{"$f":"MATCH(B16,Controls,0)","v":1},null,"All Units",{"$f":"IF(E3=\"Off\",0,MATCH(E16,Controls,0))","v":0}]
["Existing or New Controls","All Controls",null,null,"All Controls"]
["PRIMARY MEASURE","NOX Emissions Summer Thousand Tons",{"$f":"VLOOKUP(B18,'Lookup tables'!$AD$5:$AF$68,3,0)","v":"RPE_NOXEmissionsSummerThousandTons"},null,"NOX Emissions Summer Thousand Tons",{"$f":"VLOOKUP(E18,'Lookup tables'!$AD$5:$AF$68,3,0)","v":"RPE_NOXEmissionsSummerThousandTons"}]
[]
["DISPLAY VALUE TYPE","Actual",null,null,"Actual"]
["SORT BY","Ascending"]
[]
["COMPARISON RUN","Jan 2020 Ref Case",null,null,"Jan 2020 Ref Case"]
[]
["COMPARISON YEAR",2021,null,null,2021]
[]
["COMPARISON DIMENSIONS"]
["Fuel Type","All Units","RPE_FuelType",null,"All Units","RPE_FuelType"]
["Fossil >25 MW","All Units","RPE_Fossil25MW",null,"All Units","RPE_Fossil25MW"]
["Existing/New/Retired","Existing and New","RPE_ExistingorNewUnit",null,"Existing and New","RPE_ExistingorNewUnit"]
["Plant Type","All Units","RPE_PlantType",null,"All Units","RPE_PlantType"]
["Plant Category","All Units","RPE_PlantCategory",null,"All Units","RPE_PlantCategory"]
["Plant Controls","All Units",{"$f":"IF(B20=\"actual\",0,MATCH(B33,Controls,0))","v":0},null,"All Units",{"$f":"IF(OR(E20=\"actual\",E3=\"off\"),0,MATCH(E33,Controls,0))","v":0}]
["Existing or New Controls","All Controls",null,null,"All Controls"]
["COMPARISON MEASURE","NOX Emissions Summer Thousand Tons",{"$f":"VLOOKUP(B35,'Lookup tables'!$AD$5:$AF$68,3,0)","v":"RPE_NOXEmissionsSummerThousandTons"},null,"NOX Emissions Summer Thousand Tons",{"$f":"VLOOKUP(E35,'Lookup tables'!$AD$5:$AF$68,3,0)","v":"RPE_NOXEmissionsSummerThousandTons"}]
[]
["POINT COLOR"]
[]
[]
[]
[null,"***You must click the update button to update the chart"]
[]
[]
[]
[]
[]
[]
[null,null,null,null,null,null,null,"*Historical data is still under development. It is approximate and may not always provide an apples-to-apples comparison to IPM outputs. See READ ME worksheet for more info."]
[]
[]
[]
[null,null,null,null,null,null,null,null,null,null,null,null,null,null,null,null,"Sort:",null,null,null,null,"show",{"$f":"IF(MIN($U$56:$V$104)>0,0,MIN($U$56:$V$104))","v":0}]
[null,null,null,null,null,null,null,null,null,null,null,null,null,null,null,null,{"$f":"B21","v":"Ascending"},null,null,null,null,{"$f":"E3","v":"Off"},{"$f":"IF(W52<0,ROUNDUP(W52,0),ROUNDDOWN(W52,0))","v":0}]
[null,null,null,null,null,null,null,null,null,"Primary Value","Comparison Value","Display Value","Primary Value","Comparison Value","Display Value","Rank of Point 1","Rank Tie Break",null,"Rank","State","Point 1",{"$f":"IF(E3=\"Off\",\"\",\"Point 2\")","v":""},"Dummy"]
[null,null,null,null,null,null,null,null,"National",{"$f":"SUM(J56:J119)","v":358.34292373911615},{"$f":"SUM(K56:K119)","v":0},{"$f":"IF(I55=0,\"\",IFERROR(IF($B$20=\"Actual\",J55,IF($B$20=\"Absolute Change\",J55-K55,IF($B$20=\"Percent Change\",(J55-K55)/K55,IF($B$20=\"Emissions Rate\",(J55*2/K55),IF($B$20=\"Capacity Factor\",J55*1000/(K55*IF(NOT(ISERROR(SEARCH(\"Summer\",$B$18))),3672,8760)),J55/K55))))),0))","v":358.34292373911615},{"$f":"SUM(M56:M119)","v":0},{"$f":"SUM(N56:N119)","v":0},{"$f":"IF(I55=0,\"\",IFERROR(IF($E$20=\"Actual\",M55,IF($E$20=\"Absolute Change\",M55-N55,IF($E$20=\"Percent Change\",(M55-N55)/N55,IF($E$20=\"Emissions Rate\",(M55*2/N55),IF($E$20=\"Capacity Factor\",M55*1000/(N55*IF(NOT(ISERROR(SEARCH(\"Summer\",$E$18))),3672,8760)),M55/N55))))),0))","v":0}]
["Fuel Consumption Summer TBtu","TBtu",null,null,null,null,null,null,{"$f":"IF($B$8=\"State\",Map!P3,Map!O3)","v":"AL"},{"$f":"IF(I56=0,\"\",SUMIFS(CHOOSE(VLOOKUP($B$18,'Lookup tables'!$AK$5:$AM$15,3,0), RPE_FuelConsumptionSummerTBtu, RPE_FuelConsumptionTotalTBtu, RPE_GenerationSummerGWh, RPE_GenerationTotalGWh, RPE_CO2EmissionsSummerThousandTons, RPE_CO2EmissionsTotalThousandTons, RPE_NOXEmissionsSummerThousandTons, RPE_NOXEmissionsTotalThousandTons, RPE_SO2EmissionsSummerThousandTons, RPE_SO2EmissionsTotalThousandTons, RPE_DispatchableCapacityMW), MeetPrimaryCriteria2,\"=1\",IF($B$8=\"IPM Region\",RPE_IPMRegionGroupAcronym,RPE_State),\"=\"&IF($B$8=\"National\",\"*\",$I56)))","v":5.9011501510191735},{"$f":"IF(I56=0,\"\",IF($B$20=\"Actual\",0,SUMIFS(CHOOSE(VLOOKUP($B$35,'Lookup tables'!$AK$5:$AM$15,3,0), RPE_FuelConsumptionSummerTBtu, RPE_FuelConsumptionTotalTBtu, RPE_GenerationSummerGWh, RPE_GenerationTotalGWh, RPE_CO2EmissionsSummerThousandTons, RPE_CO2EmissionsTotalThousandTons, RPE_NOXEmissionsSummerThousandTons, RPE_NOXEmissionsTotalThousandTons, RPE_SO2EmissionsSummerThousandTons, RPE_SO2EmissionsTotalThousandTons, RPE_DispatchableCapacityMW), MeetComparisonCriteria2,\"=1\",IF($B$8=\"IPM Region\",RPE_IPMRegionGroupAcronym,RPE_State),\"=\"&IF($B$8=\"National\",\"*\",$I56))))","v":0},{"$f":"IF(I56=0,\"\",IFERROR(IF($B$20=\"Actual\",J56,IF($B$20=\"Absolute Change\",J56-K56,IF($B$20=\"Percent Change\",(J56-K56)/K56,IF($B$20=\"Emissions Rate\",(J56*2/K56),IF($B$20=\"Capacity Factor\",J56*1000/(K56*IF(NOT(ISERROR(SEARCH(\"Summer\",$B$18))),3672,8760)),J56/K56))))),0))","v":5.9011501510191735},{"$f":"IF(I56=0,\"\",SUMIFS(CHOOSE(VLOOKUP($E$18,'Lookup tables'!$AK$5:$AM$15,3,0), RPE_FuelConsumptionSummerTBtu, RPE_FuelConsumptionTotalTBtu, RPE_GenerationSummerGWh, RPE_GenerationTotalGWh, RPE_CO2EmissionsSummerThousandTons, RPE_CO2EmissionsTotalThousandTons, RPE_NOXEmissionsSummerThousandTons, RPE_NOXEmissionsTotalThousandTons, RPE_SO2EmissionsSummerThousandTons, RPE_SO2EmissionsTotalThousandTons, RPE_DispatchableCapacityMW), MeetPrimaryCriteria3,\"=1\",IF($E$8=\"IPM Region\",RPE_IPMRegionGroupAcronym,RPE_State),\"=\"&IF($E$8=\"National\",\"*\",$I56)))","v":0},{"$f":"IF(I56=0,\"\",IF($E$20=\"Actual\",0,SUMIFS(CHOOSE(VLOOKUP($E$35,'Lookup tables'!$AK$5:$AM$15,3,0), RPE_FuelConsumptionSummerTBtu, RPE_FuelConsumptionTotalTBtu, RPE_GenerationSummerGWh, RPE_GenerationTotalGWh, RPE_CO2EmissionsSummerThousandTons, RPE_CO2EmissionsTotalThousandTons, RPE_NOXEmissionsSummerThousandTons, RPE_NOXEmissionsTotalThousandTons, RPE_SO2EmissionsSummerThousandTons, RPE_SO2EmissionsTotalThousandTons, RPE_DispatchableCapacityMW), MeetComparisonCriteria3,\"=1\",IF($E$8=\"IPM Region\",RPE_IPMRegionGroupAcronym,RPE_State),\"=\"&IF($E$8=\"National\",\"*\",$I56))))","v":0},{"$f":"IF(I56=0,\"\",IFERROR(IF($E$20=\"Actual\",M56,IF($E$20=\"Absolute Change\",M56-N56,IF($E$20=\"Percent Change\",(M56-N56)/N56,IF($E$20=\"Emissions Rate\",(M56*2/N56),IF($E$20=\"Capacity Factor\",M56*1000/(N56*IF(NOT(ISERROR(SEARCH(\"Summer\",$E$18))),3672,8760)),M56/N56))))),0))","v":0},{"$f":"IF(OR(I56=\"  \",I56=0),\"\",(RANK(L56,IF($B$8=\"State\",$L$56:$L$104,$L$56:$L$118))+ROW()*0.0000000001))","v":26.0000000056},{"$f":"IF(OR(I56=\"  \",I56=0),\"\",IF($Q$53=\"Alphabetical\",99-(ROW()-6),RANK(P56,IF($B$8=\"State\",$P$56:$P$104,$P$56:$P$118),IF($Q$53=\"Descending\",0,1))))","v":26},null,1,{"$f":"IF(S56=\"\",\"\",INDEX($I$56:$I$118,MATCH(S56,$Q$56:$Q$118,0),1))","v":"TX"},{"$f":"IF(S56=\"\",\"\",INDEX($L$56:$L$118,MATCH(S56,$Q$56:$Q$118,0),1))","v":43.212327845750202},{"$f":"IF(S56=\"\",\"\",IF($V$53=\"off\",0,INDEX($O$56:$O$118,MATCH(S56,$Q$56:$Q$118,0),1)))","v":0},{"$f":"$W$53","v":0}]
["Fuel Consumption Total TBtu","TBtu",null,null,null,null,null,null,{"$f":"IF($B$8=\"State\",Map!P4,Map!O4)","v":"AR"},{"$f":"IF(I57=0,\"\",SUMIFS(CHOOSE(VLOOKUP($B$18,'Lookup tables'!$AK$5:$AM$15,3,0), RPE_FuelConsumptionSummerTBtu, RPE_FuelConsumptionTotalTBtu, RPE_GenerationSummerGWh, RPE_GenerationTotalGWh, RPE_CO2EmissionsSummerThousandTons, RPE_CO2EmissionsTotalThousandTons, RPE_NOXEmissionsSummerThousandTons, RPE_NOXEmissionsTotalThousandTons, RPE_SO2EmissionsSummerThousandTons, RPE_SO2EmissionsTotalThousandTons, RPE_DispatchableCapacityMW), MeetPrimaryCriteria2,\"=1\",IF($B$8=\"IPM Region\",RPE_IPMRegionGroupAcronym,RPE_State),\"=\"&IF($B$8=\"National\",\"*\",$I57)))","v":7.8948131555193646},{"$f":"IF(I57=0,\"\",IF($B$20=\"Actual\",0,SUMIFS(CHOOSE(VLOOKUP($B$35,'Lookup tables'!$AK$5:$AM$15,3,0), RPE_FuelConsumptionSummerTBtu, RPE_FuelConsumptionTotalTBtu, RPE_GenerationSummerGWh, RPE_GenerationTotalGWh, RPE_CO2EmissionsSummerThousandTons, RPE_CO2EmissionsTotalThousandTons, RPE_NOXEmissionsSummerThousandTons, RPE_NOXEmissionsTotalThousandTons, RPE_SO2EmissionsSummerThousandTons, RPE_SO2EmissionsTotalThousandTons, RPE_DispatchableCapacityMW), MeetComparisonCriteria2,\"=1\",IF($B$8=\"IPM Region\",RPE_IPMRegionGroupAcronym,RPE_State),\"=\"&IF($B$8=\"National\",\"*\",$I57))))","v":0},{"$f":"IF(I57=0,\"\",IFERROR(IF($B$20=\"Actual\",J57,IF($B$20=\"Absolute Change\",J57-K57,IF($B$20=\"Percent Change\",(J57-K57)/K57,IF($B$20=\"Emissions Rate\",(J57*2/K57),IF($B$20=\"Capacity Factor\",J57*1000/(K57*IF(NOT(ISERROR(SEARCH(\"Summer\",$B$18))),3672,8760)),J57/K57))))),0))","v":7.8948131555193646},{"$f":"IF(I57=0,\"\",SUMIFS(CHOOSE(VLOOKUP($E$18,'Lookup tables'!$AK$5:$AM$15,3,0), RPE_FuelConsumptionSummerTBtu, RPE_FuelConsumptionTotalTBtu, RPE_GenerationSummerGWh, RPE_GenerationTotalGWh, RPE_CO2EmissionsSummerThousandTons, RPE_CO2EmissionsTotalThousandTons, RPE_NOXEmissionsSummerThousandTons, RPE_NOXEmissionsTotalThousandTons, RPE_SO2EmissionsSummerThousandTons, RPE_SO2EmissionsTotalThousandTons, RPE_DispatchableCapacityMW), MeetPrimaryCriteria3,\"=1\",IF($E$8=\"IPM Region\",RPE_IPMRegionGroupAcronym,RPE_State),\"=\"&IF($E$8=\"National\",\"*\",$I57)))","v":0},{"$f":"IF(I57=0,\"\",IF($E$20=\"Actual\",0,SUMIFS(CHOOSE(VLOOKUP($E$35,'Lookup tables'!$AK$5:$AM$15,3,0), RPE_FuelConsumptionSummerTBtu, RPE_FuelConsumptionTotalTBtu, RPE_GenerationSummerGWh, RPE_GenerationTotalGWh, RPE_CO2EmissionsSummerThousandTons, RPE_CO2EmissionsTotalThousandTons, RPE_NOXEmissionsSummerThousandTons, RPE_NOXEmissionsTotalThousandTons, RPE_SO2EmissionsSummerThousandTons, RPE_SO2EmissionsTotalThousandTons, RPE_DispatchableCapacityMW), MeetComparisonCriteria3,\"=1\",IF($E$8=\"IPM Region\",RPE_IPMRegionGroupAcronym,RPE_State),\"=\"&IF($E$8=\"National\",\"*\",$I57))))","v":0},{"$f":"IF(I57=0,\"\",IFERROR(IF($E$20=\"Actual\",M57,IF($E$20=\"Absolute Change\",M57-N57,IF($E$20=\"Percent Change\",(M57-N57)/N57,IF($E$20=\"Emissions Rate\",(M57*2/N57),IF($E$20=\"Capacity Factor\",M57*1000/(N57*IF(NOT(ISERROR(SEARCH(\"Summer\",$E$18))),3672,8760)),M57/N57))))),0))","v":0},19.000000005699999,{"$f":"IF(OR(I57=\"  \",I57=0),\"\",IF($Q$53=\"Alphabetical\",99-(ROW()-6),RANK(P57,IF($B$8=\"State\",$P$56:$P$104,$P$56:$P$118),IF($Q$53=\"Descending\",0,1))))","v":19},null,{"$f":"IF(OR(I57=\"  \",I57=0),\"\",S56+1)","v":2},{"$f":"IF(S57=\"\",\"\",INDEX($I$56:$I$118,MATCH(S57,$Q$56:$Q$118,0),1))","v":"WV"},{"$f":"IF(S57=\"\",\"\",INDEX($L$56:$L$118,MATCH(S57,$Q$56:$Q$118,0),1))","v":19.871190508633344},{"$f":"IF(S57=\"\",\"\",IF($V$53=\"off\",0,INDEX($O$56:$O$118,MATCH(S57,$Q$56:$Q$118,0),1)))","v":0},{"$f":"$W$53","v":0}]
["Generation Summer GWh","GWh",null,null,null,null,null,null,{"$f":"IF($B$8=\"State\",Map!P5,Map!O5)","v":"AZ"},{"$f":"IF(I58=0,\"\",SUMIFS(CHOOSE(VLOOKUP($B$18,'Lookup tables'!$AK$5:$AM$15,3,0), RPE_FuelConsumptionSummerTBtu, RPE_FuelConsumptionTotalTBtu, RPE_GenerationSummerGWh, RPE_GenerationTotalGWh, RPE_CO2EmissionsSummerThousandTons, RPE_CO2EmissionsTotalThousandTons, RPE_NOXEmissionsSummerThousandTons, RPE_NOXEmissionsTotalThousandTons, RPE_SO2EmissionsSummerThousandTons, RPE_SO2EmissionsTotalThousandTons, RPE_DispatchableCapacityMW), MeetPrimaryCriteria2,\"=1\",IF($B$8=\"IPM Region\",RPE_IPMRegionGroupAcronym,RPE_State),\"=\"&IF($B$8=\"National\",\"*\",$I58)))","v":5.5578194276211628},{"$f":"IF(I58=0,\"\",IF($B$20=\"Actual\",0,SUMIFS(CHOOSE(VLOOKUP($B$35,'Lookup tables'!$AK$5:$AM$15,3,0), RPE_FuelConsumptionSummerTBtu, RPE_FuelConsumptionTotalTBtu, RPE_GenerationSummerGWh, RPE_GenerationTotalGWh, RPE_CO2EmissionsSummerThousandTons, RPE_CO2EmissionsTotalThousandTons, RPE_NOXEmissionsSummerThousandTons, RPE_NOXEmissionsTotalThousandTons, RPE_SO2EmissionsSummerThousandTons, RPE_SO2EmissionsTotalThousandTons, RPE_DispatchableCapacityMW), MeetComparisonCriteria2,\"=1\",IF($B$8=\"IPM Region\",RPE_IPMRegionGroupAcronym,RPE_State),\"=\"&IF($B$8=\"National\",\"*\",$I58))))","v":0},5.5578194276211628,{"$f":"IF(I58=0,\"\",SUMIFS(CHOOSE(VLOOKUP($E$18,'Lookup tables'!$AK$5:$AM$15,3,0), RPE_FuelConsumptionSummerTBtu, RPE_FuelConsumptionTotalTBtu, RPE_GenerationSummerGWh, RPE_GenerationTotalGWh, RPE_CO2EmissionsSummerThousandTons, RPE_CO2EmissionsTotalThousandTons, RPE_NOXEmissionsSummerThousandTons, RPE_NOXEmissionsTotalThousandTons, RPE_SO2EmissionsSummerThousandTons, RPE_SO2EmissionsTotalThousandTons, RPE_DispatchableCapacityMW), MeetPrimaryCriteria3,\"=1\",IF($E$8=\"IPM Region\",RPE_IPMRegionGroupAcronym,RPE_State),\"=\"&IF($E$8=\"National\",\"*\",$I58)))","v":0},{"$f":"IF(I58=0,\"\",IF($E$20=\"Actual\",0,SUMIFS(CHOOSE(VLOOKUP($E$35,'Lookup tables'!$AK$5:$AM$15,3,0), RPE_FuelConsumptionSummerTBtu, RPE_FuelConsumptionTotalTBtu, RPE_GenerationSummerGWh, RPE_GenerationTotalGWh, RPE_CO2EmissionsSummerThousandTons, RPE_CO2EmissionsTotalThousandTons, RPE_NOXEmissionsSummerThousandTons, RPE_NOXEmissionsTotalThousandTons, RPE_SO2EmissionsSummerThousandTons, RPE_SO2EmissionsTotalThousandTons, RPE_DispatchableCapacityMW), MeetComparisonCriteria3,\"=1\",IF($E$8=\"IPM Region\",RPE_IPMRegionGroupAcronym,RPE_State),\"=\"&IF($E$8=\"National\",\"*\",$I58))))","v":0},0,27.0000000058,27,null,{"$f":"IF(OR(I58=\"  \",I58=0),\"\",S57+1)","v":3},"OH",17.449941431753601,0,0]
["Generation Total GWh","GWh",null,null,null,null,null,null,{"$f":"IF($B$8=\"State\",Map!P6,Map!O6)","v":"CA"},{"$f":"IF(I59=0,\"\",SUMIFS(CHOOSE(VLOOKUP($B$18,'Lookup tables'!$AK$5:$AM$15,3,0), RPE_FuelConsumptionSummerTBtu, RPE_FuelConsumptionTotalTBtu, RPE_GenerationSummerGWh, RPE_GenerationTotalGWh, RPE_CO2EmissionsSummerThousandTons, RPE_CO2EmissionsTotalThousandTons, RPE_NOXEmissionsSummerThousandTons, RPE_NOXEmissionsTotalThousandTons, RPE_SO2EmissionsSummerThousandTons, RPE_SO2EmissionsTotalThousandTons, RPE_DispatchableCapacityMW), MeetPrimaryCriteria2,\"=1\",IF($B$8=\"IPM Region\",RPE_IPMRegionGroupAcronym,RPE_State),\"=\"&IF($B$8=\"National\",\"*\",$I59)))","v":2.552520405512289},{"$f":"IF(I59=0,\"\",IF($B$20=\"Actual\",0,SUMIFS(CHOOSE(VLOOKUP($B$35,'Lookup tables'!$AK$5:$AM$15,3,0), RPE_FuelConsumptionSummerTBtu, RPE_FuelConsumptionTotalTBtu, RPE_GenerationSummerGWh, RPE_GenerationTotalGWh, RPE_CO2EmissionsSummerThousandTons, RPE_CO2EmissionsTotalThousandTons, RPE_NOXEmissionsSummerThousandTons, RPE_NOXEmissionsTotalThousandTons, RPE_SO2EmissionsSummerThousandTons, RPE_SO2EmissionsTotalThousandTons, RPE_DispatchableCapacityMW), MeetComparisonCriteria2,\"=1\",IF($B$8=\"IPM Region\",RPE_IPMRegionGroupAcronym,RPE_State),\"=\"&IF($B$8=\"National\",\"*\",$I59))))","v":0},2.552520405512289,{"$f":"IF(I59=0,\"\",SUMIFS(CHOOSE(VLOOKUP($E$18,'Lookup tables'!$AK$5:$AM$15,3,0), RPE_FuelConsumptionSummerTBtu, RPE_FuelConsumptionTotalTBtu, RPE_GenerationSummerGWh, RPE_GenerationTotalGWh, RPE_CO2EmissionsSummerThousandTons, RPE_CO2EmissionsTotalThousandTons, RPE_NOXEmissionsSummerThousandTons, RPE_NOXEmissionsTotalThousandTons, RPE_SO2EmissionsSummerThousandTons, RPE_SO2EmissionsTotalThousandTons, RPE_DispatchableCapacityMW), MeetPrimaryCriteria3,\"=1\",IF($E$8=\"IPM Region\",RPE_IPMRegionGroupAcronym,RPE_State),\"=\"&IF($E$8=\"National\",\"*\",$I59)))","v":0},{"$f":"IF(I59=0,\"\",IF($E$20=\"Actual\",0,SUMIFS(CHOOSE(VLOOKUP($E$35,'Lookup tables'!$AK$5:$AM$15,3,0), RPE_FuelConsumptionSummerTBtu, RPE_FuelConsumptionTotalTBtu, RPE_GenerationSummerGWh, RPE_GenerationTotalGWh, RPE_CO2EmissionsSummerThousandTons, RPE_CO2EmissionsTotalThousandTons, RPE_NOXEmissionsSummerThousandTons, RPE_NOXEmissionsTotalThousandTons, RPE_SO2EmissionsSummerThousandTons, RPE_SO2EmissionsTotalThousandTons, RPE_DispatchableCapacityMW), MeetComparisonCriteria3,\"=1\",IF($E$8=\"IPM Region\",RPE_IPMRegionGroupAcronym,RPE_State),\"=\"&IF($E$8=\"National\",\"*\",$I59))))","v":0},0,33.000000005899999,33,null,4,"IN",17.277134050404236,0,0]
["CO2 Emissions Summer Thousand Tons","Thousand (short) tons CO2",null,null,null,null,null,null,{"$f":"IF($B$8=\"State\",Map!P7,Map!O7)","v":"CO"},{"$f":"IF(I60=0,\"\",SUMIFS(CHOOSE(VLOOKUP($B$18,'Lookup tables'!$AK$5:$AM$15,3,0), RPE_FuelConsumptionSummerTBtu, RPE_FuelConsumptionTotalTBtu, RPE_GenerationSummerGWh, RPE_GenerationTotalGWh, RPE_CO2EmissionsSummerThousandTons, RPE_CO2EmissionsTotalThousandTons, RPE_NOXEmissionsSummerThousandTons, RPE_NOXEmissionsTotalThousandTons, RPE_SO2EmissionsSummerThousandTons, RPE_SO2EmissionsTotalThousandTons, RPE_DispatchableCapacityMW), MeetPrimaryCriteria2,\"=1\",IF($B$8=\"IPM Region\",RPE_IPMRegionGroupAcronym,RPE_State),\"=\"&IF($B$8=\"National\",\"*\",$I60)))","v":9.6213446661073068},{"$f":"IF(I60=0,\"\",IF($B$20=\"Actual\",0,SUMIFS(CHOOSE(VLOOKUP($B$35,'Lookup tables'!$AK$5:$AM$15,3,0), RPE_FuelConsumptionSummerTBtu, RPE_FuelConsumptionTotalTBtu, RPE_GenerationSummerGWh, RPE_GenerationTotalGWh, RPE_CO2EmissionsSummerThousandTons, RPE_CO2EmissionsTotalThousandTons, RPE_NOXEmissionsSummerThousandTons, RPE_NOXEmissionsTotalThousandTons, RPE_SO2EmissionsSummerThousandTons, RPE_SO2EmissionsTotalThousandTons, RPE_DispatchableCapacityMW), MeetComparisonCriteria2,\"=1\",IF($B$8=\"IPM Region\",RPE_IPMRegionGroupAcronym,RPE_State),\"=\"&IF($B$8=\"National\",\"*\",$I60))))","v":0},9.6213446661073068,{"$f":"IF(I60=0,\"\",SUMIFS(CHOOSE(VLOOKUP($E$18,'Lookup tables'!$AK$5:$AM$15,3,0), RPE_FuelConsumptionSummerTBtu, RPE_FuelConsumptionTotalTBtu, RPE_GenerationSummerGWh, RPE_GenerationTotalGWh, RPE_CO2EmissionsSummerThousandTons, RPE_CO2EmissionsTotalThousandTons, RPE_NOXEmissionsSummerThousandTons, RPE_NOXEmissionsTotalThousandTons, RPE_SO2EmissionsSummerThousandTons, RPE_SO2EmissionsTotalThousandTons, RPE_DispatchableCapacityMW), MeetPrimaryCriteria3,\"=1\",IF($E$8=\"IPM Region\",RPE_IPMRegionGroupAcronym,RPE_State),\"=\"&IF($E$8=\"National\",\"*\",$I60)))","v":0},{"$f":"IF(I60=0,\"\",IF($E$20=\"Actual\",0,SUMIFS(CHOOSE(VLOOKUP($E$35,'Lookup tables'!$AK$5:$AM$15,3,0), RPE_FuelConsumptionSummerTBtu, RPE_FuelConsumptionTotalTBtu, RPE_GenerationSummerGWh, RPE_GenerationTotalGWh, RPE_CO2EmissionsSummerThousandTons, RPE_CO2EmissionsTotalThousandTons, RPE_NOXEmissionsSummerThousandTons, RPE_NOXEmissionsTotalThousandTons, RPE_SO2EmissionsSummerThousandTons, RPE_SO2EmissionsTotalThousandTons, RPE_DispatchableCapacityMW), MeetComparisonCriteria3,\"=1\",IF($E$8=\"IPM Region\",RPE_IPMRegionGroupAcronym,RPE_State),\"=\"&IF($E$8=\"National\",\"*\",$I60))))","v":0},0,14.000000006,14,null,5,"FL",16.692036209428885,0,0]
["CO2 Emissions Total Thousand Tons","Thousand (short) tons CO2",null,null,null,null,null,null,{"$f":"IF($B$8=\"State\",Map!P8,Map!O8)","v":"CT"},{"$f":"IF(I61=0,\"\",SUMIFS(CHOOSE(VLOOKUP($B$18,'Lookup tables'!$AK$5:$AM$15,3,0), RPE_FuelConsumptionSummerTBtu, RPE_FuelConsumptionTotalTBtu, RPE_GenerationSummerGWh, RPE_GenerationTotalGWh, RPE_CO2EmissionsSummerThousandTons, RPE_CO2EmissionsTotalThousandTons, RPE_NOXEmissionsSummerThousandTons, RPE_NOXEmissionsTotalThousandTons, RPE_SO2EmissionsSummerThousandTons, RPE_SO2EmissionsTotalThousandTons, RPE_DispatchableCapacityMW), MeetPrimaryCriteria2,\"=1\",IF($B$8=\"IPM Region\",RPE_IPMRegionGroupAcronym,RPE_State),\"=\"&IF($B$8=\"National\",\"*\",$I61)))","v":1.9483387406490753},{"$f":"IF(I61=0,\"\",IF($B$20=\"Actual\",0,SUMIFS(CHOOSE(VLOOKUP($B$35,'Lookup tables'!$AK$5:$AM$15,3,0), RPE_FuelConsumptionSummerTBtu, RPE_FuelConsumptionTotalTBtu, RPE_GenerationSummerGWh, RPE_GenerationTotalGWh, RPE_CO2EmissionsSummerThousandTons, RPE_CO2EmissionsTotalThousandTons, RPE_NOXEmissionsSummerThousandTons, RPE_NOXEmissionsTotalThousandTons, RPE_SO2EmissionsSummerThousandTons, RPE_SO2EmissionsTotalThousandTons, RPE_DispatchableCapacityMW), MeetComparisonCriteria2,\"=1\",IF($B$8=\"IPM Region\",RPE_IPMRegionGroupAcronym,RPE_State),\"=\"&IF($B$8=\"National\",\"*\",$I61))))","v":0},1.9483387406490753,{"$f":"IF(I61=0,\"\",SUMIFS(CHOOSE(VLOOKUP($E$18,'Lookup tables'!$AK$5:$AM$15,3,0), RPE_FuelConsumptionSummerTBtu, RPE_FuelConsumptionTotalTBtu, RPE_GenerationSummerGWh, RPE_GenerationTotalGWh, RPE_CO2EmissionsSummerThousandTons, RPE_CO2EmissionsTotalThousandTons, RPE_NOXEmissionsSummerThousandTons, RPE_NOXEmissionsTotalThousandTons, RPE_SO2EmissionsSummerThousandTons, RPE_SO2EmissionsTotalThousandTons, RPE_DispatchableCapacityMW), MeetPrimaryCriteria3,\"=1\",IF($E$8=\"IPM Region\",RPE_IPMRegionGroupAcronym,RPE_State),\"=\"&IF($E$8=\"National\",\"*\",$I61)))","v":0},{"$f":"IF(I61=0,\"\",IF($E$20=\"Actual\",0,SUMIFS(CHOOSE(VLOOKUP($E$35,'Lookup tables'!$AK$5:$AM$15,3,0), RPE_FuelConsumptionSummerTBtu, RPE_FuelConsumptionTotalTBtu, RPE_GenerationSummerGWh, RPE_GenerationTotalGWh, RPE_CO2EmissionsSummerThousandTons, RPE_CO2EmissionsTotalThousandTons, RPE_NOXEmissionsSummerThousandTons, RPE_NOXEmissionsTotalThousandTons, RPE_SO2EmissionsSummerThousandTons, RPE_SO2EmissionsTotalThousandTons, RPE_DispatchableCapacityMW), MeetComparisonCriteria3,\"=1\",IF($E$8=\"IPM Region\",RPE_IPMRegionGroupAcronym,RPE_State),\"=\"&IF($E$8=\"National\",\"*\",$I61))))","v":0},0,38.000000006100002,38,null,6,"MO",15.945994102940451,0,0]
["NOX Emissions Summer Thousand Tons","Thousand (short) tons NOx",null,null,null,null,null,null,{"$f":"IF($B$8=\"State\",Map!P9,Map!O9)","v":"DC"},{"$f":"IF(I62=0,\"\",SUMIFS(CHOOSE(VLOOKUP($B$18,'Lookup tables'!$AK$5:$AM$15,3,0), RPE_FuelConsumptionSummerTBtu, RPE_FuelConsumptionTotalTBtu, RPE_GenerationSummerGWh, RPE_GenerationTotalGWh, RPE_CO2EmissionsSummerThousandTons, RPE_CO2EmissionsTotalThousandTons, RPE_NOXEmissionsSummerThousandTons, RPE_NOXEmissionsTotalThousandTons, RPE_SO2EmissionsSummerThousandTons, RPE_SO2EmissionsTotalThousandTons, RPE_DispatchableCapacityMW), MeetPrimaryCriteria2,\"=1\",IF($B$8=\"IPM Region\",RPE_IPMRegionGroupAcronym,RPE_State),\"=\"&IF($B$8=\"National\",\"*\",$I62)))","v":8.5299163691808467E-4},{"$f":"IF(I62=0,\"\",IF($B$20=\"Actual\",0,SUMIFS(CHOOSE(VLOOKUP($B$35,'Lookup tables'!$AK$5:$AM$15,3,0), RPE_FuelConsumptionSummerTBtu, RPE_FuelConsumptionTotalTBtu, RPE_GenerationSummerGWh, RPE_GenerationTotalGWh, RPE_CO2EmissionsSummerThousandTons, RPE_CO2EmissionsTotalThousandTons, RPE_NOXEmissionsSummerThousandTons, RPE_NOXEmissionsTotalThousandTons, RPE_SO2EmissionsSummerThousandTons, RPE_SO2EmissionsTotalThousandTons, RPE_DispatchableCapacityMW), MeetComparisonCriteria2,\"=1\",IF($B$8=\"IPM Region\",RPE_IPMRegionGroupAcronym,RPE_State),\"=\"&IF($B$8=\"National\",\"*\",$I62))))","v":0},8.5299163691808467E-4,{"$f":"IF(I62=0,\"\",SUMIFS(CHOOSE(VLOOKUP($E$18,'Lookup tables'!$AK$5:$AM$15,3,0), RPE_FuelConsumptionSummerTBtu, RPE_FuelConsumptionTotalTBtu, RPE_GenerationSummerGWh, RPE_GenerationTotalGWh, RPE_CO2EmissionsSummerThousandTons, RPE_CO2EmissionsTotalThousandTons, RPE_NOXEmissionsSummerThousandTons, RPE_NOXEmissionsTotalThousandTons, RPE_SO2EmissionsSummerThousandTons, RPE_SO2EmissionsTotalThousandTons, RPE_DispatchableCapacityMW), MeetPrimaryCriteria3,\"=1\",IF($E$8=\"IPM Region\",RPE_IPMRegionGroupAcronym,RPE_State),\"=\"&IF($E$8=\"National\",\"*\",$I62)))","v":0},{"$f":"IF(I62=0,\"\",IF($E$20=\"Actual\",0,SUMIFS(CHOOSE(VLOOKUP($E$35,'Lookup tables'!$AK$5:$AM$15,3,0), RPE_FuelConsumptionSummerTBtu, RPE_FuelConsumptionTotalTBtu, RPE_GenerationSummerGWh, RPE_GenerationTotalGWh, RPE_CO2EmissionsSummerThousandTons, RPE_CO2EmissionsTotalThousandTons, RPE_NOXEmissionsSummerThousandTons, RPE_NOXEmissionsTotalThousandTons, RPE_SO2EmissionsSummerThousandTons, RPE_SO2EmissionsTotalThousandTons, RPE_DispatchableCapacityMW), MeetComparisonCriteria3,\"=1\",IF($E$8=\"IPM Region\",RPE_IPMRegionGroupAcronym,RPE_State),\"=\"&IF($E$8=\"National\",\"*\",$I62))))","v":0},0,49.000000006199997,49,null,7,"NC",15.407111205665144,0,0]
["NOX Emissions Total Thousand Tons","Thousand (short) tons NOx",null,null,null,null,null,null,{"$f":"IF($B$8=\"State\",Map!P10,Map!O10)","v":"DE"},{"$f":"IF(I63=0,\"\",SUMIFS(CHOOSE(VLOOKUP($B$18,'Lookup tables'!$AK$5:$AM$15,3,0), RPE_FuelConsumptionSummerTBtu, RPE_FuelConsumptionTotalTBtu, RPE_GenerationSummerGWh, RPE_GenerationTotalGWh, RPE_CO2EmissionsSummerThousandTons, RPE_CO2EmissionsTotalThousandTons, RPE_NOXEmissionsSummerThousandTons, RPE_NOXEmissionsTotalThousandTons, RPE_SO2EmissionsSummerThousandTons, RPE_SO2EmissionsTotalThousandTons, RPE_DispatchableCapacityMW), MeetPrimaryCriteria2,\"=1\",IF($B$8=\"IPM Region\",RPE_IPMRegionGroupAcronym,RPE_State),\"=\"&IF($B$8=\"National\",\"*\",$I63)))","v":0.20567385235434699},{"$f":"IF(I63=0,\"\",IF($B$20=\"Actual\",0,SUMIFS(CHOOSE(VLOOKUP($B$35,'Lookup tables'!$AK$5:$AM$15,3,0), RPE_FuelConsumptionSummerTBtu, RPE_FuelConsumptionTotalTBtu, RPE_GenerationSummerGWh, RPE_GenerationTotalGWh, RPE_CO2EmissionsSummerThousandTons, RPE_CO2EmissionsTotalThousandTons, RPE_NOXEmissionsSummerThousandTons, RPE_NOXEmissionsTotalThousandTons, RPE_SO2EmissionsSummerThousandTons, RPE_SO2EmissionsTotalThousandTons, RPE_DispatchableCapacityMW), MeetComparisonCriteria2,\"=1\",IF($B$8=\"IPM Region\",RPE_IPMRegionGroupAcronym,RPE_State),\"=\"&IF($B$8=\"National\",\"*\",$I63))))","v":0},0.20567385235434699,{"$f":"IF(I63=0,\"\",SUMIFS(CHOOSE(VLOOKUP($E$18,'Lookup tables'!$AK$5:$AM$15,3,0), RPE_FuelConsumptionSummerTBtu, RPE_FuelConsumptionTotalTBtu, RPE_GenerationSummerGWh, RPE_GenerationTotalGWh, RPE_CO2EmissionsSummerThousandTons, RPE_CO2EmissionsTotalThousandTons, RPE_NOXEmissionsSummerThousandTons, RPE_NOXEmissionsTotalThousandTons, RPE_SO2EmissionsSummerThousandTons, RPE_SO2EmissionsTotalThousandTons, RPE_DispatchableCapacityMW), MeetPrimaryCriteria3,\"=1\",IF($E$8=\"IPM Region\",RPE_IPMRegionGroupAcronym,RPE_State),\"=\"&IF($E$8=\"National\",\"*\",$I63)))","v":0},{"$f":"IF(I63=0,\"\",IF($E$20=\"Actual\",0,SUMIFS(CHOOSE(VLOOKUP($E$35,'Lookup tables'!$AK$5:$AM$15,3,0), RPE_FuelConsumptionSummerTBtu, RPE_FuelConsumptionTotalTBtu, RPE_GenerationSummerGWh, RPE_GenerationTotalGWh, RPE_CO2EmissionsSummerThousandTons, RPE_CO2EmissionsTotalThousandTons, RPE_NOXEmissionsSummerThousandTons, RPE_NOXEmissionsTotalThousandTons, RPE_SO2EmissionsSummerThousandTons, RPE_SO2EmissionsTotalThousandTons, RPE_DispatchableCapacityMW), MeetComparisonCriteria3,\"=1\",IF($E$8=\"IPM Region\",RPE_IPMRegionGroupAcronym,RPE_State),\"=\"&IF($E$8=\"National\",\"*\",$I63))))","v":0},0,46.000000006299999,46,null,8,"MI",14.088093117614603,0,0]
["SO2 Emissions Summer Thousand Tons","Thousand (short) tons SO2",null,null,null,null,null,null,{"$f":"IF($B$8=\"State\",Map!P11,Map!O11)","v":"FL"},{"$f":"IF(I64=0,\"\",SUMIFS(CHOOSE(VLOOKUP($B$18,'Lookup tables'!$AK$5:$AM$15,3,0), RPE_FuelConsumptionSummerTBtu, RPE_FuelConsumptionTotalTBtu, RPE_GenerationSummerGWh, RPE_GenerationTotalGWh, RPE_CO2EmissionsSummerThousandTons, RPE_CO2EmissionsTotalThousandTons, RPE_NOXEmissionsSummerThousandTons, RPE_NOXEmissionsTotalThousandTons, RPE_SO2EmissionsSummerThousandTons, RPE_SO2EmissionsTotalThousandTons, RPE_DispatchableCapacityMW), MeetPrimaryCriteria2,\"=1\",IF($B$8=\"IPM Region\",RPE_IPMRegionGroupAcronym,RPE_State),\"=\"&IF($B$8=\"National\",\"*\",$I64)))","v":16.692036209428885},{"$f":"IF(I64=0,\"\",IF($B$20=\"Actual\",0,SUMIFS(CHOOSE(VLOOKUP($B$35,'Lookup tables'!$AK$5:$AM$15,3,0), RPE_FuelConsumptionSummerTBtu, RPE_FuelConsumptionTotalTBtu, RPE_GenerationSummerGWh, RPE_GenerationTotalGWh, RPE_CO2EmissionsSummerThousandTons, RPE_CO2EmissionsTotalThousandTons, RPE_NOXEmissionsSummerThousandTons, RPE_NOXEmissionsTotalThousandTons, RPE_SO2EmissionsSummerThousandTons, RPE_SO2EmissionsTotalThousandTons, RPE_DispatchableCapacityMW), MeetComparisonCriteria2,\"=1\",IF($B$8=\"IPM Region\",RPE_IPMRegionGroupAcronym,RPE_State),\"=\"&IF($B$8=\"National\",\"*\",$I64))))","v":0},16.692036209428885,{"$f":"IF(I64=0,\"\",SUMIFS(CHOOSE(VLOOKUP($E$18,'Lookup tables'!$AK$5:$AM$15,3,0), RPE_FuelConsumptionSummerTBtu, RPE_FuelConsumptionTotalTBtu, RPE_GenerationSummerGWh, RPE_GenerationTotalGWh, RPE_CO2EmissionsSummerThousandTons, RPE_CO2EmissionsTotalThousandTons, RPE_NOXEmissionsSummerThousandTons, RPE_NOXEmissionsTotalThousandTons, RPE_SO2EmissionsSummerThousandTons, RPE_SO2EmissionsTotalThousandTons, RPE_DispatchableCapacityMW), MeetPrimaryCriteria3,\"=1\",IF($E$8=\"IPM Region\",RPE_IPMRegionGroupAcronym,RPE_State),\"=\"&IF($E$8=\"National\",\"*\",$I64)))","v":0},{"$f":"IF(I64=0,\"\",IF($E$20=\"Actual\",0,SUMIFS(CHOOSE(VLOOKUP($E$35,'Lookup tables'!$AK$5:$AM$15,3,0), RPE_FuelConsumptionSummerTBtu, RPE_FuelConsumptionTotalTBtu, RPE_GenerationSummerGWh, RPE_GenerationTotalGWh, RPE_CO2EmissionsSummerThousandTons, RPE_CO2EmissionsTotalThousandTons, RPE_NOXEmissionsSummerThousandTons, RPE_NOXEmissionsTotalThousandTons, RPE_SO2EmissionsSummerThousandTons, RPE_SO2EmissionsTotalThousandTons, RPE_DispatchableCapacityMW), MeetComparisonCriteria3,\"=1\",IF($E$8=\"IPM Region\",RPE_IPMRegionGroupAcronym,RPE_State),\"=\"&IF($E$8=\"National\",\"*\",$I64))))","v":0},0,5.0000000063999996,5,null,9,"PA",13.131788154495766,0,0]
["SO2 Emissions Total Thousand Tons","Thousand (short) tons SO2",null,null,null,null,null,null,{"$f":"IF($B$8=\"State\",Map!P12,Map!O12)","v":"GA"},{"$f":"IF(I65=0,\"\",SUMIFS(CHOOSE(VLOOKUP($B$18,'Lookup tables'!$AK$5:$AM$15,3,0), RPE_FuelConsumptionSummerTBtu, RPE_FuelConsumptionTotalTBtu, RPE_GenerationSummerGWh, RPE_GenerationTotalGWh, RPE_CO2EmissionsSummerThousandTons, RPE_CO2EmissionsTotalThousandTons, RPE_NOXEmissionsSummerThousandTons, RPE_NOXEmissionsTotalThousandTons, RPE_SO2EmissionsSummerThousandTons, RPE_SO2EmissionsTotalThousandTons, RPE_DispatchableCapacityMW), MeetPrimaryCriteria2,\"=1\",IF($B$8=\"IPM Region\",RPE_IPMRegionGroupAcronym,RPE_State),\"=\"&IF($B$8=\"National\",\"*\",$I65)))","v":7.7146230088052858},{"$f":"IF(I65=0,\"\",IF($B$20=\"Actual\",0,SUMIFS(CHOOSE(VLOOKUP($B$35,'Lookup tables'!$AK$5:$AM$15,3,0), RPE_FuelConsumptionSummerTBtu, RPE_FuelConsumptionTotalTBtu, RPE_GenerationSummerGWh, RPE_GenerationTotalGWh, RPE_CO2EmissionsSummerThousandTons, RPE_CO2EmissionsTotalThousandTons, RPE_NOXEmissionsSummerThousandTons, RPE_NOXEmissionsTotalThousandTons, RPE_SO2EmissionsSummerThousandTons, RPE_SO2EmissionsTotalThousandTons, RPE_DispatchableCapacityMW), MeetComparisonCriteria2,\"=1\",IF($B$8=\"IPM Region\",RPE_IPMRegionGroupAcronym,RPE_State),\"=\"&IF($B$8=\"National\",\"*\",$I65))))","v":0},7.7146230088052858,{"$f":"IF(I65=0,\"\",SUMIFS(CHOOSE(VLOOKUP($E$18,'Lookup tables'!$AK$5:$AM$15,3,0), RPE_FuelConsumptionSummerTBtu, RPE_FuelConsumptionTotalTBtu, RPE_GenerationSummerGWh, RPE_GenerationTotalGWh, RPE_CO2EmissionsSummerThousandTons, RPE_CO2EmissionsTotalThousandTons, RPE_NOXEmissionsSummerThousandTons, RPE_NOXEmissionsTotalThousandTons, RPE_SO2EmissionsSummerThousandTons, RPE_SO2EmissionsTotalThousandTons, RPE_DispatchableCapacityMW), MeetPrimaryCriteria3,\"=1\",IF($E$8=\"IPM Region\",RPE_IPMRegionGroupAcronym,RPE_State),\"=\"&IF($E$8=\"National\",\"*\",$I65)))","v":0},{"$f":"IF(I65=0,\"\",IF($E$20=\"Actual\",0,SUMIFS(CHOOSE(VLOOKUP($E$35,'Lookup tables'!$AK$5:$AM$15,3,0), RPE_FuelConsumptionSummerTBtu, RPE_FuelConsumptionTotalTBtu, RPE_GenerationSummerGWh, RPE_GenerationTotalGWh, RPE_CO2EmissionsSummerThousandTons, RPE_CO2EmissionsTotalThousandTons, RPE_NOXEmissionsSummerThousandTons, RPE_NOXEmissionsTotalThousandTons, RPE_SO2EmissionsSummerThousandTons, RPE_SO2EmissionsTotalThousandTons, RPE_DispatchableCapacityMW), MeetComparisonCriteria3,\"=1\",IF($E$8=\"IPM Region\",RPE_IPMRegionGroupAcronym,RPE_State),\"=\"&IF($E$8=\"National\",\"*\",$I65))))","v":0},0,21.000000006499999,21,null,10,"NE",11.641558462782514,0,0]
["Dispatchable Capacity MW","MW",null,null,null,null,null,null,{"$f":"IF($B$8=\"State\",Map!P13,Map!O13)","v":"IA"},{"$f":"IF(I66=0,\"\",SUMIFS(CHOOSE(VLOOKUP($B$18,'Lookup tables'!$AK$5:$AM$15,3,0), RPE_FuelConsumptionSummerTBtu, RPE_FuelConsumptionTotalTBtu, RPE_GenerationSummerGWh, RPE_GenerationTotalGWh, RPE_CO2EmissionsSummerThousandTons, RPE_CO2EmissionsTotalThousandTons, RPE_NOXEmissionsSummerThousandTons, RPE_NOXEmissionsTotalThousandTons, RPE_SO2EmissionsSummerThousandTons, RPE_SO2EmissionsTotalThousandTons, RPE_DispatchableCapacityMW), MeetPrimaryCriteria2,\"=1\",IF($B$8=\"IPM Region\",RPE_IPMRegionGroupAcronym,RPE_State),\"=\"&IF($B$8=\"National\",\"*\",$I66)))","v":11.149276267693558},{"$f":"IF(I66=0,\"\",IF($B$20=\"Actual\",0,SUMIFS(CHOOSE(VLOOKUP($B$35,'Lookup tables'!$AK$5:$AM$15,3,0), RPE_FuelConsumptionSummerTBtu, RPE_FuelConsumptionTotalTBtu, RPE_GenerationSummerGWh, RPE_GenerationTotalGWh, RPE_CO2EmissionsSummerThousandTons, RPE_CO2EmissionsTotalThousandTons, RPE_NOXEmissionsSummerThousandTons, RPE_NOXEmissionsTotalThousandTons, RPE_SO2EmissionsSummerThousandTons, RPE_SO2EmissionsTotalThousandTons, RPE_DispatchableCapacityMW), MeetComparisonCriteria2,\"=1\",IF($B$8=\"IPM Region\",RPE_IPMRegionGroupAcronym,RPE_State),\"=\"&IF($B$8=\"National\",\"*\",$I66))))","v":0},11.149276267693558,{"$f":"IF(I66=0,\"\",SUMIFS(CHOOSE(VLOOKUP($E$18,'Lookup tables'!$AK$5:$AM$15,3,0), RPE_FuelConsumptionSummerTBtu, RPE_FuelConsumptionTotalTBtu, RPE_GenerationSummerGWh, RPE_GenerationTotalGWh, RPE_CO2EmissionsSummerThousandTons, RPE_CO2EmissionsTotalThousandTons, RPE_NOXEmissionsSummerThousandTons, RPE_NOXEmissionsTotalThousandTons, RPE_SO2EmissionsSummerThousandTons, RPE_SO2EmissionsTotalThousandTons, RPE_DispatchableCapacityMW), MeetPrimaryCriteria3,\"=1\",IF($E$8=\"IPM Region\",RPE_IPMRegionGroupAcronym,RPE_State),\"=\"&IF($E$8=\"National\",\"*\",$I66)))","v":0},{"$f":"IF(I66=0,\"\",IF($E$20=\"Actual\",0,SUMIFS(CHOOSE(VLOOKUP($E$35,'Lookup tables'!$AK$5:$AM$15,3,0), RPE_FuelConsumptionSummerTBtu, RPE_FuelConsumptionTotalTBtu, RPE_GenerationSummerGWh, RPE_GenerationTotalGWh, RPE_CO2EmissionsSummerThousandTons, RPE_CO2EmissionsTotalThousandTons, RPE_NOXEmissionsSummerThousandTons, RPE_NOXEmissionsTotalThousandTons, RPE_SO2EmissionsSummerThousandTons, RPE_SO2EmissionsTotalThousandTons, RPE_DispatchableCapacityMW), MeetComparisonCriteria3,\"=1\",IF($E$8=\"IPM Region\",RPE_IPMRegionGroupAcronym,RPE_State),\"=\"&IF($E$8=\"National\",\"*\",$I66))))","v":0},0,11.000000006600001,11,null,11,"IA",11.149276267693558,0,0]
[null,null,null,null,null,null,null,null,{"$f":"IF($B$8=\"State\",Map!P14,Map!O14)","v":"ID"},{"$f":"IF(I67=0,\"\",SUMIFS(CHOOSE(VLOOKUP($B$18,'Lookup tables'!$AK$5:$AM$15,3,0), RPE_FuelConsumptionSummerTBtu, RPE_FuelConsumptionTotalTBtu, RPE_GenerationSummerGWh, RPE_GenerationTotalGWh, RPE_CO2EmissionsSummerThousandTons, RPE_CO2EmissionsTotalThousandTons, RPE_NOXEmissionsSummerThousandTons, RPE_NOXEmissionsTotalThousandTons, RPE_SO2EmissionsSummerThousandTons, RPE_SO2EmissionsTotalThousandTons, RPE_DispatchableCapacityMW), MeetPrimaryCriteria2,\"=1\",IF($B$8=\"IPM Region\",RPE_IPMRegionGroupAcronym,RPE_State),\"=\"&IF($B$8=\"National\",\"*\",$I67)))","v":8.9064568559036758E-2},{"$f":"IF(I67=0,\"\",IF($B$20=\"Actual\",0,SUMIFS(CHOOSE(VLOOKUP($B$35,'Lookup tables'!$AK$5:$AM$15,3,0), RPE_FuelConsumptionSummerTBtu, RPE_FuelConsumptionTotalTBtu, RPE_GenerationSummerGWh, RPE_GenerationTotalGWh, RPE_CO2EmissionsSummerThousandTons, RPE_CO2EmissionsTotalThousandTons, RPE_NOXEmissionsSummerThousandTons, RPE_NOXEmissionsTotalThousandTons, RPE_SO2EmissionsSummerThousandTons, RPE_SO2EmissionsTotalThousandTons, RPE_DispatchableCapacityMW), MeetComparisonCriteria2,\"=1\",IF($B$8=\"IPM Region\",RPE_IPMRegionGroupAcronym,RPE_State),\"=\"&IF($B$8=\"National\",\"*\",$I67))))","v":0},8.9064568559036758E-2,{"$f":"IF(I67=0,\"\",SUMIFS(CHOOSE(VLOOKUP($E$18,'Lookup tables'!$AK$5:$AM$15,3,0), RPE_FuelConsumptionSummerTBtu, RPE_FuelConsumptionTotalTBtu, RPE_GenerationSummerGWh, RPE_GenerationTotalGWh, RPE_CO2EmissionsSummerThousandTons, RPE_CO2EmissionsTotalThousandTons, RPE_NOXEmissionsSummerThousandTons, RPE_NOXEmissionsTotalThousandTons, RPE_SO2EmissionsSummerThousandTons, RPE_SO2EmissionsTotalThousandTons, RPE_DispatchableCapacityMW), MeetPrimaryCriteria3,\"=1\",IF($E$8=\"IPM Region\",RPE_IPMRegionGroupAcronym,RPE_State),\"=\"&IF($E$8=\"National\",\"*\",$I67)))","v":0},{"$f":"IF(I67=0,\"\",IF($E$20=\"Actual\",0,SUMIFS(CHOOSE(VLOOKUP($E$35,'Lookup tables'!$AK$5:$AM$15,3,0), RPE_FuelConsumptionSummerTBtu, RPE_FuelConsumptionTotalTBtu, RPE_GenerationSummerGWh, RPE_GenerationTotalGWh, RPE_CO2EmissionsSummerThousandTons, RPE_CO2EmissionsTotalThousandTons, RPE_NOXEmissionsSummerThousandTons, RPE_NOXEmissionsTotalThousandTons, RPE_SO2EmissionsSummerThousandTons, RPE_SO2EmissionsTotalThousandTons, RPE_DispatchableCapacityMW), MeetComparisonCriteria3,\"=1\",IF($E$8=\"IPM Region\",RPE_IPMRegionGroupAcronym,RPE_State),\"=\"&IF($E$8=\"National\",\"*\",$I67))))","v":0},0,47.000000006699999,47,null,12,"ND",10.058697344011541,0,0]
[null,null,null,null,null,null,null,null,{"$f":"IF($B$8=\"State\",Map!P15,Map!O15)","v":"IL"},{"$f":"IF(I68=0,\"\",SUMIFS(CHOOSE(VLOOKUP($B$18,'Lookup tables'!$AK$5:$AM$15,3,0), RPE_FuelConsumptionSummerTBtu, RPE_FuelConsumptionTotalTBtu, RPE_GenerationSummerGWh, RPE_GenerationTotalGWh, RPE_CO2EmissionsSummerThousandTons, RPE_CO2EmissionsTotalThousandTons, RPE_NOXEmissionsSummerThousandTons, RPE_NOXEmissionsTotalThousandTons, RPE_SO2EmissionsSummerThousandTons, RPE_SO2EmissionsTotalThousandTons, RPE_DispatchableCapacityMW), MeetPrimaryCriteria2,\"=1\",IF($B$8=\"IPM Region\",RPE_IPMRegionGroupAcronym,RPE_State),\"=\"&IF($B$8=\"National\",\"*\",$I68)))","v":9.4712530783747013},{"$f":"IF(I68=0,\"\",IF($B$20=\"Actual\",0,SUMIFS(CHOOSE(VLOOKUP($B$35,'Lookup tables'!$AK$5:$AM$15,3,0), RPE_FuelConsumptionSummerTBtu, RPE_FuelConsumptionTotalTBtu, RPE_GenerationSummerGWh, RPE_GenerationTotalGWh, RPE_CO2EmissionsSummerThousandTons, RPE_CO2EmissionsTotalThousandTons, RPE_NOXEmissionsSummerThousandTons, RPE_NOXEmissionsTotalThousandTons, RPE_SO2EmissionsSummerThousandTons, RPE_SO2EmissionsTotalThousandTons, RPE_DispatchableCapacityMW), MeetComparisonCriteria2,\"=1\",IF($B$8=\"IPM Region\",RPE_IPMRegionGroupAcronym,RPE_State),\"=\"&IF($B$8=\"National\",\"*\",$I68))))","v":0},9.4712530783747013,{"$f":"IF(I68=0,\"\",SUMIFS(CHOOSE(VLOOKUP($E$18,'Lookup tables'!$AK$5:$AM$15,3,0), RPE_FuelConsumptionSummerTBtu, RPE_FuelConsumptionTotalTBtu, RPE_GenerationSummerGWh, RPE_GenerationTotalGWh, RPE_CO2EmissionsSummerThousandTons, RPE_CO2EmissionsTotalThousandTons, RPE_NOXEmissionsSummerThousandTons, RPE_NOXEmissionsTotalThousandTons, RPE_SO2EmissionsSummerThousandTons, RPE_SO2EmissionsTotalThousandTons, RPE_DispatchableCapacityMW), MeetPrimaryCriteria3,\"=1\",IF($E$8=\"IPM Region\",RPE_IPMRegionGroupAcronym,RPE_State),\"=\"&IF($E$8=\"National\",\"*\",$I68)))","v":0},{"$f":"IF(I68=0,\"\",IF($E$20=\"Actual\",0,SUMIFS(CHOOSE(VLOOKUP($E$35,'Lookup tables'!$AK$5:$AM$15,3,0), RPE_FuelConsumptionSummerTBtu, RPE_FuelConsumptionTotalTBtu, RPE_GenerationSummerGWh, RPE_GenerationTotalGWh, RPE_CO2EmissionsSummerThousandTons, RPE_CO2EmissionsTotalThousandTons, RPE_NOXEmissionsSummerThousandTons, RPE_NOXEmissionsTotalThousandTons, RPE_SO2EmissionsSummerThousandTons, RPE_SO2EmissionsTotalThousandTons, RPE_DispatchableCapacityMW), MeetComparisonCriteria3,\"=1\",IF($E$8=\"IPM Region\",RPE_IPMRegionGroupAcronym,RPE_State),\"=\"&IF($E$8=\"National\",\"*\",$I68))))","v":0},0,15.000000006800001,15,null,13,"OK",9.847131237379589,0,0]
[null,null,null,null,null,null,null,null,{"$f":"IF($B$8=\"State\",Map!P16,Map!O16)","v":"IN"},{"$f":"IF(I69=0,\"\",SUMIFS(CHOOSE(VLOOKUP($B$18,'Lookup tables'!$AK$5:$AM$15,3,0), RPE_FuelConsumptionSummerTBtu, RPE_FuelConsumptionTotalTBtu, RPE_GenerationSummerGWh, RPE_GenerationTotalGWh, RPE_CO2EmissionsSummerThousandTons, RPE_CO2EmissionsTotalThousandTons, RPE_NOXEmissionsSummerThousandTons, RPE_NOXEmissionsTotalThousandTons, RPE_SO2EmissionsSummerThousandTons, RPE_SO2EmissionsTotalThousandTons, RPE_DispatchableCapacityMW), MeetPrimaryCriteria2,\"=1\",IF($B$8=\"IPM Region\",RPE_IPMRegionGroupAcronym,RPE_State),\"=\"&IF($B$8=\"National\",\"*\",$I69)))","v":17.277134050404236},{"$f":"IF(I69=0,\"\",IF($B$20=\"Actual\",0,SUMIFS(CHOOSE(VLOOKUP($B$35,'Lookup tables'!$AK$5:$AM$15,3,0), RPE_FuelConsumptionSummerTBtu, RPE_FuelConsumptionTotalTBtu, RPE_GenerationSummerGWh, RPE_GenerationTotalGWh, RPE_CO2EmissionsSummerThousandTons, RPE_CO2EmissionsTotalThousandTons, RPE_NOXEmissionsSummerThousandTons, RPE_NOXEmissionsTotalThousandTons, RPE_SO2EmissionsSummerThousandTons, RPE_SO2EmissionsTotalThousandTons, RPE_DispatchableCapacityMW), MeetComparisonCriteria2,\"=1\",IF($B$8=\"IPM Region\",RPE_IPMRegionGroupAcronym,RPE_State),\"=\"&IF($B$8=\"National\",\"*\",$I69))))","v":0},17.277134050404236,{"$f":"IF(I69=0,\"\",SUMIFS(CHOOSE(VLOOKUP($E$18,'Lookup tables'!$AK$5:$AM$15,3,0), RPE_FuelConsumptionSummerTBtu, RPE_FuelConsumptionTotalTBtu, RPE_GenerationSummerGWh, RPE_GenerationTotalGWh, RPE_CO2EmissionsSummerThousandTons, RPE_CO2EmissionsTotalThousandTons, RPE_NOXEmissionsSummerThousandTons, RPE_NOXEmissionsTotalThousandTons, RPE_SO2EmissionsSummerThousandTons, RPE_SO2EmissionsTotalThousandTons, RPE_DispatchableCapacityMW), MeetPrimaryCriteria3,\"=1\",IF($E$8=\"IPM Region\",RPE_IPMRegionGroupAcronym,RPE_State),\"=\"&IF($E$8=\"National\",\"*\",$I69)))","v":0},{"$f":"IF(I69=0,\"\",IF($E$20=\"Actual\",0,SUMIFS(CHOOSE(VLOOKUP($E$35,'Lookup tables'!$AK$5:$AM$15,3,0), RPE_FuelConsumptionSummerTBtu, RPE_FuelConsumptionTotalTBtu, RPE_GenerationSummerGWh, RPE_GenerationTotalGWh, RPE_CO2EmissionsSummerThousandTons, RPE_CO2EmissionsTotalThousandTons, RPE_NOXEmissionsSummerThousandTons, RPE_NOXEmissionsTotalThousandTons, RPE_SO2EmissionsSummerThousandTons, RPE_SO2EmissionsTotalThousandTons, RPE_DispatchableCapacityMW), MeetComparisonCriteria3,\"=1\",IF($E$8=\"IPM Region\",RPE_IPMRegionGroupAcronym,RPE_State),\"=\"&IF($E$8=\"National\",\"*\",$I69))))","v":0},0,4.0000000068999997,4,null,14,"CO",9.6213446661073068,0,0]
[null,null,null,null,null,null,null,null,{"$f":"IF($B$8=\"State\",Map!P17,Map!O17)","v":"KS"},{"$f":"IF(I70=0,\"\",SUMIFS(CHOOSE(VLOOKUP($B$18,'Lookup tables'!$AK$5:$AM$15,3,0), RPE_FuelConsumptionSummerTBtu, RPE_FuelConsumptionTotalTBtu, RPE_GenerationSummerGWh, RPE_GenerationTotalGWh, RPE_CO2EmissionsSummerThousandTons, RPE_CO2EmissionsTotalThousandTons, RPE_NOXEmissionsSummerThousandTons, RPE_NOXEmissionsTotalThousandTons, RPE_SO2EmissionsSummerThousandTons, RPE_SO2EmissionsTotalThousandTons, RPE_DispatchableCapacityMW), MeetPrimaryCriteria2,\"=1\",IF($B$8=\"IPM Region\",RPE_IPMRegionGroupAcronym,RPE_State),\"=\"&IF($B$8=\"National\",\"*\",$I70)))","v":7.9703804450929878},{"$f":"IF(I70=0,\"\",IF($B$20=\"Actual\",0,SUMIFS(CHOOSE(VLOOKUP($B$35,'Lookup tables'!$AK$5:$AM$15,3,0), RPE_FuelConsumptionSummerTBtu, RPE_FuelConsumptionTotalTBtu, RPE_GenerationSummerGWh, RPE_GenerationTotalGWh, RPE_CO2EmissionsSummerThousandTons, RPE_CO2EmissionsTotalThousandTons, RPE_NOXEmissionsSummerThousandTons, RPE_NOXEmissionsTotalThousandTons, RPE_SO2EmissionsSummerThousandTons, RPE_SO2EmissionsTotalThousandTons, RPE_DispatchableCapacityMW), MeetComparisonCriteria2,\"=1\",IF($B$8=\"IPM Region\",RPE_IPMRegionGroupAcronym,RPE_State),\"=\"&IF($B$8=\"National\",\"*\",$I70))))","v":0},7.9703804450929878,{"$f":"IF(I70=0,\"\",SUMIFS(CHOOSE(VLOOKUP($E$18,'Lookup tables'!$AK$5:$AM$15,3,0), RPE_FuelConsumptionSummerTBtu, RPE_FuelConsumptionTotalTBtu, RPE_GenerationSummerGWh, RPE_GenerationTotalGWh, RPE_CO2EmissionsSummerThousandTons, RPE_CO2EmissionsTotalThousandTons, RPE_NOXEmissionsSummerThousandTons, RPE_NOXEmissionsTotalThousandTons, RPE_SO2EmissionsSummerThousandTons, RPE_SO2EmissionsTotalThousandTons, RPE_DispatchableCapacityMW), MeetPrimaryCriteria3,\"=1\",IF($E$8=\"IPM Region\",RPE_IPMRegionGroupAcronym,RPE_State),\"=\"&IF($E$8=\"National\",\"*\",$I70)))","v":0},{"$f":"IF(I70=0,\"\",IF($E$20=\"Actual\",0,SUMIFS(CHOOSE(VLOOKUP($E$35,'Lookup tables'!$AK$5:$AM$15,3,0), RPE_FuelConsumptionSummerTBtu, RPE_FuelConsumptionTotalTBtu, RPE_GenerationSummerGWh, RPE_GenerationTotalGWh, RPE_CO2EmissionsSummerThousandTons, RPE_CO2EmissionsTotalThousandTons, RPE_NOXEmissionsSummerThousandTons, RPE_NOXEmissionsTotalThousandTons, RPE_SO2EmissionsSummerThousandTons, RPE_SO2EmissionsTotalThousandTons, RPE_DispatchableCapacityMW), MeetComparisonCriteria3,\"=1\",IF($E$8=\"IPM Region\",RPE_IPMRegionGroupAcronym,RPE_State),\"=\"&IF($E$8=\"National\",\"*\",$I70))))","v":0},0,18.000000007000001,18,null,15,"IL",9.4712530783747013,0,0]
[null,null,null,null,null,null,null,null,{"$f":"IF($B$8=\"State\",Map!P18,Map!O18)","v":"KY"},{"$f":"IF(I71=0,\"\",SUMIFS(CHOOSE(VLOOKUP($B$18,'Lookup tables'!$AK$5:$AM$15,3,0), RPE_FuelConsumptionSummerTBtu, RPE_FuelConsumptionTotalTBtu, RPE_GenerationSummerGWh, RPE_GenerationTotalGWh, RPE_CO2EmissionsSummerThousandTons, RPE_CO2EmissionsTotalThousandTons, RPE_NOXEmissionsSummerThousandTons, RPE_NOXEmissionsTotalThousandTons, RPE_SO2EmissionsSummerThousandTons, RPE_SO2EmissionsTotalThousandTons, RPE_DispatchableCapacityMW), MeetPrimaryCriteria2,\"=1\",IF($B$8=\"IPM Region\",RPE_IPMRegionGroupAcronym,RPE_State),\"=\"&IF($B$8=\"National\",\"*\",$I71)))","v":6.0868964825452148},{"$f":"IF(I71=0,\"\",IF($B$20=\"Actual\",0,SUMIFS(CHOOSE(VLOOKUP($B$35,'Lookup tables'!$AK$5:$AM$15,3,0), RPE_FuelConsumptionSummerTBtu, RPE_FuelConsumptionTotalTBtu, RPE_GenerationSummerGWh, RPE_GenerationTotalGWh, RPE_CO2EmissionsSummerThousandTons, RPE_CO2EmissionsTotalThousandTons, RPE_NOXEmissionsSummerThousandTons, RPE_NOXEmissionsTotalThousandTons, RPE_SO2EmissionsSummerThousandTons, RPE_SO2EmissionsTotalThousandTons, RPE_DispatchableCapacityMW), MeetComparisonCriteria2,\"=1\",IF($B$8=\"IPM Region\",RPE_IPMRegionGroupAcronym,RPE_State),\"=\"&IF($B$8=\"National\",\"*\",$I71))))","v":0},6.0868964825452148,{"$f":"IF(I71=0,\"\",SUMIFS(CHOOSE(VLOOKUP($E$18,'Lookup tables'!$AK$5:$AM$15,3,0), RPE_FuelConsumptionSummerTBtu, RPE_FuelConsumptionTotalTBtu, RPE_GenerationSummerGWh, RPE_GenerationTotalGWh, RPE_CO2EmissionsSummerThousandTons, RPE_CO2EmissionsTotalThousandTons, RPE_NOXEmissionsSummerThousandTons, RPE_NOXEmissionsTotalThousandTons, RPE_SO2EmissionsSummerThousandTons, RPE_SO2EmissionsTotalThousandTons, RPE_DispatchableCapacityMW), MeetPrimaryCriteria3,\"=1\",IF($E$8=\"IPM Region\",RPE_IPMRegionGroupAcronym,RPE_State),\"=\"&IF($E$8=\"National\",\"*\",$I71)))","v":0},{"$f":"IF(I71=0,\"\",IF($E$20=\"Actual\",0,SUMIFS(CHOOSE(VLOOKUP($E$35,'Lookup tables'!$AK$5:$AM$15,3,0), RPE_FuelConsumptionSummerTBtu, RPE_FuelConsumptionTotalTBtu, RPE_GenerationSummerGWh, RPE_GenerationTotalGWh, RPE_CO2EmissionsSummerThousandTons, RPE_CO2EmissionsTotalThousandTons, RPE_NOXEmissionsSummerThousandTons, RPE_NOXEmissionsTotalThousandTons, RPE_SO2EmissionsSummerThousandTons, RPE_SO2EmissionsTotalThousandTons, RPE_DispatchableCapacityMW), MeetComparisonCriteria3,\"=1\",IF($E$8=\"IPM Region\",RPE_IPMRegionGroupAcronym,RPE_State),\"=\"&IF($E$8=\"National\",\"*\",$I71))))","v":0},0,25.000000007099999,25,null,16,"UT",8.1663811812185099,0,0]
[null,null,null,null,null,null,null,null,{"$f":"IF($B$8=\"State\",Map!P19,Map!O19)","v":"LA"},{"$f":"IF(I72=0,\"\",SUMIFS(CHOOSE(VLOOKUP($B$18,'Lookup tables'!$AK$5:$AM$15,3,0), RPE_FuelConsumptionSummerTBtu, RPE_FuelConsumptionTotalTBtu, RPE_GenerationSummerGWh, RPE_GenerationTotalGWh, RPE_CO2EmissionsSummerThousandTons, RPE_CO2EmissionsTotalThousandTons, RPE_NOXEmissionsSummerThousandTons, RPE_NOXEmissionsTotalThousandTons, RPE_SO2EmissionsSummerThousandTons, RPE_SO2EmissionsTotalThousandTons, RPE_DispatchableCapacityMW), MeetPrimaryCriteria2,\"=1\",IF($B$8=\"IPM Region\",RPE_IPMRegionGroupAcronym,RPE_State),\"=\"&IF($B$8=\"National\",\"*\",$I72)))","v":8.0390437480463621},{"$f":"IF(I72=0,\"\",IF($B$20=\"Actual\",0,SUMIFS(CHOOSE(VLOOKUP($B$35,'Lookup tables'!$AK$5:$AM$15,3,0), RPE_FuelConsumptionSummerTBtu, RPE_FuelConsumptionTotalTBtu, RPE_GenerationSummerGWh, RPE_GenerationTotalGWh, RPE_CO2EmissionsSummerThousandTons, RPE_CO2EmissionsTotalThousandTons, RPE_NOXEmissionsSummerThousandTons, RPE_NOXEmissionsTotalThousandTons, RPE_SO2EmissionsSummerThousandTons, RPE_SO2EmissionsTotalThousandTons, RPE_DispatchableCapacityMW), MeetComparisonCriteria2,\"=1\",IF($B$8=\"IPM Region\",RPE_IPMRegionGroupAcronym,RPE_State),\"=\"&IF($B$8=\"National\",\"*\",$I72))))","v":0},8.0390437480463621,{"$f":"IF(I72=0,\"\",SUMIFS(CHOOSE(VLOOKUP($E$18,'Lookup tables'!$AK$5:$AM$15,3,0), RPE_FuelConsumptionSummerTBtu, RPE_FuelConsumptionTotalTBtu, RPE_GenerationSummerGWh, RPE_GenerationTotalGWh, RPE_CO2EmissionsSummerThousandTons, RPE_CO2EmissionsTotalThousandTons, RPE_NOXEmissionsSummerThousandTons, RPE_NOXEmissionsTotalThousandTons, RPE_SO2EmissionsSummerThousandTons, RPE_SO2EmissionsTotalThousandTons, RPE_DispatchableCapacityMW), MeetPrimaryCriteria3,\"=1\",IF($E$8=\"IPM Region\",RPE_IPMRegionGroupAcronym,RPE_State),\"=\"&IF($E$8=\"National\",\"*\",$I72)))","v":0},{"$f":"IF(I72=0,\"\",IF($E$20=\"Actual\",0,SUMIFS(CHOOSE(VLOOKUP($E$35,'Lookup tables'!$AK$5:$AM$15,3,0), RPE_FuelConsumptionSummerTBtu, RPE_FuelConsumptionTotalTBtu, RPE_GenerationSummerGWh, RPE_GenerationTotalGWh, RPE_CO2EmissionsSummerThousandTons, RPE_CO2EmissionsTotalThousandTons, RPE_NOXEmissionsSummerThousandTons, RPE_NOXEmissionsTotalThousandTons, RPE_SO2EmissionsSummerThousandTons, RPE_SO2EmissionsTotalThousandTons, RPE_DispatchableCapacityMW), MeetComparisonCriteria3,\"=1\",IF($E$8=\"IPM Region\",RPE_IPMRegionGroupAcronym,RPE_State),\"=\"&IF($E$8=\"National\",\"*\",$I72))))","v":0},0,17.000000007200001,17,null,17,"LA",8.0390437480463621,0,0]
[null,null,null,null,null,null,null,null,{"$f":"IF($B$8=\"State\",Map!P20,Map!O20)","v":"MA"},{"$f":"IF(I73=0,\"\",SUMIFS(CHOOSE(VLOOKUP($B$18,'Lookup tables'!$AK$5:$AM$15,3,0), RPE_FuelConsumptionSummerTBtu, RPE_FuelConsumptionTotalTBtu, RPE_GenerationSummerGWh, RPE_GenerationTotalGWh, RPE_CO2EmissionsSummerThousandTons, RPE_CO2EmissionsTotalThousandTons, RPE_NOXEmissionsSummerThousandTons, RPE_NOXEmissionsTotalThousandTons, RPE_SO2EmissionsSummerThousandTons, RPE_SO2EmissionsTotalThousandTons, RPE_DispatchableCapacityMW), MeetPrimaryCriteria2,\"=1\",IF($B$8=\"IPM Region\",RPE_IPMRegionGroupAcronym,RPE_State),\"=\"&IF($B$8=\"National\",\"*\",$I73)))","v":2.5450007741258562},{"$f":"IF(I73=0,\"\",IF($B$20=\"Actual\",0,SUMIFS(CHOOSE(VLOOKUP($B$35,'Lookup tables'!$AK$5:$AM$15,3,0), RPE_FuelConsumptionSummerTBtu, RPE_FuelConsumptionTotalTBtu, RPE_GenerationSummerGWh, RPE_GenerationTotalGWh, RPE_CO2EmissionsSummerThousandTons, RPE_CO2EmissionsTotalThousandTons, RPE_NOXEmissionsSummerThousandTons, RPE_NOXEmissionsTotalThousandTons, RPE_SO2EmissionsSummerThousandTons, RPE_SO2EmissionsTotalThousandTons, RPE_DispatchableCapacityMW), MeetComparisonCriteria2,\"=1\",IF($B$8=\"IPM Region\",RPE_IPMRegionGroupAcronym,RPE_State),\"=\"&IF($B$8=\"National\",\"*\",$I73))))","v":0},2.5450007741258562,{"$f":"IF(I73=0,\"\",SUMIFS(CHOOSE(VLOOKUP($E$18,'Lookup tables'!$AK$5:$AM$15,3,0), RPE_FuelConsumptionSummerTBtu, RPE_FuelConsumptionTotalTBtu, RPE_GenerationSummerGWh, RPE_GenerationTotalGWh, RPE_CO2EmissionsSummerThousandTons, RPE_CO2EmissionsTotalThousandTons, RPE_NOXEmissionsSummerThousandTons, RPE_NOXEmissionsTotalThousandTons, RPE_SO2EmissionsSummerThousandTons, RPE_SO2EmissionsTotalThousandTons, RPE_DispatchableCapacityMW), MeetPrimaryCriteria3,\"=1\",IF($E$8=\"IPM Region\",RPE_IPMRegionGroupAcronym,RPE_State),\"=\"&IF($E$8=\"National\",\"*\",$I73)))","v":0},{"$f":"IF(I73=0,\"\",IF($E$20=\"Actual\",0,SUMIFS(CHOOSE(VLOOKUP($E$35,'Lookup tables'!$AK$5:$AM$15,3,0), RPE_FuelConsumptionSummerTBtu, RPE_FuelConsumptionTotalTBtu, RPE_GenerationSummerGWh, RPE_GenerationTotalGWh, RPE_CO2EmissionsSummerThousandTons, RPE_CO2EmissionsTotalThousandTons, RPE_NOXEmissionsSummerThousandTons, RPE_NOXEmissionsTotalThousandTons, RPE_SO2EmissionsSummerThousandTons, RPE_SO2EmissionsTotalThousandTons, RPE_DispatchableCapacityMW), MeetComparisonCriteria3,\"=1\",IF($E$8=\"IPM Region\",RPE_IPMRegionGroupAcronym,RPE_State),\"=\"&IF($E$8=\"National\",\"*\",$I73))))","v":0},0,34.000000007300002,34,null,18,"KS",7.9703804450929878,0,0]
[null,null,null,null,null,null,null,null,{"$f":"IF($B$8=\"State\",Map!P21,Map!O21)","v":"MD"},{"$f":"IF(I74=0,\"\",SUMIFS(CHOOSE(VLOOKUP($B$18,'Lookup tables'!$AK$5:$AM$15,3,0), RPE_FuelConsumptionSummerTBtu, RPE_FuelConsumptionTotalTBtu, RPE_GenerationSummerGWh, RPE_GenerationTotalGWh, RPE_CO2EmissionsSummerThousandTons, RPE_CO2EmissionsTotalThousandTons, RPE_NOXEmissionsSummerThousandTons, RPE_NOXEmissionsTotalThousandTons, RPE_SO2EmissionsSummerThousandTons, RPE_SO2EmissionsTotalThousandTons, RPE_DispatchableCapacityMW), MeetPrimaryCriteria2,\"=1\",IF($B$8=\"IPM Region\",RPE_IPMRegionGroupAcronym,RPE_State),\"=\"&IF($B$8=\"National\",\"*\",$I74)))","v":2.3845230523679075},{"$f":"IF(I74=0,\"\",IF($B$20=\"Actual\",0,SUMIFS(CHOOSE(VLOOKUP($B$35,'Lookup tables'!$AK$5:$AM$15,3,0), RPE_FuelConsumptionSummerTBtu, RPE_FuelConsumptionTotalTBtu, RPE_GenerationSummerGWh, RPE_GenerationTotalGWh, RPE_CO2EmissionsSummerThousandTons, RPE_CO2EmissionsTotalThousandTons, RPE_NOXEmissionsSummerThousandTons, RPE_NOXEmissionsTotalThousandTons, RPE_SO2EmissionsSummerThousandTons, RPE_SO2EmissionsTotalThousandTons, RPE_DispatchableCapacityMW), MeetComparisonCriteria2,\"=1\",IF($B$8=\"IPM Region\",RPE_IPMRegionGroupAcronym,RPE_State),\"=\"&IF($B$8=\"National\",\"*\",$I74))))","v":0},2.3845230523679075,{"$f":"IF(I74=0,\"\",SUMIFS(CHOOSE(VLOOKUP($E$18,'Lookup tables'!$AK$5:$AM$15,3,0), RPE_FuelConsumptionSummerTBtu, RPE_FuelConsumptionTotalTBtu, RPE_GenerationSummerGWh, RPE_GenerationTotalGWh, RPE_CO2EmissionsSummerThousandTons, RPE_CO2EmissionsTotalThousandTons, RPE_NOXEmissionsSummerThousandTons, RPE_NOXEmissionsTotalThousandTons, RPE_SO2EmissionsSummerThousandTons, RPE_SO2EmissionsTotalThousandTons, RPE_DispatchableCapacityMW), MeetPrimaryCriteria3,\"=1\",IF($E$8=\"IPM Region\",RPE_IPMRegionGroupAcronym,RPE_State),\"=\"&IF($E$8=\"National\",\"*\",$I74)))","v":0},{"$f":"IF(I74=0,\"\",IF($E$20=\"Actual\",0,SUMIFS(CHOOSE(VLOOKUP($E$35,'Lookup tables'!$AK$5:$AM$15,3,0), RPE_FuelConsumptionSummerTBtu, RPE_FuelConsumptionTotalTBtu, RPE_GenerationSummerGWh, RPE_GenerationTotalGWh, RPE_CO2EmissionsSummerThousandTons, RPE_CO2EmissionsTotalThousandTons, RPE_NOXEmissionsSummerThousandTons, RPE_NOXEmissionsTotalThousandTons, RPE_SO2EmissionsSummerThousandTons, RPE_SO2EmissionsTotalThousandTons, RPE_DispatchableCapacityMW), MeetComparisonCriteria3,\"=1\",IF($E$8=\"IPM Region\",RPE_IPMRegionGroupAcronym,RPE_State),\"=\"&IF($E$8=\"National\",\"*\",$I74))))","v":0},0,36.000000007399997,36,null,19,"AR",7.8948131555193646,0,0]
[null,null,null,null,null,null,null,null,{"$f":"IF($B$8=\"State\",Map!P22,Map!O22)","v":"ME"},{"$f":"IF(I75=0,\"\",SUMIFS(CHOOSE(VLOOKUP($B$18,'Lookup tables'!$AK$5:$AM$15,3,0), RPE_FuelConsumptionSummerTBtu, RPE_FuelConsumptionTotalTBtu, RPE_GenerationSummerGWh, RPE_GenerationTotalGWh, RPE_CO2EmissionsSummerThousandTons, RPE_CO2EmissionsTotalThousandTons, RPE_NOXEmissionsSummerThousandTons, RPE_NOXEmissionsTotalThousandTons, RPE_SO2EmissionsSummerThousandTons, RPE_SO2EmissionsTotalThousandTons, RPE_DispatchableCapacityMW), MeetPrimaryCriteria2,\"=1\",IF($B$8=\"IPM Region\",RPE_IPMRegionGroupAcronym,RPE_State),\"=\"&IF($B$8=\"National\",\"*\",$I75)))","v":1.0523386516734607},{"$f":"IF(I75=0,\"\",IF($B$20=\"Actual\",0,SUMIFS(CHOOSE(VLOOKUP($B$35,'Lookup tables'!$AK$5:$AM$15,3,0), RPE_FuelConsumptionSummerTBtu, RPE_FuelConsumptionTotalTBtu, RPE_GenerationSummerGWh, RPE_GenerationTotalGWh, RPE_CO2EmissionsSummerThousandTons, RPE_CO2EmissionsTotalThousandTons, RPE_NOXEmissionsSummerThousandTons, RPE_NOXEmissionsTotalThousandTons, RPE_SO2EmissionsSummerThousandTons, RPE_SO2EmissionsTotalThousandTons, RPE_DispatchableCapacityMW), MeetComparisonCriteria2,\"=1\",IF($B$8=\"IPM Region\",RPE_IPMRegionGroupAcronym,RPE_State),\"=\"&IF($B$8=\"National\",\"*\",$I75))))","v":0},1.0523386516734607,{"$f":"IF(I75=0,\"\",SUMIFS(CHOOSE(VLOOKUP($E$18,'Lookup tables'!$AK$5:$AM$15,3,0), RPE_FuelConsumptionSummerTBtu, RPE_FuelConsumptionTotalTBtu, RPE_GenerationSummerGWh, RPE_GenerationTotalGWh, RPE_CO2EmissionsSummerThousandTons, RPE_CO2EmissionsTotalThousandTons, RPE_NOXEmissionsSummerThousandTons, RPE_NOXEmissionsTotalThousandTons, RPE_SO2EmissionsSummerThousandTons, RPE_SO2EmissionsTotalThousandTons, RPE_DispatchableCapacityMW), MeetPrimaryCriteria3,\"=1\",IF($E$8=\"IPM Region\",RPE_IPMRegionGroupAcronym,RPE_State),\"=\"&IF($E$8=\"National\",\"*\",$I75)))","v":0},{"$f":"IF(I75=0,\"\",IF($E$20=\"Actual\",0,SUMIFS(CHOOSE(VLOOKUP($E$35,'Lookup tables'!$AK$5:$AM$15,3,0), RPE_FuelConsumptionSummerTBtu, RPE_FuelConsumptionTotalTBtu, RPE_GenerationSummerGWh, RPE_GenerationTotalGWh, RPE_CO2EmissionsSummerThousandTons, RPE_CO2EmissionsTotalThousandTons, RPE_NOXEmissionsSummerThousandTons, RPE_NOXEmissionsTotalThousandTons, RPE_SO2EmissionsSummerThousandTons, RPE_SO2EmissionsTotalThousandTons, RPE_DispatchableCapacityMW), MeetComparisonCriteria3,\"=1\",IF($E$8=\"IPM Region\",RPE_IPMRegionGroupAcronym,RPE_State),\"=\"&IF($E$8=\"National\",\"*\",$I75))))","v":0},0,39.000000007499999,39,null,20,"MN",7.8051887768789667,0,0]
[null,null,null,null,null,null,null,null,{"$f":"IF($B$8=\"State\",Map!P23,Map!O23)","v":"MI"},{"$f":"IF(I76=0,\"\",SUMIFS(CHOOSE(VLOOKUP($B$18,'Lookup tables'!$AK$5:$AM$15,3,0), RPE_FuelConsumptionSummerTBtu, RPE_FuelConsumptionTotalTBtu, RPE_GenerationSummerGWh, RPE_GenerationTotalGWh, RPE_CO2EmissionsSummerThousandTons, RPE_CO2EmissionsTotalThousandTons, RPE_NOXEmissionsSummerThousandTons, RPE_NOXEmissionsTotalThousandTons, RPE_SO2EmissionsSummerThousandTons, RPE_SO2EmissionsTotalThousandTons, RPE_DispatchableCapacityMW), MeetPrimaryCriteria2,\"=1\",IF($B$8=\"IPM Region\",RPE_IPMRegionGroupAcronym,RPE_State),\"=\"&IF($B$8=\"National\",\"*\",$I76)))","v":14.088093117614603},{"$f":"IF(I76=0,\"\",IF($B$20=\"Actual\",0,SUMIFS(CHOOSE(VLOOKUP($B$35,'Lookup tables'!$AK$5:$AM$15,3,0), RPE_FuelConsumptionSummerTBtu, RPE_FuelConsumptionTotalTBtu, RPE_GenerationSummerGWh, RPE_GenerationTotalGWh, RPE_CO2EmissionsSummerThousandTons, RPE_CO2EmissionsTotalThousandTons, RPE_NOXEmissionsSummerThousandTons, RPE_NOXEmissionsTotalThousandTons, RPE_SO2EmissionsSummerThousandTons, RPE_SO2EmissionsTotalThousandTons, RPE_DispatchableCapacityMW), MeetComparisonCriteria2,\"=1\",IF($B$8=\"IPM Region\",RPE_IPMRegionGroupAcronym,RPE_State),\"=\"&IF($B$8=\"National\",\"*\",$I76))))","v":0},14.088093117614603,{"$f":"IF(I76=0,\"\",SUMIFS(CHOOSE(VLOOKUP($E$18,'Lookup tables'!$AK$5:$AM$15,3,0), RPE_FuelConsumptionSummerTBtu, RPE_FuelConsumptionTotalTBtu, RPE_GenerationSummerGWh, RPE_GenerationTotalGWh, RPE_CO2EmissionsSummerThousandTons, RPE_CO2EmissionsTotalThousandTons, RPE_NOXEmissionsSummerThousandTons, RPE_NOXEmissionsTotalThousandTons, RPE_SO2EmissionsSummerThousandTons, RPE_SO2EmissionsTotalThousandTons, RPE_DispatchableCapacityMW), MeetPrimaryCriteria3,\"=1\",IF($E$8=\"IPM Region\",RPE_IPMRegionGroupAcronym,RPE_State),\"=\"&IF($E$8=\"National\",\"*\",$I76)))","v":0},{"$f":"IF(I76=0,\"\",IF($E$20=\"Actual\",0,SUMIFS(CHOOSE(VLOOKUP($E$35,'Lookup tables'!$AK$5:$AM$15,3,0), RPE_FuelConsumptionSummerTBtu, RPE_FuelConsumptionTotalTBtu, RPE_GenerationSummerGWh, RPE_GenerationTotalGWh, RPE_CO2EmissionsSummerThousandTons, RPE_CO2EmissionsTotalThousandTons, RPE_NOXEmissionsSummerThousandTons, RPE_NOXEmissionsTotalThousandTons, RPE_SO2EmissionsSummerThousandTons, RPE_SO2EmissionsTotalThousandTons, RPE_DispatchableCapacityMW), MeetComparisonCriteria3,\"=1\",IF($E$8=\"IPM Region\",RPE_IPMRegionGroupAcronym,RPE_State),\"=\"&IF($E$8=\"National\",\"*\",$I76))))","v":0},0,8.0000000076000006,8,null,21,"GA",7.7146230088052858,0,0]
[null,null,null,null,null,null,null,null,{"$f":"IF($B$8=\"State\",Map!P24,Map!O24)","v":"MN"},{"$f":"IF(I77=0,\"\",SUMIFS(CHOOSE(VLOOKUP($B$18,'Lookup tables'!$AK$5:$AM$15,3,0), RPE_FuelConsumptionSummerTBtu, RPE_FuelConsumptionTotalTBtu, RPE_GenerationSummerGWh, RPE_GenerationTotalGWh, RPE_CO2EmissionsSummerThousandTons, RPE_CO2EmissionsTotalThousandTons, RPE_NOXEmissionsSummerThousandTons, RPE_NOXEmissionsTotalThousandTons, RPE_SO2EmissionsSummerThousandTons, RPE_SO2EmissionsTotalThousandTons, RPE_DispatchableCapacityMW), MeetPrimaryCriteria2,\"=1\",IF($B$8=\"IPM Region\",RPE_IPMRegionGroupAcronym,RPE_State),\"=\"&IF($B$8=\"National\",\"*\",$I77)))","v":7.8051887768789667},{"$f":"IF(I77=0,\"\",IF($B$20=\"Actual\",0,SUMIFS(CHOOSE(VLOOKUP($B$35,'Lookup tables'!$AK$5:$AM$15,3,0), RPE_FuelConsumptionSummerTBtu, RPE_FuelConsumptionTotalTBtu, RPE_GenerationSummerGWh, RPE_GenerationTotalGWh, RPE_CO2EmissionsSummerThousandTons, RPE_CO2EmissionsTotalThousandTons, RPE_NOXEmissionsSummerThousandTons, RPE_NOXEmissionsTotalThousandTons, RPE_SO2EmissionsSummerThousandTons, RPE_SO2EmissionsTotalThousandTons, RPE_DispatchableCapacityMW), MeetComparisonCriteria2,\"=1\",IF($B$8=\"IPM Region\",RPE_IPMRegionGroupAcronym,RPE_State),\"=\"&IF($B$8=\"National\",\"*\",$I77))))","v":0},7.8051887768789667,{"$f":"IF(I77=0,\"\",SUMIFS(CHOOSE(VLOOKUP($E$18,'Lookup tables'!$AK$5:$AM$15,3,0), RPE_FuelConsumptionSummerTBtu, RPE_FuelConsumptionTotalTBtu, RPE_GenerationSummerGWh, RPE_GenerationTotalGWh, RPE_CO2EmissionsSummerThousandTons, RPE_CO2EmissionsTotalThousandTons, RPE_NOXEmissionsSummerThousandTons, RPE_NOXEmissionsTotalThousandTons, RPE_SO2EmissionsSummerThousandTons, RPE_SO2EmissionsTotalThousandTons, RPE_DispatchableCapacityMW), MeetPrimaryCriteria3,\"=1\",IF($E$8=\"IPM Region\",RPE_IPMRegionGroupAcronym,RPE_State),\"=\"&IF($E$8=\"National\",\"*\",$I77)))","v":0},{"$f":"IF(I77=0,\"\",IF($E$20=\"Actual\",0,SUMIFS(CHOOSE(VLOOKUP($E$35,'Lookup tables'!$AK$5:$AM$15,3,0), RPE_FuelConsumptionSummerTBtu, RPE_FuelConsumptionTotalTBtu, RPE_GenerationSummerGWh, RPE_GenerationTotalGWh, RPE_CO2EmissionsSummerThousandTons, RPE_CO2EmissionsTotalThousandTons, RPE_NOXEmissionsSummerThousandTons, RPE_NOXEmissionsTotalThousandTons, RPE_SO2EmissionsSummerThousandTons, RPE_SO2EmissionsTotalThousandTons, RPE_DispatchableCapacityMW), MeetComparisonCriteria3,\"=1\",IF($E$8=\"IPM Region\",RPE_IPMRegionGroupAcronym,RPE_State),\"=\"&IF($E$8=\"National\",\"*\",$I77))))","v":0},0,20.000000007699999,20,null,22,"WY",7.4373117393539161,0,0]
[null,null,null,null,null,null,null,null,{"$f":"IF($B$8=\"State\",Map!P25,Map!O25)","v":"MO"},{"$f":"IF(I78=0,\"\",SUMIFS(CHOOSE(VLOOKUP($B$18,'Lookup tables'!$AK$5:$AM$15,3,0), RPE_FuelConsumptionSummerTBtu, RPE_FuelConsumptionTotalTBtu, RPE_GenerationSummerGWh, RPE_GenerationTotalGWh, RPE_CO2EmissionsSummerThousandTons, RPE_CO2EmissionsTotalThousandTons, RPE_NOXEmissionsSummerThousandTons, RPE_NOXEmissionsTotalThousandTons, RPE_SO2EmissionsSummerThousandTons, RPE_SO2EmissionsTotalThousandTons, RPE_DispatchableCapacityMW), MeetPrimaryCriteria2,\"=1\",IF($B$8=\"IPM Region\",RPE_IPMRegionGroupAcronym,RPE_State),\"=\"&IF($B$8=\"National\",\"*\",$I78)))","v":15.945994102940451},{"$f":"IF(I78=0,\"\",IF($B$20=\"Actual\",0,SUMIFS(CHOOSE(VLOOKUP($B$35,'Lookup tables'!$AK$5:$AM$15,3,0), RPE_FuelConsumptionSummerTBtu, RPE_FuelConsumptionTotalTBtu, RPE_GenerationSummerGWh, RPE_GenerationTotalGWh, RPE_CO2EmissionsSummerThousandTons, RPE_CO2EmissionsTotalThousandTons, RPE_NOXEmissionsSummerThousandTons, RPE_NOXEmissionsTotalThousandTons, RPE_SO2EmissionsSummerThousandTons, RPE_SO2EmissionsTotalThousandTons, RPE_DispatchableCapacityMW), MeetComparisonCriteria2,\"=1\",IF($B$8=\"IPM Region\",RPE_IPMRegionGroupAcronym,RPE_State),\"=\"&IF($B$8=\"National\",\"*\",$I78))))","v":0},15.945994102940451,{"$f":"IF(I78=0,\"\",SUMIFS(CHOOSE(VLOOKUP($E$18,'Lookup tables'!$AK$5:$AM$15,3,0), RPE_FuelConsumptionSummerTBtu, RPE_FuelConsumptionTotalTBtu, RPE_GenerationSummerGWh, RPE_GenerationTotalGWh, RPE_CO2EmissionsSummerThousandTons, RPE_CO2EmissionsTotalThousandTons, RPE_NOXEmissionsSummerThousandTons, RPE_NOXEmissionsTotalThousandTons, RPE_SO2EmissionsSummerThousandTons, RPE_SO2EmissionsTotalThousandTons, RPE_DispatchableCapacityMW), MeetPrimaryCriteria3,\"=1\",IF($E$8=\"IPM Region\",RPE_IPMRegionGroupAcronym,RPE_State),\"=\"&IF($E$8=\"National\",\"*\",$I78)))","v":0},{"$f":"IF(I78=0,\"\",IF($E$20=\"Actual\",0,SUMIFS(CHOOSE(VLOOKUP($E$35,'Lookup tables'!$AK$5:$AM$15,3,0), RPE_FuelConsumptionSummerTBtu, RPE_FuelConsumptionTotalTBtu, RPE_GenerationSummerGWh, RPE_GenerationTotalGWh, RPE_CO2EmissionsSummerThousandTons, RPE_CO2EmissionsTotalThousandTons, RPE_NOXEmissionsSummerThousandTons, RPE_NOXEmissionsTotalThousandTons, RPE_SO2EmissionsSummerThousandTons, RPE_SO2EmissionsTotalThousandTons, RPE_DispatchableCapacityMW), MeetComparisonCriteria3,\"=1\",IF($E$8=\"IPM Region\",RPE_IPMRegionGroupAcronym,RPE_State),\"=\"&IF($E$8=\"National\",\"*\",$I78))))","v":0},0,6.0000000077999998,6,null,23,"NY",7.266152740698808,0,0]
[null,null,null,null,null,null,null,null,{"$f":"IF($B$8=\"State\",Map!P26,Map!O26)","v":"MS"},{"$f":"IF(I79=0,\"\",SUMIFS(CHOOSE(VLOOKUP($B$18,'Lookup tables'!$AK$5:$AM$15,3,0), RPE_FuelConsumptionSummerTBtu, RPE_FuelConsumptionTotalTBtu, RPE_GenerationSummerGWh, RPE_GenerationTotalGWh, RPE_CO2EmissionsSummerThousandTons, RPE_CO2EmissionsTotalThousandTons, RPE_NOXEmissionsSummerThousandTons, RPE_NOXEmissionsTotalThousandTons, RPE_SO2EmissionsSummerThousandTons, RPE_SO2EmissionsTotalThousandTons, RPE_DispatchableCapacityMW), MeetPrimaryCriteria2,\"=1\",IF($B$8=\"IPM Region\",RPE_IPMRegionGroupAcronym,RPE_State),\"=\"&IF($B$8=\"National\",\"*\",$I79)))","v":2.5086321351639378},{"$f":"IF(I79=0,\"\",IF($B$20=\"Actual\",0,SUMIFS(CHOOSE(VLOOKUP($B$35,'Lookup tables'!$AK$5:$AM$15,3,0), RPE_FuelConsumptionSummerTBtu, RPE_FuelConsumptionTotalTBtu, RPE_GenerationSummerGWh, RPE_GenerationTotalGWh, RPE_CO2EmissionsSummerThousandTons, RPE_CO2EmissionsTotalThousandTons, RPE_NOXEmissionsSummerThousandTons, RPE_NOXEmissionsTotalThousandTons, RPE_SO2EmissionsSummerThousandTons, RPE_SO2EmissionsTotalThousandTons, RPE_DispatchableCapacityMW), MeetComparisonCriteria2,\"=1\",IF($B$8=\"IPM Region\",RPE_IPMRegionGroupAcronym,RPE_State),\"=\"&IF($B$8=\"National\",\"*\",$I79))))","v":0},2.5086321351639378,{"$f":"IF(I79=0,\"\",SUMIFS(CHOOSE(VLOOKUP($E$18,'Lookup tables'!$AK$5:$AM$15,3,0), RPE_FuelConsumptionSummerTBtu, RPE_FuelConsumptionTotalTBtu, RPE_GenerationSummerGWh, RPE_GenerationTotalGWh, RPE_CO2EmissionsSummerThousandTons, RPE_CO2EmissionsTotalThousandTons, RPE_NOXEmissionsSummerThousandTons, RPE_NOXEmissionsTotalThousandTons, RPE_SO2EmissionsSummerThousandTons, RPE_SO2EmissionsTotalThousandTons, RPE_DispatchableCapacityMW), MeetPrimaryCriteria3,\"=1\",IF($E$8=\"IPM Region\",RPE_IPMRegionGroupAcronym,RPE_State),\"=\"&IF($E$8=\"National\",\"*\",$I79)))","v":0},{"$f":"IF(I79=0,\"\",IF($E$20=\"Actual\",0,SUMIFS(CHOOSE(VLOOKUP($E$35,'Lookup tables'!$AK$5:$AM$15,3,0), RPE_FuelConsumptionSummerTBtu, RPE_FuelConsumptionTotalTBtu, RPE_GenerationSummerGWh, RPE_GenerationTotalGWh, RPE_CO2EmissionsSummerThousandTons, RPE_CO2EmissionsTotalThousandTons, RPE_NOXEmissionsSummerThousandTons, RPE_NOXEmissionsTotalThousandTons, RPE_SO2EmissionsSummerThousandTons, RPE_SO2EmissionsTotalThousandTons, RPE_DispatchableCapacityMW), MeetComparisonCriteria3,\"=1\",IF($E$8=\"IPM Region\",RPE_IPMRegionGroupAcronym,RPE_State),\"=\"&IF($E$8=\"National\",\"*\",$I79))))","v":0},0,35.000000007899999,35,null,24,"SC",6.168352295140064,0,0]
[null,null,null,null,null,null,null,null,{"$f":"IF($B$8=\"State\",Map!P27,Map!O27)","v":"MT"},{"$f":"IF(I80=0,\"\",SUMIFS(CHOOSE(VLOOKUP($B$18,'Lookup tables'!$AK$5:$AM$15,3,0), RPE_FuelConsumptionSummerTBtu, RPE_FuelConsumptionTotalTBtu, RPE_GenerationSummerGWh, RPE_GenerationTotalGWh, RPE_CO2EmissionsSummerThousandTons, RPE_CO2EmissionsTotalThousandTons, RPE_NOXEmissionsSummerThousandTons, RPE_NOXEmissionsTotalThousandTons, RPE_SO2EmissionsSummerThousandTons, RPE_SO2EmissionsTotalThousandTons, RPE_DispatchableCapacityMW), MeetPrimaryCriteria2,\"=1\",IF($B$8=\"IPM Region\",RPE_IPMRegionGroupAcronym,RPE_State),\"=\"&IF($B$8=\"National\",\"*\",$I80)))","v":4.0352112926657746},{"$f":"IF(I80=0,\"\",IF($B$20=\"Actual\",0,SUMIFS(CHOOSE(VLOOKUP($B$35,'Lookup tables'!$AK$5:$AM$15,3,0), RPE_FuelConsumptionSummerTBtu, RPE_FuelConsumptionTotalTBtu, RPE_GenerationSummerGWh, RPE_GenerationTotalGWh, RPE_CO2EmissionsSummerThousandTons, RPE_CO2EmissionsTotalThousandTons, RPE_NOXEmissionsSummerThousandTons, RPE_NOXEmissionsTotalThousandTons, RPE_SO2EmissionsSummerThousandTons, RPE_SO2EmissionsTotalThousandTons, RPE_DispatchableCapacityMW), MeetComparisonCriteria2,\"=1\",IF($B$8=\"IPM Region\",RPE_IPMRegionGroupAcronym,RPE_State),\"=\"&IF($B$8=\"National\",\"*\",$I80))))","v":0},4.0352112926657746,{"$f":"IF(I80=0,\"\",SUMIFS(CHOOSE(VLOOKUP($E$18,'Lookup tables'!$AK$5:$AM$15,3,0), RPE_FuelConsumptionSummerTBtu, RPE_FuelConsumptionTotalTBtu, RPE_GenerationSummerGWh, RPE_GenerationTotalGWh, RPE_CO2EmissionsSummerThousandTons, RPE_CO2EmissionsTotalThousandTons, RPE_NOXEmissionsSummerThousandTons, RPE_NOXEmissionsTotalThousandTons, RPE_SO2EmissionsSummerThousandTons, RPE_SO2EmissionsTotalThousandTons, RPE_DispatchableCapacityMW), MeetPrimaryCriteria3,\"=1\",IF($E$8=\"IPM Region\",RPE_IPMRegionGroupAcronym,RPE_State),\"=\"&IF($E$8=\"National\",\"*\",$I80)))","v":0},{"$f":"IF(I80=0,\"\",IF($E$20=\"Actual\",0,SUMIFS(CHOOSE(VLOOKUP($E$35,'Lookup tables'!$AK$5:$AM$15,3,0), RPE_FuelConsumptionSummerTBtu, RPE_FuelConsumptionTotalTBtu, RPE_GenerationSummerGWh, RPE_GenerationTotalGWh, RPE_CO2EmissionsSummerThousandTons, RPE_CO2EmissionsTotalThousandTons, RPE_NOXEmissionsSummerThousandTons, RPE_NOXEmissionsTotalThousandTons, RPE_SO2EmissionsSummerThousandTons, RPE_SO2EmissionsTotalThousandTons, RPE_DispatchableCapacityMW), MeetComparisonCriteria3,\"=1\",IF($E$8=\"IPM Region\",RPE_IPMRegionGroupAcronym,RPE_State),\"=\"&IF($E$8=\"National\",\"*\",$I80))))","v":0},0,29.000000008000001,29,null,25,"KY",6.0868964825452148,0,0]
[null,null,null,null,null,null,null,null,{"$f":"IF($B$8=\"State\",Map!P28,Map!O28)","v":"NC"},{"$f":"IF(I81=0,\"\",SUMIFS(CHOOSE(VLOOKUP($B$18,'Lookup tables'!$AK$5:$AM$15,3,0), RPE_FuelConsumptionSummerTBtu, RPE_FuelConsumptionTotalTBtu, RPE_GenerationSummerGWh, RPE_GenerationTotalGWh, RPE_CO2EmissionsSummerThousandTons, RPE_CO2EmissionsTotalThousandTons, RPE_NOXEmissionsSummerThousandTons, RPE_NOXEmissionsTotalThousandTons, RPE_SO2EmissionsSummerThousandTons, RPE_SO2EmissionsTotalThousandTons, RPE_DispatchableCapacityMW), MeetPrimaryCriteria2,\"=1\",IF($B$8=\"IPM Region\",RPE_IPMRegionGroupAcronym,RPE_State),\"=\"&IF($B$8=\"National\",\"*\",$I81)))","v":15.407111205665144},{"$f":"IF(I81=0,\"\",IF($B$20=\"Actual\",0,SUMIFS(CHOOSE(VLOOKUP($B$35,'Lookup tables'!$AK$5:$AM$15,3,0), RPE_FuelConsumptionSummerTBtu, RPE_FuelConsumptionTotalTBtu, RPE_GenerationSummerGWh, RPE_GenerationTotalGWh, RPE_CO2EmissionsSummerThousandTons, RPE_CO2EmissionsTotalThousandTons, RPE_NOXEmissionsSummerThousandTons, RPE_NOXEmissionsTotalThousandTons, RPE_SO2EmissionsSummerThousandTons, RPE_SO2EmissionsTotalThousandTons, RPE_DispatchableCapacityMW), MeetComparisonCriteria2,\"=1\",IF($B$8=\"IPM Region\",RPE_IPMRegionGroupAcronym,RPE_State),\"=\"&IF($B$8=\"National\",\"*\",$I81))))","v":0},15.407111205665144,{"$f":"IF(I81=0,\"\",SUMIFS(CHOOSE(VLOOKUP($E$18,'Lookup tables'!$AK$5:$AM$15,3,0), RPE_FuelConsumptionSummerTBtu, RPE_FuelConsumptionTotalTBtu, RPE_GenerationSummerGWh, RPE_GenerationTotalGWh, RPE_CO2EmissionsSummerThousandTons, RPE_CO2EmissionsTotalThousandTons, RPE_NOXEmissionsSummerThousandTons, RPE_NOXEmissionsTotalThousandTons, RPE_SO2EmissionsSummerThousandTons, RPE_SO2EmissionsTotalThousandTons, RPE_DispatchableCapacityMW), MeetPrimaryCriteria3,\"=1\",IF($E$8=\"IPM Region\",RPE_IPMRegionGroupAcronym,RPE_State),\"=\"&IF($E$8=\"National\",\"*\",$I81)))","v":0},{"$f":"IF(I81=0,\"\",IF($E$20=\"Actual\",0,SUMIFS(CHOOSE(VLOOKUP($E$35,'Lookup tables'!$AK$5:$AM$15,3,0), RPE_FuelConsumptionSummerTBtu, RPE_FuelConsumptionTotalTBtu, RPE_GenerationSummerGWh, RPE_GenerationTotalGWh, RPE_CO2EmissionsSummerThousandTons, RPE_CO2EmissionsTotalThousandTons, RPE_NOXEmissionsSummerThousandTons, RPE_NOXEmissionsTotalThousandTons, RPE_SO2EmissionsSummerThousandTons, RPE_SO2EmissionsTotalThousandTons, RPE_DispatchableCapacityMW), MeetComparisonCriteria3,\"=1\",IF($E$8=\"IPM Region\",RPE_IPMRegionGroupAcronym,RPE_State),\"=\"&IF($E$8=\"National\",\"*\",$I81))))","v":0},0,7.0000000080999998,7,null,26,"AL",5.9011501510191735,0,0]
[null,null,null,null,null,null,null,null,{"$f":"IF($B$8=\"State\",Map!P29,Map!O29)","v":"ND"},{"$f":"IF(I82=0,\"\",SUMIFS(CHOOSE(VLOOKUP($B$18,'Lookup tables'!$AK$5:$AM$15,3,0), RPE_FuelConsumptionSummerTBtu, RPE_FuelConsumptionTotalTBtu, RPE_GenerationSummerGWh, RPE_GenerationTotalGWh, RPE_CO2EmissionsSummerThousandTons, RPE_CO2EmissionsTotalThousandTons, RPE_NOXEmissionsSummerThousandTons, RPE_NOXEmissionsTotalThousandTons, RPE_SO2EmissionsSummerThousandTons, RPE_SO2EmissionsTotalThousandTons, RPE_DispatchableCapacityMW), MeetPrimaryCriteria2,\"=1\",IF($B$8=\"IPM Region\",RPE_IPMRegionGroupAcronym,RPE_State),\"=\"&IF($B$8=\"National\",\"*\",$I82)))","v":10.058697344011541},{"$f":"IF(I82=0,\"\",IF($B$20=\"Actual\",0,SUMIFS(CHOOSE(VLOOKUP($B$35,'Lookup tables'!$AK$5:$AM$15,3,0), RPE_FuelConsumptionSummerTBtu, RPE_FuelConsumptionTotalTBtu, RPE_GenerationSummerGWh, RPE_GenerationTotalGWh, RPE_CO2EmissionsSummerThousandTons, RPE_CO2EmissionsTotalThousandTons, RPE_NOXEmissionsSummerThousandTons, RPE_NOXEmissionsTotalThousandTons, RPE_SO2EmissionsSummerThousandTons, RPE_SO2EmissionsTotalThousandTons, RPE_DispatchableCapacityMW), MeetComparisonCriteria2,\"=1\",IF($B$8=\"IPM Region\",RPE_IPMRegionGroupAcronym,RPE_State),\"=\"&IF($B$8=\"National\",\"*\",$I82))))","v":0},10.058697344011541,{"$f":"IF(I82=0,\"\",SUMIFS(CHOOSE(VLOOKUP($E$18,'Lookup tables'!$AK$5:$AM$15,3,0), RPE_FuelConsumptionSummerTBtu, RPE_FuelConsumptionTotalTBtu, RPE_GenerationSummerGWh, RPE_GenerationTotalGWh, RPE_CO2EmissionsSummerThousandTons, RPE_CO2EmissionsTotalThousandTons, RPE_NOXEmissionsSummerThousandTons, RPE_NOXEmissionsTotalThousandTons, RPE_SO2EmissionsSummerThousandTons, RPE_SO2EmissionsTotalThousandTons, RPE_DispatchableCapacityMW), MeetPrimaryCriteria3,\"=1\",IF($E$8=\"IPM Region\",RPE_IPMRegionGroupAcronym,RPE_State),\"=\"&IF($E$8=\"National\",\"*\",$I82)))","v":0},{"$f":"IF(I82=0,\"\",IF($E$20=\"Actual\",0,SUMIFS(CHOOSE(VLOOKUP($E$35,'Lookup tables'!$AK$5:$AM$15,3,0), RPE_FuelConsumptionSummerTBtu, RPE_FuelConsumptionTotalTBtu, RPE_GenerationSummerGWh, RPE_GenerationTotalGWh, RPE_CO2EmissionsSummerThousandTons, RPE_CO2EmissionsTotalThousandTons, RPE_NOXEmissionsSummerThousandTons, RPE_NOXEmissionsTotalThousandTons, RPE_SO2EmissionsSummerThousandTons, RPE_SO2EmissionsTotalThousandTons, RPE_DispatchableCapacityMW), MeetComparisonCriteria3,\"=1\",IF($E$8=\"IPM Region\",RPE_IPMRegionGroupAcronym,RPE_State),\"=\"&IF($E$8=\"National\",\"*\",$I82))))","v":0},0,12.000000008200001,12,null,27,"AZ",5.5578194276211628,0,0]
[null,null,null,null,null,null,null,null,{"$f":"IF($B$8=\"State\",Map!P30,Map!O30)","v":"NE"},{"$f":"IF(I83=0,\"\",SUMIFS(CHOOSE(VLOOKUP($B$18,'Lookup tables'!$AK$5:$AM$15,3,0), RPE_FuelConsumptionSummerTBtu, RPE_FuelConsumptionTotalTBtu, RPE_GenerationSummerGWh, RPE_GenerationTotalGWh, RPE_CO2EmissionsSummerThousandTons, RPE_CO2EmissionsTotalThousandTons, RPE_NOXEmissionsSummerThousandTons, RPE_NOXEmissionsTotalThousandTons, RPE_SO2EmissionsSummerThousandTons, RPE_SO2EmissionsTotalThousandTons, RPE_DispatchableCapacityMW), MeetPrimaryCriteria2,\"=1\",IF($B$8=\"IPM Region\",RPE_IPMRegionGroupAcronym,RPE_State),\"=\"&IF($B$8=\"National\",\"*\",$I83)))","v":11.641558462782514},{"$f":"IF(I83=0,\"\",IF($B$20=\"Actual\",0,SUMIFS(CHOOSE(VLOOKUP($B$35,'Lookup tables'!$AK$5:$AM$15,3,0), RPE_FuelConsumptionSummerTBtu, RPE_FuelConsumptionTotalTBtu, RPE_GenerationSummerGWh, RPE_GenerationTotalGWh, RPE_CO2EmissionsSummerThousandTons, RPE_CO2EmissionsTotalThousandTons, RPE_NOXEmissionsSummerThousandTons, RPE_NOXEmissionsTotalThousandTons, RPE_SO2EmissionsSummerThousandTons, RPE_SO2EmissionsTotalThousandTons, RPE_DispatchableCapacityMW), MeetComparisonCriteria2,\"=1\",IF($B$8=\"IPM Region\",RPE_IPMRegionGroupAcronym,RPE_State),\"=\"&IF($B$8=\"National\",\"*\",$I83))))","v":0},11.641558462782514,{"$f":"IF(I83=0,\"\",SUMIFS(CHOOSE(VLOOKUP($E$18,'Lookup tables'!$AK$5:$AM$15,3,0), RPE_FuelConsumptionSummerTBtu, RPE_FuelConsumptionTotalTBtu, RPE_GenerationSummerGWh, RPE_GenerationTotalGWh, RPE_CO2EmissionsSummerThousandTons, RPE_CO2EmissionsTotalThousandTons, RPE_NOXEmissionsSummerThousandTons, RPE_NOXEmissionsTotalThousandTons, RPE_SO2EmissionsSummerThousandTons, RPE_SO2EmissionsTotalThousandTons, RPE_DispatchableCapacityMW), MeetPrimaryCriteria3,\"=1\",IF($E$8=\"IPM Region\",RPE_IPMRegionGroupAcronym,RPE_State),\"=\"&IF($E$8=\"National\",\"*\",$I83)))","v":0},{"$f":"IF(I83=0,\"\",IF($E$20=\"Actual\",0,SUMIFS(CHOOSE(VLOOKUP($E$35,'Lookup tables'!$AK$5:$AM$15,3,0), RPE_FuelConsumptionSummerTBtu, RPE_FuelConsumptionTotalTBtu, RPE_GenerationSummerGWh, RPE_GenerationTotalGWh, RPE_CO2EmissionsSummerThousandTons, RPE_CO2EmissionsTotalThousandTons, RPE_NOXEmissionsSummerThousandTons, RPE_NOXEmissionsTotalThousandTons, RPE_SO2EmissionsSummerThousandTons, RPE_SO2EmissionsTotalThousandTons, RPE_DispatchableCapacityMW), MeetComparisonCriteria3,\"=1\",IF($E$8=\"IPM Region\",RPE_IPMRegionGroupAcronym,RPE_State),\"=\"&IF($E$8=\"National\",\"*\",$I83))))","v":0},0,10.000000008300001,10,null,28,"NM",4.3109895594648604,0,0]
[null,null,null,null,null,null,null,null,{"$f":"IF($B$8=\"State\",Map!P31,Map!O31)","v":"NH"},{"$f":"IF(I84=0,\"\",SUMIFS(CHOOSE(VLOOKUP($B$18,'Lookup tables'!$AK$5:$AM$15,3,0), RPE_FuelConsumptionSummerTBtu, RPE_FuelConsumptionTotalTBtu, RPE_GenerationSummerGWh, RPE_GenerationTotalGWh, RPE_CO2EmissionsSummerThousandTons, RPE_CO2EmissionsTotalThousandTons, RPE_NOXEmissionsSummerThousandTons, RPE_NOXEmissionsTotalThousandTons, RPE_SO2EmissionsSummerThousandTons, RPE_SO2EmissionsTotalThousandTons, RPE_DispatchableCapacityMW), MeetPrimaryCriteria2,\"=1\",IF($B$8=\"IPM Region\",RPE_IPMRegionGroupAcronym,RPE_State),\"=\"&IF($B$8=\"National\",\"*\",$I84)))","v":0.30959155742961991},{"$f":"IF(I84=0,\"\",IF($B$20=\"Actual\",0,SUMIFS(CHOOSE(VLOOKUP($B$35,'Lookup tables'!$AK$5:$AM$15,3,0), RPE_FuelConsumptionSummerTBtu, RPE_FuelConsumptionTotalTBtu, RPE_GenerationSummerGWh, RPE_GenerationTotalGWh, RPE_CO2EmissionsSummerThousandTons, RPE_CO2EmissionsTotalThousandTons, RPE_NOXEmissionsSummerThousandTons, RPE_NOXEmissionsTotalThousandTons, RPE_SO2EmissionsSummerThousandTons, RPE_SO2EmissionsTotalThousandTons, RPE_DispatchableCapacityMW), MeetComparisonCriteria2,\"=1\",IF($B$8=\"IPM Region\",RPE_IPMRegionGroupAcronym,RPE_State),\"=\"&IF($B$8=\"National\",\"*\",$I84))))","v":0},0.30959155742961991,{"$f":"IF(I84=0,\"\",SUMIFS(CHOOSE(VLOOKUP($E$18,'Lookup tables'!$AK$5:$AM$15,3,0), RPE_FuelConsumptionSummerTBtu, RPE_FuelConsumptionTotalTBtu, RPE_GenerationSummerGWh, RPE_GenerationTotalGWh, RPE_CO2EmissionsSummerThousandTons, RPE_CO2EmissionsTotalThousandTons, RPE_NOXEmissionsSummerThousandTons, RPE_NOXEmissionsTotalThousandTons, RPE_SO2EmissionsSummerThousandTons, RPE_SO2EmissionsTotalThousandTons, RPE_DispatchableCapacityMW), MeetPrimaryCriteria3,\"=1\",IF($E$8=\"IPM Region\",RPE_IPMRegionGroupAcronym,RPE_State),\"=\"&IF($E$8=\"National\",\"*\",$I84)))","v":0},{"$f":"IF(I84=0,\"\",IF($E$20=\"Actual\",0,SUMIFS(CHOOSE(VLOOKUP($E$35,'Lookup tables'!$AK$5:$AM$15,3,0), RPE_FuelConsumptionSummerTBtu, RPE_FuelConsumptionTotalTBtu, RPE_GenerationSummerGWh, RPE_GenerationTotalGWh, RPE_CO2EmissionsSummerThousandTons, RPE_CO2EmissionsTotalThousandTons, RPE_NOXEmissionsSummerThousandTons, RPE_NOXEmissionsTotalThousandTons, RPE_SO2EmissionsSummerThousandTons, RPE_SO2EmissionsTotalThousandTons, RPE_DispatchableCapacityMW), MeetComparisonCriteria3,\"=1\",IF($E$8=\"IPM Region\",RPE_IPMRegionGroupAcronym,RPE_State),\"=\"&IF($E$8=\"National\",\"*\",$I84))))","v":0},0,45.000000008400001,45,null,29,"MT",4.0352112926657746,0,0]
[null,null,null,null,null,null,null,null,{"$f":"IF($B$8=\"State\",Map!P32,Map!O32)","v":"NJ"},{"$f":"IF(I85=0,\"\",SUMIFS(CHOOSE(VLOOKUP($B$18,'Lookup tables'!$AK$5:$AM$15,3,0), RPE_FuelConsumptionSummerTBtu, RPE_FuelConsumptionTotalTBtu, RPE_GenerationSummerGWh, RPE_GenerationTotalGWh, RPE_CO2EmissionsSummerThousandTons, RPE_CO2EmissionsTotalThousandTons, RPE_NOXEmissionsSummerThousandTons, RPE_NOXEmissionsTotalThousandTons, RPE_SO2EmissionsSummerThousandTons, RPE_SO2EmissionsTotalThousandTons, RPE_DispatchableCapacityMW), MeetPrimaryCriteria2,\"=1\",IF($B$8=\"IPM Region\",RPE_IPMRegionGroupAcronym,RPE_State),\"=\"&IF($B$8=\"National\",\"*\",$I85)))","v":2.1440031336795742},{"$f":"IF(I85=0,\"\",IF($B$20=\"Actual\",0,SUMIFS(CHOOSE(VLOOKUP($B$35,'Lookup tables'!$AK$5:$AM$15,3,0), RPE_FuelConsumptionSummerTBtu, RPE_FuelConsumptionTotalTBtu, RPE_GenerationSummerGWh, RPE_GenerationTotalGWh, RPE_CO2EmissionsSummerThousandTons, RPE_CO2EmissionsTotalThousandTons, RPE_NOXEmissionsSummerThousandTons, RPE_NOXEmissionsTotalThousandTons, RPE_SO2EmissionsSummerThousandTons, RPE_SO2EmissionsTotalThousandTons, RPE_DispatchableCapacityMW), MeetComparisonCriteria2,\"=1\",IF($B$8=\"IPM Region\",RPE_IPMRegionGroupAcronym,RPE_State),\"=\"&IF($B$8=\"National\",\"*\",$I85))))","v":0},2.1440031336795742,{"$f":"IF(I85=0,\"\",SUMIFS(CHOOSE(VLOOKUP($E$18,'Lookup tables'!$AK$5:$AM$15,3,0), RPE_FuelConsumptionSummerTBtu, RPE_FuelConsumptionTotalTBtu, RPE_GenerationSummerGWh, RPE_GenerationTotalGWh, RPE_CO2EmissionsSummerThousandTons, RPE_CO2EmissionsTotalThousandTons, RPE_NOXEmissionsSummerThousandTons, RPE_NOXEmissionsTotalThousandTons, RPE_SO2EmissionsSummerThousandTons, RPE_SO2EmissionsTotalThousandTons, RPE_DispatchableCapacityMW), MeetPrimaryCriteria3,\"=1\",IF($E$8=\"IPM Region\",RPE_IPMRegionGroupAcronym,RPE_State),\"=\"&IF($E$8=\"National\",\"*\",$I85)))","v":0},{"$f":"IF(I85=0,\"\",IF($E$20=\"Actual\",0,SUMIFS(CHOOSE(VLOOKUP($E$35,'Lookup tables'!$AK$5:$AM$15,3,0), RPE_FuelConsumptionSummerTBtu, RPE_FuelConsumptionTotalTBtu, RPE_GenerationSummerGWh, RPE_GenerationTotalGWh, RPE_CO2EmissionsSummerThousandTons, RPE_CO2EmissionsTotalThousandTons, RPE_NOXEmissionsSummerThousandTons, RPE_NOXEmissionsTotalThousandTons, RPE_SO2EmissionsSummerThousandTons, RPE_SO2EmissionsTotalThousandTons, RPE_DispatchableCapacityMW), MeetComparisonCriteria3,\"=1\",IF($E$8=\"IPM Region\",RPE_IPMRegionGroupAcronym,RPE_State),\"=\"&IF($E$8=\"National\",\"*\",$I85))))","v":0},0,37.000000008500002,37,null,30,"WI",3.9831305695503416,0,0]
[null,null,null,null,null,null,null,null,{"$f":"IF($B$8=\"State\",Map!P33,Map!O33)","v":"NM"},{"$f":"IF(I86=0,\"\",SUMIFS(CHOOSE(VLOOKUP($B$18,'Lookup tables'!$AK$5:$AM$15,3,0), RPE_FuelConsumptionSummerTBtu, RPE_FuelConsumptionTotalTBtu, RPE_GenerationSummerGWh, RPE_GenerationTotalGWh, RPE_CO2EmissionsSummerThousandTons, RPE_CO2EmissionsTotalThousandTons, RPE_NOXEmissionsSummerThousandTons, RPE_NOXEmissionsTotalThousandTons, RPE_SO2EmissionsSummerThousandTons, RPE_SO2EmissionsTotalThousandTons, RPE_DispatchableCapacityMW), MeetPrimaryCriteria2,\"=1\",IF($B$8=\"IPM Region\",RPE_IPMRegionGroupAcronym,RPE_State),\"=\"&IF($B$8=\"National\",\"*\",$I86)))","v":4.3109895594648604},{"$f":"IF(I86=0,\"\",IF($B$20=\"Actual\",0,SUMIFS(CHOOSE(VLOOKUP($B$35,'Lookup tables'!$AK$5:$AM$15,3,0), RPE_FuelConsumptionSummerTBtu, RPE_FuelConsumptionTotalTBtu, RPE_GenerationSummerGWh, RPE_GenerationTotalGWh, RPE_CO2EmissionsSummerThousandTons, RPE_CO2EmissionsTotalThousandTons, RPE_NOXEmissionsSummerThousandTons, RPE_NOXEmissionsTotalThousandTons, RPE_SO2EmissionsSummerThousandTons, RPE_SO2EmissionsTotalThousandTons, RPE_DispatchableCapacityMW), MeetComparisonCriteria2,\"=1\",IF($B$8=\"IPM Region\",RPE_IPMRegionGroupAcronym,RPE_State),\"=\"&IF($B$8=\"National\",\"*\",$I86))))","v":0},4.3109895594648604,{"$f":"IF(I86=0,\"\",SUMIFS(CHOOSE(VLOOKUP($E$18,'Lookup tables'!$AK$5:$AM$15,3,0), RPE_FuelConsumptionSummerTBtu, RPE_FuelConsumptionTotalTBtu, RPE_GenerationSummerGWh, RPE_GenerationTotalGWh, RPE_CO2EmissionsSummerThousandTons, RPE_CO2EmissionsTotalThousandTons, RPE_NOXEmissionsSummerThousandTons, RPE_NOXEmissionsTotalThousandTons, RPE_SO2EmissionsSummerThousandTons, RPE_SO2EmissionsTotalThousandTons, RPE_DispatchableCapacityMW), MeetPrimaryCriteria3,\"=1\",IF($E$8=\"IPM Region\",RPE_IPMRegionGroupAcronym,RPE_State),\"=\"&IF($E$8=\"National\",\"*\",$I86)))","v":0},{"$f":"IF(I86=0,\"\",IF($E$20=\"Actual\",0,SUMIFS(CHOOSE(VLOOKUP($E$35,'Lookup tables'!$AK$5:$AM$15,3,0), RPE_FuelConsumptionSummerTBtu, RPE_FuelConsumptionTotalTBtu, RPE_GenerationSummerGWh, RPE_GenerationTotalGWh, RPE_CO2EmissionsSummerThousandTons, RPE_CO2EmissionsTotalThousandTons, RPE_NOXEmissionsSummerThousandTons, RPE_NOXEmissionsTotalThousandTons, RPE_SO2EmissionsSummerThousandTons, RPE_SO2EmissionsTotalThousandTons, RPE_DispatchableCapacityMW), MeetComparisonCriteria3,\"=1\",IF($E$8=\"IPM Region\",RPE_IPMRegionGroupAcronym,RPE_State),\"=\"&IF($E$8=\"National\",\"*\",$I86))))","v":0},0,28.000000008600001,28,null,31,"VA",3.9093198579996806,0,0]
[null,null,null,null,null,null,null,null,{"$f":"IF($B$8=\"State\",Map!P34,Map!O34)","v":"NV"},{"$f":"IF(I87=0,\"\",SUMIFS(CHOOSE(VLOOKUP($B$18,'Lookup tables'!$AK$5:$AM$15,3,0), RPE_FuelConsumptionSummerTBtu, RPE_FuelConsumptionTotalTBtu, RPE_GenerationSummerGWh, RPE_GenerationTotalGWh, RPE_CO2EmissionsSummerThousandTons, RPE_CO2EmissionsTotalThousandTons, RPE_NOXEmissionsSummerThousandTons, RPE_NOXEmissionsTotalThousandTons, RPE_SO2EmissionsSummerThousandTons, RPE_SO2EmissionsTotalThousandTons, RPE_DispatchableCapacityMW), MeetPrimaryCriteria2,\"=1\",IF($B$8=\"IPM Region\",RPE_IPMRegionGroupAcronym,RPE_State),\"=\"&IF($B$8=\"National\",\"*\",$I87)))","v":0.64152947419794049},{"$f":"IF(I87=0,\"\",IF($B$20=\"Actual\",0,SUMIFS(CHOOSE(VLOOKUP($B$35,'Lookup tables'!$AK$5:$AM$15,3,0), RPE_FuelConsumptionSummerTBtu, RPE_FuelConsumptionTotalTBtu, RPE_GenerationSummerGWh, RPE_GenerationTotalGWh, RPE_CO2EmissionsSummerThousandTons, RPE_CO2EmissionsTotalThousandTons, RPE_NOXEmissionsSummerThousandTons, RPE_NOXEmissionsTotalThousandTons, RPE_SO2EmissionsSummerThousandTons, RPE_SO2EmissionsTotalThousandTons, RPE_DispatchableCapacityMW), MeetComparisonCriteria2,\"=1\",IF($B$8=\"IPM Region\",RPE_IPMRegionGroupAcronym,RPE_State),\"=\"&IF($B$8=\"National\",\"*\",$I87))))","v":0},0.64152947419794049,{"$f":"IF(I87=0,\"\",SUMIFS(CHOOSE(VLOOKUP($E$18,'Lookup tables'!$AK$5:$AM$15,3,0), RPE_FuelConsumptionSummerTBtu, RPE_FuelConsumptionTotalTBtu, RPE_GenerationSummerGWh, RPE_GenerationTotalGWh, RPE_CO2EmissionsSummerThousandTons, RPE_CO2EmissionsTotalThousandTons, RPE_NOXEmissionsSummerThousandTons, RPE_NOXEmissionsTotalThousandTons, RPE_SO2EmissionsSummerThousandTons, RPE_SO2EmissionsTotalThousandTons, RPE_DispatchableCapacityMW), MeetPrimaryCriteria3,\"=1\",IF($E$8=\"IPM Region\",RPE_IPMRegionGroupAcronym,RPE_State),\"=\"&IF($E$8=\"National\",\"*\",$I87)))","v":0},{"$f":"IF(I87=0,\"\",IF($E$20=\"Actual\",0,SUMIFS(CHOOSE(VLOOKUP($E$35,'Lookup tables'!$AK$5:$AM$15,3,0), RPE_FuelConsumptionSummerTBtu, RPE_FuelConsumptionTotalTBtu, RPE_GenerationSummerGWh, RPE_GenerationTotalGWh, RPE_CO2EmissionsSummerThousandTons, RPE_CO2EmissionsTotalThousandTons, RPE_NOXEmissionsSummerThousandTons, RPE_NOXEmissionsTotalThousandTons, RPE_SO2EmissionsSummerThousandTons, RPE_SO2EmissionsTotalThousandTons, RPE_DispatchableCapacityMW), MeetComparisonCriteria3,\"=1\",IF($E$8=\"IPM Region\",RPE_IPMRegionGroupAcronym,RPE_State),\"=\"&IF($E$8=\"National\",\"*\",$I87))))","v":0},0,41.000000008699999,41,null,32,"TN",2.901550187209792,0,0]
[null,null,null,null,null,null,null,null,{"$f":"IF($B$8=\"State\",Map!P35,Map!O35)","v":"NY"},{"$f":"IF(I88=0,\"\",SUMIFS(CHOOSE(VLOOKUP($B$18,'Lookup tables'!$AK$5:$AM$15,3,0), RPE_FuelConsumptionSummerTBtu, RPE_FuelConsumptionTotalTBtu, RPE_GenerationSummerGWh, RPE_GenerationTotalGWh, RPE_CO2EmissionsSummerThousandTons, RPE_CO2EmissionsTotalThousandTons, RPE_NOXEmissionsSummerThousandTons, RPE_NOXEmissionsTotalThousandTons, RPE_SO2EmissionsSummerThousandTons, RPE_SO2EmissionsTotalThousandTons, RPE_DispatchableCapacityMW), MeetPrimaryCriteria2,\"=1\",IF($B$8=\"IPM Region\",RPE_IPMRegionGroupAcronym,RPE_State),\"=\"&IF($B$8=\"National\",\"*\",$I88)))","v":7.266152740698808},{"$f":"IF(I88=0,\"\",IF($B$20=\"Actual\",0,SUMIFS(CHOOSE(VLOOKUP($B$35,'Lookup tables'!$AK$5:$AM$15,3,0), RPE_FuelConsumptionSummerTBtu, RPE_FuelConsumptionTotalTBtu, RPE_GenerationSummerGWh, RPE_GenerationTotalGWh, RPE_CO2EmissionsSummerThousandTons, RPE_CO2EmissionsTotalThousandTons, RPE_NOXEmissionsSummerThousandTons, RPE_NOXEmissionsTotalThousandTons, RPE_SO2EmissionsSummerThousandTons, RPE_SO2EmissionsTotalThousandTons, RPE_DispatchableCapacityMW), MeetComparisonCriteria2,\"=1\",IF($B$8=\"IPM Region\",RPE_IPMRegionGroupAcronym,RPE_State),\"=\"&IF($B$8=\"National\",\"*\",$I88))))","v":0},7.266152740698808,{"$f":"IF(I88=0,\"\",SUMIFS(CHOOSE(VLOOKUP($E$18,'Lookup tables'!$AK$5:$AM$15,3,0), RPE_FuelConsumptionSummerTBtu, RPE_FuelConsumptionTotalTBtu, RPE_GenerationSummerGWh, RPE_GenerationTotalGWh, RPE_CO2EmissionsSummerThousandTons, RPE_CO2EmissionsTotalThousandTons, RPE_NOXEmissionsSummerThousandTons, RPE_NOXEmissionsTotalThousandTons, RPE_SO2EmissionsSummerThousandTons, RPE_SO2EmissionsTotalThousandTons, RPE_DispatchableCapacityMW), MeetPrimaryCriteria3,\"=1\",IF($E$8=\"IPM Region\",RPE_IPMRegionGroupAcronym,RPE_State),\"=\"&IF($E$8=\"National\",\"*\",$I88)))","v":0},{"$f":"IF(I88=0,\"\",IF($E$20=\"Actual\",0,SUMIFS(CHOOSE(VLOOKUP($E$35,'Lookup tables'!$AK$5:$AM$15,3,0), RPE_FuelConsumptionSummerTBtu, RPE_FuelConsumptionTotalTBtu, RPE_GenerationSummerGWh, RPE_GenerationTotalGWh, RPE_CO2EmissionsSummerThousandTons, RPE_CO2EmissionsTotalThousandTons, RPE_NOXEmissionsSummerThousandTons, RPE_NOXEmissionsTotalThousandTons, RPE_SO2EmissionsSummerThousandTons, RPE_SO2EmissionsTotalThousandTons, RPE_DispatchableCapacityMW), MeetComparisonCriteria3,\"=1\",IF($E$8=\"IPM Region\",RPE_IPMRegionGroupAcronym,RPE_State),\"=\"&IF($E$8=\"National\",\"*\",$I88))))","v":0},0,{"$f":"IF(OR(I88=\"  \",I88=0),\"\",(RANK(L88,IF($B$8=\"State\",$L$56:$L$104,$L$56:$L$118))+ROW()*0.0000000001))","v":23.000000008800001},23,null,33,"CA",2.552520405512289,0,0]
[null,null,null,null,null,null,null,null,{"$f":"IF($B$8=\"State\",Map!P36,Map!O36)","v":"OH"},{"$f":"IF(I89=0,\"\",SUMIFS(CHOOSE(VLOOKUP($B$18,'Lookup tables'!$AK$5:$AM$15,3,0), RPE_FuelConsumptionSummerTBtu, RPE_FuelConsumptionTotalTBtu, RPE_GenerationSummerGWh, RPE_GenerationTotalGWh, RPE_CO2EmissionsSummerThousandTons, RPE_CO2EmissionsTotalThousandTons, RPE_NOXEmissionsSummerThousandTons, RPE_NOXEmissionsTotalThousandTons, RPE_SO2EmissionsSummerThousandTons, RPE_SO2EmissionsTotalThousandTons, RPE_DispatchableCapacityMW), MeetPrimaryCriteria2,\"=1\",IF($B$8=\"IPM Region\",RPE_IPMRegionGroupAcronym,RPE_State),\"=\"&IF($B$8=\"National\",\"*\",$I89)))","v":17.449941431753601},{"$f":"IF(I89=0,\"\",IF($B$20=\"Actual\",0,SUMIFS(CHOOSE(VLOOKUP($B$35,'Lookup tables'!$AK$5:$AM$15,3,0), RPE_FuelConsumptionSummerTBtu, RPE_FuelConsumptionTotalTBtu, RPE_GenerationSummerGWh, RPE_GenerationTotalGWh, RPE_CO2EmissionsSummerThousandTons, RPE_CO2EmissionsTotalThousandTons, RPE_NOXEmissionsSummerThousandTons, RPE_NOXEmissionsTotalThousandTons, RPE_SO2EmissionsSummerThousandTons, RPE_SO2EmissionsTotalThousandTons, RPE_DispatchableCapacityMW), MeetComparisonCriteria2,\"=1\",IF($B$8=\"IPM Region\",RPE_IPMRegionGroupAcronym,RPE_State),\"=\"&IF($B$8=\"National\",\"*\",$I89))))","v":0},17.449941431753601,{"$f":"IF(I89=0,\"\",SUMIFS(CHOOSE(VLOOKUP($E$18,'Lookup tables'!$AK$5:$AM$15,3,0), RPE_FuelConsumptionSummerTBtu, RPE_FuelConsumptionTotalTBtu, RPE_GenerationSummerGWh, RPE_GenerationTotalGWh, RPE_CO2EmissionsSummerThousandTons, RPE_CO2EmissionsTotalThousandTons, RPE_NOXEmissionsSummerThousandTons, RPE_NOXEmissionsTotalThousandTons, RPE_SO2EmissionsSummerThousandTons, RPE_SO2EmissionsTotalThousandTons, RPE_DispatchableCapacityMW), MeetPrimaryCriteria3,\"=1\",IF($E$8=\"IPM Region\",RPE_IPMRegionGroupAcronym,RPE_State),\"=\"&IF($E$8=\"National\",\"*\",$I89)))","v":0},{"$f":"IF(I89=0,\"\",IF($E$20=\"Actual\",0,SUMIFS(CHOOSE(VLOOKUP($E$35,'Lookup tables'!$AK$5:$AM$15,3,0), RPE_FuelConsumptionSummerTBtu, RPE_FuelConsumptionTotalTBtu, RPE_GenerationSummerGWh, RPE_GenerationTotalGWh, RPE_CO2EmissionsSummerThousandTons, RPE_CO2EmissionsTotalThousandTons, RPE_NOXEmissionsSummerThousandTons, RPE_NOXEmissionsTotalThousandTons, RPE_SO2EmissionsSummerThousandTons, RPE_SO2EmissionsTotalThousandTons, RPE_DispatchableCapacityMW), MeetComparisonCriteria3,\"=1\",IF($E$8=\"IPM Region\",RPE_IPMRegionGroupAcronym,RPE_State),\"=\"&IF($E$8=\"National\",\"*\",$I89))))","v":0},0,3.0000000088999998,3,null,34,"MA",2.5450007741258562,0,0]
[null,null,null,null,null,null,null,null,{"$f":"IF($B$8=\"State\",Map!P37,Map!O37)","v":"OK"},{"$f":"IF(I90=0,\"\",SUMIFS(CHOOSE(VLOOKUP($B$18,'Lookup tables'!$AK$5:$AM$15,3,0), RPE_FuelConsumptionSummerTBtu, RPE_FuelConsumptionTotalTBtu, RPE_GenerationSummerGWh, RPE_GenerationTotalGWh, RPE_CO2EmissionsSummerThousandTons, RPE_CO2EmissionsTotalThousandTons, RPE_NOXEmissionsSummerThousandTons, RPE_NOXEmissionsTotalThousandTons, RPE_SO2EmissionsSummerThousandTons, RPE_SO2EmissionsTotalThousandTons, RPE_DispatchableCapacityMW), MeetPrimaryCriteria2,\"=1\",IF($B$8=\"IPM Region\",RPE_IPMRegionGroupAcronym,RPE_State),\"=\"&IF($B$8=\"National\",\"*\",$I90)))","v":9.847131237379589},{"$f":"IF(I90=0,\"\",IF($B$20=\"Actual\",0,SUMIFS(CHOOSE(VLOOKUP($B$35,'Lookup tables'!$AK$5:$AM$15,3,0), RPE_FuelConsumptionSummerTBtu, RPE_FuelConsumptionTotalTBtu, RPE_GenerationSummerGWh, RPE_GenerationTotalGWh, RPE_CO2EmissionsSummerThousandTons, RPE_CO2EmissionsTotalThousandTons, RPE_NOXEmissionsSummerThousandTons, RPE_NOXEmissionsTotalThousandTons, RPE_SO2EmissionsSummerThousandTons, RPE_SO2EmissionsTotalThousandTons, RPE_DispatchableCapacityMW), MeetComparisonCriteria2,\"=1\",IF($B$8=\"IPM Region\",RPE_IPMRegionGroupAcronym,RPE_State),\"=\"&IF($B$8=\"National\",\"*\",$I90))))","v":0},9.847131237379589,{"$f":"IF(I90=0,\"\",SUMIFS(CHOOSE(VLOOKUP($E$18,'Lookup tables'!$AK$5:$AM$15,3,0), RPE_FuelConsumptionSummerTBtu, RPE_FuelConsumptionTotalTBtu, RPE_GenerationSummerGWh, RPE_GenerationTotalGWh, RPE_CO2EmissionsSummerThousandTons, RPE_CO2EmissionsTotalThousandTons, RPE_NOXEmissionsSummerThousandTons, RPE_NOXEmissionsTotalThousandTons, RPE_SO2EmissionsSummerThousandTons, RPE_SO2EmissionsTotalThousandTons, RPE_DispatchableCapacityMW), MeetPrimaryCriteria3,\"=1\",IF($E$8=\"IPM Region\",RPE_IPMRegionGroupAcronym,RPE_State),\"=\"&IF($E$8=\"National\",\"*\",$I90)))","v":0},{"$f":"IF(I90=0,\"\",IF($E$20=\"Actual\",0,SUMIFS(CHOOSE(VLOOKUP($E$35,'Lookup tables'!$AK$5:$AM$15,3,0), RPE_FuelConsumptionSummerTBtu, RPE_FuelConsumptionTotalTBtu, RPE_GenerationSummerGWh, RPE_GenerationTotalGWh, RPE_CO2EmissionsSummerThousandTons, RPE_CO2EmissionsTotalThousandTons, RPE_NOXEmissionsSummerThousandTons, RPE_NOXEmissionsTotalThousandTons, RPE_SO2EmissionsSummerThousandTons, RPE_SO2EmissionsTotalThousandTons, RPE_DispatchableCapacityMW), MeetComparisonCriteria3,\"=1\",IF($E$8=\"IPM Region\",RPE_IPMRegionGroupAcronym,RPE_State),\"=\"&IF($E$8=\"National\",\"*\",$I90))))","v":0},0,13.000000009000001,13,null,35,"MS",2.5086321351639378,0,0]
[null,null,null,null,null,null,null,null,{"$f":"IF($B$8=\"State\",Map!P38,Map!O38)","v":"OR"},{"$f":"IF(I91=0,\"\",SUMIFS(CHOOSE(VLOOKUP($B$18,'Lookup tables'!$AK$5:$AM$15,3,0), RPE_FuelConsumptionSummerTBtu, RPE_FuelConsumptionTotalTBtu, RPE_GenerationSummerGWh, RPE_GenerationTotalGWh, RPE_CO2EmissionsSummerThousandTons, RPE_CO2EmissionsTotalThousandTons, RPE_NOXEmissionsSummerThousandTons, RPE_NOXEmissionsTotalThousandTons, RPE_SO2EmissionsSummerThousandTons, RPE_SO2EmissionsTotalThousandTons, RPE_DispatchableCapacityMW), MeetPrimaryCriteria2,\"=1\",IF($B$8=\"IPM Region\",RPE_IPMRegionGroupAcronym,RPE_State),\"=\"&IF($B$8=\"National\",\"*\",$I91)))","v":0.692699595759243},{"$f":"IF(I91=0,\"\",IF($B$20=\"Actual\",0,SUMIFS(CHOOSE(VLOOKUP($B$35,'Lookup tables'!$AK$5:$AM$15,3,0), RPE_FuelConsumptionSummerTBtu, RPE_FuelConsumptionTotalTBtu, RPE_GenerationSummerGWh, RPE_GenerationTotalGWh, RPE_CO2EmissionsSummerThousandTons, RPE_CO2EmissionsTotalThousandTons, RPE_NOXEmissionsSummerThousandTons, RPE_NOXEmissionsTotalThousandTons, RPE_SO2EmissionsSummerThousandTons, RPE_SO2EmissionsTotalThousandTons, RPE_DispatchableCapacityMW), MeetComparisonCriteria2,\"=1\",IF($B$8=\"IPM Region\",RPE_IPMRegionGroupAcronym,RPE_State),\"=\"&IF($B$8=\"National\",\"*\",$I91))))","v":0},0.692699595759243,{"$f":"IF(I91=0,\"\",SUMIFS(CHOOSE(VLOOKUP($E$18,'Lookup tables'!$AK$5:$AM$15,3,0), RPE_FuelConsumptionSummerTBtu, RPE_FuelConsumptionTotalTBtu, RPE_GenerationSummerGWh, RPE_GenerationTotalGWh, RPE_CO2EmissionsSummerThousandTons, RPE_CO2EmissionsTotalThousandTons, RPE_NOXEmissionsSummerThousandTons, RPE_NOXEmissionsTotalThousandTons, RPE_SO2EmissionsSummerThousandTons, RPE_SO2EmissionsTotalThousandTons, RPE_DispatchableCapacityMW), MeetPrimaryCriteria3,\"=1\",IF($E$8=\"IPM Region\",RPE_IPMRegionGroupAcronym,RPE_State),\"=\"&IF($E$8=\"National\",\"*\",$I91)))","v":0},{"$f":"IF(I91=0,\"\",IF($E$20=\"Actual\",0,SUMIFS(CHOOSE(VLOOKUP($E$35,'Lookup tables'!$AK$5:$AM$15,3,0), RPE_FuelConsumptionSummerTBtu, RPE_FuelConsumptionTotalTBtu, RPE_GenerationSummerGWh, RPE_GenerationTotalGWh, RPE_CO2EmissionsSummerThousandTons, RPE_CO2EmissionsTotalThousandTons, RPE_NOXEmissionsSummerThousandTons, RPE_NOXEmissionsTotalThousandTons, RPE_SO2EmissionsSummerThousandTons, RPE_SO2EmissionsTotalThousandTons, RPE_DispatchableCapacityMW), MeetComparisonCriteria3,\"=1\",IF($E$8=\"IPM Region\",RPE_IPMRegionGroupAcronym,RPE_State),\"=\"&IF($E$8=\"National\",\"*\",$I91))))","v":0},0,40.000000009099999,40,null,36,"MD",2.3845230523679075,0,0]
[null,null,null,null,null,null,null,null,{"$f":"IF($B$8=\"State\",Map!P39,Map!O39)","v":"PA"},{"$f":"IF(I92=0,\"\",SUMIFS(CHOOSE(VLOOKUP($B$18,'Lookup tables'!$AK$5:$AM$15,3,0), RPE_FuelConsumptionSummerTBtu, RPE_FuelConsumptionTotalTBtu, RPE_GenerationSummerGWh, RPE_GenerationTotalGWh, RPE_CO2EmissionsSummerThousandTons, RPE_CO2EmissionsTotalThousandTons, RPE_NOXEmissionsSummerThousandTons, RPE_NOXEmissionsTotalThousandTons, RPE_SO2EmissionsSummerThousandTons, RPE_SO2EmissionsTotalThousandTons, RPE_DispatchableCapacityMW), MeetPrimaryCriteria2,\"=1\",IF($B$8=\"IPM Region\",RPE_IPMRegionGroupAcronym,RPE_State),\"=\"&IF($B$8=\"National\",\"*\",$I92)))","v":13.131788154495766},{"$f":"IF(I92=0,\"\",IF($B$20=\"Actual\",0,SUMIFS(CHOOSE(VLOOKUP($B$35,'Lookup tables'!$AK$5:$AM$15,3,0), RPE_FuelConsumptionSummerTBtu, RPE_FuelConsumptionTotalTBtu, RPE_GenerationSummerGWh, RPE_GenerationTotalGWh, RPE_CO2EmissionsSummerThousandTons, RPE_CO2EmissionsTotalThousandTons, RPE_NOXEmissionsSummerThousandTons, RPE_NOXEmissionsTotalThousandTons, RPE_SO2EmissionsSummerThousandTons, RPE_SO2EmissionsTotalThousandTons, RPE_DispatchableCapacityMW), MeetComparisonCriteria2,\"=1\",IF($B$8=\"IPM Region\",RPE_IPMRegionGroupAcronym,RPE_State),\"=\"&IF($B$8=\"National\",\"*\",$I92))))","v":0},13.131788154495766,{"$f":"IF(I92=0,\"\",SUMIFS(CHOOSE(VLOOKUP($E$18,'Lookup tables'!$AK$5:$AM$15,3,0), RPE_FuelConsumptionSummerTBtu, RPE_FuelConsumptionTotalTBtu, RPE_GenerationSummerGWh, RPE_GenerationTotalGWh, RPE_CO2EmissionsSummerThousandTons, RPE_CO2EmissionsTotalThousandTons, RPE_NOXEmissionsSummerThousandTons, RPE_NOXEmissionsTotalThousandTons, RPE_SO2EmissionsSummerThousandTons, RPE_SO2EmissionsTotalThousandTons, RPE_DispatchableCapacityMW), MeetPrimaryCriteria3,\"=1\",IF($E$8=\"IPM Region\",RPE_IPMRegionGroupAcronym,RPE_State),\"=\"&IF($E$8=\"National\",\"*\",$I92)))","v":0},{"$f":"IF(I92=0,\"\",IF($E$20=\"Actual\",0,SUMIFS(CHOOSE(VLOOKUP($E$35,'Lookup tables'!$AK$5:$AM$15,3,0), RPE_FuelConsumptionSummerTBtu, RPE_FuelConsumptionTotalTBtu, RPE_GenerationSummerGWh, RPE_GenerationTotalGWh, RPE_CO2EmissionsSummerThousandTons, RPE_CO2EmissionsTotalThousandTons, RPE_NOXEmissionsSummerThousandTons, RPE_NOXEmissionsTotalThousandTons, RPE_SO2EmissionsSummerThousandTons, RPE_SO2EmissionsTotalThousandTons, RPE_DispatchableCapacityMW), MeetComparisonCriteria3,\"=1\",IF($E$8=\"IPM Region\",RPE_IPMRegionGroupAcronym,RPE_State),\"=\"&IF($E$8=\"National\",\"*\",$I92))))","v":0},0,9.0000000092000008,9,null,37,"NJ",2.1440031336795742,0,0]
[null,null,null,null,null,null,null,null,{"$f":"IF($B$8=\"State\",Map!P40,Map!O40)","v":"RI"},{"$f":"IF(I93=0,\"\",SUMIFS(CHOOSE(VLOOKUP($B$18,'Lookup tables'!$AK$5:$AM$15,3,0), RPE_FuelConsumptionSummerTBtu, RPE_FuelConsumptionTotalTBtu, RPE_GenerationSummerGWh, RPE_GenerationTotalGWh, RPE_CO2EmissionsSummerThousandTons, RPE_CO2EmissionsTotalThousandTons, RPE_NOXEmissionsSummerThousandTons, RPE_NOXEmissionsTotalThousandTons, RPE_SO2EmissionsSummerThousandTons, RPE_SO2EmissionsTotalThousandTons, RPE_DispatchableCapacityMW), MeetPrimaryCriteria2,\"=1\",IF($B$8=\"IPM Region\",RPE_IPMRegionGroupAcronym,RPE_State),\"=\"&IF($B$8=\"National\",\"*\",$I93)))","v":0.35805339438951483},{"$f":"IF(I93=0,\"\",IF($B$20=\"Actual\",0,SUMIFS(CHOOSE(VLOOKUP($B$35,'Lookup tables'!$AK$5:$AM$15,3,0), RPE_FuelConsumptionSummerTBtu, RPE_FuelConsumptionTotalTBtu, RPE_GenerationSummerGWh, RPE_GenerationTotalGWh, RPE_CO2EmissionsSummerThousandTons, RPE_CO2EmissionsTotalThousandTons, RPE_NOXEmissionsSummerThousandTons, RPE_NOXEmissionsTotalThousandTons, RPE_SO2EmissionsSummerThousandTons, RPE_SO2EmissionsTotalThousandTons, RPE_DispatchableCapacityMW), MeetComparisonCriteria2,\"=1\",IF($B$8=\"IPM Region\",RPE_IPMRegionGroupAcronym,RPE_State),\"=\"&IF($B$8=\"National\",\"*\",$I93))))","v":0},0.35805339438951483,{"$f":"IF(I93=0,\"\",SUMIFS(CHOOSE(VLOOKUP($E$18,'Lookup tables'!$AK$5:$AM$15,3,0), RPE_FuelConsumptionSummerTBtu, RPE_FuelConsumptionTotalTBtu, RPE_GenerationSummerGWh, RPE_GenerationTotalGWh, RPE_CO2EmissionsSummerThousandTons, RPE_CO2EmissionsTotalThousandTons, RPE_NOXEmissionsSummerThousandTons, RPE_NOXEmissionsTotalThousandTons, RPE_SO2EmissionsSummerThousandTons, RPE_SO2EmissionsTotalThousandTons, RPE_DispatchableCapacityMW), MeetPrimaryCriteria3,\"=1\",IF($E$8=\"IPM Region\",RPE_IPMRegionGroupAcronym,RPE_State),\"=\"&IF($E$8=\"National\",\"*\",$I93)))","v":0},{"$f":"IF(I93=0,\"\",IF($E$20=\"Actual\",0,SUMIFS(CHOOSE(VLOOKUP($E$35,'Lookup tables'!$AK$5:$AM$15,3,0), RPE_FuelConsumptionSummerTBtu, RPE_FuelConsumptionTotalTBtu, RPE_GenerationSummerGWh, RPE_GenerationTotalGWh, RPE_CO2EmissionsSummerThousandTons, RPE_CO2EmissionsTotalThousandTons, RPE_NOXEmissionsSummerThousandTons, RPE_NOXEmissionsTotalThousandTons, RPE_SO2EmissionsSummerThousandTons, RPE_SO2EmissionsTotalThousandTons, RPE_DispatchableCapacityMW), MeetComparisonCriteria3,\"=1\",IF($E$8=\"IPM Region\",RPE_IPMRegionGroupAcronym,RPE_State),\"=\"&IF($E$8=\"National\",\"*\",$I93))))","v":0},0,44.000000009300003,44,null,38,"CT",1.9483387406490753,0,0]
[null,null,null,null,null,null,null,null,{"$f":"IF($B$8=\"State\",Map!P41,Map!O41)","v":"SC"},{"$f":"IF(I94=0,\"\",SUMIFS(CHOOSE(VLOOKUP($B$18,'Lookup tables'!$AK$5:$AM$15,3,0), RPE_FuelConsumptionSummerTBtu, RPE_FuelConsumptionTotalTBtu, RPE_GenerationSummerGWh, RPE_GenerationTotalGWh, RPE_CO2EmissionsSummerThousandTons, RPE_CO2EmissionsTotalThousandTons, RPE_NOXEmissionsSummerThousandTons, RPE_NOXEmissionsTotalThousandTons, RPE_SO2EmissionsSummerThousandTons, RPE_SO2EmissionsTotalThousandTons, RPE_DispatchableCapacityMW), MeetPrimaryCriteria2,\"=1\",IF($B$8=\"IPM Region\",RPE_IPMRegionGroupAcronym,RPE_State),\"=\"&IF($B$8=\"National\",\"*\",$I94)))","v":6.168352295140064},{"$f":"IF(I94=0,\"\",IF($B$20=\"Actual\",0,SUMIFS(CHOOSE(VLOOKUP($B$35,'Lookup tables'!$AK$5:$AM$15,3,0), RPE_FuelConsumptionSummerTBtu, RPE_FuelConsumptionTotalTBtu, RPE_GenerationSummerGWh, RPE_GenerationTotalGWh, RPE_CO2EmissionsSummerThousandTons, RPE_CO2EmissionsTotalThousandTons, RPE_NOXEmissionsSummerThousandTons, RPE_NOXEmissionsTotalThousandTons, RPE_SO2EmissionsSummerThousandTons, RPE_SO2EmissionsTotalThousandTons, RPE_DispatchableCapacityMW), MeetComparisonCriteria2,\"=1\",IF($B$8=\"IPM Region\",RPE_IPMRegionGroupAcronym,RPE_State),\"=\"&IF($B$8=\"National\",\"*\",$I94))))","v":0},6.168352295140064,{"$f":"IF(I94=0,\"\",SUMIFS(CHOOSE(VLOOKUP($E$18,'Lookup tables'!$AK$5:$AM$15,3,0), RPE_FuelConsumptionSummerTBtu, RPE_FuelConsumptionTotalTBtu, RPE_GenerationSummerGWh, RPE_GenerationTotalGWh, RPE_CO2EmissionsSummerThousandTons, RPE_CO2EmissionsTotalThousandTons, RPE_NOXEmissionsSummerThousandTons, RPE_NOXEmissionsTotalThousandTons, RPE_SO2EmissionsSummerThousandTons, RPE_SO2EmissionsTotalThousandTons, RPE_DispatchableCapacityMW), MeetPrimaryCriteria3,\"=1\",IF($E$8=\"IPM Region\",RPE_IPMRegionGroupAcronym,RPE_State),\"=\"&IF($E$8=\"National\",\"*\",$I94)))","v":0},{"$f":"IF(I94=0,\"\",IF($E$20=\"Actual\",0,SUMIFS(CHOOSE(VLOOKUP($E$35,'Lookup tables'!$AK$5:$AM$15,3,0), RPE_FuelConsumptionSummerTBtu, RPE_FuelConsumptionTotalTBtu, RPE_GenerationSummerGWh, RPE_GenerationTotalGWh, RPE_CO2EmissionsSummerThousandTons, RPE_CO2EmissionsTotalThousandTons, RPE_NOXEmissionsSummerThousandTons, RPE_NOXEmissionsTotalThousandTons, RPE_SO2EmissionsSummerThousandTons, RPE_SO2EmissionsTotalThousandTons, RPE_DispatchableCapacityMW), MeetComparisonCriteria3,\"=1\",IF($E$8=\"IPM Region\",RPE_IPMRegionGroupAcronym,RPE_State),\"=\"&IF($E$8=\"National\",\"*\",$I94))))","v":0},0,24.000000009400001,24,null,39,"ME",1.0523386516734607,0,0]
[null,null,null,null,null,null,null,null,{"$f":"IF($B$8=\"State\",Map!P42,Map!O42)","v":"SD"},{"$f":"IF(I95=0,\"\",SUMIFS(CHOOSE(VLOOKUP($B$18,'Lookup tables'!$AK$5:$AM$15,3,0), RPE_FuelConsumptionSummerTBtu, RPE_FuelConsumptionTotalTBtu, RPE_GenerationSummerGWh, RPE_GenerationTotalGWh, RPE_CO2EmissionsSummerThousandTons, RPE_CO2EmissionsTotalThousandTons, RPE_NOXEmissionsSummerThousandTons, RPE_NOXEmissionsTotalThousandTons, RPE_SO2EmissionsSummerThousandTons, RPE_SO2EmissionsTotalThousandTons, RPE_DispatchableCapacityMW), MeetPrimaryCriteria2,\"=1\",IF($B$8=\"IPM Region\",RPE_IPMRegionGroupAcronym,RPE_State),\"=\"&IF($B$8=\"National\",\"*\",$I95)))","v":0.39705051521771312},{"$f":"IF(I95=0,\"\",IF($B$20=\"Actual\",0,SUMIFS(CHOOSE(VLOOKUP($B$35,'Lookup tables'!$AK$5:$AM$15,3,0), RPE_FuelConsumptionSummerTBtu, RPE_FuelConsumptionTotalTBtu, RPE_GenerationSummerGWh, RPE_GenerationTotalGWh, RPE_CO2EmissionsSummerThousandTons, RPE_CO2EmissionsTotalThousandTons, RPE_NOXEmissionsSummerThousandTons, RPE_NOXEmissionsTotalThousandTons, RPE_SO2EmissionsSummerThousandTons, RPE_SO2EmissionsTotalThousandTons, RPE_DispatchableCapacityMW), MeetComparisonCriteria2,\"=1\",IF($B$8=\"IPM Region\",RPE_IPMRegionGroupAcronym,RPE_State),\"=\"&IF($B$8=\"National\",\"*\",$I95))))","v":0},0.39705051521771312,{"$f":"IF(I95=0,\"\",SUMIFS(CHOOSE(VLOOKUP($E$18,'Lookup tables'!$AK$5:$AM$15,3,0), RPE_FuelConsumptionSummerTBtu, RPE_FuelConsumptionTotalTBtu, RPE_GenerationSummerGWh, RPE_GenerationTotalGWh, RPE_CO2EmissionsSummerThousandTons, RPE_CO2EmissionsTotalThousandTons, RPE_NOXEmissionsSummerThousandTons, RPE_NOXEmissionsTotalThousandTons, RPE_SO2EmissionsSummerThousandTons, RPE_SO2EmissionsTotalThousandTons, RPE_DispatchableCapacityMW), MeetPrimaryCriteria3,\"=1\",IF($E$8=\"IPM Region\",RPE_IPMRegionGroupAcronym,RPE_State),\"=\"&IF($E$8=\"National\",\"*\",$I95)))","v":0},{"$f":"IF(I95=0,\"\",IF($E$20=\"Actual\",0,SUMIFS(CHOOSE(VLOOKUP($E$35,'Lookup tables'!$AK$5:$AM$15,3,0), RPE_FuelConsumptionSummerTBtu, RPE_FuelConsumptionTotalTBtu, RPE_GenerationSummerGWh, RPE_GenerationTotalGWh, RPE_CO2EmissionsSummerThousandTons, RPE_CO2EmissionsTotalThousandTons, RPE_NOXEmissionsSummerThousandTons, RPE_NOXEmissionsTotalThousandTons, RPE_SO2EmissionsSummerThousandTons, RPE_SO2EmissionsTotalThousandTons, RPE_DispatchableCapacityMW), MeetComparisonCriteria3,\"=1\",IF($E$8=\"IPM Region\",RPE_IPMRegionGroupAcronym,RPE_State),\"=\"&IF($E$8=\"National\",\"*\",$I95))))","v":0},0,43.000000009499999,43,null,40,"OR",0.692699595759243,0,0]
[null,null,null,null,null,null,null,null,{"$f":"IF($B$8=\"State\",Map!P43,Map!O43)","v":"TN"},{"$f":"IF(I96=0,\"\",SUMIFS(CHOOSE(VLOOKUP($B$18,'Lookup tables'!$AK$5:$AM$15,3,0), RPE_FuelConsumptionSummerTBtu, RPE_FuelConsumptionTotalTBtu, RPE_GenerationSummerGWh, RPE_GenerationTotalGWh, RPE_CO2EmissionsSummerThousandTons, RPE_CO2EmissionsTotalThousandTons, RPE_NOXEmissionsSummerThousandTons, RPE_NOXEmissionsTotalThousandTons, RPE_SO2EmissionsSummerThousandTons, RPE_SO2EmissionsTotalThousandTons, RPE_DispatchableCapacityMW), MeetPrimaryCriteria2,\"=1\",IF($B$8=\"IPM Region\",RPE_IPMRegionGroupAcronym,RPE_State),\"=\"&IF($B$8=\"National\",\"*\",$I96)))","v":2.901550187209792},{"$f":"IF(I96=0,\"\",IF($B$20=\"Actual\",0,SUMIFS(CHOOSE(VLOOKUP($B$35,'Lookup tables'!$AK$5:$AM$15,3,0), RPE_FuelConsumptionSummerTBtu, RPE_FuelConsumptionTotalTBtu, RPE_GenerationSummerGWh, RPE_GenerationTotalGWh, RPE_CO2EmissionsSummerThousandTons, RPE_CO2EmissionsTotalThousandTons, RPE_NOXEmissionsSummerThousandTons, RPE_NOXEmissionsTotalThousandTons, RPE_SO2EmissionsSummerThousandTons, RPE_SO2EmissionsTotalThousandTons, RPE_DispatchableCapacityMW), MeetComparisonCriteria2,\"=1\",IF($B$8=\"IPM Region\",RPE_IPMRegionGroupAcronym,RPE_State),\"=\"&IF($B$8=\"National\",\"*\",$I96))))","v":0},2.901550187209792,{"$f":"IF(I96=0,\"\",SUMIFS(CHOOSE(VLOOKUP($E$18,'Lookup tables'!$AK$5:$AM$15,3,0), RPE_FuelConsumptionSummerTBtu, RPE_FuelConsumptionTotalTBtu, RPE_GenerationSummerGWh, RPE_GenerationTotalGWh, RPE_CO2EmissionsSummerThousandTons, RPE_CO2EmissionsTotalThousandTons, RPE_NOXEmissionsSummerThousandTons, RPE_NOXEmissionsTotalThousandTons, RPE_SO2EmissionsSummerThousandTons, RPE_SO2EmissionsTotalThousandTons, RPE_DispatchableCapacityMW), MeetPrimaryCriteria3,\"=1\",IF($E$8=\"IPM Region\",RPE_IPMRegionGroupAcronym,RPE_State),\"=\"&IF($E$8=\"National\",\"*\",$I96)))","v":0},{"$f":"IF(I96=0,\"\",IF($E$20=\"Actual\",0,SUMIFS(CHOOSE(VLOOKUP($E$35,'Lookup tables'!$AK$5:$AM$15,3,0), RPE_FuelConsumptionSummerTBtu, RPE_FuelConsumptionTotalTBtu, RPE_GenerationSummerGWh, RPE_GenerationTotalGWh, RPE_CO2EmissionsSummerThousandTons, RPE_CO2EmissionsTotalThousandTons, RPE_NOXEmissionsSummerThousandTons, RPE_NOXEmissionsTotalThousandTons, RPE_SO2EmissionsSummerThousandTons, RPE_SO2EmissionsTotalThousandTons, RPE_DispatchableCapacityMW), MeetComparisonCriteria3,\"=1\",IF($E$8=\"IPM Region\",RPE_IPMRegionGroupAcronym,RPE_State),\"=\"&IF($E$8=\"National\",\"*\",$I96))))","v":0},0,32.000000009600001,32,null,41,"NV",0.64152947419794049,0,0]
[null,null,null,null,null,null,null,null,{"$f":"IF($B$8=\"State\",Map!P44,Map!O44)","v":"TX"},{"$f":"IF(I97=0,\"\",SUMIFS(CHOOSE(VLOOKUP($B$18,'Lookup tables'!$AK$5:$AM$15,3,0), RPE_FuelConsumptionSummerTBtu, RPE_FuelConsumptionTotalTBtu, RPE_GenerationSummerGWh, RPE_GenerationTotalGWh, RPE_CO2EmissionsSummerThousandTons, RPE_CO2EmissionsTotalThousandTons, RPE_NOXEmissionsSummerThousandTons, RPE_NOXEmissionsTotalThousandTons, RPE_SO2EmissionsSummerThousandTons, RPE_SO2EmissionsTotalThousandTons, RPE_DispatchableCapacityMW), MeetPrimaryCriteria2,\"=1\",IF($B$8=\"IPM Region\",RPE_IPMRegionGroupAcronym,RPE_State),\"=\"&IF($B$8=\"National\",\"*\",$I97)))","v":43.212327845750202},{"$f":"IF(I97=0,\"\",IF($B$20=\"Actual\",0,SUMIFS(CHOOSE(VLOOKUP($B$35,'Lookup tables'!$AK$5:$AM$15,3,0), RPE_FuelConsumptionSummerTBtu, RPE_FuelConsumptionTotalTBtu, RPE_GenerationSummerGWh, RPE_GenerationTotalGWh, RPE_CO2EmissionsSummerThousandTons, RPE_CO2EmissionsTotalThousandTons, RPE_NOXEmissionsSummerThousandTons, RPE_NOXEmissionsTotalThousandTons, RPE_SO2EmissionsSummerThousandTons, RPE_SO2EmissionsTotalThousandTons, RPE_DispatchableCapacityMW), MeetComparisonCriteria2,\"=1\",IF($B$8=\"IPM Region\",RPE_IPMRegionGroupAcronym,RPE_State),\"=\"&IF($B$8=\"National\",\"*\",$I97))))","v":0},43.212327845750202,{"$f":"IF(I97=0,\"\",SUMIFS(CHOOSE(VLOOKUP($E$18,'Lookup tables'!$AK$5:$AM$15,3,0), RPE_FuelConsumptionSummerTBtu, RPE_FuelConsumptionTotalTBtu, RPE_GenerationSummerGWh, RPE_GenerationTotalGWh, RPE_CO2EmissionsSummerThousandTons, RPE_CO2EmissionsTotalThousandTons, RPE_NOXEmissionsSummerThousandTons, RPE_NOXEmissionsTotalThousandTons, RPE_SO2EmissionsSummerThousandTons, RPE_SO2EmissionsTotalThousandTons, RPE_DispatchableCapacityMW), MeetPrimaryCriteria3,\"=1\",IF($E$8=\"IPM Region\",RPE_IPMRegionGroupAcronym,RPE_State),\"=\"&IF($E$8=\"National\",\"*\",$I97)))","v":0},{"$f":"IF(I97=0,\"\",IF($E$20=\"Actual\",0,SUMIFS(CHOOSE(VLOOKUP($E$35,'Lookup tables'!$AK$5:$AM$15,3,0), RPE_FuelConsumptionSummerTBtu, RPE_FuelConsumptionTotalTBtu, RPE_GenerationSummerGWh, RPE_GenerationTotalGWh, RPE_CO2EmissionsSummerThousandTons, RPE_CO2EmissionsTotalThousandTons, RPE_NOXEmissionsSummerThousandTons, RPE_NOXEmissionsTotalThousandTons, RPE_SO2EmissionsSummerThousandTons, RPE_SO2EmissionsTotalThousandTons, RPE_DispatchableCapacityMW), MeetComparisonCriteria3,\"=1\",IF($E$8=\"IPM Region\",RPE_IPMRegionGroupAcronym,RPE_State),\"=\"&IF($E$8=\"National\",\"*\",$I97))))","v":0},0,1.0000000096999999,1,null,42,"WA",0.49126328562529514,0,0]
[null,null,null,null,null,null,null,null,{"$f":"IF($B$8=\"State\",Map!P45,Map!O45)","v":"UT"},{"$f":"IF(I98=0,\"\",SUMIFS(CHOOSE(VLOOKUP($B$18,'Lookup tables'!$AK$5:$AM$15,3,0), RPE_FuelConsumptionSummerTBtu, RPE_FuelConsumptionTotalTBtu, RPE_GenerationSummerGWh, RPE_GenerationTotalGWh, RPE_CO2EmissionsSummerThousandTons, RPE_CO2EmissionsTotalThousandTons, RPE_NOXEmissionsSummerThousandTons, RPE_NOXEmissionsTotalThousandTons, RPE_SO2EmissionsSummerThousandTons, RPE_SO2EmissionsTotalThousandTons, RPE_DispatchableCapacityMW), MeetPrimaryCriteria2,\"=1\",IF($B$8=\"IPM Region\",RPE_IPMRegionGroupAcronym,RPE_State),\"=\"&IF($B$8=\"National\",\"*\",$I98)))","v":8.1663811812185099},{"$f":"IF(I98=0,\"\",IF($B$20=\"Actual\",0,SUMIFS(CHOOSE(VLOOKUP($B$35,'Lookup tables'!$AK$5:$AM$15,3,0), RPE_FuelConsumptionSummerTBtu, RPE_FuelConsumptionTotalTBtu, RPE_GenerationSummerGWh, RPE_GenerationTotalGWh, RPE_CO2EmissionsSummerThousandTons, RPE_CO2EmissionsTotalThousandTons, RPE_NOXEmissionsSummerThousandTons, RPE_NOXEmissionsTotalThousandTons, RPE_SO2EmissionsSummerThousandTons, RPE_SO2EmissionsTotalThousandTons, RPE_DispatchableCapacityMW), MeetComparisonCriteria2,\"=1\",IF($B$8=\"IPM Region\",RPE_IPMRegionGroupAcronym,RPE_State),\"=\"&IF($B$8=\"National\",\"*\",$I98))))","v":0},8.1663811812185099,{"$f":"IF(I98=0,\"\",SUMIFS(CHOOSE(VLOOKUP($E$18,'Lookup tables'!$AK$5:$AM$15,3,0), RPE_FuelConsumptionSummerTBtu, RPE_FuelConsumptionTotalTBtu, RPE_GenerationSummerGWh, RPE_GenerationTotalGWh, RPE_CO2EmissionsSummerThousandTons, RPE_CO2EmissionsTotalThousandTons, RPE_NOXEmissionsSummerThousandTons, RPE_NOXEmissionsTotalThousandTons, RPE_SO2EmissionsSummerThousandTons, RPE_SO2EmissionsTotalThousandTons, RPE_DispatchableCapacityMW), MeetPrimaryCriteria3,\"=1\",IF($E$8=\"IPM Region\",RPE_IPMRegionGroupAcronym,RPE_State),\"=\"&IF($E$8=\"National\",\"*\",$I98)))","v":0},{"$f":"IF(I98=0,\"\",IF($E$20=\"Actual\",0,SUMIFS(CHOOSE(VLOOKUP($E$35,'Lookup tables'!$AK$5:$AM$15,3,0), RPE_FuelConsumptionSummerTBtu, RPE_FuelConsumptionTotalTBtu, RPE_GenerationSummerGWh, RPE_GenerationTotalGWh, RPE_CO2EmissionsSummerThousandTons, RPE_CO2EmissionsTotalThousandTons, RPE_NOXEmissionsSummerThousandTons, RPE_NOXEmissionsTotalThousandTons, RPE_SO2EmissionsSummerThousandTons, RPE_SO2EmissionsTotalThousandTons, RPE_DispatchableCapacityMW), MeetComparisonCriteria3,\"=1\",IF($E$8=\"IPM Region\",RPE_IPMRegionGroupAcronym,RPE_State),\"=\"&IF($E$8=\"National\",\"*\",$I98))))","v":0},0,16.000000009800001,16,null,43,"SD",0.39705051521771312,0,0]
[null,null,null,null,null,null,null,null,{"$f":"IF($B$8=\"State\",Map!P46,Map!O46)","v":"VA"},{"$f":"IF(I99=0,\"\",SUMIFS(CHOOSE(VLOOKUP($B$18,'Lookup tables'!$AK$5:$AM$15,3,0), RPE_FuelConsumptionSummerTBtu, RPE_FuelConsumptionTotalTBtu, RPE_GenerationSummerGWh, RPE_GenerationTotalGWh, RPE_CO2EmissionsSummerThousandTons, RPE_CO2EmissionsTotalThousandTons, RPE_NOXEmissionsSummerThousandTons, RPE_NOXEmissionsTotalThousandTons, RPE_SO2EmissionsSummerThousandTons, RPE_SO2EmissionsTotalThousandTons, RPE_DispatchableCapacityMW), MeetPrimaryCriteria2,\"=1\",IF($B$8=\"IPM Region\",RPE_IPMRegionGroupAcronym,RPE_State),\"=\"&IF($B$8=\"National\",\"*\",$I99)))","v":3.9093198579996806},{"$f":"IF(I99=0,\"\",IF($B$20=\"Actual\",0,SUMIFS(CHOOSE(VLOOKUP($B$35,'Lookup tables'!$AK$5:$AM$15,3,0), RPE_FuelConsumptionSummerTBtu, RPE_FuelConsumptionTotalTBtu, RPE_GenerationSummerGWh, RPE_GenerationTotalGWh, RPE_CO2EmissionsSummerThousandTons, RPE_CO2EmissionsTotalThousandTons, RPE_NOXEmissionsSummerThousandTons, RPE_NOXEmissionsTotalThousandTons, RPE_SO2EmissionsSummerThousandTons, RPE_SO2EmissionsTotalThousandTons, RPE_DispatchableCapacityMW), MeetComparisonCriteria2,\"=1\",IF($B$8=\"IPM Region\",RPE_IPMRegionGroupAcronym,RPE_State),\"=\"&IF($B$8=\"National\",\"*\",$I99))))","v":0},3.9093198579996806,{"$f":"IF(I99=0,\"\",SUMIFS(CHOOSE(VLOOKUP($E$18,'Lookup tables'!$AK$5:$AM$15,3,0), RPE_FuelConsumptionSummerTBtu, RPE_FuelConsumptionTotalTBtu, RPE_GenerationSummerGWh, RPE_GenerationTotalGWh, RPE_CO2EmissionsSummerThousandTons, RPE_CO2EmissionsTotalThousandTons, RPE_NOXEmissionsSummerThousandTons, RPE_NOXEmissionsTotalThousandTons, RPE_SO2EmissionsSummerThousandTons, RPE_SO2EmissionsTotalThousandTons, RPE_DispatchableCapacityMW), MeetPrimaryCriteria3,\"=1\",IF($E$8=\"IPM Region\",RPE_IPMRegionGroupAcronym,RPE_State),\"=\"&IF($E$8=\"National\",\"*\",$I99)))","v":0},{"$f":"IF(I99=0,\"\",IF($E$20=\"Actual\",0,SUMIFS(CHOOSE(VLOOKUP($E$35,'Lookup tables'!$AK$5:$AM$15,3,0), RPE_FuelConsumptionSummerTBtu, RPE_FuelConsumptionTotalTBtu, RPE_GenerationSummerGWh, RPE_GenerationTotalGWh, RPE_CO2EmissionsSummerThousandTons, RPE_CO2EmissionsTotalThousandTons, RPE_NOXEmissionsSummerThousandTons, RPE_NOXEmissionsTotalThousandTons, RPE_SO2EmissionsSummerThousandTons, RPE_SO2EmissionsTotalThousandTons, RPE_DispatchableCapacityMW), MeetComparisonCriteria3,\"=1\",IF($E$8=\"IPM Region\",RPE_IPMRegionGroupAcronym,RPE_State),\"=\"&IF($E$8=\"National\",\"*\",$I99))))","v":0},0,31.000000009899999,31,null,44,"RI",0.35805339438951483,0,0]
[null,null,null,null,null,null,null,null,{"$f":"IF($B$8=\"State\",Map!P47,Map!O47)","v":"VT"},{"$f":"IF(I100=0,\"\",SUMIFS(CHOOSE(VLOOKUP($B$18,'Lookup tables'!$AK$5:$AM$15,3,0), RPE_FuelConsumptionSummerTBtu, RPE_FuelConsumptionTotalTBtu, RPE_GenerationSummerGWh, RPE_GenerationTotalGWh, RPE_CO2EmissionsSummerThousandTons, RPE_CO2EmissionsTotalThousandTons, RPE_NOXEmissionsSummerThousandTons, RPE_NOXEmissionsTotalThousandTons, RPE_SO2EmissionsSummerThousandTons, RPE_SO2EmissionsTotalThousandTons, RPE_DispatchableCapacityMW), MeetPrimaryCriteria2,\"=1\",IF($B$8=\"IPM Region\",RPE_IPMRegionGroupAcronym,RPE_State),\"=\"&IF($B$8=\"National\",\"*\",$I100)))","v":8.5953089088E-3},{"$f":"IF(I100=0,\"\",IF($B$20=\"Actual\",0,SUMIFS(CHOOSE(VLOOKUP($B$35,'Lookup tables'!$AK$5:$AM$15,3,0), RPE_FuelConsumptionSummerTBtu, RPE_FuelConsumptionTotalTBtu, RPE_GenerationSummerGWh, RPE_GenerationTotalGWh, RPE_CO2EmissionsSummerThousandTons, RPE_CO2EmissionsTotalThousandTons, RPE_NOXEmissionsSummerThousandTons, RPE_NOXEmissionsTotalThousandTons, RPE_SO2EmissionsSummerThousandTons, RPE_SO2EmissionsTotalThousandTons, RPE_DispatchableCapacityMW), MeetComparisonCriteria2,\"=1\",IF($B$8=\"IPM Region\",RPE_IPMRegionGroupAcronym,RPE_State),\"=\"&IF($B$8=\"National\",\"*\",$I100))))","v":0},8.5953089088E-3,{"$f":"IF(I100=0,\"\",SUMIFS(CHOOSE(VLOOKUP($E$18,'Lookup tables'!$AK$5:$AM$15,3,0), RPE_FuelConsumptionSummerTBtu, RPE_FuelConsumptionTotalTBtu, RPE_GenerationSummerGWh, RPE_GenerationTotalGWh, RPE_CO2EmissionsSummerThousandTons, RPE_CO2EmissionsTotalThousandTons, RPE_NOXEmissionsSummerThousandTons, RPE_NOXEmissionsTotalThousandTons, RPE_SO2EmissionsSummerThousandTons, RPE_SO2EmissionsTotalThousandTons, RPE_DispatchableCapacityMW), MeetPrimaryCriteria3,\"=1\",IF($E$8=\"IPM Region\",RPE_IPMRegionGroupAcronym,RPE_State),\"=\"&IF($E$8=\"National\",\"*\",$I100)))","v":0},{"$f":"IF(I100=0,\"\",IF($E$20=\"Actual\",0,SUMIFS(CHOOSE(VLOOKUP($E$35,'Lookup tables'!$AK$5:$AM$15,3,0), RPE_FuelConsumptionSummerTBtu, RPE_FuelConsumptionTotalTBtu, RPE_GenerationSummerGWh, RPE_GenerationTotalGWh, RPE_CO2EmissionsSummerThousandTons, RPE_CO2EmissionsTotalThousandTons, RPE_NOXEmissionsSummerThousandTons, RPE_NOXEmissionsTotalThousandTons, RPE_SO2EmissionsSummerThousandTons, RPE_SO2EmissionsTotalThousandTons, RPE_DispatchableCapacityMW), MeetComparisonCriteria3,\"=1\",IF($E$8=\"IPM Region\",RPE_IPMRegionGroupAcronym,RPE_State),\"=\"&IF($E$8=\"National\",\"*\",$I100))))","v":0},0,48.000000010000001,48,null,45,"NH",0.30959155742961991,0,0]
[null,null,null,null,null,null,null,null,{"$f":"IF($B$8=\"State\",Map!P48,Map!O48)","v":"WA"},{"$f":"IF(I101=0,\"\",SUMIFS(CHOOSE(VLOOKUP($B$18,'Lookup tables'!$AK$5:$AM$15,3,0), RPE_FuelConsumptionSummerTBtu, RPE_FuelConsumptionTotalTBtu, RPE_GenerationSummerGWh, RPE_GenerationTotalGWh, RPE_CO2EmissionsSummerThousandTons, RPE_CO2EmissionsTotalThousandTons, RPE_NOXEmissionsSummerThousandTons, RPE_NOXEmissionsTotalThousandTons, RPE_SO2EmissionsSummerThousandTons, RPE_SO2EmissionsTotalThousandTons, RPE_DispatchableCapacityMW), MeetPrimaryCriteria2,\"=1\",IF($B$8=\"IPM Region\",RPE_IPMRegionGroupAcronym,RPE_State),\"=\"&IF($B$8=\"National\",\"*\",$I101)))","v":0.49126328562529514},{"$f":"IF(I101=0,\"\",IF($B$20=\"Actual\",0,SUMIFS(CHOOSE(VLOOKUP($B$35,'Lookup tables'!$AK$5:$AM$15,3,0), RPE_FuelConsumptionSummerTBtu, RPE_FuelConsumptionTotalTBtu, RPE_GenerationSummerGWh, RPE_GenerationTotalGWh, RPE_CO2EmissionsSummerThousandTons, RPE_CO2EmissionsTotalThousandTons, RPE_NOXEmissionsSummerThousandTons, RPE_NOXEmissionsTotalThousandTons, RPE_SO2EmissionsSummerThousandTons, RPE_SO2EmissionsTotalThousandTons, RPE_DispatchableCapacityMW), MeetComparisonCriteria2,\"=1\",IF($B$8=\"IPM Region\",RPE_IPMRegionGroupAcronym,RPE_State),\"=\"&IF($B$8=\"National\",\"*\",$I101))))","v":0},0.49126328562529514,{"$f":"IF(I101=0,\"\",SUMIFS(CHOOSE(VLOOKUP($E$18,'Lookup tables'!$AK$5:$AM$15,3,0), RPE_FuelConsumptionSummerTBtu, RPE_FuelConsumptionTotalTBtu, RPE_GenerationSummerGWh, RPE_GenerationTotalGWh, RPE_CO2EmissionsSummerThousandTons, RPE_CO2EmissionsTotalThousandTons, RPE_NOXEmissionsSummerThousandTons, RPE_NOXEmissionsTotalThousandTons, RPE_SO2EmissionsSummerThousandTons, RPE_SO2EmissionsTotalThousandTons, RPE_DispatchableCapacityMW), MeetPrimaryCriteria3,\"=1\",IF($E$8=\"IPM Region\",RPE_IPMRegionGroupAcronym,RPE_State),\"=\"&IF($E$8=\"National\",\"*\",$I101)))","v":0},{"$f":"IF(I101=0,\"\",IF($E$20=\"Actual\",0,SUMIFS(CHOOSE(VLOOKUP($E$35,'Lookup tables'!$AK$5:$AM$15,3,0), RPE_FuelConsumptionSummerTBtu, RPE_FuelConsumptionTotalTBtu, RPE_GenerationSummerGWh, RPE_GenerationTotalGWh, RPE_CO2EmissionsSummerThousandTons, RPE_CO2EmissionsTotalThousandTons, RPE_NOXEmissionsSummerThousandTons, RPE_NOXEmissionsTotalThousandTons, RPE_SO2EmissionsSummerThousandTons, RPE_SO2EmissionsTotalThousandTons, RPE_DispatchableCapacityMW), MeetComparisonCriteria3,\"=1\",IF($E$8=\"IPM Region\",RPE_IPMRegionGroupAcronym,RPE_State),\"=\"&IF($E$8=\"National\",\"*\",$I101))))","v":0},0,42.000000010100003,42,null,46,"DE",0.20567385235434699,0,0]
[null,null,null,null,null,null,null,null,{"$f":"IF($B$8=\"State\",Map!P49,Map!O49)","v":"WI"},{"$f":"IF(I102=0,\"\",SUMIFS(CHOOSE(VLOOKUP($B$18,'Lookup tables'!$AK$5:$AM$15,3,0), RPE_FuelConsumptionSummerTBtu, RPE_FuelConsumptionTotalTBtu, RPE_GenerationSummerGWh, RPE_GenerationTotalGWh, RPE_CO2EmissionsSummerThousandTons, RPE_CO2EmissionsTotalThousandTons, RPE_NOXEmissionsSummerThousandTons, RPE_NOXEmissionsTotalThousandTons, RPE_SO2EmissionsSummerThousandTons, RPE_SO2EmissionsTotalThousandTons, RPE_DispatchableCapacityMW), MeetPrimaryCriteria2,\"=1\",IF($B$8=\"IPM Region\",RPE_IPMRegionGroupAcronym,RPE_State),\"=\"&IF($B$8=\"National\",\"*\",$I102)))","v":3.9831305695503416},{"$f":"IF(I102=0,\"\",IF($B$20=\"Actual\",0,SUMIFS(CHOOSE(VLOOKUP($B$35,'Lookup tables'!$AK$5:$AM$15,3,0), RPE_FuelConsumptionSummerTBtu, RPE_FuelConsumptionTotalTBtu, RPE_GenerationSummerGWh, RPE_GenerationTotalGWh, RPE_CO2EmissionsSummerThousandTons, RPE_CO2EmissionsTotalThousandTons, RPE_NOXEmissionsSummerThousandTons, RPE_NOXEmissionsTotalThousandTons, RPE_SO2EmissionsSummerThousandTons, RPE_SO2EmissionsTotalThousandTons, RPE_DispatchableCapacityMW), MeetComparisonCriteria2,\"=1\",IF($B$8=\"IPM Region\",RPE_IPMRegionGroupAcronym,RPE_State),\"=\"&IF($B$8=\"National\",\"*\",$I102))))","v":0},3.9831305695503416,{"$f":"IF(I102=0,\"\",SUMIFS(CHOOSE(VLOOKUP($E$18,'Lookup tables'!$AK$5:$AM$15,3,0), RPE_FuelConsumptionSummerTBtu, RPE_FuelConsumptionTotalTBtu, RPE_GenerationSummerGWh, RPE_GenerationTotalGWh, RPE_CO2EmissionsSummerThousandTons, RPE_CO2EmissionsTotalThousandTons, RPE_NOXEmissionsSummerThousandTons, RPE_NOXEmissionsTotalThousandTons, RPE_SO2EmissionsSummerThousandTons, RPE_SO2EmissionsTotalThousandTons, RPE_DispatchableCapacityMW), MeetPrimaryCriteria3,\"=1\",IF($E$8=\"IPM Region\",RPE_IPMRegionGroupAcronym,RPE_State),\"=\"&IF($E$8=\"National\",\"*\",$I102)))","v":0},{"$f":"IF(I102=0,\"\",IF($E$20=\"Actual\",0,SUMIFS(CHOOSE(VLOOKUP($E$35,'Lookup tables'!$AK$5:$AM$15,3,0), RPE_FuelConsumptionSummerTBtu, RPE_FuelConsumptionTotalTBtu, RPE_GenerationSummerGWh, RPE_GenerationTotalGWh, RPE_CO2EmissionsSummerThousandTons, RPE_CO2EmissionsTotalThousandTons, RPE_NOXEmissionsSummerThousandTons, RPE_NOXEmissionsTotalThousandTons, RPE_SO2EmissionsSummerThousandTons, RPE_SO2EmissionsTotalThousandTons, RPE_DispatchableCapacityMW), MeetComparisonCriteria3,\"=1\",IF($E$8=\"IPM Region\",RPE_IPMRegionGroupAcronym,RPE_State),\"=\"&IF($E$8=\"National\",\"*\",$I102))))","v":0},0,30.000000010200001,30,null,47,"ID",8.9064568559036758E-2,0,0]
[null,null,null,null,null,null,null,null,{"$f":"IF($B$8=\"State\",Map!P50,Map!O50)","v":"WV"},{"$f":"IF(I103=0,\"\",SUMIFS(CHOOSE(VLOOKUP($B$18,'Lookup tables'!$AK$5:$AM$15,3,0), RPE_FuelConsumptionSummerTBtu, RPE_FuelConsumptionTotalTBtu, RPE_GenerationSummerGWh, RPE_GenerationTotalGWh, RPE_CO2EmissionsSummerThousandTons, RPE_CO2EmissionsTotalThousandTons, RPE_NOXEmissionsSummerThousandTons, RPE_NOXEmissionsTotalThousandTons, RPE_SO2EmissionsSummerThousandTons, RPE_SO2EmissionsTotalThousandTons, RPE_DispatchableCapacityMW), MeetPrimaryCriteria2,\"=1\",IF($B$8=\"IPM Region\",RPE_IPMRegionGroupAcronym,RPE_State),\"=\"&IF($B$8=\"National\",\"*\",$I103)))","v":19.871190508633344},{"$f":"IF(I103=0,\"\",IF($B$20=\"Actual\",0,SUMIFS(CHOOSE(VLOOKUP($B$35,'Lookup tables'!$AK$5:$AM$15,3,0), RPE_FuelConsumptionSummerTBtu, RPE_FuelConsumptionTotalTBtu, RPE_GenerationSummerGWh, RPE_GenerationTotalGWh, RPE_CO2EmissionsSummerThousandTons, RPE_CO2EmissionsTotalThousandTons, RPE_NOXEmissionsSummerThousandTons, RPE_NOXEmissionsTotalThousandTons, RPE_SO2EmissionsSummerThousandTons, RPE_SO2EmissionsTotalThousandTons, RPE_DispatchableCapacityMW), MeetComparisonCriteria2,\"=1\",IF($B$8=\"IPM Region\",RPE_IPMRegionGroupAcronym,RPE_State),\"=\"&IF($B$8=\"National\",\"*\",$I103))))","v":0},19.871190508633344,{"$f":"IF(I103=0,\"\",SUMIFS(CHOOSE(VLOOKUP($E$18,'Lookup tables'!$AK$5:$AM$15,3,0), RPE_FuelConsumptionSummerTBtu, RPE_FuelConsumptionTotalTBtu, RPE_GenerationSummerGWh, RPE_GenerationTotalGWh, RPE_CO2EmissionsSummerThousandTons, RPE_CO2EmissionsTotalThousandTons, RPE_NOXEmissionsSummerThousandTons, RPE_NOXEmissionsTotalThousandTons, RPE_SO2EmissionsSummerThousandTons, RPE_SO2EmissionsTotalThousandTons, RPE_DispatchableCapacityMW), MeetPrimaryCriteria3,\"=1\",IF($E$8=\"IPM Region\",RPE_IPMRegionGroupAcronym,RPE_State),\"=\"&IF($E$8=\"National\",\"*\",$I103)))","v":0},{"$f":"IF(I103=0,\"\",IF($E$20=\"Actual\",0,SUMIFS(CHOOSE(VLOOKUP($E$35,'Lookup tables'!$AK$5:$AM$15,3,0), RPE_FuelConsumptionSummerTBtu, RPE_FuelConsumptionTotalTBtu, RPE_GenerationSummerGWh, RPE_GenerationTotalGWh, RPE_CO2EmissionsSummerThousandTons, RPE_CO2EmissionsTotalThousandTons, RPE_NOXEmissionsSummerThousandTons, RPE_NOXEmissionsTotalThousandTons, RPE_SO2EmissionsSummerThousandTons, RPE_SO2EmissionsTotalThousandTons, RPE_DispatchableCapacityMW), MeetComparisonCriteria3,\"=1\",IF($E$8=\"IPM Region\",RPE_IPMRegionGroupAcronym,RPE_State),\"=\"&IF($E$8=\"National\",\"*\",$I103))))","v":0},0,2.0000000103,2,null,48,"VT",8.5953089088E-3,0,0]
[null,null,null,null,null,null,null,null,{"$f":"IF($B$8=\"State\",Map!P51,Map!O51)","v":"WY"},{"$f":"IF(I104=0,\"\",SUMIFS(CHOOSE(VLOOKUP($B$18,'Lookup tables'!$AK$5:$AM$15,3,0), RPE_FuelConsumptionSummerTBtu, RPE_FuelConsumptionTotalTBtu, RPE_GenerationSummerGWh, RPE_GenerationTotalGWh, RPE_CO2EmissionsSummerThousandTons, RPE_CO2EmissionsTotalThousandTons, RPE_NOXEmissionsSummerThousandTons, RPE_NOXEmissionsTotalThousandTons, RPE_SO2EmissionsSummerThousandTons, RPE_SO2EmissionsTotalThousandTons, RPE_DispatchableCapacityMW), MeetPrimaryCriteria2,\"=1\",IF($B$8=\"IPM Region\",RPE_IPMRegionGroupAcronym,RPE_State),\"=\"&IF($B$8=\"National\",\"*\",$I104)))","v":7.4373117393539161},{"$f":"IF(I104=0,\"\",IF($B$20=\"Actual\",0,SUMIFS(CHOOSE(VLOOKUP($B$35,'Lookup tables'!$AK$5:$AM$15,3,0), RPE_FuelConsumptionSummerTBtu, RPE_FuelConsumptionTotalTBtu, RPE_GenerationSummerGWh, RPE_GenerationTotalGWh, RPE_CO2EmissionsSummerThousandTons, RPE_CO2EmissionsTotalThousandTons, RPE_NOXEmissionsSummerThousandTons, RPE_NOXEmissionsTotalThousandTons, RPE_SO2EmissionsSummerThousandTons, RPE_SO2EmissionsTotalThousandTons, RPE_DispatchableCapacityMW), MeetComparisonCriteria2,\"=1\",IF($B$8=\"IPM Region\",RPE_IPMRegionGroupAcronym,RPE_State),\"=\"&IF($B$8=\"National\",\"*\",$I104))))","v":0},7.4373117393539161,{"$f":"IF(I104=0,\"\",SUMIFS(CHOOSE(VLOOKUP($E$18,'Lookup tables'!$AK$5:$AM$15,3,0), RPE_FuelConsumptionSummerTBtu, RPE_FuelConsumptionTotalTBtu, RPE_GenerationSummerGWh, RPE_GenerationTotalGWh, RPE_CO2EmissionsSummerThousandTons, RPE_CO2EmissionsTotalThousandTons, RPE_NOXEmissionsSummerThousandTons, RPE_NOXEmissionsTotalThousandTons, RPE_SO2EmissionsSummerThousandTons, RPE_SO2EmissionsTotalThousandTons, RPE_DispatchableCapacityMW), MeetPrimaryCriteria3,\"=1\",IF($E$8=\"IPM Region\",RPE_IPMRegionGroupAcronym,RPE_State),\"=\"&IF($E$8=\"National\",\"*\",$I104)))","v":0},{"$f":"IF(I104=0,\"\",IF($E$20=\"Actual\",0,SUMIFS(CHOOSE(VLOOKUP($E$35,'Lookup tables'!$AK$5:$AM$15,3,0), RPE_FuelConsumptionSummerTBtu, RPE_FuelConsumptionTotalTBtu, RPE_GenerationSummerGWh, RPE_GenerationTotalGWh, RPE_CO2EmissionsSummerThousandTons, RPE_CO2EmissionsTotalThousandTons, RPE_NOXEmissionsSummerThousandTons, RPE_NOXEmissionsTotalThousandTons, RPE_SO2EmissionsSummerThousandTons, RPE_SO2EmissionsTotalThousandTons, RPE_DispatchableCapacityMW), MeetComparisonCriteria3,\"=1\",IF($E$8=\"IPM Region\",RPE_IPMRegionGroupAcronym,RPE_State),\"=\"&IF($E$8=\"National\",\"*\",$I104))))","v":0},0,22.000000010400001,22,null,49,"DC",8.5299163691808467E-4,0,0]
[null,null,null,null,null,null,null,null,{"$f":"IF($B$8=\"State\",Map!P52,Map!O52)","v":"  "},{"$f":"IF(I105=0,\"\",SUMIFS(CHOOSE(VLOOKUP($B$18,'Lookup tables'!$AK$5:$AM$15,3,0), RPE_FuelConsumptionSummerTBtu, RPE_FuelConsumptionTotalTBtu, RPE_GenerationSummerGWh, RPE_GenerationTotalGWh, RPE_CO2EmissionsSummerThousandTons, RPE_CO2EmissionsTotalThousandTons, RPE_NOXEmissionsSummerThousandTons, RPE_NOXEmissionsTotalThousandTons, RPE_SO2EmissionsSummerThousandTons, RPE_SO2EmissionsTotalThousandTons, RPE_DispatchableCapacityMW), MeetPrimaryCriteria2,\"=1\",IF($B$8=\"IPM Region\",RPE_IPMRegionGroupAcronym,RPE_State),\"=\"&IF($B$8=\"National\",\"*\",$I105)))","v":0},{"$f":"IF(I105=0,\"\",IF($B$20=\"Actual\",0,SUMIFS(CHOOSE(VLOOKUP($B$35,'Lookup tables'!$AK$5:$AM$15,3,0), RPE_FuelConsumptionSummerTBtu, RPE_FuelConsumptionTotalTBtu, RPE_GenerationSummerGWh, RPE_GenerationTotalGWh, RPE_CO2EmissionsSummerThousandTons, RPE_CO2EmissionsTotalThousandTons, RPE_NOXEmissionsSummerThousandTons, RPE_NOXEmissionsTotalThousandTons, RPE_SO2EmissionsSummerThousandTons, RPE_SO2EmissionsTotalThousandTons, RPE_DispatchableCapacityMW), MeetComparisonCriteria2,\"=1\",IF($B$8=\"IPM Region\",RPE_IPMRegionGroupAcronym,RPE_State),\"=\"&IF($B$8=\"National\",\"*\",$I105))))","v":0},0,{"$f":"IF(I105=0,\"\",SUMIFS(CHOOSE(VLOOKUP($E$18,'Lookup tables'!$AK$5:$AM$15,3,0), RPE_FuelConsumptionSummerTBtu, RPE_FuelConsumptionTotalTBtu, RPE_GenerationSummerGWh, RPE_GenerationTotalGWh, RPE_CO2EmissionsSummerThousandTons, RPE_CO2EmissionsTotalThousandTons, RPE_NOXEmissionsSummerThousandTons, RPE_NOXEmissionsTotalThousandTons, RPE_SO2EmissionsSummerThousandTons, RPE_SO2EmissionsTotalThousandTons, RPE_DispatchableCapacityMW), MeetPrimaryCriteria3,\"=1\",IF($E$8=\"IPM Region\",RPE_IPMRegionGroupAcronym,RPE_State),\"=\"&IF($E$8=\"National\",\"*\",$I105)))","v":0},{"$f":"IF(I105=0,\"\",IF($E$20=\"Actual\",0,SUMIFS(CHOOSE(VLOOKUP($E$35,'Lookup tables'!$AK$5:$AM$15,3,0), RPE_FuelConsumptionSummerTBtu, RPE_FuelConsumptionTotalTBtu, RPE_GenerationSummerGWh, RPE_GenerationTotalGWh, RPE_CO2EmissionsSummerThousandTons, RPE_CO2EmissionsTotalThousandTons, RPE_NOXEmissionsSummerThousandTons, RPE_NOXEmissionsTotalThousandTons, RPE_SO2EmissionsSummerThousandTons, RPE_SO2EmissionsTotalThousandTons, RPE_DispatchableCapacityMW), MeetComparisonCriteria3,\"=1\",IF($E$8=\"IPM Region\",RPE_IPMRegionGroupAcronym,RPE_State),\"=\"&IF($E$8=\"National\",\"*\",$I105))))","v":0},0,"","",null,"","","","",0]
[null,null,null,null,null,null,null,null,{"$f":"IF($B$8=\"State\",Map!P53,Map!O53)","v":0},{"$f":"IF(I106=0,\"\",SUMIFS(CHOOSE(VLOOKUP($B$18,'Lookup tables'!$AK$5:$AM$15,3,0), RPE_FuelConsumptionSummerTBtu, RPE_FuelConsumptionTotalTBtu, RPE_GenerationSummerGWh, RPE_GenerationTotalGWh, RPE_CO2EmissionsSummerThousandTons, RPE_CO2EmissionsTotalThousandTons, RPE_NOXEmissionsSummerThousandTons, RPE_NOXEmissionsTotalThousandTons, RPE_SO2EmissionsSummerThousandTons, RPE_SO2EmissionsTotalThousandTons, RPE_DispatchableCapacityMW), MeetPrimaryCriteria2,\"=1\",IF($B$8=\"IPM Region\",RPE_IPMRegionGroupAcronym,RPE_State),\"=\"&IF($B$8=\"National\",\"*\",$I106)))","v":""},{"$f":"IF(I106=0,\"\",IF($B$20=\"Actual\",0,SUMIFS(CHOOSE(VLOOKUP($B$35,'Lookup tables'!$AK$5:$AM$15,3,0), RPE_FuelConsumptionSummerTBtu, RPE_FuelConsumptionTotalTBtu, RPE_GenerationSummerGWh, RPE_GenerationTotalGWh, RPE_CO2EmissionsSummerThousandTons, RPE_CO2EmissionsTotalThousandTons, RPE_NOXEmissionsSummerThousandTons, RPE_NOXEmissionsTotalThousandTons, RPE_SO2EmissionsSummerThousandTons, RPE_SO2EmissionsTotalThousandTons, RPE_DispatchableCapacityMW), MeetComparisonCriteria2,\"=1\",IF($B$8=\"IPM Region\",RPE_IPMRegionGroupAcronym,RPE_State),\"=\"&IF($B$8=\"National\",\"*\",$I106))))","v":""},"",{"$f":"IF(I106=0,\"\",SUMIFS(CHOOSE(VLOOKUP($E$18,'Lookup tables'!$AK$5:$AM$15,3,0), RPE_FuelConsumptionSummerTBtu, RPE_FuelConsumptionTotalTBtu, RPE_GenerationSummerGWh, RPE_GenerationTotalGWh, RPE_CO2EmissionsSummerThousandTons, RPE_CO2EmissionsTotalThousandTons, RPE_NOXEmissionsSummerThousandTons, RPE_NOXEmissionsTotalThousandTons, RPE_SO2EmissionsSummerThousandTons, RPE_SO2EmissionsTotalThousandTons, RPE_DispatchableCapacityMW), MeetPrimaryCriteria3,\"=1\",IF($E$8=\"IPM Region\",RPE_IPMRegionGroupAcronym,RPE_State),\"=\"&IF($E$8=\"National\",\"*\",$I106)))","v":""},{"$f":"IF(I106=0,\"\",IF($E$20=\"Actual\",0,SUMIFS(CHOOSE(VLOOKUP($E$35,'Lookup tables'!$AK$5:$AM$15,3,0), RPE_FuelConsumptionSummerTBtu, RPE_FuelConsumptionTotalTBtu, RPE_GenerationSummerGWh, RPE_GenerationTotalGWh, RPE_CO2EmissionsSummerThousandTons, RPE_CO2EmissionsTotalThousandTons, RPE_NOXEmissionsSummerThousandTons, RPE_NOXEmissionsTotalThousandTons, RPE_SO2EmissionsSummerThousandTons, RPE_SO2EmissionsTotalThousandTons, RPE_DispatchableCapacityMW), MeetComparisonCriteria3,\"=1\",IF($E$8=\"IPM Region\",RPE_IPMRegionGroupAcronym,RPE_State),\"=\"&IF($E$8=\"National\",\"*\",$I106))))","v":""},"","",{"$f":"IF(OR(I106=\"  \",I106=0),\"\",IF($Q$53=\"Alphabetical\",100-(ROW()-6),RANK(P106,IF($B$8=\"State\",$P$56:$P$104,$P$56:$P$118),IF($Q$53=\"Descending\",0,1))))","v":""},null,"","","","",0]
[null,null,null,null,null,null,null,null,{"$f":"IF($B$8=\"State\",Map!P54,Map!O54)","v":0},{"$f":"IF(I107=0,\"\",SUMIFS(CHOOSE(VLOOKUP($B$18,'Lookup tables'!$AK$5:$AM$15,3,0), RPE_FuelConsumptionSummerTBtu, RPE_FuelConsumptionTotalTBtu, RPE_GenerationSummerGWh, RPE_GenerationTotalGWh, RPE_CO2EmissionsSummerThousandTons, RPE_CO2EmissionsTotalThousandTons, RPE_NOXEmissionsSummerThousandTons, RPE_NOXEmissionsTotalThousandTons, RPE_SO2EmissionsSummerThousandTons, RPE_SO2EmissionsTotalThousandTons, RPE_DispatchableCapacityMW), MeetPrimaryCriteria2,\"=1\",IF($B$8=\"IPM Region\",RPE_IPMRegionGroupAcronym,RPE_State),\"=\"&IF($B$8=\"National\",\"*\",$I107)))","v":""},{"$f":"IF(I107=0,\"\",IF($B$20=\"Actual\",0,SUMIFS(CHOOSE(VLOOKUP($B$35,'Lookup tables'!$AK$5:$AM$15,3,0), RPE_FuelConsumptionSummerTBtu, RPE_FuelConsumptionTotalTBtu, RPE_GenerationSummerGWh, RPE_GenerationTotalGWh, RPE_CO2EmissionsSummerThousandTons, RPE_CO2EmissionsTotalThousandTons, RPE_NOXEmissionsSummerThousandTons, RPE_NOXEmissionsTotalThousandTons, RPE_SO2EmissionsSummerThousandTons, RPE_SO2EmissionsTotalThousandTons, RPE_DispatchableCapacityMW), MeetComparisonCriteria2,\"=1\",IF($B$8=\"IPM Region\",RPE_IPMRegionGroupAcronym,RPE_State),\"=\"&IF($B$8=\"National\",\"*\",$I107))))","v":""},"",{"$f":"IF(I107=0,\"\",SUMIFS(CHOOSE(VLOOKUP($E$18,'Lookup tables'!$AK$5:$AM$15,3,0), RPE_FuelConsumptionSummerTBtu, RPE_FuelConsumptionTotalTBtu, RPE_GenerationSummerGWh, RPE_GenerationTotalGWh, RPE_CO2EmissionsSummerThousandTons, RPE_CO2EmissionsTotalThousandTons, RPE_NOXEmissionsSummerThousandTons, RPE_NOXEmissionsTotalThousandTons, RPE_SO2EmissionsSummerThousandTons, RPE_SO2EmissionsTotalThousandTons, RPE_DispatchableCapacityMW), MeetPrimaryCriteria3,\"=1\",IF($E$8=\"IPM Region\",RPE_IPMRegionGroupAcronym,RPE_State),\"=\"&IF($E$8=\"National\",\"*\",$I107)))","v":""},{"$f":"IF(I107=0,\"\",IF($E$20=\"Actual\",0,SUMIFS(CHOOSE(VLOOKUP($E$35,'Lookup tables'!$AK$5:$AM$15,3,0), RPE_FuelConsumptionSummerTBtu, RPE_FuelConsumptionTotalTBtu, RPE_GenerationSummerGWh, RPE_GenerationTotalGWh, RPE_CO2EmissionsSummerThousandTons, RPE_CO2EmissionsTotalThousandTons, RPE_NOXEmissionsSummerThousandTons, RPE_NOXEmissionsTotalThousandTons, RPE_SO2EmissionsSummerThousandTons, RPE_SO2EmissionsTotalThousandTons, RPE_DispatchableCapacityMW), MeetComparisonCriteria3,\"=1\",IF($E$8=\"IPM Region\",RPE_IPMRegionGroupAcronym,RPE_State),\"=\"&IF($E$8=\"National\",\"*\",$I107))))","v":""},"","","",null,"","","","",0]
[null,null,null,null,null,null,null,null,{"$f":"IF($B$8=\"State\",Map!P55,Map!O55)","v":0},{"$f":"IF(I108=0,\"\",SUMIFS(CHOOSE(VLOOKUP($B$18,'Lookup tables'!$AK$5:$AM$15,3,0), RPE_FuelConsumptionSummerTBtu, RPE_FuelConsumptionTotalTBtu, RPE_GenerationSummerGWh, RPE_GenerationTotalGWh, RPE_CO2EmissionsSummerThousandTons, RPE_CO2EmissionsTotalThousandTons, RPE_NOXEmissionsSummerThousandTons, RPE_NOXEmissionsTotalThousandTons, RPE_SO2EmissionsSummerThousandTons, RPE_SO2EmissionsTotalThousandTons, RPE_DispatchableCapacityMW), MeetPrimaryCriteria2,\"=1\",IF($B$8=\"IPM Region\",RPE_IPMRegionGroupAcronym,RPE_State),\"=\"&IF($B$8=\"National\",\"*\",$I108)))","v":""},{"$f":"IF(I108=0,\"\",IF($B$20=\"Actual\",0,SUMIFS(CHOOSE(VLOOKUP($B$35,'Lookup tables'!$AK$5:$AM$15,3,0), RPE_FuelConsumptionSummerTBtu, RPE_FuelConsumptionTotalTBtu, RPE_GenerationSummerGWh, RPE_GenerationTotalGWh, RPE_CO2EmissionsSummerThousandTons, RPE_CO2EmissionsTotalThousandTons, RPE_NOXEmissionsSummerThousandTons, RPE_NOXEmissionsTotalThousandTons, RPE_SO2EmissionsSummerThousandTons, RPE_SO2EmissionsTotalThousandTons, RPE_DispatchableCapacityMW), MeetComparisonCriteria2,\"=1\",IF($B$8=\"IPM Region\",RPE_IPMRegionGroupAcronym,RPE_State),\"=\"&IF($B$8=\"National\",\"*\",$I108))))","v":""},"",{"$f":"IF(I108=0,\"\",SUMIFS(CHOOSE(VLOOKUP($E$18,'Lookup tables'!$AK$5:$AM$15,3,0), RPE_FuelConsumptionSummerTBtu, RPE_FuelConsumptionTotalTBtu, RPE_GenerationSummerGWh, RPE_GenerationTotalGWh, RPE_CO2EmissionsSummerThousandTons, RPE_CO2EmissionsTotalThousandTons, RPE_NOXEmissionsSummerThousandTons, RPE_NOXEmissionsTotalThousandTons, RPE_SO2EmissionsSummerThousandTons, RPE_SO2EmissionsTotalThousandTons, RPE_DispatchableCapacityMW), MeetPrimaryCriteria3,\"=1\",IF($E$8=\"IPM Region\",RPE_IPMRegionGroupAcronym,RPE_State),\"=\"&IF($E$8=\"National\",\"*\",$I108)))","v":""},{"$f":"IF(I108=0,\"\",IF($E$20=\"Actual\",0,SUMIFS(CHOOSE(VLOOKUP($E$35,'Lookup tables'!$AK$5:$AM$15,3,0), RPE_FuelConsumptionSummerTBtu, RPE_FuelConsumptionTotalTBtu, RPE_GenerationSummerGWh, RPE_GenerationTotalGWh, RPE_CO2EmissionsSummerThousandTons, RPE_CO2EmissionsTotalThousandTons, RPE_NOXEmissionsSummerThousandTons, RPE_NOXEmissionsTotalThousandTons, RPE_SO2EmissionsSummerThousandTons, RPE_SO2EmissionsTotalThousandTons, RPE_DispatchableCapacityMW), MeetComparisonCriteria3,\"=1\",IF($E$8=\"IPM Region\",RPE_IPMRegionGroupAcronym,RPE_State),\"=\"&IF($E$8=\"National\",\"*\",$I108))))","v":""},"","","",null,"","","","",0]
[null,null,null,null,null,null,null,null,{"$f":"IF($B$8=\"State\",Map!P56,Map!O56)","v":0},{"$f":"IF(I109=0,\"\",SUMIFS(CHOOSE(VLOOKUP($B$18,'Lookup tables'!$AK$5:$AM$15,3,0), RPE_FuelConsumptionSummerTBtu, RPE_FuelConsumptionTotalTBtu, RPE_GenerationSummerGWh, RPE_GenerationTotalGWh, RPE_CO2EmissionsSummerThousandTons, RPE_CO2EmissionsTotalThousandTons, RPE_NOXEmissionsSummerThousandTons, RPE_NOXEmissionsTotalThousandTons, RPE_SO2EmissionsSummerThousandTons, RPE_SO2EmissionsTotalThousandTons, RPE_DispatchableCapacityMW), MeetPrimaryCriteria2,\"=1\",IF($B$8=\"IPM Region\",RPE_IPMRegionGroupAcronym,RPE_State),\"=\"&IF($B$8=\"National\",\"*\",$I109)))","v":""},{"$f":"IF(I109=0,\"\",IF($B$20=\"Actual\",0,SUMIFS(CHOOSE(VLOOKUP($B$35,'Lookup tables'!$AK$5:$AM$15,3,0), RPE_FuelConsumptionSummerTBtu, RPE_FuelConsumptionTotalTBtu, RPE_GenerationSummerGWh, RPE_GenerationTotalGWh, RPE_CO2EmissionsSummerThousandTons, RPE_CO2EmissionsTotalThousandTons, RPE_NOXEmissionsSummerThousandTons, RPE_NOXEmissionsTotalThousandTons, RPE_SO2EmissionsSummerThousandTons, RPE_SO2EmissionsTotalThousandTons, RPE_DispatchableCapacityMW), MeetComparisonCriteria2,\"=1\",IF($B$8=\"IPM Region\",RPE_IPMRegionGroupAcronym,RPE_State),\"=\"&IF($B$8=\"National\",\"*\",$I109))))","v":""},"",{"$f":"IF(I109=0,\"\",SUMIFS(CHOOSE(VLOOKUP($E$18,'Lookup tables'!$AK$5:$AM$15,3,0), RPE_FuelConsumptionSummerTBtu, RPE_FuelConsumptionTotalTBtu, RPE_GenerationSummerGWh, RPE_GenerationTotalGWh, RPE_CO2EmissionsSummerThousandTons, RPE_CO2EmissionsTotalThousandTons, RPE_NOXEmissionsSummerThousandTons, RPE_NOXEmissionsTotalThousandTons, RPE_SO2EmissionsSummerThousandTons, RPE_SO2EmissionsTotalThousandTons, RPE_DispatchableCapacityMW), MeetPrimaryCriteria3,\"=1\",IF($E$8=\"IPM Region\",RPE_IPMRegionGroupAcronym,RPE_State),\"=\"&IF($E$8=\"National\",\"*\",$I109)))","v":""},{"$f":"IF(I109=0,\"\",IF($E$20=\"Actual\",0,SUMIFS(CHOOSE(VLOOKUP($E$35,'Lookup tables'!$AK$5:$AM$15,3,0), RPE_FuelConsumptionSummerTBtu, RPE_FuelConsumptionTotalTBtu, RPE_GenerationSummerGWh, RPE_GenerationTotalGWh, RPE_CO2EmissionsSummerThousandTons, RPE_CO2EmissionsTotalThousandTons, RPE_NOXEmissionsSummerThousandTons, RPE_NOXEmissionsTotalThousandTons, RPE_SO2EmissionsSummerThousandTons, RPE_SO2EmissionsTotalThousandTons, RPE_DispatchableCapacityMW), MeetComparisonCriteria3,\"=1\",IF($E$8=\"IPM Region\",RPE_IPMRegionGroupAcronym,RPE_State),\"=\"&IF($E$8=\"National\",\"*\",$I109))))","v":""},"","","",null,"","","","",0]
[null,null,null,null,null,null,null,null,{"$f":"IF($B$8=\"State\",Map!P57,Map!O57)","v":0},{"$f":"IF(I110=0,\"\",SUMIFS(CHOOSE(VLOOKUP($B$18,'Lookup tables'!$AK$5:$AM$15,3,0), RPE_FuelConsumptionSummerTBtu, RPE_FuelConsumptionTotalTBtu, RPE_GenerationSummerGWh, RPE_GenerationTotalGWh, RPE_CO2EmissionsSummerThousandTons, RPE_CO2EmissionsTotalThousandTons, RPE_NOXEmissionsSummerThousandTons, RPE_NOXEmissionsTotalThousandTons, RPE_SO2EmissionsSummerThousandTons, RPE_SO2EmissionsTotalThousandTons, RPE_DispatchableCapacityMW), MeetPrimaryCriteria2,\"=1\",IF($B$8=\"IPM Region\",RPE_IPMRegionGroupAcronym,RPE_State),\"=\"&IF($B$8=\"National\",\"*\",$I110)))","v":""},{"$f":"IF(I110=0,\"\",IF($B$20=\"Actual\",0,SUMIFS(CHOOSE(VLOOKUP($B$35,'Lookup tables'!$AK$5:$AM$15,3,0), RPE_FuelConsumptionSummerTBtu, RPE_FuelConsumptionTotalTBtu, RPE_GenerationSummerGWh, RPE_GenerationTotalGWh, RPE_CO2EmissionsSummerThousandTons, RPE_CO2EmissionsTotalThousandTons, RPE_NOXEmissionsSummerThousandTons, RPE_NOXEmissionsTotalThousandTons, RPE_SO2EmissionsSummerThousandTons, RPE_SO2EmissionsTotalThousandTons, RPE_DispatchableCapacityMW), MeetComparisonCriteria2,\"=1\",IF($B$8=\"IPM Region\",RPE_IPMRegionGroupAcronym,RPE_State),\"=\"&IF($B$8=\"National\",\"*\",$I110))))","v":""},"",{"$f":"IF(I110=0,\"\",SUMIFS(CHOOSE(VLOOKUP($E$18,'Lookup tables'!$AK$5:$AM$15,3,0), RPE_FuelConsumptionSummerTBtu, RPE_FuelConsumptionTotalTBtu, RPE_GenerationSummerGWh, RPE_GenerationTotalGWh, RPE_CO2EmissionsSummerThousandTons, RPE_CO2EmissionsTotalThousandTons, RPE_NOXEmissionsSummerThousandTons, RPE_NOXEmissionsTotalThousandTons, RPE_SO2EmissionsSummerThousandTons, RPE_SO2EmissionsTotalThousandTons, RPE_DispatchableCapacityMW), MeetPrimaryCriteria3,\"=1\",IF($E$8=\"IPM Region\",RPE_IPMRegionGroupAcronym,RPE_State),\"=\"&IF($E$8=\"National\",\"*\",$I110)))","v":""},{"$f":"IF(I110=0,\"\",IF($E$20=\"Actual\",0,SUMIFS(CHOOSE(VLOOKUP($E$35,'Lookup tables'!$AK$5:$AM$15,3,0), RPE_FuelConsumptionSummerTBtu, RPE_FuelConsumptionTotalTBtu, RPE_GenerationSummerGWh, RPE_GenerationTotalGWh, RPE_CO2EmissionsSummerThousandTons, RPE_CO2EmissionsTotalThousandTons, RPE_NOXEmissionsSummerThousandTons, RPE_NOXEmissionsTotalThousandTons, RPE_SO2EmissionsSummerThousandTons, RPE_SO2EmissionsTotalThousandTons, RPE_DispatchableCapacityMW), MeetComparisonCriteria3,\"=1\",IF($E$8=\"IPM Region\",RPE_IPMRegionGroupAcronym,RPE_State),\"=\"&IF($E$8=\"National\",\"*\",$I110))))","v":""},"","","",null,"","","","",0]
[null,null,null,null,null,null,null,null,{"$f":"IF($B$8=\"State\",Map!P58,Map!O58)","v":0},{"$f":"IF(I111=0,\"\",SUMIFS(CHOOSE(VLOOKUP($B$18,'Lookup tables'!$AK$5:$AM$15,3,0), RPE_FuelConsumptionSummerTBtu, RPE_FuelConsumptionTotalTBtu, RPE_GenerationSummerGWh, RPE_GenerationTotalGWh, RPE_CO2EmissionsSummerThousandTons, RPE_CO2EmissionsTotalThousandTons, RPE_NOXEmissionsSummerThousandTons, RPE_NOXEmissionsTotalThousandTons, RPE_SO2EmissionsSummerThousandTons, RPE_SO2EmissionsTotalThousandTons, RPE_DispatchableCapacityMW), MeetPrimaryCriteria2,\"=1\",IF($B$8=\"IPM Region\",RPE_IPMRegionGroupAcronym,RPE_State),\"=\"&IF($B$8=\"National\",\"*\",$I111)))","v":""},{"$f":"IF(I111=0,\"\",IF($B$20=\"Actual\",0,SUMIFS(CHOOSE(VLOOKUP($B$35,'Lookup tables'!$AK$5:$AM$15,3,0), RPE_FuelConsumptionSummerTBtu, RPE_FuelConsumptionTotalTBtu, RPE_GenerationSummerGWh, RPE_GenerationTotalGWh, RPE_CO2EmissionsSummerThousandTons, RPE_CO2EmissionsTotalThousandTons, RPE_NOXEmissionsSummerThousandTons, RPE_NOXEmissionsTotalThousandTons, RPE_SO2EmissionsSummerThousandTons, RPE_SO2EmissionsTotalThousandTons, RPE_DispatchableCapacityMW), MeetComparisonCriteria2,\"=1\",IF($B$8=\"IPM Region\",RPE_IPMRegionGroupAcronym,RPE_State),\"=\"&IF($B$8=\"National\",\"*\",$I111))))","v":""},"",{"$f":"IF(I111=0,\"\",SUMIFS(CHOOSE(VLOOKUP($E$18,'Lookup tables'!$AK$5:$AM$15,3,0), RPE_FuelConsumptionSummerTBtu, RPE_FuelConsumptionTotalTBtu, RPE_GenerationSummerGWh, RPE_GenerationTotalGWh, RPE_CO2EmissionsSummerThousandTons, RPE_CO2EmissionsTotalThousandTons, RPE_NOXEmissionsSummerThousandTons, RPE_NOXEmissionsTotalThousandTons, RPE_SO2EmissionsSummerThousandTons, RPE_SO2EmissionsTotalThousandTons, RPE_DispatchableCapacityMW), MeetPrimaryCriteria3,\"=1\",IF($E$8=\"IPM Region\",RPE_IPMRegionGroupAcronym,RPE_State),\"=\"&IF($E$8=\"National\",\"*\",$I111)))","v":""},{"$f":"IF(I111=0,\"\",IF($E$20=\"Actual\",0,SUMIFS(CHOOSE(VLOOKUP($E$35,'Lookup tables'!$AK$5:$AM$15,3,0), RPE_FuelConsumptionSummerTBtu, RPE_FuelConsumptionTotalTBtu, RPE_GenerationSummerGWh, RPE_GenerationTotalGWh, RPE_CO2EmissionsSummerThousandTons, RPE_CO2EmissionsTotalThousandTons, RPE_NOXEmissionsSummerThousandTons, RPE_NOXEmissionsTotalThousandTons, RPE_SO2EmissionsSummerThousandTons, RPE_SO2EmissionsTotalThousandTons, RPE_DispatchableCapacityMW), MeetComparisonCriteria3,\"=1\",IF($E$8=\"IPM Region\",RPE_IPMRegionGroupAcronym,RPE_State),\"=\"&IF($E$8=\"National\",\"*\",$I111))))","v":""},"","",{"$f":"IF(OR(I111=\"  \",I111=0),\"\",IF($Q$53=\"Alphabetical\",50-(ROW()-6),RANK(P111,IF($B$8=\"State\",$P$56:$P$104,$P$56:$P$118),IF($Q$53=\"Descending\",0,1))))","v":""},null,"","","","",0]
[null,null,null,null,null,null,null,null,{"$f":"IF($B$8=\"State\",Map!P59,Map!O59)","v":0},{"$f":"IF(I112=0,\"\",SUMIFS(CHOOSE(VLOOKUP($B$18,'Lookup tables'!$AK$5:$AM$15,3,0), RPE_FuelConsumptionSummerTBtu, RPE_FuelConsumptionTotalTBtu, RPE_GenerationSummerGWh, RPE_GenerationTotalGWh, RPE_CO2EmissionsSummerThousandTons, RPE_CO2EmissionsTotalThousandTons, RPE_NOXEmissionsSummerThousandTons, RPE_NOXEmissionsTotalThousandTons, RPE_SO2EmissionsSummerThousandTons, RPE_SO2EmissionsTotalThousandTons, RPE_DispatchableCapacityMW), MeetPrimaryCriteria2,\"=1\",IF($B$8=\"IPM Region\",RPE_IPMRegionGroupAcronym,RPE_State),\"=\"&IF($B$8=\"National\",\"*\",$I112)))","v":""},{"$f":"IF(I112=0,\"\",IF($B$20=\"Actual\",0,SUMIFS(CHOOSE(VLOOKUP($B$35,'Lookup tables'!$AK$5:$AM$15,3,0), RPE_FuelConsumptionSummerTBtu, RPE_FuelConsumptionTotalTBtu, RPE_GenerationSummerGWh, RPE_GenerationTotalGWh, RPE_CO2EmissionsSummerThousandTons, RPE_CO2EmissionsTotalThousandTons, RPE_NOXEmissionsSummerThousandTons, RPE_NOXEmissionsTotalThousandTons, RPE_SO2EmissionsSummerThousandTons, RPE_SO2EmissionsTotalThousandTons, RPE_DispatchableCapacityMW), MeetComparisonCriteria2,\"=1\",IF($B$8=\"IPM Region\",RPE_IPMRegionGroupAcronym,RPE_State),\"=\"&IF($B$8=\"National\",\"*\",$I112))))","v":""},"",{"$f":"IF(I112=0,\"\",SUMIFS(CHOOSE(VLOOKUP($E$18,'Lookup tables'!$AK$5:$AM$15,3,0), RPE_FuelConsumptionSummerTBtu, RPE_FuelConsumptionTotalTBtu, RPE_GenerationSummerGWh, RPE_GenerationTotalGWh, RPE_CO2EmissionsSummerThousandTons, RPE_CO2EmissionsTotalThousandTons, RPE_NOXEmissionsSummerThousandTons, RPE_NOXEmissionsTotalThousandTons, RPE_SO2EmissionsSummerThousandTons, RPE_SO2EmissionsTotalThousandTons, RPE_DispatchableCapacityMW), MeetPrimaryCriteria3,\"=1\",IF($E$8=\"IPM Region\",RPE_IPMRegionGroupAcronym,RPE_State),\"=\"&IF($E$8=\"National\",\"*\",$I112)))","v":""},{"$f":"IF(I112=0,\"\",IF($E$20=\"Actual\",0,SUMIFS(CHOOSE(VLOOKUP($E$35,'Lookup tables'!$AK$5:$AM$15,3,0), RPE_FuelConsumptionSummerTBtu, RPE_FuelConsumptionTotalTBtu, RPE_GenerationSummerGWh, RPE_GenerationTotalGWh, RPE_CO2EmissionsSummerThousandTons, RPE_CO2EmissionsTotalThousandTons, RPE_NOXEmissionsSummerThousandTons, RPE_NOXEmissionsTotalThousandTons, RPE_SO2EmissionsSummerThousandTons, RPE_SO2EmissionsTotalThousandTons, RPE_DispatchableCapacityMW), MeetComparisonCriteria3,\"=1\",IF($E$8=\"IPM Region\",RPE_IPMRegionGroupAcronym,RPE_State),\"=\"&IF($E$8=\"National\",\"*\",$I112))))","v":""},"","","",null,"","","","",0]
[null,null,null,null,null,null,null,null,{"$f":"IF($B$8=\"State\",Map!P60,Map!O60)","v":0},{"$f":"IF(I113=0,\"\",SUMIFS(CHOOSE(VLOOKUP($B$18,'Lookup tables'!$AK$5:$AM$15,3,0), RPE_FuelConsumptionSummerTBtu, RPE_FuelConsumptionTotalTBtu, RPE_GenerationSummerGWh, RPE_GenerationTotalGWh, RPE_CO2EmissionsSummerThousandTons, RPE_CO2EmissionsTotalThousandTons, RPE_NOXEmissionsSummerThousandTons, RPE_NOXEmissionsTotalThousandTons, RPE_SO2EmissionsSummerThousandTons, RPE_SO2EmissionsTotalThousandTons, RPE_DispatchableCapacityMW), MeetPrimaryCriteria2,\"=1\",IF($B$8=\"IPM Region\",RPE_IPMRegionGroupAcronym,RPE_State),\"=\"&IF($B$8=\"National\",\"*\",$I113)))","v":""},{"$f":"IF(I113=0,\"\",IF($B$20=\"Actual\",0,SUMIFS(CHOOSE(VLOOKUP($B$35,'Lookup tables'!$AK$5:$AM$15,3,0), RPE_FuelConsumptionSummerTBtu, RPE_FuelConsumptionTotalTBtu, RPE_GenerationSummerGWh, RPE_GenerationTotalGWh, RPE_CO2EmissionsSummerThousandTons, RPE_CO2EmissionsTotalThousandTons, RPE_NOXEmissionsSummerThousandTons, RPE_NOXEmissionsTotalThousandTons, RPE_SO2EmissionsSummerThousandTons, RPE_SO2EmissionsTotalThousandTons, RPE_DispatchableCapacityMW), MeetComparisonCriteria2,\"=1\",IF($B$8=\"IPM Region\",RPE_IPMRegionGroupAcronym,RPE_State),\"=\"&IF($B$8=\"National\",\"*\",$I113))))","v":""},"",{"$f":"IF(I113=0,\"\",SUMIFS(CHOOSE(VLOOKUP($E$18,'Lookup tables'!$AK$5:$AM$15,3,0), RPE_FuelConsumptionSummerTBtu, RPE_FuelConsumptionTotalTBtu, RPE_GenerationSummerGWh, RPE_GenerationTotalGWh, RPE_CO2EmissionsSummerThousandTons, RPE_CO2EmissionsTotalThousandTons, RPE_NOXEmissionsSummerThousandTons, RPE_NOXEmissionsTotalThousandTons, RPE_SO2EmissionsSummerThousandTons, RPE_SO2EmissionsTotalThousandTons, RPE_DispatchableCapacityMW), MeetPrimaryCriteria3,\"=1\",IF($E$8=\"IPM Region\",RPE_IPMRegionGroupAcronym,RPE_State),\"=\"&IF($E$8=\"National\",\"*\",$I113)))","v":""},{"$f":"IF(I113=0,\"\",IF($E$20=\"Actual\",0,SUMIFS(CHOOSE(VLOOKUP($E$35,'Lookup tables'!$AK$5:$AM$15,3,0), RPE_FuelConsumptionSummerTBtu, RPE_FuelConsumptionTotalTBtu, RPE_GenerationSummerGWh, RPE_GenerationTotalGWh, RPE_CO2EmissionsSummerThousandTons, RPE_CO2EmissionsTotalThousandTons, RPE_NOXEmissionsSummerThousandTons, RPE_NOXEmissionsTotalThousandTons, RPE_SO2EmissionsSummerThousandTons, RPE_SO2EmissionsTotalThousandTons, RPE_DispatchableCapacityMW), MeetComparisonCriteria3,\"=1\",IF($E$8=\"IPM Region\",RPE_IPMRegionGroupAcronym,RPE_State),\"=\"&IF($E$8=\"National\",\"*\",$I113))))","v":""},"","","",null,"","","","",0]
[null,null,null,null,null,null,null,null,{"$f":"IF($B$8=\"State\",Map!P61,Map!O61)","v":0},{"$f":"IF(I114=0,\"\",SUMIFS(CHOOSE(VLOOKUP($B$18,'Lookup tables'!$AK$5:$AM$15,3,0), RPE_FuelConsumptionSummerTBtu, RPE_FuelConsumptionTotalTBtu, RPE_GenerationSummerGWh, RPE_GenerationTotalGWh, RPE_CO2EmissionsSummerThousandTons, RPE_CO2EmissionsTotalThousandTons, RPE_NOXEmissionsSummerThousandTons, RPE_NOXEmissionsTotalThousandTons, RPE_SO2EmissionsSummerThousandTons, RPE_SO2EmissionsTotalThousandTons, RPE_DispatchableCapacityMW), MeetPrimaryCriteria2,\"=1\",IF($B$8=\"IPM Region\",RPE_IPMRegionGroupAcronym,RPE_State),\"=\"&IF($B$8=\"National\",\"*\",$I114)))","v":""},{"$f":"IF(I114=0,\"\",IF($B$20=\"Actual\",0,SUMIFS(CHOOSE(VLOOKUP($B$35,'Lookup tables'!$AK$5:$AM$15,3,0), RPE_FuelConsumptionSummerTBtu, RPE_FuelConsumptionTotalTBtu, RPE_GenerationSummerGWh, RPE_GenerationTotalGWh, RPE_CO2EmissionsSummerThousandTons, RPE_CO2EmissionsTotalThousandTons, RPE_NOXEmissionsSummerThousandTons, RPE_NOXEmissionsTotalThousandTons, RPE_SO2EmissionsSummerThousandTons, RPE_SO2EmissionsTotalThousandTons, RPE_DispatchableCapacityMW), MeetComparisonCriteria2,\"=1\",IF($B$8=\"IPM Region\",RPE_IPMRegionGroupAcronym,RPE_State),\"=\"&IF($B$8=\"National\",\"*\",$I114))))","v":""},"",{"$f":"IF(I114=0,\"\",SUMIFS(CHOOSE(VLOOKUP($E$18,'Lookup tables'!$AK$5:$AM$15,3,0), RPE_FuelConsumptionSummerTBtu, RPE_FuelConsumptionTotalTBtu, RPE_GenerationSummerGWh, RPE_GenerationTotalGWh, RPE_CO2EmissionsSummerThousandTons, RPE_CO2EmissionsTotalThousandTons, RPE_NOXEmissionsSummerThousandTons, RPE_NOXEmissionsTotalThousandTons, RPE_SO2EmissionsSummerThousandTons, RPE_SO2EmissionsTotalThousandTons, RPE_DispatchableCapacityMW), MeetPrimaryCriteria3,\"=1\",IF($E$8=\"IPM Region\",RPE_IPMRegionGroupAcronym,RPE_State),\"=\"&IF($E$8=\"National\",\"*\",$I114)))","v":""},{"$f":"IF(I114=0,\"\",IF($E$20=\"Actual\",0,SUMIFS(CHOOSE(VLOOKUP($E$35,'Lookup tables'!$AK$5:$AM$15,3,0), RPE_FuelConsumptionSummerTBtu, RPE_FuelConsumptionTotalTBtu, RPE_GenerationSummerGWh, RPE_GenerationTotalGWh, RPE_CO2EmissionsSummerThousandTons, RPE_CO2EmissionsTotalThousandTons, RPE_NOXEmissionsSummerThousandTons, RPE_NOXEmissionsTotalThousandTons, RPE_SO2EmissionsSummerThousandTons, RPE_SO2EmissionsTotalThousandTons, RPE_DispatchableCapacityMW), MeetComparisonCriteria3,\"=1\",IF($E$8=\"IPM Region\",RPE_IPMRegionGroupAcronym,RPE_State),\"=\"&IF($E$8=\"National\",\"*\",$I114))))","v":""},"","","",null,"","","","",0]
[null,null,null,null,null,null,null,null,{"$f":"IF($B$8=\"State\",Map!P62,Map!O62)","v":0},{"$f":"IF(I115=0,\"\",SUMIFS(CHOOSE(VLOOKUP($B$18,'Lookup tables'!$AK$5:$AM$15,3,0), RPE_FuelConsumptionSummerTBtu, RPE_FuelConsumptionTotalTBtu, RPE_GenerationSummerGWh, RPE_GenerationTotalGWh, RPE_CO2EmissionsSummerThousandTons, RPE_CO2EmissionsTotalThousandTons, RPE_NOXEmissionsSummerThousandTons, RPE_NOXEmissionsTotalThousandTons, RPE_SO2EmissionsSummerThousandTons, RPE_SO2EmissionsTotalThousandTons, RPE_DispatchableCapacityMW), MeetPrimaryCriteria2,\"=1\",IF($B$8=\"IPM Region\",RPE_IPMRegionGroupAcronym,RPE_State),\"=\"&IF($B$8=\"National\",\"*\",$I115)))","v":""},{"$f":"IF(I115=0,\"\",IF($B$20=\"Actual\",0,SUMIFS(CHOOSE(VLOOKUP($B$35,'Lookup tables'!$AK$5:$AM$15,3,0), RPE_FuelConsumptionSummerTBtu, RPE_FuelConsumptionTotalTBtu, RPE_GenerationSummerGWh, RPE_GenerationTotalGWh, RPE_CO2EmissionsSummerThousandTons, RPE_CO2EmissionsTotalThousandTons, RPE_NOXEmissionsSummerThousandTons, RPE_NOXEmissionsTotalThousandTons, RPE_SO2EmissionsSummerThousandTons, RPE_SO2EmissionsTotalThousandTons, RPE_DispatchableCapacityMW), MeetComparisonCriteria2,\"=1\",IF($B$8=\"IPM Region\",RPE_IPMRegionGroupAcronym,RPE_State),\"=\"&IF($B$8=\"National\",\"*\",$I115))))","v":""},"",{"$f":"IF(I115=0,\"\",SUMIFS(CHOOSE(VLOOKUP($E$18,'Lookup tables'!$AK$5:$AM$15,3,0), RPE_FuelConsumptionSummerTBtu, RPE_FuelConsumptionTotalTBtu, RPE_GenerationSummerGWh, RPE_GenerationTotalGWh, RPE_CO2EmissionsSummerThousandTons, RPE_CO2EmissionsTotalThousandTons, RPE_NOXEmissionsSummerThousandTons, RPE_NOXEmissionsTotalThousandTons, RPE_SO2EmissionsSummerThousandTons, RPE_SO2EmissionsTotalThousandTons, RPE_DispatchableCapacityMW), MeetPrimaryCriteria3,\"=1\",IF($E$8=\"IPM Region\",RPE_IPMRegionGroupAcronym,RPE_State),\"=\"&IF($E$8=\"National\",\"*\",$I115)))","v":""},{"$f":"IF(I115=0,\"\",IF($E$20=\"Actual\",0,SUMIFS(CHOOSE(VLOOKUP($E$35,'Lookup tables'!$AK$5:$AM$15,3,0), RPE_FuelConsumptionSummerTBtu, RPE_FuelConsumptionTotalTBtu, RPE_GenerationSummerGWh, RPE_GenerationTotalGWh, RPE_CO2EmissionsSummerThousandTons, RPE_CO2EmissionsTotalThousandTons, RPE_NOXEmissionsSummerThousandTons, RPE_NOXEmissionsTotalThousandTons, RPE_SO2EmissionsSummerThousandTons, RPE_SO2EmissionsTotalThousandTons, RPE_DispatchableCapacityMW), MeetComparisonCriteria3,\"=1\",IF($E$8=\"IPM Region\",RPE_IPMRegionGroupAcronym,RPE_State),\"=\"&IF($E$8=\"National\",\"*\",$I115))))","v":""},"","","",null,"","","","",0]
[null,null,null,null,null,null,null,null,{"$f":"IF($B$8=\"State\",Map!P63,Map!O63)","v":0},{"$f":"IF(I116=0,\"\",SUMIFS(CHOOSE(VLOOKUP($B$18,'Lookup tables'!$AK$5:$AM$15,3,0), RPE_FuelConsumptionSummerTBtu, RPE_FuelConsumptionTotalTBtu, RPE_GenerationSummerGWh, RPE_GenerationTotalGWh, RPE_CO2EmissionsSummerThousandTons, RPE_CO2EmissionsTotalThousandTons, RPE_NOXEmissionsSummerThousandTons, RPE_NOXEmissionsTotalThousandTons, RPE_SO2EmissionsSummerThousandTons, RPE_SO2EmissionsTotalThousandTons, RPE_DispatchableCapacityMW), MeetPrimaryCriteria2,\"=1\",IF($B$8=\"IPM Region\",RPE_IPMRegionGroupAcronym,RPE_State),\"=\"&IF($B$8=\"National\",\"*\",$I116)))","v":""},{"$f":"IF(I116=0,\"\",IF($B$20=\"Actual\",0,SUMIFS(CHOOSE(VLOOKUP($B$35,'Lookup tables'!$AK$5:$AM$15,3,0), RPE_FuelConsumptionSummerTBtu, RPE_FuelConsumptionTotalTBtu, RPE_GenerationSummerGWh, RPE_GenerationTotalGWh, RPE_CO2EmissionsSummerThousandTons, RPE_CO2EmissionsTotalThousandTons, RPE_NOXEmissionsSummerThousandTons, RPE_NOXEmissionsTotalThousandTons, RPE_SO2EmissionsSummerThousandTons, RPE_SO2EmissionsTotalThousandTons, RPE_DispatchableCapacityMW), MeetComparisonCriteria2,\"=1\",IF($B$8=\"IPM Region\",RPE_IPMRegionGroupAcronym,RPE_State),\"=\"&IF($B$8=\"National\",\"*\",$I116))))","v":""},"",{"$f":"IF(I116=0,\"\",SUMIFS(CHOOSE(VLOOKUP($E$18,'Lookup tables'!$AK$5:$AM$15,3,0), RPE_FuelConsumptionSummerTBtu, RPE_FuelConsumptionTotalTBtu, RPE_GenerationSummerGWh, RPE_GenerationTotalGWh, RPE_CO2EmissionsSummerThousandTons, RPE_CO2EmissionsTotalThousandTons, RPE_NOXEmissionsSummerThousandTons, RPE_NOXEmissionsTotalThousandTons, RPE_SO2EmissionsSummerThousandTons, RPE_SO2EmissionsTotalThousandTons, RPE_DispatchableCapacityMW), MeetPrimaryCriteria3,\"=1\",IF($E$8=\"IPM Region\",RPE_IPMRegionGroupAcronym,RPE_State),\"=\"&IF($E$8=\"National\",\"*\",$I116)))","v":""},{"$f":"IF(I116=0,\"\",IF($E$20=\"Actual\",0,SUMIFS(CHOOSE(VLOOKUP($E$35,'Lookup tables'!$AK$5:$AM$15,3,0), RPE_FuelConsumptionSummerTBtu, RPE_FuelConsumptionTotalTBtu, RPE_GenerationSummerGWh, RPE_GenerationTotalGWh, RPE_CO2EmissionsSummerThousandTons, RPE_CO2EmissionsTotalThousandTons, RPE_NOXEmissionsSummerThousandTons, RPE_NOXEmissionsTotalThousandTons, RPE_SO2EmissionsSummerThousandTons, RPE_SO2EmissionsTotalThousandTons, RPE_DispatchableCapacityMW), MeetComparisonCriteria3,\"=1\",IF($E$8=\"IPM Region\",RPE_IPMRegionGroupAcronym,RPE_State),\"=\"&IF($E$8=\"National\",\"*\",$I116))))","v":""},"","","",null,"","","","",0]
[null,null,null,null,null,null,null,null,{"$f":"IF($B$8=\"State\",Map!P64,Map!O64)","v":0},{"$f":"IF(I117=0,\"\",SUMIFS(CHOOSE(VLOOKUP($B$18,'Lookup tables'!$AK$5:$AM$15,3,0), RPE_FuelConsumptionSummerTBtu, RPE_FuelConsumptionTotalTBtu, RPE_GenerationSummerGWh, RPE_GenerationTotalGWh, RPE_CO2EmissionsSummerThousandTons, RPE_CO2EmissionsTotalThousandTons, RPE_NOXEmissionsSummerThousandTons, RPE_NOXEmissionsTotalThousandTons, RPE_SO2EmissionsSummerThousandTons, RPE_SO2EmissionsTotalThousandTons, RPE_DispatchableCapacityMW), MeetPrimaryCriteria2,\"=1\",IF($B$8=\"IPM Region\",RPE_IPMRegionGroupAcronym,RPE_State),\"=\"&IF($B$8=\"National\",\"*\",$I117)))","v":""},{"$f":"IF(I117=0,\"\",IF($B$20=\"Actual\",0,SUMIFS(CHOOSE(VLOOKUP($B$35,'Lookup tables'!$AK$5:$AM$15,3,0), RPE_FuelConsumptionSummerTBtu, RPE_FuelConsumptionTotalTBtu, RPE_GenerationSummerGWh, RPE_GenerationTotalGWh, RPE_CO2EmissionsSummerThousandTons, RPE_CO2EmissionsTotalThousandTons, RPE_NOXEmissionsSummerThousandTons, RPE_NOXEmissionsTotalThousandTons, RPE_SO2EmissionsSummerThousandTons, RPE_SO2EmissionsTotalThousandTons, RPE_DispatchableCapacityMW), MeetComparisonCriteria2,\"=1\",IF($B$8=\"IPM Region\",RPE_IPMRegionGroupAcronym,RPE_State),\"=\"&IF($B$8=\"National\",\"*\",$I117))))","v":""},"",{"$f":"IF(I117=0,\"\",SUMIFS(CHOOSE(VLOOKUP($E$18,'Lookup tables'!$AK$5:$AM$15,3,0), RPE_FuelConsumptionSummerTBtu, RPE_FuelConsumptionTotalTBtu, RPE_GenerationSummerGWh, RPE_GenerationTotalGWh, RPE_CO2EmissionsSummerThousandTons, RPE_CO2EmissionsTotalThousandTons, RPE_NOXEmissionsSummerThousandTons, RPE_NOXEmissionsTotalThousandTons, RPE_SO2EmissionsSummerThousandTons, RPE_SO2EmissionsTotalThousandTons, RPE_DispatchableCapacityMW), MeetPrimaryCriteria3,\"=1\",IF($E$8=\"IPM Region\",RPE_IPMRegionGroupAcronym,RPE_State),\"=\"&IF($E$8=\"National\",\"*\",$I117)))","v":""},{"$f":"IF(I117=0,\"\",IF($E$20=\"Actual\",0,SUMIFS(CHOOSE(VLOOKUP($E$35,'Lookup tables'!$AK$5:$AM$15,3,0), RPE_FuelConsumptionSummerTBtu, RPE_FuelConsumptionTotalTBtu, RPE_GenerationSummerGWh, RPE_GenerationTotalGWh, RPE_CO2EmissionsSummerThousandTons, RPE_CO2EmissionsTotalThousandTons, RPE_NOXEmissionsSummerThousandTons, RPE_NOXEmissionsTotalThousandTons, RPE_SO2EmissionsSummerThousandTons, RPE_SO2EmissionsTotalThousandTons, RPE_DispatchableCapacityMW), MeetComparisonCriteria3,\"=1\",IF($E$8=\"IPM Region\",RPE_IPMRegionGroupAcronym,RPE_State),\"=\"&IF($E$8=\"National\",\"*\",$I117))))","v":""},"","","",null,"","","","",0]
[null,null,null,null,null,null,null,null,{"$f":"IF($B$8=\"State\",Map!P65,Map!O65)","v":0},{"$f":"IF(I118=0,\"\",SUMIFS(CHOOSE(VLOOKUP($B$18,'Lookup tables'!$AK$5:$AM$15,3,0), RPE_FuelConsumptionSummerTBtu, RPE_FuelConsumptionTotalTBtu, RPE_GenerationSummerGWh, RPE_GenerationTotalGWh, RPE_CO2EmissionsSummerThousandTons, RPE_CO2EmissionsTotalThousandTons, RPE_NOXEmissionsSummerThousandTons, RPE_NOXEmissionsTotalThousandTons, RPE_SO2EmissionsSummerThousandTons, RPE_SO2EmissionsTotalThousandTons, RPE_DispatchableCapacityMW), MeetPrimaryCriteria2,\"=1\",IF($B$8=\"IPM Region\",RPE_IPMRegionGroupAcronym,RPE_State),\"=\"&IF($B$8=\"National\",\"*\",$I118)))","v":""},{"$f":"IF(I118=0,\"\",IF($B$20=\"Actual\",0,SUMIFS(CHOOSE(VLOOKUP($B$35,'Lookup tables'!$AK$5:$AM$15,3,0), RPE_FuelConsumptionSummerTBtu, RPE_FuelConsumptionTotalTBtu, RPE_GenerationSummerGWh, RPE_GenerationTotalGWh, RPE_CO2EmissionsSummerThousandTons, RPE_CO2EmissionsTotalThousandTons, RPE_NOXEmissionsSummerThousandTons, RPE_NOXEmissionsTotalThousandTons, RPE_SO2EmissionsSummerThousandTons, RPE_SO2EmissionsTotalThousandTons, RPE_DispatchableCapacityMW), MeetComparisonCriteria2,\"=1\",IF($B$8=\"IPM Region\",RPE_IPMRegionGroupAcronym,RPE_State),\"=\"&IF($B$8=\"National\",\"*\",$I118))))","v":""},"",{"$f":"IF(I118=0,\"\",SUMIFS(CHOOSE(VLOOKUP($E$18,'Lookup tables'!$AK$5:$AM$15,3,0), RPE_FuelConsumptionSummerTBtu, RPE_FuelConsumptionTotalTBtu, RPE_GenerationSummerGWh, RPE_GenerationTotalGWh, RPE_CO2EmissionsSummerThousandTons, RPE_CO2EmissionsTotalThousandTons, RPE_NOXEmissionsSummerThousandTons, RPE_NOXEmissionsTotalThousandTons, RPE_SO2EmissionsSummerThousandTons, RPE_SO2EmissionsTotalThousandTons, RPE_DispatchableCapacityMW), MeetPrimaryCriteria3,\"=1\",IF($E$8=\"IPM Region\",RPE_IPMRegionGroupAcronym,RPE_State),\"=\"&IF($E$8=\"National\",\"*\",$I118)))","v":""},{"$f":"IF(I118=0,\"\",IF($E$20=\"Actual\",0,SUMIFS(CHOOSE(VLOOKUP($E$35,'Lookup tables'!$AK$5:$AM$15,3,0), RPE_FuelConsumptionSummerTBtu, RPE_FuelConsumptionTotalTBtu, RPE_GenerationSummerGWh, RPE_GenerationTotalGWh, RPE_CO2EmissionsSummerThousandTons, RPE_CO2EmissionsTotalThousandTons, RPE_NOXEmissionsSummerThousandTons, RPE_NOXEmissionsTotalThousandTons, RPE_SO2EmissionsSummerThousandTons, RPE_SO2EmissionsTotalThousandTons, RPE_DispatchableCapacityMW), MeetComparisonCriteria3,\"=1\",IF($E$8=\"IPM Region\",RPE_IPMRegionGroupAcronym,RPE_State),\"=\"&IF($E$8=\"National\",\"*\",$I118))))","v":""},"","","",null,"","","","",0]

{"sheet":"All Run Comparison","index":4,"n_rows":137,"n_cols":23,"rows_kept":137,"cut":false,"hidden":false,"merged":[[2,5,3,11]]}
[]
[]
[null,null,null,null,null,{"$f":"IF($B$20=\"Actual\",VLOOKUP(B18,$A$127:$B$137,2,0),\nIF($B$20=\"Absolute Change\",IF(VLOOKUP(B18,$A$127:$B$137,2,0)=VLOOKUP(B35,$A$127:$B$137,2,0),\"Change in \"&VLOOKUP(B18,$A$127:$B$137,2,0),\"Unit of Measure Mismatch\"),\nIF($B$20=\"Percent Change\",IF(B18=B35,\"Percent Change of \"&VLOOKUP(B18,$A$127:$B$137,2,0),\"Unit of Measure Mismatch\"),\nIF($B$20=\"Emissions Rate\",IF(AND(NOT(ISERROR(SEARCH(\"tons\",$B$18))),OR(NOT(ISERROR(SEARCH(\"GWh\",$B$35))),NOT(ISERROR(SEARCH(\"TBtu\",$B$35))))),IF(ISERROR(SEARCH(\"Summer\",$B$18))<>ISERROR(SEARCH(\"Summer\",$B$35)),\"Unit of Measure Mismatch\",\"lbs \"&LEFT($B$18,3)&\"/\"&IF(RIGHT($B$35,4)=\"TBtu\",\"mmBtu\",\"kWh\")),\"Unit of Measure Mismatch\"),\nIF($B$20=\"Fraction\",IF(B18=B35,\"Dimensionless Fraction or Ratio\",VLOOKUP(B18,$A$127:$B$137,2,0)&\" / \"&VLOOKUP(B35,$A$127:$B$137,2,0)),\nIF(AND($B$20=\"Capacity Factor\",NOT(ISERROR(SEARCH(\"Generation\",$B$18))),NOT(ISERROR(SEARCH(\"Capacity\",$B$35)))),\"Capacity Factor\",\"ERROR\"))))))","v":"Thousand (short) tons NOx"}]
["PRIMARY CASE","All Runs (up to 8)"]
["PRIMARY YEAR","All Years"]
[]
["Regional Aggregation","National",{"$f":"IF(B7=\"State\",\"RPE_State\",\"RPE_RegionGroupAcronym\")","v":"RPE_RegionGroupAcronym"}]
[" ","AL"]
[]
["PRIMARY DIMENSIONS"]
["Fuel Type","All Units","RPE_FuelType"]
["Fossil >25 MW","All Units","RPE_Fossil25MW"]
["Existing/New/Retired","Existing and New","RPE_ExistingorNewUnit"]
["Plant Type","Coal Steam","RPE_PlantType"]
["Plant Category","All Units","RPE_PlantCategory"]
["Plant Controls","All Units",{"$f":"MATCH(B16,Controls,0)","v":1}]
["Existing or New Controls","All Controls"]
["PRIMARY MEASURE","NOX Emissions Summer Thousand Tons",{"$f":"VLOOKUP(B18,'Lookup tables'!$AD$5:$AF$68,3,0)","v":"RPE_NOXEmissionsSummerThousandTons"}]
[]
["DISPLAY VALUE TYPE","Actual"]
[]
[]
["COMPARISON CASE","Self"]
[]
["COMPARISON YEAR","Parallel"]
[]
["COMPARISON DIMENSIONS"]
["Fuel Type","All Units","RPE_FuelType"]
["Fossil >25 MW","All Units","RPE_Fossil25MW"]
["Existing/New/Retired","Existing and New","RPE_ExistingorNewUnit"]
["Plant Type","Coal Steam","RPE_PlantType"]
["Plant Category","All Units","RPE_PlantCategory"]
["Plant Controls","All Units",{"$f":"IF(B20=\"actual\",0,MATCH(B33,Controls,0))","v":0},null,"Case",{"$f":"TRANSPOSE(G59:G67)","v":"Historic"},"Nov 2019 Ref Case","Jan 2020 Ref Case","","","","","",""]
["Existing or New Controls","All Controls",null,null,"Show/ Hide?","Show","Show","Show","Show","Show","Show","Show","Show","Show"]
["COMPARISON MEASURE","Dispatchable Capacity MW",{"$f":"VLOOKUP(B35,'Lookup tables'!$AD$5:$AF$68,3,0)","v":"RPE_DispatchableCapacityMW"},null,"Color"]
[]
[]
[null,null,null,null,"*Historical data is still under development. It is approximate and may not always provide an apples-to-apples comparison to IPM outputs. See READ ME worksheet for more info."]
[]
[]
[]
[]
[]
[]
["***You must click the update button to update the charts"]
[]
[]
[]
[]
[]
[]
[]
[]
[]
[]
[]
[]
[null,null,null,null,null,"PRIMARY",null,2011,2012,2013,2014,2015,2016,2017,2018,2021,2023,2025,2030,2035,2040,2045,2050]
[null,null,null,null,null,null,"Historic",{"$f":"IF($G59=\"\",\"\",SUMIFS(CHOOSE(VLOOKUP($B$18,$A$113:$B$123,2,0),  RPE_FuelConsumptionSummerTBtu, RPE_FuelConsumptionTotalTBtu, RPE_GenerationSummerGWh, RPE_GenerationTotalGWh, RPE_CO2EmissionsSummerThousandTons, RPE_CO2EmissionsTotalThousandTons, RPE_NOXEmissionsSummerThousandTons, RPE_NOXEmissionsTotalThousandTons, RPE_SO2EmissionsSummerThousandTons, RPE_SO2EmissionsTotalThousandTons, RPE_DispatchableCapacityMW),MeetPrimaryCriteriaSeries3,\"=1\",RPE_Run,\"=\"&$G59,RPE_Year,\"=\"&H$58))","v":744.05840900000021},651.68203900000015,637.41233200000011,595.58334500000024,515.05556500000012,452.56635899999998,391.35469699999987,354.79658199999989]
[null,null,null,null,null,null,{"$f":"IF(Map!R4=\"\",\"\",Map!R4)","v":"Nov 2019 Ref Case"},null,null,null,null,null,null,null,null,{"$f":"IF($G60=\"\",\"\",SUMIFS(CHOOSE(VLOOKUP($B$18,$A$113:$B$123,2,0),  RPE_FuelConsumptionSummerTBtu, RPE_FuelConsumptionTotalTBtu, RPE_GenerationSummerGWh, RPE_GenerationTotalGWh, RPE_CO2EmissionsSummerThousandTons, RPE_CO2EmissionsTotalThousandTons, RPE_NOXEmissionsSummerThousandTons, RPE_NOXEmissionsTotalThousandTons, RPE_SO2EmissionsSummerThousandTons, RPE_SO2EmissionsTotalThousandTons, RPE_DispatchableCapacityMW),MeetPrimaryCriteriaSeries3,\"=1\",RPE_Run,\"=\"&$G60,RPE_Year,\"=\"&P$58))","v":254.73049238031894},260.0430677300601,243.77152273658962,244.34858349696367,229.43765722074559,231.60631994584236,223.25125016589828,168.51925437796055]
[null,null,null,null,null,null,{"$f":"IF(Map!R5=\"\",\"\",Map!R5)","v":"Jan 2020 Ref Case"},null,null,null,null,null,null,null,null,256.12761274551389,264.92720389326934,249.86005240891922,250.59829722240224,232.57534165987363,236.21901943020032,226.80652580631153,169.13874390149692]
[null,null,null,null,null,null,{"$f":"IF(Map!R6=\"\",\"\",Map!R6)","v":""},null,null,null,null,null,null,null,null,"","","","","","","",""]
[null,null,null,null,null,null,{"$f":"IF(Map!R7=\"\",\"\",Map!R7)","v":""},null,null,null,null,null,null,null,null,"","","","","","","",""]
[null,null,null,null,null,null,{"$f":"IF(Map!R8=\"\",\"\",Map!R8)","v":""},null,null,null,null,null,null,null,null,{"$f":"IF($G64=\"\",\"\",CHOOSE(VLOOKUP($B$18,$A$113:$B$123,2,0),\nSUMIFS(RPE_FuelConsumptionSummerTBtu,MeetPrimaryCriteriaSeries3,\"=1\",RPE_Run,\"=\"&$G64,RPE_Year,\"=\"&P$58),\nSUMIFS(RPE_FuelConsumptionTotalTBtu,MeetPrimaryCriteriaSeries3,\"=1\",RPE_Run,\"=\"&$G64,RPE_Year,\"=\"&P$58),\nSUMIFS(RPE_GenerationSummerGWh,MeetPrimaryCriteriaSeries3,\"=1\",RPE_Run,\"=\"&$G64,RPE_Year,\"=\"&P$58),\nSUMIFS(RPE_GenerationTotalGWh,MeetPrimaryCriteriaSeries3,\"=1\",RPE_Run,\"=\"&$G64,RPE_Year,\"=\"&P$58),\nSUMIFS(RPE_CO2EmissionsSummerThousandTons,MeetPrimaryCriteriaSeries3,\"=1\",RPE_Run,\"=\"&$G64,RPE_Year,\"=\"&P$58),\nSUMIFS(RPE_CO2EmissionsTotalThousandTons,MeetPrimaryCriteriaSeries3,\"=1\",RPE_Run,\"=\"&$G64,RPE_Year,\"=\"&P$58),\nSUMIFS(RPE_NOXEmissionsSummerThousandTons,MeetPrimaryCriteriaSeries3,\"=1\",RPE_Run,\"=\"&$G64,RPE_Year,\"=\"&P$58),\nSUMIFS(RPE_NOXEmissionsTotalThousandTons,MeetPrimaryCriteriaSeries3,\"=1\",RPE_Run,\"=\"&$G64,RPE_Year,\"=\"&P$58),\nSUMIFS(RPE_SO2EmissionsSummerThousandTons,MeetPrimaryCriteriaSeries3,\"=1\",RPE_Run,\"=\"&$G64,RPE_Year,\"=\"&P$58),\nSUMIFS(RPE_SO2EmissionsTotalThousandTons,MeetPrimaryCriteriaSeries3,\"=1\",RPE_Run,\"=\"&$G64,RPE_Year,\"=\"&P$58),\nSUMIFS(RPE_DispatchableCapacityMW,MeetPrimaryCriteriaSeries3,\"=1\",RPE_Run,\"=\"&$G64,RPE_Year,\"=\"&P$58)))","v":""},"","","","","","",""]
[null,null,null,null,null,null,{"$f":"IF(Map!R9=\"\",\"\",Map!R9)","v":""},null,null,null,null,null,null,null,null,"","","","","","","",""]
[null,null,null,null,null,null,{"$f":"IF(Map!R10=\"\",\"\",Map!R10)","v":""},null,null,null,null,null,null,null,null,"","","","","","","",""]
[null,null,null,null,null,null,{"$f":"IF(Map!R11=\"\",\"\",Map!R11)","v":""},null,null,null,null,null,null,null,null,"","","","","","","",""]
[null,null,null,null,null,null,{"$f":"IF(Map!R12=\"\",\"\",Map!R12)","v":""},null,null,null,null,null,null,null,null,"","","","","","","",""]
[null,null,null,null,null,null,{"$f":"IF(Map!R13=\"\",\"\",Map!R13)","v":""},null,null,null,null,null,null,null,null,"","","","","","","",""]
[null,"Comparison Run List"]
[null,"Self",null,null,null,"COMPARISON",null,2011,2012,2013,2014,2015,2016,2017,2018,2021,2023,2025,2030,2035,2040,2045,2050]
[null,{"$f":"G72","v":"Historic"},null,null,null,null,{"$f":"G59","v":"Historic"},{"$f":"IF($G72=\"\",\"\",SUMIFS(CHOOSE(VLOOKUP($B$35,$A$113:$B$123,2,0),  RPE_FuelConsumptionSummerTBtu, RPE_FuelConsumptionTotalTBtu, RPE_GenerationSummerGWh, RPE_GenerationTotalGWh, RPE_CO2EmissionsSummerThousandTons, RPE_CO2EmissionsTotalThousandTons, RPE_NOXEmissionsSummerThousandTons, RPE_NOXEmissionsTotalThousandTons, RPE_SO2EmissionsSummerThousandTons, RPE_SO2EmissionsTotalThousandTons, RPE_DispatchableCapacityMW),MeetComparisonCriteriaSeries3,\"=1\",RPE_Run,\"=\"&IF($B$23=\"self\",$G72,$B$23),RPE_Year,\"=\"&IF($B$25=\"Parallel\",H$71,$B$25)))","v":0},0,0,0,0,0,0,0]
[null,{"$f":"G73","v":"Nov 2019 Ref Case"},null,null,null,null,{"$f":"G60","v":"Nov 2019 Ref Case"},null,null,null,null,null,null,null,null,{"$f":"IF($G73=\"\",\"\",SUMIFS(CHOOSE(VLOOKUP($B$35,$A$113:$B$123,2,0),  RPE_FuelConsumptionSummerTBtu, RPE_FuelConsumptionTotalTBtu, RPE_GenerationSummerGWh, RPE_GenerationTotalGWh, RPE_CO2EmissionsSummerThousandTons, RPE_CO2EmissionsTotalThousandTons, RPE_NOXEmissionsSummerThousandTons, RPE_NOXEmissionsTotalThousandTons, RPE_SO2EmissionsSummerThousandTons, RPE_SO2EmissionsTotalThousandTons, RPE_DispatchableCapacityMW),MeetComparisonCriteriaSeries3,\"=1\",RPE_Run,\"=\"&IF($B$23=\"Self\",$G73,$B$23),RPE_Year,\"=\"&IF($B$25=\"Parallel\",P$71,$B$25)))","v":0},{"$f":"IF($G73=\"\",\"\",SUMIFS(CHOOSE(VLOOKUP($B$35,$A$113:$B$123,2,0),  RPE_FuelConsumptionSummerTBtu, RPE_FuelConsumptionTotalTBtu, RPE_GenerationSummerGWh, RPE_GenerationTotalGWh, RPE_CO2EmissionsSummerThousandTons, RPE_CO2EmissionsTotalThousandTons, RPE_NOXEmissionsSummerThousandTons, RPE_NOXEmissionsTotalThousandTons, RPE_SO2EmissionsSummerThousandTons, RPE_SO2EmissionsTotalThousandTons, RPE_DispatchableCapacityMW),MeetComparisonCriteriaSeries3,\"=1\",RPE_Run,\"=\"&IF($B$23=\"self\",$G73,$B$23),RPE_Year,\"=\"&IF($B$25=\"Parallel\",Q$71,$B$25)))","v":0},0,0,0,0,0,0]
[null,"Jan 2020 Ref Case",null,null,null,null,"Jan 2020 Ref Case",null,null,null,null,null,null,null,null,0,0,0,0,0,0,0,0]
[null,"",null,null,null,null,"",null,null,null,null,null,null,null,null,"","","","","","","",""]
[null,"",null,null,null,null,"",null,null,null,null,null,null,null,null,"","","","","","","",""]
[null,"",null,null,null,null,"",null,null,null,null,null,null,null,null,"","","","","","","",""]
[null,"",null,null,null,null,"",null,null,null,null,null,null,null,null,"","","","","","","",""]
[null,"",null,null,null,null,"",null,null,null,null,null,null,null,null,"","","","","","","",""]
[null,"",null,null,null,null,"",null,null,null,null,null,null,null,null,"","","","","","","",""]
[null,"",null,null,null,null,"",null,null,null,null,null,null,null,null,{"$f":"IF($G81=\"\",\"\",SUMIFS(CHOOSE(VLOOKUP($B$35,$A$113:$B$123,2,0),  RPE_FuelConsumptionSummerTBtu, RPE_FuelConsumptionTotalTBtu, RPE_GenerationSummerGWh, RPE_GenerationTotalGWh, RPE_CO2EmissionsSummerThousandTons, RPE_CO2EmissionsTotalThousandTons, RPE_NOXEmissionsSummerThousandTons, RPE_NOXEmissionsTotalThousandTons, RPE_SO2EmissionsSummerThousandTons, RPE_SO2EmissionsTotalThousandTons, RPE_DispatchableCapacityMW),MeetComparisonCriteriaSeries3,\"=1\",RPE_Run,\"=\"&$G81,RPE_Year,\"=\"&P$71))","v":""},"","","","","","",""]
[null,"",null,null,null,null,"",null,null,null,null,null,null,null,null,"","","","","","","",""]
[]
["Historic Year List","Run Year List",null,null,null,"DISPLAY",null,2011,2012,2013,2014,2015,2016,2017,2018,2021,2023,2025,2030,2035,2040,2045,2050]
[2011,"Parallel",null,null,{"$f":"IF(OR($B$7=\"IPM Region\",AND($B$25=\"Parallel\",OR($B$20=\"Absolute Change\",$B$20=\"Percent Change\"))),\"Hide\",\"Show\")","v":"Show"},{"$f":"G72","v":"Historic"},{"$f":"IF(E85=\"Hide\",\"\",F85)","v":"Historic"},{"$f":"IF($E85=\"Hide\",NA(),IFERROR(IF($B$20=\"Actual\",H59,IF(AND(OR($B$20=\"Absolute Change\",$B$20=\"Percent Change\"),$B$25=\"Parallel\"),\"\",IF($B$20=\"Absolute Change\",H59-H72,IF($B$20=\"Percent Change\",(H59-H72)/H72,IF($B$20=\"Emissions Rate\",(H59*2/H72)/IF(LEFT($B$18,3)=\"CO2\",1.10231,1),IF($B$20=\"Capacity Factor\",H59*1000/(H72*IF(NOT(ISERROR(SEARCH(\"Summer\",$B$18))),3672,8760)),H59/H72)))))),0))","v":744.05840900000021},651.68203900000015,637.41233200000011,595.58334500000024,515.05556500000012,452.56635899999998,391.35469699999987,354.79658199999989]
[2012,2021,null,null,null,"Nov 2019 Ref Case",{"$f":"F86","v":"Nov 2019 Ref Case"},null,null,null,null,null,null,null,null,{"$f":"IF($F86=\"\",\"\",IFERROR(IF($B$20=\"Actual\",P60,IF($B$20=\"Absolute Change\",P60-P73,IF($B$20=\"Percent Change\",(P60-P73)/P73,IF($B$20=\"Emissions Rate\",(P60*2/P73)/IF(LEFT($B$18,3)=\"CO2\",1.10231,1),IF($B$20=\"Capacity Factor\",P60*1000/(P73*IF(NOT(ISERROR(SEARCH(\"Summer\",$B$18))),3672,8760)),P60/P73))))),0))","v":254.73049238031894},260.0430677300601,243.77152273658962,244.34858349696367,229.43765722074559,231.60631994584236,223.25125016589828,168.51925437796055]
[2013,2023,null,null,null,"Jan 2020 Ref Case",{"$f":"F87","v":"Jan 2020 Ref Case"},null,null,null,null,null,null,null,null,256.12761274551389,264.92720389326934,249.86005240891922,250.59829722240224,232.57534165987363,236.21901943020032,226.80652580631153,169.13874390149692]
[2014,2025,null,null,null,"","",null,null,null,null,null,null,null,null,"","","","","","","",""]
[2015,2030,null,null,null,"","",null,null,null,null,null,null,null,null,"","","","","","","",""]
[2016,2035,null,null,null,"","",null,null,null,null,null,null,null,null,"","","","","","","",""]
[2017,2040,null,null,null,"","",null,null,null,null,null,null,null,null,"","","","","","","",""]
[2005,2045,null,null,null,"","",null,null,null,null,null,null,null,null,"","","","","","","",""]
[null,2050,null,null,null,"","",null,null,null,null,null,null,null,null,"","","","","","","",""]
[null,null,null,null,null,"","",null,null,null,null,null,null,null,null,"","","","","","","",""]
[null,null,null,null,null,"","",null,null,null,null,null,null,null,null,"","","","","","","",""]
[]
[null,null,null,null,null,null,null,null,null,null,null,null,"=IF(OR(ISERROR(SEARCH(\"Emissions\",$B$18)>0),$B$20=\"Emissions Rate\"),NA(),1)"]
[]
[]
["Show"]
["Hide"]
[]
[]
[]
[]
[]
[]
[]
[]
[]
[]
[]
["Fuel Consumption Summer TBtu",1]
["Fuel Consumption Total TBtu",2]
["Generation Summer GWh",3]
["Generation Total GWh",4]
["CO2 Emissions Summer Thousand Tons",5]
["CO2 Emissions Total Thousand Tons",6]
["NOX Emissions Summer Thousand Tons",7]
["NOX Emissions Total Thousand Tons",8]
["SO2 Emissions Summer Thousand Tons",9]
["SO2 Emissions Total Thousand Tons",10]
["Dispatchable Capacity MW",11]
[]
[]
[]
["Fuel Consumption Summer TBtu","TBtu"]
["Fuel Consumption Total TBtu","TBtu"]
["Generation Summer GWh","GWh"]
["Generation Total GWh","GWh"]
["CO2 Emissions Summer Thousand Tons","Thousand (short) tons CO2"]
["CO2 Emissions Total Thousand Tons","Thousand (short) tons CO2"]
["NOX Emissions Summer Thousand Tons","Thousand (short) tons NOx"]
["NOX Emissions Total Thousand Tons","Thousand (short) tons NOx"]
["SO2 Emissions Summer Thousand Tons","Thousand (short) tons SO2"]
["SO2 Emissions Total Thousand Tons","Thousand (short) tons SO2"]
["Dispatchable Capacity MW","MW"]

{"sheet":"Emissions GWh Btu MW","index":5,"n_rows":216,"n_cols":48,"rows_kept":216,"cut":false,"hidden":false,"merged":[[40,5,41,18],[35,33,35,34],[36,33,36,34],[37,33,37,34],[168,21,175,21],[36,26,36,28],[35,26,35,28],[37,26,37,28],[38,26,38,28],[159,21,166,21],[151,21,157,21],[139,21,145,21],[130,21,136,21],[122,21,128,21],[108,21,114,21],[99,21,105,21],[91,21,97,21],[76,21,84,21],[67,21,74,21],[58,21,65,21],[50,21,56,21],[38,33,38,34],[34,12,34,14],[35,12,35,14],[36,12,36,14],[37,12,37,14],[88,6,88,8],[88,9,88,11],[49,9,49,11],[48,12,48,14],[49,12,49,14],[88,12,88,14],[68,6,68,8],[69,6,69,8],[69,9,69,11],[69,12,69,14],[48,6,48,8],[49,6,49,8],[35,39,35,41],[88,15,88,17],[89,6,89,8],[89,9,89,11],[89,12,89,14],[89,15,89,17],[69,15,69,17],[48,9,48,11],[48,15,48,17],[49,15,49,17],[68,9,68,11],[68,12,68,14],[68,15,68,17],[36,39,36,41],[39,39,39,41],[38,39,38,41]]}
[]
[null,null,null,null,"EMISSIONS"]
[]
["PRIMARY CASE","Jan 2020 Ref Case"]
["SECONDARY CASE","Nov 2019 Ref Case"]
[]
["Regional Aggregation","National",{"$f":"IF(B7=\"State\",\"RPE_State\",\"RPE_RegionGroupAcronym\")","v":"RPE_RegionGroupAcronym"}]
["Region","WI"]
[]
["FILTERS"]
["Fuel Type","All Units","RPE_FuelType"]
["Fossil >25 MW","All Units","RPE_Fossil25MW"]
["Existing/New/Retired","Existing and New","RPE_ExistingorNewUnit"]
["Plant Type","All Units","RPE_PlantType"]
["Plant Category","All Units","RPE_PlantCategory"]
["Plant Controls","All Units",{"$f":"MATCH(B16,Controls,0)","v":1}]
["Existing or New Controls","All Controls"]
[]
[]
[]
["***You must click the update button to update the charts"]
[]
[]
[]
[]
[]
[]
[]
[]
[]
[]
[]
[]
[null,null,null,null,null,null,null,null,null,"Emissions Charts Only Controls"]
[null,null,null,null,null,null,null,null,null,null,null,"Comparison Type:","Actual",null,null,null,null,null,null,null,null,null,null,null,null,"Column Chart Only Controls",null,null,null,null,null,null,"Column and Pie Chart Controls",null,null,null,null,null,"Pie Chart Only Controls"]
[null,null,null,null,null,null,null,null,null,null,null,"Comparison:","Historical Data",null,null,null,null,null,null,null,null,null,null,null,null,"Comparison Type:","Actual",null,null,null,null,null,"Category:","Generation",null,null,"Pie Chart 1",null,"Run","Historical Data"]
[null,null,null,null,null,null,null,null,null,null,null,"Fixed or Parallel:","Fixed",null,null,null,null,null,null,null,null,null,null,null,null,"Comparison:","Historical Data",null,null,null,0,null,"Timeframe:","Annual",null,null,null,null,"Year",2017]
[null,null,null,null,null,null,null,null,null,null,null,"Comparison Year:",2018,null,null,null,null,null,null,null,null,null,null,null,null,"Fixed or Parallel:","Fixed",null,null,null,null,null,"Aggregation:","Grouped"]
[null,null,null,null,null,null,null,null,null,null,null,null,null,null,null,null,null,null,null,null,null,null,null,null,null,"Comparison Year:",2018,null,null,null,null,null,"Highlight:","*All Renewables Except Hydro",null,null,"Pie Chart 2",null,"Run","Jan 2020 Ref Case"]
[null,null,null,null,null,null,null,null,null,null,null,null,null,null,null,null,null,null,null,null,null,null,null,null,null,null,null,null,null,null,null,null,null,null,null,null,null,null,"Year",2030]
[null,null,null,null,null,"*Historical data is still under development. It is approximate and may not always provide an apples-to-apples comparison to IPM outputs. See READ ME worksheet for more info.",null,null,null,null,null,null,null,null,null,null,null,null,null,null,null,null,null,"*Historical data is still under development. It is approximate and may have significant error in some circumstances. See READ ME worksheet for more info."]
[]
[]
[null,null,null,null,null,null,null,null,null,null,null,null,null,null,null,null,null,null,null,{"$f":"35.31-34.635","v":0.67500000000000426}]
[]
[]
[]
[null,null,null,null,null,null,"THESE TABELS AREN'T GRAPHED; see set below",null,null,null,null,null,null,null,null,null,null,null,null,null,null,null,null,null,{"$f":"IF($AH$36=\"Capacity\",VLOOKUP($AH$36,$A$172:$B$176,2,0),VLOOKUP($AH$36&\"_\"&$AH$37,$A$172:$B$176,2,0))","v":"RPE_GenerationTotalGWh"},null,null,null,null,{"$f":"IF(AH36=\"Heat Input\",\"TBtu\",IF(AH36=\"Capacity\",\"MW\",\"GWh\"))","v":"GWh"},{"$f":"AH37&\" \"&AH36&\" (\"&AD48&\")\"","v":"Annual Generation (GWh)"},null,null,null,null,{"$f":"AE48&\", \"&AN36&\" \"&AN37","v":"Annual Generation (GWh), Historical Data 2017"},{"$f":"AE48&\", \"&AN39&\" \"&AN40","v":"Annual Generation (GWh), Jan 2020 Ref Case 2030"}]
[null,null,null,null,null,null,"Annual SO2",null,null,"Annual CO2",null,null,"Annual NOx",null,null,"Ozone Season NOx",null,null,null,null,null,null,null,1,{"$f":"X49+1","v":2},{"$f":"Y49+1","v":3},4,5,6,7,8,9,10,11,12,13,14,15,16,17,18,19,20,{"$f":"AQ49+1","v":21},{"$f":"AR49+1","v":22},{"$f":"AS49+1","v":23},{"$f":"AT49+1","v":24},25]
[null,null,null,null,null,null,"RPE_SO2EmissionsTotalThousandTons",null,null,"RPE_CO2EmissionsTotalThousandTons",null,null,"RPE_NOXEmissionsTotalThousandTons",null,null,"RPE_NOXEmissionsSummerThousandTons",null,null,null,null,null,null,"Year","All Units","Biomass","Coal Steam","Combined Cycle","Combustion Turbine","Energy Storage","Fossil Other","Fuel Cell","Geothermal","Hydro","IGCC","International Imports","Landfill Gas","Non-Fossil Other","Nuclear","O/G Steam","Offshore Wind","Pumped Storage","Solar PV","Solar Thermal","Wind","Coal 30% CCS","Coal 90% CCS","Coal W/CCS","NGCC w/CCS"]
[{"$f":"IF(M35=\"Percent Change\",\"Percent Change\",\"thousands of short tons\")","v":"thousands of short tons"},null,null,null,null,null,"Historical",{"$f":"$B$4","v":"Jan 2020 Ref Case"},{"$f":"$B$5","v":"Nov 2019 Ref Case"},"Historical",{"$f":"$B$4","v":"Jan 2020 Ref Case"},{"$f":"$B$5","v":"Nov 2019 Ref Case"},"Historical",{"$f":"$B$4","v":"Jan 2020 Ref Case"},{"$f":"$B$5","v":"Nov 2019 Ref Case"},"Historical",{"$f":"$B$4","v":"Jan 2020 Ref Case"},{"$f":"$B$5","v":"Nov 2019 Ref Case"},null,null,1,"Historical",2012,{"$f":"CHOOSE(VLOOKUP($AH$36&\"_\"&$AH$37,$A$178:$B$183,2,0),\n\nSUMIFS(RPE_FuelConsumptionSummerTBtu,MeetHistoricCriteriaSeries2,\"=1\", IF($B$7=\"IPM Region\",RPE_RegionGroupAcronym,RPE_State),\"=\"&IF($B$7=\"National\",\"*\",$B$8),RPE_Year,\"=\"&$W51),\n\nSUMIFS(RPE_FuelConsumptionTotalTBtu,MeetHistoricCriteriaSeries2,\"=1\", IF($B$7=\"IPM Region\",RPE_RegionGroupAcronym,RPE_State),\"=\"&IF($B$7=\"National\",\"*\",$B$8),RPE_Year,\"=\"&$W51),\n\nSUMIFS(RPE_GenerationSummerGWh,MeetHistoricCriteriaSeries2,\"=1\", IF($B$7=\"IPM Region\",RPE_RegionGroupAcronym,RPE_State),\"=\"&IF($B$7=\"National\",\"*\",$B$8),RPE_Year,\"=\"&$W51),\n\nSUMIFS(RPE_GenerationTotalGWh,MeetHistoricCriteriaSeries2,\"=1\", IF($B$7=\"IPM Region\",RPE_RegionGroupAcronym,RPE_State),\"=\"&IF($B$7=\"National\",\"*\",$B$8),RPE_Year,\"=\"&$W51),\n\nSUMIFS(RPE_DispatchableCapacityMW,MeetHistoricCriteriaSeries2,\"=1\", IF($B$7=\"IPM Region\",RPE_RegionGroupAcronym,RPE_State),\"=\"&IF($B$7=\"National\",\"*\",$B$8),RPE_Year,\"=\"&$W51))","v":3968300.1840470005},{"$f":"CHOOSE(VLOOKUP($AH$36&\"_\"&$AH$37,$A$178:$B$183,2,0),\n\nSUMIFS(RPE_FuelConsumptionSummerTBtu,MeetHistoricCriteriaSeries2,\"=1\", IF($B$7=\"IPM Region\",RPE_RegionGroupAcronym,RPE_State),\"=\"&IF($B$7=\"National\",\"*\",$B$8),RPE_Year,\"=\"&$W51,RPE_PlantType,\"=\"&Y$50),\n\nSUMIFS(RPE_FuelConsumptionTotalTBtu,MeetHistoricCriteriaSeries2,\"=1\", IF($B$7=\"IPM Region\",RPE_RegionGroupAcronym,RPE_State),\"=\"&IF($B$7=\"National\",\"*\",$B$8),RPE_Year,\"=\"&$W51,RPE_PlantType,\"=\"&Y$50),\n\nSUMIFS(RPE_GenerationSummerGWh,MeetHistoricCriteriaSeries2,\"=1\", IF($B$7=\"IPM Region\",RPE_RegionGroupAcronym,RPE_State),\"=\"&IF($B$7=\"National\",\"*\",$B$8),RPE_Year,\"=\"&$W51,RPE_PlantType,\"=\"&Y$50),\n\nSUMIFS(RPE_GenerationTotalGWh,MeetHistoricCriteriaSeries2,\"=1\", IF($B$7=\"IPM Region\",RPE_RegionGroupAcronym,RPE_State),\"=\"&IF($B$7=\"National\",\"*\",$B$8),RPE_Year,\"=\"&$W51,RPE_PlantType,\"=\"&Y$50),\n\nSUMIFS(RPE_DispatchableCapacityMW,MeetHistoricCriteriaSeries2,\"=1\", IF($B$7=\"IPM Region\",RPE_RegionGroupAcronym,RPE_State),\"=\"&IF($B$7=\"National\",\"*\",$B$8),RPE_Year,\"=\"&$W51,RPE_PlantType,\"=\"&Y$50))","v":40749.43557899999},1532126.4277250003,922939.09767999977,68785.679510000016,0,0,145.07997,15466.776625999999,274555.05160599999,1173.64526,{"$f":"CHOOSE(VLOOKUP($AH$36&\"_\"&$AH$37,$A$178:$B$183,2,0),\n\nSUMIFS(RPE_FuelConsumptionSummerTBtu,MeetHistoricCriteriaSeries2,\"=1\", IF($B$7=\"IPM Region\",RPE_RegionGroupAcronym,RPE_State),\"=\"&IF($B$7=\"National\",\"*\",$B$8),RPE_Year,\"=\"&$W51,RPE_PlantType,\"=\"&AI$50),\n\nSUMIFS(RPE_FuelConsumptionTotalTBtu,MeetHistoricCriteriaSeries2,\"=1\", IF($B$7=\"IPM Region\",RPE_RegionGroupAcronym,RPE_State),\"=\"&IF($B$7=\"National\",\"*\",$B$8),RPE_Year,\"=\"&$W51,RPE_PlantType,\"=\"&AI$50),\n\nSUMIFS(RPE_GenerationSummerGWh,MeetHistoricCriteriaSeries2,\"=1\", IF($B$7=\"IPM Region\",RPE_RegionGroupAcronym,RPE_State),\"=\"&IF($B$7=\"National\",\"*\",$B$8),RPE_Year,\"=\"&$W51,RPE_PlantType,\"=\"&AI$50),\n\nSUMIFS(RPE_GenerationTotalGWh,MeetHistoricCriteriaSeries2,\"=1\", IF($B$7=\"IPM Region\",RPE_RegionGroupAcronym,RPE_State),\"=\"&IF($B$7=\"National\",\"*\",$B$8),RPE_Year,\"=\"&$W51,RPE_PlantType,\"=\"&AI$50),\n\nSUMIFS(RPE_DispatchableCapacityMW,MeetHistoricCriteriaSeries2,\"=1\", IF($B$7=\"IPM Region\",RPE_RegionGroupAcronym,RPE_State),\"=\"&IF($B$7=\"National\",\"*\",$B$8),RPE_Year,\"=\"&$W51,RPE_PlantType,\"=\"&AI$50))","v":0},9792.7961560000003,24558.196439000003,769331.482342,162926.22689999992,0,0,3445.9842960000005,1089.8209450000002,140406.08839999998,0,0,0,0]
[null,null,null,null,null,2013,{"$f":"SUMIFS(RPE_SO2EmissionsTotalThousandTons, MeetHistoricCriteriaSeries2,\"=1\",RPE_Year,\"=\"&$F52, IF($B$7=\"IPM Region\", RPE_RegionGroupAcronym, RPE_State),\"=\"&IF($B$7=\"National\",\"*\",$B$8))","v":3245.1738469999987},null,null,{"$f":"SUMIFS(RPE_CO2EmissionsTotalThousandTons, MeetHistoricCriteriaSeries2,\"=1\",RPE_Year,\"=\"&$F52, IF($B$7=\"IPM Region\", RPE_RegionGroupAcronym, RPE_State),\"=\"&IF($B$7=\"National\",\"*\",$B$8))","v":2233849.6959250001},null,null,{"$f":"SUMIFS(RPE_NOXEmissionsTotalThousandTons, MeetHistoricCriteriaSeries2,\"=1\",RPE_Year,\"=\"&$F52, IF($B$7=\"IPM Region\", RPE_RegionGroupAcronym, RPE_State),\"=\"&IF($B$7=\"National\",\"*\",$B$8))","v":1725.690503},null,null,{"$f":"SUMIFS(RPE_NOXEmissionsSummerThousandTons, MeetHistoricCriteriaSeries2,\"=1\",RPE_Year,\"=\"&$F52, IF($B$7=\"IPM Region\", RPE_RegionGroupAcronym, RPE_State),\"=\"&IF($B$7=\"National\",\"*\",$B$8))","v":750.29746400000022},null,null,null,null,{"$f":"U51+1","v":2},null,2013,4005846.1483309958,42573.388331000009,1607446.0125899997,872799.9312100003,56241.242929999986,0,0,339.39234999999996,15659.07208,267051.60865900002,4154.1103899999998,0,10420.659366999998,23454.640932000006,789016.47300000011,139529.59735999999,0,0,8101.534217999998,975.90719999999988,167191.14644400001,0,0,0,0]
[null,null,null,null,null,2014,3157.0922819999982,null,null,2233715.4815760003,null,null,1667.2321780000011,null,null,695.62110899999982,null,null,null,null,{"$f":"U52+1","v":3},null,2014,4031718.2360239979,46577.589716999995,1599622.3824300005,882735.1726899998,57596.762279999974,0,0,538.15497000000005,15623.100000000002,257733.80077299991,6048.1796299999996,0,11198.918129000001,22143.050402000004,797165.98199999996,135096.99129000006,0,78.009,15210.400351000004,2492.6990880000003,180924.70779400002,0,0,0,0]
[null,null,null,null,null,2015,2216.6843699999986,null,null,2093951.0266560011,null,null,1382.9763710000007,null,null,616.79623699999979,null,null,null,null,4,null,2015,4002887.9750929987,45425.797553999997,1390807.8514000005,1046314.7547899997,74057.90727999997,0,0,694.46393999999987,15687.235000000001,247389.98552699995,9104.7887100000007,0,11289.040007000001,21518.688232000008,797177.87699999998,127331.50641,0,0,21611.554736000009,3327.9986260000001,189946.08170499999,0,0,0,0]
[null,null,null,null,null,2016,1490.2818350000002,null,null,1994074.4728859996,null,null,1204.5676150000002,null,null,554.0761950000001,null,null,null,null,5,null,2016,3997548.2951150029,47456.326026999981,1295888.4541900007,1074863.8119399997,89057.652619999993,0,0,746.71440099999995,15565.705000000002,266212.61307999986,8375.5918999999994,0,11217.086247999998,8128.9586019999988,805693.94799999997,110884.34357999999,0,0,32581.913227000001,3308.3960000000002,226184.13412900001,0,0,0,0]
[null,null,null,null,null,2017,1337.9916729999998,null,null,1917879.0338819998,null,null,1068.1098359999999,null,null,466.58377799999982,null,null,null,null,6,null,2017,3982622.148386999,46238.69871199999,1286805.4348599999,1053845.5137999998,60325.383719999991,0,0,1000.7484400000001,15604.172654999998,298623.41051399999,8641.6640299999999,0,11407.588945999998,19061.506854000007,804949.63500000001,69377.39797999998,104.351,0,49842.748994999994,3269.3240000000001,253524.56888099998,0,0,0,0]
[null,null,null,null,null,2018,1263.8544330000002,null,null,1932099.7424749997,null,null,1028.9384749999995,null,null,445.4475819999995,null,null,null,null,7,null,2018,4130588.4672900029,46228.259114999986,1228703.7139600001,1191437.2264,86551.187409999999,0,0,121.774,16406.124053,289990.90339999995,7852.7421999999988,0,11293.798652000001,19254.602425999998,807077.75899999985,85014.399229999995,117.36199999999999,0,62802.307369000016,3591.7499999999995,274144.55807500007,0,0,0,0]
[null,null,null,null,null,2021,null,{"$f":"SUMIFS(RPE_SO2EmissionsTotalThousandTons, MeetPrimaryCriteriaSeries2,\"=1\",RPE_Year,\"=\"&$F58, IF($B$7=\"IPM Region\", RPE_RegionGroupAcronym, RPE_State),\"=\"&IF($B$7=\"National\",\"*\",$B$8))","v":802.35463167340356},{"$f":"SUMIFS(RPE_SO2EmissionsTotalThousandTons, MeetComparisonCriteriaSeries2,\"=1\",RPE_Year,\"=\"&$F58, IF($B$7=\"IPM Region\", RPE_RegionGroupAcronym, RPE_State),\"=\"&IF($B$7=\"National\",\"*\",$B$8))","v":785.13766187197905},null,{"$f":"SUMIFS(RPE_CO2EmissionsTotalThousandTons, MeetPrimaryCriteriaSeries2,\"=1\",RPE_Year,\"=\"&$F58, IF($B$7=\"IPM Region\", RPE_RegionGroupAcronym, RPE_State),\"=\"&IF($B$7=\"National\",\"*\",$B$8))","v":1665375.8780778488},{"$f":"SUMIFS(RPE_CO2EmissionsTotalThousandTons, MeetComparisonCriteriaSeries2,\"=1\",RPE_Year,\"=\"&$F58, IF($B$7=\"IPM Region\", RPE_RegionGroupAcronym, RPE_State),\"=\"&IF($B$7=\"National\",\"*\",$B$8))","v":1661028.476841985},null,{"$f":"SUMIFS(RPE_NOXEmissionsTotalThousandTons, MeetPrimaryCriteriaSeries2,\"=1\",RPE_Year,\"=\"&$F58, IF($B$7=\"IPM Region\", RPE_RegionGroupAcronym, RPE_State),\"=\"&IF($B$7=\"National\",\"*\",$B$8))","v":773.07462278266905},{"$f":"SUMIFS(RPE_NOXEmissionsTotalThousandTons, MeetComparisonCriteriaSeries2,\"=1\",RPE_Year,\"=\"&$F58, IF($B$7=\"IPM Region\", RPE_RegionGroupAcronym, RPE_State),\"=\"&IF($B$7=\"National\",\"*\",$B$8))","v":772.00292570826093},null,{"$f":"SUMIFS(RPE_NOXEmissionsSummerThousandTons, MeetPrimaryCriteriaSeries2,\"=1\",RPE_Year,\"=\"&$F58, IF($B$7=\"IPM Region\", RPE_RegionGroupAcronym, RPE_State),\"=\"&IF($B$7=\"National\",\"*\",$B$8))","v":361.44873307923365},{"$f":"SUMIFS(RPE_NOXEmissionsSummerThousandTons, MeetComparisonCriteriaSeries2,\"=1\",RPE_Year,\"=\"&$F58, IF($B$7=\"IPM Region\", RPE_RegionGroupAcronym, RPE_State),\"=\"&IF($B$7=\"National\",\"*\",$B$8))","v":360.22637451530278},null,null,8]
[null,null,null,null,null,2023,null,814.35972760895845,792.44632350355221,null,1726361.6993630014,1717628.1130039562,null,794.4051591455144,788.09252509747,null,369.97802301867421,367.0720923184208,null,null,9,{"$f":"B4","v":"Jan 2020 Ref Case"},2021,{"$f":"CHOOSE(VLOOKUP($AH$36&\"_\"&$AH$37,$A$178:$B$183,2,0),\n\nSUMIFS(RPE_FuelConsumptionSummerTBtu,MeetPrimaryCriteriaSeries2,\"=1\", IF($B$7=\"IPM Region\",RPE_RegionGroupAcronym,RPE_State),\"=\"&IF($B$7=\"National\",\"*\",$B$8),RPE_Year,\"=\"&$W59),\n\nSUMIFS(RPE_FuelConsumptionTotalTBtu,MeetPrimaryCriteriaSeries2,\"=1\", IF($B$7=\"IPM Region\",RPE_RegionGroupAcronym,RPE_State),\"=\"&IF($B$7=\"National\",\"*\",$B$8),RPE_Year,\"=\"&$W59),\n\nSUMIFS(RPE_GenerationSummerGWh,MeetPrimaryCriteriaSeries2,\"=1\", IF($B$7=\"IPM Region\",RPE_RegionGroupAcronym,RPE_State),\"=\"&IF($B$7=\"National\",\"*\",$B$8),RPE_Year,\"=\"&$W59),\n\nSUMIFS(RPE_GenerationTotalGWh,MeetPrimaryCriteriaSeries2,\"=1\", IF($B$7=\"IPM Region\",RPE_RegionGroupAcronym,RPE_State),\"=\"&IF($B$7=\"National\",\"*\",$B$8),RPE_Year,\"=\"&$W59),\n\nSUMIFS(RPE_DispatchableCapacityMW,MeetPrimaryCriteriaSeries2,\"=1\", IF($B$7=\"IPM Region\",RPE_RegionGroupAcronym,RPE_State),\"=\"&IF($B$7=\"National\",\"*\",$B$8),RPE_Year,\"=\"&$W59))","v":4079955.4571211063},{"$f":"CHOOSE(VLOOKUP($AH$36&\"_\"&$AH$37,$A$178:$B$183,2,0),\n\nSUMIFS(RPE_FuelConsumptionSummerTBtu,MeetPrimaryCriteriaSeries2,\"=1\", IF($B$7=\"IPM Region\",RPE_RegionGroupAcronym,RPE_State),\"=\"&IF($B$7=\"National\",\"*\",$B$8),RPE_Year,\"=\"&$W59,RPE_PlantType,\"=\"&Y$50),\n\nSUMIFS(RPE_FuelConsumptionTotalTBtu,MeetPrimaryCriteriaSeries2,\"=1\", IF($B$7=\"IPM Region\",RPE_RegionGroupAcronym,RPE_State),\"=\"&IF($B$7=\"National\",\"*\",$B$8),RPE_Year,\"=\"&$W59,RPE_PlantType,\"=\"&Y$50),\n\nSUMIFS(RPE_GenerationSummerGWh,MeetPrimaryCriteriaSeries2,\"=1\", IF($B$7=\"IPM Region\",RPE_RegionGroupAcronym,RPE_State),\"=\"&IF($B$7=\"National\",\"*\",$B$8),RPE_Year,\"=\"&$W59,RPE_PlantType,\"=\"&Y$50),\n\nSUMIFS(RPE_GenerationTotalGWh,MeetPrimaryCriteriaSeries2,\"=1\", IF($B$7=\"IPM Region\",RPE_RegionGroupAcronym,RPE_State),\"=\"&IF($B$7=\"National\",\"*\",$B$8),RPE_Year,\"=\"&$W59,RPE_PlantType,\"=\"&Y$50),\n\nSUMIFS(RPE_DispatchableCapacityMW,MeetPrimaryCriteriaSeries2,\"=1\", IF($B$7=\"IPM Region\",RPE_RegionGroupAcronym,RPE_State),\"=\"&IF($B$7=\"National\",\"*\",$B$8),RPE_Year,\"=\"&$W59,RPE_PlantType,\"=\"&Y$50))","v":3056.6674224640001},827548.23157821724,1580710.8228360943,22183.135976827994,2168.6900993109998,3236.6413221969997,1.218E-2,19774.995117379,302712.43131026137,4289.456636424,{"$f":"CHOOSE(VLOOKUP($AH$36&\"_\"&$AH$37,$A$178:$B$183,2,0),\n\nSUMIFS(RPE_FuelConsumptionSummerTBtu,MeetPrimaryCriteriaSeries2,\"=1\", IF($B$7=\"IPM Region\",RPE_RegionGroupAcronym,RPE_State),\"=\"&IF($B$7=\"National\",\"*\",$B$8),RPE_Year,\"=\"&$W59,RPE_PlantType,\"=\"&AI$50),\n\nSUMIFS(RPE_FuelConsumptionTotalTBtu,MeetPrimaryCriteriaSeries2,\"=1\", IF($B$7=\"IPM Region\",RPE_RegionGroupAcronym,RPE_State),\"=\"&IF($B$7=\"National\",\"*\",$B$8),RPE_Year,\"=\"&$W59,RPE_PlantType,\"=\"&AI$50),\n\nSUMIFS(RPE_GenerationSummerGWh,MeetPrimaryCriteriaSeries2,\"=1\", IF($B$7=\"IPM Region\",RPE_RegionGroupAcronym,RPE_State),\"=\"&IF($B$7=\"National\",\"*\",$B$8),RPE_Year,\"=\"&$W59,RPE_PlantType,\"=\"&AI$50),\n\nSUMIFS(RPE_GenerationTotalGWh,MeetPrimaryCriteriaSeries2,\"=1\", IF($B$7=\"IPM Region\",RPE_RegionGroupAcronym,RPE_State),\"=\"&IF($B$7=\"National\",\"*\",$B$8),RPE_Year,\"=\"&$W59,RPE_PlantType,\"=\"&AI$50),\n\nSUMIFS(RPE_DispatchableCapacityMW,MeetPrimaryCriteriaSeries2,\"=1\", IF($B$7=\"IPM Region\",RPE_RegionGroupAcronym,RPE_State),\"=\"&IF($B$7=\"National\",\"*\",$B$8),RPE_Year,\"=\"&$W59,RPE_PlantType,\"=\"&AI$50))","v":6339.6119998510003},10867.868372180999,22154.205235816007,710931.76677206403,55310.816652491987,122.420639574793,7332.5363503429999,99444.105818092852,3101.7824370661019,398669.25836444943,0,0,0,0]
[null,null,null,null,null,2025,null,819.49255942508421,806.47478421295625,null,1699274.5790580842,1693090.6002745931,null,788.48379618309366,782.01286079687713,null,361.67359692366824,358.5949642153941,null,null,10,null,2023,4128063.4273327882,1803.8655600000004,876811.62251659797,1596474.0237574643,24038.245113892986,2393.3184490000008,3236.6413215119996,1.653E-2,20479.049920002999,312628.83998015424,4289.456636424,6339.6119998510003,10867.868363493999,22154.205237392005,627281.20210624801,56192.878163100992,1510.9160815289831,8332.1016204479984,129489.26419219784,3101.7824370661019,420638.51734641584,0,0,0,0]
[null,null,null,null,null,2030,null,779.93175424669278,764.46816952213067,null,1627176.1678210346,1619813.7910423463,null,749.2412253510588,742.77072934838338,null,359.39870481079714,355.07589074582768,null,null,11,null,2025,4181365.000830601,1895.4086670000004,857251.394944267,1600219.7226586635,27477.058570140991,5542.5505908790001,3236.6413202809995,0.93959999999999999,20564.886972087996,314484.84904194792,4289.456636424,6339.6120014040007,10867.868378730003,22152.155966995007,618388.42008424806,55105.698523263985,1510.9160815289831,9080.736163006999,160717.79749924433,3101.7824370661019,442787.24439368036,0,0,16349.860299743999,0]
[null,null,null,null,null,2035,null,674.82262469329407,669.74127808464652,null,1576159.7955728176,1573995.5284704003,null,677.67313033091375,677.51712414059534,null,340.62880363392185,339.35458046722522,null,null,12,null,2030,4322992.2072203569,1737.2119950000006,798434.44548467686,1575249.3757795922,38089.23665457801,14442.203710259004,2949.7010168930001,0.94394999999999996,20564.886968808998,315222.06075747998,4289.456636424,6339.6119998729991,9308.687978068001,21832.61721562301,547973.47512636008,52731.506746211002,34412.809269512298,11547.811065979,243061.17852221563,3101.7824370661019,605353.34360599227,0,0,16349.860299743999,0]
[null,null,null,null,null,2040,null,660.17226163660916,657.4826233894205,null,1612769.6880324853,1604215.7510178224,null,669.10010556620296,666.5276518938141,null,341.47389946345879,339.02803561137262,null,null,13,null,2035,4453859.6172861829,878.83761499999991,683181.22887621401,1744216.8021728871,49865.462405153005,20330.254717043994,2954.010217347,0.93959999999999999,20564.886972943994,317590.86669737496,4081.23477899,6339.6120000669998,9348.7550972779991,21830.237959413003,547129.1377827361,58047.484727450996,70824.846018763055,11708.754654376,257789.58901150449,3101.7824370661019,607725.03324483091,0,0,16349.860299743999,0]
[null,null,null,null,null,2045,null,614.39879431616555,607.05932145739416,null,1505028.9498272787,1499585.0690986733,null,607.70719488632733,603.39644234776404,null,318.269880497835,316.45870352966563,null,null,14,null,2040,4626003.821381445,938.11820699999987,692968.80457699299,1855098.8089978772,46303.888412068991,35285.345111375987,2993.0287327239994,0.93959999999999999,20564.886972287997,318922.46604424418,3954.6308145960002,6339.6119998570002,9588.5617906920033,21829.585113031,540213.97626484802,45816.617357011972,70824.846018763055,8696.7018506720015,288532.77921805612,3101.7824370661019,637678.58156254154,0,0,16349.860299743999,0]
[null,null,null,null,null,2050,null,484.87900727532372,482.45703213360048,null,1367017.3747540019,1353520.122424481,null,490.25616154526227,490.17759285687714,null,260.5552738374945,262.28242641425703,null,null,15,null,2045,4780807.2526356317,892.85484567300011,641534.64452510129,1806974.460596126,40207.18537211301,33441.971658990995,3000.9904937299998,0,20564.886971444997,318922.46605218912,0,6339.6119998569993,9580.2395780150018,21830.664842402002,531360.24426254409,33057.121038115009,87531.967868422973,9413.5684288870016,343243.12352944462,3101.7824370661019,853459.60783576791,0,0,16349.860299743999,0]
[null,null,null,null,null,null,null,null,null,null,null,null,null,null,null,null,null,null,null,null,16,null,2050,4983141.8720992384,774.92078500000002,488756.06237359508,1916797.6588067815,42050.064393201952,53777.309139164994,2934.7214172720001,0,20564.886967773004,318922.46605555067,0,6339.6119998570002,9375.4374083030016,21733.411530424004,461536.14968030399,25586.764344168998,185860.57074686111,9321.2262007009995,417982.73652781604,3101.7824370661019,981406.15490220662,0,0,16319.9363832,0]
[null,null,null,null,null,null,null,null,null,null,null,null,null,null,null,null,null,null,null,null,17]
[null,null,null,null,null,null,"SUBTRACTIONS",null,null,null,null,null,null,null,null,null,null,null,null,null,18,{"$f":"B5","v":"Nov 2019 Ref Case"},2021,{"$f":"CHOOSE(VLOOKUP($AH$36&\"_\"&$AH$37,$A$178:$B$183,2,0),\n\nSUMIFS(RPE_FuelConsumptionSummerTBtu,MeetComparisonCriteriaSeries2,\"=1\", IF($B$7=\"IPM Region\",RPE_RegionGroupAcronym,RPE_State),\"=\"&IF($B$7=\"National\",\"*\",$B$8),RPE_Year,\"=\"&$W68),\n\nSUMIFS(RPE_FuelConsumptionTotalTBtu,MeetComparisonCriteriaSeries2,\"=1\", IF($B$7=\"IPM Region\",RPE_RegionGroupAcronym,RPE_State),\"=\"&IF($B$7=\"National\",\"*\",$B$8),RPE_Year,\"=\"&$W68),\n\nSUMIFS(RPE_GenerationSummerGWh,MeetComparisonCriteriaSeries2,\"=1\", IF($B$7=\"IPM Region\",RPE_RegionGroupAcronym,RPE_State),\"=\"&IF($B$7=\"National\",\"*\",$B$8),RPE_Year,\"=\"&$W68),\n\nSUMIFS(RPE_GenerationTotalGWh,MeetComparisonCriteriaSeries2,\"=1\", IF($B$7=\"IPM Region\",RPE_RegionGroupAcronym,RPE_State),\"=\"&IF($B$7=\"National\",\"*\",$B$8),RPE_Year,\"=\"&$W68),\n\nSUMIFS(RPE_DispatchableCapacityMW,MeetComparisonCriteriaSeries2,\"=1\", IF($B$7=\"IPM Region\",RPE_RegionGroupAcronym,RPE_State),\"=\"&IF($B$7=\"National\",\"*\",$B$8),RPE_Year,\"=\"&$W68))","v":4078810.3103835578},{"$f":"CHOOSE(VLOOKUP($AH$36&\"_\"&$AH$37,$A$178:$B$183,2,0),\n\nSUMIFS(RPE_FuelConsumptionSummerTBtu,MeetComparisonCriteriaSeries2,\"=1\", IF($B$7=\"IPM Region\",RPE_RegionGroupAcronym,RPE_State),\"=\"&IF($B$7=\"National\",\"*\",$B$8),RPE_Year,\"=\"&$W68,RPE_PlantType,\"=\"&Y$50),\n\nSUMIFS(RPE_FuelConsumptionTotalTBtu,MeetComparisonCriteriaSeries2,\"=1\", IF($B$7=\"IPM Region\",RPE_RegionGroupAcronym,RPE_State),\"=\"&IF($B$7=\"National\",\"*\",$B$8),RPE_Year,\"=\"&$W68,RPE_PlantType,\"=\"&Y$50),\n\nSUMIFS(RPE_GenerationSummerGWh,MeetComparisonCriteriaSeries2,\"=1\", IF($B$7=\"IPM Region\",RPE_RegionGroupAcronym,RPE_State),\"=\"&IF($B$7=\"National\",\"*\",$B$8),RPE_Year,\"=\"&$W68,RPE_PlantType,\"=\"&Y$50),\n\nSUMIFS(RPE_GenerationTotalGWh,MeetComparisonCriteriaSeries2,\"=1\", IF($B$7=\"IPM Region\",RPE_RegionGroupAcronym,RPE_State),\"=\"&IF($B$7=\"National\",\"*\",$B$8),RPE_Year,\"=\"&$W68,RPE_PlantType,\"=\"&Y$50),\n\nSUMIFS(RPE_DispatchableCapacityMW,MeetComparisonCriteriaSeries2,\"=1\", IF($B$7=\"IPM Region\",RPE_RegionGroupAcronym,RPE_State),\"=\"&IF($B$7=\"National\",\"*\",$B$8),RPE_Year,\"=\"&$W68,RPE_PlantType,\"=\"&Y$50))","v":1639.3384228000004},824022.25621792837,1582391.7380402279,20769.27530392299,1850.2105623309999,3236.6413189509994,4.3499999999999997E-3,19864.079027449996,303478.09833676199,4289.456636424,{"$f":"CHOOSE(VLOOKUP($AH$36&\"_\"&$AH$37,$A$178:$B$183,2,0),\n\nSUMIFS(RPE_FuelConsumptionSummerTBtu,MeetComparisonCriteriaSeries2,\"=1\", IF($B$7=\"IPM Region\",RPE_RegionGroupAcronym,RPE_State),\"=\"&IF($B$7=\"National\",\"*\",$B$8),RPE_Year,\"=\"&$W68,RPE_PlantType,\"=\"&AI$50),\n\nSUMIFS(RPE_FuelConsumptionTotalTBtu,MeetComparisonCriteriaSeries2,\"=1\", IF($B$7=\"IPM Region\",RPE_RegionGroupAcronym,RPE_State),\"=\"&IF($B$7=\"National\",\"*\",$B$8),RPE_Year,\"=\"&$W68,RPE_PlantType,\"=\"&AI$50),\n\nSUMIFS(RPE_GenerationSummerGWh,MeetComparisonCriteriaSeries2,\"=1\", IF($B$7=\"IPM Region\",RPE_RegionGroupAcronym,RPE_State),\"=\"&IF($B$7=\"National\",\"*\",$B$8),RPE_Year,\"=\"&$W68,RPE_PlantType,\"=\"&AI$50),\n\nSUMIFS(RPE_GenerationTotalGWh,MeetComparisonCriteriaSeries2,\"=1\", IF($B$7=\"IPM Region\",RPE_RegionGroupAcronym,RPE_State),\"=\"&IF($B$7=\"National\",\"*\",$B$8),RPE_Year,\"=\"&$W68,RPE_PlantType,\"=\"&AI$50),\n\nSUMIFS(RPE_DispatchableCapacityMW,MeetComparisonCriteriaSeries2,\"=1\", IF($B$7=\"IPM Region\",RPE_RegionGroupAcronym,RPE_State),\"=\"&IF($B$7=\"National\",\"*\",$B$8),RPE_Year,\"=\"&$W68,RPE_PlantType,\"=\"&AI$50))","v":6339.6120012539996},11161.960475116999,22417.876481266005,710858.70349039196,56156.45544854302,122.420639574793,7419.4883068919989,98772.1012047923,3101.7824370661019,400918.81168186665,0,0,0,0]
[null,null,null,null,null,null,"Annual SO2",null,null,"Annual CO2",null,null,"Annual NOx",null,null,"Ozone Season NOx",null,null,null,null,19,null,2023,4133587.4154203874,1637.9349757440002,861235.19607126317,1607246.3523346959,28474.440854053988,8435.2012435259985,3236.6413240880001,0.93959999999999999,21291.588403828995,313731.84882951831,4289.456636424,6339.6119998569993,11161.761752039003,22415.827206131005,625181.42077099206,56644.228483943989,1510.9160815289831,7995.926639571001,129841.5239263137,3101.7824370661019,419814.81584980758,0,0,0,0]
[null,null,null,null,null,null,"RPE_SO2EmissionsTotalThousandTons",null,null,"RPE_CO2EmissionsTotalThousandTons",null,null,"RPE_NOXEmissionsTotalThousandTons",null,null,"RPE_NOXEmissionsSummerThousandTons",null,null,null,null,20,null,2025,4184805.1283631218,1739.3520670000003,844152.73104772891,1608158.2163907699,31170.316327770983,10328.354610058001,3236.6413214889994,0.93959999999999999,21377.425455284996,315334.92030974291,4289.456636424,6339.6119998569993,11161.960469604004,22415.827207121998,616288.95335292001,57370.309082521984,1510.9160815289831,8801.3978472629988,160188.55805575484,3101.7824370661019,441500.6331280772,0,0,16336.824935135999,0]
[null,null,null,null,null,null,"Historical",{"$f":"H51","v":"Jan 2020 Ref Case"},{"$f":"I51","v":"Nov 2019 Ref Case"},"Historical",{"$f":"K51","v":"Jan 2020 Ref Case"},{"$f":"L51","v":"Nov 2019 Ref Case"},"Historical",{"$f":"N51","v":"Jan 2020 Ref Case"},{"$f":"O51","v":"Nov 2019 Ref Case"},"Historical",{"$f":"Q51","v":"Jan 2020 Ref Case"},{"$f":"R51","v":"Nov 2019 Ref Case"},null,null,21,null,2030,4323916.3036187096,1661.4975690000003,787630.79326789535,1581351.229522686,37984.771772408974,16741.525045777005,2939.5230984519994,1.653E-2,21377.425456639001,315336.60978400009,4289.456636424,6339.6119989770004,9514.7514069700046,22093.702124972999,549537.38011111203,54977.284451556996,35675.818812345409,11132.868576726001,243113.48062452578,3101.7824370661019,602779.94945603865,0,0,16336.824935135999,0]
[null,null,null,null,null,2013,{"$f":"IF(AND($M$37=\"Parallel\",$M$35=\"Absolute Change\"),\"\",IF($M$35=\"Actual\",0,\n   IF($M$36=\"Historical Data\",INDEX($G$52:$G$57,MATCH($M$38,$F$52:$F$57,0),1),\n         INDEX($H$58:$I$64,MATCH($M$38,$F$58:$F$64,0),MATCH($M$36,$H$51:$I$51,0)))))","v":0},null,null,{"$f":"IF(AND($M$37=\"Parallel\",$M$35=\"Absolute Change\"),\"\",IF($M$35=\"Actual\",0,\n   IF($M$36=\"Historical Data\",INDEX($J$52:$J$57,MATCH($M$38,$F$52:$F$57,0),1),\n         INDEX($K$58:$L$64,MATCH($M$38,$F$58:$F$64,0),MATCH($M$36,$K$51:$L$51,0)))))","v":0},null,null,{"$f":"IF(AND($M$37=\"Parallel\",$M$35=\"Absolute Change\"),\"\",IF($M$35=\"Actual\",0,\n   IF($M$36=\"Historical Data\",INDEX($M$52:$M$57,MATCH($M$38,$F$52:$F$57,0),1),\n         INDEX($N$58:$O$64,MATCH($M$38,$F$58:$F$64,0),MATCH($M$36,$N$51:$O$51,0)))))","v":0},null,null,{"$f":"IF(AND($M$37=\"Parallel\",$M$35=\"Absolute Change\"),\"\",IF($M$35=\"Actual\",0,\n   IF($M$36=\"Historical Data\",INDEX($P$52:$P$57,MATCH($M$38,$F$52:$F$57,0),1),\n         INDEX($Q$58:$R$64,MATCH($M$38,$F$58:$F$64,0),MATCH($M$36,$Q$51:$R$51,0)))))","v":0},null,null,null,null,22,null,2035,4454680.1638747603,754.63774300000011,679443.22426889814,1743036.3288178013,48588.273899736007,22350.944679475,2939.5230980009992,0,21377.425455622993,316133.21977414592,4250.3929077359999,6339.6119998569993,9480.7893766510078,22093.702103425003,549537.38011111203,61780.828378656021,72169.682053311481,11275.778938922,257968.17543365574,3101.7824370661019,605721.63746255124,0,0,16336.824935135999,0]
[null,null,null,null,null,2014,0,null,null,0,null,null,0,null,null,0,null,null,null,null,23,null,2040,4625036.2660552785,828.81467699999996,685264.27581745491,1846147.7326510043,45934.646980354009,35751.653708769991,2949.7010170159992,0,21377.425454531,319035.32558764098,3954.6308145960002,6339.6119998570002,9749.8689862530009,22093.432110864003,542622.21859322407,50285.155918313983,72169.682053311481,8333.184217041,286171.85721983301,3101.7824370661019,646588.44087601651,0,0,16336.824935135999,0]
[null,null,null,null,null,2015,0,null,null,0,null,null,0,null,null,0,null,null,null,null,24,null,2045,4780501.973098686,787.05829000000006,636217.58126910706,1803641.1921936327,39575.046498979995,33624.296151699993,3000.9904911299996,0,21377.425455336997,319035.3256052119,0,6339.6119998570002,9796.5423293130007,22094.336070576999,533768.48659092002,34775.999264441998,98693.138649908433,9323.9986128910023,335314.0683527643,3101.7824370661019,853698.26790363959,0,0,16336.824932208001,0]
["Historic Run Years","IPM Run Years",null,null,null,2016,0,null,null,0,null,null,0,null,null,0,null,null,null,null,25,null,2050,4980843.2807368729,774.92078500000002,486180.41263941297,1885421.3033814235,40444.851092228979,53262.205325863993,2935.3370178939999,0,21377.425456497,319035.325592143,0,6339.6119998569993,9555.891127339004,21983.894104801006,463571.87803864788,27544.221981734994,209038.06157006382,9322.5761728650014,412480.90665434685,3101.7824370661019,992165.77434402949,0,0,16306.901015664,0]
[2011,"Parallel",null,null,null,2017,0,null,null,0,null,null,0,null,null,0]
[2012,2021,null,null,null,2018,0,null,null,0,null,null,0,null,null,0,null,null,null,null,null,"SUBTRACTION (if necessary)","HISTORICAL",{"$f":"IF(OR($AA$36=\"Actual\",$AA$38=\"Parallel\"),0,INDEX($X$51:$AV$75,VLOOKUP($AA$37,$A$88:$B$90,2,0)+IF($AA$37=\"Historical Data\",MATCH($AA$39,HistoricalYears,0),MATCH($AA$39,IPMRunYears,0)),X$49))","v":0},{"$f":"IF(OR($AA$36=\"Actual\",$AA$38=\"Parallel\"),0,INDEX($X$51:$AV$75,VLOOKUP($AA$37,$A$88:$B$90,2,0)+IF($AA$37=\"Historical Data\",MATCH($AA$39,HistoricalYears,0),MATCH($AA$39,IPMRunYears,0))-1,Y$49))","v":0},0,0,0,0,0,0,0,0,0,0,0,0,0,0,0,0,0,0,0,0,0,0,0]
[2013,2023,null,null,null,2021,null,{"$f":"IF($M$35=\"Actual\",0,IF($M$37=\"Fixed\",\n   IF($M$36=\"Historical Data\",INDEX($G$52:$G$57,MATCH($M$38,$F$52:$F$57,0),1),\n         INDEX($H$58:$I$65,MATCH($M$38,$F$58:$F$65,0),MATCH($M$36,$H$51:$I$51,0))),\n   INDEX($H$58:$I$65,MATCH($F78,$F$58:$F$65,0),MATCH($M$36,$H$51:$I$51,0))\n\n\n))","v":0},{"$f":"IF($M$35=\"Actual\",0,IF($M$37=\"Fixed\",\n   IF($M$36=\"Historical Data\",INDEX($G$52:$G$57,MATCH($M$38,$F$52:$F$57,0),1),\n         INDEX($H$58:$I$65,MATCH($M$38,$F$58:$F$65,0),MATCH($M$36,$H$51:$I$51,0))),\n   INDEX($H$58:$I$65,MATCH($F78,$F$58:$F$65,0),MATCH($M$36,$H$51:$I$51,0))\n\n\n))","v":0},null,{"$f":"IF($M$35=\"Actual\",0,IF($M$37=\"Fixed\",\n   IF($M$36=\"Historical Data\",INDEX($J$52:$J$57,MATCH($M$38,$F$52:$F$57,0),1),\n         INDEX($K$58:$L$65,MATCH($M$38,$F$58:$F$65,0),MATCH($M$36,$K$51:$L$51,0))),\n   INDEX($K$58:$L$65,MATCH($F78,$F$58:$F$65,0),MATCH($M$36,$K$51:$L$51,0))\n\n\n))","v":0},0,null,{"$f":"IF($M$35=\"Actual\",0,IF($M$37=\"Fixed\",\n   IF($M$36=\"Historical Data\",INDEX($M$52:$M$57,MATCH($M$38,$F$52:$F$57,0),1),\n         INDEX($N$58:$O$65,MATCH($M$38,$F$58:$F$65,0),MATCH($M$36,$N$51:$O$51,0))),\n   INDEX($N$58:$O$65,MATCH($F78,$F$58:$F$65,0),MATCH($M$36,$N$51:$O$51,0))\n\n\n))","v":0},0,null,{"$f":"IF($M$35=\"Actual\",0,IF($M$37=\"Fixed\",\n   IF($M$36=\"Historical Data\",INDEX($P$52:$P$57,MATCH($M$38,$F$52:$F$57,0),1),\n         INDEX($Q$58:$R$65,MATCH($M$38,$F$58:$F$65,0),MATCH($M$36,$Q$51:$R$51,0))),\n   INDEX($Q$58:$R$65,MATCH($F78,$F$58:$F$65,0),MATCH($M$36,$Q$51:$R$51,0))\n\n\n))","v":0},0,null,null,null,null,2021,{"$f":"IF($AA$36=\"Actual\",0,INDEX($X$51:$AV$75,VLOOKUP($AA$37,$A$88:$B$90,2,0)+IF($AA$37=\"Historical Data\",MATCH($AA$39,HistoricalYears,0)-1,IF($AA$38=\"Fixed\",MATCH($AA$39,Year,0),MATCH($W78,Year,0))),X$49))","v":0},0,0,0,0,0,0,0,0,0,{"$f":"IF($AA$36=\"Actual\",0,INDEX($X$51:$AV$75,VLOOKUP($AA$37,$A$88:$B$90,2,0)+IF($AA$37=\"Historical Data\",MATCH($AA$39,HistoricalYears,0)-1,IF($AA$38=\"Fixed\",MATCH($AA$39,Year,0),MATCH($W78,Year,0))),AH$49))","v":0},0,0,0,0,0,0,0,0,0,0,0,0,0,0]
[2014,2025,null,null,null,2023,null,{"$f":"IF($M$35=\"Actual\",0,IF($M$37=\"Fixed\",\n   IF($M$36=\"Historical Data\",INDEX($G$52:$G$57,MATCH($M$38,$F$52:$F$57,0),1),\n         INDEX($H$58:$I$65,MATCH($M$38,$F$58:$F$65,0),MATCH($M$36,$H$51:$I$51,0))),\n   INDEX($H$58:$I$65,MATCH($F79,$F$58:$F$65,0),MATCH($M$36,$H$51:$I$51,0))\n\n\n))","v":0},{"$f":"IF($M$35=\"Actual\",0,IF($M$37=\"Fixed\",\n   IF($M$36=\"Historical Data\",INDEX($G$52:$G$57,MATCH($M$38,$F$52:$F$57,0),1),\n         INDEX($H$58:$I$65,MATCH($M$38,$F$58:$F$65,0),MATCH($M$36,$H$51:$I$51,0))),\n   INDEX($H$58:$I$65,MATCH($F79,$F$58:$F$65,0),MATCH($M$36,$H$51:$I$51,0))\n\n\n))","v":0},null,0,0,null,0,0,null,0,0,null,null,null,null,2023,0,0,0,0,0,0,0,0,0,0,0,0,0,0,0,0,0,0,0,0,0,0,0,0,0]
[2015,2030,null,null,null,2025,null,0,0,null,0,0,null,0,0,null,0,0,null,null,null,null,2025,0,0,0,0,0,0,0,0,0,0,0,0,0,0,0,0,0,0,0,0,0,0,0,0,0]
[2016,2035,null,null,null,2030,null,0,0,null,0,0,null,0,0,null,0,0,null,null,null,null,2030,0,0,0,0,0,0,0,0,0,0,0,0,0,0,0,0,0,0,0,0,0,0,0,0,0]
[null,2040,null,null,null,2035,null,0,0,null,0,0,null,0,0,null,0,0,null,null,null,null,2035,0,0,0,0,0,0,0,0,0,0,0,0,0,0,0,0,0,0,0,0,0,0,0,0,0]
[null,2045,null,null,null,2040,null,0,0,null,0,0,null,0,0,null,0,0,null,null,null,null,2040,0,0,0,0,0,0,0,0,0,0,0,0,0,0,0,0,0,0,0,0,0,0,0,0,0]
[null,2050,null,null,null,2045,null,0,0,null,0,0,null,0,0,null,0,0,null,null,null,null,2045,0,0,0,0,0,0,0,0,0,0,0,0,0,0,0,0,0,0,0,0,0,0,0,0,0]
[null,null,null,null,null,2050,null,0,0,null,0,0,null,0,0,null,0,0,null,null,null,null,2050,0,0,0,0,0,0,0,0,0,0,0,0,0,0,0,0,0,0,0,0,0,0,0,0,0]
[null,null,null,null,null,null,{"$f":"G89&\" (thousand short tons)\"","v":"Annual SO2 (thousand short tons)"},null,null,{"$f":"J89&\" (thousand short tons)\"","v":"Annual CO2 (thousand short tons)"},null,null,{"$f":"M89&\" (thousand short tons)\"","v":"Annual NOx (thousand short tons)"},null,null,{"$f":"P89&\" (thousand short tons)\"","v":"Ozone Season NOx (thousand short tons)"}]
["Indexing Table"]
["Historical Data",0,null,null,null,null,"USE DYNAMIC NAMED RANGES FOR GRAPH AREAS"]
[{"$f":"B4","v":"Jan 2020 Ref Case"},8,null,null,null,null,"Annual SO2",null,null,"Annual CO2",null,null,"Annual NOx",null,null,"Ozone Season NOx",null,null,null,null,null,"DETAILED CATEGORIES"]
[{"$f":"B5","v":"Nov 2019 Ref Case"},17,null,null,null,null,"RPE_SO2EmissionsTotalThousandTons",null,null,"RPE_CO2EmissionsTotalThousandTons",null,null,"RPE_NOXEmissionsTotalThousandTons",null,null,"RPE_NOXEmissionsSummerThousandTons"]
[null,null,null,null,null,null,"Historical",{"$f":"H71","v":"Jan 2020 Ref Case"},{"$f":"I71","v":"Nov 2019 Ref Case"},"Historical",{"$f":"K71","v":"Jan 2020 Ref Case"},{"$f":"L71","v":"Nov 2019 Ref Case"},"Historical",{"$f":"N71","v":"Jan 2020 Ref Case"},{"$f":"O71","v":"Nov 2019 Ref Case"},"Historical",{"$f":"Q71","v":"Jan 2020 Ref Case"},{"$f":"R71","v":"Nov 2019 Ref Case"},null,null,null,null,null,"All Units","Biomass","Coal Steam","Combined Cycle","Combustion Turbine","Energy Storage","Fossil Other","Fuel Cell","Geothermal","Hydro","IGCC","International Imports","Landfill Gas","Non-Fossil Other","Nuclear","O/G Steam","Offshore Wind","Pumped Storage","Solar PV","Solar Thermal","Wind","Coal 30% CCS","Coal 90% CCS","Coal W/CCS","NGCC w/CCS"]
[null,null,null,null,null,2013,{"$f":"IF(AND($M$37=\"Parallel\",OR($M$35=\"Absolute Change\",$M$35=\"Percent Change\")),NA(),IF($M$35=\"Percent Change\",(G52-G72)/G72,G52-G72))","v":3245.1738469999987},null,null,{"$f":"IF(AND($M$37=\"Parallel\",OR($M$35=\"Absolute Change\",$M$35=\"Percent Change\")),NA(),IF($M$35=\"Percent Change\",(J52-J72)/J72,J52-J72))","v":2233849.6959250001},null,null,{"$f":"IF(AND($M$37=\"Parallel\",OR($M$35=\"Absolute Change\",$M$35=\"Percent Change\")),NA(),IF($M$35=\"Percent Change\",(M52-M72)/M72,M52-M72))","v":1725.690503},null,null,{"$f":"IF(AND($M$37=\"Parallel\",OR($M$35=\"Absolute Change\",$M$35=\"Percent Change\")),NA(),IF($M$35=\"Percent Change\",(P52-P72)/P72,P52-P72))","v":750.29746400000022},null,null,null,null,1,"Historical Data                        ",2012,{"$f":"IF($AA$36=\"Actual\",X51,IF($AA$38=\"Parallel\",\"\",X51-X$77))","v":3968300.1840470005},40749.43557899999,1532126.4277250003,922939.09767999977,68785.679510000016,{"$f":"IF($AA$36=\"Actual\",AC51,IF($AA$38=\"Parallel\",\"\",AC51-AC$77))","v":0},{"$f":"IF($AA$36=\"Actual\",AD51,IF($AA$38=\"Parallel\",\"\",AD51-AD$77))","v":0},145.07997,15466.776625999999,274555.05160599999,1173.64526,0,9792.7961560000003,24558.196439000003,769331.482342,162926.22689999992,0,0,3445.9842960000005,1089.8209450000002,140406.08839999998,0,0,0,0]
[null,null,null,null,null,2014,3157.0922819999982,null,null,2233715.4815760003,null,null,1667.2321780000011,null,null,695.62110899999982,null,null,null,null,{"$f":"U92+1","v":2},null,2013,{"$f":"IF($AA$36=\"Actual\",X52,IF($AA$38=\"Parallel\",\"\",X52-X$77))","v":4005846.1483309958},42573.388331000009,1607446.0125899997,872799.9312100003,56241.242929999986,{"$f":"IF($AA$36=\"Actual\",AC52,IF($AA$38=\"Parallel\",\"\",AC52-AC$77))","v":0},{"$f":"IF($AA$36=\"Actual\",AD52,IF($AA$38=\"Parallel\",\"\",AD52-AD$77))","v":0},339.39234999999996,15659.07208,267051.60865900002,4154.1103899999998,0,10420.659366999998,23454.640932000006,789016.47300000011,139529.59735999999,0,0,8101.534217999998,975.90719999999988,167191.14644400001,0,0,0,0]
[null,null,null,null,null,2015,2216.6843699999986,null,null,2093951.0266560011,null,null,1382.9763710000007,null,null,616.79623699999979,null,null,null,null,{"$f":"U93+1","v":3},null,2014,{"$f":"IF($AA$36=\"Actual\",X53,IF($AA$38=\"Parallel\",\"\",X53-X$77))","v":4031718.2360239979},46577.589716999995,1599622.3824300005,882735.1726899998,57596.762279999974,{"$f":"IF($AA$36=\"Actual\",AC53,IF($AA$38=\"Parallel\",\"\",AC53-AC$77))","v":0},{"$f":"IF($AA$36=\"Actual\",AD53,IF($AA$38=\"Parallel\",\"\",AD53-AD$77))","v":0},538.15497000000005,15623.100000000002,257733.80077299991,6048.1796299999996,0,11198.918129000001,22143.050402000004,797165.98199999996,135096.99129000006,0,78.009,15210.400351000004,2492.6990880000003,180924.70779400002,0,0,0,0]
[null,null,null,null,null,2016,1490.2818350000002,null,null,1994074.4728859996,null,null,1204.5676150000002,null,null,554.0761950000001,null,null,null,null,4,null,2015,{"$f":"IF($AA$36=\"Actual\",X54,IF($AA$38=\"Parallel\",\"\",X54-X$77))","v":4002887.9750929987},45425.797553999997,1390807.8514000005,1046314.7547899997,74057.90727999997,{"$f":"IF($AA$36=\"Actual\",AC54,IF($AA$38=\"Parallel\",\"\",AC54-AC$77))","v":0},{"$f":"IF($AA$36=\"Actual\",AD54,IF($AA$38=\"Parallel\",\"\",AD54-AD$77))","v":0},694.46393999999987,15687.235000000001,247389.98552699995,9104.7887100000007,0,11289.040007000001,21518.688232000008,797177.87699999998,127331.50641,0,0,21611.554736000009,3327.9986260000001,189946.08170499999,0,0,0,0]
[null,null,null,null,null,2017,1337.9916729999998,null,null,1917879.0338819998,null,null,1068.1098359999999,null,null,466.58377799999982,null,null,null,null,5,null,2016,{"$f":"IF($AA$36=\"Actual\",X55,IF($AA$38=\"Parallel\",\"\",X55-X$77))","v":3997548.2951150029},47456.326026999981,1295888.4541900007,1074863.8119399997,89057.652619999993,{"$f":"IF($AA$36=\"Actual\",AC55,IF($AA$38=\"Parallel\",\"\",AC55-AC$77))","v":0},{"$f":"IF($AA$36=\"Actual\",AD55,IF($AA$38=\"Parallel\",\"\",AD55-AD$77))","v":0},746.71440099999995,15565.705000000002,266212.61307999986,8375.5918999999994,0,11217.086247999998,8128.9586019999988,805693.94799999997,110884.34357999999,0,0,32581.913227000001,3308.3960000000002,226184.13412900001,0,0,0,0]
[null,null,null,null,null,2018,1263.8544330000002,null,null,1932099.7424749997,null,null,1028.9384749999995,null,null,445.4475819999995,null,null,null,null,6,null,2017,{"$f":"IF($AA$36=\"Actual\",X56,IF($AA$38=\"Parallel\",\"\",X56-X$77))","v":3982622.148386999},46238.69871199999,1286805.4348599999,1053845.5137999998,60325.383719999991,{"$f":"IF($AA$36=\"Actual\",AC56,IF($AA$38=\"Parallel\",\"\",AC56-AC$77))","v":0},{"$f":"IF($AA$36=\"Actual\",AD56,IF($AA$38=\"Parallel\",\"\",AD56-AD$77))","v":0},1000.7484400000001,15604.172654999998,298623.41051399999,8641.6640299999999,0,11407.588945999998,19061.506854000007,804949.63500000001,69377.39797999998,104.351,0,49842.748994999994,3269.3240000000001,253524.56888099998,0,0,0,0]
[null,null,null,null,null,2021,null,{"$f":"IF(AND(OR($M$35=\"Absolute Change\",$M$35=\"Percent Change\"),$M$37=\"Parallel\",$B$4=$M$36),NA(),IF($M$35=\"Percent Change\",(H58-H78)/H78,H58-H78))","v":802.35463167340356},{"$f":"IF(AND(OR($M$35=\"Absolute Change\",$M$35=\"Percent Change\"),$M$37=\"Parallel\",$B$5=$M$36),NA(),IF($M$35=\"Percent Change\",(I58-I78)/I78,I58-I78))","v":785.13766187197905},null,{"$f":"IF(AND(OR($M$35=\"Absolute Change\",$M$35=\"Percent Change\"),$M$37=\"Parallel\",$B$4=$M$36),NA(),IF($M$35=\"Percent Change\",(K58-K78)/K78,K58-K78))","v":1665375.8780778488},{"$f":"IF(AND(OR($M$35=\"Absolute Change\",$M$35=\"Percent Change\"),$M$37=\"Parallel\",$B$5=$M$36),NA(),IF($M$35=\"Percent Change\",(L58-L78)/L78,L58-L78))","v":1661028.476841985},null,{"$f":"IF(AND(OR($M$35=\"Absolute Change\",$M$35=\"Percent Change\"),$M$37=\"Parallel\",$B$4=$M$36),NA(),IF($M$35=\"Percent Change\",(N58-N78)/N78,N58-N78))","v":773.07462278266905},{"$f":"IF(AND(OR($M$35=\"Absolute Change\",$M$35=\"Percent Change\"),$M$37=\"Parallel\",$B$5=$M$36),NA(),IF($M$35=\"Percent Change\",(O58-O78)/O78,O58-O78))","v":772.00292570826093},null,{"$f":"IF(AND(OR($M$35=\"Absolute Change\",$M$35=\"Percent Change\"),$M$37=\"Parallel\",$B$4=$M$36),NA(),IF($M$35=\"Percent Change\",(Q58-Q78)/Q78,Q58-Q78))","v":361.44873307923365},{"$f":"IF(AND(OR($M$35=\"Absolute Change\",$M$35=\"Percent Change\"),$M$37=\"Parallel\",$B$5=$M$36),NA(),IF($M$35=\"Percent Change\",(R58-R78)/R78,R58-R78))","v":360.22637451530278},null,null,7,null,2018,4130588.4672900029,46228.259114999986,1228703.7139600001,1191437.2264,86551.187409999999,0,0,121.774,16406.124053,289990.90339999995,7852.7421999999988,0,11293.798652000001,19254.602425999998,807077.75899999985,85014.399229999995,117.36199999999999,0,62802.307369000016,3591.7499999999995,274144.55807500007,0,0,0,0]
[null,null,null,null,null,2023,null,814.35972760895845,792.44632350355221,null,1726361.6993630014,1717628.1130039562,null,794.4051591455144,788.09252509747,null,369.97802301867421,367.0720923184208,null,null,8,null,null,"All Units","Biomass","Coal Steam","Combined Cycle","Combustion Turbine","Energy Storage","Fossil Other","Fuel Cell","Geothermal","Hydro","IGCC","International Imports","Landfill Gas","Non-Fossil Other","Nuclear","O/G Steam","Offshore Wind","Pumped Storage","Solar PV","Solar Thermal","Wind","Coal 30% CCS","Coal 90% CCS","Coal W/CCS","NGCC w/CCS"]
[null,null,null,null,null,2025,null,819.49255942508421,806.47478421295625,null,1699274.5790580842,1693090.6002745931,null,788.48379618309366,782.01286079687713,null,361.67359692366824,358.5949642153941,null,null,9,{"$f":"V59","v":"Jan 2020 Ref Case"},2021,{"$f":"IF($AA$36=\"Actual\",X59,X59-X78)","v":4079955.4571211063},3056.6674224640001,827548.23157821724,1580710.8228360943,22183.135976827994,{"$f":"IF($AA$36=\"Actual\",AC59,AC59-AC78)","v":2168.6900993109998},{"$f":"IF($AA$36=\"Actual\",AD59,AD59-AD78)","v":3236.6413221969997},1.218E-2,19774.995117379,302712.43131026137,4289.456636424,6339.6119998510003,10867.868372180999,22154.205235816007,710931.76677206403,55310.816652491987,122.420639574793,7332.5363503429999,99444.105818092852,3101.7824370661019,398669.25836444943,0,0,0,0]
[null,null,null,null,null,2030,null,779.93175424669278,764.46816952213067,null,1627176.1678210346,1619813.7910423463,null,749.2412253510588,742.77072934838338,null,359.39870481079714,355.07589074582768,null,null,10,null,2023,{"$f":"IF($AA$36=\"Actual\",X60,X60-X79)","v":4128063.4273327882},1803.8655600000004,876811.62251659797,1596474.0237574643,24038.245113892986,{"$f":"IF($AA$36=\"Actual\",AC60,AC60-AC79)","v":2393.3184490000008},{"$f":"IF($AA$36=\"Actual\",AD60,AD60-AD79)","v":3236.6413215119996},1.653E-2,20479.049920002999,312628.83998015424,4289.456636424,6339.6119998510003,10867.868363493999,22154.205237392005,627281.20210624801,56192.878163100992,1510.9160815289831,8332.1016204479984,129489.26419219784,3101.7824370661019,420638.51734641584,0,0,0,0]
[null,null,null,null,null,2035,null,674.82262469329407,669.74127808464652,null,1576159.7955728176,1573995.5284704003,null,677.67313033091375,677.51712414059534,null,340.62880363392185,339.35458046722522,null,null,11,null,2025,{"$f":"IF($AA$36=\"Actual\",X61,X61-X80)","v":4181365.000830601},1895.4086670000004,857251.394944267,1600219.7226586635,27477.058570140991,{"$f":"IF($AA$36=\"Actual\",AC61,AC61-AC80)","v":5542.5505908790001},{"$f":"IF($AA$36=\"Actual\",AD61,AD61-AD80)","v":3236.6413202809995},0.93959999999999999,20564.886972087996,314484.84904194792,4289.456636424,6339.6120014040007,10867.868378730003,22152.155966995007,618388.42008424806,55105.698523263985,1510.9160815289831,9080.736163006999,160717.79749924433,3101.7824370661019,442787.24439368036,0,0,16349.860299743999,0]
[null,null,null,null,null,2040,null,660.17226163660916,657.4826233894205,null,1612769.6880324853,1604215.7510178224,null,669.10010556620296,666.5276518938141,null,341.47389946345879,339.02803561137262,null,null,12,null,2030,{"$f":"IF($AA$36=\"Actual\",X62,X62-X81)","v":4322992.2072203569},1737.2119950000006,798434.44548467686,1575249.3757795922,38089.23665457801,{"$f":"IF($AA$36=\"Actual\",AC62,AC62-AC81)","v":14442.203710259004},{"$f":"IF($AA$36=\"Actual\",AD62,AD62-AD81)","v":2949.7010168930001},0.94394999999999996,20564.886968808998,315222.06075747998,4289.456636424,6339.6119998729991,9308.687978068001,21832.61721562301,547973.47512636008,52731.506746211002,34412.809269512298,11547.811065979,243061.17852221563,3101.7824370661019,605353.34360599227,0,0,16349.860299743999,0]
[null,null,null,null,null,2045,null,614.39879431616555,607.05932145739416,null,1505028.9498272787,1499585.0690986733,null,607.70719488632733,603.39644234776404,null,318.269880497835,316.45870352966563,null,null,13,null,2035,{"$f":"IF($AA$36=\"Actual\",X63,X63-X82)","v":4453859.6172861829},878.83761499999991,683181.22887621401,1744216.8021728871,49865.462405153005,{"$f":"IF($AA$36=\"Actual\",AC63,AC63-AC82)","v":20330.254717043994},{"$f":"IF($AA$36=\"Actual\",AD63,AD63-AD82)","v":2954.010217347},0.93959999999999999,20564.886972943994,317590.86669737496,4081.23477899,6339.6120000669998,9348.7550972779991,21830.237959413003,547129.1377827361,58047.484727450996,70824.846018763055,11708.754654376,257789.58901150449,3101.7824370661019,607725.03324483091,0,0,16349.860299743999,0]
[null,null,null,null,null,2050,null,484.87900727532372,482.45703213360048,null,1367017.3747540019,1353520.122424481,null,490.25616154526227,490.17759285687714,null,260.5552738374945,262.28242641425703,null,null,14,null,2040,{"$f":"IF($AA$36=\"Actual\",X64,X64-X83)","v":4626003.821381445},938.11820699999987,692968.80457699299,1855098.8089978772,46303.888412068991,{"$f":"IF($AA$36=\"Actual\",AC64,AC64-AC83)","v":35285.345111375987},{"$f":"IF($AA$36=\"Actual\",AD64,AD64-AD83)","v":2993.0287327239994},0.93959999999999999,20564.886972287997,318922.46604424418,3954.6308145960002,6339.6119998570002,9588.5617906920033,21829.585113031,540213.97626484802,45816.617357011972,70824.846018763055,8696.7018506720015,288532.77921805612,3101.7824370661019,637678.58156254154,0,0,16349.860299743999,0]
[null,null,null,null,null,null,null,null,null,null,null,null,null,null,null,null,null,null,null,null,15,null,2045,{"$f":"IF($AA$36=\"Actual\",X65,X65-X84)","v":4780807.2526356317},892.85484567300011,641534.64452510129,1806974.460596126,40207.18537211301,{"$f":"IF($AA$36=\"Actual\",AC65,AC65-AC84)","v":33441.971658990995},{"$f":"IF($AA$36=\"Actual\",AD65,AD65-AD84)","v":3000.9904937299998},0,20564.886971444997,318922.46605218912,0,6339.6119998569993,9580.2395780150018,21830.664842402002,531360.24426254409,33057.121038115009,87531.967868422973,9413.5684288870016,343243.12352944462,3101.7824370661019,853459.60783576791,0,0,16349.860299743999,0]
[null,null,null,null,null,null,null,null,null,null,null,null,null,null,null,null,null,null,null,null,16,null,2050,4983141.8720992384,774.92078500000002,488756.06237359508,1916797.6588067815,42050.064393201952,{"$f":"IF($AA$36=\"Actual\",AC66,AC66-AC85)","v":53777.309139164994},{"$f":"IF($AA$36=\"Actual\",AD66,AD66-AD85)","v":2934.7214172720001},0,20564.886967773004,318922.46605555067,0,6339.6119998570002,9375.4374083030016,21733.411530424004,461536.14968030399,25586.764344168998,185860.57074686111,9321.2262007009995,417982.73652781604,3101.7824370661019,981406.15490220662,0,0,16319.9363832,0]
[null,null,null,null,null,null,null,null,null,null,null,null,null,null,null,null,null,null,null,null,17,null,null,"All Units","Biomass","Coal Steam","Combined Cycle","Combustion Turbine","Energy Storage","Fossil Other","Fuel Cell","Geothermal","Hydro","IGCC","International Imports","Landfill Gas","Non-Fossil Other","Nuclear","O/G Steam","Offshore Wind","Pumped Storage","Solar PV","Solar Thermal","Wind","Coal 30% CCS","Coal 90% CCS","Coal W/CCS","NGCC w/CCS"]
[null,null,null,null,null,null,null,null,null,null,null,null,null,null,null,null,null,null,null,null,18,{"$f":"V68","v":"Nov 2019 Ref Case"},2021,{"$f":"IF($AA$36=\"Actual\",X68,X68-X78)","v":4078810.3103835578},1639.3384228000004,824022.25621792837,1582391.7380402279,20769.27530392299,{"$f":"IF($AA$36=\"Actual\",AC68,AC68-AC78)","v":1850.2105623309999},3236.6413189509994,{"$f":"IF($AA$36=\"Actual\",AE68,AE68-AE78)","v":4.3499999999999997E-3},19864.079027449996,303478.09833676199,4289.456636424,6339.6120012539996,11161.960475116999,22417.876481266005,710858.70349039196,56156.45544854302,122.420639574793,7419.4883068919989,98772.1012047923,3101.7824370661019,400918.81168186665,0,0,0,0]
[null,"Hydro",null,null,null,null,null,null,null,null,null,null,null,null,null,null,null,null,null,null,19,null,2023,{"$f":"IF($AA$36=\"Actual\",X69,X69-X79)","v":4133587.4154203874},1637.9349757440002,861235.19607126317,1607246.3523346959,28474.440854053988,{"$f":"IF($AA$36=\"Actual\",AC69,AC69-AC79)","v":8435.2012435259985},3236.6413240880001,{"$f":"IF($AA$36=\"Actual\",AE69,AE69-AE79)","v":0.93959999999999999},21291.588403828995,313731.84882951831,4289.456636424,6339.6119998569993,11161.761752039003,22415.827206131005,625181.42077099206,56644.228483943989,1510.9160815289831,7995.926639571001,129841.5239263137,3101.7824370661019,419814.81584980758,0,0,0,0]
[null,"Nuclear",null,null,null,null,null,null,null,null,null,null,null,null,null,null,null,null,null,null,20,null,2025,{"$f":"IF($AA$36=\"Actual\",X70,X70-X80)","v":4184805.1283631218},1739.3520670000003,844152.73104772891,1608158.2163907699,31170.316327770983,{"$f":"IF($AA$36=\"Actual\",AC70,AC70-AC80)","v":10328.354610058001},3236.6413214889994,{"$f":"IF($AA$36=\"Actual\",AE70,AE70-AE80)","v":0.93959999999999999},21377.425455284996,315334.92030974291,4289.456636424,6339.6119998569993,11161.960469604004,22415.827207121998,616288.95335292001,57370.309082521984,1510.9160815289831,8801.3978472629988,160188.55805575484,3101.7824370661019,441500.6331280772,0,0,16336.824935135999,0]
[null,"Non-Fossil Other",null,null,null,null,null,null,null,null,null,null,null,null,null,null,null,null,null,null,21,null,2030,{"$f":"IF($AA$36=\"Actual\",X71,X71-X81)","v":4323916.3036187096},1661.4975690000003,787630.79326789535,1581351.229522686,37984.771772408974,{"$f":"IF($AA$36=\"Actual\",AC71,AC71-AC81)","v":16741.525045777005},2939.5230984519994,{"$f":"IF($AA$36=\"Actual\",AE71,AE71-AE81)","v":1.653E-2},21377.425456639001,315336.60978400009,4289.456636424,6339.6119989770004,9514.7514069700046,22093.702124972999,549537.38011111203,54977.284451556996,35675.818812345409,11132.868576726001,243113.48062452578,3101.7824370661019,602779.94945603865,0,0,16336.824935135999,0]
[null,"Fossil Other",null,null,null,null,null,null,null,null,null,null,null,null,null,null,null,null,null,null,22,null,2035,{"$f":"IF($AA$36=\"Actual\",X72,X72-X82)","v":4454680.1638747603},754.63774300000011,679443.22426889814,1743036.3288178013,48588.273899736007,{"$f":"IF($AA$36=\"Actual\",AC72,AC72-AC82)","v":22350.944679475},2939.5230980009992,{"$f":"IF($AA$36=\"Actual\",AE72,AE72-AE82)","v":0},21377.425455622993,316133.21977414592,4250.3929077359999,6339.6119998569993,9480.7893766510078,22093.702103425003,549537.38011111203,61780.828378656021,72169.682053311481,11275.778938922,257968.17543365574,3101.7824370661019,605721.63746255124,0,0,16336.824935135999,0]
[null,"Coal Steam",null,null,null,null,null,null,null,null,null,null,null,null,null,null,null,null,null,null,23,null,2040,{"$f":"IF($AA$36=\"Actual\",X73,X73-X83)","v":4625036.2660552785},828.81467699999996,685264.27581745491,1846147.7326510043,45934.646980354009,{"$f":"IF($AA$36=\"Actual\",AC73,AC73-AC83)","v":35751.653708769991},2949.7010170159992,{"$f":"IF($AA$36=\"Actual\",AE73,AE73-AE83)","v":0},21377.425454531,319035.32558764098,3954.6308145960002,6339.6119998570002,9749.8689862530009,22093.432110864003,542622.21859322407,50285.155918313983,72169.682053311481,8333.184217041,286171.85721983301,3101.7824370661019,646588.44087601651,0,0,16336.824935135999,0]
[null,"IGCC",null,null,null,null,null,null,null,null,null,null,null,null,null,null,null,null,null,null,24,null,2045,{"$f":"IF($AA$36=\"Actual\",X74,X74-X84)","v":4780501.973098686},787.05829000000006,636217.58126910706,1803641.1921936327,39575.046498979995,{"$f":"IF($AA$36=\"Actual\",AC74,AC74-AC84)","v":33624.296151699993},3000.9904911299996,{"$f":"IF($AA$36=\"Actual\",AE74,AE74-AE84)","v":0},21377.425455336997,319035.3256052119,0,6339.6119998570002,9796.5423293130007,22094.336070576999,533768.48659092002,34775.999264441998,98693.138649908433,9323.9986128910023,335314.0683527643,3101.7824370661019,853698.26790363959,0,0,16336.824932208001,0]
[null,"Combined Cycle",null,null,null,null,null,null,null,null,null,null,null,null,null,null,null,null,null,null,25,null,2050,4980843.2807368729,774.92078500000002,486180.41263941297,1885421.3033814235,40444.851092228979,{"$f":"IF($AA$36=\"Actual\",AC75,AC75-AC85)","v":53262.205325863993},2935.3370178939999,{"$f":"IF($AA$36=\"Actual\",AE75,AE75-AE85)","v":0},21377.425456497,319035.325592143,0,6339.6119998569993,9555.891127339004,21983.894104801006,463571.87803864788,27544.221981734994,209038.06157006382,9322.5761728650014,412480.90665434685,3101.7824370661019,992165.77434402949,0,0,16306.901015664,0]
[null,"Combustion Turbine",null,null,null,null,null,null,null,null,null,null,null,null,null,null,null,null,null,null,26]
[null,"O/G Steam"]
[null,"Wind"]
[null,"Offshore Wind",null,null,null,null,null,null,null,null,null,null,null,null,null,null,null,null,null,null,null,"ROLLED UP CATEGORIES"]
[null,"Solar PV"]
[null,"Solar Thermal",null,null,null,null,null,null,null,null,null,null,null,null,null,null,null,null,null,null,null,null,null,"All Units","Coal","Combined Cycle","CT, O/G Steam, Other Fossil","Nuclear","Other","Storage","All Renewables","Coal w/CCS","NGCC w/CCS","All Fossil","All Non-Fossil","All Renewables Except Hydro","All CCS"]
[null,"Landfill Gas",null,null,null,null,null,null,null,null,null,null,null,null,null,null,null,null,null,null,1,"Historical Data",2012,{"$f":"IF($AH$38=\"Detailed\",\"\",IF(AND($AA$38=\"Parallel\",$AA$36=\"Absolue Change\"),\"\",X92))","v":3968300.1840470005},{"$f":"IF($AH$38=\"Detailed\",\"\",IF(AND($AA$38=\"Parallel\",$AA$36=\"Absolue Change\"),\"\",Z92+AH92))","v":1533300.0729850002},{"$f":"IF($AH$38=\"Detailed\",\"\",IF(AND($AA$38=\"Parallel\",$AA$36=\"Absolue Change\"),\"\",AA92))","v":922939.09767999977},{"$f":"IF($AH$38=\"Detailed\",\"\",IF(AND($AA$38=\"Parallel\",$AA$36=\"Absolue Change\"),\"\",AB92+AD92+AM92))","v":231711.90640999994},{"$f":"IF($AH$38=\"Detailed\",\"\",IF(AND($AA$38=\"Parallel\",$AA$36=\"Absolue Change\"),\"\",AL92))","v":769331.482342},{"$f":"IF($AH$38=\"Detailed\",\"\",IF(AND($AA$38=\"Parallel\",$AA$36=\"Absolue Change\"),\"\",AE92+AI92+AK92))","v":24703.276409000002},{"$f":"IF($AH$38=\"Detailed\",\"\",IF(AND($AA$38=\"Parallel\",$AA$36=\"Absolue Change\"),\"\",AC92+AO92))","v":0},{"$f":"IF($AH$38=\"Detailed\",\"\",IF(AND($AA$38=\"Parallel\",$AA$36=\"Absolue Change\"),\"\",Y92+AF92+AG92+AJ92+AN92+AP92+AQ92+AR92))","v":485505.95360799995},{"$f":"IF($AH$38=\"Detailed\",\"\",IF(AND($AA$38=\"Parallel\",$AA$36=\"Absolue Change\"),\"\",AS92+AT92+AU92))","v":0},{"$f":"IF($AH$38=\"Detailed\",\"\",IF(AND($AA$38=\"Parallel\",$AA$36=\"Absolue Change\"),\"\",AV92))","v":0},{"$f":"SUM(Y123:AA123,AF123:AG123)","v":2687951.0770749999},{"$f":"SUM(AB123:AE123)","v":1279540.712359},{"$f":"AE123-AG92","v":210950.90200199996},{"$f":"AF123+AG123","v":0}]
[null,"Geothermal",null,null,null,null,null,null,null,null,null,null,null,null,null,null,null,null,null,null,{"$f":"U123+1","v":2},null,2013,4005846.1483309958,1611600.1229799998,872799.9312100003,195770.84028999996,789016.47300000011,{"$f":"IF($AH$38=\"Detailed\",\"\",IF(AND($AA$38=\"Parallel\",$AA$36=\"Absolue Change\"),\"\",AE93+AI93+AK93))","v":23794.033282000004},{"$f":"IF($AH$38=\"Detailed\",\"\",IF(AND($AA$38=\"Parallel\",$AA$36=\"Absolue Change\"),\"\",AC93+AO93))","v":0},511973.31629900006,0,0,2680170.8944800003,1324783.8225810002,244921.70764000004,0]
[null,"Biomass",null,null,null,null,null,null,null,null,null,null,null,null,null,null,null,null,null,null,{"$f":"U124+1","v":3},null,2014,4031718.2360239979,1605670.5620600004,882735.1726899998,192693.75357000003,797165.98199999996,22681.205372000004,78.009,529761.21585199994,0,0,2681099.4883200005,1349686.4122239999,272027.41507900006,0]
[null,"Fuel Cell",null,null,null,null,null,null,null,null,null,null,null,null,null,null,null,null,null,null,4,null,2015,4002887.9750929987,1399912.6401100005,1046314.7547899997,201389.41368999996,797177.87699999998,22213.152172000009,0,534677.69315499999,0,0,2647616.80859,1354068.722327,287287.70762800006,0]
[null,"International Imports",null,null,null,null,null,null,null,null,null,null,null,null,null,null,null,null,null,null,5,null,2016,3997548.2951150029,1304264.0460900008,1074863.8119399997,199941.99619999999,805693.94799999997,8875.6730029999981,0,602526.17371099978,0,0,2579069.8542300006,1417095.7947139996,336313.56063099991,0]
[null,"Energy Storage",null,null,null,null,null,null,null,null,null,null,null,null,null,null,null,null,null,null,6,null,2017,3982622.148386999,1295447.09889,1053845.5137999998,129702.78169999996,804949.63500000001,20062.255294000006,0,678614.86370299989,0,0,2478995.39439,1503626.7539969999,379991.45318899991,0]
[null,"Pumped Storage",null,null,null,null,null,null,null,null,null,null,null,null,null,null,null,null,null,null,7,null,2018,4130588.4672900029,{"$f":"IF($AH$38=\"Detailed\",\"\",IF(AND($AA$38=\"Parallel\",$AA$36=\"Absolue Change\"),\"\",Z98+AH98))","v":1236556.4561600001},{"$f":"IF($AH$38=\"Detailed\",\"\",IF(AND($AA$38=\"Parallel\",$AA$36=\"Absolue Change\"),\"\",AA98))","v":1191437.2264},{"$f":"IF($AH$38=\"Detailed\",\"\",IF(AND($AA$38=\"Parallel\",$AA$36=\"Absolue Change\"),\"\",AB98+AD98+AM98))","v":171565.58663999999},{"$f":"IF($AH$38=\"Detailed\",\"\",IF(AND($AA$38=\"Parallel\",$AA$36=\"Absolue Change\"),\"\",AL98))","v":807077.75899999985},{"$f":"IF($AH$38=\"Detailed\",\"\",IF(AND($AA$38=\"Parallel\",$AA$36=\"Absolue Change\"),\"\",AE98+AI98+AK98))","v":19376.376425999999},{"$f":"IF($AH$38=\"Detailed\",\"\",IF(AND($AA$38=\"Parallel\",$AA$36=\"Absolue Change\"),\"\",AC98+AO98))","v":0},{"$f":"IF($AH$38=\"Detailed\",\"\",IF(AND($AA$38=\"Parallel\",$AA$36=\"Absolue Change\"),\"\",Y98+AF98+AG98+AJ98+AN98+AP98+AQ98+AR98))","v":704575.06266400008},{"$f":"IF($AH$38=\"Detailed\",\"\",IF(AND($AA$38=\"Parallel\",$AA$36=\"Absolue Change\"),\"\",AS98+AT98+AU98))","v":0},{"$f":"IF($AH$38=\"Detailed\",\"\",IF(AND($AA$38=\"Parallel\",$AA$36=\"Absolue Change\"),\"\",AV98))","v":0},{"$f":"SUM(Y129:AA129,AF129:AG129)","v":2599559.2692},{"$f":"SUM(AB129:AE129)","v":1531029.1980900001},{"$f":"AE129-AG98","v":414584.15926400013},{"$f":"AF129+AG129","v":0}]
[null,"Biomass Co-firing",null,null,null,null,null,null,null,null,null,null,null,null,null,null,null,null,null,null,8,null,null,"All Units","Coal","Combined Cycle","CT, O/G Steam, Other Fossil","Nuclear","Other","Storage","All Renewables","Coal w/CCS","NGCC w/CCS","All Fossil","All Non-Fossil","All Renewables Except Hydro","All CCS"]
[null,"PC (w/biomass)",null,null,null,null,null,null,null,null,null,null,null,null,null,null,null,null,null,null,9,{"$f":"V59","v":"Jan 2020 Ref Case"},2021,{"$f":"IF($AH$38=\"Detailed\",\"\",X100)","v":4079955.4571211063},{"$f":"IF($AH$38=\"Detailed\",\"\",Z100+AH100)","v":831837.68821464118},{"$f":"IF($AH$38=\"Detailed\",\"\",AA100)","v":1580710.8228360943},{"$f":"IF($AH$38=\"Detailed\",\"\",AB100+AD100+AM100)","v":80730.593951516988},{"$f":"IF($AH$38=\"Detailed\",\"\",AL100)","v":710931.76677206403},{"$f":"IF($AH$38=\"Detailed\",\"\",AE100+AI100+AK100)","v":28493.829415667009},{"$f":"IF($AH$38=\"Detailed\",\"\",AC100+AO100)","v":9501.2264496539992},{"$f":"IF($AH$38=\"Detailed\",\"\",Y100+AF100+AG100+AJ100+AN100+AP100+AQ100+AR100)","v":837749.52948146849},{"$f":"IF($AH$38=\"Detailed\",\"\",IF(AND($AA$38=\"Parallel\",$AA$36=\"Absolue Change\"),\"\",AS100+AT100+AU100))","v":0},{"$f":"IF($AH$38=\"Detailed\",\"\",IF(AND($AA$38=\"Parallel\",$AA$36=\"Absolue Change\"),\"\",AV100))","v":0},{"$f":"SUM(Y131:AA131,AF131:AG131)","v":2493279.1050022524},{"$f":"SUM(AB131:AE131)","v":1586676.3521188535},{"$f":"AE131-AG100","v":535037.09817120712},{"$f":"AF131+AG131","v":0}]
[null,"IGCC - CCS",null,null,null,null,null,null,null,null,null,null,null,null,null,null,null,null,null,null,10,null,2023,4128063.4273327882,881101.07915302191,1596474.0237574643,83467.764598505979,627281.20210624801,{"$f":"IF($AH$38=\"Detailed\",\"\",AE101+AI101+AK101)","v":28493.833767243006},{"$f":"IF($AH$38=\"Detailed\",\"\",AC101+AO101)","v":10725.420069447999},900520.10388085991,0,0,2561042.8675089921,1567020.5598237989,587891.26390070561,0]
[null,"Combined Cycle - CCS",null,null,null,null,null,null,null,null,null,null,null,null,null,null,null,null,null,null,11,null,2025,4181365.000830601,861540.85158069094,1600219.7226586635,85819.39841368598,618388.42008424806,28492.707568399008,14623.286753885999,955930.75347128569,16349.860299743999,0,2563929.8329527848,1617435.1678778189,641445.90442933771,16349.860299743999]
[null,"Coal 30% CCS",null,null,null,null,null,null,null,null,null,null,null,null,null,null,null,null,null,null,12,null,2030,4322992.2072203569,802723.90212110081,1575249.3757795922,93770.444417682011,547973.47512636008,28173.173165496009,25990.014776238004,1232761.9615341434,16349.860299743999,0,2488093.5826181192,1834898.6246022375,917539.90077666345,16349.860299743999]
[null,"Coal 90% CCS",null,null,null,null,null,null,null,null,null,null,null,null,null,null,null,null,null,null,13,null,2035,4453859.6172861829,687262.46365520405,1744216.8021728871,110866.957349951,547129.1377827361,28170.789559480003,32039.009371419994,1287824.5970947617,16349.860299743999,0,2558696.0834777863,1895163.5338083978,970233.73039738671,16349.860299743999]
[null,"Coal w/CCS",null,null,null,null,null,null,null,null,null,null,null,null,null,null,null,null,null,null,14,null,2040,4626003.821381445,696923.43539158895,1855098.8089978772,95113.53450180497,540213.97626484802,28170.136712888001,43982.046962047985,1350152.0222506509,16349.860299743999,0,2663485.6391910152,1962518.182190435,1031229.5562064068,16349.860299743999]
[null,"NGCC w/CCS",null,null,null,null,null,null,null,null,null,null,null,null,null,null,null,null,null,null,15,null,2045,4780807.2526356317,641534.64452510129,1806974.460596126,76265.29690395802,531360.24426254409,28170.276842259002,42855.540087877998,1637296.9291180237,16349.860299743999,0,2541124.2623249297,2239682.9903107048,1318374.4630658347,16349.860299743999]
[null,null,null,null,null,null,null,null,null,null,null,null,null,null,null,null,null,null,null,null,16,null,2050,4983141.8720992384,488756.06237359508,{"$f":"IF($AH$38=\"Detailed\",\"\",AA107)","v":1916797.6588067815},70571.550154642944,461536.14968030399,28073.023530281003,63098.535339865994,1937988.9558305766,16319.9363832,0,2492445.2077182196,2490696.6643810277,1619066.489775026,16319.9363832]
[null,null,null,null,null,null,null,null,null,null,null,null,null,null,null,null,null,null,null,null,17,null,null,"All Units","Coal","Combined Cycle","CT, O/G Steam, Other Fossil","Nuclear","Other","Storage","All Renewables","Coal w/CCS","NGCC w/CCS","All Fossil","All Non-Fossil","All Renewables Except Hydro","All CCS"]
[null,null,null,null,null,null,null,null,null,null,null,null,null,null,null,null,null,null,null,null,18,{"$f":"V68","v":"Nov 2019 Ref Case"},2021,{"$f":"IF($AH$38=\"Detailed\",\"\",X109)","v":4078810.3103835578},{"$f":"IF($AH$38=\"Detailed\",\"\",Z109+AH109)","v":828311.71285435231},{"$f":"IF($AH$38=\"Detailed\",\"\",AA109)","v":1582391.7380402279},{"$f":"IF($AH$38=\"Detailed\",\"\",AB109+AD109+AM109)","v":80162.372071417005},{"$f":"IF($AH$38=\"Detailed\",\"\",AL109)","v":710858.70349039196},{"$f":"IF($AH$38=\"Detailed\",\"\",AE109+AI109+AK109)","v":28757.492832520005},{"$f":"IF($AH$38=\"Detailed\",\"\",AC109+AO109)","v":9269.6988692229988},{"$f":"IF($AH$38=\"Detailed\",\"\",Y109+AF109+AG109+AJ109+AN109+AP109+AQ109+AR109)","v":839058.5922254289},{"$f":"IF($AH$38=\"Detailed\",\"\",IF(AND($AA$38=\"Parallel\",$AA$36=\"Absolue Change\"),\"\",AS109+AT109+AU109))","v":0},{"$f":"IF($AH$38=\"Detailed\",\"\",IF(AND($AA$38=\"Parallel\",$AA$36=\"Absolue Change\"),\"\",AV109))","v":0},{"$f":"SUM(Y140:AA140,AF140:AG140)","v":2490865.8229659973},{"$f":"SUM(AB140:AE140)","v":1587944.4874175638},{"$f":"AE140-AG109","v":535580.49388866685},{"$f":"AF140+AG140","v":0}]
[null,null,null,null,null,null,null,null,null,null,null,null,null,null,null,null,null,null,null,null,19,null,2023,4133587.4154203874,865524.65270768711,1607246.3523346959,88355.310662085976,625181.42077099206,{"$f":"IF($AH$38=\"Detailed\",\"\",AE110+AI110+AK110)","v":28756.378805988003},{"$f":"IF($AH$38=\"Detailed\",\"\",AC110+AO110)","v":16431.127883097},902092.17225584667,0,0,2561126.3157044691,1572461.0997159239,588360.32342632837,0]
[null,null,null,null,null,null,null,null,null,null,null,null,null,null,null,null,null,null,null,null,20,null,2025,4184805.1283631218,848442.18768415286,1608158.2163907699,91777.266731781972,616288.95335292001,28756.378806978995,19129.752457320999,955915.54800405912,16336.824935135999,0,2564714.4957418405,1620090.6326212792,640580.62769431621,16336.824935135999]
[null,null,null,null,null,null,null,null,null,null,null,null,null,null,null,null,null,null,null,null,21,null,2030,4323916.3036187096,791920.24990431929,1581351.229522686,95901.579322417965,549537.38011111203,28433.330653949997,27874.393622503005,1232561.315546585,16336.824935135999,0,2485509.8836845593,1838406.4199341501,917224.70576258493,16336.824935135999]
[null,null,null,null,null,null,null,null,null,null,null,null,null,null,null,null,null,null,null,null,22,null,2035,4454680.1638747603,683693.61717663414,1743036.3288178013,113308.62537639303,549537.38011111203,28433.314103282002,33626.723618397002,1286707.3497360046,16336.824935135999,0,2556375.3963059643,1898304.7675687957,970574.12996185874,16336.824935135999]
[null,null,null,null,null,null,null,null,null,null,null,null,null,null,null,null,null,null,null,null,23,null,2040,4625036.2660552785,689218.90663205087,1846147.7326510043,99169.503915683992,542622.21859322407,28433.044110721003,44084.837925810993,1359023.1972916522,16336.824935135999,0,2650872.9681338752,1974163.2979214082,1039987.8717040112,16336.824935135999]
[null,null,null,null,null,null,null,null,null,null,null,null,null,null,null,null,null,null,null,null,24,null,2045,4780501.973098686,636217.58126910706,1803641.1921936327,77352.036254551989,533768.48659092002,28433.948070433999,42948.294764590995,1641803.6090232404,16336.824932208001,0,2533547.6346494998,2246954.3384491857,1322768.2834180286,16336.824932208001]
[null,null,null,null,null,null,null,null,null,null,null,null,null,null,null,null,null,null,null,null,null,null,2050,4980843.2807368729,486180.41263941297,{"$f":"IF($AH$38=\"Detailed\",\"\",AA116)","v":1885421.3033814235},70924.410091857979,463571.87803864788,28323.506104658005,62584.781498728997,1967530.0879664852,16306.901015664,0,2458833.0271283584,2522010.2536085201,1648494.7623743422,16306.901015664]
[]
[null,null,null,null,null,null,null,null,null,null,null,null,null,null,null,null,null,null,null,null,null,"HIGHLIGHT SINGLE"]
[null,null,null,null,null,null,null,null,null,null,null,null,null,null,null,null,null,null,null,null,null,null,null,null,null,null,"Lookuptable"]
[null,"Coal",null,null,null,null,null,null,null,null,null,null,null,null,null,null,null,null,null,null,null,null,null,"All Other Units",{"$f":"AH39","v":"*All Renewables Except Hydro"},null,{"$f":"VLOOKUP($AH$39,$AF$151:$AH$183,3,0)","v":2},null,null,null,null,"*All Fossil","All Fossil",2]
[null,"Combined Cycle",null,null,null,null,null,null,null,null,null,null,null,null,null,null,null,null,null,null,1,"Historical",2012,{"$f":"IF($AH$38=\"Detailed\",\"\",IF(AND($AA$38=\"Parallel\",$AA$36=\"Absolue Change\"),\"\",X92-Y152))","v":3757349.2820450007},{"$f":"IF($AH$38=\"Detailed\",\"\",IF(AND($AA$38=\"Parallel\",$AA$36=\"Absolue Change\"),\"\",\n      IF($AA$151=1,HLOOKUP($AA$152,$X$91:$AV$98,MATCH($W152,$W$91:$W$98,0),0),\n      HLOOKUP($AA$152,$X$122:$AK$129,MATCH($W152,$W$122:$W$129,0), 0))))","v":210950.90200199996},null,{"$f":"VLOOKUP($AH$39,$AF$151:$AH$183,2,0)","v":"All Renewables Except Hydro"},null,null,null,null,"*All Non-Fossil","All Non-Fossil",2]
[null,"CT, O/G Steam, Other Fossil",null,null,null,null,null,null,null,null,null,null,null,null,null,null,null,null,null,null,{"$f":"U152+1","v":2},null,2013,3760924.4406909957,244921.70764000004,null,null,null,null,null,null,"All Coal","Coal",2]
[null,"Nuclear",null,null,null,null,null,null,null,null,null,null,null,null,null,null,null,null,null,null,{"$f":"U153+1","v":3},null,2014,3759690.8209449979,272027.41507900006,null,null,null,null,null,null,"--Coal Steam","Coal Steam",1]
[null,"Other",null,null,null,null,null,null,null,null,null,null,null,null,null,null,null,null,null,null,4,null,2015,3715600.2674649986,287287.70762800006,null,null,null,null,null,null,"--IGCC","IGCC",1]
[null,"Storage",null,null,null,null,null,null,null,null,null,null,null,null,null,null,null,null,null,null,5,null,2016,3661234.7344840029,336313.56063099991,null,null,null,null,null,null,"Combined Cycle","Combined Cycle",1]
[null,"All Renewables",null,null,null,null,null,null,null,null,null,null,null,null,null,null,null,null,null,null,6,null,2017,3602630.695197999,379991.45318899991,null,null,null,null,null,null,"*CT, O/G Steam, Other Fossil","CT, O/G Steam, Other Fossil",2]
[null,"Coal w/CCS",null,null,null,null,null,null,null,null,null,null,null,null,null,null,null,null,null,null,7,null,2018,3716004.3080260027,414584.15926400013,null,null,null,null,null,null,"Combustion Turbine","Combustion Turbine",1]
[null,"NGCC w/CCS",null,null,null,null,null,null,null,null,null,null,null,null,null,null,null,null,null,null,8,null,null,null,null,null,null,null,null,null,null,"O/G Steam","O/G Steam",1]
[null,null,null,null,null,null,null,null,null,null,null,null,null,null,null,null,null,null,null,null,9,{"$f":"V131","v":"Jan 2020 Ref Case"},2021,{"$f":"IF($AH$38=\"Detailed\",\"\",X100-Y160)","v":4079955.4571211063},{"$f":"IF($AH$38<>\"Highlight Single\",0,\n      IF($AA$151=1,HLOOKUP($AA$152,$X$99:$AV$107,MATCH($W160,$W$99:$W$107,0),0),\n      HLOOKUP($AA$152,$X$130:$AK$138,MATCH($W160,$W$130:$W$138,0), 0)))","v":0},null,null,null,null,null,null,"Fossil Other","Fossil Other",1]
[null,null,null,null,null,null,null,null,null,null,null,null,null,null,null,null,null,null,null,null,10,null,2023,4128063.4273327882,0,null,null,null,null,null,null,"Nuclear","Nuclear",1]
[null,null,null,null,null,null,null,null,null,null,null,null,null,null,null,null,null,null,null,null,11,null,2025,4181365.000830601,0,null,null,null,null,null,null,"*All CCS","*All CCS",2]
[null,null,null,null,null,null,null,null,null,null,null,null,null,null,null,null,null,null,null,null,12,null,2030,4322992.2072203569,0,null,null,null,null,null,null,"All Coal w/CCS","Coal w/CCS",2]
[null,null,null,null,null,null,null,null,null,null,null,null,null,null,null,null,null,null,null,null,13,null,2035,4453859.6172861829,0,null,null,null,null,null,null,"--Coal 30% CCS","Coal 30% CCS",1]
[null,null,null,null,null,null,null,null,null,null,null,null,null,null,null,null,null,null,null,null,14,null,2040,4626003.821381445,0,null,null,null,null,null,null,"--Coal 90% CCS","Coal 90% CCS",1]
[null,null,null,null,null,null,null,null,null,null,null,null,null,null,null,null,null,null,null,null,15,null,2045,4780807.2526356317,0,null,null,null,null,null,null,"--Coal w/CCS","Coal w/CCS",1]
[null,null,null,null,null,null,null,null,null,null,null,null,null,null,null,null,null,null,null,null,16,null,2050,{"$f":"IF($AH$38=\"Detailed\",\"\",X107-Y167)","v":4983141.8720992384},0,null,null,null,null,null,null,"NGCC w/CCS","NGCC w/CCS",1]
[null,null,null,null,null,null,null,null,null,null,null,null,null,null,null,null,null,null,null,null,17,null,null,null,null,null,null,null,null,null,null,"*All Renewables","All Renewables",2]
[null,null,null,null,null,null,null,null,null,null,null,null,null,null,null,null,null,null,null,null,18,{"$f":"V140","v":"Nov 2019 Ref Case"},2021,{"$f":"IF($AH$38=\"Detailed\",\"\",X109-Y169)","v":4078810.3103835578},{"$f":"IF($AH$38<>\"Highlight Single\",0,\n      IF($AA$151=1,HLOOKUP($AA$152,$X$108:$AV$117,MATCH($W169,$W$108:$W$117,0),0),\n      HLOOKUP($AA$152,$X$139:$AK$147,MATCH($W169,$W$139:$W$147,0), 0)))","v":0},null,null,null,null,null,null,"*All Renewables Except Hydro","All Renewables Except Hydro",2]
[null,null,null,null,null,null,null,null,null,null,null,null,null,null,null,null,null,null,null,null,19,null,2023,4133587.4154203874,0,null,null,null,null,null,null,"--Biomass","Biomass",1]
[null,null,null,null,null,null,null,null,null,null,null,null,null,null,null,null,null,null,null,null,20,null,2025,4184805.1283631218,0,null,null,null,null,null,null,"--Geothermal","Geothermal",1]
["Heat Input_Ozone Season","RPE_FuelConsumptionSummerTBtu",null,null,null,null,null,null,null,null,null,null,null,null,null,null,null,null,null,null,21,null,2030,4323916.3036187096,0,null,null,null,null,null,null,"--Hydro","Hydro",1]
["Heat Input_Annual","RPE_FuelConsumptionTotalTBtu",null,null,null,null,null,null,null,null,null,null,null,null,null,null,null,null,null,null,22,null,2035,4454680.1638747603,0,null,null,null,null,null,null,"--Landfill Gas","Landfill Gas",1]
["Generation_Ozone Season","RPE_GenerationSummerGWh",null,null,null,null,null,null,null,null,null,null,null,null,null,null,null,null,null,null,23,null,2040,4625036.2660552785,0,null,null,null,null,null,null,"--Solar PV","Solar PV",1]
["Generation_Annual","RPE_GenerationTotalGWh",null,null,null,null,null,null,null,null,null,null,null,null,null,null,null,null,null,null,24,null,2045,4780501.973098686,0,null,null,null,null,null,null,"--Solar Thermal","Solar Thermal",1]
["Capacity","RPE_DispatchableCapacityMW",null,null,null,null,null,null,null,null,null,null,null,null,null,null,null,null,null,null,25,null,2050,{"$f":"IF($AH$38=\"Detailed\",\"\",X116-Y176)","v":4980843.2807368729},0,null,null,null,null,null,null,"--Offshore Wind","Offshore Wind",1]
[null,null,null,null,null,null,null,null,null,null,null,null,null,null,null,null,null,null,null,null,null,null,null,null,null,null,null,null,null,null,null,"--Wind","Wind",1]
["Heat Input_Ozone Season",1,null,null,null,null,null,null,null,null,null,null,null,null,null,null,null,null,null,null,null,null,null,null,null,null,null,null,null,null,null,"*All Other","Other",2]
["Heat Input_Annual",2,null,null,null,null,null,null,null,null,null,null,null,null,null,null,null,null,null,null,null,null,null,null,null,null,null,null,null,null,null,"--Fuel Cell","Fuel Cell",1]
["Generation_Ozone Season",3,null,null,null,null,null,null,null,null,null,null,null,null,null,null,null,null,null,null,null,null,null,null,null,null,null,null,null,null,null,"--International Imports","International Imports",1]
["Generation_Annual",4,null,null,null,null,null,null,null,null,null,null,null,null,null,null,null,null,null,null,null,null,null,null,null,null,null,null,null,null,null,"--Non-Fossil Other","Non-Fossil Other",1]
["Capacity_Ozone Season",5,null,null,null,null,null,null,null,null,null,null,null,null,null,null,null,null,null,null,null,null,null,null,null,null,null,null,null,null,null,"--Pumped Storage","Pumped Storage",1]
["Capacity_Annual",5,null,null,null,null,null,null,null,null,null,null,null,null,null,null,null,null,null,null,null,null,null,null,null,null,null,null,null,null,null,"--Energy Storage","Energy Storage",1]
[]
[null,null,null,null,null,null,null,null,null,null,null,null,null,null,null,null,null,null,null,null,null,null,null,"All Units","Hydro","Nuclear","Non-Fossil Other","Fossil Other","Coal Steam","IGCC","Combined Cycle","Combustion Turbine","O/G Steam","Wind","Offshore Wind","Solar PV","Solar Thermal","Landfill Gas","Geothermal","Biomass","Fuel Cell","International Imports","Pumped Storage","Energy Storage","Coal 30% CCS","Coal 90% CCS","Coal W/CCS","NGCC w/CCS"]
[null,null,null,null,null,null,null,null,null,null,null,null,null,null,null,null,null,null,null,null,1,{"$f":"AN36","v":"Historical Data"},{"$f":"AN37","v":2017},{"$f":"IF($V186=\"Historical Data\",INDEX($X$51:$AV$57,MATCH($W186,$W$51:$W$57,0),MATCH(X$185,$X$50:$AV$50,0)),\n     IF($V186=$V$59,INDEX($X$59:$AV$66,MATCH($W186,$W$59:$W$66,0),MATCH(X$185,$X$50:$AV$50,0)),\n                                   INDEX($X$68:$AV75,MATCH($W186,$W$68:$W$75,0),MATCH(X$185,$X$50:$AV$50,0))))","v":3982622.148386999},{"$f":"IF($V186=\"Historical Data\",INDEX($X$51:$AV$57,MATCH($W186,$W$51:$W$57,0),MATCH(Y$185,$X$50:$AV$50,0)),\n     IF($V186=$V$59,INDEX($X$59:$AV$66,MATCH($W186,$W$59:$W$66,0),MATCH(Y$185,$X$50:$AV$50,0)),\n                                   INDEX($X$68:$AV75,MATCH($W186,$W$68:$W$75,0),MATCH(Y$185,$X$50:$AV$50,0))))","v":298623.41051399999},{"$f":"IF($V186=\"Historical Data\",INDEX($X$51:$AV$57,MATCH($W186,$W$51:$W$57,0),MATCH(Z$185,$X$50:$AV$50,0)),\n     IF($V186=$V$59,INDEX($X$59:$AV$66,MATCH($W186,$W$59:$W$66,0),MATCH(Z$185,$X$50:$AV$50,0)),\n                                   INDEX($X$68:$AV75,MATCH($W186,$W$68:$W$75,0),MATCH(Z$185,$X$50:$AV$50,0))))","v":804949.63500000001},{"$f":"IF($V186=\"Historical Data\",INDEX($X$51:$AV$57,MATCH($W186,$W$51:$W$57,0),MATCH(AA$185,$X$50:$AV$50,0)),\n     IF($V186=$V$59,INDEX($X$59:$AV$66,MATCH($W186,$W$59:$W$66,0),MATCH(AA$185,$X$50:$AV$50,0)),\n                                   INDEX($X$68:$AV75,MATCH($W186,$W$68:$W$75,0),MATCH(AA$185,$X$50:$AV$50,0))))","v":19061.506854000007},{"$f":"IF($V186=\"Historical Data\",INDEX($X$51:$AV$57,MATCH($W186,$W$51:$W$57,0),MATCH(AB$185,$X$50:$AV$50,0)),\n     IF($V186=$V$59,INDEX($X$59:$AV$66,MATCH($W186,$W$59:$W$66,0),MATCH(AB$185,$X$50:$AV$50,0)),\n                                   INDEX($X$68:$AV75,MATCH($W186,$W$68:$W$75,0),MATCH(AB$185,$X$50:$AV$50,0))))","v":0},{"$f":"IF($V186=\"Historical Data\",INDEX($X$51:$AV$57,MATCH($W186,$W$51:$W$57,0),MATCH(AC$185,$X$50:$AV$50,0)),\n     IF($V186=$V$59,INDEX($X$59:$AV$66,MATCH($W186,$W$59:$W$66,0),MATCH(AC$185,$X$50:$AV$50,0)),\n                                   INDEX($X$68:$AV75,MATCH($W186,$W$68:$W$75,0),MATCH(AC$185,$X$50:$AV$50,0))))","v":1286805.4348599999},{"$f":"IF($V186=\"Historical Data\",INDEX($X$51:$AV$57,MATCH($W186,$W$51:$W$57,0),MATCH(AD$185,$X$50:$AV$50,0)),\n     IF($V186=$V$59,INDEX($X$59:$AV$66,MATCH($W186,$W$59:$W$66,0),MATCH(AD$185,$X$50:$AV$50,0)),\n                                   INDEX($X$68:$AV75,MATCH($W186,$W$68:$W$75,0),MATCH(AD$185,$X$50:$AV$50,0))))","v":8641.6640299999999},{"$f":"IF($V186=\"Historical Data\",INDEX($X$51:$AV$57,MATCH($W186,$W$51:$W$57,0),MATCH(AE$185,$X$50:$AV$50,0)),\n     IF($V186=$V$59,INDEX($X$59:$AV$66,MATCH($W186,$W$59:$W$66,0),MATCH(AE$185,$X$50:$AV$50,0)),\n                                   INDEX($X$68:$AV75,MATCH($W186,$W$68:$W$75,0),MATCH(AE$185,$X$50:$AV$50,0))))","v":1053845.5137999998},{"$f":"IF($V186=\"Historical Data\",INDEX($X$51:$AV$57,MATCH($W186,$W$51:$W$57,0),MATCH(AF$185,$X$50:$AV$50,0)),\n     IF($V186=$V$59,INDEX($X$59:$AV$66,MATCH($W186,$W$59:$W$66,0),MATCH(AF$185,$X$50:$AV$50,0)),\n                                   INDEX($X$68:$AV75,MATCH($W186,$W$68:$W$75,0),MATCH(AF$185,$X$50:$AV$50,0))))","v":60325.383719999991},{"$f":"IF($V186=\"Historical Data\",INDEX($X$51:$AV$57,MATCH($W186,$W$51:$W$57,0),MATCH(AG$185,$X$50:$AV$50,0)),\n     IF($V186=$V$59,INDEX($X$59:$AV$66,MATCH($W186,$W$59:$W$66,0),MATCH(AG$185,$X$50:$AV$50,0)),\n                                   INDEX($X$68:$AV75,MATCH($W186,$W$68:$W$75,0),MATCH(AG$185,$X$50:$AV$50,0))))","v":69377.39797999998},{"$f":"IF($V186=\"Historical Data\",INDEX($X$51:$AV$57,MATCH($W186,$W$51:$W$57,0),MATCH(AH$185,$X$50:$AV$50,0)),\n     IF($V186=$V$59,INDEX($X$59:$AV$66,MATCH($W186,$W$59:$W$66,0),MATCH(AH$185,$X$50:$AV$50,0)),\n                                   INDEX($X$68:$AV75,MATCH($W186,$W$68:$W$75,0),MATCH(AH$185,$X$50:$AV$50,0))))","v":253524.56888099998},{"$f":"IF($V186=\"Historical Data\",INDEX($X$51:$AV$57,MATCH($W186,$W$51:$W$57,0),MATCH(AI$185,$X$50:$AV$50,0)),\n     IF($V186=$V$59,INDEX($X$59:$AV$66,MATCH($W186,$W$59:$W$66,0),MATCH(AI$185,$X$50:$AV$50,0)),\n                                   INDEX($X$68:$AV75,MATCH($W186,$W$68:$W$75,0),MATCH(AI$185,$X$50:$AV$50,0))))","v":104.351},{"$f":"IF($V186=\"Historical Data\",INDEX($X$51:$AV$57,MATCH($W186,$W$51:$W$57,0),MATCH(AJ$185,$X$50:$AV$50,0)),\n     IF($V186=$V$59,INDEX($X$59:$AV$66,MATCH($W186,$W$59:$W$66,0),MATCH(AJ$185,$X$50:$AV$50,0)),\n                                   INDEX($X$68:$AV75,MATCH($W186,$W$68:$W$75,0),MATCH(AJ$185,$X$50:$AV$50,0))))","v":49842.748994999994},{"$f":"IF($V186=\"Historical Data\",INDEX($X$51:$AV$57,MATCH($W186,$W$51:$W$57,0),MATCH(AK$185,$X$50:$AV$50,0)),\n     IF($V186=$V$59,INDEX($X$59:$AV$66,MATCH($W186,$W$59:$W$66,0),MATCH(AK$185,$X$50:$AV$50,0)),\n                                   INDEX($X$68:$AV75,MATCH($W186,$W$68:$W$75,0),MATCH(AK$185,$X$50:$AV$50,0))))","v":3269.3240000000001},{"$f":"IF($V186=\"Historical Data\",INDEX($X$51:$AV$57,MATCH($W186,$W$51:$W$57,0),MATCH(AL$185,$X$50:$AV$50,0)),\n     IF($V186=$V$59,INDEX($X$59:$AV$66,MATCH($W186,$W$59:$W$66,0),MATCH(AL$185,$X$50:$AV$50,0)),\n                                   INDEX($X$68:$AV75,MATCH($W186,$W$68:$W$75,0),MATCH(AL$185,$X$50:$AV$50,0))))","v":11407.588945999998},{"$f":"IF($V186=\"Historical Data\",INDEX($X$51:$AV$57,MATCH($W186,$W$51:$W$57,0),MATCH(AM$185,$X$50:$AV$50,0)),\n     IF($V186=$V$59,INDEX($X$59:$AV$66,MATCH($W186,$W$59:$W$66,0),MATCH(AM$185,$X$50:$AV$50,0)),\n                                   INDEX($X$68:$AV75,MATCH($W186,$W$68:$W$75,0),MATCH(AM$185,$X$50:$AV$50,0))))","v":15604.172654999998},{"$f":"IF($V186=\"Historical Data\",INDEX($X$51:$AV$57,MATCH($W186,$W$51:$W$57,0),MATCH(AN$185,$X$50:$AV$50,0)),\n     IF($V186=$V$59,INDEX($X$59:$AV$66,MATCH($W186,$W$59:$W$66,0),MATCH(AN$185,$X$50:$AV$50,0)),\n                                   INDEX($X$68:$AV75,MATCH($W186,$W$68:$W$75,0),MATCH(AN$185,$X$50:$AV$50,0))))","v":46238.69871199999},{"$f":"IF($V186=\"Historical Data\",INDEX($X$51:$AV$57,MATCH($W186,$W$51:$W$57,0),MATCH(AO$185,$X$50:$AV$50,0)),\n     IF($V186=$V$59,INDEX($X$59:$AV$66,MATCH($W186,$W$59:$W$66,0),MATCH(AO$185,$X$50:$AV$50,0)),\n                                   INDEX($X$68:$AV75,MATCH($W186,$W$68:$W$75,0),MATCH(AO$185,$X$50:$AV$50,0))))","v":1000.7484400000001},{"$f":"IF($V186=\"Historical Data\",INDEX($X$51:$AV$57,MATCH($W186,$W$51:$W$57,0),MATCH(AP$185,$X$50:$AV$50,0)),\n     IF($V186=$V$59,INDEX($X$59:$AV$66,MATCH($W186,$W$59:$W$66,0),MATCH(AP$185,$X$50:$AV$50,0)),\n                                   INDEX($X$68:$AV75,MATCH($W186,$W$68:$W$75,0),MATCH(AP$185,$X$50:$AV$50,0))))","v":0},{"$f":"IF($V186=\"Historical Data\",INDEX($X$51:$AV$57,MATCH($W186,$W$51:$W$57,0),MATCH(AQ$185,$X$50:$AV$50,0)),\n     IF($V186=$V$59,INDEX($X$59:$AV$66,MATCH($W186,$W$59:$W$66,0),MATCH(AQ$185,$X$50:$AV$50,0)),\n                                   INDEX($X$68:$AV75,MATCH($W186,$W$68:$W$75,0),MATCH(AQ$185,$X$50:$AV$50,0))))","v":0},{"$f":"IF($V186=\"Historical Data\",INDEX($X$51:$AV$57,MATCH($W186,$W$51:$W$57,0),MATCH(AR$185,$X$50:$AV$50,0)),\n     IF($V186=$V$59,INDEX($X$59:$AV$66,MATCH($W186,$W$59:$W$66,0),MATCH(AR$185,$X$50:$AV$50,0)),\n                                   INDEX($X$68:$AV75,MATCH($W186,$W$68:$W$75,0),MATCH(AR$185,$X$50:$AV$50,0))))","v":0},{"$f":"IF($V186=\"Historical Data\",INDEX($X$51:$AV$57,MATCH($W186,$W$51:$W$57,0),MATCH(AS$185,$X$50:$AV$50,0)),\n     IF($V186=$V$59,INDEX($X$59:$AV$66,MATCH($W186,$W$59:$W$66,0),MATCH(AS$185,$X$50:$AV$50,0)),\n                                   INDEX($X$68:$AV75,MATCH($W186,$W$68:$W$75,0),MATCH(AS$185,$X$50:$AV$50,0))))","v":0},{"$f":"IF($V186=\"Historical Data\",INDEX($X$51:$AV$57,MATCH($W186,$W$51:$W$57,0),MATCH(AT$185,$X$50:$AV$50,0)),\n     IF($V186=$V$59,INDEX($X$59:$AV$66,MATCH($W186,$W$59:$W$66,0),MATCH(AT$185,$X$50:$AV$50,0)),\n                                   INDEX($X$68:$AV75,MATCH($W186,$W$68:$W$75,0),MATCH(AT$185,$X$50:$AV$50,0))))","v":0},{"$f":"IF($V186=\"Historical Data\",INDEX($X$51:$AV$57,MATCH($W186,$W$51:$W$57,0),MATCH(AU$185,$X$50:$AV$50,0)),\n     IF($V186=$V$59,INDEX($X$59:$AV$66,MATCH($W186,$W$59:$W$66,0),MATCH(AU$185,$X$50:$AV$50,0)),\n                                   INDEX($X$68:$AV75,MATCH($W186,$W$68:$W$75,0),MATCH(AU$185,$X$50:$AV$50,0))))","v":0},{"$f":"IF($V186=\"Historical Data\",INDEX($X$51:$AV$57,MATCH($W186,$W$51:$W$57,0),MATCH(AV$185,$X$50:$AV$50,0)),\n     IF($V186=$V$59,INDEX($X$59:$AV$66,MATCH($W186,$W$59:$W$66,0),MATCH(AV$185,$X$50:$AV$50,0)),\n                                   INDEX($X$68:$AV75,MATCH($W186,$W$68:$W$75,0),MATCH(AV$185,$X$50:$AV$50,0))))","v":0}]
[null,null,null,null,null,null,null,null,null,null,null,null,null,null,null,null,null,null,null,null,{"$f":"U186+1","v":2},{"$f":"AN39","v":"Jan 2020 Ref Case"},{"$f":"AN40","v":2030},{"$f":"IF($V187=\"Historical Data\",INDEX($X$51:$AV$57,MATCH($W187,$W$51:$W$57,0),MATCH(X$185,$X$50:$AV$50,0)),\n     IF($V187=$V$59,INDEX($X$59:$AV$66,MATCH($W187,$W$59:$W$66,0),MATCH(X$185,$X$50:$AV$50,0)),\n                                   INDEX($X$68:$AV$75,MATCH($W187,$W$68:$W$75,0),MATCH(X$185,$X$50:$AV$50,0))))","v":4322992.2072203569},315222.06075747998,547973.47512636008,21832.61721562301,2949.7010168930001,798434.44548467686,4289.456636424,1575249.3757795922,38089.23665457801,52731.506746211002,605353.34360599227,34412.809269512298,243061.17852221563,3101.7824370661019,9308.687978068001,20564.886968808998,1737.2119950000006,0.94394999999999996,6339.6119998729991,11547.811065979,14442.203710259004,0,0,16349.860299743999,0]
[null,null,null,null,null,null,null,null,null,null,null,null,null,null,null,null,null,null,null,null,{"$f":"U187+1","v":3}]
[null,null,null,null,null,null,null,null,null,null,null,null,null,null,null,null,null,null,null,null,4]
[null,null,null,null,null,null,null,null,null,null,null,null,null,null,null,null,null,null,null,null,5,null,null,"All Units","Coal","Combined Cycle","CT, O/G Steam, Other Fossil","Nuclear","Other","Storage","All Renewables","Coal w/CCS","NGCC w/CCS","All Fossil","All Non-Fossil","All Renewables Except Hydro","All CCS"]
[null,null,null,null,null,null,null,null,null,null,null,null,null,null,null,null,null,null,null,null,6,{"$f":"AN36","v":"Historical Data"},{"$f":"AN37","v":2017},{"$f":"X186","v":3982622.148386999},{"$f":"AC186+AD186","v":1295447.09889},{"$f":"AE186","v":1053845.5137999998},{"$f":"AF186+AB186+AG186","v":129702.78169999996},{"$f":"Z186","v":804949.63500000001},{"$f":"AA186+AP186+AO186","v":20062.255294000006},{"$f":"AQ186+AR186","v":0},{"$f":"Y186+AH186+AJ186+AI186+AM186+AK186+AL186+AN186","v":678614.86370300013},{"$f":"AS186+AT186+AU186","v":0},{"$f":"AV186","v":0},{"$f":"Y191+Z191+AA191","v":2478995.39439},{"$f":"X191-AH191","v":1503626.753996999},{"$f":"AH186+AJ186+AI186+AM186+AK186+AL186+AN186","v":379991.45318899996},{"$f":"AF191+AG191","v":0}]
[null,null,null,null,null,null,null,null,null,null,null,null,null,null,null,null,null,null,null,null,7,{"$f":"AN39","v":"Jan 2020 Ref Case"},{"$f":"AN40","v":2030},{"$f":"X187","v":4322992.2072203569},{"$f":"AC187+AD187","v":802723.90212110081},{"$f":"AE187","v":1575249.3757795922},{"$f":"AF187+AB187+AG187","v":93770.444417682011},{"$f":"Z187","v":547973.47512636008},{"$f":"AA187+AP187+AO187","v":28173.173165496009},{"$f":"AQ187+AR187","v":25990.014776238004},{"$f":"Y187+AH187+AJ187+AI187+AM187+AK187+AL187+AN187","v":1232761.9615341432},{"$f":"AS187+AT187+AU187","v":16349.860299743999},{"$f":"AV187","v":0},{"$f":"Y192+Z192+AA192","v":2471743.722318375},{"$f":"X192-AH192","v":1851248.4849019819},{"$f":"AH187+AJ187+AI187+AM187+AK187+AL187+AN187","v":917539.90077666321},{"$f":"AF192+AG192","v":16349.860299743999}]
[null,null,null,null,null,null,null,null,null,null,null,null,null,null,null,null,null,null,null,null,8]
[null,null,null,null,null,null,null,null,null,null,null,null,null,null,null,null,null,null,null,null,9,null,null,"All Other Units",{"$f":"AH39","v":"*All Renewables Except Hydro"}]
[null,null,null,null,null,null,null,null,null,null,null,null,null,null,null,null,null,null,null,null,10,{"$f":"AN36","v":"Historical Data"},{"$f":"AN37","v":2017},{"$f":"X191-Y195","v":3982622.148386999},{"$f":"IF($AH$38<>\"Highlight Single\",0,\n      IF($AA$151=1,HLOOKUP($AA$152,$X$185:$AV$187,2,0),\n      HLOOKUP($AA$152,$X$190:$AK$192,2, 0)))","v":0}]
[null,null,null,null,null,null,null,null,null,null,null,null,null,null,null,null,null,null,null,null,11,{"$f":"AN39","v":"Jan 2020 Ref Case"},{"$f":"AN40","v":2030},{"$f":"X192-Y196","v":4322992.2072203569},{"$f":"IF($AH$38<>\"Highlight Single\",0,\n      IF($AA$151=1,HLOOKUP($AA$152,$X$185:$AV$187,3,0),\n      HLOOKUP($AA$152,$X$190:$AK$192,3, 0)))","v":0}]
[null,null,null,null,null,null,null,null,null,null,null,null,null,null,null,null,null,null,null,null,null,null,null,null,null,null,null,null,null,"Hydro"]
[null,null,null,null,null,null,null,null,null,null,null,null,null,null,null,null,null,null,null,null,null,2021,null,null,null,null,null,null,null,"Nuclear"]
[null,null,null,null,null,null,null,null,null,null,null,null,null,null,null,null,null,null,null,null,null,2023,null,null,null,null,null,null,null,"Non-Fossil Other"]
[null,null,null,null,null,null,null,null,null,null,null,null,null,null,null,null,null,null,null,null,null,2025,null,null,null,null,null,null,null,"Fossil Other"]
[null,null,null,null,null,null,null,null,null,null,null,null,null,null,null,null,null,null,null,null,null,2030,null,null,null,null,null,null,null,"Coal Steam"]
[null,null,null,null,null,null,null,null,null,null,null,null,null,null,null,null,null,null,null,null,null,2035,null,null,null,null,null,null,null,"IGCC"]
[null,null,null,null,null,null,null,null,null,null,null,null,null,null,null,null,null,null,null,null,null,2040,null,null,null,null,null,null,null,"Combined Cycle"]
[null,null,null,null,null,null,null,null,null,null,null,null,null,null,null,null,null,null,null,null,null,2045,null,null,null,null,null,null,null,"Combustion Turbine"]
[null,null,null,null,null,null,null,null,null,null,null,null,null,null,null,null,null,null,null,null,null,2050,null,null,null,null,null,null,null,"O/G Steam"]
[null,null,null,null,null,null,null,null,null,null,null,null,null,null,null,null,null,null,null,null,null,null,null,null,null,null,null,null,null,"Wind"]
[null,null,null,null,null,null,null,null,null,null,null,null,null,null,null,null,null,null,null,null,null,null,null,null,null,null,null,null,null,"Offshore Wind"]
[null,null,null,null,null,null,null,null,null,null,null,null,null,null,null,null,null,null,null,null,null,null,null,null,null,null,null,null,null,"Solar PV"]
[null,null,null,null,null,null,null,null,null,null,null,null,null,null,null,null,null,null,null,null,null,null,null,null,null,null,null,null,null,"Solar Thermal"]
[null,null,null,null,null,null,null,null,null,null,null,null,null,null,null,null,null,null,null,null,null,null,null,null,null,null,null,null,null,"Landfill Gas"]
[null,null,null,null,null,null,null,null,null,null,null,null,null,null,null,null,null,null,null,null,null,null,null,null,null,null,null,null,null,"Geothermal"]
[null,null,null,null,null,null,null,null,null,null,null,null,null,null,null,null,null,null,null,null,null,null,null,null,null,null,null,null,null,"Biomass"]
[null,null,null,null,null,null,null,null,null,null,null,null,null,null,null,null,null,null,null,null,null,null,null,null,null,null,null,null,null,"Fuel Cell"]
[null,null,null,null,null,null,null,null,null,null,null,null,null,null,null,null,null,null,null,null,null,null,null,null,null,null,null,null,null,"International Imports"]
[null,null,null,null,null,null,null,null,null,null,null,null,null,null,null,null,null,null,null,null,null,null,null,null,null,null,null,null,null,"Pumped Storage"]
[null,null,null,null,null,null,null,null,null,null,null,null,null,null,null,null,null,null,null,null,null,null,null,null,null,null,null,null,null,"Energy Storage"]

{"sheet":"Cost & Prices","index":6,"n_rows":143,"n_cols":23,"rows_kept":143,"cut":false,"hidden":false,"merged":[[2,5,3,11]]}
[]
[]
[null,null,null,null,null,{"$f":"IF($B$11=\"Actual\",B9,\nIF($B$11=\"Absolute Change\",\"Change in \"&B9,\"Percent Change of \"&B9))","v":"Natural Gas: Henry Hub (2016 $/MMBtu)"}]
["PRIMARY CASE","All Runs (up to 8)"]
["PRIMARY YEAR","All Years"]
[]
["Regional Aggregation","National",{"$f":"IF(B7=\"State\",\"RPE_State\",\"RPE_RegionGroupAcronym\")","v":"RPE_RegionGroupAcronym"}]
[" "," "]
["MEASURE","Natural Gas: Henry Hub (2016 $/MMBtu)"]
[]
["DISPLAY VALUE TYPE","Actual","RPE_FuelType"]
[null,null,"RPE_Fossil25MW"]
[null,null,"RPE_ExistingorNewUnit"]
["COMPARISON CASE","Nov 2018 Ref Case","RPE_PlantType"]
["COMPARISON YEAR","Parallel","RPE_PlantCategory"]
[]
[]
[]
[]
[]
[]
[]
[]
[]
[]
[]
[]
[null,null,"RPE_FuelType"]
[null,null,"RPE_Fossil25MW"]
[null,null,"RPE_ExistingorNewUnit"]
[null,null,"RPE_PlantType"]
[null,null,"RPE_PlantCategory"]
[null,null,{"$f":"IF(B11=\"actual\",0,MATCH(B33,Controls,0))","v":0},null,"Case",{"$f":"TRANSPOSE(G59:G67)","v":"Historic"},"Nov 2019 Ref Case","Jan 2020 Ref Case","","","","","",""]
[null,null,null,null,"Show/ Hide?","Show","Show","Show","Show","Show","Show","Show","Show","Show"]
[null,null,null,null,"Color"]
[]
[]
[]
[]
[]
[]
[]
[]
[]
["***You must click the update button to update the charts"]
[]
[]
[]
[]
[]
[]
[]
[]
[]
[]
[]
[]
[null,null,null,null,null,"PRIMARY",null,2011,2012,2013,2014,2015,2016,2017,2018,2021,2023,2025,2030,2035,2040,2045,2050]
[null,null,null,null,null,null,"Historic"]
[null,null,null,null,null,null,{"$f":"IF(Map!R4=\"\",\"\",Map!R4)","v":"Nov 2019 Ref Case"},null,null,null,null,null,null,null,null,{"$f":"IF($G60=\"\",\"\",INDEX($I$108:$P$500,MATCH($G60&\"_\"&$B$9,$H$108:$H$500,0),MATCH(P$58,$I$107:$P$107,0)))","v":3.3138372149999999},{"$f":"IF($G60=\"\",\"\",INDEX($I$108:$P$500,MATCH($G60&\"_\"&$B$9,$H$108:$H$500,0),MATCH(Q$58,$I$107:$P$107,0)))","v":3.5136712339342902},3.55683650036611,3.6023992806745699,3.5906977186467102,3.8285734388018802,3.9753042469878199,3.8471784516730598]
[null,null,null,null,null,null,{"$f":"IF(Map!R5=\"\",\"\",Map!R5)","v":"Jan 2020 Ref Case"},null,null,null,null,null,null,null,null,{"$f":"IF($G61=\"\",\"\",INDEX($I$108:$P$500,MATCH($G61&\"_\"&$B$9,$H$108:$H$500,0),MATCH(P$58,$I$107:$P$107,0)))","v":3.3069529110000002},3.4923599812716,3.55683650036611,3.5834544805864601,3.5906977186467102,3.84297827990838,3.9729755817391701,3.8471784516730598]
[null,null,null,null,null,null,{"$f":"IF(Map!R6=\"\",\"\",Map!R6)","v":""},null,null,null,null,null,null,null,null,"","","","","","","",""]
[null,null,null,null,null,null,{"$f":"IF(Map!R7=\"\",\"\",Map!R7)","v":""},null,null,null,null,null,null,null,null,"","","","","","","",""]
[null,null,null,null,null,null,{"$f":"IF(Map!R8=\"\",\"\",Map!R8)","v":""},null,null,null,null,null,null,null,null,"","","","","","","",""]
[null,null,null,null,null,null,{"$f":"IF(Map!R9=\"\",\"\",Map!R9)","v":""},null,null,null,null,null,null,null,null,"","","","","","","",""]
[null,null,null,null,null,null,{"$f":"IF(Map!R10=\"\",\"\",Map!R10)","v":""},null,null,null,null,null,null,null,null,"","","","","","","",""]
[null,null,null,null,null,null,{"$f":"IF(Map!R11=\"\",\"\",Map!R11)","v":""},null,null,null,null,null,null,null,null,"","","","","","","",""]
[null,null,null,null,null,null,{"$f":"IF(Map!R12=\"\",\"\",Map!R12)","v":""},null,null,null,null,null,null,null,null,"","","","","","","",""]
[null,null,null,null,null,null,{"$f":"IF(Map!R13=\"\",\"\",Map!R13)","v":""},null,null,null,null,null,null,null,null,"","","","","","","",""]
[null,"Comparison Run List"]
[null,"Self",null,null,null,"COMPARISON",null,2011,2012,2013,2014,2015,2016,2017,2018,2021,2023,2025,2030,2035,2040,2045,2050]
[null,{"$f":"G72","v":"Historic"},null,null,null,null,{"$f":"G59","v":"Historic"}]
[null,{"$f":"G73","v":"Nov 2019 Ref Case"},null,null,null,null,{"$f":"G60","v":"Nov 2019 Ref Case"},null,null,null,null,null,null,null,null,{"$f":"IF(OR($G73=\"\",$B$11=\"Actual\"),\"\",INDEX($I$108:$P$500,MATCH(IF($B$14=\"Self\",$G73,$B$14)&\"_\"&$B$9,$H$108:$H$500,0),MATCH(IF($B$15=\"Parallel\",P$71,$B$15),$I$107:$P$107,0)))","v":""},{"$f":"IF(OR($G73=\"\",$B$11=\"Actual\"),\"\",INDEX($I$108:$P$500,MATCH(IF($B$14=\"Self\",$G73,$B$14)&\"_\"&$B$9,$H$108:$H$500,0),MATCH(IF($B$15=\"Parallel\",Q$71,$B$15),$I$107:$P$107,0)))","v":""},"","","","","",""]
[null,"Jan 2020 Ref Case",null,null,null,null,"Jan 2020 Ref Case",null,null,null,null,null,null,null,null,{"$f":"IF(OR($G74=\"\",$B$11=\"Actual\"),\"\",INDEX($I$108:$P$500,MATCH(IF($B$14=\"Self\",$G74,$B$14)&\"_\"&$B$9,$H$108:$H$500,0),MATCH(IF($B$15=\"Parallel\",P$71,$B$15),$I$107:$P$107,0)))","v":""},"","","","","","",""]
[null,"",null,null,null,null,"",null,null,null,null,null,null,null,null,"","","","","","","",""]
[null,"",null,null,null,null,"",null,null,null,null,null,null,null,null,"","","","","","","",""]
[null,"",null,null,null,null,"",null,null,null,null,null,null,null,null,"","","","","","","",""]
[null,"",null,null,null,null,"",null,null,null,null,null,null,null,null,"","","","","","","",""]
[null,"",null,null,null,null,"",null,null,null,null,null,null,null,null,"","","","","","","",""]
[null,"",null,null,null,null,"",null,null,null,null,null,null,null,null,"","","","","","","",""]
[null,"",null,null,null,null,"",null,null,null,null,null,null,null,null,"","","","","","","",""]
[null,"",null,null,null,null,"",null,null,null,null,null,null,null,null,"","","","","","","",""]
[]
["Historic Year List","Run Year List",null,null,null,"DISPLAY",null,2011,2012,2013,2014,2015,2016,2017,2018,2021,2023,2025,2030,2035,2040,2045,2050]
[2011,"Parallel",null,null,{"$f":"IF(OR($B$7=\"IPM Region\",AND($B$15=\"Parallel\",OR($B$11=\"Absolute Change\",$B$11=\"Percent Change\"))),\"Hide\",\"Show\")","v":"Show"},{"$f":"G72","v":"Historic"},{"$f":"IF(E85=\"Hide\",\"\",F85)","v":"Historic"}]
[2012,2021,null,null,null,"Nov 2019 Ref Case",{"$f":"F86","v":"Nov 2019 Ref Case"},null,null,null,null,null,null,null,null,{"$f":"IF($F86=\"\",\"\",IFERROR(IF($B$11=\"Actual\",P60,IF($B$11=\"Absolute Change\",P60-P73,(P60-P73)/P73)),0))","v":3.3138372149999999},{"$f":"IF($F86=\"\",\"\",IFERROR(IF($B$11=\"Actual\",Q60,IF($B$11=\"Absolute Change\",Q60-Q73,(Q60-Q73)/Q73)),0))","v":3.5136712339342902},3.55683650036611,3.6023992806745699,3.5906977186467102,3.8285734388018802,3.9753042469878199,3.8471784516730598]
[2013,2023,null,null,null,"Jan 2020 Ref Case",{"$f":"F87","v":"Jan 2020 Ref Case"},null,null,null,null,null,null,null,null,{"$f":"IF($F87=\"\",\"\",IFERROR(IF($B$11=\"Actual\",P61,IF($B$11=\"Absolute Change\",P61-P74,(P61-P74)/P74)),0))","v":3.3069529110000002},3.4923599812716,3.55683650036611,3.5834544805864601,3.5906977186467102,3.84297827990838,3.9729755817391701,3.8471784516730598]
[2014,2025,null,null,null,"","",null,null,null,null,null,null,null,null,{"$f":"IF($F88=\"\",\"\",IFERROR(IF($B$11=\"Actual\",P62,IF($B$11=\"Absolute Change\",P62-P75,(P62-P75)/P75)),0))","v":""},"","","","","","",""]
[2015,2030,null,null,null,"","",null,null,null,null,null,null,null,null,{"$f":"IF($F89=\"\",\"\",IFERROR(IF($B$11=\"Actual\",P63,IF($B$11=\"Absolute Change\",P63-P76,(P63-P76)/P76)),0))","v":""},"","","","","","",""]
[2016,2035,null,null,null,"","",null,null,null,null,null,null,null,null,{"$f":"IF($F90=\"\",\"\",IFERROR(IF($B$11=\"Actual\",P64,IF($B$11=\"Absolute Change\",P64-P77,(P64-P77)/P77)),0))","v":""},"","","","","","",""]
[2017,2040,null,null,null,"","",null,null,null,null,null,null,null,null,{"$f":"IF($F91=\"\",\"\",IFERROR(IF($B$11=\"Actual\",P65,IF($B$11=\"Absolute Change\",P65-P78,(P65-P78)/P78)),0))","v":""},"","","","","","",""]
[2005,2045,null,null,null,"","",null,null,null,null,null,null,null,null,{"$f":"IF($F92=\"\",\"\",IFERROR(IF($B$11=\"Actual\",P66,IF($B$11=\"Absolute Change\",P66-P79,(P66-P79)/P79)),0))","v":""},"","","","","","",""]
[null,2050,null,null,null,"","",null,null,null,null,null,null,null,null,{"$f":"IF($F93=\"\",\"\",IFERROR(IF($B$11=\"Actual\",P67,IF($B$11=\"Absolute Change\",P67-P80,(P67-P80)/P80)),0))","v":""},"","","","","","",""]
[null,null,null,null,null,"","",null,null,null,null,null,null,null,null,{"$f":"IF($F94=\"\",\"\",IFERROR(IF($B$11=\"Actual\",P68,IF($B$11=\"Absolute Change\",P68-P81,(P68-P81)/P81)),0))","v":""},"","","","","","",""]
[null,null,null,null,null,"","",null,null,null,null,null,null,null,null,{"$f":"IF($F95=\"\",\"\",IFERROR(IF($B$11=\"Actual\",P69,IF($B$11=\"Absolute Change\",P69-P82,(P69-P82)/P82)),0))","v":""},"","","","","","",""]
[]
[null,null,null,null,null,null,null,null,null,null,null,null,"=IF(OR(ISERROR(SEARCH(\"Emissions\",$B$18)>0),$B$20=\"Emissions Rate\"),NA(),1)"]
[]
[]
["Show"]
["Hide"]
[]
[]
[]
[]
[]
[null,null,null,null,null,"Run","Metric","Concat",2021,2023,2025,2030,2035,2040,2045,2050]
[null,null,null,null,null,"May 2019 Ref Case","Total Costs (billion $)",{"$f":"F108&\"_\"&G108","v":"May 2019 Ref Case_Total Costs (billion $)"},132.73018812029801,138.723258074287,143.00075731087401,154.005729239815,161.50418943186702,175.48814318746801,179.02585525816099,183.63721416771301]
[null,null,null,null,null,"May 2019 Ref Case","National Wholesale Electricity Price (mills/kWh)",{"$f":"F109&\"_\"&G109","v":"May 2019 Ref Case_National Wholesale Electricity Price (mills/kWh)"},32.987592625505343,36.849781893496427,37.347616309253169,41.1603940322778,41.911172713395914,43.47570733465556,45.065346348928379,43.951762036473809]
[null,null,null,null,null,"May 2019 Ref Case","Natural Gas: Henry Hub (2016 $/MMBtu)","May 2019 Ref Case_Natural Gas: Henry Hub (2016 $/MMBtu)",3.3035605889999999,3.4964202835685398,3.55683650036611,3.65977307108373,3.7106977165316599,4.0379954453362501,4.3602835684737,4.4171784515384598]
[null,null,null,null,null,"May 2019 Ref Case","Natural Gas: Delivered (2016 $/MMBtu)","May 2019 Ref Case_Natural Gas: Delivered (2016 $/MMBtu)",3.3583241568362316,3.5429144557704841,3.5655069827570856,3.6136984861530212,3.5236067405222573,3.8507265459824458,4.2342367273608899,4.239177496447522]
[null,null,null,null,null,"May 2019 Ref Case","Minemouth Coal Price: Appalachia (2016 $/MMBtu)","May 2019 Ref Case_Minemouth Coal Price: Appalachia (2016 $/MMBtu)",1.9102792487561087,2.0073150374832989,2.079671130234797,2.2782138982071181,2.5634180294247222,2.8059754813302247,3.2678732780092159,3.7801270764516204]
["Total Costs (billion $)",null,null,null,null,"May 2019 Ref Case","Minemouth Coal Price: Interior (2016 $/MMBtu)","May 2019 Ref Case_Minemouth Coal Price: Interior (2016 $/MMBtu)",1.4130822195628263,1.4320498557160803,1.4674889693965938,1.5409776141028877,1.6101104322461424,1.7206184483816853,1.8453426957058985,1.8780129013615361]
["National Wholesale Electricity Price (mills/kWh)",null,null,null,null,"May 2019 Ref Case","Minemouth Coal Price: Waste Coal (2016 $/MMBtu)","May 2019 Ref Case_Minemouth Coal Price: Waste Coal (2016 $/MMBtu)",1.8611314299999999,1.8559133041509901,1.86808893045045,1.9080945592924301,1.94810018796463,1.9846270667260399,2.0020208180791301,2.0020208184348398]
["Natural Gas: Henry Hub (2016 $/MMBtu)",null,null,null,null,"May 2019 Ref Case","Minemouth Coal Price: West (2016 $/MMBtu)","May 2019 Ref Case_Minemouth Coal Price: West (2016 $/MMBtu)",0.83599649824600375,0.84452548623599311,0.86672936534602707,0.89695600804651787,0.96438325974126082,1.0303489910673087,1.0933454915686744,1.1650886494137074]
["Natural Gas: Delivered (2016 $/MMBtu)",null,null,null,null,"May 2019 Ref Case","Minemouth Coal Price: National (2016 $/MMBtu)","May 2019 Ref Case_Minemouth Coal Price: National (2016 $/MMBtu)",1.2130782937930149,1.2249780081569224,1.2491076743874912,1.3046364614510764,1.3799237487781764,1.4843997321052622,1.5814656468587593,1.6564275486017159]
["Minemouth Coal Price: Appalachia (2016 $/MMBtu)",null,null,null,null,"Nov 2018 Ref Case","Total Costs (billion $)","Nov 2018 Ref Case_Total Costs (billion $)",131.88420541433001,137.358577053342,141.74980092014403,152.37354367099499,159.941907392128,173.981514147327,178.35841922992103,183.41575737737398]
["Minemouth Coal Price: Interior (2016 $/MMBtu)",null,null,null,null,"Nov 2018 Ref Case","National Wholesale Electricity Price (mills/kWh)","Nov 2018 Ref Case_National Wholesale Electricity Price (mills/kWh)",32.431122091267028,37.280868150250313,38.07885921110023,41.711878234076096,41.979478312718086,43.495637776331115,44.974748735172092,43.963818504812188]
["Minemouth Coal Price: Waste Coal (2016 $/MMBtu)",null,null,null,null,"Nov 2018 Ref Case","Natural Gas: Henry Hub (2016 $/MMBtu)","Nov 2018 Ref Case_Natural Gas: Henry Hub (2016 $/MMBtu)",3.268307745,3.4814349323452798,3.55683650036611,3.6434544800292601,3.7017164542688299,4.02658872375169,4.3430949244605603,4.4171784515384598]
["Minemouth Coal Price: West (2016 $/MMBtu)",null,null,null,null,"Nov 2018 Ref Case","Natural Gas: Delivered (2016 $/MMBtu)","Nov 2018 Ref Case_Natural Gas: Delivered (2016 $/MMBtu)",3.3265224213938001,3.5329114818925471,3.5711022718430319,3.5997502803179633,3.5064741380410838,3.8317553321017117,4.204761747510128,4.2305939232252463]
["Minemouth Coal Price: National (2016 $/MMBtu)",null,null,null,null,"Nov 2018 Ref Case","Minemouth Coal Price: Appalachia (2016 $/MMBtu)","Nov 2018 Ref Case_Minemouth Coal Price: Appalachia (2016 $/MMBtu)",1.9231403294379328,2.0156920683696282,2.0851716144566033,2.2707017686741331,2.5610257965431686,2.7853060017952949,3.1960080822899699,3.7865249485660484]
[null,null,null,null,null,"Nov 2018 Ref Case","Minemouth Coal Price: Interior (2016 $/MMBtu)","Nov 2018 Ref Case_Minemouth Coal Price: Interior (2016 $/MMBtu)",1.4322847641203866,1.4438886359733794,1.4807381609635828,1.5528244133363507,1.6281415392466123,1.743707413083021,1.8801785311160533,1.9088142457906734]
[null,null,null,null,null,"Nov 2018 Ref Case","Minemouth Coal Price: Waste Coal (2016 $/MMBtu)","Nov 2018 Ref Case_Minemouth Coal Price: Waste Coal (2016 $/MMBtu)",1.8611314299999999,1.8559133041509901,1.8680889304504498,1.9080945592924301,1.94810018796463,1.9846270667260399,2.0020208180791301,2.0020208184348398]
[null,null,null,null,null,"Nov 2018 Ref Case","Minemouth Coal Price: West (2016 $/MMBtu)","Nov 2018 Ref Case_Minemouth Coal Price: West (2016 $/MMBtu)",0.83469025030015997,0.8424408155285551,0.86495755461674884,0.90225192867006154,0.96547801042937897,1.0326158551464277,1.0971941894812576,1.1711039552020788]
[null,null,null,null,null,"Nov 2018 Ref Case","Minemouth Coal Price: National (2016 $/MMBtu)","Nov 2018 Ref Case_Minemouth Coal Price: National (2016 $/MMBtu)",1.2215756837116809,1.2254296239586828,1.2472025626548933,1.3105756601362666,1.381263690831936,1.4919607584289658,1.5927649693472929,1.6668175618570837]
[null,null,null,null,null,"Nov 2019 Ref Case","Total Costs (billion $)",{"$f":"F126&\"_\"&G126","v":"Nov 2019 Ref Case_Total Costs (billion $)"},132.257602310766,138.865025773859,143.215385339336,155.16188355327299,163.13167965714601,175.17746472747001,174.075591466536,170.604449802197]
["Total Costs (billion $)","billion $",null,null,null,"Nov 2019 Ref Case","National Wholesale Electricity Price (mills/kWh)","Nov 2019 Ref Case_National Wholesale Electricity Price (mills/kWh)",33.74144530105972,37.564911218278475,38.641652849690196,40.262211231558915,40.562827824955008,41.284359791857781,41.258757699878558,38.387249592180865]
["National Wholesale Electricity Price (mills/kWh)","mills/kWh",null,null,null,"Nov 2019 Ref Case","Natural Gas: Henry Hub (2016 $/MMBtu)","Nov 2019 Ref Case_Natural Gas: Henry Hub (2016 $/MMBtu)",3.3138372149999999,3.5136712339342902,3.55683650036611,3.6023992806745699,3.5906977186467102,3.8285734388018802,3.9753042469878199,3.8471784516730598]
["Natural Gas: Henry Hub (2016 $/MMBtu)","2016 $/MMBtu",null,null,null,"Nov 2019 Ref Case","Natural Gas: Delivered (2016 $/MMBtu)","Nov 2019 Ref Case_Natural Gas: Delivered (2016 $/MMBtu)",3.3710488637072826,3.5611752662055203,3.5638967725975577,3.5513956684629568,3.3948277652230505,3.6391754576150444,3.8091640081311593,3.672683887105288]
["Natural Gas: Delivered (2016 $/MMBtu)","2016 $/MMBtu",null,null,null,"Nov 2019 Ref Case","Minemouth Coal Price: Appalachia (2016 $/MMBtu)","Nov 2019 Ref Case_Minemouth Coal Price: Appalachia (2016 $/MMBtu)",1.9015444294317592,2.0041590963873621,2.0794685703178879,2.2963352901660472,2.5812454639623095,2.8348894539943017,3.2570308870247127,4.1818740088620174]
["Minemouth Coal Price: Appalachia (2016 $/MMBtu)","2016 $/MMBtu",null,null,null,"Nov 2019 Ref Case","Minemouth Coal Price: Interior (2016 $/MMBtu)","Nov 2019 Ref Case_Minemouth Coal Price: Interior (2016 $/MMBtu)",1.4065367681714522,1.4138898837009009,1.4490707752748653,1.5116267389318139,1.5647048672865114,1.6698306437610133,1.7913107445226129,1.8012219627742221]
["Minemouth Coal Price: Interior (2016 $/MMBtu)","2016 $/MMBtu",null,null,null,"Nov 2019 Ref Case","Minemouth Coal Price: Waste Coal (2016 $/MMBtu)","Nov 2019 Ref Case_Minemouth Coal Price: Waste Coal (2016 $/MMBtu)",1.8611314299999999,1.8559133041509901,1.86808893045045,1.9080945592924301,1.94810018796463,1.9846270667260399,2.0020208180791301,2.0020208184348398]
["Minemouth Coal Price: Waste Coal (2016 $/MMBtu)","2016 $/MMBtu",null,null,null,"Nov 2019 Ref Case","Minemouth Coal Price: West (2016 $/MMBtu)","Nov 2019 Ref Case_Minemouth Coal Price: West (2016 $/MMBtu)",0.81831717587587616,0.83158290467891549,0.84722214669691676,0.87840293367024247,0.94024163801879768,1.0018914094425857,1.0609916725503956,1.1238644868167409]
["Minemouth Coal Price: West (2016 $/MMBtu)","2016 $/MMBtu",null,null,null,"Nov 2019 Ref Case","Minemouth Coal Price: National (2016 $/MMBtu)","Nov 2019 Ref Case_Minemouth Coal Price: National (2016 $/MMBtu)",1.1978171911090312,1.2149378565528508,1.2374083862378613,1.3027157409630619,1.3644441344838141,1.4728210773302866,1.5914913117034299,1.6859294917843353]
["Minemouth Coal Price: National (2016 $/MMBtu)","2016 $/MMBtu",null,null,null,"Jan 2020 Ref Case","Total Costs (billion $)","Jan 2020 Ref Case_Total Costs (billion $)",132.51816189860102,137.83161144524399,142.65087902266799,154.35934617638202,162.58441655892202,175.227858327766,173.794685268379,170.681499525253]
[null,null,null,null,null,"Jan 2020 Ref Case","National Wholesale Electricity Price (mills/kWh)","Jan 2020 Ref Case_National Wholesale Electricity Price (mills/kWh)",35.71373602077535,35.572211519861057,39.392814959664577,39.919614364014699,40.422740722539807,41.610408920289998,41.438766285626713,38.505390607529378]
[null,null,null,null,null,"Jan 2020 Ref Case","Natural Gas: Henry Hub (2016 $/MMBtu)","Jan 2020 Ref Case_Natural Gas: Henry Hub (2016 $/MMBtu)",3.3069529110000002,3.4923599812716,3.55683650036611,3.5834544805864601,3.5906977186467102,3.84297827990838,3.9729755817391701,3.8471784516730598]
[null,null,null,null,null,"Jan 2020 Ref Case","Natural Gas: Delivered (2016 $/MMBtu)","Jan 2020 Ref Case_Natural Gas: Delivered (2016 $/MMBtu)",3.3614629572975834,3.5331614279548686,3.5591895637471396,3.5257345774844122,3.3882292167941261,3.6478364045313394,3.7976097033244969,3.6658180813073056]
[null,null,null,null,null,"Jan 2020 Ref Case","Minemouth Coal Price: Appalachia (2016 $/MMBtu)","Jan 2020 Ref Case_Minemouth Coal Price: Appalachia (2016 $/MMBtu)",1.9160854016251703,2.0214875731791122,2.0817919121375885,2.2994064823326066,2.5947289229189145,2.8433742067234,3.2756589773245044,4.2462466010070141]
[null,null,null,null,null,"Jan 2020 Ref Case","Minemouth Coal Price: Interior (2016 $/MMBtu)","Jan 2020 Ref Case_Minemouth Coal Price: Interior (2016 $/MMBtu)",1.4080833483260298,1.4208427212374246,1.4520326859356674,1.514008801410839,1.57115626415124,1.6739195387837529,1.8007238479561101,1.8027713085016064]
[null,null,null,null,null,"Jan 2020 Ref Case","Minemouth Coal Price: Waste Coal (2016 $/MMBtu)","Jan 2020 Ref Case_Minemouth Coal Price: Waste Coal (2016 $/MMBtu)",9.9999999999999991E-5,9.9999999999999991E-5,9.9999999999999991E-5,9.9999999999999991E-5,9.9999999999999991E-5,9.9999999999999991E-5,9.9999999999999991E-5,9.9999999999999991E-5]
[null,null,null,null,null,"Jan 2020 Ref Case","Minemouth Coal Price: West (2016 $/MMBtu)","Jan 2020 Ref Case_Minemouth Coal Price: West (2016 $/MMBtu)",0.82518673393180098,0.83955706419612319,0.85633992634691802,0.88696178462716679,0.95299136642386717,1.0112666311621501,1.0768220009892824,1.1307948379423123]
[null,null,null,null,null,"Jan 2020 Ref Case","Minemouth Coal Price: National (2016 $/MMBtu)","Jan 2020 Ref Case_Minemouth Coal Price: National (2016 $/MMBtu)",1.2104349436347788,1.2286036425124822,1.239797343847534,1.3070278849877677,1.3730019992976399,1.4783631004995614,1.6021395508281226,1.69090918251393]

{"sheet":"RPE Files","index":7,"n_rows":40791,"n_cols":66,"rows_kept":1125,"cut":true,"hidden":false,"merged":[],"bounds":{"rows_first":500,"rows_last":125,"rows_between":500,"halvings":2}}
["Run","Year","RegionGroup","RegionGroupAcronym","UnitId","State","UnitLongName","PriorStage","BaseUnit","FuelName","FuelType","FuelSupplyRegionGroup","FuelConsumptionSummerTBtu","FuelConsumptionTotalTBtu","GenerationSummerGWh","GenerationTotalGWh","CO2EmissionsSummerThousandTons","CO2EmissionsTotalThousandTons","NOXEmissionsSummerThousandTons","NOXEmissionsTotalThousandTons","SO2EmissionsSummerThousandTons","SO2EmissionsTotalThousandTons","ModeSummer","AverageCapacityMW","OriginalDispatchableCapacityMW","DispatchableCapacityMW","CapacityReportingType","FossilorNonFossil","Fossil25MW","ExistingorNewUnit","PlantType","PlantCategory","FGD","DSI","SCR","SNCR","ACI","C2G","HRI","CCS","AnyNOxPostCombustion","AnySO2PostCombustion","BothNoxandSO2Controls","PollutionControlPrimaryCriteria","PollutionControlComparisonCriteria","PollutionControlPrimaryCriteria2","PollutionControlComparisonCriteria2","PollutionControlPrimaryCriteria3","PollutionControlComparisonCriteria3","PollutionControlPrimaryCriteria4","PollutionControlPrimaryCriteria5","PollutionControlComparisonCriteria5","<>","MeetPrimaryCriteria","MeetComparisonCriteria","MeetPrimaryCriteriaSeries","MeetComparisonCriteriaSeries","MeetPrimaryCriteria2","MeetComparisonCriteria2","MeetPrimaryCriteria3","MeetComparisonCriteria3","MeetPrimaryCriteriaSeries2","MeetComparisonCriteriaSeries2","MeetHistoricCriteriaSeries2","MeetPrimaryCriteriaSeries3","MeetComparisonCriteriaSeries3"]
["aSample",2000,"WECC_Arizona","WECC_AZ",1,"AZ","WECCAZBIOMS       000 0 0                AAA",0,0,"EPA v5.15 Biomass","Biomass",null,0.80232281999999999,1.9140381,59.431319999999999,141.78059999999999,78.226474949999997,186.61871475000001,9.1971450288566597E-2,0.219409015394293,3.2092912799999998E-2,7.6561524000000006E-2,null,26,26,26,"00 Exist Biomass",{"$f":"VLOOKUP(AA2,'Lookup tables'!$E$5:$F$555,2,0)","v":"Non-Fossil"},"No",{"$f":"VLOOKUP($AA2,'Lookup tables'!$H$5:$I$555,2,0)","v":"Existing"},{"$f":"VLOOKUP($AA2,'Lookup tables'!$L$5:$N$555,2,0)","v":"Biomass"},{"$f":"VLOOKUP($AA2,'Lookup tables'!$L$5:$N$555,3,0)","v":"Renewable"},{"$f":"VLOOKUP($AA2,'Lookup tables'!$P$5:$Z$555,2,0)","v":"---"},{"$f":"VLOOKUP($AA2,'Lookup tables'!$P$5:$Z$555,3,0)","v":"---"},{"$f":"VLOOKUP($AA2,'Lookup tables'!$P$5:$Z$555,4,0)","v":"---"},{"$f":"VLOOKUP($AA2,'Lookup tables'!$P$5:$Z$555,5,0)","v":"---"},{"$f":"VLOOKUP($AA2,'Lookup tables'!$P$5:$Z$555,6,0)","v":"---"},{"$f":"VLOOKUP($AA2,'Lookup tables'!$P$5:$Z$555,7,0)","v":"---"},{"$f":"VLOOKUP($AA2,'Lookup tables'!$P$5:$Z$555,8,0)","v":"---"},{"$f":"VLOOKUP($AA2,'Lookup tables'!$P$5:$Z$555,9,0)","v":"---"},{"$f":"VLOOKUP($AA2,'Lookup tables'!$P$5:$Z$555,10,0)","v":"None"},{"$f":"VLOOKUP($AA2,'Lookup tables'!$P$5:$Z$555,11,0)","v":"None"},{"$f":"IF(AND(AO2<>\"None\",AP2<>\"None\",AO2<>\"Retired\",AP2<>\"Retired\"),\"Yes\",\"No\")","v":"No"},{"$f":"CHOOSE(Map!$AM$14,1,\n               IF(AQ2:AQ40791=\"Yes\",1,0),\n               IF(AO2:AO40791=\"None\",0,IF(Map!$AL$15=\"All Controls\",1,IF(Map!$AL$15=AO2:AO40791,1,0))),\n               IF(AI2:AI40791=\"---\",0,IF(Map!$AL$15=\"All Controls\",1,IF(Map!$AL$15=AI2:AI40791,1,0))),\n               IF(AJ2:AJ40791=\"---\",IF(Map!$AL$15=\"All Controls\",1,IF(Map!$AL$15=AJ2:AJ40791,1,0))),\n               IF(AP2:AP40791=\"None\",0,IF(Map!$AL$15=\"All Controls\",1,IF(Map!$AL$15=AP2:AP40791,1,0))),\n               IF(AG2:AG40791=\"---\",IF(Map!$AL$15=\"All Controls\",1,IF(Map!$AL$15=AG2:AG40791,1,0))),\n               IF(AH2:AH40791=\"---\",IF(Map!$AL$15=\"All Controls\",1,IF(Map!$AL$15=AH2:AH40791,1,0))),\n               IF(AK2:AK40791=\"---\",IF(Map!$AL$15=\"All Controls\",1,IF(Map!$AL$15=AK2:AK40791,1,0))),\n               IF(AL2:AL40791=\"---\",IF(Map!$AL$15=\"All Controls\",1,IF(Map!$AL$15=AL2:AL40791,1,0))),\n               IF(AM2:AM40791=\"---\",IF(Map!$AL$15=\"All Controls\",1,IF(Map!$AL$15=AM2:AM40791,1,0))),\n               IF(AN2:AN40791=\"---\",IF(Map!$AL$15=\"All Controls\",1,IF(Map!$AL$15=AN2:AN40791,1,0))),\n               IF(AO2:AO40791=\"None\",1,0),\n               IF(AP2:AP40791=\"None\",1,0))","v":1},{"$f":"CHOOSE(Map!$AM$31,1,\n               IF(AQ2:AQ40791=\"Yes\",1,0),\n               IF(AO2:AO40791=\"None\",0,IF(Map!$AL$32=\"All Controls\",1,IF(Map!$AL$32=AO2:AO40791,1,0))),\n               IF(AI2:AI40791=\"---\",0,IF(Map!$AL$32=\"All Controls\",1,IF(Map!$AL$32=AI2:AI40791,1,0))),\n               IF(AJ2:AJ40791=\"---\",IF(Map!$AL$32=\"All Controls\",1,IF(Map!$AL$32=AJ2:AJ40791,1,0))),\n               IF(AP2:AP40791=\"None\",0,IF(Map!$AL$32=\"All Controls\",1,IF(Map!$AL$32=AP2:AP40791,1,0))),\n               IF(AG2:AG40791=\"---\",IF(Map!$AL$32=\"All Controls\",1,IF(Map!$AL$32=AG2:AG40791,1,0))),\n               IF(AH2:AH40791=\"---\",IF(Map!$AL$32=\"All Controls\",1,IF(Map!$AL$32=AH2:AH40791,1,0))),\n               IF(AK2:AK40791=\"---\",IF(Map!$AL$32=\"All Controls\",1,IF(Map!$AL$32=AK2:AK40791,1,0))),\n               IF(AL2:AL40791=\"---\",IF(Map!$AL$32=\"All Controls\",1,IF(Map!$AL$32=AL2:AL40791,1,0))),\n               IF(AM2:AM40791=\"---\",IF(Map!$AL$32=\"All Controls\",1,IF(Map!$AL$32=AM2:AM40791,1,0))),\n               IF(AN2:AN40791=\"---\",IF(Map!$AL$32=\"All Controls\",1,IF(Map!$AL$32=AN2:AN40791,1,0))),\n               IF(AO2:AO40791=\"None\",1,0),\n               IF(AP2:AP40791=\"None\",1,0))","v":1},{"$f":"CHOOSE(Whisker!$C$16,1,\n               IF(AQ2:AQ40791=\"Yes\",1,0),\n               IF(AO2:AO40791=\"None\",0,IF(Whisker!$B$17=\"All Controls\",1,IF(Whisker!$B$17=AO2:AO40791,1,0))),\n               IF(AI2:AI40791=\"---\",0,IF(Whisker!$B$17=\"All Controls\",1,IF(Whisker!$B$17=AI2:AI40791,1,0))),\n               IF(AJ2:AJ40791=\"---\",0,IF(Whisker!$B$17=\"All Controls\",1,IF(Whisker!$B$17=AJ2:AJ40791,1,0))),\n               IF(AP2:AP40791=\"None\",0,IF(Whisker!$B$17=\"All Controls\",1,IF(Whisker!$B$17=AP2:AP40791,1,0))),\n               IF(AG2:AG40791=\"---\",0,IF(Whisker!$B$17=\"All Controls\",1,IF(Whisker!$B$17=AG2:AG40791,1,0))),\n               IF(AH2:AH40791=\"---\",0,IF(Whisker!$B$17=\"All Controls\",1,IF(Whisker!$B$17=AH2:AH40791,1,0))),\n               IF(AK2:AK40791=\"---\",0,IF(Whisker!$B$17=\"All Controls\",1,IF(Whisker!$B$17=AK2:AK40791,1,0))),\n               IF(AL2:AL40791=\"---\",0,IF(Whisker!$B$17=\"All Controls\",1,IF(Whisker!$B$17=AL2:AL40791,1,0))),\n               IF(AM2:AM40791=\"---\",0,IF(Whisker!$B$17=\"All Controls\",1,IF(Whisker!$B$17=AM2:AM40791,1,0))),\n               IF(AN2:AN40791=\"---\",0,IF(Whisker!$B$17=\"All Controls\",1,IF(Whisker!$B$17=AN2:AN40791,1,0))),\n               IF(AO2:AO40791=\"None\",1,0),\n               IF(AP2:AP40791=\"None\",1,0))","v":1},{"$f":"IF(Whisker!$C$33=0,1,CHOOSE(Whisker!$C$33,1,\n               IF(AQ2:AQ40791=\"Yes\",1,0),\n               IF(AO2:AO40791=\"None\",0,IF(Whisker!$B$34=\"All Controls\",1,IF(Whisker!$B$34=AO2:AO40791,1,0))),\n               IF(AI2:AI40791=\"---\",0,IF(Whisker!$B$34=\"All Controls\",1,IF(Whisker!$B$34=AI2:AI40791,1,0))),\n               IF(AJ2:AJ40791=\"---\",0,IF(Whisker!$B$34=\"All Controls\",1,IF(Whisker!$B$34=AJ2:AJ40791,1,0))),\n               IF(AP2:AP40791=\"None\",0,IF(Whisker!$B$34=\"All Controls\",1,IF(Whisker!$B$34=AP2:AP40791,1,0))),\n               IF(AG2:AG40791=\"---\",0,IF(Whisker!$B$34=\"All Controls\",1,IF(Whisker!$B$34=AG2:AG40791,1,0))),\n               IF(AH2:AH40791=\"---\",0,IF(Whisker!$B$34=\"All Controls\",1,IF(Whisker!$B$34=AH2:AH40791,1,0))),\n               IF(AK2:AK40791=\"---\",0,IF(Whisker!$B$34=\"All Controls\",1,IF(Whisker!$B$34=AK2:AK40791,1,0))),\n               IF(AL2:AL40791=\"---\",0,IF(Whisker!$B$34=\"All Controls\",1,IF(Whisker!$B$34=AL2:AL40791,1,0))),\n               IF(AM2:AM40791=\"---\",0,IF(Whisker!$B$34=\"All Controls\",1,IF(Whisker!$B$34=AM2:AM40791,1,0))),\n               IF(AN2:AN40791=\"---\",0,IF(Whisker!$B$34=\"All Controls\",1,IF(Whisker!$B$34=AN2:AN40791,1,0))),\n               IF(AO2:AO40791=\"None\",1,0),\n               IF(AP2:AP40791=\"None\",1,0)))","v":1},{"$f":"IF(Whisker!$F$16=0,1,CHOOSE(Whisker!$F$16,1,\n               IF(AQ2:AQ40791=\"Yes\",1,0),\n               IF(AO2:AO40791=\"None\",0,IF(Whisker!$E$17=\"All Controls\",1,IF(Whisker!$E$17=AO2:AO40791,1,0))),\n               IF(AI2:AI40791=\"---\",0,IF(Whisker!$E$17=\"All Controls\",1,IF(Whisker!$E$17=AI2:AI40791,1,0))),\n               IF(AJ2:AJ40791=\"---\",0,IF(Whisker!$E$17=\"All Controls\",1,IF(Whisker!$E$17=AJ2:AJ40791,1,0))),\n               IF(AP2:AP40791=\"None\",0,IF(Whisker!$E$17=\"All Controls\",1,IF(Whisker!$E$17=AP2:AP40791,1,0))),\n               IF(AG2:AG40791=\"---\",0,IF(Whisker!$E$17=\"All Controls\",1,IF(Whisker!$E$17=AG2:AG40791,1,0))),\n               IF(AH2:AH40791=\"---\",0,IF(Whisker!$E$17=\"All Controls\",1,IF(Whisker!$E$17=AH2:AH40791,1,0))),\n               IF(AK2:AK40791=\"---\",0,IF(Whisker!$E$17=\"All Controls\",1,IF(Whisker!$E$17=AK2:AK40791,1,0))),\n               IF(AL2:AL40791=\"---\",0,IF(Whisker!$E$17=\"All Controls\",1,IF(Whisker!$E$17=AL2:AL40791,1,0))),\n               IF(AM2:AM40791=\"---\",0,IF(Whisker!$E$17=\"All Controls\",1,IF(Whisker!$E$17=AM2:AM40791,1,0))),\n               IF(AN2:AN40791=\"---\",0,IF(Whisker!$E$17=\"All Controls\",1,IF(Whisker!$E$17=AN2:AN40791,1,0))),\n               IF(AO2:AO40791=\"None\",1,0),\n               IF(AP2:AP40791=\"None\",1,0)))","v":1},{"$f":"IF(Whisker!$F$33=0,1,CHOOSE(Whisker!$F$33,1,\n               IF(AQ2:AQ40791=\"Yes\",1,0),\n               IF(AO2:AO40791=\"None\",0,IF(Whisker!$E$34=\"All Controls\",1,IF(Whisker!$E$34=AO2:AO40791,1,0))),\n               IF(AI2:AI40791=\"---\",0,IF(Whisker!$E$34=\"All Controls\",1,IF(Whisker!$E$34=AI2:AI40791,1,0))),\n               IF(AJ2:AJ40791=\"---\",0,IF(Whisker!$E$34=\"All Controls\",1,IF(Whisker!$E$34=AJ2:AJ40791,1,0))),\n               IF(AP2:AP40791=\"None\",0,IF(Whisker!$E$34=\"All Controls\",1,IF(Whisker!$E$34=AP2:AP40791,1,0))),\n               IF(AG2:AG40791=\"---\",0,IF(Whisker!$E$34=\"All Controls\",1,IF(Whisker!$E$34=AG2:AG40791,1,0))),\n               IF(AH2:AH40791=\"---\",0,IF(Whisker!$E$34=\"All Controls\",1,IF(Whisker!$E$34=AH2:AH40791,1,0))),\n               IF(AK2:AK40791=\"---\",0,IF(Whisker!$E$34=\"All Controls\",1,IF(Whisker!$E$34=AK2:AK40791,1,0))),\n               IF(AL2:AL40791=\"---\",0,IF(Whisker!$E$34=\"All Controls\",1,IF(Whisker!$E$34=AL2:AL40791,1,0))),\n               IF(AM2:AM40791=\"---\",0,IF(Whisker!$E$34=\"All Controls\",1,IF(Whisker!$E$34=AM2:AM40791,1,0))),\n               IF(AN2:AN40791=\"---\",0,IF(Whisker!$E$34=\"All Controls\",1,IF(Whisker!$E$34=AN2:AN40791,1,0))),\n               IF(AO2:AO40791=\"None\",1,0),\n               IF(AP2:AP40791=\"None\",1,0)))","v":1},{"$f":"IF('Emissions GWh Btu MW'!$C$16=0,1,CHOOSE('Emissions GWh Btu MW'!$C$16,1,\n               IF(AQ2:AQ40791=\"Yes\",1,0),\n               IF(AO2:AO40791=\"None\",0,IF('Emissions GWh Btu MW'!$B$17=\"All Controls\",1,IF('Emissions GWh Btu MW'!$B$17=AO2:AO40791,1,0))),\n               IF(AI2:AI40791=\"---\",0,IF('Emissions GWh Btu MW'!$B$17=\"All Controls\",1,IF('Emissions GWh Btu MW'!$B$17=AI2:AI40791,1,0))),\n               IF(AJ2:AJ40791=\"---\",0,IF('Emissions GWh Btu MW'!$B$17=\"All Controls\",1,IF('Emissions GWh Btu MW'!$B$17=AJ2:AJ40791,1,0))),\n               IF(AP2:AP40791=\"None\",0,IF('Emissions GWh Btu MW'!$B$17=\"All Controls\",1,IF('Emissions GWh Btu MW'!$B$17=AP2:AP40791,1,0))),\n               IF(AG2:AG40791=\"---\",0,IF('Emissions GWh Btu MW'!$B$17=\"All Controls\",1,IF('Emissions GWh Btu MW'!$B$17=AG2:AG40791,1,0))),\n               IF(AH2:AH40791=\"---\",0,IF('Emissions GWh Btu MW'!$B$17=\"All Controls\",1,IF('Emissions GWh Btu MW'!$B$17=AH2:AH40791,1,0))),\n               IF(AK2:AK40791=\"---\",0,IF('Emissions GWh Btu MW'!$B$17=\"All Controls\",1,IF('Emissions GWh Btu MW'!$B$17=AK2:AK40791,1,0))),\n               IF(AL2:AL40791=\"---\",0,IF('Emissions GWh Btu MW'!$B$17=\"All Controls\",1,IF('Emissions GWh Btu MW'!$B$17=AL2:AL40791,1,0))),\n               IF(AM2:AM40791=\"---\",0,IF('Emissions GWh Btu MW'!$B$17=\"All Controls\",1,IF('Emissions GWh Btu MW'!$B$17=AM2:AM40791,1,0))),\n               IF(AN2:AN40791=\"---\",0,IF('Emissions GWh Btu MW'!$B$17=\"All Controls\",1,IF('Emissions GWh Btu MW'!$B$17=AN2:AN40791,1,0))),\n               IF(AO2:AO40791=\"None\",1,0),\n               IF(AP2:AP40791=\"None\",1,0)))","v":1},{"$f":"CHOOSE('All Run Comparison'!$C$16,1,\n               IF(AQ2:AQ40791=\"Yes\",1,0),\n               IF(AO2:AO40791=\"None\",0,IF('All Run Comparison'!$B$17=\"All Controls\",1,IF('All Run Comparison'!$B$17=AO2:AO40791,1,0))),\n               IF(AI2:AI40791=\"---\",0,IF('All Run Comparison'!$B$17=\"All Controls\",1,IF('All Run Comparison'!$B$17=AI2:AI40791,1,0))),\n               IF(AJ2:AJ40791=\"---\",0,IF('All Run Comparison'!$B$17=\"All Controls\",1,IF('All Run Comparison'!$B$17=AJ2:AJ40791,1,0))),\n               IF(AP2:AP40791=\"None\",0,IF('All Run Comparison'!$B$17=\"All Controls\",1,IF('All Run Comparison'!$B$17=AP2:AP40791,1,0))),\n               IF(AG2:AG40791=\"---\",0,IF('All Run Comparison'!$B$17=\"All Controls\",1,IF('All Run Comparison'!$B$17=AG2:AG40791,1,0))),\n               IF(AH2:AH40791=\"---\",0,IF('All Run Comparison'!$B$17=\"All Controls\",1,IF('All Run Comparison'!$B$17=AH2:AH40791,1,0))),\n               IF(AK2:AK40791=\"---\",0,IF('All Run Comparison'!$B$17=\"All Controls\",1,IF('All Run Comparison'!$B$17=AK2:AK40791,1,0))),\n               IF(AL2:AL40791=\"---\",0,IF('All Run Comparison'!$B$17=\"All Controls\",1,IF('All Run Comparison'!$B$17=AL2:AL40791,1,0))),\n               IF(AM2:AM40791=\"---\",0,IF('All Run Comparison'!$B$17=\"All Controls\",1,IF('All Run Comparison'!$B$17=AM2:AM40791,1,0))),\n               IF(AN2:AN40791=\"---\",0,IF('All Run Comparison'!$B$17=\"All Controls\",1,IF('All Run Comparison'!$B$17=AN2:AN40791,1,0))),\n               IF(AO2:AO40791=\"None\",1,0),\n               IF(AP2:AP40791=\"None\",1,0))","v":1},{"$f":"IF('All Run Comparison'!$C$33=0,1,CHOOSE('All Run Comparison'!$C$33,1,\n               IF(AQ2:AQ40791=\"Yes\",1,0),\n               IF(AO2:AO40791=\"None\",0,IF('All Run Comparison'!$B$34=\"All Controls\",1,IF('All Run Comparison'!$B$34=AO2:AO40791,1,0))),\n               IF(AI2:AI40791=\"---\",0,IF('All Run Comparison'!$B$34=\"All Controls\",1,IF('All Run Comparison'!$B$34=AI2:AI40791,1,0))),\n               IF(AJ2:AJ40791=\"---\",0,IF('All Run Comparison'!$B$34=\"All Controls\",1,IF('All Run Comparison'!$B$34=AJ2:AJ40791,1,0))),\n               IF(AP2:AP40791=\"None\",0,IF('All Run Comparison'!$B$34=\"All Controls\",1,IF('All Run Comparison'!$B$34=AP2:AP40791,1,0))),\n               IF(AG2:AG40791=\"---\",0,IF('All Run Comparison'!$B$34=\"All Controls\",1,IF('All Run Comparison'!$B$34=AG2:AG40791,1,0))),\n               IF(AH2:AH40791=\"---\",0,IF('All Run Comparison'!$B$34=\"All Controls\",1,IF('All Run Comparison'!$B$34=AH2:AH40791,1,0))),\n               IF(AK2:AK40791=\"---\",0,IF('All Run Comparison'!$B$34=\"All Controls\",1,IF('All Run Comparison'!$B$34=AK2:AK40791,1,0))),\n               IF(AL2:AL40791=\"---\",0,IF('All Run Comparison'!$B$34=\"All Controls\",1,IF('All Run Comparison'!$B$34=AL2:AL40791,1,0))),\n               IF(AM2:AM40791=\"---\",0,IF('All Run Comparison'!$B$34=\"All Controls\",1,IF('All Run Comparison'!$B$34=AM2:AM40791,1,0))),\n               IF(AN2:AN40791=\"---\",0,IF('All Run Comparison'!$B$34=\"All Controls\",1,IF('All Run Comparison'!$B$34=AN2:AN40791,1,0))),\n               IF(AO2:AO40791=\"None\",1,0),\n               IF(AP2:AP40791=\"None\",1,0)))","v":1},null,{"$f":"IF(A2:A40791<>Map!$AL$2,0,IF(B2:B40791<>Map!$AL$4,0,IF(\n             (((Map!$AL$9=\"All Units\")+(K2:K40791=Map!$AL$9)>0)*\n               ((Map!$AL$10=\"All Units\")+(AC2:AC40791=\"Yes\")>0)*\n               (((Map!$AL$11=\"Existing and New\")*(AD2:AD40791<>\"Retired\"))+(AD2:AD40791=Map!$AL$11)>0)*\n               ((Map!$AL$12=\"All Units\")+(AE2:AE40791=Map!$AL$12)>0)*\n               ((Map!$AL$13=\"All Units\")+(AF2:AF40791=Map!$AL$13)>0)*\n               ((((Map!$AL$14=\"All Units\")*(Map!$AL$15=\"All Controls\")))+(AR2:AR40791=1))>0),\n1,0)))","v":0},{"$f":"IF(Map!$AL$18=\"Actual\",0,IF(A2:A40791<>Map!$AL$21,0,IF(B2:B40791<>Map!$AL$23,0,IF(\n             (((Map!$AL$26=\"All Units\")+(K2:K40791=Map!$AL$26)>0)*\n               ((Map!$AL$27=\"All Units\")+(AC2:AC40791=\"Yes\")>0)*\n               (((Map!$AL$28=\"Existing and New\")*(AD2:AD40791<>\"Retired\"))+(AD2:AD40791=Map!$AL$28)>0)*\n               ((Map!$AL$29=\"All Units\")+(AE2:AE40791=Map!$AL$29)>0)*\n               ((Map!$AL$30=\"All Units\")+(AF2:AF40791=Map!$AL$30)>0)*\n               ((((Map!$AL$31=\"All Units\")*(Map!$AL$32=\"All Controls\")))+(AS2:AS40791=1))>0),\n1,0))))","v":0},{"$f":"IF(A2:A40791<>Map!$AL$2,0,IF(\n             (((Map!$AL$9=\"All Units\")+(K2:K40791=Map!$AL$9)>0)*\n               ((Map!$AL$10=\"All Units\")+(AC2:AC40791=\"Yes\")>0)*\n               (((Map!$AL$11=\"Existing and New\")*(AD2:AD40791<>\"Retired\"))+(AD2:AD40791=Map!$AL$11)>0)*\n               ((Map!$AL$12=\"All Units\")+(AE2:AE40791=Map!$AL$12)>0)*\n               ((Map!$AL$13=\"All Units\")+(AF2:AF40791=Map!$AL$13)>0)*\n               ((((Map!$AL$14=\"All Units\")*(Map!$AL$15=\"All Controls\")))+(AR2:AR40791=1))>0),\n1,0))","v":0},{"$f":"IF(Map!$AL$18=\"Actual\",0,IF(A2:A40791<>Map!$AL$21,0,IF(\n             (((Map!$AL$26=\"All Units\")+(K2:K40791=Map!$AL$26)>0)*\n               ((Map!$AL$27=\"All Units\")+(AC2:AC40791=\"Yes\")>0)*\n               (((Map!$AL$28=\"Existing and New\")*(AD2:AD40791<>\"Retired\"))+(AD2:AD40791=Map!$AL$28)>0)*\n               ((Map!$AL$29=\"All Units\")+(AE2:AE40791=Map!$AL$29)>0)*\n               ((Map!$AL$30=\"All Units\")+(AF2:AF40791=Map!$AL$30)>0)*\n               ((((Map!$AL$31=\"All Units\")*(Map!$AL$32=\"All Controls\")))+(AS2:AS40791=1))>0),\n1,0)))","v":0},{"$f":"IF(A2:A40791<>Whisker!$B$4,0,IF(B2:B40791<>Whisker!$B$6,0,IF(\n             (((Whisker!$B$11=\"All Units\")+(K2:K40791=Whisker!$B$11)>0)*\n               ((Whisker!$B$12=\"All Units\")+(AC2:AC40791=\"Yes\")>0)*\n               (((Whisker!$B$13=\"Existing and New\")*(AD2:AD40791<>\"Retired\"))+(AD2:AD40791=Whisker!$B$13)>0)*\n               ((Whisker!$B$14=\"All Units\")+(AE2:AE40791=Whisker!$B$14)>0)*\n               ((Whisker!$B$15=\"All Units\")+(AF2:AF40791=Whisker!$B$15)>0)*\n               ((((Whisker!$B$16=\"All Units\")*(Whisker!$B$17=\"All Controls\")))+(AT2:AT40791=1))>0),\n1,0)))","v":0},{"$f":"IF(Whisker!$B$20=\"Actual\",0,IF(A2:A40791<>Whisker!$B$23,0,IF(B2:B40791<>Whisker!$B$25,0,IF(\n      (((Whisker!$B$28=\"All Units\")+(K2:K40791=Whisker!$B$28)>0)*\n      ((Whisker!$B$29=\"All Units\")+(AC2:AC40791=\"Yes\")>0)*\n      (((Whisker!$B$30=\"Existing and New\")*(AD2:AD40791<>\"Retired\"))+(AD2:AD40791=Whisker!$B$30)>0)*\n      ((Whisker!$B$31=\"All Units\")+(AE2:AE40791=Whisker!$B$31)>0)*\n      ((Whisker!$B$32=\"All Units\")+(AF2:AF40791=Whisker!$B$32)>0)*\n      ((((Whisker!$B$33=\"All Units\")*(Whisker!$B$34=\"All Controls\")))+(AU2:AU40791=1))>0),\n1,0))))","v":0},{"$f":"IF(Whisker!$E$3=\"Off\",0, IF(A2:A40791<>Whisker!$E$4,0,IF(B2:B40791<>Whisker!$E$6,0,IF(\n             (((Whisker!$E$11=\"All Units\")+(K2:K40791=Whisker!$E$11)>0)*\n               ((Whisker!$E$12=\"All Units\")+(AC2:AC40791=\"Yes\")>0)*\n               (((Whisker!$E$13=\"Existing and New\")*(AD2:AD40791<>\"Retired\"))+(AD2:AD40791=Whisker!$E$13)>0)*\n               ((Whisker!$E$14=\"All Units\")+(AE2:AE40791=Whisker!$E$14)>0)*\n               ((Whisker!$E$15=\"All Units\")+(AF2:AF40791=Whisker!$E$15)>0)*\n               ((((Whisker!$E$16=\"All Units\")*(Whisker!$E$17=\"All Controls\")))+(AV2:AV40791=1))>0),\n1,0))))","v":0},{"$f":"IF(Whisker!$E$3=\"Off\",0,IF(Whisker!$E$20=\"Actual\",0,IF(A2:A40791<>Whisker!$E$23,0,IF(B2:B40791<>Whisker!$E$25,0,IF(\n             (((Whisker!$E$28=\"All Units\")+(K2:K40791=Whisker!$E$28)>0)*\n               ((Whisker!$E$29=\"All Units\")+(AC2:AC40791=\"Yes\")>0)*\n               (((Whisker!$E$30=\"Existing and New\")*(AD2:AD40791<>\"Retired\"))+(AD2:AD40791=Whisker!$E$30)>0)*\n               ((Whisker!$E$31=\"All Units\")+(AE2:AE40791=Whisker!$E$31)>0)*\n               ((Whisker!$E$32=\"All Units\")+(AF2:AF40791=Whisker!$E$32)>0)*\n               ((((Whisker!$E$33=\"All Units\")*(Whisker!$E$34=\"All Controls\")))+(AW2:AW40791=1))>0),\n1,0)))))","v":0},{"$f":"IF(A2:A40791<>'Emissions GWh Btu MW'!$B$4,0,IF(\n             ((('Emissions GWh Btu MW'!$B$11=\"All Units\")+(K2:K40791='Emissions GWh Btu MW'!$B$11)>0)*\n               (('Emissions GWh Btu MW'!$B$12=\"All Units\")+(AC2:AC40791=\"Yes\")>0)*\n               ((('Emissions GWh Btu MW'!$B$13=\"Existing and New\")*(AD2:AD40791<>\"Retired\"))+(AD2:AD40791='Emissions GWh Btu MW'!$B$13)>0)*\n               (('Emissions GWh Btu MW'!$B$14=\"All Units\")+(AE2:AE40791='Emissions GWh Btu MW'!$B$14)>0)*\n               (('Emissions GWh Btu MW'!$B$15=\"All Units\")+(AF2:AF40791='Emissions GWh Btu MW'!$B$15)>0)*\n               (((('Emissions GWh Btu MW'!$B$16=\"All Units\")*('Emissions GWh Btu MW'!$B$17=\"All Controls\")))+(AX2:AX40791=1))>0),\n1,0))","v":0},{"$f":"IF('Emissions GWh Btu MW'!$B$5=\"None\",0,IF(A2:A40791<>'Emissions GWh Btu MW'!$B$5,0,IF(\n             ((('Emissions GWh Btu MW'!$B$11=\"All Units\")+(K2:K40791='Emissions GWh Btu MW'!$B$11)>0)*\n               (('Emissions GWh Btu MW'!$B$12=\"All Units\")+(AC2:AC40791=\"Yes\")>0)*\n               ((('Emissions GWh Btu MW'!$B$13=\"Existing and New\")*(AD2:AD40791<>\"Retired\"))+(AD2:AD40791='Emissions GWh Btu MW'!$B$13)>0)*\n               (('Emissions GWh Btu MW'!$B$14=\"All Units\")+(AE2:AE40791='Emissions GWh Btu MW'!$B$14)>0)*\n               (('Emissions GWh Btu MW'!$B$15=\"All Units\")+(AF2:AF40791='Emissions GWh Btu MW'!$B$15)>0)*\n               (((('Emissions GWh Btu MW'!$B$16=\"All Units\")*('Emissions GWh Btu MW'!$B$17=\"All Controls\")))+(AX2:AX40791=1))>0),\n1,0)))","v":0},{"$f":"IF(A2:A40791<>\"Historic\",0,IF(\n             ((('Emissions GWh Btu MW'!$B$11=\"All Units\")+(K2:K40791='Emissions GWh Btu MW'!$B$11)>0)*\n               (('Emissions GWh Btu MW'!$B$12=\"All Units\")+(AC2:AC40791=\"Yes\")>0)*\n               ((('Emissions GWh Btu MW'!$B$13=\"Existing and New\")*(AD2:AD40791<>\"Retired\"))+(AD2:AD40791='Emissions GWh Btu MW'!$B$13)>0)*\n               (('Emissions GWh Btu MW'!$B$14=\"All Units\")+(AE2:AE40791='Emissions GWh Btu MW'!$B$14)>0)*\n               (('Emissions GWh Btu MW'!$B$15=\"All Units\")+(AF2:AF40791='Emissions GWh Btu MW'!$B$15)>0)*\n               (((('Emissions GWh Btu MW'!$B$16=\"All Units\")*('Emissions GWh Btu MW'!$B$17=\"All Controls\")))+(AX2:AX40791=1))>0),\n1,0))","v":0},{"$f":"IF(\n             ((('All Run Comparison'!$B$11=\"All Units\")+(K2:K40791='All Run Comparison'!$B$11)>0)*\n               (('All Run Comparison'!$B$7=\"National\")+(F2:F40791='All Run Comparison'!$B$8)+(D2:D40791='All Run Comparison'!$B$8)>0)*\n               (('All Run Comparison'!$B$12=\"All Units\")+(AC2:AC40791=\"Yes\")>0)*\n               ((('All Run Comparison'!$B$13=\"Existing and New\")*(AD2:AD40791<>\"Retired\"))+(AD2:AD40791='All Run Comparison'!$B$13)>0)*\n               (('All Run Comparison'!$B$14=\"All Units\")+(AE2:AE40791='All Run Comparison'!$B$14)>0)*\n               (('All Run Comparison'!$B$15=\"All Units\")+(AF2:AF40791='All Run Comparison'!$B$15)>0)*\n               (((('All Run Comparison'!$B$16=\"All Units\")*('All Run Comparison'!$B$17=\"All Controls\")))+(AY2:AY40791=1))>0),\n1,0)","v":0},{"$f":"IF('All Run Comparison'!$B$20=\"Actual\",0,IF(\n      ((('All Run Comparison'!$B$28=\"All Units\")+(K2:K40791='All Run Comparison'!$B$28)>0)*\n      (('All Run Comparison'!$B$23=\"Self\")+(A2:A40791='All Run Comparison'!$B$23)>0)*\n      (('All Run Comparison'!$B$25=\"Parallel\")+(B2:B40791='All Run Comparison'!$B$25)>0)*\n      (('All Run Comparison'!$B$7=\"National\")+(F2:F40791='All Run Comparison'!$B$8)+(D2:D40791='All Run Comparison'!$B$8)>0)*\n      (('All Run Comparison'!$B$29=\"All Units\")+(AC2:AC40791=\"Yes\")>0)*\n      ((('All Run Comparison'!$B$30=\"Existing and New\")*(AD2:AD40791<>\"Retired\"))+(AD2:AD40791='All Run Comparison'!$B$30)>0)*\n      (('All Run Comparison'!$B$31=\"All Units\")+(AE2:AE40791='All Run Comparison'!$B$31)>0)*\n      (('All Run Comparison'!$B$32=\"All Units\")+(AF2:AF40791='All Run Comparison'!$B$32)>0)*\n      (((('All Run Comparison'!$B$33=\"All Units\")*('All Run Comparison'!$B$34=\"All Controls\")))+(AZ2:AZ40791=1))>0),\n1,0))","v":0}]
["Historic",2005,null,null,null,"AZ",null,null,null,null,null,null,null,null,null,null,null,58265.190705999987,null,null,null,null,null,null,null,null,null,null,null,null,null,null,"---","---","---","---","---","---","---","---","---","---","No",1,1,1,1,1,1,1,1,1,null,0,0,0,0,0,0,0,0,0,0,1,0,0]
["Historic",2005,null,null,null,"AL",null,null,null,null,null,null,null,null,null,null,null,91471.964572999961,null,null,null,null,null,null,null,null,null,null,null,null,null,null,"---","---","---","---","---","---","---","---","---","---","No",1,1,1,1,1,1,1,1,1,null,0,0,0,0,0,0,0,0,0,0,1,0,0]
["Historic",2005,null,null,null,"AR",null,null,null,null,null,null,null,null,null,null,null,29180.670499000003,null,null,null,null,null,null,null,null,null,null,null,null,null,null,"---","---","---","---","---","---","---","---","---","---","No",1,1,1,1,1,1,1,1,1,null,0,0,0,0,0,0,0,0,0,0,1,0,0]
["Historic",2005,null,null,null,"CA",null,null,null,null,null,null,null,null,null,null,null,31660.158458999998,null,null,null,null,null,null,null,null,null,null,null,null,null,null,"---","---","---","---","---","---","---","---","---","---","No",1,1,1,1,1,1,1,1,1,null,0,0,0,0,0,0,0,0,0,0,1,0,0]
["Historic",2005,null,null,null,"CO",null,null,null,null,null,null,null,null,null,null,null,46127.712659999983,null,null,null,null,null,null,null,null,null,null,null,null,null,null,"---","---","---","---","---","---","---","---","---","---","No",1,1,1,1,1,1,1,1,1,null,0,0,0,0,0,0,0,0,0,0,1,0,0]
["Historic",2005,null,null,null,"CT",null,null,null,null,null,null,null,null,null,null,null,9645.8774360000007,null,null,null,null,null,null,null,null,null,null,null,null,null,null,"---","---","---","---","---","---","---","---","---","---","No",1,1,1,1,1,1,1,1,1,null,0,0,0,0,0,0,0,0,0,0,1,0,0]
["Historic",2005,null,null,null,"DE",null,null,null,null,null,null,null,null,null,null,null,6688.3102590000008,null,null,null,null,null,null,null,null,null,null,null,null,null,null,"---","---","---","---","---","---","---","---","---","---","No",1,1,1,1,1,1,1,1,1,null,0,0,0,0,0,0,0,0,0,0,1,0,0]
["Historic",2005,null,null,null,"FL",null,null,null,null,null,null,null,null,null,null,null,136497.12872500002,null,null,null,null,null,null,null,null,null,null,null,null,null,null,"---","---","---","---","---","---","---","---","---","---","No",1,1,1,1,1,1,1,1,1,null,0,0,0,0,0,0,0,0,0,0,1,0,0]
["Historic",2005,null,null,null,"GA",null,null,null,null,null,null,null,null,null,null,null,94101.017211000042,null,null,null,null,null,null,null,null,null,null,null,null,null,null,"---","---","---","---","---","---","---","---","---","---","No",1,1,1,1,1,1,1,1,1,null,0,0,0,0,0,0,0,0,0,0,1,0,0]
["Historic",2005,null,null,null,"IA",null,null,null,null,null,null,null,null,null,null,null,40411.329270000002,null,null,null,null,null,null,null,null,null,null,null,null,null,null,"---","---","---","---","---","---","---","---","---","---","No",1,1,1,1,1,1,1,1,1,null,0,0,0,0,0,0,0,0,0,0,1,0,0]
["Historic",2005,null,null,null,"ID",null,null,null,null,null,null,null,null,null,null,null,574.923675,null,null,null,null,null,null,null,null,null,null,null,null,null,null,"---","---","---","---","---","---","---","---","---","---","No",1,1,1,1,1,1,1,1,1,null,0,0,0,0,0,0,0,0,0,0,1,0,0]
["Historic",2005,null,null,null,"IL",null,null,null,null,null,null,null,null,null,null,null,106104.51541100007,null,null,null,null,null,null,null,null,null,null,null,null,null,null,"---","---","---","---","---","---","---","---","---","---","No",1,1,1,1,1,1,1,1,1,null,0,0,0,0,0,0,0,0,0,0,1,0,0]
["Historic",2005,null,null,null,"IN",null,null,null,null,null,null,null,null,null,null,null,133835.30679600002,null,null,null,null,null,null,null,null,null,null,null,null,null,null,"---","---","---","---","---","---","---","---","---","---","No",1,1,1,1,1,1,1,1,1,null,0,0,0,0,0,0,0,0,0,0,1,0,0]
["Historic",2005,null,null,null,"KS",null,null,null,null,null,null,null,null,null,null,null,43223.785631000006,null,null,null,null,null,null,null,null,null,null,null,null,null,null,"---","---","---","---","---","---","---","---","---","---","No",1,1,1,1,1,1,1,1,1,null,0,0,0,0,0,0,0,0,0,0,1,0,0]
["Historic",2005,null,null,null,"KY",null,null,null,null,null,null,null,null,null,null,null,100174.36927200003,null,null,null,null,null,null,null,null,null,null,null,null,null,null,"---","---","---","---","---","---","---","---","---","---","No",1,1,1,1,1,1,1,1,1,null,0,0,0,0,0,0,0,0,0,0,1,0,0]
["Historic",2005,null,null,null,"LA",null,null,null,null,null,null,null,null,null,null,null,50379.591977999989,null,null,null,null,null,null,null,null,null,null,null,null,null,null,"---","---","---","---","---","---","---","---","---","---","No",1,1,1,1,1,1,1,1,1,null,0,0,0,0,0,0,0,0,0,0,1,0,0]
["Historic",2005,null,null,null,"MA",null,null,null,null,null,null,null,null,null,null,null,26290.987357999991,null,null,null,null,null,null,null,null,null,null,null,null,null,null,"---","---","---","---","---","---","---","---","---","---","No",1,1,1,1,1,1,1,1,1,null,0,0,0,0,0,0,0,0,0,0,1,0,0]
["Historic",2005,null,null,null,"MD",null,null,null,null,null,null,null,null,null,null,null,31984.008450000001,null,null,null,null,null,null,null,null,null,null,null,null,null,null,"---","---","---","---","---","---","---","---","---","---","No",1,1,1,1,1,1,1,1,1,null,0,0,0,0,0,0,0,0,0,0,1,0,0]
["Historic",2005,null,null,null,"ME",null,null,null,null,null,null,null,null,null,null,null,4587.1132319999997,null,null,null,null,null,null,null,null,null,null,null,null,null,null,"---","---","---","---","---","---","---","---","---","---","No",1,1,1,1,1,1,1,1,1,null,0,0,0,0,0,0,0,0,0,0,1,0,0]
["Historic",2005,null,null,null,"MI",null,null,null,null,null,null,null,null,null,null,null,78080.061783000012,null,null,null,null,null,null,null,null,null,null,null,null,null,null,"---","---","---","---","---","---","---","---","---","---","No",1,1,1,1,1,1,1,1,1,null,0,0,0,0,0,0,0,0,0,0,1,0,0]
["Historic",2005,null,null,null,"MN",null,null,null,null,null,null,null,null,null,null,null,40866.374024000004,null,null,null,null,null,null,null,null,null,null,null,null,null,null,"---","---","---","---","---","---","---","---","---","---","No",1,1,1,1,1,1,1,1,1,null,0,0,0,0,0,0,0,0,0,0,1,0,0]
["Historic",2005,null,null,null,"MO",null,null,null,null,null,null,null,null,null,null,null,82265.046252000015,null,null,null,null,null,null,null,null,null,null,null,null,null,null,"---","---","---","---","---","---","---","---","---","---","No",1,1,1,1,1,1,1,1,1,null,0,0,0,0,0,0,0,0,0,0,1,0,0]
["Historic",2005,null,null,null,"MS",null,null,null,null,null,null,null,null,null,null,null,27712.055153000005,null,null,null,null,null,null,null,null,null,null,null,null,null,null,"---","---","---","---","---","---","---","---","---","---","No",1,1,1,1,1,1,1,1,1,null,0,0,0,0,0,0,0,0,0,0,1,0,0]
["Historic",2005,null,null,null,"MT",null,null,null,null,null,null,null,null,null,null,null,20966.070021,null,null,null,null,null,null,null,null,null,null,null,null,null,null,"---","---","---","---","---","---","---","---","---","---","No",1,1,1,1,1,1,1,1,1,null,0,0,0,0,0,0,0,0,0,0,1,0,0]
["Historic",2005,null,null,null,"NC",null,null,null,null,null,null,null,null,null,null,null,75581.179725999988,null,null,null,null,null,null,null,null,null,null,null,null,null,null,"---","---","---","---","---","---","---","---","---","---","No",1,1,1,1,1,1,1,1,1,null,0,0,0,0,0,0,0,0,0,0,1,0,0]
["Historic",2005,null,null,null,"ND",null,null,null,null,null,null,null,null,null,null,null,36806.133585000003,null,null,null,null,null,null,null,null,null,null,null,null,null,null,"---","---","---","---","---","---","---","---","---","---","No",1,1,1,1,1,1,1,1,1,null,0,0,0,0,0,0,0,0,0,0,1,0,0]
["Historic",2005,null,null,null,"NE",null,null,null,null,null,null,null,null,null,null,null,24886.595520999999,null,null,null,null,null,null,null,null,null,null,null,null,null,null,"---","---","---","---","---","---","---","---","---","---","No",1,1,1,1,1,1,1,1,1,null,0,0,0,0,0,0,0,0,0,0,1,0,0]
["Historic",2005,null,null,null,"NH",null,null,null,null,null,null,null,null,null,null,null,8972.0271620000003,null,null,null,null,null,null,null,null,null,null,null,null,null,null,"---","---","---","---","---","---","---","---","---","---","No",1,1,1,1,1,1,1,1,1,null,0,0,0,0,0,0,0,0,0,0,1,0,0]
["Historic",2005,null,null,null,"NJ",null,null,null,null,null,null,null,null,null,null,null,14594.603397000003,null,null,null,null,null,null,null,null,null,null,null,null,null,null,"---","---","---","---","---","---","---","---","---","---","No",1,1,1,1,1,1,1,1,1,null,0,0,0,0,0,0,0,0,0,0,1,0,0]
["Historic",2005,null,null,null,"NM",null,null,null,null,null,null,null,null,null,null,null,33707.383602000016,null,null,null,null,null,null,null,null,null,null,null,null,null,null,"---","---","---","---","---","---","---","---","---","---","No",1,1,1,1,1,1,1,1,1,null,0,0,0,0,0,0,0,0,0,0,1,0,0]
["Historic",2005,null,null,null,"NV",null,null,null,null,null,null,null,null,null,null,null,27377.089675999996,null,null,null,null,null,null,null,null,null,null,null,null,null,null,"---","---","---","---","---","---","---","---","---","---","No",1,1,1,1,1,1,1,1,1,null,0,0,0,0,0,0,0,0,0,0,1,0,0]
["Historic",2005,null,null,null,"NY",null,null,null,null,null,null,null,null,null,null,null,56018.927693000005,null,null,null,null,null,null,null,null,null,null,null,null,null,null,"---","---","---","---","---","---","---","---","---","---","No",1,1,1,1,1,1,1,1,1,null,0,0,0,0,0,0,0,0,0,0,1,0,0]
["Historic",2005,null,null,null,"OH",null,null,null,null,null,null,null,null,null,null,null,137879.30092100005,null,null,null,null,null,null,null,null,null,null,null,null,null,null,"---","---","---","---","---","---","---","---","---","---","No",1,1,1,1,1,1,1,1,1,null,0,0,0,0,0,0,0,0,0,0,1,0,0]
["Historic",2005,null,null,null,"OK",null,null,null,null,null,null,null,null,null,null,null,51842.002752,null,null,null,null,null,null,null,null,null,null,null,null,null,null,"---","---","---","---","---","---","---","---","---","---","No",1,1,1,1,1,1,1,1,1,null,0,0,0,0,0,0,0,0,0,0,1,0,0]
["Historic",2005,null,null,null,"OR",null,null,null,null,null,null,null,null,null,null,null,9236.9954390000003,null,null,null,null,null,null,null,null,null,null,null,null,null,null,"---","---","---","---","---","---","---","---","---","---","No",1,1,1,1,1,1,1,1,1,null,0,0,0,0,0,0,0,0,0,0,1,0,0]
["Historic",2005,null,null,null,"PA",null,null,null,null,null,null,null,null,null,null,null,121858.35097500001,null,null,null,null,null,null,null,null,null,null,null,null,null,null,"---","---","---","---","---","---","---","---","---","---","No",1,1,1,1,1,1,1,1,1,null,0,0,0,0,0,0,0,0,0,0,1,0,0]
["Historic",2005,null,null,null,"RI",null,null,null,null,null,null,null,null,null,null,null,2472.0782400000003,null,null,null,null,null,null,null,null,null,null,null,null,null,null,"---","---","---","---","---","---","---","---","---","---","No",1,1,1,1,1,1,1,1,1,null,0,0,0,0,0,0,0,0,0,0,1,0,0]
["Historic",2005,null,null,null,"SC",null,null,null,null,null,null,null,null,null,null,null,44739.634435999993,null,null,null,null,null,null,null,null,null,null,null,null,null,null,"---","---","---","---","---","---","---","---","---","---","No",1,1,1,1,1,1,1,1,1,null,0,0,0,0,0,0,0,0,0,0,1,0,0]
["Historic",2005,null,null,null,"SD",null,null,null,null,null,null,null,null,null,null,null,3602.0767580000002,null,null,null,null,null,null,null,null,null,null,null,null,null,null,"---","---","---","---","---","---","---","---","---","---","No",1,1,1,1,1,1,1,1,1,null,0,0,0,0,0,0,0,0,0,0,1,0,0]
["Historic",2005,null,null,null,"TN",null,null,null,null,null,null,null,null,null,null,null,60533.660714000012,null,null,null,null,null,null,null,null,null,null,null,null,null,null,"---","---","---","---","---","---","---","---","---","---","No",1,1,1,1,1,1,1,1,1,null,0,0,0,0,0,0,0,0,0,0,1,0,0]
["Historic",2005,null,null,null,"TX",null,null,null,null,null,null,null,null,null,null,null,255317.78116899982,null,null,null,null,null,null,null,null,null,null,null,null,null,null,"---","---","---","---","---","---","---","---","---","---","No",1,1,1,1,1,1,1,1,1,null,0,0,0,0,0,0,0,0,0,0,1,0,0]
["Historic",2005,null,null,null,"UT",null,null,null,null,null,null,null,null,null,null,null,38552.367888000008,null,null,null,null,null,null,null,null,null,null,null,null,null,null,"---","---","---","---","---","---","---","---","---","---","No",1,1,1,1,1,1,1,1,1,null,0,0,0,0,0,0,0,0,0,0,1,0,0]
["Historic",2005,null,null,null,"VA",null,null,null,null,null,null,null,null,null,null,null,38423.850155,null,null,null,null,null,null,null,null,null,null,null,null,null,null,"---","---","---","---","---","---","---","---","---","---","No",1,1,1,1,1,1,1,1,1,null,0,0,0,0,0,0,0,0,0,0,1,0,0]
["Historic",2005,null,null,null,"VT",null,null,null,null,null,null,null,null,null,null,null,372.73927500000002,null,null,null,null,null,null,null,null,null,null,null,null,null,null,"---","---","---","---","---","---","---","---","---","---","No",1,1,1,1,1,1,1,1,1,null,0,0,0,0,0,0,0,0,0,0,1,0,0]
["Historic",2005,null,null,null,"WA",null,null,null,null,null,null,null,null,null,null,null,15025.622260999997,null,null,null,null,null,null,null,null,null,null,null,null,null,null,"---","---","---","---","---","---","---","---","---","---","No",1,1,1,1,1,1,1,1,1,null,0,0,0,0,0,0,0,0,0,0,1,0,0]
["Historic",2005,null,null,null,"WI",null,null,null,null,null,null,null,null,null,null,null,52315.397034999995,null,null,null,null,null,null,null,null,null,null,null,null,null,null,"---","---","---","---","---","---","---","---","---","---","No",1,1,1,1,1,1,1,1,1,null,0,0,0,0,0,0,0,0,0,0,1,0,0]
["Historic",2005,null,null,null,"WV",null,null,null,null,null,null,null,null,null,null,null,88488.914030999993,null,null,null,null,null,null,null,null,null,null,null,null,null,null,"---","---","---","---","---","---","---","---","---","---","No",1,1,1,1,1,1,1,1,1,null,0,0,0,0,0,0,0,0,0,0,1,0,0]
["Historic",2005,null,null,null,"WY",null,null,null,null,null,null,null,null,null,null,null,50055.028554999997,null,null,null,null,null,null,null,null,null,null,null,null,null,null,"---","---","---","---","---","---","---","---","---","---","No",1,1,1,1,1,1,1,1,1,null,0,0,0,0,0,0,0,0,0,0,1,0,0]
["Historic",2005,null,null,null,"DC",null,null,null,null,null,null,null,null,null,null,null,187.20613299999999,null,null,null,null,null,null,null,null,null,null,null,null,null,null,"---","---","---","---","---","---","---","---","---","---","No",1,1,1,1,1,1,1,1,1,null,0,0,0,0,0,0,0,0,0,0,1,0,0]
["Historic",2011,null,null,null,"AL",null,null,null,null,"Biomass",null,8.9952740000000002,20.497627000000001,1185.579113,2762.2654820000002,0,0,0,0,0,0,null,null,null,null,null,"Non-Fossil","No","Existing","Biomass","Renewable","---","---","---","---","---","---","---","---","---","---","No",1,1,1,1,1,1,1,1,1,null,0,0,0,0,0,0,0,0,0,0,1,0,0]
["Historic",2011,null,null,null,"AL",null,null,null,null,"Non-Fossil",null,4.9181000000000002E-2,0.12905900000000001,0.6774969999999999,3.0751230000000001,0,0,0,0,0,0,null,null,null,null,null,"Non-Fossil","No","Existing","Biomass","Renewable","---","---","---","---","---","---","---","---","---","---","No",1,1,1,1,1,1,1,1,1,null,0,0,0,0,0,0,0,0,0,0,1,0,0]
["Historic",2011,null,null,null,"AL",null,null,null,null,"Hydro",null,0,0,2185.7404409999995,8883.598,0,0,0,0,0,0,null,null,null,null,null,"Non-Fossil","No","Existing","Hydro","Renewable","---","---","---","---","---","---","---","---","---","---","No",1,1,1,1,1,1,1,1,1,null,0,0,0,0,0,0,0,0,0,0,1,0,0]
["Historic",2011,null,null,null,"AL",null,null,null,null,"NaturalGas",null,1.0671999999999999E-2,2.111E-2,0.112772,0.23047000000000001,0,0,0,0,0,0,null,null,null,null,null,"Non-Fossil","No","Existing","Non-Fossil Other","Other","---","---","---","---","---","---","---","---","---","---","No",1,1,1,1,1,1,1,1,1,null,0,0,0,0,0,0,0,0,0,0,1,0,0]
["Historic",2011,null,null,null,"AL",null,null,null,null,"Non-Fossil",null,2.8691559999999998,6.690175,189.57241100000002,432.36176899999998,0,0,0,0,0,0,null,null,null,null,null,"Non-Fossil","No","Existing","Non-Fossil Other","Other","---","---","---","---","---","---","---","---","---","---","No",1,1,1,1,1,1,1,1,1,null,0,0,0,0,0,0,0,0,0,0,1,0,0]
["Historic",2011,null,null,null,"AL",null,null,null,null,"Oil",null,5.484E-2,0.113538,0.41597499999999998,1.2411079999999999,0,0,0,0,0,0,null,null,null,null,null,"Non-Fossil","No","Existing","Non-Fossil Other","Other","---","---","---","---","---","---","---","---","---","---","No",1,1,1,1,1,1,1,1,1,null,0,0,0,0,0,0,0,0,0,0,1,0,0]
["Historic",2011,null,null,null,"AL",null,null,null,null,"Tires",null,2.3600000000000001E-3,9.0369999999999999E-3,0.38187099999999996,1.4623869999999999,0,0,0,0,0,0,null,null,null,null,null,"Non-Fossil","No","Existing","Non-Fossil Other","Other","---","---","---","---","---","---","---","---","---","---","No",1,1,1,1,1,1,1,1,1,null,0,0,0,0,0,0,0,0,0,0,1,0,0]
["Historic",2011,null,null,null,"AL",null,null,null,null,"Nuclear",null,166.06404499999999,411.86494499999998,15867.125,39356.122000000003,0,0,0,0,0,0,null,null,null,null,null,"Non-Fossil","No","Existing","Nuclear","Nuclear","---","---","---","---","---","---","---","---","---","---","No",1,1,1,1,1,1,1,1,1,null,0,0,0,0,0,0,0,0,0,0,1,0,0]
["Historic",2011,null,null,null,"AR",null,null,null,null,"Biomass",null,4.0260819999999997,9.5009890000000006,681.74284999999998,1605.5024480000002,0,0,0,0,0,0,null,null,null,null,null,"Non-Fossil","No","Existing","Biomass","Renewable","---","---","---","---","---","---","---","---","---","---","No",1,1,1,1,1,1,1,1,1,null,0,0,0,0,0,0,0,0,0,0,1,0,0]
["Historic",2011,null,null,null,"AR",null,null,null,null,"Hydro",null,0,0,1653.034185,2957.8449999999998,0,0,0,0,0,0,null,null,null,null,null,"Non-Fossil","No","Existing","Hydro","Renewable","---","---","---","---","---","---","---","---","---","---","No",1,1,1,1,1,1,1,1,1,null,0,0,0,0,0,0,0,0,0,0,1,0,0]
["Historic",2011,null,null,null,"AR",null,null,null,null,"LF Gas",null,0.270588,0.69533999999999996,22.193754999999999,57.031999999999996,0,0,0,0,0,0,null,null,null,null,null,"Non-Fossil","No","Existing","Landfill Gas","Other","---","---","---","---","---","---","---","---","---","---","No",1,1,1,1,1,1,1,1,1,null,0,0,0,0,0,0,0,0,0,0,1,0,0]
["Historic",2011,null,null,null,"AR",null,null,null,null,"Tires",null,9.7546999999999995E-2,0.197405,16.014137999999999,32.417694000000004,0,0,0,0,0,0,null,null,null,null,null,"Non-Fossil","No","Existing","Non-Fossil Other","Other","---","---","---","---","---","---","---","---","---","---","No",1,1,1,1,1,1,1,1,1,null,0,0,0,0,0,0,0,0,0,0,1,0,0]
["Historic",2011,null,null,null,"AR",null,null,null,null,"Nuclear",null,68.489559999999997,148.530674,16.014137999999999,14194.445,0,0,0,0,0,0,null,null,null,null,null,"Non-Fossil","No","Existing","Nuclear","Nuclear","---","---","---","---","---","---","---","---","---","---","No",1,1,1,1,1,1,1,1,1,null,0,0,0,0,0,0,0,0,0,0,1,0,0]
["Historic",2011,null,null,null,"AR",null,null,null,null,"Pumps",null,0,0,0,0,0,0,0,0,0,0,null,null,null,null,null,"Non-Fossil","No","Existing","Pumped Storage","Other","---","---","---","---","---","---","---","---","---","---","No",1,1,1,1,1,1,1,1,1,null,0,0,0,0,0,0,0,0,0,0,1,0,0]
["Historic",2011,null,null,null,"AZ",null,null,null,null,"Biomass",null,0.90898900000000005,1.993206,74.984085999999991,158.37999100000002,0,0,0,0,0,0,null,null,null,null,null,"Non-Fossil","No","Existing","Biomass","Renewable","---","---","---","---","---","---","---","---","---","---","No",1,1,1,1,1,1,1,1,1,null,0,0,0,0,0,0,0,0,0,0,1,0,0]
["Historic",2011,null,null,null,"AZ",null,null,null,null,"NaturalGas",null,5.4539999999999996E-3,2.9516000000000001E-2,0.44091400000000003,2.2720059999999997,0,0,0,0,0,0,null,null,null,null,null,"Non-Fossil","No","Existing","Biomass","Renewable","---","---","---","---","---","---","---","---","---","---","No",1,1,1,1,1,1,1,1,1,null,0,0,0,0,0,0,0,0,0,0,1,0,0]
["Historic",2011,null,null,null,"AZ",null,null,null,null,"Hydro",null,0,0,4440.0505940000003,9174.0920000000006,0,0,0,0,0,0,null,null,null,null,null,"Non-Fossil","No","Existing","Hydro","Renewable","---","---","---","---","---","---","---","---","---","---","No",1,1,1,1,1,1,1,1,1,null,0,0,0,0,0,0,0,0,0,0,1,0,0]
["Historic",2011,null,null,null,"AZ",null,null,null,null,"LF Gas",null,0.23858599999999999,0.561832,17.862794999999998,42.064,0,0,0,0,0,0,null,null,null,null,null,"Non-Fossil","No","Existing","Landfill Gas","Other","---","---","---","---","---","---","---","---","---","---","No",1,1,1,1,1,1,1,1,1,null,0,0,0,0,0,0,0,0,0,0,1,0,0]
["Historic",2011,null,null,null,"AZ",null,null,null,null,"Nuclear",null,145.67302799999999,327.29155900000001,13921.352000000001,31277.863000000001,0,0,0,0,0,0,null,null,null,null,null,"Non-Fossil","No","Existing","Nuclear","Nuclear","---","---","---","---","---","---","---","---","---","---","No",1,1,1,1,1,1,1,1,1,null,0,0,0,0,0,0,0,0,0,0,1,0,0]
["Historic",2011,null,null,null,"AZ",null,null,null,null,"Pumps",null,0,0,0,0,0,0,0,0,0,0,null,null,null,null,null,"Non-Fossil","No","Existing","Pumped Storage","Other","---","---","---","---","---","---","---","---","---","---","No",1,1,1,1,1,1,1,1,1,null,0,0,0,0,0,0,0,0,0,0,1,0,0]
["Historic",2011,null,null,null,"AZ",null,null,null,null,"Solar",null,0,0,16.839796999999997,81.432043999999991,0,0,0,0,0,0,null,null,null,null,null,"Non-Fossil","No","Existing","Solar PV","Renewable","---","---","---","---","---","---","---","---","---","---","No",1,1,1,1,1,1,1,1,1,null,0,0,0,0,0,0,0,0,0,0,1,0,0]
["Historic",2011,null,null,null,"AZ",null,null,null,null,"Solar",null,1.2586E-2,1.7885000000000002E-2,1.2954400000000001,1.840732,0,0,0,0,0,0,null,null,null,null,null,"Non-Fossil","No","Existing","Solar Thermal","Renewable","---","---","---","---","---","---","---","---","---","---","No",1,1,1,1,1,1,1,1,1,null,0,0,0,0,0,0,0,0,0,0,1,0,0]
["Historic",2011,null,null,null,"AZ",null,null,null,null,"Wind",null,0,0,100.744349,255.57900000000001,0,0,0,0,0,0,null,null,null,null,null,"Non-Fossil","No","Existing","Wind","Renewable","---","---","---","---","---","---","---","---","---","---","No",1,1,1,1,1,1,1,1,1,null,0,0,0,0,0,0,0,0,0,0,1,0,0]
["Historic",2011,null,null,null,"CA",null,null,null,null,"Biomass",null,24.184058,56.857385000000001,1644.4463480000002,3836.2989680000001,0,0,0,0,0,0,null,null,null,null,null,"Non-Fossil","No","Existing","Biomass","Renewable","---","---","---","---","---","---","---","---","---","---","No",1,1,1,1,1,1,1,1,1,null,0,0,0,0,0,0,0,0,0,0,1,0,0]
["Historic",2011,null,null,null,"CA",null,null,null,null,"Coal",null,0.143071,1.5314890000000001,12.367000000000001,133.98358999999999,0,0,0,0,0,0,null,null,null,null,null,"Non-Fossil","No","Existing","Biomass","Renewable","---","---","---","---","---","---","---","---","---","---","No",1,1,1,1,1,1,1,1,1,null,0,0,0,0,0,0,0,0,0,0,1,0,0]
["Historic",2011,null,null,null,"CA",null,null,null,null,"NaturalGas",null,9.5915E-2,0.47329900000000003,6.1538620000000002,28.411824000000003,0,0,0,0,0,0,null,null,null,null,null,"Non-Fossil","No","Existing","Biomass","Renewable","---","---","---","---","---","---","---","---","---","---","No",1,1,1,1,1,1,1,1,1,null,0,0,0,0,0,0,0,0,0,0,1,0,0]
["Historic",2011,null,null,null,"CA",null,null,null,null,"Biomass",null,2.1392999999999999E-2,0.23149500000000001,2.8685969999999998,29.437767000000001,0,0,0,0,0,0,null,null,null,null,null,"Non-Fossil","No","Existing","Fuel Cell","Other","---","---","---","---","---","---","---","---","---","---","No",1,1,1,1,1,1,1,1,1,null,0,0,0,0,0,0,0,0,0,0,1,0,0]
["Historic",2011,null,null,null,"CA",null,null,null,null,"NaturalGas",null,8.3660999999999999E-2,0.24016599999999999,9.5143990000000009,27.197232999999997,0,0,0,0,0,0,null,null,null,null,null,"Non-Fossil","No","Existing","Fuel Cell","Other","---","---","---","---","---","---","---","---","---","---","No",1,1,1,1,1,1,1,1,1,null,0,0,0,0,0,0,0,0,0,0,1,0,0]
["Historic",2011,null,null,null,"CA",null,null,null,null,"Geothermal",null,50.458464999999997,121.958961,5193.3366819999992,12552.383,0,0,0,0,0,0,null,null,null,null,null,"Non-Fossil","No","Existing","Geothermal","Renewable","---","---","---","---","---","---","---","---","---","---","No",1,1,1,1,1,1,1,1,1,null,0,0,0,0,0,0,0,0,0,0,1,0,0]
["Historic",2011,null,null,null,"CA",null,null,null,null,"Hydro",null,0,0,22373.855878000006,42557.46688,0,0,0,0,0,0,null,null,null,null,null,"Non-Fossil","No","Existing","Hydro","Renewable","---","---","---","---","---","---","---","---","---","---","No",1,1,1,1,1,1,1,1,1,null,0,0,0,0,0,0,0,0,0,0,1,0,0]
["Historic",2011,null,null,null,"CA",null,null,null,null,"LF Gas",null,9.0314610000000002,20.938891000000002,694.59651200000008,1624.6909769999997,0,0,0,0,0,0,null,null,null,null,null,"Non-Fossil","No","Existing","Landfill Gas","Other","---","---","---","---","---","---","---","---","---","---","No",1,1,1,1,1,1,1,1,1,null,0,0,0,0,0,0,0,0,0,0,1,0,0]
["Historic",2011,null,null,null,"CA",null,null,null,null,"NaturalGas",null,1.3861999999999999E-2,3.322E-2,0.82971000000000006,1.9886299999999999,0,0,0,0,0,0,null,null,null,null,null,"Non-Fossil","No","Existing","Landfill Gas","Other","---","---","---","---","---","---","---","---","---","---","No",1,1,1,1,1,1,1,1,1,null,0,0,0,0,0,0,0,0,0,0,1,0,0]
["Historic",2011,null,null,null,"CA",null,null,null,null,"MSW",null,3.2854909999999999,7.2096,175.29310000000001,390.29182499999996,0,0,0,0,0,0,null,null,null,null,null,"Non-Fossil","No","Existing","Non-Fossil Other","Other","---","---","---","---","---","---","---","---","---","---","No",1,1,1,1,1,1,1,1,1,null,0,0,0,0,0,0,0,0,0,0,1,0,0]
["Historic",2011,null,null,null,"CA",null,null,null,null,"NaturalGas",null,0.20036499999999999,0.58239700000000005,13.928745999999999,38.781846000000002,0,0,0,0,0,0,null,null,null,null,null,"Non-Fossil","No","Existing","Non-Fossil Other","Other","---","---","---","---","---","---","---","---","---","---","No",1,1,1,1,1,1,1,1,1,null,0,0,0,0,0,0,0,0,0,0,1,0,0]
["Historic",2011,null,null,null,"CA",null,null,null,null,"Non-Fossil",null,2.8594659999999998,6.9144940000000004,280.94296999999995,679.77580699999999,0,0,0,0,0,0,null,null,null,null,null,"Non-Fossil","No","Existing","Non-Fossil Other","Other","---","---","---","---","---","---","---","---","---","---","No",1,1,1,1,1,1,1,1,1,null,0,0,0,0,0,0,0,0,0,0,1,0,0]
["Historic",2011,null,null,null,"CA",null,null,null,null,"Tires",null,6.6031000000000006E-2,0.12218900000000001,8.9003970000000017,16.514541000000001,0,0,0,0,0,0,null,null,null,null,null,"Non-Fossil","No","Existing","Non-Fossil Other","Other","---","---","---","---","---","---","---","---","---","---","No",1,1,1,1,1,1,1,1,1,null,0,0,0,0,0,0,0,0,0,0,1,0,0]
["Historic",2011,null,null,null,"CA",null,null,null,null,"Nuclear",null,159.34157400000001,383.78051799999997,15224.087,36663.247000000003,0,0,0,0,0,0,null,null,null,null,null,"Non-Fossil","No","Existing","Nuclear","Nuclear","---","---","---","---","---","---","---","---","---","---","No",1,1,1,1,1,1,1,1,1,null,0,0,0,0,0,0,0,0,0,0,1,0,0]
["Historic",2011,null,null,null,"CA",null,null,null,null,"Pumps",null,0,0,0,0,0,0,0,0,0,0,null,null,null,null,null,"Non-Fossil","No","Existing","Pumped Storage","Other","---","---","---","---","---","---","---","---","---","---","No",1,1,1,1,1,1,1,1,1,null,0,0,0,0,0,0,0,0,0,0,1,0,0]
["Historic",2011,null,null,null,"CA",null,null,null,null,"Solar",null,0,0,154.88875900000002,242.033546,0,0,0,0,0,0,null,null,null,null,null,"Non-Fossil","No","Existing","Solar PV","Renewable","---","---","---","---","---","---","---","---","---","---","No",1,1,1,1,1,1,1,1,1,null,0,0,0,0,0,0,0,0,0,0,1,0,0]
["Historic",2011,null,null,null,"CA",null,null,null,null,"NaturalGas",null,1.6797759999999999,3.1984669999999999,119.59099999999999,227.33199999999999,0,0,0,0,0,0,null,null,null,null,null,"Non-Fossil","No","Existing","Solar Thermal","Renewable","---","---","---","---","---","---","---","---","---","---","No",1,1,1,1,1,1,1,1,1,null,0,0,0,0,0,0,0,0,0,0,1,0,0]
["Historic",2011,null,null,null,"CA",null,null,null,null,"Solar",null,4.1606889999999996,6.2842770000000003,428.22989000000001,646.79584999999997,0,0,0,0,0,0,null,null,null,null,null,"Non-Fossil","No","Existing","Solar Thermal","Renewable","---","---","---","---","---","---","---","---","---","---","No",1,1,1,1,1,1,1,1,1,null,0,0,0,0,0,0,0,0,0,0,1,0,0]
["Historic",2011,null,null,null,"CA",null,null,null,null,"Wind",null,0,0,4347.2459890000009,7751.8370000000004,0,0,0,0,0,0,null,null,null,null,null,"Non-Fossil","No","Existing","Wind","Renewable","---","---","---","---","---","---","---","---","---","---","No",1,1,1,1,1,1,1,1,1,null,0,0,0,0,0,0,0,0,0,0,1,0,0]
["Historic",2011,null,null,null,"CO",null,null,null,null,"Biomass",null,2.2899999999999999E-3,2.2899999999999999E-3,0.17213000000000001,0.17213000000000001,0,0,0,0,0,0,null,null,null,null,null,"Non-Fossil","No","Existing","Biomass","Renewable","---","---","---","---","---","---","---","---","---","---","No",1,1,1,1,1,1,1,1,1,null,0,0,0,0,0,0,0,0,0,0,1,0,0]
["Historic",2011,null,null,null,"CO",null,null,null,null,"Hydro",null,0,0,972.14277400000003,2082.6214,0,0,0,0,0,0,null,null,null,null,null,"Non-Fossil","No","Existing","Hydro","Renewable","---","---","---","---","---","---","---","---","---","---","No",1,1,1,1,1,1,1,1,1,null,0,0,0,0,0,0,0,0,0,0,1,0,0]
["Historic",2011,null,null,null,"CO",null,null,null,null,"LF Gas",null,0.12328699999999999,0.290321,9.561163999999998,22.515000000000001,0,0,0,0,0,0,null,null,null,null,null,"Non-Fossil","No","Existing","Landfill Gas","Other","---","---","---","---","---","---","---","---","---","---","No",1,1,1,1,1,1,1,1,1,null,0,0,0,0,0,0,0,0,0,0,1,0,0]
["Historic",2011,null,null,null,"CO",null,null,null,null,"Non-Fossil",null,0.24384500000000001,0.61652099999999999,25.097089,63.454000000000001,0,0,0,0,0,0,null,null,null,null,null,"Non-Fossil","No","Existing","Non-Fossil Other","Other","---","---","---","---","---","---","---","---","---","---","No",1,1,1,1,1,1,1,1,1,null,0,0,0,0,0,0,0,0,0,0,1,0,0]
["Historic",2011,null,null,null,"CO",null,null,null,null,"Solar",null,0,0,54.081950999999989,104.63561,0,0,0,0,0,0,null,null,null,null,null,"Non-Fossil","No","Existing","Solar PV","Renewable","---","---","---","---","---","---","---","---","---","---","No",1,1,1,1,1,1,1,1,1,null,0,0,0,0,0,0,0,0,0,0,1,0,0]
["Historic",2011,null,null,null,"CO",null,null,null,null,"Wind",null,0,0,1928.312156,5200.3218299999999,0,0,0,0,0,0,null,null,null,null,null,"Non-Fossil","No","Existing","Wind","Renewable","---","---","---","---","---","---","---","---","---","---","No",1,1,1,1,1,1,1,1,1,null,0,0,0,0,0,0,0,0,0,0,1,0,0]
["Historic",2011,null,null,null,"CT",null,null,null,null,"Biomass",null,1.2189999999999999E-2,2.6443000000000001E-2,0.40000199999999997,0.83568200000000004,0,0,0,0,0,0,null,null,null,null,null,"Non-Fossil","No","Existing","Biomass","Renewable","---","---","---","---","---","---","---","---","---","---","No",1,1,1,1,1,1,1,1,1,null,0,0,0,0,0,0,0,0,0,0,1,0,0]
["Historic",2011,null,null,null,"CT",null,null,null,null,"Hydro",null,0,0,222.154404,567.44200000000001,0,0,0,0,0,0,null,null,null,null,null,"Non-Fossil","No","Existing","Hydro","Renewable","---","---","---","---","---","---","---","---","---","---","No",1,1,1,1,1,1,1,1,1,null,0,0,0,0,0,0,0,0,0,0,1,0,0]
["Historic",2011,null,null,null,"CT",null,null,null,null,"LF Gas",null,0.14239199999999999,0.327293,11.751246999999999,27.010999999999999,0,0,0,0,0,0,null,null,null,null,null,"Non-Fossil","No","Existing","Landfill Gas","Other","---","---","---","---","---","---","---","---","---","---","No",1,1,1,1,1,1,1,1,1,null,0,0,0,0,0,0,0,0,0,0,1,0,0]
["Historic",2011,null,null,null,"CT",null,null,null,null,"MSW",null,10.484525,23.867128999999998,541.11393899999996,1238.9472649999998,0,0,0,0,0,0,null,null,null,null,null,"Non-Fossil","No","Existing","Non-Fossil Other","Other","---","---","---","---","---","---","---","---","---","---","No",1,1,1,1,1,1,1,1,1,null,0,0,0,0,0,0,0,0,0,0,1,0,0]
["Historic",2011,null,null,null,"CT",null,null,null,null,"Oil",null,1.1953E-2,3.0530000000000002E-2,0.60099700000000011,1.4957609999999999,0,0,0,0,0,0,null,null,null,null,null,"Non-Fossil","No","Existing","Non-Fossil Other","Other","---","---","---","---","---","---","---","---","---","---","No",1,1,1,1,1,1,1,1,1,null,0,0,0,0,0,0,0,0,0,0,1,0,0]
["Historic",2011,null,null,null,"CT",null,null,null,null,"Tires",null,0.74301300000000003,1.5868979999999999,47.333522000000002,96.831849000000005,0,0,0,0,0,0,null,null,null,null,null,"Non-Fossil","No","Existing","Non-Fossil Other","Other","---","---","---","---","---","---","---","---","---","---","No",1,1,1,1,1,1,1,1,1,null,0,0,0,0,0,0,0,0,0,0,1,0,0]
["Historic",2011,null,null,null,"CT",null,null,null,null,"Nuclear",null,75.175888,166.66888599999999,7184.24,15927.837,0,0,0,0,0,0,null,null,null,null,null,"Non-Fossil","No","Existing","Nuclear","Nuclear","---","---","---","---","---","---","---","---","---","---","No",1,1,1,1,1,1,1,1,1,null,0,0,0,0,0,0,0,0,0,0,1,0,0]
["Historic",2011,null,null,null,"CT",null,null,null,null,"Pumps",null,0,0,0,0,0,0,0,0,0,0,null,null,null,null,null,"Non-Fossil","No","Existing","Pumped Storage","Other","---","---","---","---","---","---","---","---","---","---","No",1,1,1,1,1,1,1,1,1,null,0,0,0,0,0,0,0,0,0,0,1,0,0]
["Historic",2011,null,null,null,"CT",null,null,null,null,"NaturalGas",null,4.0670000000000003E-3,9.2309999999999996E-3,0.41853800000000002,0.95,0,0,0,0,0,0,null,null,null,null,null,"Non-Fossil","No","Existing","Purchased Steam","Other","---","---","---","---","---","---","---","---","---","---","No",1,1,1,1,1,1,1,1,1,null,0,0,0,0,0,0,0,0,0,0,1,0,0]
["Historic",2011,null,null,null,"DE",null,null,null,null,"LF Gas",null,0.31680599999999998,0.69299999999999995,27.989117,61.225000000000001,0,0,0,0,0,0,null,null,null,null,null,"Non-Fossil","No","Existing","Landfill Gas","Other","---","---","---","---","---","---","---","---","---","---","No",1,1,1,1,1,1,1,1,1,null,0,0,0,0,0,0,0,0,0,0,1,0,0]
["Historic",2011,null,null,null,"DE",null,null,null,null,"Solar",null,0,0,4.5346770000000003,8.2797999999999998,0,0,0,0,0,0,null,null,null,null,null,"Non-Fossil","No","Existing","Solar PV","Renewable","---","---","---","---","---","---","---","---","---","---","No",1,1,1,1,1,1,1,1,1,null,0,0,0,0,0,0,0,0,0,0,1,0,0]
["Historic",2011,null,null,null,"DE",null,null,null,null,"Wind",null,0,0,1.1955829999999998,4.8250000000000002,0,0,0,0,0,0,null,null,null,null,null,"Non-Fossil","No","Existing","Wind","Renewable","---","---","---","---","---","---","---","---","---","---","No",1,1,1,1,1,1,1,1,1,null,0,0,0,0,0,0,0,0,0,0,1,0,0]
["Historic",2011,null,null,null,"FL",null,null,null,null,"Biomass",null,8.5737279999999991,20.229050999999998,969.42359500000009,2345.9785440000001,0,0,0,0,0,0,null,null,null,null,null,"Non-Fossil","No","Existing","Biomass","Renewable","---","---","---","---","---","---","---","---","---","---","No",1,1,1,1,1,1,1,1,1,null,0,0,0,0,0,0,0,0,0,0,1,0,0]
["Historic",2011,null,null,null,"FL",null,null,null,null,"Coal",null,0.41048000000000001,0.48665700000000001,38.955923000000006,46.472405999999999,0,0,0,0,0,0,null,null,null,null,null,"Non-Fossil","No","Existing","Biomass","Renewable","---","---","---","---","---","---","---","---","---","---","No",1,1,1,1,1,1,1,1,1,null,0,0,0,0,0,0,0,0,0,0,1,0,0]
["Historic",2011,null,null,null,"FL",null,null,null,null,"NaturalGas",null,8.1089999999999999E-3,6.1066000000000002E-2,0.86082700000000001,5.8281299999999998,0,0,0,0,0,0,null,null,null,null,null,"Non-Fossil","No","Existing","Biomass","Renewable","---","---","---","---","---","---","---","---","---","---","No",1,1,1,1,1,1,1,1,1,null,0,0,0,0,0,0,0,0,0,0,1,0,0]
["Historic",2011,null,null,null,"FL",null,null,null,null,"Oil",null,1.9275E-2,5.8507999999999998E-2,2.9414370000000001,10.311757000000002,0,0,0,0,0,0,null,null,null,null,null,"Non-Fossil","No","Existing","Biomass","Renewable","---","---","---","---","---","---","---","---","---","---","No",1,1,1,1,1,1,1,1,1,null,0,0,0,0,0,0,0,0,0,0,1,0,0]
["Historic",2011,null,null,null,"FL",null,null,null,null,"Hydro",null,0,0,65.258657999999997,182.042,0,0,0,0,0,0,null,null,null,null,null,"Non-Fossil","No","Existing","Hydro","Renewable","---","---","---","---","---","---","---","---","---","---","No",1,1,1,1,1,1,1,1,1,null,0,0,0,0,0,0,0,0,0,0,1,0,0]
["Historic",2011,null,null,null,"FL",null,null,null,null,"LF Gas",null,1.3250649999999999,3.3140649999999998,100.97836699999999,252.14599999999999,0,0,0,0,0,0,null,null,null,null,null,"Non-Fossil","No","Existing","Landfill Gas","Other","---","---","---","---","---","---","---","---","---","---","No",1,1,1,1,1,1,1,1,1,null,0,0,0,0,0,0,0,0,0,0,1,0,0]
["Historic",2011,null,null,null,"FL",null,null,null,null,"Fwaste",null,7.1260000000000004E-3,1.7611999999999999E-2,0.42347399999999991,1.0462480000000001,0,0,0,0,0,0,null,null,null,null,null,"Non-Fossil","No","Existing","Non-Fossil Other","Other","---","---","---","---","---","---","---","---","---","---","No",1,1,1,1,1,1,1,1,1,null,0,0,0,0,0,0,0,0,0,0,1,0,0]
["Historic",2011,null,null,null,"FL",null,null,null,null,"MSW",null,25.021280000000001,58.942475000000002,1246.0081850000001,2984.5850030000001,0,0,0,0,0,0,null,null,null,null,null,"Non-Fossil","No","Existing","Non-Fossil Other","Other","---","---","---","---","---","---","---","---","---","---","No",1,1,1,1,1,1,1,1,1,null,0,0,0,0,0,0,0,0,0,0,1,0,0]
["Historic",2011,null,null,null,"FL",null,null,null,null,"NaturalGas",null,7.0007E-2,0.17860000000000001,7.4817860000000014,19.048705000000002,0,0,0,0,0,0,null,null,null,null,null,"Non-Fossil","No","Existing","Non-Fossil Other","Other","---","---","---","---","---","---","---","---","---","---","No",1,1,1,1,1,1,1,1,1,null,0,0,0,0,0,0,0,0,0,0,1,0,0]
["Historic",2011,null,null,null,"FL",null,null,null,null,"Non-Fossil",null,8.6786159999999999,20.316580999999999,959.46042900000009,2247.6387500000001,0,0,0,0,0,0,null,null,null,null,null,"Non-Fossil","No","Existing","Non-Fossil Other","Other","---","---","---","---","---","---","---","---","---","---","No",1,1,1,1,1,1,1,1,1,null,0,0,0,0,0,0,0,0,0,0,1,0,0]
["Historic",2011,null,null,null,"FL",null,null,null,null,"Oil",null,1.6699999999999999E-4,1.0918000000000001E-2,6.3600000000000002E-3,0.42697399999999996,0,0,0,0,0,0,null,null,null,null,null,"Non-Fossil","No","Existing","Non-Fossil Other","Other","---","---","---","---","---","---","---","---","---","---","No",1,1,1,1,1,1,1,1,1,null,0,0,0,0,0,0,0,0,0,0,1,0,0]
["Historic",2011,null,null,null,"FL",null,null,null,null,"Nuclear",null,112.310574,230.60845900000001,10733.044,22015.367999999999,0,0,0,0,0,0,null,null,null,null,null,"Non-Fossil","No","Existing","Nuclear","Nuclear","---","---","---","---","---","---","---","---","---","---","No",1,1,1,1,1,1,1,1,1,null,0,0,0,0,0,0,0,0,0,0,1,0,0]
["Historic",2011,null,null,null,"FL",null,null,null,null,"Solar",null,0,0,42.019051999999995,96.659000000000006,0,0,0,0,0,0,null,null,null,null,null,"Non-Fossil","No","Existing","Solar PV","Renewable","---","---","---","---","---","---","---","---","---","---","No",1,1,1,1,1,1,1,1,1,null,0,0,0,0,0,0,0,0,0,0,1,0,0]
["Historic",2011,null,null,null,"FL",null,null,null,null,"Solar",null,6.9091E-2,0.28592200000000001,6.8689999999999998,29.067,0,0,0,0,0,0,null,null,null,null,null,"Non-Fossil","No","Existing","Solar Thermal","Renewable","---","---","---","---","---","---","---","---","---","---","No",1,1,1,1,1,1,1,1,1,null,0,0,0,0,0,0,0,0,0,0,1,0,0]
["Historic",2011,null,null,null,"GA",null,null,null,null,"Biomass",null,7.6678040000000003,17.908462,1224.7527759999998,2846.4680539999999,0,0,0,0,0,0,null,null,null,null,null,"Non-Fossil","No","Existing","Biomass","Renewable","---","---","---","---","---","---","---","---","---","---","No",1,1,1,1,1,1,1,1,1,null,0,0,0,0,0,0,0,0,0,0,1,0,0]
["Historic",2011,null,null,null,"GA",null,null,null,null,"Hydro",null,0,0,1118.1148349999996,2705.0575479999998,0,0,0,0,0,0,null,null,null,null,null,"Non-Fossil","No","Existing","Hydro","Renewable","---","---","---","---","---","---","---","---","---","---","No",1,1,1,1,1,1,1,1,1,null,0,0,0,0,0,0,0,0,0,0,1,0,0]
["Historic",2011,null,null,null,"GA",null,null,null,null,"LF Gas",null,0.477794,0.93623500000000004,41.254891999999998,80.838999999999999,0,0,0,0,0,0,null,null,null,null,null,"Non-Fossil","No","Existing","Landfill Gas","Other","---","---","---","---","---","---","---","---","---","---","No",1,1,1,1,1,1,1,1,1,null,0,0,0,0,0,0,0,0,0,0,1,0,0]
["Historic",2011,null,null,null,"GA",null,null,null,null,"NaturalGas",null,1.2813E-2,3.5473999999999999E-2,2.4522170000000001,6.7890009999999998,0,0,0,0,0,0,null,null,null,null,null,"Non-Fossil","No","Existing","Non-Fossil Other","Other","---","---","---","---","---","---","---","---","---","---","No",1,1,1,1,1,1,1,1,1,null,0,0,0,0,0,0,0,0,0,0,1,0,0]
["Historic",2011,null,null,null,"GA",null,null,null,null,"Non-Fossil",null,0.56379199999999996,1.3850899999999999,107.89344100000002,265.06811199999999,0,0,0,0,0,0,null,null,null,null,null,"Non-Fossil","No","Existing","Non-Fossil Other","Other","---","---","---","---","---","---","---","---","---","---","No",1,1,1,1,1,1,1,1,1,null,0,0,0,0,0,0,0,0,0,0,1,0,0]
["Historic",2011,null,null,null,"GA",null,null,null,null,"Oil",null,4.0460000000000001E-3,1.2179000000000001E-2,0.77406399999999997,2.330314,0,0,0,0,0,0,null,null,null,null,null,"Non-Fossil","No","Existing","Non-Fossil Other","Other","---","---","---","---","---","---","---","---","---","---","No",1,1,1,1,1,1,1,1,1,null,0,0,0,0,0,0,0,0,0,0,1,0,0]
["Historic",2011,null,null,null,"GA",null,null,null,null,"Tires",null,7.4823000000000001E-2,0.152006,12.266022999999999,25.010900000000003,0,0,0,0,0,0,null,null,null,null,null,"Non-Fossil","No","Existing","Non-Fossil Other","Other","---","---","---","---","---","---","---","---","---","---","No",1,1,1,1,1,1,1,1,1,null,0,0,0,0,0,0,0,0,0,0,1,0,0]
["Historic",2011,null,null,null,"GA",null,null,null,null,"Nuclear",null,145.251788,338.101947,13881.096,32306.181,0,0,0,0,0,0,null,null,null,null,null,"Non-Fossil","No","Existing","Nuclear","Nuclear","---","---","---","---","---","---","---","---","---","---","No",1,1,1,1,1,1,1,1,1,null,0,0,0,0,0,0,0,0,0,0,1,0,0]
["Historic",2011,null,null,null,"IA",null,null,null,null,"Biomass",null,2.0244999999999999E-2,4.5473E-2,3.9481740000000003,8.8682660000000002,0,0,0,0,0,0,null,null,null,null,null,"Non-Fossil","No","Existing","Biomass","Renewable","---","---","---","---","---","---","---","---","---","---","No",1,1,1,1,1,1,1,1,1,null,0,0,0,0,0,0,0,0,0,0,1,0,0]
["Historic",2011,null,null,null,"IA",null,null,null,null,"Hydro",null,0,0,480.94901799999997,925.35199999999998,0,0,0,0,0,0,null,null,null,null,null,"Non-Fossil","No","Existing","Hydro","Renewable","---","---","---","---","---","---","---","---","---","---","No",1,1,1,1,1,1,1,1,1,null,0,0,0,0,0,0,0,0,0,0,1,0,0]
["Historic",2011,null,null,null,"IA",null,null,null,null,"LF Gas",null,0.51069500000000001,1.088959,41.141829999999999,87.727000000000004,0,0,0,0,0,0,null,null,null,null,null,"Non-Fossil","No","Existing","Landfill Gas","Other","---","---","---","---","---","---","---","---","---","---","No",1,1,1,1,1,1,1,1,1,null,0,0,0,0,0,0,0,0,0,0,1,0,0]
["Historic",2011,null,null,null,"IA",null,null,null,null,"Nuclear",null,21.904375000000002,54.572155000000002,2093.308,5215.2290000000003,0,0,0,0,0,0,null,null,null,null,null,"Non-Fossil","No","Existing","Nuclear","Nuclear","---","---","---","---","---","---","---","---","---","---","No",1,1,1,1,1,1,1,1,1,null,0,0,0,0,0,0,0,0,0,0,1,0,0]
["Historic",2011,null,null,null,"IA",null,null,null,null,"Wind",null,0,0,3449.577667,10709.176912999999,0,0,0,0,0,0,null,null,null,null,null,"Non-Fossil","No","Existing","Wind","Renewable","---","---","---","---","---","---","---","---","---","---","No",1,1,1,1,1,1,1,1,1,null,0,0,0,0,0,0,0,0,0,0,1,0,0]
["Historic",2011,null,null,null,"ID",null,null,null,null,"Biomass",null,2.5304609999999998,5.8117150000000004,206.72400699999997,474.38431999999995,0,0,0,0,0,0,null,null,null,null,null,"Non-Fossil","No","Existing","Biomass","Renewable","---","---","---","---","---","---","---","---","---","---","No",1,1,1,1,1,1,1,1,1,null,0,0,0,0,0,0,0,0,0,0,1,0,0]
["Historic",2011,null,null,null,"ID",null,null,null,null,"Geothermal",null,0.24846099999999999,0.616869,25.572323000000001,63.49,0,0,0,0,0,0,null,null,null,null,null,"Non-Fossil","No","Existing","Geothermal","Renewable","---","---","---","---","---","---","---","---","---","---","No",1,1,1,1,1,1,1,1,1,null,0,0,0,0,0,0,0,0,0,0,1,0,0]
["Historic",2011,null,null,null,"ID",null,null,null,null,"Hydro",null,0,0,6797.9323020000002,13404.799000000001,0,0,0,0,0,0,null,null,null,null,null,"Non-Fossil","No","Existing","Hydro","Renewable","---","---","---","---","---","---","---","---","---","---","No",1,1,1,1,1,1,1,1,1,null,0,0,0,0,0,0,0,0,0,0,1,0,0]
["Historic",2011,null,null,null,"ID",null,null,null,null,"LF Gas",null,0.10660799999999999,0.25104599999999999,10.063109000000001,23.696999999999999,0,0,0,0,0,0,null,null,null,null,null,"Non-Fossil","No","Existing","Landfill Gas","Other","---","---","---","---","---","---","---","---","---","---","No",1,1,1,1,1,1,1,1,1,null,0,0,0,0,0,0,0,0,0,0,1,0,0]
["Historic",2011,null,null,null,"ID",null,null,null,null,"Non-Fossil",null,0.298323,0.75426300000000002,30.704322000000001,77.631,0,0,0,0,0,0,null,null,null,null,null,"Non-Fossil","No","Existing","Non-Fossil Other","Other","---","---","---","---","---","---","---","---","---","---","No",1,1,1,1,1,1,1,1,1,null,0,0,0,0,0,0,0,0,0,0,1,0,0]
["Historic",2011,null,null,null,"ID",null,null,null,null,"Wind",null,0,0,489.13396799999998,1306.682,0,0,0,0,0,0,null,null,null,null,null,"Non-Fossil","No","Existing","Wind","Renewable","---","---","---","---","---","---","---","---","---","---","No",1,1,1,1,1,1,1,1,1,null,0,0,0,0,0,0,0,0,0,0,1,0,0]
["Historic",2011,null,null,null,"IL",null,null,null,null,"Biomass",null,3.5170000000000002E-3,4.078E-3,0.44823199999999996,0.51924599999999999,0,0,0,0,0,0,null,null,null,null,null,"Non-Fossil","No","Existing","Biomass","Renewable","---","---","---","---","---","---","---","---","---","---","No",1,1,1,1,1,1,1,1,1,null,0,0,0,0,0,0,0,0,0,0,1,0,0]
["Historic",2011,null,null,null,"IL",null,null,null,null,"Hydro",null,0,0,64.902726999999999,140.46199999999999,0,0,0,0,0,0,null,null,null,null,null,"Non-Fossil","No","Existing","Hydro","Renewable","---","---","---","---","---","---","---","---","---","---","No",1,1,1,1,1,1,1,1,1,null,0,0,0,0,0,0,0,0,0,0,1,0,0]
["Historic",2011,null,null,null,"IL",null,null,null,null,"LF Gas",null,3.6047220000000002,8.2474989999999995,276.44186299999996,637.52964899999995,0,0,0,0,0,0,null,null,null,null,null,"Non-Fossil","No","Existing","Landfill Gas","Other","---","---","---","---","---","---","---","---","---","---","No",1,1,1,1,1,1,1,1,1,null,0,0,0,0,0,0,0,0,0,0,1,0,0]
["Historic",2011,null,null,null,"IL",null,null,null,null,"Non-Fossil",null,0.22367000000000001,0.56011699999999998,14.766627,36.978705999999995,0,0,0,0,0,0,null,null,null,null,null,"Non-Fossil","No","Existing","Non-Fossil Other","Other","---","---","---","---","---","---","---","---","---","---","No",1,1,1,1,1,1,1,1,1,null,0,0,0,0,0,0,0,0,0,0,1,0,0]
["Historic",2011,null,null,null,"IL",null,null,null,null,"Tires",null,0.12758,0.22630700000000001,6.8129439999999999,14.706566,0,0,0,0,0,0,null,null,null,null,null,"Non-Fossil","No","Existing","Non-Fossil Other","Other","---","---","---","---","---","---","---","---","---","---","No",1,1,1,1,1,1,1,1,1,null,0,0,0,0,0,0,0,0,0,0,1,0,0]
["Historic",2011,null,null,null,"IL",null,null,null,null,"Nuclear",null,422.54568599999999,1002.693922,40380.894999999997,95823.195999999996,0,0,0,0,0,0,null,null,null,null,null,"Non-Fossil","No","Existing","Nuclear","Nuclear","---","---","---","---","---","---","---","---","---","---","No",1,1,1,1,1,1,1,1,1,null,0,0,0,0,0,0,0,0,0,0,1,0,0]
["Historic",2011,null,null,null,"IL",null,null,null,null,"Solar",null,0,0,8.3483809999999998,14.061999999999999,0,0,0,0,0,0,null,null,null,null,null,"Non-Fossil","No","Existing","Solar PV","Renewable","---","---","---","---","---","---","---","---","---","---","No",1,1,1,1,1,1,1,1,1,null,0,0,0,0,0,0,0,0,0,0,1,0,0]
["Historic",2011,null,null,null,"IL",null,null,null,null,"Wind",null,0,0,1825.8541219999997,6213.1319999999996,0,0,0,0,0,0,null,null,null,null,null,"Non-Fossil","No","Existing","Wind","Renewable","---","---","---","---","---","---","---","---","---","---","No",1,1,1,1,1,1,1,1,1,null,0,0,0,0,0,0,0,0,0,0,1,0,0]
["Historic",2011,null,null,null,"IN",null,null,null,null,"Hydro",null,0,0,225.21424300000001,408.779,0,0,0,0,0,0,null,null,null,null,null,"Non-Fossil","No","Existing","Hydro","Renewable","---","---","---","---","---","---","---","---","---","---","No",1,1,1,1,1,1,1,1,1,null,0,0,0,0,0,0,0,0,0,0,1,0,0]
["Historic",2011,null,null,null,"IN",null,null,null,null,"LF Gas",null,1.6898029999999999,3.8034629999999998,137.82022899999998,310.21010699999999,0,0,0,0,0,0,null,null,null,null,null,"Non-Fossil","No","Existing","Landfill Gas","Other","---","---","---","---","---","---","---","---","---","---","No",1,1,1,1,1,1,1,1,1,null,0,0,0,0,0,0,0,0,0,0,1,0,0]
["Historic",2011,null,null,null,"IN",null,null,null,null,"MSW",null,8.4568000000000004E-2,0.179927,18.568681999999999,39.507130000000004,0,0,0,0,0,0,null,null,null,null,null,"Non-Fossil","No","Existing","Non-Fossil Other","Other","---","---","---","---","---","---","---","---","---","---","No",1,1,1,1,1,1,1,1,1,null,0,0,0,0,0,0,0,0,0,0,1,0,0]
["Historic",2011,null,null,null,"IN",null,null,null,null,"Non-Fossil",null,1.351272,2.6583450000000002,139.077,273.60500000000002,0,0,0,0,0,0,null,null,null,null,null,"Non-Fossil","No","Existing","Non-Fossil Other","Other","---","---","---","---","---","---","---","---","---","---","No",1,1,1,1,1,1,1,1,1,null,0,0,0,0,0,0,0,0,0,0,1,0,0]
["Historic",2011,null,null,null,"IN",null,null,null,null,"Wind",null,0,0,801.74632900000006,3285.4110000000001,0,0,0,0,0,0,null,null,null,null,null,"Non-Fossil","No","Existing","Wind","Renewable","---","---","---","---","---","---","---","---","---","---","No",1,1,1,1,1,1,1,1,1,null,0,0,0,0,0,0,0,0,0,0,1,0,0]
["Historic",2011,null,null,null,"KS",null,null,null,null,"Hydro",null,0,0,7.6636709999999999,14.744999999999999,0,0,0,0,0,0,null,null,null,null,null,"Non-Fossil","No","Existing","Hydro","Renewable","---","---","---","---","---","---","---","---","---","---","No",1,1,1,1,1,1,1,1,1,null,0,0,0,0,0,0,0,0,0,0,1,0,0]
["Historic",2011,null,null,null,"KS",null,null,null,null,"LF Gas",null,0.29348299999999999,0.69198499999999996,24.918122000000004,58.753,0,0,0,0,0,0,null,null,null,null,null,"Non-Fossil","No","Existing","Landfill Gas","Other","---","---","---","---","---","---","---","---","---","---","No",1,1,1,1,1,1,1,1,1,null,0,0,0,0,0,0,0,0,0,0,1,0,0]
["Historic",2011,null,null,null,"KS",null,null,null,null,"Nuclear",null,26.326983999999999,76.917148999999995,2490.3290000000002,7318.8879999999999,0,0,0,0,0,0,null,null,null,null,null,"Non-Fossil","No","Existing","Nuclear","Nuclear","---","---","---","---","---","---","---","---","---","---","No",1,1,1,1,1,1,1,1,1,null,0,0,0,0,0,0,0,0,0,0,1,0,0]
["Historic",2011,null,null,null,"KS",null,null,null,null,"Wind",null,0,0,1371.298665,3719.9789999999998,0,0,0,0,0,0,null,null,null,null,null,"Non-Fossil","No","Existing","Wind","Renewable","---","---","---","---","---","---","---","---","---","---","No",1,1,1,1,1,1,1,1,1,null,0,0,0,0,0,0,0,0,0,0,1,0,0]
["Historic",2011,null,null,null,"KY",null,null,null,null,"Biomass",null,0.55616200000000005,1.630234,116.55522099999999,341.64851300000004,0,0,0,0,0,0,null,null,null,null,null,"Non-Fossil","No","Existing","Biomass","Renewable","---","---","---","---","---","---","---","---","---","---","No",1,1,1,1,1,1,1,1,1,null,0,0,0,0,0,0,0,0,0,0,1,0,0]
["Historic",2011,null,null,null,"KY",null,null,null,null,"Hydro",null,0,0,1179.054893,2969.3119999999999,0,0,0,0,0,0,null,null,null,null,null,"Non-Fossil","No","Existing","Hydro","Renewable","---","---","---","---","---","---","---","---","---","---","No",1,1,1,1,1,1,1,1,1,null,0,0,0,0,0,0,0,0,0,0,1,0,0]
["Historic",2011,null,null,null,"KY",null,null,null,null,"LF Gas",null,0.25096000000000002,0.62516000000000005,37.967951999999997,94.581999999999994,0,0,0,0,0,0,null,null,null,null,null,"Non-Fossil","No","Existing","Landfill Gas","Other","---","---","---","---","---","---","---","---","---","---","No",1,1,1,1,1,1,1,1,1,null,0,0,0,0,0,0,0,0,0,0,1,0,0]
["Historic",2011,null,null,null,"LA",null,null,null,null,"Biomass",null,7.2143959999999998,17.330891999999999,1015.4642429999999,2442.5308570000002,0,0,0,0,0,0,null,null,null,null,null,"Non-Fossil","No","Existing","Biomass","Renewable","---","---","---","---","---","---","---","---","---","---","No",1,1,1,1,1,1,1,1,1,null,0,0,0,0,0,0,0,0,0,0,1,0,0]
["Historic",2011,null,null,null,"LA",null,null,null,null,"NaturalGas",null,1.9859999999999999E-3,4.5040000000000002E-3,0.11945200000000002,0.26677100000000004,0,0,0,0,0,0,null,null,null,null,null,"Non-Fossil","No","Existing","Biomass","Renewable","---","---","---","---","---","---","---","---","---","---","No",1,1,1,1,1,1,1,1,1,null,0,0,0,0,0,0,0,0,0,0,1,0,0]
["Historic",2011,null,null,null,"LA",null,null,null,null,"Hydro",null,0,0,519.59900000000005,1044.019,0,0,0,0,0,0,null,null,null,null,null,"Non-Fossil","No","Existing","Hydro","Renewable","---","---","---","---","---","---","---","---","---","---","No",1,1,1,1,1,1,1,1,1,null,0,0,0,0,0,0,0,0,0,0,1,0,0]
["Historic",2011,null,null,null,"LA",null,null,null,null,"Non-Fossil",null,2.3608280000000001,5.6489580000000004,60.804769,144.40763999999999,0,0,0,0,0,0,null,null,null,null,null,"Non-Fossil","No","Existing","Non-Fossil Other","Other","---","---","---","---","---","---","---","---","---","---","No",1,1,1,1,1,1,1,1,1,null,0,0,0,0,0,0,0,0,0,0,1,0,0]
["Historic",2011,null,null,null,"LA",null,null,null,null,"Pet. Coke",null,0.43580799999999997,1.1524650000000001,22.710683,60.056953,0,0,0,0,0,0,null,null,null,null,null,"Non-Fossil","No","Existing","Coal Steam","Other","---","---","---","---","---","---","---","---","---","---","No",1,1,1,1,1,1,1,1,1,null,0,0,0,0,0,0,0,0,0,0,1,1,0]
["Historic",2011,null,null,null,"LA",null,null,null,null,"Tires",null,0.106708,0.26394200000000001,21.580608000000002,53.744836999999997,0,0,0,0,0,0,null,null,null,null,null,"Non-Fossil","No","Existing","Non-Fossil Other","Other","---","---","---","---","---","---","---","---","---","---","No",1,1,1,1,1,1,1,1,1,null,0,0,0,0,0,0,0,0,0,0,1,0,0]
["Historic",2011,null,null,null,"LA",null,null,null,null,"Nuclear",null,77.634591999999998,173.85910000000001,7419.2079999999996,16614.974999999999,0,0,0,0,0,0,null,null,null,null,null,"Non-Fossil","No","Existing","Nuclear","Nuclear","---","---","---","---","---","---","---","---","---","---","No",1,1,1,1,1,1,1,1,1,null,0,0,0,0,0,0,0,0,0,0,1,0,0]
["Historic",2011,null,null,null,"LA",null,null,null,null,"NaturalGas",null,0.91640299999999997,2.1765210000000002,94.318894999999998,224.01400000000001,0,0,0,0,0,0,null,null,null,null,null,"Non-Fossil","No","Existing","Purchased Steam","Other","---","---","---","---","---","---","---","---","---","---","No",1,1,1,1,1,1,1,1,1,null,0,0,0,0,0,0,0,0,0,0,1,0,0]
["Historic",2011,null,null,null,"MA",null,null,null,null,"Biomass",null,2.1165959999999999,4.7535080000000001,303.50008600000001,679.05081799999994,0,0,0,0,0,0,null,null,null,null,null,"Non-Fossil","No","Existing","Biomass","Renewable","---","---","---","---","---","---","---","---","---","---","No",1,1,1,1,1,1,1,1,1,null,0,0,0,0,0,0,0,0,0,0,1,0,0]
["Historic",2011,null,null,null,"MA",null,null,null,null,"Hydro",null,0,0,404.13563600000003,1148.76196,0,0,0,0,0,0,null,null,null,null,null,"Non-Fossil","No","Existing","Hydro","Renewable","---","---","---","---","---","---","---","---","---","---","No",1,1,1,1,1,1,1,1,1,null,0,0,0,0,0,0,0,0,0,0,1,0,0]
["Historic",2011,null,null,null,"MA",null,null,null,null,"LF Gas",null,0.72897199999999995,1.7189810000000001,57.705631000000004,136.07499999999999,0,0,0,0,0,0,null,null,null,null,null,"Non-Fossil","No","Existing","Landfill Gas","Other","---","---","---","---","---","---","---","---","---","---","No",1,1,1,1,1,1,1,1,1,null,0,0,0,0,0,0,0,0,0,0,1,0,0]
["Historic",2011,null,null,null,"MA",null,null,null,null,"MSW",null,13.414937,31.892496000000001,738.75327099999993,1754.12699,0,0,0,0,0,0,null,null,null,null,null,"Non-Fossil","No","Existing","Non-Fossil Other","Other","---","---","---","---","---","---","---","---","---","---","No",1,1,1,1,1,1,1,1,1,null,0,0,0,0,0,0,0,0,0,0,1,0,0]
["Historic",2011,null,null,null,"MA",null,null,null,null,"Oil",null,3.4243000000000003E-2,7.9361000000000001E-2,1.860984,4.1490119999999999,0,0,0,0,0,0,null,null,null,null,null,"Non-Fossil","No","Existing","Non-Fossil Other","Other","---","---","---","---","---","---","---","---","---","---","No",1,1,1,1,1,1,1,1,1,null,0,0,0,0,0,0,0,0,0,0,1,0,0]
["Historic",2011,null,null,null,"MA",null,null,null,null,"Tires",null,4.9384999999999998E-2,0.11226,8.9970730000000003,20.42257,0,0,0,0,0,0,null,null,null,null,null,"Non-Fossil","No","Existing","Non-Fossil Other","Other","---","---","---","---","---","---","---","---","---","---","No",1,1,1,1,1,1,1,1,1,null,0,0,0,0,0,0,0,0,0,0,1,0,0]
["Historic",2011,null,null,null,"MA",null,null,null,null,"Nuclear",null,22.667054,53.211742000000001,2166.194,5085.22,0,0,0,0,0,0,null,null,null,null,null,"Non-Fossil","No","Existing","Nuclear","Nuclear","---","---","---","---","---","---","---","---","---","---","No",1,1,1,1,1,1,1,1,1,null,0,0,0,0,0,0,0,0,0,0,1,0,0]
["Historic",2011,null,null,null,"MA",null,null,null,null,"Solar",null,0,0,2.6611700000000003,4.7644700000000002,0,0,0,0,0,0,null,null,null,null,null,"Non-Fossil","No","Existing","Solar PV","Renewable","---","---","---","---","---","---","---","---","---","---","No",1,1,1,1,1,1,1,1,1,null,0,0,0,0,0,0,0,0,0,0,1,0,0]
["Historic",2011,null,null,null,"MA",null,null,null,null,"Wind",null,0,0,22.901169999999997,61.384787000000003,0,0,0,0,0,0,null,null,null,null,null,"Non-Fossil","No","Existing","Wind","Renewable","---","---","---","---","---","---","---","---","---","---","No",1,1,1,1,1,1,1,1,1,null,0,0,0,0,0,0,0,0,0,0,1,0,0]
["Historic",2011,null,null,null,"MD",null,null,null,null,"Biomass",null,0.46241500000000002,1.057957,72.455243999999993,166.535303,0,0,0,0,0,0,null,null,null,null,null,"Non-Fossil","No","Existing","Biomass","Renewable","---","---","---","---","---","---","---","---","---","---","No",1,1,1,1,1,1,1,1,1,null,0,0,0,0,0,0,0,0,0,0,1,0,0]
["Historic",2011,null,null,null,"MD",null,null,null,null,"Hydro",null,0,0,840.36231099999998,2547.123,0,0,0,0,0,0,null,null,null,null,null,"Non-Fossil","No","Existing","Hydro","Renewable","---","---","---","---","---","---","---","---","---","---","No",1,1,1,1,1,1,1,1,1,null,0,0,0,0,0,0,0,0,0,0,1,0,0]
["Historic",2011,null,null,null,"MD",null,null,null,null,"Fwaste",null,7.2999999999999999E-5,1.2300000000000001E-4,3.088E-3,5.1369999999999992E-3,0,0,0,0,0,0,null,null,null,null,null,"Non-Fossil","No","Existing","Landfill Gas","Other","---","---","---","---","---","---","---","---","---","---","No",1,1,1,1,1,1,1,1,1,null,0,0,0,0,0,0,0,0,0,0,1,0,0]
["Historic",2011,null,null,null,"MD",null,null,null,null,"LF Gas",null,0.44319900000000001,1.0127159999999999,30.161277999999999,68.919081999999989,0,0,0,0,0,0,null,null,null,null,null,"Non-Fossil","No","Existing","Landfill Gas","Other","---","---","---","---","---","---","---","---","---","---","No",1,1,1,1,1,1,1,1,1,null,0,0,0,0,0,0,0,0,0,0,1,0,0]
["Historic",2011,null,null,null,"MD",null,null,null,null,"Oil",null,8.0500000000000005E-4,1.3359999999999999E-3,7.3183000000000012E-2,0.121781,0,0,0,0,0,0,null,null,null,null,null,"Non-Fossil","No","Existing","Landfill Gas","Other","---","---","---","---","---","---","---","---","---","---","No",1,1,1,1,1,1,1,1,1,null,0,0,0,0,0,0,0,0,0,0,1,0,0]
["Historic",2011,null,null,null,"MD",null,null,null,null,"MSW",null,5.1842420000000002,11.992673,268.80884800000001,609.31568000000004,0,0,0,0,0,0,null,null,null,null,null,"Non-Fossil","No","Existing","Non-Fossil Other","Other","---","---","---","---","---","---","---","---","---","---","No",1,1,1,1,1,1,1,1,1,null,0,0,0,0,0,0,0,0,0,0,1,0,0]
["Historic",2011,null,null,null,"MD",null,null,null,null,"NaturalGas",null,1.1526E-2,2.6915000000000001E-2,0.63231099999999996,1.443967,0,0,0,0,0,0,null,null,null,null,null,"Non-Fossil","No","Existing","Non-Fossil Other","Other","---","---","---","---","---","---","---","---","---","---","No",1,1,1,1,1,1,1,1,1,null,0,0,0,0,0,0,0,0,0,0,1,0,0]
["Historic",2011,null,null,null,"MD",null,null,null,null,"Nuclear",null,64.022487999999996,150.65478100000001,6118.357,14397.437,0,0,0,0,0,0,null,null,null,null,null,"Non-Fossil","No","Existing","Nuclear","Nuclear","---","---","---","---","---","---","---","---","---","---","No",1,1,1,1,1,1,1,1,1,null,0,0,0,0,0,0,0,0,0,0,1,0,0]
["Historic",2011,null,null,null,"MD",null,null,null,null,"Solar",null,0,0,1.0340419999999999,2.706,0,0,0,0,0,0,null,null,null,null,null,"Non-Fossil","No","Existing","Solar PV","Renewable","---","---","---","---","---","---","---","---","---","---","No",1,1,1,1,1,1,1,1,1,null,0,0,0,0,0,0,0,0,0,0,1,0,0]
["Historic",2011,null,null,null,"MD",null,null,null,null,"Wind",null,0,0,66.341397999999998,270.71300000000002,0,0,0,0,0,0,null,null,null,null,null,"Non-Fossil","No","Existing","Wind","Renewable","---","---","---","---","---","---","---","---","---","---","No",1,1,1,1,1,1,1,1,1,null,0,0,0,0,0,0,0,0,0,0,1,0,0]
["Historic",2011,null,null,null,"ME",null,null,null,null,"Biomass",null,10.259323999999999,24.365271,1309.6714979999995,3000.0258799999997,0,0,0,0,0,0,null,null,null,null,null,"Non-Fossil","No","Existing","Biomass","Renewable","---","---","---","---","---","---","---","---","---","---","No",1,1,1,1,1,1,1,1,1,null,0,0,0,0,0,0,0,0,0,0,1,0,0]
["Historic",2011,null,null,null,"ME",null,null,null,null,"Oil",null,2.1999999999999999E-5,5.1199999999999998E-4,1.786E-3,4.1100999999999999E-2,0,0,0,0,0,0,null,null,null,null,null,"Non-Fossil","No","Existing","Biomass","Renewable","---","---","---","---","---","---","---","---","---","---","No",1,1,1,1,1,1,1,1,1,null,0,0,0,0,0,0,0,0,0,0,1,0,0]
["Historic",2011,null,null,null,"ME",null,null,null,null,"Hydro",null,0,0,1540.4794739999998,3978.9778799999999,0,0,0,0,0,0,null,null,null,null,null,"Non-Fossil","No","Existing","Hydro","Renewable","---","---","---","---","---","---","---","---","---","---","No",1,1,1,1,1,1,1,1,1,null,0,0,0,0,0,0,0,0,0,0,1,0,0]
["Historic",2011,null,null,null,"ME",null,null,null,null,"LF Gas",null,0.125587,0.27746900000000002,11.213148,24.774000000000001,0,0,0,0,0,0,null,null,null,null,null,"Non-Fossil","No","Existing","Landfill Gas","Other","---","---","---","---","---","---","---","---","---","---","No",1,1,1,1,1,1,1,1,1,null,0,0,0,0,0,0,0,0,0,0,1,0,0]
["Historic",2011,null,null,null,"ME",null,null,null,null,"MSW",null,3.2818170000000002,7.7487019999999998,163.65827100000001,379.09783700000003,0,0,0,0,0,0,null,null,null,null,null,"Non-Fossil","No","Existing","Non-Fossil Other","Other","---","---","---","---","---","---","---","---","---","---","No",1,1,1,1,1,1,1,1,1,null,0,0,0,0,0,0,0,0,0,0,1,0,0]
["Historic",2011,null,null,null,"ME",null,null,null,null,"NaturalGas",null,5.5789999999999998E-3,1.201E-2,0.120988,0.26045100000000004,0,0,0,0,0,0,null,null,null,null,null,"Non-Fossil","No","Existing","Non-Fossil Other","Other","---","---","---","---","---","---","---","---","---","---","No",1,1,1,1,1,1,1,1,1,null,0,0,0,0,0,0,0,0,0,0,1,0,0]
["Historic",2011,null,null,null,"ME",null,null,null,null,"Oil",null,2.1436E-2,5.2824999999999997E-2,1.146962,2.8234059999999999,0,0,0,0,0,0,null,null,null,null,null,"Non-Fossil","No","Existing","Non-Fossil Other","Other","---","---","---","---","---","---","---","---","---","---","No",1,1,1,1,1,1,1,1,1,null,0,0,0,0,0,0,0,0,0,0,1,0,0]
["Historic",2011,null,null,null,"ME",null,null,null,null,"Tires",null,0.38137199999999999,0.89917000000000002,80.999747999999997,184.87339900000001,0,0,0,0,0,0,null,null,null,null,null,"Non-Fossil","No","Existing","Non-Fossil Other","Other","---","---","---","---","---","---","---","---","---","---","No",1,1,1,1,1,1,1,1,1,null,0,0,0,0,0,0,0,0,0,0,1,0,0]
["Historic",2011,null,null,null,"ME",null,null,null,null,"Wind",null,0,0,195.63044299999999,706.63951599999996,0,0,0,0,0,0,null,null,null,null,null,"Non-Fossil","No","Existing","Wind","Renewable","---","---","---","---","---","---","---","---","---","---","No",1,1,1,1,1,1,1,1,1,null,0,0,0,0,0,0,0,0,0,0,1,0,0]
["Historic",2011,null,null,null,"MI",null,null,null,null,"Biomass",null,9.8250960000000003,23.436888,740.57987800000001,1767.3382440000003,0,0,0,0,0,0,null,null,null,null,null,"Non-Fossil","No","Existing","Biomass","Renewable","---","---","---","---","---","---","---","---","---","---","No",1,1,1,1,1,1,1,1,1,null,0,0,0,0,0,0,0,0,0,0,1,0,0]
["Historic",2011,null,null,null,"MI",null,null,null,null,"NaturalGas",null,1.3905000000000001E-2,2.2048999999999999E-2,1.0699719999999999,1.6911449999999999,0,0,0,0,0,0,null,null,null,null,null,"Non-Fossil","No","Existing","Biomass","Renewable","---","---","---","---","---","---","---","---","---","---","No",1,1,1,1,1,1,1,1,1,null,0,0,0,0,0,0,0,0,0,0,1,0,0]
["Historic",2011,null,null,null,"MI",null,null,null,null,"Hydro",null,0,0,434.34679900000003,1357.308,0,0,0,0,0,0,null,null,null,null,null,"Non-Fossil","No","Existing","Hydro","Renewable","---","---","---","---","---","---","---","---","---","---","No",1,1,1,1,1,1,1,1,1,null,0,0,0,0,0,0,0,0,0,0,1,0,0]
["Historic",2011,null,null,null,"MI",null,null,null,null,"LF Gas",null,3.6922549999999998,8.4750119999999995,291.05018800000005,667.09455000000003,0,0,0,0,0,0,null,null,null,null,null,"Non-Fossil","No","Existing","Landfill Gas","Other","---","---","---","---","---","---","---","---","---","---","No",1,1,1,1,1,1,1,1,1,null,0,0,0,0,0,0,0,0,0,0,1,0,0]
["Historic",2011,null,null,null,"MI",null,null,null,null,"MSW",null,1.6919630000000001,3.626957,153.123085,298.80584400000004,0,0,0,0,0,0,null,null,null,null,null,"Non-Fossil","No","Existing","Non-Fossil Other","Other","---","---","---","---","---","---","---","---","---","---","No",1,1,1,1,1,1,1,1,1,null,0,0,0,0,0,0,0,0,0,0,1,0,0]
["Historic",2011,null,null,null,"MI",null,null,null,null,"Non-Fossil",null,8.5280000000000009E-3,1.5865000000000001E-2,1.7017600000000002,3.1392710000000004,0,0,0,0,0,0,null,null,null,null,null,"Non-Fossil","No","Existing","Non-Fossil Other","Other","---","---","---","---","---","---","---","---","---","---","No",1,1,1,1,1,1,1,1,1,null,0,0,0,0,0,0,0,0,0,0,1,0,0]
["Historic",2011,null,null,null,"MI",null,null,null,null,"Oil",null,8.8699999999999994E-3,1.8421E-2,1.1184259999999999,2.1443159999999999,0,0,0,0,0,0,null,null,null,null,null,"Non-Fossil","No","Existing","Non-Fossil Other","Other","---","---","---","---","---","---","---","---","---","---","No",1,1,1,1,1,1,1,1,1,null,0,0,0,0,0,0,0,0,0,0,1,0,0]
["Historic",2011,null,null,null,"MI",null,null,null,null,"Tires",null,0.46629500000000002,1.0734589999999999,23.548199,56.383357000000004,0,0,0,0,0,0,null,null,null,null,null,"Non-Fossil","No","Existing","Non-Fossil Other","Other","---","---","---","---","---","---","---","---","---","---","No",1,1,1,1,1,1,1,1,1,null,0,0,0,0,0,0,0,0,0,0,1,0,0]
["Historic",2011,null,null,null,"MI",null,null,null,null,"Nuclear",null,147.452504,344.15538099999998,14091.409,32889.466999999997,0,0,0,0,0,0,null,null,null,null,null,"Non-Fossil","No","Existing","Nuclear","Nuclear","---","---","---","---","---","---","---","---","---","---","No",1,1,1,1,1,1,1,1,1,null,0,0,0,0,0,0,0,0,0,0,1,0,0]
["Historic",2011,null,null,null,"MI",null,null,null,null,"Wind",null,0,0,116.127927,456.47399999999999,0,0,0,0,0,0,null,null,null,null,null,"Non-Fossil","No","Existing","Wind","Renewable","---","---","---","---","---","---","---","---","---","---","No",1,1,1,1,1,1,1,1,1,null,0,0,0,0,0,0,0,0,0,0,1,0,0]
["Historic",2011,null,null,null,"MN",null,null,null,null,"Biomass",null,6.042414,14.877373,498.42805800000002,1224.7982310000004,0,0,0,0,0,0,null,null,null,null,null,"Non-Fossil","No","Existing","Biomass","Renewable","---","---","---","---","---","---","---","---","---","---","No",1,1,1,1,1,1,1,1,1,null,0,0,0,0,0,0,0,0,0,0,1,0,0]
["Historic",2011,null,null,null,"MN",null,null,null,null,"Coal",null,0.48524099999999998,1.4573910000000001,17.202431000000001,48.164839999999998,0,0,0,0,0,0,null,null,null,null,null,"Non-Fossil","No","Existing","Biomass","Renewable","---","---","---","---","---","---","---","---","---","---","No",1,1,1,1,1,1,1,1,1,null,0,0,0,0,0,0,0,0,0,0,1,0,0]
["Historic",2011,null,null,null,"MN",null,null,null,null,"NaturalGas",null,0.20847199999999999,0.61772300000000002,11.76863,36.161710999999997,0,0,0,0,0,0,null,null,null,null,null,"Non-Fossil","No","Existing","Biomass","Renewable","---","---","---","---","---","---","---","---","---","---","No",1,1,1,1,1,1,1,1,1,null,0,0,0,0,0,0,0,0,0,0,1,0,0]
["Historic",2011,null,null,null,"MN",null,null,null,null,"Coal",null,0,0,17.067824999999999,51.128527999999996,0,0,0,0,0,0,null,null,null,null,null,"Non-Fossil","No","Existing","Hydro","Renewable","---","---","---","---","---","---","---","---","---","---","No",1,1,1,1,1,1,1,1,1,null,0,0,0,0,0,0,0,0,0,0,1,0,0]
["Historic",2011,null,null,null,"MN",null,null,null,null,"Hydro",null,0,0,386.412488,776.81146200000001,0,0,0,0,0,0,null,null,null,null,null,"Non-Fossil","No","Existing","Hydro","Renewable","---","---","---","---","---","---","---","---","---","---","No",1,1,1,1,1,1,1,1,1,null,0,0,0,0,0,0,0,0,0,0,1,0,0]
["Historic",2011,null,null,null,"MN",null,null,null,null,"LF Gas",null,0.51465899999999998,1.2221230000000001,36.203625000000002,85.97,0,0,0,0,0,0,null,null,null,null,null,"Non-Fossil","No","Existing","Landfill Gas","Other","---","---","---","---","---","---","---","---","---","---","No",1,1,1,1,1,1,1,1,1,null,0,0,0,0,0,0,0,0,0,0,1,0,0]
["Historic",2011,null,null,null,"MN",null,null,null,null,"MSW",null,4.5827809999999998,10.101971000000001,234.29472099999998,519.64257999999995,0,0,0,0,0,0,null,null,null,null,null,"Non-Fossil","No","Existing","Non-Fossil Other","Other","---","---","---","---","---","---","---","---","---","---","No",1,1,1,1,1,1,1,1,1,null,0,0,0,0,0,0,0,0,0,0,1,0,0]
["Historic",2011,null,null,null,"MN",null,null,null,null,"NaturalGas",null,2.3300000000000001E-2,5.7505000000000001E-2,1.1246120000000002,2.8224269999999998,0,0,0,0,0,0,null,null,null,null,null,"Non-Fossil","No","Existing","Non-Fossil Other","Other","---","---","---","---","---","---","---","---","---","---","No",1,1,1,1,1,1,1,1,1,null,0,0,0,0,0,0,0,0,0,0,1,0,0]
["Historic",2011,null,null,null,"MN",null,null,null,null,"Non-Fossil",null,0.191076,0.46401599999999998,19.666131,47.758000000000003,0,0,0,0,0,0,null,null,null,null,null,"Non-Fossil","No","Existing","Non-Fossil Other","Other","---","---","---","---","---","---","---","---","---","---","No",1,1,1,1,1,1,1,1,1,null,0,0,0,0,0,0,0,0,0,0,1,0,0]
["Historic",2011,null,null,null,"MN",null,null,null,null,"Tires",null,1.1311999999999999E-2,5.6812000000000001E-2,0.53570799999999996,2.382117,0,0,0,0,0,0,null,null,null,null,null,"Non-Fossil","No","Existing","Non-Fossil Other","Other","---","---","---","---","---","---","---","---","---","---","No",1,1,1,1,1,1,1,1,1,null,0,0,0,0,0,0,0,0,0,0,1,0,0]
["Historic",2011,null,null,null,"MN",null,null,null,null,"Nuclear",null,51.060177000000003,125.19676699999999,4875.8149999999996,11958.525,0,0,0,0,0,0,null,null,null,null,null,"Non-Fossil","No","Existing","Nuclear","Nuclear","---","---","---","---","---","---","---","---","---","---","No",1,1,1,1,1,1,1,1,1,null,0,0,0,0,0,0,0,0,0,0,1,0,0]
["Historic",2011,null,null,null,"MN",null,null,null,null,"Wind",null,0,0,2111.9292160000009,6725.6954299999998,0,0,0,0,0,0,null,null,null,null,null,"Non-Fossil","No","Existing","Wind","Renewable","---","---","---","---","---","---","---","---","---","---","No",1,1,1,1,1,1,1,1,1,null,0,0,0,0,0,0,0,0,0,0,1,0,0]
["Historic",2011,null,null,null,"MN",null,null,null,null,"NaturalGas",null,0.224163,0.50451199999999996,23.071570000000001,51.925967000000007,0,0,0,0,0,0,null,null,null,null,null,"Non-Fossil","No","Existing","Purchased Steam","Other","---","---","---","---","---","---","---","---","---","---","No",1,1,1,1,1,1,1,1,1,null,0,0,0,0,0,0,0,0,0,0,1,0,0]
["Historic",2011,null,null,null,"MO",null,null,null,null,"Biomass",null,2.2438E-2,5.0158000000000001E-2,1.7756000000000001,3.9691659999999995,0,0,0,0,0,0,null,null,null,null,null,"Non-Fossil","No","Existing","Biomass","Renewable","---","---","---","---","---","---","---","---","---","---","No",1,1,1,1,1,1,1,1,1,null,0,0,0,0,0,0,0,0,0,0,1,0,0]
["Historic",2011,null,null,null,"MO",null,null,null,null,"Hydro",null,0,0,611.6458419999999,1185.144,0,0,0,0,0,0,null,null,null,null,null,"Non-Fossil","No","Existing","Hydro","Renewable","---","---","---","---","---","---","---","---","---","---","No",1,1,1,1,1,1,1,1,1,null,0,0,0,0,0,0,0,0,0,0,1,0,0]
["Historic",2011,null,null,null,"MO",null,null,null,null,"LF Gas",null,0.27135100000000001,0.59953400000000001,26.352325,58.223720999999998,0,0,0,0,0,0,null,null,null,null,null,"Non-Fossil","No","Existing","Landfill Gas","Other","---","---","---","---","---","---","---","---","---","---","No",1,1,1,1,1,1,1,1,1,null,0,0,0,0,0,0,0,0,0,0,1,0,0]
["Historic",2011,null,null,null,"MO",null,null,null,null,"Tires",null,6.8517999999999996E-2,0.117672,4.0927340000000001,6.7281550000000001,0,0,0,0,0,0,null,null,null,null,null,"Non-Fossil","No","Existing","Non-Fossil Other","Other","---","---","---","---","---","---","---","---","---","---","No",1,1,1,1,1,1,1,1,1,null,0,0,0,0,0,0,0,0,0,0,1,0,0]
["Historic",2011,null,null,null,"MO",null,null,null,null,"Nuclear",null,46.085223999999997,98.061522999999994,4404.1689999999999,9371.3230000000003,0,0,0,0,0,0,null,null,null,null,null,"Non-Fossil","No","Existing","Nuclear","Nuclear","---","---","---","---","---","---","---","---","---","---","No",1,1,1,1,1,1,1,1,1,null,0,0,0,0,0,0,0,0,0,0,1,0,0]
["Historic",2011,null,null,null,"MO",null,null,null,null,"Pumps",null,0,0,0,0,0,0,0,0,0,0,null,null,null,null,null,"Non-Fossil","No","Existing","Pumped Storage","Other","---","---","---","---","---","---","---","---","---","---","No",1,1,1,1,1,1,1,1,1,null,0,0,0,0,0,0,0,0,0,0,1,0,0]
["Historic",2011,null,null,null,"MO",null,null,null,null,"Wind",null,0,0,385.26868999999999,1178.212,0,0,0,0,0,0,null,null,null,null,null,"Non-Fossil","No","Existing","Wind","Renewable","---","---","---","---","---","---","---","---","---","---","No",1,1,1,1,1,1,1,1,1,null,0,0,0,0,0,0,0,0,0,0,1,0,0]
["Historic",2011,null,null,null,"MS",null,null,null,null,"Biomass",null,2.2583839999999999,5.4971819999999996,448.56077200000004,1083.9533730000001,0,0,0,0,0,0,null,null,null,null,null,"Non-Fossil","No","Existing","Biomass","Renewable","---","---","---","---","---","---","---","---","---","---","No",1,1,1,1,1,1,1,1,1,null,0,0,0,0,0,0,0,0,0,0,1,0,0]
["Historic",2011,null,null,null,"MS",null,null,null,null,"NaturalGas",null,5.1269000000000002E-2,0.10752299999999999,8.0046049999999997,16.898751000000001,0,0,0,0,0,0,null,null,null,null,null,"Non-Fossil","No","Existing","Non-Fossil Other","Other","---","---","---","---","---","---","---","---","---","---","No",1,1,1,1,1,1,1,1,1,null,0,0,0,0,0,0,0,0,0,0,1,0,0]
["Historic",2011,null,null,null,"MS",null,null,null,null,"Non-Fossil",null,1.078119,2.68424,168.52939499999999,422.17625199999998,0,0,0,0,0,0,null,null,null,null,null,"Non-Fossil","No","Existing","Non-Fossil Other","Other","---","---","---","---","---","---","---","---","---","---","No",1,1,1,1,1,1,1,1,1,null,0,0,0,0,0,0,0,0,0,0,1,0,0]
["Historic",2011,null,null,null,"MS",null,null,null,null,"Tires",null,4.3689999999999996E-3,2.1083000000000001E-2,0.63115200000000005,3.0166849999999998,0,0,0,0,0,0,null,null,null,null,null,"Non-Fossil","No","Existing","Non-Fossil Other","Other","---","---","---","---","---","---","---","---","---","---","No",1,1,1,1,1,1,1,1,1,null,0,0,0,0,0,0,0,0,0,0,1,0,0]
["Historic",2011,null,null,null,"MS",null,null,null,null,"Nuclear",null,45.387737000000001,108.16416,4337.5129999999999,10336.789000000001,0,0,0,0,0,0,null,null,null,null,null,"Non-Fossil","No","Existing","Nuclear","Nuclear","---","---","---","---","---","---","---","---","---","---","No",1,1,1,1,1,1,1,1,1,null,0,0,0,0,0,0,0,0,0,0,1,0,0]
["Historic",2011,null,null,null,"MT",null,null,null,null,"NaturalGas",null,0.130525,0.55531799999999998,13.433999999999999,57.155000000000001,0,0,0,0,0,0,null,null,null,null,null,"Non-Fossil","No","Existing","Geothermal","Renewable","---","---","---","---","---","---","---","---","---","---","No",1,1,1,1,1,1,1,1,1,null,0,0,0,0,0,0,0,0,0,0,1,0,0]
["Historic",2011,null,null,null,"MT",null,null,null,null,"Hydro",null,0,0,6196.4975969999996,12595.881337999999,0,0,0,0,0,0,null,null,null,null,null,"Non-Fossil","No","Existing","Hydro","Renewable","---","---","---","---","---","---","---","---","---","---","No",1,1,1,1,1,1,1,1,1,null,0,0,0,0,0,0,0,0,0,0,1,0,0]
["Historic",2011,null,null,null,"MT",null,null,null,null,"Non-Fossil",null,1.141678,2.679459,117.505,275.77800000000002,0,0,0,0,0,0,null,null,null,null,null,"Non-Fossil","No","Existing","Non-Fossil Other","Other","---","---","---","---","---","---","---","---","---","---","No",1,1,1,1,1,1,1,1,1,null,0,0,0,0,0,0,0,0,0,0,1,0,0]
["Historic",2011,null,null,null,"MT",null,null,null,null,"Wind",null,0,0,394.75269099999997,1265.16761,0,0,0,0,0,0,null,null,null,null,null,"Non-Fossil","No","Existing","Wind","Renewable","---","---","---","---","---","---","---","---","---","---","No",1,1,1,1,1,1,1,1,1,null,0,0,0,0,0,0,0,0,0,0,1,0,0]
["Historic",2011,null,null,null,"NC",null,null,null,null,"Biomass",null,8.8311689999999992,19.333977000000001,946.27634799999987,2192.8954509999994,0,0,0,0,0,0,null,null,null,null,null,"Non-Fossil","No","Existing","Biomass","Renewable","---","---","---","---","---","---","---","---","---","---","No",1,1,1,1,1,1,1,1,1,null,0,0,0,0,0,0,0,0,0,0,1,0,0]
["Historic",2011,null,null,null,"NC",null,null,null,null,"Coal",null,0.66480899999999998,1.586525,51.036707999999997,123.03540400000001,0,0,0,0,0,0,null,null,null,null,null,"Non-Fossil","No","Existing","Biomass","Renewable","---","---","---","---","---","---","---","---","---","---","No",1,1,1,1,1,1,1,1,1,null,0,0,0,0,0,0,0,0,0,0,1,0,0]
["Historic",2011,null,null,null,"NC",null,null,null,null,"Hydro",null,0,0,1297.928852,3893.3960000000002,0,0,0,0,0,0,null,null,null,null,null,"Non-Fossil","No","Existing","Hydro","Renewable","---","---","---","---","---","---","---","---","---","---","No",1,1,1,1,1,1,1,1,1,null,0,0,0,0,0,0,0,0,0,0,1,0,0]
["Historic",2011,null,null,null,"NC",null,null,null,null,"LF Gas",null,1.291593,2.532114,109.49121399999999,213.85833499999998,0,0,0,0,0,0,null,null,null,null,null,"Non-Fossil","No","Existing","Landfill Gas","Other","---","---","---","---","---","---","---","---","---","---","No",1,1,1,1,1,1,1,1,1,null,0,0,0,0,0,0,0,0,0,0,1,0,0]
["Historic",2011,null,null,null,"NC",null,null,null,null,"Oil",null,7.9699999999999997E-3,1.9746E-2,0.68850999999999996,1.7066649999999999,0,0,0,0,0,0,null,null,null,null,null,"Non-Fossil","No","Existing","Landfill Gas","Other","---","---","---","---","---","---","---","---","---","---","No",1,1,1,1,1,1,1,1,1,null,0,0,0,0,0,0,0,0,0,0,1,0,0]
["Historic",2011,null,null,null,"NC",null,null,null,null,"MSW",null,0.13872100000000001,0.31471300000000002,8.5687139999999999,19.930775999999998,0,0,0,0,0,0,null,null,null,null,null,"Non-Fossil","No","Existing","Non-Fossil Other","Other","---","---","---","---","---","---","---","---","---","---","No",1,1,1,1,1,1,1,1,1,null,0,0,0,0,0,0,0,0,0,0,1,0,0]
["Historic",2011,null,null,null,"NC",null,null,null,null,"Non-Fossil",null,1.7725949999999999,3.7584900000000001,182.440675,386.83499999999998,0,0,0,0,0,0,null,null,null,null,null,"Non-Fossil","No","Existing","Non-Fossil Other","Other","---","---","---","---","---","---","---","---","---","---","No",1,1,1,1,1,1,1,1,1,null,0,0,0,0,0,0,0,0,0,0,1,0,0]
["Historic",2011,null,null,null,"NC",null,null,null,null,"Nuclear",null,188.719212,424.129862,18035.093000000001,40526.834000000003,0,0,0,0,0,0,null,null,null,null,null,"Non-Fossil","No","Existing","Nuclear","Nuclear","---","---","---","---","---","---","---","---","---","---","No",1,1,1,1,1,1,1,1,1,null,0,0,0,0,0,0,0,0,0,0,1,0,0]
["Historic",2011,null,null,null,"NC",null,null,null,null,"Solar",null,0,0,6.5609580000000003,17.380453000000003,0,0,0,0,0,0,null,null,null,null,null,"Non-Fossil","No","Existing","Solar PV","Renewable","---","---","---","---","---","---","---","---","---","---","No",1,1,1,1,1,1,1,1,1,null,0,0,0,0,0,0,0,0,0,0,1,0,0]
["Historic",2011,null,null,null,"ND",null,null,null,null,"Biomass",null,1.9592999999999999E-2,4.6196000000000001E-2,4.1826379999999999,9.8620000000000001,0,0,0,0,0,0,null,null,null,null,null,"Non-Fossil","No","Existing","Biomass","Renewable","---","---","---","---","---","---","---","---","---","---","No",1,1,1,1,1,1,1,1,1,null,0,0,0,0,0,0,0,0,0,0,1,0,0]
["Historic",2011,null,null,null,"ND",null,null,null,null,"Hydro",null,0,0,1121.222,2580.0419999999999,0,0,0,0,0,0,null,null,null,null,null,"Non-Fossil","No","Existing","Hydro","Renewable","---","---","---","---","---","---","---","---","---","---","No",1,1,1,1,1,1,1,1,1,null,0,0,0,0,0,0,0,0,0,0,1,0,0]
["Historic",2011,null,null,null,"ND",null,null,null,null,"Non-Fossil",null,0.19029199999999999,0.41907899999999998,19.585457999999999,43.133000000000003,0,0,0,0,0,0,null,null,null,null,null,"Non-Fossil","No","Existing","Non-Fossil Other","Other","---","---","---","---","---","---","---","---","---","---","No",1,1,1,1,1,1,1,1,1,null,0,0,0,0,0,0,0,0,0,0,1,0,0]
["Historic",2011,null,null,null,"ND",null,null,null,null,"Tires",null,1.537E-2,1.537E-2,1.165832,1.1658320000000002,0,0,0,0,0,0,null,null,null,null,null,"Non-Fossil","No","Existing","Non-Fossil Other","Other","---","---","---","---","---","---","---","---","---","---","No",1,1,1,1,1,1,1,1,1,null,0,0,0,0,0,0,0,0,0,0,1,0,0]
["Historic",2011,null,null,null,"ND",null,null,null,null,"Wind",null,0,0,1834.443295,5235.59,0,0,0,0,0,0,null,null,null,null,null,"Non-Fossil","No","Existing","Wind","Renewable","---","---","---","---","---","---","---","---","---","---","No",1,1,1,1,1,1,1,1,1,null,0,0,0,0,0,0,0,0,0,0,1,0,0]
["Historic",2011,null,null,null,"NE",null,null,null,null,"Hydro",null,0,0,840.54955000000007,1617.2280000000001,0,0,0,0,0,0,null,null,null,null,null,"Non-Fossil","No","Existing","Hydro","Renewable","---","---","---","---","---","---","---","---","---","---","No",1,1,1,1,1,1,1,1,1,null,0,0,0,0,0,0,0,0,0,0,1,0,0]
["Historic",2011,null,null,null,"NE",null,null,null,null,"LF Gas",null,0.27507900000000002,0.648594,21.861937999999999,51.546999999999997,0,0,0,0,0,0,null,null,null,null,null,"Non-Fossil","No","Existing","Landfill Gas","Other","---","---","---","---","---","---","---","---","---","---","No",1,1,1,1,1,1,1,1,1,null,0,0,0,0,0,0,0,0,0,0,1,0,0]
["Historic",2011,null,null,null,"NE",null,null,null,null,"Nuclear",null,27.973265000000001,72.660950999999997,2666.2730000000001,6933.174,0,0,0,0,0,0,null,null,null,null,null,"Non-Fossil","No","Existing","Nuclear","Nuclear","---","---","---","---","---","---","---","---","---","---","No",1,1,1,1,1,1,1,1,1,null,0,0,0,0,0,0,0,0,0,0,1,0,0]
["Historic",2011,null,null,null,"NE",null,null,null,null,"Wind",null,0,0,361.74780400000003,1050.885,0,0,0,0,0,0,null,null,null,null,null,"Non-Fossil","No","Existing","Wind","Renewable","---","---","---","---","---","---","---","---","---","---","No",1,1,1,1,1,1,1,1,1,null,0,0,0,0,0,0,0,0,0,0,1,0,0]
["Historic",2011,null,null,null,"NH",null,null,null,null,"Biomass",null,5.7407029999999999,13.811075000000001,385.95475999999996,917.30964599999993,0,0,0,0,0,0,null,null,null,null,null,"Non-Fossil","No","Existing","Biomass","Renewable","---","---","---","---","---","---","---","---","---","---","No",1,1,1,1,1,1,1,1,1,null,0,0,0,0,0,0,0,0,0,0,1,0,0]
["Historic",2011,null,null,null,"NH",null,null,null,null,"Oil",null,5.4000000000000001E-4,1.9220000000000001E-3,3.4339000000000001E-2,0.121965,0,0,0,0,0,0,null,null,null,null,null,"Non-Fossil","No","Existing","Biomass","Renewable","---","---","---","---","---","---","---","---","---","---","No",1,1,1,1,1,1,1,1,1,null,0,0,0,0,0,0,0,0,0,0,1,0,0]
["Historic",2011,null,null,null,"NH",null,null,null,null,"Hydro",null,0,0,664.75140999999996,1604.8109999999999,0,0,0,0,0,0,null,null,null,null,null,"Non-Fossil","No","Existing","Hydro","Renewable","---","---","---","---","---","---","---","---","---","---","No",1,1,1,1,1,1,1,1,1,null,0,0,0,0,0,0,0,0,0,0,1,0,0]
["Historic",2011,null,null,null,"NH",null,null,null,null,"LF Gas",null,0.31216699999999997,0.72847300000000004,17.739147999999997,41.396000000000001,0,0,0,0,0,0,null,null,null,null,null,"Non-Fossil","No","Existing","Landfill Gas","Other","---","---","---","---","---","---","---","---","---","---","No",1,1,1,1,1,1,1,1,1,null,0,0,0,0,0,0,0,0,0,0,1,0,0]
["Historic",2011,null,null,null,"NH",null,null,null,null,"MSW",null,1.2010369999999999,2.797774,55.626444999999997,130.24700000000001,0,0,0,0,0,0,null,null,null,null,null,"Non-Fossil","No","Existing","Non-Fossil Other","Other","---","---","---","---","---","---","---","---","---","---","No",1,1,1,1,1,1,1,1,1,null,0,0,0,0,0,0,0,0,0,0,1,0,0]
["Historic",2011,null,null,null,"NH",null,null,null,null,"Nuclear",null,40.083722999999999,87.508413000000004,3830.6309999999999,8362.8070000000007,0,0,0,0,0,0,null,null,null,null,null,"Non-Fossil","No","Existing","Nuclear","Nuclear","---","---","---","---","---","---","---","---","---","---","No",1,1,1,1,1,1,1,1,1,null,0,0,0,0,0,0,0,0,0,0,1,0,0]
["Historic",2011,null,null,null,"NH",null,null,null,null,"Wind",null,0,0,17.851886,66.091999999999999,0,0,0,0,0,0,null,null,null,null,null,"Non-Fossil","No","Existing","Wind","Renewable","---","---","---","---","---","---","---","---","---","---","No",1,1,1,1,1,1,1,1,1,null,0,0,0,0,0,0,0,0,0,0,1,0,0]
["Historic",2011,null,null,null,"NJ",null,null,null,null,"Hydro",null,0,0,10.251721000000002,24.407,0,0,0,0,0,0,null,null,null,null,null,"Non-Fossil","No","Existing","Hydro","Renewable","---","---","---","---","---","---","---","---","---","---","No",1,1,1,1,1,1,1,1,1,null,0,0,0,0,0,0,0,0,0,0,1,0,0]
["Historic",2011,null,null,null,"NJ",null,null,null,null,"LF Gas",null,1.7986839999999999,4.0888730000000004,146.95183900000001,333.58927500000004,0,0,0,0,0,0,null,null,null,null,null,"Non-Fossil","No","Existing","Landfill Gas","Other","---","---","---","---","---","---","---","---","---","---","No",1,1,1,1,1,1,1,1,1,null,0,0,0,0,0,0,0,0,0,0,1,0,0]
["Historic",2011,null,null,null,"NJ",null,null,null,null,"MSW",null,7.7260980000000004,17.671896,464.03199999999998,1063.7809999999999,0,0,0,0,0,0,null,null,null,null,null,"Non-Fossil","No","Existing","Non-Fossil Other","Other","---","---","---","---","---","---","---","---","---","---","No",1,1,1,1,1,1,1,1,1,null,0,0,0,0,0,0,0,0,0,0,1,0,0]
["Historic",2011,null,null,null,"NJ",null,null,null,null,"Non-Fossil",null,0.51749900000000004,1.1884030000000001,53.262571999999999,122.31399999999999,0,0,0,0,0,0,null,null,null,null,null,"Non-Fossil","No","Existing","Non-Fossil Other","Other","---","---","---","---","---","---","---","---","---","---","No",1,1,1,1,1,1,1,1,1,null,0,0,0,0,0,0,0,0,0,0,1,0,0]
["Historic",2011,null,null,null,"NJ",null,null,null,null,"Nuclear",null,147.26648599999999,351.65786300000002,14073.632,33606.447,0,0,0,0,0,0,null,null,null,null,null,"Non-Fossil","No","Existing","Nuclear","Nuclear","---","---","---","---","---","---","---","---","---","---","No",1,1,1,1,1,1,1,1,1,null,0,0,0,0,0,0,0,0,0,0,1,0,0]
["Historic",2011,null,null,null,"NJ",null,null,null,null,"Solar",null,0,0,38.50741399999999,68.877608999999993,0,0,0,0,0,0,null,null,null,null,null,"Non-Fossil","No","Existing","Solar PV","Renewable","---","---","---","---","---","---","---","---","---","---","No",1,1,1,1,1,1,1,1,1,null,0,0,0,0,0,0,0,0,0,0,1,0,0]
["Historic",2011,null,null,null,"NJ",null,null,null,null,"Wind",null,0,0,2.9196500000000003,10.523,0,0,0,0,0,0,null,null,null,null,null,"Non-Fossil","No","Existing","Wind","Renewable","---","---","---","---","---","---","---","---","---","---","No",1,1,1,1,1,1,1,1,1,null,0,0,0,0,0,0,0,0,0,0,1,0,0]
["Historic",2011,null,null,null,"NM",null,null,null,null,"Hydro",null,0,0,97.101390000000009,194.76599999999999,0,0,0,0,0,0,null,null,null,null,null,"Non-Fossil","No","Existing","Hydro","Renewable","---","---","---","---","---","---","---","---","---","---","No",1,1,1,1,1,1,1,1,1,null,0,0,0,0,0,0,0,0,0,0,1,0,0]
["Historic",2011,null,null,null,"NM",null,null,null,null,"Solar",null,0,0,52.715455000000006,127.80200000000001,0,0,0,0,0,0,null,null,null,null,null,"Non-Fossil","No","Existing","Solar PV","Renewable","---","---","---","---","---","---","---","---","---","---","No",1,1,1,1,1,1,1,1,1,null,0,0,0,0,0,0,0,0,0,0,1,0,0]
["Historic",2011,null,null,null,"NM",null,null,null,null,"Wind",null,0,0,760.36084500000004,2104.4969999999998,0,0,0,0,0,0,null,null,null,null,null,"Non-Fossil","No","Existing","Wind","Renewable","---","---","---","---","---","---","---","---","---","---","No",1,1,1,1,1,1,1,1,1,null,0,0,0,0,0,0,0,0,0,0,1,0,0]
["Historic",2011,null,null,null,"NV",null,null,null,null,"Geothermal",null,8.3601089999999996,20.851697999999999,860.44725999999991,2146.1190000000001,0,0,0,0,0,0,null,null,null,null,null,"Non-Fossil","No","Existing","Geothermal","Renewable","---","---","---","---","---","---","---","---","---","---","No",1,1,1,1,1,1,1,1,1,null,0,0,0,0,0,0,0,0,0,0,1,0,0]
["Historic",2011,null,null,null,"NV",null,null,null,null,"Hydro",null,0,0,1060.2581949999999,2190.5830000000001,0,0,0,0,0,0,null,null,null,null,null,"Non-Fossil","No","Existing","Hydro","Renewable","---","---","---","---","---","---","---","---","---","---","No",1,1,1,1,1,1,1,1,1,null,0,0,0,0,0,0,0,0,0,0,1,0,0]
["Historic",2011,null,null,null,"NV",null,null,null,null,"Non-Fossil",null,0.14532400000000001,0.36742900000000001,14.957238,37.817,0,0,0,0,0,0,null,null,null,null,null,"Non-Fossil","No","Existing","Non-Fossil Other","Other","---","---","---","---","---","---","---","---","---","---","No",1,1,1,1,1,1,1,1,1,null,0,0,0,0,0,0,0,0,0,0,1,0,0]
["Historic",2011,null,null,null,"NV",null,null,null,null,"Solar",null,0,0,79.460723000000002,162.96151,0,0,0,0,0,0,null,null,null,null,null,"Non-Fossil","No","Existing","Solar PV","Renewable","---","---","---","---","---","---","---","---","---","---","No",1,1,1,1,1,1,1,1,1,null,0,0,0,0,0,0,0,0,0,0,1,0,0]
["Historic",2011,null,null,null,"NV",null,null,null,null,"NaturalGas",null,1.3218000000000001E-2,2.7982E-2,0.94399999999999995,1.992,0,0,0,0,0,0,null,null,null,null,null,"Non-Fossil","No","Existing","Solar Thermal","Renewable","---","---","---","---","---","---","---","---","---","---","No",1,1,1,1,1,1,1,1,1,null,0,0,0,0,0,0,0,0,0,0,1,0,0]
["Historic",2011,null,null,null,"NV",null,null,null,null,"Solar",null,0.76169500000000001,1.2462029999999999,78.396000000000001,128.26300000000001,0,0,0,0,0,0,null,null,null,null,null,"Non-Fossil","No","Existing","Solar Thermal","Renewable","---","---","---","---","---","---","---","---","---","---","No",1,1,1,1,1,1,1,1,1,null,0,0,0,0,0,0,0,0,0,0,1,0,0]
["Historic",2011,null,null,null,"NY",null,null,null,null,"Biomass",null,1.883675,4.2234579999999999,187.717736,436.04862200000002,0,0,0,0,0,0,null,null,null,null,null,"Non-Fossil","No","Existing","Biomass","Renewable","---","---","---","---","---","---","---","---","---","---","No",1,1,1,1,1,1,1,1,1,null,0,0,0,0,0,0,0,0,0,0,1,0,0]
["Historic",2011,null,null,null,"NY",null,null,null,null,"Hydro",null,0,0,11989.214937999999,27996.98762,0,0,0,0,0,0,null,null,null,null,null,"Non-Fossil","No","Existing","Hydro","Renewable","---","---","---","---","---","---","---","---","---","---","No",1,1,1,1,1,1,1,1,1,null,0,0,0,0,0,0,0,0,0,0,1,0,0]
["Historic",2011,null,null,null,"NY",null,null,null,null,"LF Gas",null,3.3387150000000001,7.5938499999999998,298.68797600000011,679.47400000000005,0,0,0,0,0,0,null,null,null,null,null,"Non-Fossil","No","Existing","Landfill Gas","Other","---","---","---","---","---","---","---","---","---","---","No",1,1,1,1,1,1,1,1,1,null,0,0,0,0,0,0,0,0,0,0,1,0,0]
["Historic",2011,null,null,null,"NY",null,null,null,null,"MSW",null,13.951419,31.679183999999999,814.17640700000015,1848.5643599999999,0,0,0,0,0,0,null,null,null,null,null,"Non-Fossil","No","Existing","Non-Fossil Other","Other","---","---","---","---","---","---","---","---","---","---","No",1,1,1,1,1,1,1,1,1,null,0,0,0,0,0,0,0,0,0,0,1,0,0]
["Historic",2011,null,null,null,"NY",null,null,null,null,"NaturalGas",null,8.5299999999999994E-3,3.2284E-2,0.85628099999999996,3.5263930000000001,0,0,0,0,0,0,null,null,null,null,null,"Non-Fossil","No","Existing","Non-Fossil Other","Other","---","---","---","---","---","---","---","---","---","---","No",1,1,1,1,1,1,1,1,1,null,0,0,0,0,0,0,0,0,0,0,1,0,0]
["Historic",2011,null,null,null,"NY",null,null,null,null,"Oil",null,3.1269999999999999E-2,6.7015000000000005E-2,1.688294,3.6957420000000001,0,0,0,0,0,0,null,null,null,null,null,"Non-Fossil","No","Existing","Non-Fossil Other","Other","---","---","---","---","---","---","---","---","---","---","No",1,1,1,1,1,1,1,1,1,null,0,0,0,0,0,0,0,0,0,0,1,0,0]
["Historic",2011,null,null,null,"NY",null,null,null,null,"Tires",null,1.4522999999999999E-2,2.9638000000000001E-2,1.0744120000000001,2.37663,0,0,0,0,0,0,null,null,null,null,null,"Non-Fossil","No","Existing","Non-Fossil Other","Other","---","---","---","---","---","---","---","---","---","---","No",1,1,1,1,1,1,1,1,1,null,0,0,0,0,0,0,0,0,0,0,1,0,0]
["Historic",2011,null,null,null,"NY",null,null,null,null,"Nuclear",null,187.15508399999999,446.76057200000002,17885.616000000002,42695.008999999998,0,0,0,0,0,0,null,null,null,null,null,"Non-Fossil","No","Existing","Nuclear","Nuclear","---","---","---","---","---","---","---","---","---","---","No",1,1,1,1,1,1,1,1,1,null,0,0,0,0,0,0,0,0,0,0,1,0,0]
["Historic",2011,null,null,null,"NY",null,null,null,null,"Solar",null,0,0,0,6.4429999999999996,0,0,0,0,0,0,null,null,null,null,null,"Non-Fossil","No","Existing","Solar PV","Renewable","---","---","---","---","---","---","---","---","---","---","No",1,1,1,1,1,1,1,1,1,null,0,0,0,0,0,0,0,0,0,0,1,0,0]
["Historic",2011,null,null,null,"NY",null,null,null,null,"Wind",null,0,0,811.52623900000003,2828.069,0,0,0,0,0,0,null,null,null,null,null,"Non-Fossil","No","Existing","Wind","Renewable","---","---","---","---","---","---","---","---","---","---","No",1,1,1,1,1,1,1,1,1,null,0,0,0,0,0,0,0,0,0,0,1,0,0]
["Historic",2011,null,null,null,"OH",null,null,null,null,"Biomass",null,1.406525,3.4101569999999999,164.20013800000001,398.30714,0,0,0,0,0,0,null,null,null,null,null,"Non-Fossil","No","Existing","Biomass","Renewable","---","---","---","---","---","---","---","---","---","---","No",1,1,1,1,1,1,1,1,1,null,0,0,0,0,0,0,0,0,0,0,1,0,0]
["Historic",2011,null,null,null,"OH",null,null,null,null,"NaturalGas",null,2.6540000000000001E-3,6.025E-3,0.122819,0.27876200000000001,0,0,0,0,0,0,null,null,null,null,null,"Non-Fossil","No","Existing","Biomass","Renewable","---","---","---","---","---","---","---","---","---","---","No",1,1,1,1,1,1,1,1,1,null,0,0,0,0,0,0,0,0,0,0,1,0,0]
["Historic",2011,null,null,null,"OH",null,null,null,null,"Hydro",null,0,0,207.97455400000001,383.65499999999997,0,0,0,0,0,0,null,null,null,null,null,"Non-Fossil","No","Existing","Hydro","Renewable","---","---","---","---","---","---","---","---","---","---","No",1,1,1,1,1,1,1,1,1,null,0,0,0,0,0,0,0,0,0,0,1,0,0]
["Historic",2011,null,null,null,"OH",null,null,null,null,"LF Gas",null,1.248982,3.089232,127.44740799999998,315.22899999999998,0,0,0,0,0,0,null,null,null,null,null,"Non-Fossil","No","Existing","Landfill Gas","Other","---","---","---","---","---","---","---","---","---","---","No",1,1,1,1,1,1,1,1,1,null,0,0,0,0,0,0,0,0,0,0,1,0,0]
["Historic",2011,null,null,null,"OH",null,null,null,null,"Coal",null,16.755493999999999,37.710912999999998,1598.13761,3643.3132999999998,0,0,0,0,0,0,null,null,null,null,null,"Non-Fossil","No","Existing","Non-Fossil Other","Other","---","---","---","---","---","---","---","---","---","---","No",1,1,1,1,1,1,1,1,1,null,0,0,0,0,0,0,0,0,0,0,1,0,0]
["Historic",2011,null,null,null,"OH",null,null,null,null,"Oil",null,3.3369000000000003E-2,8.5250000000000006E-2,3.1053850000000001,8.0597370000000002,0,0,0,0,0,0,null,null,null,null,null,"Non-Fossil","No","Existing","Non-Fossil Other","Other","---","---","---","---","---","---","---","---","---","---","No",1,1,1,1,1,1,1,1,1,null,0,0,0,0,0,0,0,0,0,0,1,0,0]
["Historic",2011,null,null,null,"OH",null,null,null,null,"Tires",null,1.37E-2,6.3621999999999998E-2,2.1538819999999999,10.002723,0,0,0,0,0,0,null,null,null,null,null,"Non-Fossil","No","Existing","Non-Fossil Other","Other","---","---","---","---","---","---","---","---","---","---","No",1,1,1,1,1,1,1,1,1,null,0,0,0,0,0,0,0,0,0,0,1,0,0]
["Historic",2011,null,null,null,"OH",null,null,null,null,"Nuclear",null,68.801563000000002,155.93016499999999,6566.5339999999997,14889.745999999999,0,0,0,0,0,0,null,null,null,null,null,"Non-Fossil","No","Existing","Nuclear","Nuclear","---","---","---","---","---","---","---","---","---","---","No",1,1,1,1,1,1,1,1,1,null,0,0,0,0,0,0,0,0,0,0,1,0,0]
["Historic",2011,null,null,null,"OH",null,null,null,null,"Solar",null,0,0,9.1451049999999992,15.494999999999999,0,0,0,0,0,0,null,null,null,null,null,"Non-Fossil","No","Existing","Solar PV","Renewable","---","---","---","---","---","---","---","---","---","---","No",1,1,1,1,1,1,1,1,1,null,0,0,0,0,0,0,0,0,0,0,1,0,0]
["Historic",2011,null,null,null,"OH",null,null,null,null,"Wind",null,0,0,52.806224999999998,198.44300000000001,0,0,0,0,0,0,null,null,null,null,null,"Non-Fossil","No","Existing","Wind","Renewable","---","---","---","---","---","---","---","---","---","---","No",1,1,1,1,1,1,1,1,1,null,0,0,0,0,0,0,0,0,0,0,1,0,0]
["Historic",2011,null,null,null,"OK",null,null,null,null,"Biomass",null,0.509432,1.5208470000000001,104.630681,312.36307699999998,0,0,0,0,0,0,null,null,null,null,null,"Non-Fossil","No","Existing","Biomass","Renewable","---","---","---","---","---","---","---","---","---","---","No",1,1,1,1,1,1,1,1,1,null,0,0,0,0,0,0,0,0,0,0,1,0,0]
["Historic",2011,null,null,null,"OK",null,null,null,null,"Hydro",null,0,0,709.67216700000006,1506.941,0,0,0,0,0,0,null,null,null,null,null,"Non-Fossil","No","Existing","Hydro","Renewable","---","---","---","---","---","---","---","---","---","---","No",1,1,1,1,1,1,1,1,1,null,0,0,0,0,0,0,0,0,0,0,1,0,0]
["Historic",2011,null,null,null,"OK",null,null,null,null,"MSW",null,3.4158000000000001E-2,6.7485000000000003E-2,1.843,3.1440000000000001,0,0,0,0,0,0,null,null,null,null,null,"Non-Fossil","No","Existing","Non-Fossil Other","Other","---","---","---","---","---","---","---","---","---","---","No",1,1,1,1,1,1,1,1,1,null,0,0,0,0,0,0,0,0,0,0,1,0,0]
["Historic",2011,null,null,null,"OK",null,null,null,null,"Wind",null,0,0,2139.3966310000001,5605.2650000000003,0,0,0,0,0,0,null,null,null,null,null,"Non-Fossil","No","Existing","Wind","Renewable","---","---","---","---","---","---","---","---","---","---","No",1,1,1,1,1,1,1,1,1,null,0,0,0,0,0,0,0,0,0,0,1,0,0]
["Historic",2011,null,null,null,"OR",null,null,null,null,"Biomass",null,2.1972520000000002,6.1693759999999997,179.743818,492.098814,0,0,0,0,0,0,null,null,null,null,null,"Non-Fossil","No","Existing","Biomass","Renewable","---","---","---","---","---","---","---","---","---","---","No",1,1,1,1,1,1,1,1,1,null,0,0,0,0,0,0,0,0,0,0,1,0,0]
["Historic",2011,null,null,null,"OR",null,null,null,null,"NaturalGas",null,3.702E-3,1.1044999999999999E-2,0.47146699999999997,1.397195,0,0,0,0,0,0,null,null,null,null,null,"Non-Fossil","No","Existing","Biomass","Renewable","---","---","---","---","---","---","---","---","---","---","No",1,1,1,1,1,1,1,1,1,null,0,0,0,0,0,0,0,0,0,0,1,0,0]
["Historic",2011,null,null,null,"OR",null,null,null,null,"Hydro",null,0,0,17559.425906,42314.821000000004,0,0,0,0,0,0,null,null,null,null,null,"Non-Fossil","No","Existing","Hydro","Renewable","---","---","---","---","---","---","---","---","---","---","No",1,1,1,1,1,1,1,1,1,null,0,0,0,0,0,0,0,0,0,0,1,0,0]
["Historic",2011,null,null,null,"OR",null,null,null,null,"LF Gas",null,0.85946400000000001,2.0565150000000001,74.386757000000003,178.005,0,0,0,0,0,0,null,null,null,null,null,"Non-Fossil","No","Existing","Landfill Gas","Other","---","---","---","---","---","---","---","---","---","---","No",1,1,1,1,1,1,1,1,1,null,0,0,0,0,0,0,0,0,0,0,1,0,0]
["Historic",2011,null,null,null,"OR",null,null,null,null,"MSW",null,0.69012700000000005,1.707263,36.420474999999996,86.764631999999992,0,0,0,0,0,0,null,null,null,null,null,"Non-Fossil","No","Existing","Non-Fossil Other","Other","---","---","---","---","---","---","---","---","---","---","No",1,1,1,1,1,1,1,1,1,null,0,0,0,0,0,0,0,0,0,0,1,0,0]
["Historic",2011,null,null,null,"OR",null,null,null,null,"NaturalGas",null,1.0000000000000001E-5,2.6999999999999999E-5,5.2500000000000008E-4,1.3680000000000001E-3,0,0,0,0,0,0,null,null,null,null,null,"Non-Fossil","No","Existing","Non-Fossil Other","Other","---","---","---","---","---","---","---","---","---","---","No",1,1,1,1,1,1,1,1,1,null,0,0,0,0,0,0,0,0,0,0,1,0,0]
["Historic",2011,null,null,null,"OR",null,null,null,null,"Non-Fossil",null,0.13392000000000001,0.32014799999999999,3.6856349999999996,8.8109999999999999,0,0,0,0,0,0,null,null,null,null,null,"Non-Fossil","No","Existing","Non-Fossil Other","Other","---","---","---","---","---","---","---","---","---","---","No",1,1,1,1,1,1,1,1,1,null,0,0,0,0,0,0,0,0,0,0,1,0,0]
["Historic",2011,null,null,null,"OR",null,null,null,null,"Solar",null,0,0,0,0.09,0,0,0,0,0,0,null,null,null,null,null,"Non-Fossil","No","Existing","Solar PV","Renewable","---","---","---","---","---","---","---","---","---","---","No",1,1,1,1,1,1,1,1,1,null,0,0,0,0,0,0,0,0,0,0,1,0,0]
["Historic",2011,null,null,null,"OR",null,null,null,null,"Wind",null,0,0,2343.1596980000004,4775.3739999999998,0,0,0,0,0,0,null,null,null,null,null,"Non-Fossil","No","Existing","Wind","Renewable","---","---","---","---","---","---","---","---","---","---","No",1,1,1,1,1,1,1,1,1,null,0,0,0,0,0,0,0,0,0,0,1,0,0]
["Historic",2011,null,null,null,"PA",null,null,null,null,"Biomass",null,2.7131479999999999,5.8348690000000003,277.79584999999997,610.84112199999993,0,0,0,0,0,0,null,null,null,null,null,"Non-Fossil","No","Existing","Biomass","Renewable","---","---","---","---","---","---","---","---","---","---","No",1,1,1,1,1,1,1,1,1,null,0,0,0,0,0,0,0,0,0,0,1,0,0]
["Historic",2011,null,null,null,"PA",null,null,null,null,"Hydro",null,0,0,1080.017949,3217.2159999999999,0,0,0,0,0,0,null,null,null,null,null,"Non-Fossil","No","Existing","Hydro","Renewable","---","---","---","---","---","---","---","---","---","---","No",1,1,1,1,1,1,1,1,1,null,0,0,0,0,0,0,0,0,0,0,1,0,0]
["Historic",2011,null,null,null,"PA",null,null,null,null,"LF Gas",null,4.8489620000000002,11.354499000000001,355.35817000000003,832.81530299999997,0,0,0,0,0,0,null,null,null,null,null,"Non-Fossil","No","Existing","Landfill Gas","Other","---","---","---","---","---","---","---","---","---","---","No",1,1,1,1,1,1,1,1,1,null,0,0,0,0,0,0,0,0,0,0,1,0,0]
["Historic",2011,null,null,null,"PA",null,null,null,null,"NaturalGas",null,6.1226000000000003E-2,6.1896E-2,4.3775709999999997,4.4291279999999995,0,0,0,0,0,0,null,null,null,null,null,"Non-Fossil","No","Existing","Landfill Gas","Other","---","---","---","---","---","---","---","---","---","---","No",1,1,1,1,1,1,1,1,1,null,0,0,0,0,0,0,0,0,0,0,1,0,0]
["Historic",2011,null,null,null,"PA",null,null,null,null,"Oil",null,1.536E-3,3.2859999999999999E-3,0.13677400000000001,0.292047,0,0,0,0,0,0,null,null,null,null,null,"Non-Fossil","No","Existing","Landfill Gas","Other","---","---","---","---","---","---","---","---","---","---","No",1,1,1,1,1,1,1,1,1,null,0,0,0,0,0,0,0,0,0,0,1,0,0]
["Historic",2011,null,null,null,"PA",null,null,null,null,"MSW",null,12.713437000000001,29.709302000000001,689.02495700000009,1605.3831409999998,0,0,0,0,0,0,null,null,null,null,null,"Non-Fossil","No","Existing","Non-Fossil Other","Other","---","---","---","---","---","---","---","---","---","---","No",1,1,1,1,1,1,1,1,1,null,0,0,0,0,0,0,0,0,0,0,1,0,0]
["Historic",2011,null,null,null,"PA",null,null,null,null,"NaturalGas",null,6.0727000000000003E-2,0.104242,3.6559629999999999,6.1322160000000006,0,0,0,0,0,0,null,null,null,null,null,"Non-Fossil","No","Existing","Non-Fossil Other","Other","---","---","---","---","---","---","---","---","---","---","No",1,1,1,1,1,1,1,1,1,null,0,0,0,0,0,0,0,0,0,0,1,0,0]
["Historic",2011,null,null,null,"PA",null,null,null,null,"Oil",null,6.5632999999999997E-2,0.137797,3.2270799999999999,6.5426530000000005,0,0,0,0,0,0,null,null,null,null,null,"Non-Fossil","No","Existing","Non-Fossil Other","Other","---","---","---","---","---","---","---","---","---","---","No",1,1,1,1,1,1,1,1,1,null,0,0,0,0,0,0,0,0,0,0,1,0,0]
["Historic",2011,null,null,null,"PA",null,null,null,null,"Nuclear",null,323.16116499999998,796.90226500000006,30873.194,76146.616999999998,0,0,0,0,0,0,null,null,null,null,null,"Non-Fossil","No","Existing","Nuclear","Nuclear","---","---","---","---","---","---","---","---","---","---","No",1,1,1,1,1,1,1,1,1,null,0,0,0,0,0,0,0,0,0,0,1,0,0]
["Historic",2011,null,null,null,"PA",null,null,null,null,"Solar",null,0,0,12.725259000000001,23.144029999999997,0,0,0,0,0,0,null,null,null,null,null,"Non-Fossil","No","Existing","Solar PV","Renewable","---","---","---","---","---","---","---","---","---","---","No",1,1,1,1,1,1,1,1,1,null,0,0,0,0,0,0,0,0,0,0,1,0,0]
["Historic",2011,null,null,null,"PA",null,null,null,null,"Wind",null,0,0,450.90589499999999,1794.4649999999999,0,0,0,0,0,0,null,null,null,null,null,"Non-Fossil","No","Existing","Wind","Renewable","---","---","---","---","---","---","---","---","---","---","No",1,1,1,1,1,1,1,1,1,null,0,0,0,0,0,0,0,0,0,0,1,0,0]
["Historic",2011,null,null,null,"RI",null,null,null,null,"Hydro",null,0,0,2.9014179999999996,7.4109999999999996,0,0,0,0,0,0,null,null,null,null,null,"Non-Fossil","No","Existing","Hydro","Renewable","---","---","---","---","---","---","---","---","---","---","No",1,1,1,1,1,1,1,1,1,null,0,0,0,0,0,0,0,0,0,0,1,0,0]
["Historic",2011,null,null,null,"RI",null,null,null,null,"LF Gas",null,0.67165600000000003,1.554951,55.032199999999996,127.405,0,0,0,0,0,0,null,null,null,null,null,"Non-Fossil","No","Existing","Landfill Gas","Other","---","---","---","---","---","---","---","---","---","---","No",1,1,1,1,1,1,1,1,1,null,0,0,0,0,0,0,0,0,0,0,1,0,0]
["Historic",2011,null,null,null,"RI",null,null,null,null,"Wind",null,0,0,0.78654899999999994,2.9119999999999999,0,0,0,0,0,0,null,null,null,null,null,"Non-Fossil","No","Existing","Wind","Renewable","---","---","---","---","---","---","---","---","---","---","No",1,1,1,1,1,1,1,1,1,null,0,0,0,0,0,0,0,0,0,0,1,0,0]
["Historic",2011,null,null,null,"SC",null,null,null,null,"Biomass",null,8.3093640000000004,19.065823000000002,762.3542910000001,1716.8364740000002,0,0,0,0,0,0,null,null,null,null,null,"Non-Fossil","No","Existing","Biomass","Renewable","---","---","---","---","---","---","---","---","---","---","No",1,1,1,1,1,1,1,1,1,null,0,0,0,0,0,0,0,0,0,0,1,0,0]
["Historic",2011,null,null,null,"SC",null,null,null,null,"Fwaste",null,0,0,0.28100899999999995,2.7965120000000003,0,0,0,0,0,0,null,null,null,null,null,"Non-Fossil","No","Existing","Hydro","Renewable","---","---","---","---","---","---","---","---","---","---","No",1,1,1,1,1,1,1,1,1,null,0,0,0,0,0,0,0,0,0,0,1,0,0]
["Historic",2011,null,null,null,"SC",null,null,null,null,"Hydro",null,0,0,595.07404900000006,1554.181,0,0,0,0,0,0,null,null,null,null,null,"Non-Fossil","No","Existing","Hydro","Renewable","---","---","---","---","---","---","---","---","---","---","No",1,1,1,1,1,1,1,1,1,null,0,0,0,0,0,0,0,0,0,0,1,0,0]
["Historic",2011,null,null,null,"SC",null,null,null,null,"Oil",null,0,0,1.7598470000000002,2.9534820000000002,0,0,0,0,0,0,null,null,null,null,null,"Non-Fossil","No","Existing","Hydro","Renewable","---","---","---","---","---","---","---","---","---","---","No",1,1,1,1,1,1,1,1,1,null,0,0,0,0,0,0,0,0,0,0,1,0,0]
["Historic",2011,null,null,null,"SC",null,null,null,null,"LF Gas",null,0.77732699999999999,1.8837379999999999,58.494895,141.09399999999999,0,0,0,0,0,0,null,null,null,null,null,"Non-Fossil","No","Existing","Landfill Gas","Other","---","---","---","---","---","---","---","---","---","---","No",1,1,1,1,1,1,1,1,1,null,0,0,0,0,0,0,0,0,0,0,1,0,0]
["Historic",2011,null,null,null,"SC",null,null,null,null,"Non-Fossil",null,1.215765,3.212412,102.65222899999999,271.23769300000004,0,0,0,0,0,0,null,null,null,null,null,"Non-Fossil","No","Existing","Non-Fossil Other","Other","---","---","---","---","---","---","---","---","---","---","No",1,1,1,1,1,1,1,1,1,null,0,0,0,0,0,0,0,0,0,0,1,0,0]
["Historic",2011,null,null,null,"SC",null,null,null,null,"Tires",null,0.20560700000000001,0.48822700000000002,25.324891999999998,60.335276,0,0,0,0,0,0,null,null,null,null,null,"Non-Fossil","No","Existing","Non-Fossil Other","Other","---","---","---","---","---","---","---","---","---","---","No",1,1,1,1,1,1,1,1,1,null,0,0,0,0,0,0,0,0,0,0,1,0,0]
["Historic",2011,null,null,null,"SC",null,null,null,null,"Nuclear",null,222.44811899999999,553.66067399999997,21250,52902.576000000001,0,0,0,0,0,0,null,null,null,null,null,"Non-Fossil","No","Existing","Nuclear","Nuclear","---","---","---","---","---","---","---","---","---","---","No",1,1,1,1,1,1,1,1,1,null,0,0,0,0,0,0,0,0,0,0,1,0,0]
["Historic",2011,null,null,null,"SC",null,null,null,null,"Oil",null,1.1412E-2,2.1878999999999999E-2,0.96824500000000013,1.985093,0,0,0,0,0,0,null,null,null,null,null,"Non-Fossil","No","Existing","Nuclear","Nuclear","---","---","---","---","---","---","---","---","---","---","No",1,1,1,1,1,1,1,1,1,null,0,0,0,0,0,0,0,0,0,0,1,0,0]
["Historic",2011,null,null,null,"SD",null,null,null,null,"Hydro",null,0,0,3670.835,6608.1639999999998,0,0,0,0,0,0,null,null,null,null,null,"Non-Fossil","No","Existing","Hydro","Renewable","---","---","---","---","---","---","---","---","---","---","No",1,1,1,1,1,1,1,1,1,null,0,0,0,0,0,0,0,0,0,0,1,0,0]
["Historic",2011,null,null,null,"SD",null,null,null,null,"Wind",null,0,0,938.63741900000002,2668.3,0,0,0,0,0,0,null,null,null,null,null,"Non-Fossil","No","Existing","Wind","Renewable","---","---","---","---","---","---","---","---","---","---","No",1,1,1,1,1,1,1,1,1,null,0,0,0,0,0,0,0,0,0,0,1,0,0]
["Historic",2011,null,null,null,"TN",null,null,null,null,"Biomass",null,2.0627870000000001,4.9238730000000004,393.285055,938.80960800000003,0,0,0,0,0,0,null,null,null,null,null,"Non-Fossil","No","Existing","Biomass","Renewable","---","---","---","---","---","---","---","---","---","---","No",1,1,1,1,1,1,1,1,1,null,0,0,0,0,0,0,0,0,0,0,1,0,0]
["Historic",2011,null,null,null,"TN",null,null,null,null,"Hydro",null,0,0,3205.8536759999997,9575.6389999999992,0,0,0,0,0,0,null,null,null,null,null,"Non-Fossil","No","Existing","Hydro","Renewable","---","---","---","---","---","---","---","---","---","---","No",1,1,1,1,1,1,1,1,1,null,0,0,0,0,0,0,0,0,0,0,1,0,0]
["Historic",2011,null,null,null,"TN",null,null,null,null,"LF Gas",null,0.146479,0.362925,11.230074,27.824000000000002,0,0,0,0,0,0,null,null,null,null,null,"Non-Fossil","No","Existing","Landfill Gas","Other","---","---","---","---","---","---","---","---","---","---","No",1,1,1,1,1,1,1,1,1,null,0,0,0,0,0,0,0,0,0,0,1,0,0]
["Historic",2011,null,null,null,"TN",null,null,null,null,"Non-Fossil",null,1.7799999999999999E-3,5.5950000000000001E-3,0.350881,1.102293,0,0,0,0,0,0,null,null,null,null,null,"Non-Fossil","No","Existing","Non-Fossil Other","Other","---","---","---","---","---","---","---","---","---","---","No",1,1,1,1,1,1,1,1,1,null,0,0,0,0,0,0,0,0,0,0,1,0,0]
["Historic",2011,null,null,null,"TN",null,null,null,null,"Nuclear",null,108.75130799999999,281.68227200000001,10392.9,26919.177,0,0,0,0,0,0,null,null,null,null,null,"Non-Fossil","No","Existing","Nuclear","Nuclear","---","---","---","---","---","---","---","---","---","---","No",1,1,1,1,1,1,1,1,1,null,0,0,0,0,0,0,0,0,0,0,1,0,0]
["Historic",2011,null,null,null,"TN",null,null,null,null,"Wind",null,0,0,11.824,53.143000000000001,0,0,0,0,0,0,null,null,null,null,null,"Non-Fossil","No","Existing","Wind","Renewable","---","---","---","---","---","---","---","---","---","---","No",1,1,1,1,1,1,1,1,1,null,0,0,0,0,0,0,0,0,0,0,1,0,0]
["Historic",2011,null,null,null,"TX",null,null,null,null,"Biomass",null,4.2473850000000004,10.006701,441.18083100000007,1054.9810389999998,0,0,0,0,0,0,null,null,null,null,null,"Non-Fossil","No","Existing","Biomass","Renewable","---","---","---","---","---","---","---","---","---","---","No",1,1,1,1,1,1,1,1,1,null,0,0,0,0,0,0,0,0,0,0,1,0,0]
["Historic",2011,null,null,null,"TX",null,null,null,null,"Hydro",null,0,0,377.90474200000006,563.05372,0,0,0,0,0,0,null,null,null,null,null,"Non-Fossil","No","Existing","Hydro","Renewable","---","---","---","---","---","---","---","---","---","---","No",1,1,1,1,1,1,1,1,1,null,0,0,0,0,0,0,0,0,0,0,1,0,0]
["Historic",2011,null,null,null,"TX",null,null,null,null,"LF Gas",null,2.2721640000000001,6.3301170000000004,193.46074299999998,538.52038500000003,0,0,0,0,0,0,null,null,null,null,null,"Non-Fossil","No","Existing","Landfill Gas","Other","---","---","---","---","---","---","---","---","---","---","No",1,1,1,1,1,1,1,1,1,null,0,0,0,0,0,0,0,0,0,0,1,0,0]
["Historic",2011,null,null,null,"TX",null,null,null,null,"Non-Fossil",null,0.24630099999999999,0.61444399999999999,19.802122000000001,49.4,0,0,0,0,0,0,null,null,null,null,null,"Non-Fossil","No","Existing","Non-Fossil Other","Other","---","---","---","---","---","---","---","---","---","---","No",1,1,1,1,1,1,1,1,1,null,0,0,0,0,0,0,0,0,0,0,1,0,0]
["Historic",2011,null,null,null,"TX",null,null,null,null,"Tires",null,2.0374E-2,5.0826999999999997E-2,1.72031,4.2916249999999998,0,0,0,0,0,0,null,null,null,null,null,"Non-Fossil","No","Existing","Non-Fossil Other","Other","---","---","---","---","---","---","---","---","---","---","No",1,1,1,1,1,1,1,1,1,null,0,0,0,0,0,0,0,0,0,0,1,0,0]
["Historic",2011,null,null,null,"TX",null,null,null,null,"Nuclear",null,185.63828699999999,414.88145300000002,17740.662,39648.457000000002,0,0,0,0,0,0,null,null,null,null,null,"Non-Fossil","No","Existing","Nuclear","Nuclear","---","---","---","---","---","---","---","---","---","---","No",1,1,1,1,1,1,1,1,1,null,0,0,0,0,0,0,0,0,0,0,1,0,0]
["Historic",2011,null,null,null,"TX",null,null,null,null,"Solar",null,0,0,17.002510000000001,28.638999999999999,0,0,0,0,0,0,null,null,null,null,null,"Non-Fossil","No","Existing","Solar PV","Renewable","---","---","---","---","---","---","---","---","---","---","No",1,1,1,1,1,1,1,1,1,null,0,0,0,0,0,0,0,0,0,0,1,0,0]
["Historic",2011,null,null,null,"TX",null,null,null,null,"Wind",null,0,0,12190.079933000005,30548.087234000002,0,0,0,0,0,0,null,null,null,null,null,"Non-Fossil","No","Existing","Wind","Renewable","---","---","---","---","---","---","---","---","---","---","No",1,1,1,1,1,1,1,1,1,null,0,0,0,0,0,0,0,0,0,0,1,0,0]
["Historic",2011,null,null,null,"TX",null,null,null,null,"NaturalGas",null,0.98314900000000005,2.4526439999999998,101.18859700000002,252.43339,0,0,0,0,0,0,null,null,null,null,null,"Non-Fossil","No","Existing","Purchased Steam","Other","---","---","---","---","---","---","---","---","---","---","No",1,1,1,1,1,1,1,1,1,null,0,0,0,0,0,0,0,0,0,0,1,0,0]
["Historic",2011,null,null,null,"UT",null,null,null,null,"Geothermal",null,1.2763720000000001,3.2081029999999999,131.36819400000002,330.18799999999999,0,0,0,0,0,0,null,null,null,null,null,"Non-Fossil","No","Existing","Geothermal","Renewable","---","---","---","---","---","---","---","---","---","---","No",1,1,1,1,1,1,1,1,1,null,0,0,0,0,0,0,0,0,0,0,1,0,0]
["Historic",2011,null,null,null,"UT",null,null,null,null,"Hydro",null,0,0,613.30383299999994,1230.165,0,0,0,0,0,0,null,null,null,null,null,"Non-Fossil","No","Existing","Hydro","Renewable","---","---","---","---","---","---","---","---","---","---","No",1,1,1,1,1,1,1,1,1,null,0,0,0,0,0,0,0,0,0,0,1,0,0]
["Historic",2011,null,null,null,"UT",null,null,null,null,"LF Gas",null,0.25405899999999998,0.59826999999999997,22.588383999999998,53.192,0,0,0,0,0,0,null,null,null,null,null,"Non-Fossil","No","Existing","Landfill Gas","Other","---","---","---","---","---","---","---","---","---","---","No",1,1,1,1,1,1,1,1,1,null,0,0,0,0,0,0,0,0,0,0,1,0,0]
["Historic",2011,null,null,null,"UT",null,null,null,null,"MSW",null,1.7717E-2,4.5718000000000002E-2,3.6587599999999996,9.4410100000000003,0,0,0,0,0,0,null,null,null,null,null,"Non-Fossil","No","Existing","Non-Fossil Other","Other","---","---","---","---","---","---","---","---","---","---","No",1,1,1,1,1,1,1,1,1,null,0,0,0,0,0,0,0,0,0,0,1,0,0]
["Historic",2011,null,null,null,"UT",null,null,null,null,"Non-Fossil",null,0.54265799999999997,1.5553079999999999,55.851999999999997,160.077,0,0,0,0,0,0,null,null,null,null,null,"Non-Fossil","No","Existing","Non-Fossil Other","Other","---","---","---","---","---","---","---","---","---","---","No",1,1,1,1,1,1,1,1,1,null,0,0,0,0,0,0,0,0,0,0,1,0,0]
["Historic",2011,null,null,null,"UT",null,null,null,null,"Wind",null,0,0,267.55513800000006,572.79,0,0,0,0,0,0,null,null,null,null,null,"Non-Fossil","No","Existing","Wind","Renewable","---","---","---","---","---","---","---","---","---","---","No",1,1,1,1,1,1,1,1,1,null,0,0,0,0,0,0,0,0,0,0,1,0,0]
["Historic",2011,null,null,null,"VA",null,null,null,null,"Biomass",null,4.4538219999999997,10.236034,516.88871800000004,1193.4325409999999,0,0,0,0,0,0,null,null,null,null,null,"Non-Fossil","No","Existing","Biomass","Renewable","---","---","---","---","---","---","---","---","---","---","No",1,1,1,1,1,1,1,1,1,null,0,0,0,0,0,0,0,0,0,0,1,0,0]
["Historic",2011,null,null,null,"VA",null,null,null,null,"Coal",null,1.395127,2.5299269999999998,94.974075999999997,158.67518800000002,0,0,0,0,0,0,null,null,null,null,null,"Non-Fossil","No","Existing","Biomass","Renewable","---","---","---","---","---","---","---","---","---","---","No",1,1,1,1,1,1,1,1,1,null,0,0,0,0,0,0,0,0,0,0,1,0,0]
["Historic",2011,null,null,null,"VA",null,null,null,null,"NaturalGas",null,1.531E-3,2.3249999999999998E-3,0.12037899999999999,0.18049899999999999,0,0,0,0,0,0,null,null,null,null,null,"Non-Fossil","No","Existing","Biomass","Renewable","---","---","---","---","---","---","---","---","---","---","No",1,1,1,1,1,1,1,1,1,null,0,0,0,0,0,0,0,0,0,0,1,0,0]
["Historic",2011,null,null,null,"VA",null,null,null,null,"Oil",null,2.3307999999999999E-2,5.9419E-2,1.2935449999999999,1.9443130000000002,0,0,0,0,0,0,null,null,null,null,null,"Non-Fossil","No","Existing","Biomass","Renewable","---","---","---","---","---","---","---","---","---","---","No",1,1,1,1,1,1,1,1,1,null,0,0,0,0,0,0,0,0,0,0,1,0,0]
["Historic",2011,null,null,null,"VA",null,null,null,null,"Hydro",null,0,0,521.13603999999998,1210.3889999999999,0,0,0,0,0,0,null,null,null,null,null,"Non-Fossil","No","Existing","Hydro","Renewable","---","---","---","---","---","---","---","---","---","---","No",1,1,1,1,1,1,1,1,1,null,0,0,0,0,0,0,0,0,0,0,1,0,0]
["Historic",2011,null,null,null,"VA",null,null,null,null,"LF Gas",null,1.645572,3.820567,126.44938500000001,293.58062799999999,0,0,0,0,0,0,null,null,null,null,null,"Non-Fossil","No","Existing","Landfill Gas","Other","---","---","---","---","---","---","---","---","---","---","No",1,1,1,1,1,1,1,1,1,null,0,0,0,0,0,0,0,0,0,0,1,0,0]
["Historic",2011,null,null,null,"VA",null,null,null,null,"Oil",null,1.8092E-2,2.9184999999999999E-2,1.7076789999999999,2.7533719999999997,0,0,0,0,0,0,null,null,null,null,null,"Non-Fossil","No","Existing","Landfill Gas","Other","---","---","---","---","---","---","---","---","---","---","No",1,1,1,1,1,1,1,1,1,null,0,0,0,0,0,0,0,0,0,0,1,0,0]
["Historic",2011,null,null,null,"VA",null,null,null,null,"Coal",null,0.110109,0.277698,23.336617999999998,58.103730999999996,0,0,0,0,0,0,null,null,null,null,null,"Non-Fossil","No","Existing","Non-Fossil Other","Other","---","---","---","---","---","---","---","---","---","---","No",1,1,1,1,1,1,1,1,1,null,0,0,0,0,0,0,0,0,0,0,1,0,0]
["Historic",2011,null,null,null,"VA",null,null,null,null,"MSW",null,7.2696870000000002,16.889823,415.30173300000001,957.60929800000008,0,0,0,0,0,0,null,null,null,null,null,"Non-Fossil","No","Existing","Non-Fossil Other","Other","---","---","---","---","---","---","---","---","---","---","No",1,1,1,1,1,1,1,1,1,null,0,0,0,0,0,0,0,0,0,0,1,0,0]
["Historic",2011,null,null,null,"VA",null,null,null,null,"NaturalGas",null,1.6749E-2,3.8476000000000003E-2,0.88879199999999992,2.0193250000000003,0,0,0,0,0,0,null,null,null,null,null,"Non-Fossil","No","Existing","Non-Fossil Other","Other","---","---","---","---","---","---","---","---","---","---","No",1,1,1,1,1,1,1,1,1,null,0,0,0,0,0,0,0,0,0,0,1,0,0]
["Historic",2011,null,null,null,"VA",null,null,null,null,"Non-Fossil",null,0.47259000000000001,1.054556,100.16317299999999,221.18261999999999,0,0,0,0,0,0,null,null,null,null,null,"Non-Fossil","No","Existing","Non-Fossil Other","Other","---","---","---","---","---","---","---","---","---","---","No",1,1,1,1,1,1,1,1,1,null,0,0,0,0,0,0,0,0,0,0,1,0,0]
["Historic",2011,null,null,null,"VA",null,null,null,null,"Oil",null,9.6570000000000007E-3,2.8802999999999999E-2,1.2250509999999999,4.1564220000000001,0,0,0,0,0,0,null,null,null,null,null,"Non-Fossil","No","Existing","Non-Fossil Other","Other","---","---","---","---","---","---","---","---","---","---","No",1,1,1,1,1,1,1,1,1,null,0,0,0,0,0,0,0,0,0,0,1,0,0]
["Historic",2011,null,null,null,"VA",null,null,null,null,"Nuclear",null,107.166794,267.33423800000003,10241.475,25547.996999999999,0,0,0,0,0,0,null,null,null,null,null,"Non-Fossil","No","Existing","Nuclear","Nuclear","---","---","---","---","---","---","---","---","---","---","No",1,1,1,1,1,1,1,1,1,null,0,0,0,0,0,0,0,0,0,0,1,0,0]
["Historic",2011,null,null,null,"VT",null,null,null,null,"Biomass",null,2.3647,5.4343659999999998,163.15779700000002,372.24760500000002,0,0,0,0,0,0,null,null,null,null,null,"Non-Fossil","No","Existing","Biomass","Renewable","---","---","---","---","---","---","---","---","---","---","No",1,1,1,1,1,1,1,1,1,null,0,0,0,0,0,0,0,0,0,0,1,0,0]
["Historic",2011,null,null,null,"VT",null,null,null,null,"NaturalGas",null,2.5314E-2,4.9793999999999998E-2,1.6377819999999998,3.2773680000000001,0,0,0,0,0,0,null,null,null,null,null,"Non-Fossil","No","Existing","Biomass","Renewable","---","---","---","---","---","---","---","---","---","---","No",1,1,1,1,1,1,1,1,1,null,0,0,0,0,0,0,0,0,0,0,1,0,0]
["Historic",2011,null,null,null,"VT",null,null,null,null,"Oil",null,9.859999999999999E-4,1.8730000000000001E-3,6.6170000000000007E-2,0.12472799999999999,0,0,0,0,0,0,null,null,null,null,null,"Non-Fossil","No","Existing","Biomass","Renewable","---","---","---","---","---","---","---","---","---","---","No",1,1,1,1,1,1,1,1,1,null,0,0,0,0,0,0,0,0,0,0,1,0,0]
["Historic",2011,null,null,null,"VT",null,null,null,null,"Hydro",null,0,0,498.64200000000005,1424.7329999999999,0,0,0,0,0,0,null,null,null,null,null,"Non-Fossil","No","Existing","Hydro","Renewable","---","---","---","---","---","---","---","---","---","---","No",1,1,1,1,1,1,1,1,1,null,0,0,0,0,0,0,0,0,0,0,1,0,0]
["Historic",2011,null,null,null,"VT",null,null,null,null,"LF Gas",null,0.11816500000000001,0.27356399999999997,10.992186,25.448,0,0,0,0,0,0,null,null,null,null,null,"Non-Fossil","No","Existing","Landfill Gas","Other","---","---","---","---","---","---","---","---","---","---","No",1,1,1,1,1,1,1,1,1,null,0,0,0,0,0,0,0,0,0,0,1,0,0]
["Historic",2011,null,null,null,"VT",null,null,null,null,"Nuclear",null,22.510491999999999,51.350563000000001,2151.232,4907.3549999999996,0,0,0,0,0,0,null,null,null,null,null,"Non-Fossil","No","Existing","Nuclear","Nuclear","---","---","---","---","---","---","---","---","---","---","No",1,1,1,1,1,1,1,1,1,null,0,0,0,0,0,0,0,0,0,0,1,0,0]
["Historic",2011,null,null,null,"VT",null,null,null,null,"Solar",null,0,0,1.4396139999999999,1.8149999999999999,0,0,0,0,0,0,null,null,null,null,null,"Non-Fossil","No","Existing","Solar PV","Renewable","---","---","---","---","---","---","---","---","---","---","No",1,1,1,1,1,1,1,1,1,null,0,0,0,0,0,0,0,0,0,0,1,0,0]
["Historic",2011,null,null,null,"VT",null,null,null,null,"Wind",null,0,0,2.9319999999999999,33.185000000000002,0,0,0,0,0,0,null,null,null,null,null,"Non-Fossil","No","Existing","Wind","Renewable","---","---","---","---","---","---","---","---","---","---","No",1,1,1,1,1,1,1,1,1,null,0,0,0,0,0,0,0,0,0,0,1,0,0]
["Historic",2011,null,null,null,"WA",null,null,null,null,"Biomass",null,5.4167610000000002,11.838423000000001,494.91405900000007,1094.8490499999998,0,0,0,0,0,0,null,null,null,null,null,"Non-Fossil","No","Existing","Biomass","Renewable","---","---","---","---","---","---","---","---","---","---","No",1,1,1,1,1,1,1,1,1,null,0,0,0,0,0,0,0,0,0,0,1,0,0]
["Historic",2011,null,null,null,"WA",null,null,null,null,"Hydro",null,0,0,41408.923297000008,91817.701711000002,0,0,0,0,0,0,null,null,null,null,null,"Non-Fossil","No","Existing","Hydro","Renewable","---","---","---","---","---","---","---","---","---","---","No",1,1,1,1,1,1,1,1,1,null,0,0,0,0,0,0,0,0,0,0,1,0,0]
["Historic",2011,null,null,null,"WA",null,null,null,null,"LF Gas",null,0.185889,0.968283,21.396564000000005,84.166180999999995,0,0,0,0,0,0,null,null,null,null,null,"Non-Fossil","No","Existing","Landfill Gas","Other","---","---","---","---","---","---","---","---","---","---","No",1,1,1,1,1,1,1,1,1,null,0,0,0,0,0,0,0,0,0,0,1,0,0]
["Historic",2011,null,null,null,"WA",null,null,null,null,"Oil",null,4.8580000000000003E-3,1.0439E-2,0.611931,1.314819,0,0,0,0,0,0,null,null,null,null,null,"Non-Fossil","No","Existing","Landfill Gas","Other","---","---","---","---","---","---","---","---","---","---","No",1,1,1,1,1,1,1,1,1,null,0,0,0,0,0,0,0,0,0,0,1,0,0]
["Historic",2011,null,null,null,"WA",null,null,null,null,"Biomass",null,0.41125400000000001,0.95827399999999996,35.905287000000001,83.657150999999999,0,0,0,0,0,0,null,null,null,null,null,"Non-Fossil","No","Existing","Non-Fossil Other","Other","---","---","---","---","---","---","---","---","---","---","No",1,1,1,1,1,1,1,1,1,null,0,0,0,0,0,0,0,0,0,0,1,0,0]
["Historic",2011,null,null,null,"WA",null,null,null,null,"Fwaste",null,2.7099999999999997E-4,1.0429000000000001E-2,5.3334999999999994E-2,2.056092,0,0,0,0,0,0,null,null,null,null,null,"Non-Fossil","No","Existing","Non-Fossil Other","Other","---","---","---","---","---","---","---","---","---","---","No",1,1,1,1,1,1,1,1,1,null,0,0,0,0,0,0,0,0,0,0,1,0,0]
["Historic",2011,null,null,null,"WA",null,null,null,null,"MSW",null,1.231371,2.8491680000000001,59.963000000000001,143.38300000000001,0,0,0,0,0,0,null,null,null,null,null,"Non-Fossil","No","Existing","Non-Fossil Other","Other","---","---","---","---","---","---","---","---","---","---","No",1,1,1,1,1,1,1,1,1,null,0,0,0,0,0,0,0,0,0,0,1,0,0]
["Historic",2011,null,null,null,"WA",null,null,null,null,"NaturalGas",null,6.6214999999999996E-2,0.18455199999999999,11.503431999999998,31.253211000000004,0,0,0,0,0,0,null,null,null,null,null,"Non-Fossil","No","Existing","Non-Fossil Other","Other","---","---","---","---","---","---","---","---","---","---","No",1,1,1,1,1,1,1,1,1,null,0,0,0,0,0,0,0,0,0,0,1,0,0]
["Historic",2011,null,null,null,"WA",null,null,null,null,"Non-Fossil",null,1.2240009999999999,3.1245099999999999,168.37570500000001,415.32471299999997,0,0,0,0,0,0,null,null,null,null,null,"Non-Fossil","No","Existing","Non-Fossil Other","Other","---","---","---","---","---","---","---","---","---","---","No",1,1,1,1,1,1,1,1,1,null,0,0,0,0,0,0,0,0,0,0,1,0,0]
["Historic",2011,null,null,null,"WA",null,null,null,null,"Oil",null,1.787E-2,3.2217999999999997E-2,1.5602409999999998,2.811833,0,0,0,0,0,0,null,null,null,null,null,"Non-Fossil","No","Existing","Non-Fossil Other","Other","---","---","---","---","---","---","---","---","---","---","No",1,1,1,1,1,1,1,1,1,null,0,0,0,0,0,0,0,0,0,0,1,0,0]
["Historic",2011,null,null,null,"WA",null,null,null,null,"Nuclear",null,0.14441399999999999,50.292893999999997,13.801,4806.2780000000002,0,0,0,0,0,0,null,null,null,null,null,"Non-Fossil","No","Existing","Nuclear","Nuclear","---","---","---","---","---","---","---","---","---","---","No",1,1,1,1,1,1,1,1,1,null,0,0,0,0,0,0,0,0,0,0,1,0,0]
["Historic",2011,null,null,null,"WA",null,null,null,null,"Pumps",null,0,0,0,0,0,0,0,0,0,0,null,null,null,null,null,"Non-Fossil","No","Existing","Pumped Storage","Other","---","---","---","---","---","---","---","---","---","---","No",1,1,1,1,1,1,1,1,1,null,0,0,0,0,0,0,0,0,0,0,1,0,0]
["Historic",2011,null,null,null,"WA",null,null,null,null,"Solar",null,0,0,0.47099999999999997,0.84,0,0,0,0,0,0,null,null,null,null,null,"Non-Fossil","No","Existing","Solar PV","Renewable","---","---","---","---","---","---","---","---","---","---","No",1,1,1,1,1,1,1,1,1,null,0,0,0,0,0,0,0,0,0,0,1,0,0]
["Historic",2011,null,null,null,"WA",null,null,null,null,"Wind",null,0,0,2663.0443760000003,6262.38,0,0,0,0,0,0,null,null,null,null,null,"Non-Fossil","No","Existing","Wind","Renewable","---","---","---","---","---","---","---","---","---","---","No",1,1,1,1,1,1,1,1,1,null,0,0,0,0,0,0,0,0,0,0,1,0,0]
["Historic",2011,null,null,null,"WA",null,null,null,null,"NaturalGas",null,0.366008,0.87110799999999999,37.670631,89.656999999999996,0,0,0,0,0,0,null,null,null,null,null,"Non-Fossil","No","Existing","Purchased Steam","Other","---","---","---","---","---","---","---","---","---","---","No",1,1,1,1,1,1,1,1,1,null,0,0,0,0,0,0,0,0,0,0,1,0,0]
["Historic",2011,null,null,null,"WI",null,null,null,null,"Biomass",null,4.4156500000000003,10.0463,345.24981000000002,824.52400999999975,0,0,0,0,0,0,null,null,null,null,null,"Non-Fossil","No","Existing","Biomass","Renewable","---","---","---","---","---","---","---","---","---","---","No",1,1,1,1,1,1,1,1,1,null,0,0,0,0,0,0,0,0,0,0,1,0,0]
["Historic",2011,null,null,null,"WI",null,null,null,null,"Coal",null,0.37295400000000001,0.80724300000000004,22.478217000000001,49.563333,0,0,0,0,0,0,null,null,null,null,null,"Non-Fossil","No","Existing","Biomass","Renewable","---","---","---","---","---","---","---","---","---","---","No",1,1,1,1,1,1,1,1,1,null,0,0,0,0,0,0,0,0,0,0,1,0,0]
["Historic",2011,null,null,null,"WI",null,null,null,null,"NaturalGas",null,7.4451000000000003E-2,0.16406799999999999,4.4837889999999998,10.010871999999999,0,0,0,0,0,0,null,null,null,null,null,"Non-Fossil","No","Existing","Biomass","Renewable","---","---","---","---","---","---","---","---","---","---","No",1,1,1,1,1,1,1,1,1,null,0,0,0,0,0,0,0,0,0,0,1,0,0]
["Historic",2011,null,null,null,"WI",null,null,null,null,"Hydro",null,0,0,1140.5265130000003,2146.9098899999995,0,0,0,0,0,0,null,null,null,null,null,"Non-Fossil","No","Existing","Hydro","Renewable","---","---","---","---","---","---","---","---","---","---","No",1,1,1,1,1,1,1,1,1,null,0,0,0,0,0,0,0,0,0,0,1,0,0]
["Historic",2011,null,null,null,"WI",null,null,null,null,"LF Gas",null,2.7235149999999999,6.7647139999999997,200.82176699999999,498.80500000000001,0,0,0,0,0,0,null,null,null,null,null,"Non-Fossil","No","Existing","Landfill Gas","Other","---","---","---","---","---","---","---","---","---","---","No",1,1,1,1,1,1,1,1,1,null,0,0,0,0,0,0,0,0,0,0,1,0,0]
["Historic",2011,null,null,null,"WI",null,null,null,null,"Coal",null,0.141455,0.31779200000000002,26.076559,58.583686999999998,0,0,0,0,0,0,null,null,null,null,null,"Non-Fossil","No","Existing","Non-Fossil Other","Other","---","---","---","---","---","---","---","---","---","---","No",1,1,1,1,1,1,1,1,1,null,0,0,0,0,0,0,0,0,0,0,1,0,0]
["Historic",2011,null,null,null,"WI",null,null,null,null,"MSW",null,0.23444100000000001,0.58059099999999997,10.683496999999999,26.860022000000001,0,0,0,0,0,0,null,null,null,null,null,"Non-Fossil","No","Existing","Non-Fossil Other","Other","---","---","---","---","---","---","---","---","---","---","No",1,1,1,1,1,1,1,1,1,null,0,0,0,0,0,0,0,0,0,0,1,0,0]
["Historic",2011,null,null,null,"WI",null,null,null,null,"NaturalGas",null,1.6136999999999999E-2,5.3818999999999999E-2,2.9747240000000001,9.9210960000000004,0,0,0,0,0,0,null,null,null,null,null,"Non-Fossil","No","Existing","Non-Fossil Other","Other","---","---","---","---","---","---","---","---","---","---","No",1,1,1,1,1,1,1,1,1,null,0,0,0,0,0,0,0,0,0,0,1,0,0]
["Historic",2011,null,null,null,"WI",null,null,null,null,"Non-Fossil",null,0.56460500000000002,1.315366,104.082717,242.48221599999999,0,0,0,0,0,0,null,null,null,null,null,"Non-Fossil","No","Existing","Non-Fossil Other","Other","---","---","---","---","---","---","---","---","---","---","No",1,1,1,1,1,1,1,1,1,null,0,0,0,0,0,0,0,0,0,0,1,0,0]
["Historic",2011,null,null,null,"WI",null,null,null,null,"Tires",null,5.1989999999999996E-3,2.0202999999999999E-2,0.96604200000000007,3.7489990000000004,0,0,0,0,0,0,null,null,null,null,null,"Non-Fossil","No","Existing","Non-Fossil Other","Other","---","---","---","---","---","---","---","---","---","---","No",1,1,1,1,1,1,1,1,1,null,0,0,0,0,0,0,0,0,0,0,1,0,0]
["Historic",2011,null,null,null,"WI",null,null,null,null,"Nuclear",null,56.113021000000003,121.024728,5360.8779999999997,11559.781000000001,0,0,0,0,0,0,null,null,null,null,null,"Non-Fossil","No","Existing","Nuclear","Nuclear","---","---","---","---","---","---","---","---","---","---","No",1,1,1,1,1,1,1,1,1,null,0,0,0,0,0,0,0,0,0,0,1,0,0]
["Historic",2011,null,null,null,"WI",null,null,null,null,"Wind",null,0,0,386.73503900000003,1187.73,0,0,0,0,0,0,null,null,null,null,null,"Non-Fossil","No","Existing","Wind","Renewable","---","---","---","---","---","---","---","---","---","---","No",1,1,1,1,1,1,1,1,1,null,0,0,0,0,0,0,0,0,0,0,1,0,0]
["Historic",2011,null,null,null,"WI",null,null,null,null,"NaturalGas",null,6.9917000000000007E-2,0.186973,7.1961550000000001,19.244,0,0,0,0,0,0,null,null,null,null,null,"Non-Fossil","No","Existing","Purchased Steam","Other","---","---","---","---","---","---","---","---","---","---","No",1,1,1,1,1,1,1,1,1,null,0,0,0,0,0,0,0,0,0,0,1,0,0]
["Historic",2011,null,null,null,"WV",null,null,null,null,"Biomass",null,1.65E-3,2.8059999999999999E-3,0.13656200000000002,0.235434,0,0,0,0,0,0,null,null,null,null,null,"Non-Fossil","No","Existing","Biomass","Renewable","---","---","---","---","---","---","---","---","---","---","No",1,1,1,1,1,1,1,1,1,null,0,0,0,0,0,0,0,0,0,0,1,0,0]
["Historic",2011,null,null,null,"WV",null,null,null,null,"Hydro",null,0,0,471.10640999999998,1453.1089999999999,0,0,0,0,0,0,null,null,null,null,null,"Non-Fossil","No","Existing","Hydro","Renewable","---","---","---","---","---","---","---","---","---","---","No",1,1,1,1,1,1,1,1,1,null,0,0,0,0,0,0,0,0,0,0,1,0,0]
["Historic",2011,null,null,null,"WV",null,null,null,null,"LF Gas",null,6.0158999999999997E-2,0.13500300000000001,4.0956980000000005,9.1910000000000007,0,0,0,0,0,0,null,null,null,null,null,"Non-Fossil","No","Existing","Landfill Gas","Other","---","---","---","---","---","---","---","---","---","---","No",1,1,1,1,1,1,1,1,1,null,0,0,0,0,0,0,0,0,0,0,1,0,0]
["Historic",2011,null,null,null,"WV",null,null,null,null,"Non-Fossil",null,9.5000000000000005E-5,2.23E-4,1.8597000000000002E-2,4.3540000000000002E-2,0,0,0,0,0,0,null,null,null,null,null,"Non-Fossil","No","Existing","Non-Fossil Other","Other","---","---","---","---","---","---","---","---","---","---","No",1,1,1,1,1,1,1,1,1,null,0,0,0,0,0,0,0,0,0,0,1,0,0]
["Historic",2011,null,null,null,"WV",null,null,null,null,"Tires",null,0,3.0000000000000001E-5,0,1.199E-3,0,0,0,0,0,0,null,null,null,null,null,"Non-Fossil","No","Existing","Non-Fossil Other","Other","---","---","---","---","---","---","---","---","---","---","No",1,1,1,1,1,1,1,1,1,null,0,0,0,0,0,0,0,0,0,0,1,0,0]
["Historic",2011,null,null,null,"WV",null,null,null,null,"Wind",null,0,0,284.39830800000004,1102.5123079999998,0,0,0,0,0,0,null,null,null,null,null,"Non-Fossil","No","Existing","Wind","Renewable","---","---","---","---","---","---","---","---","---","---","No",1,1,1,1,1,1,1,1,1,null,0,0,0,0,0,0,0,0,0,0,1,0,0]
["Historic",2011,null,null,null,"WY",null,null,null,null,"Hydro",null,0,0,819.88767799999994,1223.73,0,0,0,0,0,0,null,null,null,null,null,"Non-Fossil","No","Existing","Hydro","Renewable","---","---","---","---","---","---","---","---","---","---","No",1,1,1,1,1,1,1,1,1,null,0,0,0,0,0,0,0,0,0,0,1,0,0]
["Historic",2011,null,null,null,"WY",null,null,null,null,"Non-Fossil",null,0.26638099999999998,0.62105500000000002,26.638504000000001,62.106605000000002,0,0,0,0,0,0,null,null,null,null,null,"Non-Fossil","No","Existing","Non-Fossil Other","Other","---","---","---","---","---","---","---","---","---","---","No",1,1,1,1,1,1,1,1,1,null,0,0,0,0,0,0,0,0,0,0,1,0,0]
["Historic",2011,null,null,null,"WY",null,null,null,null,"Wind",null,0,0,1302.9539029999999,4611.8680000000004,0,0,0,0,0,0,null,null,null,null,null,"Non-Fossil","No","Existing","Wind","Renewable","---","---","---","---","---","---","---","---","---","---","No",1,1,1,1,1,1,1,1,1,null,0,0,0,0,0,0,0,0,0,0,1,0,0]
["Historic",2011,null,null,null,"AL",null,null,null,null,"Coal",null,255.00458241299998,527.16183606900006,25021.638019999999,52121.592000000004,26402.232296000006,54625.152062000001,17.286989999999999,40.777257000000006,31.511416999999998,59.748486999999976,null,null,null,null,null,"Fossil","Yes","Existing","Coal Steam","Coal","---","---","---","---","---","---","---","---","---","---","No",1,1,1,1,1,1,1,1,1,null,0,0,0,0,0,0,0,0,0,0,1,1,0]
["Historic",2011,null,null,null,"AL",null,null,null,null,"NaturalGas",null,161.84355123,341.88425757299996,21591.243749999998,45953.34300999999,9624.7120040000027,20324.320430999993,0.9183920000000001,1.9357739999999999,5.3678999999999991E-2,0.10761800000000001,null,null,null,null,null,"Fossil","Yes","Existing","Combined Cycle","Combined Cycle","---","---","---","---","---","---","---","---","---","---","No",1,1,1,1,1,1,1,1,1,null,0,0,0,0,0,0,0,0,0,0,1,0,0]
["Historic",2011,null,null,null,"AL",null,null,null,null,"NaturalGas",null,4.6852132140000009,5.6827283559999984,453.89174000000003,546.37152999999989,278.18403300000006,338.649472,0.11108299999999999,0.15049799999999999,4.0599999999999985E-3,1.3582999999999998E-2,null,null,null,null,null,"Fossil","Yes","Existing","Combustion Turbine","Combustion Turbine","---","---","---","---","---","---","---","---","---","---","No",1,1,1,1,1,1,1,1,1,null,0,0,0,0,0,0,0,0,0,0,1,0,0]
["Historic",2011,null,null,null,"AL",null,null,null,null,"NaturalGas",null,40.644090950000013,88.960637450000007,4147.5702499999998,8768.9969999999994,4170.0727000000006,9127.338452,8.3728379999999998,18.563303999999999,53.70978199999999,119.38673999999999,null,null,null,null,null,"Fossil","Yes","Existing","O/G Steam","O/G Steam","---","---","---","---","---","---","---","---","---","---","No",1,1,1,1,1,1,1,1,1,null,0,0,0,0,0,0,0,0,0,0,1,0,0]
["Historic",2011,null,null,null,"AZ",null,null,null,null,"Coal",null,112.97311089,267.84591506300001,11779.21185,27907.26383,11745.472401999999,27857.287177000002,12.834104999999997,30.533992999999995,9.5134789999999967,23.754780999999998,null,null,null,null,null,"Fossil","Yes","Existing","Coal Steam","Coal","---","---","---","---","---","---","---","---","---","---","No",1,1,1,1,1,1,1,1,1,null,0,0,0,0,0,0,0,0,0,0,1,1,0]
["Historic",2011,null,null,null,"AZ",null,null,null,null,"NaturalGas",null,93.135752155000006,157.71626885000001,12793.916709999998,21947.934730000004,5531.7329400000026,9369.4287380000005,0.53102899999999986,0.93001,2.7937999999999994E-2,4.7307999999999996E-2,null,null,null,null,null,"Fossil","Yes","Existing","Combined Cycle","Combined Cycle","---","---","---","---","---","---","---","---","---","---","No",1,1,1,1,1,1,1,1,1,null,0,0,0,0,0,0,0,0,0,0,1,0,0]
["Historic",2011,null,null,null,"AZ",null,null,null,null,"NaturalGas",null,2.591618864,5.2678873979999992,229.08625999999998,476.89222000000007,154.01752800000003,313.06404199999992,2.9004000000000002E-2,5.5782999999999985E-2,9.7200000000000032E-4,1.8140000000000001E-3,null,null,null,null,null,"Fossil","Yes","Existing","Combustion Turbine","Combustion Turbine","---","---","---","---","---","---","---","---","---","---","No",1,1,1,1,1,1,1,1,1,null,0,0,0,0,0,0,0,0,0,0,1,0,0]
["Historic",2011,null,null,null,"AZ",null,null,null,null,"NaturalGas",null,13.368909713999997,25.802823519,1239.9315699999997,2415.2651299999998,1138.452816,2260.9798490000003,2.064044,4.060905,1.9514580000000001,3.9794030000000005,null,null,null,null,null,"Fossil","Yes","Existing","O/G Steam","O/G Steam","---","---","---","---","---","---","---","---","---","---","No",1,1,1,1,1,1,1,1,1,null,0,0,0,0,0,0,0,0,0,0,1,0,0]
["Historic",2011,null,null,null,"AR",null,null,null,null,"Coal",null,139.05763414899999,308.559583954,13809.530099999998,30882.525519999999,14582.410931,32354.805612000004,16.492719999999998,36.255498999999993,33.740002999999994,73.531739999999985,null,null,null,null,null,"Fossil","Yes","Existing","Coal Steam","Coal","---","---","---","---","---","---","---","---","---","---","No",1,1,1,1,1,1,1,1,1,null,0,0,0,0,0,0,0,0,0,0,1,1,0]
["Historic",2011,null,null,null,"AR",null,null,null,null,"NaturalGas",null,48.785043404,91.135993138000032,6352.37309,11868.482690000001,2901.4122349999998,5419.8199049999994,0.55099799999999999,0.98010100000000022,1.4686000000000001E-2,2.7534000000000003E-2,null,null,null,null,null,"Fossil","Yes","Existing","Combined Cycle","Combined Cycle","---","---","---","---","---","---","---","---","---","---","No",1,1,1,1,1,1,1,1,1,null,0,0,0,0,0,0,0,0,0,0,1,0,0]
["Historic",2011,null,null,null,"AR",null,null,null,null,"NaturalGas",null,3.6529521819999999,5.2435201820000001,302.59778,442.60279000000003,215.78390400000001,309.78733500000004,0.13403900000000002,0.19800900000000002,1.106E-3,1.6100000000000001E-3,null,null,null,null,null,"Fossil","Yes","Existing","Combustion Turbine","Combustion Turbine","---","---","---","---","---","---","---","---","---","---","No",1,1,1,1,1,1,1,1,1,null,0,0,0,0,0,0,0,0,0,0,1,0,0]
["Historic",2011,null,null,null,"AR",null,null,null,null,"NaturalGas",null,5.1484037259999997,6.7860798090000003,246.36417,265.73293000000001,305.83029700000003,404.57343200000003,0.69049400000000016,0.90395300000000001,6.6419999999999995E-3,6.2017000000000003E-2,null,null,null,null,null,"Fossil","Yes","Existing","O/G Steam","O/G Steam","---","---","---","---","---","---","---","---","---","---","No",1,1,1,1,1,1,1,1,1,null,0,0,0,0,0,0,0,0,0,0,1,0,0]
["Historic",2011,null,null,null,"CA",null,null,null,null,"NaturalGas",null,156.49898747700001,389.03398144300007,21000.957970000003,53333.455919999986,9300.3686089999974,23119.290708999997,0.70272600000000018,2.0932820000000008,4.6951000000000007E-2,0.11671599999999996,null,null,null,null,null,"Fossil","Yes","Existing","Combined Cycle","Combined Cycle","---","---","---","---","---","---","---","---","---","---","No",1,1,1,1,1,1,1,1,1,null,0,0,0,0,0,0,0,0,0,0,1,0,0]
["Historic",2011,null,null,null,"CA",null,null,null,null,"NaturalGas",null,13.583248291000006,30.072640857999993,1249.26749,2752.9237400000011,812.61482199999966,1799.452012,9.3874000000000013E-2,0.20746700000000004,4.4739999999999979E-3,9.8439999999999951E-3,null,null,null,null,null,"Fossil","Yes","Existing","Combustion Turbine","Combustion Turbine","---","---","---","---","---","---","---","---","---","---","No",1,1,1,1,1,1,1,1,1,null,0,0,0,0,0,0,0,0,0,0,1,0,0]
["Historic",2011,null,null,null,"CA",null,null,null,null,"LF Gas",null,0.27661918699999999,0.374050463,22.459439999999997,31.062150000000003,23.033720000000002,31.241330000000001,4.5460000000000006E-3,6.1580000000000003E-3,1.6100000000000001E-4,2.2000000000000001E-4,null,null,null,null,null,"Fossil","Yes","Existing","Landfill Gas","Other","---","---","---","---","---","---","---","---","---","---","No",1,1,1,1,1,1,1,1,1,null,0,0,0,0,0,0,0,0,0,0,1,0,0]
["Historic",2011,null,null,null,"CA",null,null,null,null,"NaturalGas",null,39.582273262000001,75.009429179999984,3402.6431999999991,6552.9566899999991,2389.3160190000003,4551.9827829999995,0.3725679999999999,0.74097399999999991,1.5435000000000003E-2,3.1101999999999994E-2,null,null,null,null,null,"Fossil","Yes","Existing","O/G Steam","O/G Steam","---","---","---","---","---","---","---","---","---","---","No",1,1,1,1,1,1,1,1,1,null,0,0,0,0,0,0,0,0,0,0,1,0,0]
["Historic",2011,null,null,null,"CO",null,null,null,null,"Coal",null,145.21463848000002,345.67174835599997,14466.419889999999,34503.326850000005,15107.488163999999,35988.536443000005,19.051958999999997,45.495939,17.781535999999999,41.717634999999994,null,null,null,null,null,"Fossil","Yes","Existing","Coal Steam","Coal","---","---","---","---","---","---","---","---","---","---","No",1,1,1,1,1,1,1,1,1,null,0,0,0,0,0,0,0,0,0,0,1,1,0]
["Historic",2011,null,null,null,"CO",null,null,null,null,"NaturalGas",null,27.704477608000001,64.771962987999999,3495.5954100000004,8211.4261100000022,1646.4372779999999,3849.3112929999998,0.400785,0.93800299999999992,8.3119999999999999E-3,1.9432999999999999E-2,null,null,null,null,null,"Fossil","Yes","Existing","Combined Cycle","Combined Cycle","---","---","---","---","---","---","---","---","---","---","No",1,1,1,1,1,1,1,1,1,null,0,0,0,0,0,0,0,0,0,0,1,0,0]
["Historic",2011,null,null,null,"CO",null,null,null,null,"NaturalGas",null,9.303834414999999,16.571296048999997,842.38344999999993,1498.5625899999998,553.216185,986.80892999999992,0.23522599999999994,0.45371100000000003,3.075E-3,6.8320000000000004E-3,null,null,null,null,null,"Fossil","Yes","Existing","Combustion Turbine","Combustion Turbine","---","---","---","---","---","---","---","---","---","---","No",1,1,1,1,1,1,1,1,1,null,0,0,0,0,0,0,0,0,0,0,1,0,0]
["Historic",2011,null,null,null,"CO",null,null,null,null,"NaturalGas",null,11.484396115000001,22.852040531000004,1134.0087599999999,2183.95489,1172.0332910000002,2314.5993079999998,1.7185280000000001,3.5061749999999998,0.90415900000000005,1.578808,null,null,null,null,null,"Fossil","Yes","Existing","O/G Steam","O/G Steam","---","---","---","---","---","---","---","---","---","---","No",1,1,1,1,1,1,1,1,1,null,0,0,0,0,0,0,0,0,0,0,1,0,0]
["Historic",2011,null,null,null,"CT",null,null,null,null,"Coal",null,3.0531361239999999,5.2735090869999999,305.00594999999998,529.59362999999996,320.215441,553.08675000000005,0.21731,0.37232900000000002,0.310892,0.5129450000000001,null,null,null,null,null,"Fossil","Yes","Existing","Coal Steam","Coal","---","---","---","---","---","---","---","---","---","---","No",1,1,1,1,1,1,1,1,1,null,0,0,0,0,0,0,0,0,0,0,1,1,0]
["Historic",2011,null,null,null,"CT",null,null,null,null,"NaturalGas",null,45.103181821999996,98.833800270000012,4987.3886800000009,11041.027310000001,2680.4374289999996,5873.5668519999999,0.20341499999999998,0.43910699999999997,1.3547E-2,2.9672999999999995E-2,null,null,null,null,null,"Fossil","Yes","Existing","Combined Cycle","Combined Cycle","---","---","---","---","---","---","---","---","---","---","No",1,1,1,1,1,1,1,1,1,null,0,0,0,0,0,0,0,0,0,0,1,0,0]
["Historic",2011,null,null,null,"CT",null,null,null,null,"NaturalGas",null,1.2832140779999999,2.6588660850000001,144.65198000000001,302.85005000000001,80.399467999999999,165.13760299999998,1.9443000000000002E-2,3.5362999999999999E-2,5.1099999999999995E-4,9.7799999999999992E-4,null,null,null,null,null,"Fossil","Yes","Existing","Combustion Turbine","Combustion Turbine","---","---","---","---","---","---","---","---","---","---","No",1,1,1,1,1,1,1,1,1,null,0,0,0,0,0,0,0,0,0,0,1,0,0]
["Historic",2011,null,null,null,"CT",null,null,null,null,"NaturalGas",null,1.511659909,2.2096747900000002,143.38647999999998,208.10584999999998,98.540720000000007,147.71868900000001,0.10488400000000001,0.15424000000000002,3.9954000000000003E-2,8.9973999999999998E-2,null,null,null,null,null,"Fossil","Yes","Existing","O/G Steam","O/G Steam","---","---","---","---","---","---","---","---","---","---","No",1,1,1,1,1,1,1,1,1,null,0,0,0,0,0,0,0,0,0,0,1,0,0]
["Historic",2011,null,null,null,"CT",null,null,null,null,"Oil",null,0.48103155700000005,0.959940774,35.390889999999999,68.45711,38.933691999999994,77.696979000000013,3.8674999999999994E-2,9.149199999999999E-2,6.6581000000000001E-2,0.118809,null,null,null,null,null,"Fossil","Yes","Existing","O/G Steam","O/G Steam","---","---","---","---","---","---","---","---","---","---","No",1,1,1,1,1,1,1,1,1,null,0,0,0,0,0,0,0,0,0,0,1,0,0]
["Historic",2011,null,null,null,"DE",null,null,null,null,"Coal",null,8.5053026250000006,15.618232075,848.86950000000002,1562.17875,872.64167500000008,1602.4304000000002,1.343974,2.3523710000000002,4.9717080000000005,9.1942579999999996,null,null,null,null,null,"Fossil","Yes","Existing","Coal Steam","Coal","---","---","---","---","---","---","---","---","---","---","No",1,1,1,1,1,1,1,1,1,null,0,0,0,0,0,0,0,0,0,0,1,1,0]
["Historic",2011,null,null,null,"DE",null,null,null,null,"NaturalGas",null,15.115645972999999,32.978884665999999,1216.6481699999999,2696.6154000000006,898.31288399999994,1961.3430519999999,0.27451499999999995,0.60728700000000013,4.5339999999999998E-3,1.1185E-2,null,null,null,null,null,"Fossil","Yes","Existing","Combined Cycle","Combined Cycle","---","---","---","---","---","---","---","---","---","---","No",1,1,1,1,1,1,1,1,1,null,0,0,0,0,0,0,0,0,0,0,1,0,0]
["Historic",2011,null,null,null,"DE",null,null,null,null,"NaturalGas",null,0.33096897999999997,0.36941674200000002,33.716880000000003,37.161950000000004,19.793842000000001,22.584173000000003,7.5520000000000006E-3,1.0154E-2,1.3900000000000002E-4,6.3299999999999999E-4,null,null,null,null,null,"Fossil","Yes","Existing","Combustion Turbine","Combustion Turbine","---","---","---","---","---","---","---","---","---","---","No",1,1,1,1,1,1,1,1,1,null,0,0,0,0,0,0,0,0,0,0,1,0,0]
["Historic",2011,null,null,null,"DE",null,null,null,null,"Oil",null,3.8171999999999998E-3,5.5491000000000004E-3,0.12881999999999999,0.21051999999999998,0.30930000000000002,0.4496,3.8099999999999999E-4,1.421E-3,9.5399999999999999E-4,1.387E-3,null,null,null,null,null,"Fossil","Yes","Existing","Combustion Turbine","Combustion Turbine","---","---","---","---","---","---","---","---","---","---","No",1,1,1,1,1,1,1,1,1,null,0,0,0,0,0,0,0,0,0,0,1,0,0]
["Historic",2011,null,null,null,"DE",null,null,null,null,"Fwaste",null,2.1286967000000003,2.7271117889999998,0,0,125.1875,160.487503,0.108303,0.13019800000000001,1.2013999999999999E-2,1.5355000000000001E-2,null,null,null,null,null,"Fossil","Yes","Existing","Fossil Other","Other","---","---","---","---","---","---","---","---","---","---","No",1,1,1,1,1,1,1,1,1,null,0,0,0,0,0,0,0,0,0,0,1,0,0]
["Historic",2011,null,null,null,"DE",null,null,null,null,"NaturalGas",null,6.079956417,9.4568469670000006,498.20675,748.38340000000005,362.756621,563.58877599999994,0.24763099999999999,0.37848000000000004,6.3838999999999993E-2,8.3314000000000013E-2,null,null,null,null,null,"Fossil","Yes","Existing","O/G Steam","O/G Steam","---","---","---","---","---","---","---","---","---","---","No",1,1,1,1,1,1,1,1,1,null,0,0,0,0,0,0,0,0,0,0,1,0,0]
["Historic",2011,null,null,null,"DC",null,null,null,null,"Oil",null,1.6597239849999998,1.6839826689999999,134.25067999999999,136.40078,134.67882399999999,136.647265,0.20125900000000002,0.204342,0.71316599999999997,0.723105,null,null,null,null,null,"Fossil","Yes","Existing","O/G Steam","O/G Steam","---","---","---","---","---","---","---","---","---","---","No",1,1,1,1,1,1,1,1,1,null,0,0,0,0,0,0,0,0,0,0,1,0,0]
["Historic",2011,null,null,null,"FL",null,null,null,null,"Biomass",null,0.51421297999999993,0.60536916399999996,46.580390000000001,55.525390000000002,0,0,8.4247000000000002E-2,9.6918000000000004E-2,0.20225599999999999,0.232623,null,null,null,null,null,"Fossil","Yes","Existing","Biomass","Renewable","---","---","---","---","---","---","---","---","---","---","No",1,1,1,1,1,1,1,1,1,null,0,0,0,0,0,0,0,0,0,0,1,0,0]
["Historic",2011,null,null,null,"FL",null,null,null,null,"Coal",null,273.61828347599993,556.352553855,25427.728779999998,51690.22168000001,28084.208407999991,57114.920094999994,18.162775999999997,36.035023000000002,43.43524900000002,85.061241000000024,null,null,null,null,null,"Fossil","Yes","Existing","Coal Steam","Coal","---","---","---","---","---","---","---","---","---","---","No",1,1,1,1,1,1,1,1,1,null,0,0,0,0,0,0,0,0,0,0,1,1,0]
["Historic",2011,null,null,null,"FL",null,null,null,null,"NaturalGas",null,421.32074990500007,902.11310722100018,49518.368700000006,105830.32179000002,24861.494563999986,53195.147458000036,5.6724660000000053,11.935204999999991,0.12947899999999996,0.29450900000000002,null,null,null,null,null,"Fossil","Yes","Existing","Combined Cycle","Combined Cycle","---","---","---","---","---","---","---","---","---","---","No",1,1,1,1,1,1,1,1,1,null,0,0,0,0,0,0,0,0,0,0,1,0,0]
["Historic",2011,null,null,null,"FL",null,null,null,null,"NaturalGas",null,33.95679366600001,52.616177335999993,2877.8658199999995,4400.6914900000002,1953.6561669999996,3031.1734029999998,0.95532899999999998,1.5786120000000001,6.7855000000000026E-2,0.12851399999999999,null,null,null,null,null,"Fossil","Yes","Existing","Combustion Turbine","Combustion Turbine","---","---","---","---","---","---","---","---","---","---","No",1,1,1,1,1,1,1,1,1,null,0,0,0,0,0,0,0,0,0,0,1,0,0]
["Historic",2011,null,null,null,"FL",null,null,null,null,"Oil",null,0.67954131700000009,1.442953081,44.52422,93.487769999999983,48.082393999999994,97.395973999999981,0.15162600000000001,0.32747000000000004,1.6926E-2,5.079800000000001E-2,null,null,null,null,null,"Fossil","Yes","Existing","Combustion Turbine","Combustion Turbine","---","---","---","---","---","---","---","---","---","---","No",1,1,1,1,1,1,1,1,1,null,0,0,0,0,0,0,0,0,0,0,1,0,0]
["Historic",2011,null,null,null,"FL",null,null,null,null,"Coal",null,4.7352050999999999,11.370259449999999,474.11,1132.7462499999999,621.71794999999997,1490.5401750000001,0.144931,0.342171,0.43717700000000004,1.0574680000000001,null,null,null,null,null,"Fossil","Yes","Existing","IGCC","Coal","---","---","---","---","---","---","---","---","---","---","No",1,1,1,1,1,1,1,1,1,null,0,0,0,0,0,0,0,0,0,0,1,0,0]
["Historic",2011,null,null,null,"FL",null,null,null,null,"NaturalGas",null,78.514590389000006,137.79355265100003,7148.9822999999997,12459.512710000003,5625.7390129999994,10106.924404000001,4.5836259999999989,8.5388620000000017,3.242629,7.8851860000000009,null,null,null,null,null,"Fossil","Yes","Existing","O/G Steam","O/G Steam","---","---","---","---","---","---","---","---","---","---","No",1,1,1,1,1,1,1,1,1,null,0,0,0,0,0,0,0,0,0,0,1,0,0]
["Historic",2011,null,null,null,"FL",null,null,null,null,"Oil",null,0,0,0,0,0,0,0,0,0,0,null,null,null,null,null,"Fossil","Yes","Existing","O/G Steam","O/G Steam","---","---","---","---","---","---","---","---","---","---","No",1,1,1,1,1,1,1,1,1,null,0,0,0,0,0,0,0,0,0,0,1,0,0]
["Historic",2011,null,null,null,"Fort Mojave",null,null,null,null,"NaturalGas",null,2.8232386469999997,6.0393574690000005,406.1576,872.81250999999997,167.78128899999999,358.91060499999998,1.4820999999999999E-2,3.2347000000000001E-2,8.4699999999999999E-4,1.812E-3,null,null,null,null,null,"Fossil","Yes","Existing","Combined Cycle","Combined Cycle","---","---","---","---","---","---","---","---","---","---","No",1,1,1,1,1,1,1,1,1,null,0,0,0,0,0,0,0,0,0,0,1,0,0]
["Historic",2011,null,null,null,"GA",null,null,null,null,"Coal",null,314.83072607499997,614.53591610000012,31695.57775,61975.5645,32300.615247999991,63157.466030000003,22.330492999999997,49.235490999999996,83.167792999999989,155.28776299999998,null,null,null,null,null,"Fossil","Yes","Existing","Coal Steam","Coal","---","---","---","---","---","---","---","---","---","---","No",1,1,1,1,1,1,1,1,1,null,0,0,0,0,0,0,0,0,0,0,1,1,0]
["Historic",2011,null,null,null,"GA",null,null,null,null,"NaturalGas",null,80.313124038999987,163.80881343800002,10365.243600000002,21507.602840000003,4791.0606709999993,9765.5980980000004,0.44151999999999997,0.83047799999999994,2.4087000000000001E-2,4.9858000000000006E-2,null,null,null,null,null,"Fossil","Yes","Existing","Combined Cycle","Combined Cycle","---","---","---","---","---","---","---","---","---","---","No",1,1,1,1,1,1,1,1,1,null,0,0,0,0,0,0,0,0,0,0,1,0,0]
["Historic",2011,null,null,null,"GA",null,null,null,null,"NaturalGas",null,21.870542619999998,28.080525373000011,1951.2032300000001,2490.4451799999997,1303.359854,1675.1710959999998,0.73902999999999996,0.9258320000000001,6.6140000000000001E-3,9.2030000000000011E-3,null,null,null,null,null,"Fossil","Yes","Existing","Combustion Turbine","Combustion Turbine","---","---","---","---","---","---","---","---","---","---","No",1,1,1,1,1,1,1,1,1,null,0,0,0,0,0,0,0,0,0,0,1,0,0]
["Historic",2011,null,null,null,"GA",null,null,null,null,"Oil",null,4.7056569999999992E-2,0.11819906100000001,2.5376099999999995,6.481209999999999,0,0,1.3266999999999999E-2,3.6423999999999991E-2,1.3009E-2,3.1301999999999996E-2,null,null,null,null,null,"Fossil","Yes","Existing","Combustion Turbine","Combustion Turbine","---","---","---","---","---","---","---","---","---","---","No",1,1,1,1,1,1,1,1,1,null,0,0,0,0,0,0,0,0,0,0,1,0,0]
["Historic",2011,null,null,null,"GA",null,null,null,null,"NaturalGas",null,14.4224543,28.995247800000005,1532.6685,3060.3432499999999,1479.7372109999999,2974.8999980000003,1.649564,3.8182139999999998,13.569184,31.390678000000005,null,null,null,null,null,"Fossil","Yes","Existing","O/G Steam","O/G Steam","---","---","---","---","---","---","---","---","---","---","No",1,1,1,1,1,1,1,1,1,null,0,0,0,0,0,0,0,0,0,0,1,0,0]
["Historic",2011,null,null,null,"GA",null,null,null,null,"Oil",null,5.1793875000000003E-2,7.4554574999999998E-2,3.2225000000000001,4.5309999999999997,4.3650969999999996,6.2892679999999999,8.9350000000000002E-3,1.3326999999999999E-2,8.261099999999999E-2,0.12232900000000001,null,null,null,null,null,"Fossil","Yes","Existing","O/G Steam","O/G Steam","---","---","---","---","---","---","---","---","---","---","No",1,1,1,1,1,1,1,1,1,null,0,0,0,0,0,0,0,0,0,0,1,0,0]
["Historic",2011,null,null,null,"ID",null,null,null,null,"NaturalGas",null,1.9661332690000002,5.9086873720000002,283.07353000000001,856.39373000000001,116.84530700000001,351.14648199999999,1.9213000000000001E-2,5.1323999999999995E-2,5.8999999999999992E-4,1.7729999999999998E-3,null,null,null,null,null,"Fossil","Yes","Existing","Combined Cycle","Combined Cycle","---","---","---","---","---","---","---","---","---","---","No",1,1,1,1,1,1,1,1,1,null,0,0,0,0,0,0,0,0,0,0,1,0,0]
["Historic",2011,null,null,null,"ID",null,null,null,null,"NaturalGas",null,1.164523942,1.5616274999999999,111.45649,149.87594000000001,69.207211000000015,92.806483999999998,2.597E-2,3.8448000000000003E-2,3.4900000000000003E-4,4.680000000000001E-4,null,null,null,null,null,"Fossil","Yes","Existing","Combustion Turbine","Combustion Turbine","---","---","---","---","---","---","---","---","---","---","No",1,1,1,1,1,1,1,1,1,null,0,0,0,0,0,0,0,0,0,0,1,0,0]
["Historic",2011,null,null,null,"IL",null,null,null,null,"Coal",null,379.71067439700016,881.56756716499979,36840.043679999995,86233.901670000007,39944.562111000007,92747.591930999988,23.722387000000001,61.300360999999995,80.093263000000007,186.57276400000001,null,null,null,null,null,"Fossil","Yes","Existing","Coal Steam","Coal","---","---","---","---","---","---","---","---","---","---","No",1,1,1,1,1,1,1,1,1,null,0,0,0,0,0,0,0,0,0,0,1,1,0]
["Historic",2011,null,null,null,"IL",null,null,null,null,"NaturalGas",null,15.500166263000002,23.959198095000001,2026.1177000000002,3144.6762800000001,921.15053199999988,1423.858933,0.27771600000000002,0.39426099999999997,4.6510000000000006E-3,7.1890000000000001E-3,null,null,null,null,null,"Fossil","Yes","Existing","Combined Cycle","Combined Cycle","---","---","---","---","---","---","---","---","---","---","No",1,1,1,1,1,1,1,1,1,null,0,0,0,0,0,0,0,0,0,0,1,0,0]
["Historic",2011,null,null,null,"IL",null,null,null,null,"NaturalGas",null,15.473258967999994,16.753053306000002,1441.9002000000005,1548.0628799999995,916.26421899999968,992.55962599999998,0.38446199999999986,0.42111300000000013,4.2909999999999953E-3,8.1389999999999935E-3,null,null,null,null,null,"Fossil","Yes","Existing","Combustion Turbine","Combustion Turbine","---","---","---","---","---","---","---","---","---","---","No",1,1,1,1,1,1,1,1,1,null,0,0,0,0,0,0,0,0,0,0,1,0,0]
["Historic",2011,null,null,null,"IL",null,null,null,null,"Oil",null,1.5148200000000001E-2,1.6566299999999999E-2,0.15681999999999999,0.17521,1.0005999999999999,1.1128,9.0879999999999989E-3,9.9389999999999999E-3,3.79E-3,4.1449999999999994E-3,null,null,null,null,null,"Fossil","Yes","Existing","Combustion Turbine","Combustion Turbine","---","---","---","---","---","---","---","---","---","---","No",1,1,1,1,1,1,1,1,1,null,0,0,0,0,0,0,0,0,0,0,1,0,0]
["Historic",2011,null,null,null,"IL",null,null,null,null,"NaturalGas",null,40.936716113999999,90.291656939999996,3974.0823700000001,8946.51793,4331.5033200000007,9568.0658469999998,3.1105980000000004,6.7665419999999994,8.4980649999999986,19.022363000000002,null,null,null,null,null,"Fossil","Yes","Existing","O/G Steam","O/G Steam","---","---","---","---","---","---","---","---","---","---","No",1,1,1,1,1,1,1,1,1,null,0,0,0,0,0,0,0,0,0,0,1,0,0]
["Historic",2011,null,null,null,"IL",null,null,null,null,"Oil",null,1.6582000000000001E-5,1.6582000000000001E-5,0,0,1.3080000000000001E-3,1.3080000000000001E-3,0,0,0,0,null,null,null,null,null,"Fossil","Yes","Existing","O/G Steam","O/G Steam","---","---","---","---","---","---","---","---","---","---","No",1,1,1,1,1,1,1,1,1,null,0,0,0,0,0,0,0,0,0,0,1,0,0]
["Historic",2011,null,null,null,"IL",null,null,null,null,"Tires",null,0.26470713299999998,0.35903960700000004,0,0,21.797464000000002,29.885988000000001,2.0030000000000003E-2,2.4343E-2,1.2231000000000001E-2,1.5650000000000001E-2,null,null,null,null,null,"Fossil","Yes","Existing","Non-Fossil Other","Other","---","---","---","---","---","---","---","---","---","---","No",1,1,1,1,1,1,1,1,1,null,0,0,0,0,0,0,0,0,0,0,1,0,0]
["Historic",2011,null,null,null,"IN",null,null,null,null,"Coal",null,463.00415610200014,1022.5361231290002,47761.326420000005,107008.44214000001,47902.448619000003,105796.32385399997,51.227649000000007,113.43806799999999,162.95221900000004,351.86971499999999,null,null,null,null,null,"Fossil","Yes","Existing","Coal Steam","Coal","---","---","---","---","---","---","---","---","---","---","No",1,1,1,1,1,1,1,1,1,null,0,0,0,0,0,0,0,0,0,0,1,1,0]
["Historic",2011,null,null,null,"IN",null,null,null,null,"NaturalGas",null,27.753578896000004,73.266709875000004,3103.8234300000004,8449.7723900000001,1649.352069,4354.1271920000008,0.15550199999999997,0.38733300000000004,8.3269999999999993E-3,2.198E-2,null,null,null,null,null,"Fossil","Yes","Existing","Combined Cycle","Combined Cycle","---","---","---","---","---","---","---","---","---","---","No",1,1,1,1,1,1,1,1,1,null,0,0,0,0,0,0,0,0,0,0,1,0,0]
["Historic",2011,null,null,null,"IN",null,null,null,null,"NaturalGas",null,6.0993199950000001,7.3130843850000007,486.00085999999993,578.25422000000026,338.89537499999994,404.66802499999994,0.25272899999999998,0.31871899999999997,1.844999999999999E-3,2.3329999999999996E-3,null,null,null,null,null,"Fossil","Yes","Existing","Combustion Turbine","Combustion Turbine","---","---","---","---","---","---","---","---","---","---","No",1,1,1,1,1,1,1,1,1,null,0,0,0,0,0,0,0,0,0,0,1,0,0]
["Historic",2011,null,null,null,"IN",null,null,null,null,"Oil",null,1.6861950000000001E-3,1.6861950000000001E-3,9.6489999999999992E-2,9.6489999999999992E-2,0,0,4.5200000000000004E-4,4.5200000000000004E-4,3.0000000000000001E-6,3.0000000000000001E-6,null,null,null,null,null,"Fossil","Yes","Existing","Combustion Turbine","Combustion Turbine","---","---","---","---","---","---","---","---","---","---","No",1,1,1,1,1,1,1,1,1,null,0,0,0,0,0,0,0,0,0,0,1,0,0]
["Historic",2011,null,null,null,"IN",null,null,null,null,"Coal",null,5.1085269310000001,9.7965516239999992,32.354300000000002,61.674699999999994,631.99489599999993,1220.697782,0.18917500000000001,0.36396400000000001,0.12975200000000001,0.26658699999999996,null,null,null,null,null,"Fossil","Yes","Existing","IGCC","Coal","---","---","---","---","---","---","---","---","---","---","No",1,1,1,1,1,1,1,1,1,null,0,0,0,0,0,0,0,0,0,0,1,0,0]
["Historic",2011,null,null,null,"IN",null,null,null,null,"NaturalGas",null,25.275868795000001,59.308539456999995,2415.6621900000005,5709.9485599999998,2590.8094649999998,6065.4408090000006,1.8662040000000002,4.4294729999999998,8.9063640000000017,19.821999999999996,null,null,null,null,null,"Fossil","Yes","Existing","O/G Steam","O/G Steam","---","---","---","---","---","---","---","---","---","---","No",1,1,1,1,1,1,1,1,1,null,0,0,0,0,0,0,0,0,0,0,1,0,0]
["Historic",2011,null,null,null,"IN",null,null,null,null,"Oil",null,3.3841112E-2,4.0852055999999998E-2,2.2333799999999999,2.7735199999999995,2.7455129999999999,3.3141180000000001,2.1250000000000002E-3,2.6739999999999997E-3,5.3899999999999998E-4,6.4999999999999997E-4,null,null,null,null,null,"Fossil","Yes","Existing","O/G Steam","O/G Steam","---","---","---","---","---","---","---","---","---","---","No",1,1,1,1,1,1,1,1,1,null,0,0,0,0,0,0,0,0,0,0,1,0,0]
["Historic",2011,null,null,null,"IA",null,null,null,null,"Coal",null,160.15869167000002,360.288783126,15966.025689999997,35870.449709999994,16788.632013999999,37764.958120999989,14.682231000000002,33.365467000000002,35.705563999999995,81.460211999999999,null,null,null,null,null,"Fossil","Yes","Existing","Coal Steam","Coal","---","---","---","---","---","---","---","---","---","---","No",1,1,1,1,1,1,1,1,1,null,0,0,0,0,0,0,0,0,0,0,1,1,0]
["Historic",2011,null,null,null,"IA",null,null,null,null,"NaturalGas",null,4.8491298909999996,5.8340199450000005,566.01022,682.70758000000012,280.54553599999997,332.39624300000003,5.1484000000000002E-2,8.4292000000000006E-2,1.456E-3,1.75E-3,null,null,null,null,null,"Fossil","Yes","Existing","Combined Cycle","Combined Cycle","---","---","---","---","---","---","---","---","---","---","No",1,1,1,1,1,1,1,1,1,null,0,0,0,0,0,0,0,0,0,0,1,0,0]
["Historic",2011,null,null,null,"IA",null,null,null,null,"NaturalGas",null,1.4852816910000002,2.075217662,87.499960000000002,114.69588999999999,19.880837,21.593993000000001,0.20301899999999998,0.29844100000000007,4.4229999999999972E-3,8.766999999999997E-3,null,null,null,null,null,"Fossil","Yes","Existing","Combustion Turbine","Combustion Turbine","---","---","---","---","---","---","---","---","---","---","No",1,1,1,1,1,1,1,1,1,null,0,0,0,0,0,0,0,0,0,0,1,0,0]
["Historic",2011,null,null,null,"IA",null,null,null,null,"Oil",null,0.10167302900000003,0.15858466800000001,6.3888200000000008,10.81696,0.48869899999999994,0.87289699999999992,2.9281999999999999E-2,4.6079000000000009E-2,3.5670000000000003E-3,5.5349999999999991E-3,null,null,null,null,null,"Fossil","Yes","Existing","Combustion Turbine","Combustion Turbine","---","---","---","---","---","---","---","---","---","---","No",1,1,1,1,1,1,1,1,1,null,0,0,0,0,0,0,0,0,0,0,1,0,0]
["Historic",2011,null,null,null,"IA",null,null,null,null,"NaturalGas",null,17.55912661,36.137591330999996,1166.2766099999999,2262.4368999999997,1837.1021559999999,3783.2674179999995,2.2127150000000002,4.7800340000000006,7.0880050000000008,14.469345000000001,null,null,null,null,null,"Fossil","Yes","Existing","O/G Steam","O/G Steam","---","---","---","---","---","---","---","---","---","---","No",1,1,1,1,1,1,1,1,1,null,0,0,0,0,0,0,0,0,0,0,1,0,0]
["Historic",2011,null,null,null,"KS",null,null,null,null,"Coal",null,153.748965572,342.05886950600006,14958.69104,33571.147950000006,16107.663477000002,35829.929480999999,15.854036000000001,36.722431000000007,14.843772999999999,33.998018000000002,null,null,null,null,null,"Fossil","Yes","Existing","Coal Steam","Coal","---","---","---","---","---","---","---","---","---","---","No",1,1,1,1,1,1,1,1,1,null,0,0,0,0,0,0,0,0,0,0,1,1,0]
["Historic",2011,null,null,null,"KS",null,null,null,null,"NaturalGas",null,1.272474793,1.7132810279999999,106.03058999999999,143.76401999999999,75.623164000000003,101.818788,2.1825000000000001E-2,3.0309000000000003E-2,3.8200000000000002E-4,5.1400000000000003E-4,null,null,null,null,null,"Fossil","Yes","Existing","Combined Cycle","Combined Cycle","---","---","---","---","---","---","---","---","---","---","No",1,1,1,1,1,1,1,1,1,null,0,0,0,0,0,0,0,0,0,0,1,0,0]
["Historic",2011,null,null,null,"KS",null,null,null,null,"NaturalGas",null,6.7458302690000016,8.3367518549999993,614.97164999999995,754.33519000000001,400.82671000000005,495.49589999999995,0.26631899999999997,0.33286699999999997,2.1739999999999997E-3,2.872E-3,null,null,null,null,null,"Fossil","Yes","Existing","Combustion Turbine","Combustion Turbine","---","---","---","---","---","---","---","---","---","---","No",1,1,1,1,1,1,1,1,1,null,0,0,0,0,0,0,0,0,0,0,1,0,0]
["Historic",2011,null,null,null,"KS",null,null,null,null,"NaturalGas",null,20.940677613999998,34.265533540000007,1891.4983200000004,3037.9041200000006,1566.5472239999999,2696.1339049999997,3.5817879999999995,6.1175729999999993,2.8737469999999998,5.5903029999999996,null,null,null,null,null,"Fossil","Yes","Existing","O/G Steam","O/G Steam","---","---","---","---","---","---","---","---","---","---","No",1,1,1,1,1,1,1,1,1,null,0,0,0,0,0,0,0,0,0,0,1,0,0]
["Historic",2011,null,null,null,"KY",null,null,null,null,"Coal",null,411.03243041099989,954.08443751199957,42919.281790000001,100195.43629000003,42280.625678999997,98132.842819999947,38.688088000000015,89.031948999999983,97.383497000000034,231.18920899999998,null,null,null,null,null,"Fossil","Yes","Existing","Coal Steam","Coal","---","---","---","---","---","---","---","---","---","---","No",1,1,1,1,1,1,1,1,1,null,0,0,0,0,0,0,0,0,0,0,1,1,0]
["Historic",2011,null,null,null,"KY",null,null,null,null,"NaturalGas",null,10.338123327000002,14.843827803,897.39546999999993,1286.5106799999999,609.16907199999957,878.00926100000015,0.22060600000000008,0.31843300000000008,5.5049999999999995E-3,1.0188999999999995E-2,null,null,null,null,null,"Fossil","Yes","Existing","Combustion Turbine","Combustion Turbine","---","---","---","---","---","---","---","---","---","---","No",1,1,1,1,1,1,1,1,1,null,0,0,0,0,0,0,0,0,0,0,1,0,0]
["Historic",2011,null,null,null,"KY",null,null,null,null,"NaturalGas",null,7.5878657389999997,18.201396209000002,813.60091,2000.5087100000001,793.75768900000003,1905.7878269999999,1.097118,2.7465380000000001,6.8170609999999998,15.199916000000002,null,null,null,null,null,"Fossil","Yes","Existing","O/G Steam","O/G Steam","---","---","---","---","---","---","---","---","---","---","No",1,1,1,1,1,1,1,1,1,null,0,0,0,0,0,0,0,0,0,0,1,0,0]
["Historic",2011,null,null,null,"LA",null,null,null,null,"Coal",null,110.325462641,244.33007519599997,11115.861459999998,24696.691989999996,11646.387145999999,25847.806783000004,8.5578210000000023,19.055413999999995,32.449842000000004,72.562366999999995,null,null,null,null,null,"Fossil","Yes","Existing","Coal Steam","Coal","---","---","---","---","---","---","---","---","---","---","No",1,1,1,1,1,1,1,1,1,null,0,0,0,0,0,0,0,0,0,0,1,1,0]
["Historic",2011,null,null,null,"LA",null,null,null,null,"Pet. Coke",null,7.6882263499999999,19.590961149999998,0,0,0,0,0.34847,1.2140900000000001,2.5881490000000005,6.2889119999999998,null,null,null,null,null,"Fossil","Yes","Existing","Coal Steam","Coal","---","---","---","---","---","---","---","---","---","---","No",1,1,1,1,1,1,1,1,1,null,0,0,0,0,0,0,0,0,0,0,1,1,0]
["Historic",2011,null,null,null,"LA",null,null,null,null,"NaturalGas",null,97.157829428000014,214.30725683899999,11946.895400000003,26811.118739999998,5659.3925989999998,12470.707973000002,1.073466,2.5392400000000004,2.4702999999999996E-2,5.1422000000000002E-2,null,null,null,null,null,"Fossil","Yes","Existing","Combined Cycle","Combined Cycle","---","---","---","---","---","---","---","---","---","---","No",1,1,1,1,1,1,1,1,1,null,0,0,0,0,0,0,0,0,0,0,1,0,0]
["Historic",2011,null,null,null,"LA",null,null,null,null,"NaturalGas",null,4.7702498769999995,9.9444210249999987,415.47438,867.64978000000019,283.48976400000004,590.7527409999999,0.17732800000000001,0.37251100000000004,1.4299999999999998E-3,2.9789999999999999E-3,null,null,null,null,null,"Fossil","Yes","Existing","Combustion Turbine","Combustion Turbine","---","---","---","---","---","---","---","---","---","---","No",1,1,1,1,1,1,1,1,1,null,0,0,0,0,0,0,0,0,0,0,1,0,0]
["Historic",2011,null,null,null,"LA",null,null,null,null,"Oil",null,6.9208000000000004E-3,1.40588E-2,0.45713999999999999,0.92807000000000006,0.56079999999999997,1.1389,5.3499999999999999E-4,1.093E-3,1.75E-4,3.5499999999999996E-4,null,null,null,null,null,"Fossil","Yes","Existing","Combustion Turbine","Combustion Turbine","---","---","---","---","---","---","---","---","---","---","No",1,1,1,1,1,1,1,1,1,null,0,0,0,0,0,0,0,0,0,0,1,0,0]
["Historic",2011,null,null,null,"LA",null,null,null,null,"NaturalGas",null,126.37258665699999,253.06214537899996,11356.16692,23154.096600000001,8399.9375330000003,17212.105510999998,12.626947999999999,24.841242000000001,5.9107790000000007,14.369181000000003,null,null,null,null,null,"Fossil","Yes","Existing","O/G Steam","O/G Steam","---","---","---","---","---","---","---","---","---","---","No",1,1,1,1,1,1,1,1,1,null,0,0,0,0,0,0,0,0,0,0,1,0,0]
["Historic",2011,null,null,null,"ME",null,null,null,null,"NaturalGas",null,16.504251087,34.442726657999998,1963.2194600000003,4338.0748899999999,980.82110399999988,2046.8832239999999,0.11019399999999999,0.221966,4.9510000000000005E-3,1.0333E-2,null,null,null,null,null,"Fossil","Yes","Existing","Combined Cycle","Combined Cycle","---","---","---","---","---","---","---","---","---","---","No",1,1,1,1,1,1,1,1,1,null,0,0,0,0,0,0,0,0,0,0,1,0,0]
["Historic",2011,null,null,null,"ME",null,null,null,null,"NaturalGas",null,8.0641316120000006,20.067614103,799.35540999999989,1984.8111299999998,473.75990400000001,1182.9347110000001,0.10571700000000001,0.24679300000000001,2.6289999999999998E-3,7.0559999999999998E-3,null,null,null,null,null,"Fossil","Yes","Existing","Combustion Turbine","Combustion Turbine","---","---","---","---","---","---","---","---","---","---","No",1,1,1,1,1,1,1,1,1,null,0,0,0,0,0,0,0,0,0,0,1,0,0]
["Historic",2011,null,null,null,"MS",null,null,null,null,"NaturalGas",null,84.667779973000009,165.49654929800002,10287.69908,20289.205180000001,5031.7026099999994,9835.2654739999998,0.673288,1.2433799999999999,2.5403000000000005E-2,4.9654999999999991E-2,null,null,null,null,null,"Fossil","Yes","Existing","Combined Cycle","Combined Cycle","---","---","---","---","---","---","---","---","---","---","No",1,1,1,1,1,1,1,1,1,null,0,0,0,0,0,0,0,0,0,0,1,0,0]
["Historic",2011,null,null,null,"TX",null,null,null,null,"Coal",null,780.94420583999988,1675.4923045400003,79245.958090000015,170552.68335999997,83146.659308000002,178436.48510500003,52.993540000000017,113.25779399999998,198.61230699999996,425.8177,null,null,null,null,null,"Fossil","Yes","Existing","Coal Steam","Coal","---","---","---","---","---","---","---","---","---","---","No",1,1,1,1,1,1,1,1,1,null,0,0,0,0,0,0,0,0,0,0,1,1,0]
["Historic",2011,null,null,null,"DC",null,null,null,null,"Oil",null,null,null,null,null,null,null,null,null,null,null,null,null,null,550,null,null,"Yes","Existing","O/G Steam","O/G Steam","---","---","---","---","---","---","---","---","---","---","No",1,1,1,1,1,1,1,1,1,null,0,0,0,0,0,0,0,0,0,0,1,0,0]
["Historic",2011,null,null,null,"MS",null,null,null,null,"NaturalGas",null,null,null,null,null,null,null,null,null,null,null,null,null,null,2872,null,null,"Yes","Existing","O/G Steam","O/G Steam","---","---","---","---","---","---","---","---","---","---","No",1,1,1,1,1,1,1,1,1,null,0,0,0,0,0,0,0,0,0,0,1,0,0]
["Historic",2011,null,null,null,"AZ",null,null,null,null,"NaturalGas",null,null,null,null,null,null,null,null,null,null,null,null,null,null,5.8000000000000007,null,null,"No","Existing","Combustion Turbine","Combustion Turbine","---","---","---","---","---","---","---","---","---","---","No",1,1,1,1,1,1,1,1,1,null,0,0,0,0,0,0,0,0,0,0,1,0,0]
["Historic",2011,null,null,null,"ID",null,null,null,null,"NaturalGas",null,null,null,null,null,null,null,null,null,null,null,null,null,null,20.8,null,null,"No","Existing","Combined Cycle","Combined Cycle","---","---","---","---","---","---","---","---","---","---","No",1,1,1,1,1,1,1,1,1,null,0,0,0,0,0,0,0,0,0,0,1,0,0]
["Historic",2011,null,null,null,"MN",null,null,null,null,"NaturalGas",null,null,null,null,null,null,null,null,null,null,null,null,null,null,98.5,null,null,"No","Existing","O/G Steam","O/G Steam","---","---","---","---","---","---","---","---","---","---","No",1,1,1,1,1,1,1,1,1,null,0,0,0,0,0,0,0,0,0,0,1,0,0]
["Historic",2011,null,null,null,"NY",null,null,null,null,"NaturalGas",null,null,null,null,null,null,null,null,null,null,null,null,null,null,379.1,null,null,"No","Existing","Combined Cycle","Combined Cycle","---","---","---","---","---","---","---","---","---","---","No",1,1,1,1,1,1,1,1,1,null,0,0,0,0,0,0,0,0,0,0,1,0,0]
["Historic",2011,null,null,null,"VT",null,null,null,null,"Oil",null,null,null,null,null,null,null,null,null,null,null,null,null,null,51.9,null,null,"No","Existing","Combustion Turbine","Combustion Turbine","---","---","---","---","---","---","---","---","---","---","No",1,1,1,1,1,1,1,1,1,null,0,0,0,0,0,0,0,0,0,0,1,0,0]
["Historic",2011,null,null,null,"AZ",null,null,null,null,"LF Gas",null,null,null,null,null,null,null,null,null,null,null,null,null,null,6.8000000000000007,null,null,null,"Existing","Landfill Gas","Other","---","---","---","---","---","---","---","---","---","---","No",1,1,1,1,1,1,1,1,1,null,0,0,0,0,0,0,0,0,0,0,1,0,0]
["Historic",2011,null,null,null,"KS",null,null,null,null,"Non-Fossil",null,null,null,null,null,null,null,null,null,null,null,null,null,null,0,null,null,null,"Existing","Non-Fossil Other","Other","---","---","---","---","---","---","---","---","---","---","No",1,1,1,1,1,1,1,1,1,null,0,0,0,0,0,0,0,0,0,0,1,0,0]
["Historic",2011,null,null,null,"NC",null,null,null,null,"Wind",null,null,null,null,null,null,null,null,null,null,null,null,null,null,0,null,null,null,"Existing","Wind","Renewable","---","---","---","---","---","---","---","---","---","---","No",1,1,1,1,1,1,1,1,1,null,0,0,0,0,0,0,0,0,0,0,1,0,0]
["Historic",2011,null,null,null,"TX",null,null,null,null,"Biomass",null,null,null,null,null,null,null,null,null,null,null,null,null,null,235.7,null,null,null,"Existing","Biomass","Renewable","---","---","---","---","---","---","---","---","---","---","No",1,1,1,1,1,1,1,1,1,null,0,0,0,0,0,0,0,0,0,0,1,0,0]
["Historic",2012,null,null,null,"CT",null,null,null,null,"Tires",null,0.94114100000000001,2.5337800000000001,49.814394999999998,140.92769000000001,0,0,0,0,0,0,null,null,null,null,null,"Non-Fossil","No","Existing","Non-Fossil Other","Other","---","---","---","---","---","---","---","---","---","---","No",1,1,1,1,1,1,1,1,1,null,0,0,0,0,0,0,0,0,0,0,1,0,0]
["Historic",2012,null,null,null,"MD",null,null,null,null,"NaturalGas",null,1.1846000000000001E-2,3.2229000000000001E-2,0.66350500000000001,1.7696189999999998,0,0,0,0,0,0,null,null,null,null,null,"Non-Fossil","No","Existing","Non-Fossil Other","Other","---","---","---","---","---","---","---","---","---","---","No",1,1,1,1,1,1,1,1,1,null,0,0,0,0,0,0,0,0,0,0,1,0,0]
["Historic",2012,null,null,null,"NJ",null,null,null,null,"Nuclear",null,151.54600300000001,346.98539799999998,14462.438,33110.224000000002,0,0,0,0,0,0,null,null,null,null,null,"Non-Fossil","No","Existing","Nuclear","Nuclear","---","---","---","---","---","---","---","---","---","---","No",1,1,1,1,1,1,1,1,1,null,0,0,0,0,0,0,0,0,0,0,1,0,0]
["Historic",2012,null,null,null,"PA",null,null,null,null,"Wind",null,0,0,559.13860199999999,2128.6579999999999,0,0,0,0,0,0,null,null,null,null,null,"Non-Fossil","No","Existing","Wind","Renewable","---","---","---","---","---","---","---","---","---","---","No",1,1,1,1,1,1,1,1,1,null,0,0,0,0,0,0,0,0,0,0,1,0,0]
["Historic",2012,null,null,null,"WA",null,null,null,null,"Fwaste",null,1.5538E-2,8.7208999999999995E-2,0.43555000000000005,2.3608210000000001,0,0,0,0,0,0,null,null,null,null,null,"Non-Fossil","No","Existing","Non-Fossil Other","Other","---","---","---","---","---","---","---","---","---","---","No",1,1,1,1,1,1,1,1,1,null,0,0,0,0,0,0,0,0,0,0,1,0,0]
["Historic",2012,null,null,null,"FL",null,null,null,null,"NaturalGas",null,26.945289695999996,44.782980252000002,2274.6732400000001,3698.7806899999996,1551.5230179999996,2587.5165610000008,0.7199089999999998,1.2143250000000001,1.2271999999999996E-2,2.1835999999999991E-2,null,null,null,null,null,"Fossil","Yes","Existing","Combustion Turbine","Combustion Turbine","---","---","---","---","---","---","---","---","---","---","No",1,1,1,1,1,1,1,1,1,null,0,0,0,0,0,0,0,0,0,0,1,0,0]
["Historic",2012,null,null,null,"NE",null,null,null,null,"NaturalGas",null,2.903265749,3.0819121709999995,241.24002000000002,255.83533000000003,172.51627100000002,183.693737,0.124319,0.137322,8.7299999999999997E-4,1.4150000000000002E-3,null,null,null,null,null,"Fossil","Yes","Existing","Combustion Turbine","Combustion Turbine","---","---","---","---","---","---","---","---","---","---","No",1,1,1,1,1,1,1,1,1,null,0,0,0,0,0,0,0,0,0,0,1,0,0]
["Historic",2012,null,null,null,"SD",null,null,null,null,"NaturalGas",null,1.729460915,2.0816381519999996,158.01118,197.56276,102.81005900000001,124.493545,4.8613999999999997E-2,8.6475999999999997E-2,5.2000000000000006E-4,1.3800000000000002E-3,null,null,null,null,null,"Fossil","Yes","Existing","Combustion Turbine","Combustion Turbine","---","---","---","---","---","---","---","---","---","---","No",1,1,1,1,1,1,1,1,1,null,0,0,0,0,0,0,0,0,0,0,1,0,0]
["Historic",2012,null,null,null,"IA",null,null,null,null,"Coal",null,null,null,null,null,null,null,null,null,null,null,null,null,null,6470.5,null,null,"Yes","Existing","Coal Steam","Coal","---","---","---","---","---","---","---","---","---","---","No",1,1,1,1,1,1,1,1,1,null,0,0,0,0,0,0,0,0,0,0,1,1,0]
["Historic",2012,null,null,null,"PA",null,null,null,null,"NaturalGas",null,null,null,null,null,null,null,null,null,null,null,null,null,null,1479.9,null,null,"Yes","Existing","Combustion Turbine","Combustion Turbine","---","---","---","---","---","---","---","---","---","---","No",1,1,1,1,1,1,1,1,1,null,0,0,0,0,0,0,0,0,0,0,1,0,0]
["Historic",2012,null,null,null,"AR",null,null,null,null,"Oil",null,null,null,null,null,null,null,null,null,null,null,null,null,null,17.2,null,null,"No","Existing","Combustion Turbine","Combustion Turbine","---","---","---","---","---","---","---","---","---","---","No",1,1,1,1,1,1,1,1,1,null,0,0,0,0,0,0,0,0,0,0,1,0,0]
["Historic",2012,null,null,null,"ID",null,null,null,null,"NaturalGas",null,null,null,null,null,null,null,null,null,null,null,null,null,null,0,null,null,"No","Existing","Combustion Turbine","Combustion Turbine","---","---","---","---","---","---","---","---","---","---","No",1,1,1,1,1,1,1,1,1,null,0,0,0,0,0,0,0,0,0,0,1,0,0]
["Historic",2012,null,null,null,"MN",null,null,null,null,"Oil",null,null,null,null,null,null,null,null,null,null,null,null,null,null,158.10000000000002,null,null,"No","Existing","Combustion Turbine","Combustion Turbine","---","---","---","---","---","---","---","---","---","---","No",1,1,1,1,1,1,1,1,1,null,0,0,0,0,0,0,0,0,0,0,1,0,0]
["Historic",2012,null,null,null,"NV",null,null,null,null,"NaturalGas",null,null,null,null,null,null,null,null,null,null,null,null,null,null,8,null,null,"No","Existing","Combustion Turbine","Combustion Turbine","---","---","---","---","---","---","---","---","---","---","No",1,1,1,1,1,1,1,1,1,null,0,0,0,0,0,0,0,0,0,0,1,0,0]
["Historic",2012,null,null,null,"SC",null,null,null,null,"NaturalGas",null,null,null,null,null,null,null,null,null,null,null,null,null,null,3.3000000000000003,null,null,"No","Existing","Combustion Turbine","Combustion Turbine","---","---","---","---","---","---","---","---","---","---","No",1,1,1,1,1,1,1,1,1,null,0,0,0,0,0,0,0,0,0,0,1,0,0]
["Historic",2012,null,null,null,"CA",null,null,null,null,"Solar",null,null,null,null,null,null,null,null,null,null,null,null,null,null,406.5,null,null,null,"Existing","Solar Thermal","Renewable","---","---","---","---","---","---","---","---","---","---","No",1,1,1,1,1,1,1,1,1,null,0,0,0,0,0,0,0,0,0,0,1,0,0]
["Historic",2012,null,null,null,"LA",null,null,null,null,"Nuclear",null,null,null,null,null,null,null,null,null,null,null,null,null,null,2134,null,null,null,"Existing","Nuclear","Nuclear","---","---","---","---","---","---","---","---","---","---","No",1,1,1,1,1,1,1,1,1,null,0,0,0,0,0,0,0,0,0,0,1,0,0]
["Historic",2012,null,null,null,"NM",null,null,null,null,"Non-Fossil",null,null,null,null,null,null,null,null,null,null,null,null,null,null,1.8,null,null,null,"Existing","Battery","Other","---","---","---","---","---","---","---","---","---","---","No",1,1,1,1,1,1,1,1,1,null,0,0,0,0,0,0,0,0,0,0,1,0,0]
["Historic",2012,null,null,null,"WA",null,null,null,null,"Pumps",null,null,null,null,null,null,null,null,null,null,null,null,null,null,314,null,null,null,"Existing","Pumped Storage","Other","---","---","---","---","---","---","---","---","---","---","No",1,1,1,1,1,1,1,1,1,null,0,0,0,0,0,0,0,0,0,0,1,0,0]
["Historic",2013,null,null,null,"FL",null,null,null,null,"NaturalGas",null,7.8410000000000007E-3,0.29713499999999998,0.72672000000000003,24.406245999999999,0,0,0,0,0,0,null,null,null,null,null,"Non-Fossil","No","Existing","Biomass","Renewable","---","---","---","---","---","---","---","---","---","---","No",1,1,1,1,1,1,1,1,1,null,0,0,0,0,0,0,0,0,0,0,1,0,0]
["Historic",2013,null,null,null,"MD",null,null,null,null,"NaturalGas",null,1.5712E-2,2.2209E-2,2.315493,3.2729400000000002,0,0,0,0,0,0,null,null,null,null,null,"Non-Fossil","No","Existing","Fuel Cell","Other","---","---","---","---","---","---","---","---","---","---","No",1,1,1,1,1,1,1,1,1,null,0,0,0,0,0,0,0,0,0,0,1,0,0]
["Historic",2013,null,null,null,"MT",null,null,null,null,"Hydro",null,0,0,4891.9865920000002,9638.259779,0,0,0,0,0,0,null,null,null,null,null,"Non-Fossil","No","Existing","Hydro","Renewable","---","---","---","---","---","---","---","---","---","---","No",1,1,1,1,1,1,1,1,1,null,0,0,0,0,0,0,0,0,0,0,1,0,0]
["Historic",2013,null,null,null,"OR",null,null,null,null,"Solar",null,0,0,10.227084,20.492999999999999,0,0,0,0,0,0,null,null,null,null,null,"Non-Fossil","No","Existing","Solar PV","Renewable","---","---","---","---","---","---","---","---","---","---","No",1,1,1,1,1,1,1,1,1,null,0,0,0,0,0,0,0,0,0,0,1,0,0]
["Historic",2013,null,null,null,"UT",null,null,null,null,"Wind",null,0,0,294.43552699999998,539.80600000000004,0,0,0,0,0,0,null,null,null,null,null,"Non-Fossil","No","Existing","Wind","Renewable","---","---","---","---","---","---","---","---","---","---","No",1,1,1,1,1,1,1,1,1,null,0,0,0,0,0,0,0,0,0,0,1,0,0]
["Historic",2013,null,null,null,"GA",null,null,null,null,"NaturalGas",null,115.065546916,262.48324788000002,16438.60152,37745.684329999996,6838.2278459999989,15599.059112999996,0.51579999999999993,1.1141749999999999,3.5496E-2,8.0014999999999989E-2,null,null,null,null,null,"Fossil","Yes","Existing","Combined Cycle","Combined Cycle","---","---","---","---","---","---","---","---","---","---","No",1,1,1,1,1,1,1,1,1,null,0,0,0,0,0,0,0,0,0,0,1,0,0]
["Historic",2013,null,null,null,"MS",null,null,null,null,"NaturalGas",null,5.0893461419999992,9.5954505539999992,430.59648000000016,818.37242000000015,302.4589959999999,570.2241889999998,0.12451300000000001,0.25417000000000006,4.3920000000000001E-3,9.3200000000000019E-3,null,null,null,null,null,"Fossil","Yes","Existing","Combustion Turbine","Combustion Turbine","---","---","---","---","---","---","---","---","---","---","No",1,1,1,1,1,1,1,1,1,null,0,0,0,0,0,0,0,0,0,0,1,0,0]
["Historic",2013,null,null,null,"WY",null,null,null,null,"Coal",null,200.46081896599998,478.64320630100008,19711.53138,46800.814820000014,21023.523357000005,50197.996900999991,18.113569999999999,43.43640899999999,14.684884,35.799295999999984,null,null,null,null,null,"Fossil","Yes","Existing","Coal Steam","Coal","---","---","---","---","---","---","---","---","---","---","No",1,1,1,1,1,1,1,1,1,null,0,0,0,0,0,0,0,0,0,0,1,1,0]
["Historic",2013,null,null,null,"DC",null,null,null,null,"Oil",null,null,null,null,null,null,null,null,null,null,null,null,null,null,0,null,null,"Yes","Existing","O/G Steam","O/G Steam","---","---","---","---","---","---","---","---","---","---","No",1,1,1,1,1,1,1,1,1,null,0,0,0,0,0,0,0,0,0,0,1,0,0]
["Historic",2013,null,null,null,"OH",null,null,null,null,"NaturalGas",null,null,null,null,null,null,null,null,null,null,null,null,null,null,5098,null,null,"Yes","Existing","Combustion Turbine","Combustion Turbine","---","---","---","---","---","---","---","---","---","---","No",1,1,1,1,1,1,1,1,1,null,0,0,0,0,0,0,0,0,0,0,1,0,0]
["Historic",2013,null,null,null,"WV",null,null,null,null,"Coal",null,null,null,null,null,null,null,null,null,null,null,null,null,null,14116,null,null,"Yes","Existing","Coal Steam","Coal","---","---","---","---","---","---","---","---","---","---","No",1,1,1,1,1,1,1,1,1,null,0,0,0,0,0,0,0,0,0,0,1,1,0]
["Historic",2013,null,null,null,"ID",null,null,null,null,"NaturalGas",null,null,null,null,null,null,null,null,null,null,null,null,null,null,20.8,null,null,"No","Existing","Combined Cycle","Combined Cycle","---","---","---","---","---","---","---","---","---","---","No",1,1,1,1,1,1,1,1,1,null,0,0,0,0,0,0,0,0,0,0,1,0,0]
["Historic",2013,null,null,null,"MI",null,null,null,null,"NaturalGas",null,null,null,null,null,null,null,null,null,null,null,null,null,null,111.9,null,null,"No","Existing","Combined Cycle","Combined Cycle","---","---","---","---","---","---","---","---","---","---","No",1,1,1,1,1,1,1,1,1,null,0,0,0,0,0,0,0,0,0,0,1,0,0]
["Historic",2013,null,null,null,"RI",null,null,null,null,"Oil",null,null,null,null,null,null,null,null,null,null,null,null,null,null,7.6,null,null,"No","Existing","Combustion Turbine","Combustion Turbine","---","---","---","---","---","---","---","---","---","---","No",1,1,1,1,1,1,1,1,1,null,0,0,0,0,0,0,0,0,0,0,1,0,0]
["Historic",2013,null,null,null,"TX",null,null,null,null,"Oil",null,null,null,null,null,null,null,null,null,null,null,null,null,null,62.90000000000002,null,null,"No","Existing","Combustion Turbine","Combustion Turbine","---","---","---","---","---","---","---","---","---","---","No",1,1,1,1,1,1,1,1,1,null,0,0,0,0,0,0,0,0,0,0,1,0,0]
["Historic",2013,null,null,null,"AZ",null,null,null,null,"Wind",null,null,null,null,null,null,null,null,null,null,null,null,null,null,237.3,null,null,null,"Existing","Wind","Renewable","---","---","---","---","---","---","---","---","---","---","No",1,1,1,1,1,1,1,1,1,null,0,0,0,0,0,0,0,0,0,0,1,0,0]
["Historic",2013,null,null,null,"MA",null,null,null,null,"Pumps",null,null,null,null,null,null,null,null,null,null,null,null,null,null,1724,null,null,null,"Existing","Pumped Storage","Other","---","---","---","---","---","---","---","---","---","---","No",1,1,1,1,1,1,1,1,1,null,0,0,0,0,0,0,0,0,0,0,1,0,0]
["Historic",2013,null,null,null,"OR",null,null,null,null,"Geothermal",null,null,null,null,null,null,null,null,null,null,null,null,null,null,17.700000000000003,null,null,null,"Existing","Geothermal","Renewable","---","---","---","---","---","---","---","---","---","---","No",1,1,1,1,1,1,1,1,1,null,0,0,0,0,0,0,0,0,0,0,1,0,0]
["Historic",2013,null,null,null,"WI",null,null,null,null,"Hydro",null,null,null,null,null,null,null,null,null,null,null,null,null,null,384.49999999999994,null,null,null,"Existing","Hydro","Renewable","---","---","---","---","---","---","---","---","---","---","No",1,1,1,1,1,1,1,1,1,null,0,0,0,0,0,0,0,0,0,0,1,0,0]
["Historic",2014,null,null,null,"CT",null,null,null,null,"Biomass",null,0.54116799999999998,1.7129909999999999,32.684058,108.39133199999999,0,0,0,0,0,0,null,null,null,null,null,"Non-Fossil","No","Existing","Biomass","Renewable","---","---","---","---","---","---","---","---","---","---","No",1,1,1,1,1,1,1,1,1,null,0,0,0,0,0,0,0,0,0,0,1,0,0]
["Historic",2014,null,null,null,"KY",null,null,null,null,"Hydro",null,0,0,1129.3463650000003,3143.567,0,0,0,0,0,0,null,null,null,null,null,"Non-Fossil","No","Existing","Hydro","Renewable","---","---","---","---","---","---","---","---","---","---","No",1,1,1,1,1,1,1,1,1,null,0,0,0,0,0,0,0,0,0,0,1,0,0]
["Historic",2014,null,null,null,"MS",null,null,null,null,"Nuclear",null,51.219918999999997,107.22872,4897.1580000000004,10252.183000000001,0,0,0,0,0,0,null,null,null,null,null,"Non-Fossil","No","Existing","Nuclear","Nuclear","---","---","---","---","---","---","---","---","---","---","No",1,1,1,1,1,1,1,1,1,null,0,0,0,0,0,0,0,0,0,0,1,0,0]
["Historic",2014,null,null,null,"NM",null,null,null,null,"Wind",null,0,0,762.40500300000008,2274.75,0,0,0,0,0,0,null,null,null,null,null,"Non-Fossil","No","Existing","Wind","Renewable","---","---","---","---","---","---","---","---","---","---","No",1,1,1,1,1,1,1,1,1,null,0,0,0,0,0,0,0,0,0,0,1,0,0]
["Historic",2014,null,null,null,"VA",null,null,null,null,"LF Gas",null,3.2689910000000002,7.3673109999999999,252.85612699999999,569.86055399999998,0,0,0,0,0,0,null,null,null,null,null,"Non-Fossil","No","Existing","Landfill Gas","Other","---","---","---","---","---","---","---","---","---","---","No",1,1,1,1,1,1,1,1,1,null,0,0,0,0,0,0,0,0,0,0,1,0,0]
["Historic",2014,null,null,null,"CA",null,null,null,null,"LF Gas",null,0.19878525700000002,0.68045577199999996,14.417999999999999,49.625900000000001,16.650293000000001,57.794612000000001,2.9089999999999997E-3,9.4590000000000004E-3,1.8200000000000001E-4,6.0300000000000002E-4,null,null,null,null,null,"Fossil","Yes","Existing","Landfill Gas","Other","---","---","---","---","---","---","---","---","---","---","No",1,1,1,1,1,1,1,1,1,null,0,0,0,0,0,0,0,0,0,0,1,0,0]
["Historic",2014,null,null,null,"NE",null,null,null,null,"Coal",null,105.35318647699999,244.54263961900003,10890.12343,25276.608530000001,11042.328728,25634.461699999996,9.3322900000000004,22.494375000000005,24.41066,56.906431000000005,null,null,null,null,null,"Fossil","Yes","Existing","Coal Steam","Coal","---","---","---","---","---","---","---","---","---","---","No",1,1,1,1,1,1,1,1,1,null,0,0,0,0,0,0,0,0,0,0,1,1,0]
["Historic",2014,null,null,null,"OK",null,null,null,null,"NaturalGas",null,58.79940203200001,138.08182314199999,5597.0144199999977,13015.887120000001,5426.0281180000011,12467.993768999999,6.2148809999999992,15.395983999999999,11.421752000000005,25.500849000000006,null,null,null,null,null,"Fossil","Yes","Existing","O/G Steam","O/G Steam","---","---","---","---","---","---","---","---","---","---","No",1,1,1,1,1,1,1,1,1,null,0,0,0,0,0,0,0,0,0,0,1,0,0]
["Historic",2014,null,null,null,"KY",null,null,null,null,"Oil",null,null,null,null,null,null,null,null,null,null,null,null,null,null,0,null,null,"Yes","Existing","O/G Steam","O/G Steam","---","---","---","---","---","---","---","---","---","---","No",1,1,1,1,1,1,1,1,1,null,0,0,0,0,0,0,0,0,0,0,1,0,0]
["Historic",2014,null,null,null,"NY",null,null,null,null,"NaturalGas",null,null,null,null,null,null,null,null,null,null,null,null,null,null,2175,null,null,"Yes","Existing","Combustion Turbine","Combustion Turbine","---","---","---","---","---","---","---","---","---","---","No",1,1,1,1,1,1,1,1,1,null,0,0,0,0,0,0,0,0,0,0,1,0,0]
["Historic",2014,null,null,null,"WI",null,null,null,null,"NaturalGas",null,null,null,null,null,null,null,null,null,null,null,null,null,null,3157.9,null,null,"Yes","Existing","Combustion Turbine","Combustion Turbine","---","---","---","---","---","---","---","---","---","---","No",1,1,1,1,1,1,1,1,1,null,0,0,0,0,0,0,0,0,0,0,1,0,0]
["Historic",2014,null,null,null,"FL",null,null,null,null,"NaturalGas",null,null,null,null,null,null,null,null,null,null,null,null,null,null,123.6,null,null,"No","Existing","Combined Cycle","Combined Cycle","---","---","---","---","---","---","---","---","---","---","No",1,1,1,1,1,1,1,1,1,null,0,0,0,0,0,0,0,0,0,0,1,0,0]
["Historic",2014,null,null,null,"MO",null,null,null,null,"NaturalGas",null,null,null,null,null,null,null,null,null,null,null,null,null,null,150.89999999999998,null,null,"No","Existing","Combustion Turbine","Combustion Turbine","---","---","---","---","---","---","---","---","---","---","No",1,1,1,1,1,1,1,1,1,null,0,0,0,0,0,0,0,0,0,0,1,0,0]
["Historic",2014,null,null,null,"NH",null,null,null,null,"Oil",null,null,null,null,null,null,null,null,null,null,null,null,null,null,7,null,null,"No","Existing","O/G Steam","O/G Steam","---","---","---","---","---","---","---","---","---","---","No",1,1,1,1,1,1,1,1,1,null,0,0,0,0,0,0,0,0,0,0,1,0,0]
["Historic",2014,null,null,null,"RI",null,null,null,null,"NaturalGas",null,null,null,null,null,null,null,null,null,null,null,null,null,null,10.4,null,null,"No","Existing","O/G Steam","O/G Steam","---","---","---","---","---","---","---","---","---","---","No",1,1,1,1,1,1,1,1,1,null,0,0,0,0,0,0,0,0,0,0,1,0,0]
["Historic",2014,null,null,null,"AZ",null,null,null,null,"Wind",null,null,null,null,null,null,null,null,null,null,null,null,null,null,237.3,null,null,null,"Existing","Wind","Renewable","---","---","---","---","---","---","---","---","---","---","No",1,1,1,1,1,1,1,1,1,null,0,0,0,0,0,0,0,0,0,0,1,0,0]
["Historic",2014,null,null,null,"MO",null,null,null,null,"Hydro",null,null,null,null,null,null,null,null,null,null,null,null,null,null,568.09999999999991,null,null,null,"Existing","Hydro","Renewable","---","---","---","---","---","---","---","---","---","---","No",1,1,1,1,1,1,1,1,1,null,0,0,0,0,0,0,0,0,0,0,1,0,0]
["Historic",2014,null,null,null,"NY",null,null,null,null,"Non-Fossil",null,null,null,null,null,null,null,null,null,null,null,null,null,null,20,null,null,null,"Existing","Flywheel","Other","---","---","---","---","---","---","---","---","---","---","No",1,1,1,1,1,1,1,1,1,null,0,0,0,0,0,0,0,0,0,0,1,0,0]
["Historic",2014,null,null,null,"TX",null,null,null,null,"Solar",null,null,null,null,null,null,null,null,null,null,null,null,null,null,185.70000000000002,null,null,null,"Existing","Solar PV","Renewable","---","---","---","---","---","---","---","---","---","---","No",1,1,1,1,1,1,1,1,1,null,0,0,0,0,0,0,0,0,0,0,1,0,0]
["Historic",2015,null,null,null,"CA",null,null,null,null,"Biomass",null,0.129389,0.298292,15.042914,34.679123000000004,0,0,0,0,0,0,null,null,null,null,null,"Non-Fossil","No","Existing","Fuel Cell","Other","---","---","---","---","---","---","---","---","---","---","No",1,1,1,1,1,1,1,1,1,null,0,0,0,0,0,0,0,0,0,0,1,0,0]
["Historic",2015,null,null,null,"IN",null,null,null,null,"LF Gas",null,1.9283969999999999,4.2670700000000004,165.02285799999999,365.15524499999998,0,0,0,0,0,0,null,null,null,null,null,"Non-Fossil","No","Existing","Landfill Gas","Other","---","---","---","---","---","---","---","---","---","---","No",1,1,1,1,1,1,1,1,1,null,0,0,0,0,0,0,0,0,0,0,1,0,0]
["Historic",2015,null,null,null,"MA",null,null,null,null,"Wind",null,0,0,64.322823999999997,214.66614000000001,0,0,0,0,0,0,null,null,null,null,null,"Non-Fossil","No","Existing","Wind","Renewable","---","---","---","---","---","---","---","---","---","---","No",1,1,1,1,1,1,1,1,1,null,0,0,0,0,0,0,0,0,0,0,1,0,0]
["Historic",2015,null,null,null,"NM",null,null,null,null,"Non-Fossil",null,0,0,0.29380099999999998,0.66500000000000004,0,0,0,0,0,0,null,null,null,null,null,"Non-Fossil","No","Existing","Battery","Other","---","---","---","---","---","---","---","---","---","---","No",1,1,1,1,1,1,1,1,1,null,0,0,0,0,0,0,0,0,0,0,1,0,0]
["Historic",2015,null,null,null,"TX",null,null,null,null,"Biomass",null,5.0396609999999997,11.808477999999999,338.25036600000004,767.29584200000011,0,0,0,0,0,0,null,null,null,null,null,"Non-Fossil","No","Existing","Biomass","Renewable","---","---","---","---","---","---","---","---","---","---","No",1,1,1,1,1,1,1,1,1,null,0,0,0,0,0,0,0,0,0,0,1,0,0]
["Historic",2015,null,null,null,"CO",null,null,null,null,"NaturalGas",null,10.992080932,24.365047482000001,993.46332999999993,2100.3638300000002,1123.9526899999998,2479.655827,1.610849,3.4555880000000001,0.86401099999999997,1.8924160000000001,null,null,null,null,null,"Fossil","Yes","Existing","O/G Steam","O/G Steam","---","---","---","---","---","---","---","---","---","---","No",1,1,1,1,1,1,1,1,1,null,0,0,0,0,0,0,0,0,0,0,1,0,0]
["Historic",2015,null,null,null,"LA",null,null,null,null,"NaturalGas",null,144.36654053399997,325.19268059899997,19186.576370000002,43145.434819999995,8494.5019159999993,19100.67698,1.4455879999999999,3.4155889999999998,3.5789000000000001E-2,7.9909000000000008E-2,null,null,null,null,null,"Fossil","Yes","Existing","Combined Cycle","Combined Cycle","---","---","---","---","---","---","---","---","---","---","No",1,1,1,1,1,1,1,1,1,null,0,0,0,0,0,0,0,0,0,0,1,0,0]
["Historic",2015,null,null,null,"WY",null,null,null,null,"NaturalGas",null,0.18070623699999999,0.21127448099999996,18.21285,21.09498,10.737359,12.554352999999999,4.0750000000000005E-3,4.9050000000000005E-3,5.3999999999999991E-5,6.3E-5,null,null,null,null,null,"Fossil","Yes","Existing","Combustion Turbine","Combustion Turbine","---","---","---","---","---","---","---","---","---","---","No",1,1,1,1,1,1,1,1,1,null,0,0,0,0,0,0,0,0,0,0,1,0,0]
["Historic",2015,null,null,null,"IN",null,null,null,null,"NaturalGas",null,null,null,null,null,null,null,null,null,null,null,null,null,null,3107.6000000000004,null,null,"Yes","Existing","Combustion Turbine","Combustion Turbine","---","---","---","---","---","---","---","---","---","---","No",1,1,1,1,1,1,1,1,1,null,0,0,0,0,0,0,0,0,0,0,1,0,0]
["Historic",2015,null,null,null,"NE",null,null,null,null,"NaturalGas",null,null,null,null,null,null,null,null,null,null,null,null,null,null,342.6,null,null,"Yes","Existing","Combined Cycle","Combined Cycle","---","---","---","---","---","---","---","---","---","---","No",1,1,1,1,1,1,1,1,1,null,0,0,0,0,0,0,0,0,0,0,1,0,0]
["Historic",2015,null,null,null,"TX",null,null,null,null,"NaturalGas",null,null,null,null,null,null,null,null,null,null,null,null,null,null,39745.399999999994,null,null,"Yes","Existing","Combined Cycle","Combined Cycle","---","---","---","---","---","---","---","---","---","---","No",1,1,1,1,1,1,1,1,1,null,0,0,0,0,0,0,0,0,0,0,1,0,0]
["Historic",2015,null,null,null,"CA",null,null,null,null,"Pet. Coke",null,null,null,null,null,null,null,null,null,null,null,null,null,null,17,null,null,"No","Existing","Coal Steam","Coal","---","---","---","---","---","---","---","---","---","---","No",1,1,1,1,1,1,1,1,1,null,0,0,0,0,0,0,0,0,0,0,1,1,0]
["Historic",2015,null,null,null,"LA",null,null,null,null,"NaturalGas",null,null,null,null,null,null,null,null,null,null,null,null,null,null,34.799999999999997,null,null,"No","Existing","Combined Cycle","Combined Cycle","---","---","---","---","---","---","---","---","---","---","No",1,1,1,1,1,1,1,1,1,null,0,0,0,0,0,0,0,0,0,0,1,0,0]
["Historic",2015,null,null,null,"MT",null,null,null,null,"NaturalGas",null,null,null,null,null,null,null,null,null,null,null,null,null,null,1.5,null,null,"No","Existing","O/G Steam","O/G Steam","---","---","---","---","---","---","---","---","---","---","No",1,1,1,1,1,1,1,1,1,null,0,0,0,0,0,0,0,0,0,0,1,0,0]
["Historic",2015,null,null,null,"PA",null,null,null,null,"Biomass",null,null,null,null,null,null,null,null,null,null,null,null,null,null,5.6,null,null,"No","Existing","Combustion Turbine","Combustion Turbine","---","---","---","---","---","---","---","---","---","---","No",1,1,1,1,1,1,1,1,1,null,0,0,0,0,0,0,0,0,0,0,1,0,0]
["Historic",2015,null,null,null,"GA",null,null,null,null,"Pumps",null,null,null,null,null,null,null,null,null,null,null,null,null,null,1862.2,null,null,null,"Existing","Pumped Storage","Other","---","---","---","---","---","---","---","---","---","---","No",1,1,1,1,1,1,1,1,1,null,0,0,0,0,0,0,0,0,0,0,1,0,0]
["Historic",2015,null,null,null,"ME",null,null,null,null,"Hydro",null,null,null,null,null,null,null,null,null,null,null,null,null,null,728.90000000000009,null,null,null,"Existing","Hydro","Renewable","---","---","---","---","---","---","---","---","---","---","No",1,1,1,1,1,1,1,1,1,null,0,0,0,0,0,0,0,0,0,0,1,0,0]
["Historic",2015,null,null,null,"NH",null,null,null,null,"Hydro",null,null,null,null,null,null,null,null,null,null,null,null,null,null,504.80000000000024,null,null,null,"Existing","Hydro","Renewable","---","---","---","---","---","---","---","---","---","---","No",1,1,1,1,1,1,1,1,1,null,0,0,0,0,0,0,0,0,0,0,1,0,0]
["Historic",2015,null,null,null,"TN",null,null,null,null,"LF Gas",null,null,null,null,null,null,null,null,null,null,null,null,null,null,12.4,null,null,null,"Existing","Landfill Gas","Other","---","---","---","---","---","---","---","---","---","---","No",1,1,1,1,1,1,1,1,1,null,0,0,0,0,0,0,0,0,0,0,1,0,0]
["Historic",2016,null,null,null,"AZ",null,null,null,null,"NaturalGas",null,140.61450555000002,232.277540853,18782.268510000002,31065.470349999992,8356.4964820000005,13803.903662999997,0.66749600000000009,1.1872370000000001,4.2185999999999994E-2,6.9686999999999985E-2,null,null,null,null,null,"Fossil","Yes","Existing","Combined Cycle","Combined Cycle","---","---","---","---","---","---","---","---","---","---","No",1,1,1,1,1,1,1,1,1,null,0,0,0,0,0,0,0,0,0,0,1,0,0]
["Historic",2016,null,null,null,"NV",null,null,null,null,"NaturalGas",null,2.6239481050000002,4.3283063410000002,234.05776999999998,386.11201,155.93748799999997,257.226472,0.16353100000000001,0.27511099999999999,7.8700000000000005E-4,1.2990000000000002E-3,null,null,null,null,null,"Fossil","Yes","Existing","O/G Steam","O/G Steam","---","---","---","---","---","---","---","---","---","---","No",1,1,1,1,1,1,1,1,1,null,0,0,0,0,0,0,0,0,0,0,1,0,0]
["Historic",2016,null,null,null,"ND",null,null,null,null,"Coal",null,128.456102956,296.23988730600007,11827.13099,27437.624629999998,13912.378626000002,32109.620711999996,15.459111000000002,38.146033000000003,19.488409000000001,46.44159299999999,null,null,null,null,null,"Fossil","Yes","Existing","Coal Steam","Coal","---","---","---","---","---","---","---","---","---","---","No",1,1,1,1,1,1,1,1,1,null,0,0,0,0,0,0,0,0,0,0,1,1,0]
["Historic",2016,null,null,null,"AZ",null,null,null,null,"Hydro",null,0,0,3167.5076919999997,7167.7629999999999,0,0,0,0,0,0,null,null,null,null,null,"Non-Fossil","No","Existing","Hydro","Renewable","---","---","---","---","---","---","---","---","---","---","No",1,1,1,1,1,1,1,1,1,null,0,0,0,0,0,0,0,0,0,0,1,0,0]
["Historic",2016,null,null,null,"KS",null,null,null,null,"Solar",null,0,0,1.0678620000000001,2.1019999999999999,0,0,0,0,0,0,null,null,null,null,null,"Non-Fossil","No","Existing","Solar PV","Renewable","---","---","---","---","---","---","---","---","---","---","No",1,1,1,1,1,1,1,1,1,null,0,0,0,0,0,0,0,0,0,0,1,0,0]
["Historic",2016,null,null,null,"OK",null,null,null,null,"Solar",null,0,0,2.6269999999999998,5.4359999999999999,0,0,0,0,0,0,null,null,null,null,null,"Non-Fossil","No","Existing","Solar PV","Renewable","---","---","---","---","---","---","---","---","---","---","No",1,1,1,1,1,1,1,1,1,null,0,0,0,0,0,0,0,0,0,0,1,0,0]
["Historic",2016,null,null,null,"WV",null,null,null,null,"Hydro",null,0,0,648.77265699999987,1638.2470000000001,0,0,0,0,0,0,null,null,null,null,null,"Non-Fossil","No","Existing","Hydro","Renewable","---","---","---","---","---","---","---","---","---","---","No",1,1,1,1,1,1,1,1,1,null,0,0,0,0,0,0,0,0,0,0,1,0,0]
["Historic",2016,null,null,null,"ID",null,null,null,null,"NaturalGas",null,null,null,null,null,null,null,null,null,null,null,null,null,null,557.5,null,null,"Yes","Existing","Combustion Turbine","Combustion Turbine","---","---","---","---","---","---","---","---","---","---","No",1,1,1,1,1,1,1,1,1,null,0,0,0,0,0,0,0,0,0,0,1,0,0]
["Historic",2016,null,null,null,"ND",null,null,null,null,"NaturalGas",null,null,null,null,null,null,null,null,null,null,null,null,null,null,328,null,null,"Yes","Existing","Combustion Turbine","Combustion Turbine","---","---","---","---","---","---","---","---","---","---","No",1,1,1,1,1,1,1,1,1,null,0,0,0,0,0,0,0,0,0,0,1,0,0]
["Historic",2016,null,null,null,"TX",null,null,null,null,"Coal",null,null,null,null,null,null,null,null,null,null,null,null,null,null,23589,null,null,"Yes","Existing","Coal Steam","Coal","---","---","---","---","---","---","---","---","---","---","No",1,1,1,1,1,1,1,1,1,null,0,0,0,0,0,0,0,0,0,0,1,1,0]
["Historic",2016,null,null,null,"AR",null,null,null,null,"NaturalGas",null,null,null,null,null,null,null,null,null,null,null,null,null,null,117.80000000000003,null,null,"No","Existing","Combustion Turbine","Combustion Turbine","---","---","---","---","---","---","---","---","---","---","No",1,1,1,1,1,1,1,1,1,null,0,0,0,0,0,0,0,0,0,0,1,0,0]
["Historic",2016,null,null,null,"KY",null,null,null,null,"Oil",null,null,null,null,null,null,null,null,null,null,null,null,null,null,11.900000000000002,null,null,"No","Existing","Combustion Turbine","Combustion Turbine","---","---","---","---","---","---","---","---","---","---","No",1,1,1,1,1,1,1,1,1,null,0,0,0,0,0,0,0,0,0,0,1,0,0]
["Historic",2016,null,null,null,"MT",null,null,null,null,"NaturalGas",null,null,null,null,null,null,null,null,null,null,null,null,null,null,72.2,null,null,"No","Existing","Combustion Turbine","Combustion Turbine","---","---","---","---","---","---","---","---","---","---","No",1,1,1,1,1,1,1,1,1,null,0,0,0,0,0,0,0,0,0,0,1,0,0]
["Historic",2016,null,null,null,"SD",null,null,null,null,"Oil",null,null,null,null,null,null,null,null,null,null,null,null,null,null,33.5,null,null,"No","Existing","Combustion Turbine","Combustion Turbine","---","---","---","---","---","---","---","---","---","---","No",1,1,1,1,1,1,1,1,1,null,0,0,0,0,0,0,0,0,0,0,1,0,0]
["Historic",2016,null,null,null,"WI",null,null,null,null,"NaturalGas",null,null,null,null,null,null,null,null,null,null,null,null,null,null,23.900000000000002,null,null,"No","Existing","Combustion Turbine","Combustion Turbine","---","---","---","---","---","---","---","---","---","---","No",1,1,1,1,1,1,1,1,1,null,0,0,0,0,0,0,0,0,0,0,1,0,0]
["Historic",2016,null,null,null,"ME",null,null,null,null,"Non-Fossil",null,null,null,null,null,null,null,null,null,null,null,null,null,null,16.2,null,null,null,"Existing","Battery","Other","---","---","---","---","---","---","---","---","---","---","No",1,1,1,1,1,1,1,1,1,null,0,0,0,0,0,0,0,0,0,0,1,0,0]
["Historic",2016,null,null,null,"NC",null,null,null,null,"Solar",null,null,null,null,null,null,null,null,null,null,null,null,null,null,2437.0000000000032,null,null,null,"Existing","Solar PV","Renewable","---","---","---","---","---","---","---","---","---","---","No",1,1,1,1,1,1,1,1,1,null,0,0,0,0,0,0,0,0,0,0,1,0,0]
["Historic",2016,null,null,null,"TN",null,null,null,null,"Biomass",null,null,null,null,null,null,null,null,null,null,null,null,null,null,182,null,null,null,"Existing","Biomass","Renewable","---","---","---","---","---","---","---","---","---","---","No",1,1,1,1,1,1,1,1,1,null,0,0,0,0,0,0,0,0,0,0,1,0,0]
["Historic",2017,null,null,null,"AL",null,null,null,null,"LF Gas",null,0.21701999999999999,0.53055099999999999,16.915002000000001,41.351999999999997,null,null,null,null,null,null,null,null,null,null,null,"Non-Fossil","No","Existing","Landfill Gas","Other","---","---","---","---","---","---","---","---","---","---","No",1,1,1,1,1,1,1,1,1,null,0,0,0,0,0,0,0,0,0,0,1,0,0]
["Historic",2017,null,null,null,"KY",null,null,null,null,"Non-Fossil",null,0.14937500000000001,0.45141999999999999,14.863950000000001,44.695130000000006,null,null,null,null,null,null,null,null,null,null,null,"Non-Fossil","No","Existing","Non-Fossil Other","Other","---","---","---","---","---","---","---","---","---","---","No",1,1,1,1,1,1,1,1,1,null,0,0,0,0,0,0,0,0,0,0,1,0,0]
["Historic",2017,null,null,null,"MI",null,null,null,null,"MSW",null,1.436842,3.211843,127.04906,263.74034900000004,null,null,null,null,null,null,null,null,null,null,null,"Non-Fossil","No","Existing","Non-Fossil Other","Other","---","---","---","---","---","---","---","---","---","---","No",1,1,1,1,1,1,1,1,1,null,0,0,0,0,0,0,0,0,0,0,1,0,0]
["Historic",2017,null,null,null,"NV",null,null,null,null,"Solar",null,0,0,102.82,160.054,null,null,null,null,null,null,null,null,null,null,null,"Non-Fossil","No","Existing","Solar Thermal","Renewable","---","---","---","---","---","---","---","---","---","---","No",1,1,1,1,1,1,1,1,1,null,0,0,0,0,0,0,0,0,0,0,1,0,0]
["Historic",2017,null,null,null,"TX",null,null,null,null,"LF Gas",null,2.6555200000000001,6.549258,219.06614300000001,543.86420099999998,null,null,null,null,null,null,null,null,null,null,null,"Non-Fossil","No","Existing","Landfill Gas","Other","---","---","---","---","---","---","---","---","---","---","No",1,1,1,1,1,1,1,1,1,null,0,0,0,0,0,0,0,0,0,0,1,0,0]
["Historic",2017,null,null,null,"CT",null,null,null,null,"Hydro",null,null,null,null,null,null,null,null,null,null,null,null,null,null,122.19999999999999,null,"Non-Fossil","No","Existing","Hydro","Renewable","---","---","---","---","---","---","---","---","---","---","No",1,1,1,1,1,1,1,1,1,null,0,0,0,0,0,0,0,0,0,0,1,0,0]
["Historic",2017,null,null,null,"IA",null,null,null,null,"NaturalGas",null,null,null,null,null,null,null,null,null,null,null,null,null,null,404.7,null,"Fossil","Yes","Existing","O/G Steam","O/G Steam","---","---","---","---","---","---","---","---","---","---","No",1,1,1,1,1,1,1,1,1,null,0,0,0,0,0,0,0,0,0,0,1,0,0]
["Historic",2017,null,null,null,"KS",null,null,null,null,"Non-Fossil",null,null,null,null,null,null,null,null,null,null,null,null,null,null,0.8,null,"Non-Fossil","No","Existing","Non-Fossil Other","Other","---","---","---","---","---","---","---","---","---","---","No",1,1,1,1,1,1,1,1,1,null,0,0,0,0,0,0,0,0,0,0,1,0,0]
["Historic",2017,null,null,null,"ME",null,null,null,null,"LF Gas",null,null,null,null,null,null,null,null,null,null,null,null,null,null,5.9000000000000012,null,"Non-Fossil","No","Existing","Landfill Gas","Other","---","---","---","---","---","---","---","---","---","---","No",1,1,1,1,1,1,1,1,1,null,0,0,0,0,0,0,0,0,0,0,1,0,0]
["Historic",2017,null,null,null,"MT",null,null,null,null,"NaturalGas",null,null,null,null,null,null,null,null,null,null,null,null,null,null,95.800000000000011,null,"Fossil","No","Existing","Combustion Turbine","Combustion Turbine","---","---","---","---","---","---","---","---","---","---","No",1,1,1,1,1,1,1,1,1,null,0,0,0,0,0,0,0,0,0,0,1,0,0]
["Historic",2017,null,null,null,"NY",null,null,null,null,"NaturalGas",null,null,null,null,null,null,null,null,null,null,null,null,null,null,335.8,null,"Fossil","No","Existing","Combined Cycle","Combined Cycle","---","---","---","---","---","---","---","---","---","---","No",1,1,1,1,1,1,1,1,1,null,0,0,0,0,0,0,0,0,0,0,1,0,0]
["Historic",2017,null,null,null,"OH",null,null,null,null,"NaturalGas",null,null,null,null,null,null,null,null,null,null,null,null,null,null,5116.4000000000005,null,"Fossil","Yes","Existing","Combustion Turbine","Combustion Turbine","---","---","---","---","---","---","---","---","---","---","No",1,1,1,1,1,1,1,1,1,null,0,0,0,0,0,0,0,0,0,0,1,0,0]
["Historic",2017,null,null,null,"SC",null,null,null,null,"Oil",null,null,null,null,null,null,null,null,null,null,null,null,null,null,175.30000000000018,null,"Fossil","No","Existing","Combustion Turbine","Combustion Turbine","---","---","---","---","---","---","---","---","---","---","No",1,1,1,1,1,1,1,1,1,null,0,0,0,0,0,0,0,0,0,0,1,0,0]
["Historic",2017,null,null,null,"WA",null,null,null,null,"NaturalGas",null,null,null,null,null,null,null,null,null,null,null,null,null,null,32.800000000000004,null,"Fossil","No","Existing","Combustion Turbine","Combustion Turbine","---","---","---","---","---","---","---","---","---","---","No",1,1,1,1,1,1,1,1,1,null,0,0,0,0,0,0,0,0,0,0,1,0,0]
["Historic",2017,null,null,null,"AL",null,null,null,null,"NaturalGas",null,163.68871684799998,356.71023332700014,22699.494999999995,49640.519469999992,9727.7875499999991,21198.826885999999,0.83896499999999996,1.862525,4.9057999999999997E-2,0.10693399999999999,null,null,null,null,null,"Fossil","Yes","Existing","Combined Cycle","Combined Cycle","---","---","---","---","---","---","---","---",null,null,null,1,1,1,1,1,1,1,1,1,null,0,0,0,0,0,0,0,0,0,0,1,0,0]
["Historic",2017,null,null,null,"NM",null,null,null,null,"NaturalGas",null,4.3032801799999998,6.4598662149999999,400.41418000000004,596.94313000000011,255.89358300000001,384.40470600000009,9.2376E-2,0.14127999999999996,1.3270000000000001E-3,2.1480000000000002E-3,null,null,null,null,null,"Fossil","Yes","Existing","Combustion Turbine","Combustion Turbine","---","---","---","---","---","---","---","---",null,null,null,1,1,1,1,1,1,1,1,1,null,0,0,0,0,0,0,0,0,0,0,1,0,0]
["Historic",2017,null,null,null,"WI",null,null,null,null,"Oil",null,0.10771067500000001,0.17804526100000001,2.3535599999999999,2.3752,5.6513999999999998,11.296299999999999,5.707799999999999E-2,9.9074999999999983E-2,5.3270000000000001E-3,7.0869999999999995E-3,null,null,null,null,null,"Fossil","Yes","Existing","Combustion Turbine","Combustion Turbine","---","---","---","---","---","---","---","---",null,null,null,1,1,1,1,1,1,1,1,1,null,0,0,0,0,0,0,0,0,0,0,1,0,0]
["Historic",2018,null,null,null,"GA",null,null,null,null,"Hydro",null,0,0,1061.5158189999997,2877.6621099999998,null,null,null,null,null,null,null,null,null,null,null,"Non-Fossil","No","Existing","Hydro","Renewable","---","---","---","---","---","---","---","---","---","---","No",1,1,1,1,1,1,1,1,1,null,0,0,0,0,0,0,0,0,0,0,1,0,0]
["Historic",2018,null,null,null,"MD",null,null,null,null,"Hydro",null,0,0,1061.3491409999999,2828.8522230000003,null,null,null,null,null,null,null,null,null,null,null,"Non-Fossil","No","Existing","Hydro","Renewable","---","---","---","---","---","---","---","---","---","---","No",1,1,1,1,1,1,1,1,1,null,0,0,0,0,0,0,0,0,0,0,1,0,0]
["Historic",2018,null,null,null,"NV",null,null,null,null,"Solar",null,0,0,204.36099999999999,306.18900000000002,null,null,null,null,null,null,null,null,null,null,null,"Non-Fossil","No","Existing","Solar Thermal","Renewable","---","---","---","---","---","---","---","---","---","---","No",1,1,1,1,1,1,1,1,1,null,0,0,0,0,0,0,0,0,0,0,1,0,0]
["Historic",2018,null,null,null,"RI",null,null,null,null,"LF Gas",null,0.89135200000000003,2.0477509999999999,91.645600000000002,211.03126,null,null,null,null,null,null,null,null,null,null,null,"Non-Fossil","No","Existing","Landfill Gas","Other","---","---","---","---","---","---","---","---","---","---","No",1,1,1,1,1,1,1,1,1,null,0,0,0,0,0,0,0,0,0,0,1,0,0]
["Historic",2018,null,null,null,"WI",null,null,null,null,"MSW",null,0.23719899999999999,0.53734899999999997,9.8252330000000008,22.818180000000002,null,null,null,null,null,null,null,null,null,null,null,"Non-Fossil","No","Existing","Non-Fossil Other","Other","---","---","---","---","---","---","---","---","---","---","No",1,1,1,1,1,1,1,1,1,null,0,0,0,0,0,0,0,0,0,0,1,0,0]
["Historic",2018,null,null,null,"KS",null,null,null,null,"NaturalGas",null,3.6419192790000001,9.7180249370000009,510.54847999999998,1337.3042499999999,216.43472700000001,577.53216299999997,5.3462000000000003E-2,0.162138,1.093E-3,2.9159999999999998E-3,null,null,null,null,null,"Fossil","Yes","Existing","Combined Cycle","Combined Cycle","---","---","---","---","---","---","---","---","---","---","No",1,1,1,1,1,1,1,1,1,null,0,0,0,0,0,0,0,0,0,0,1,0,0]
["Historic",2018,null,null,null,"WI",null,null,null,null,"NaturalGas",null,45.189764576000002,98.202328399999999,6626.9571900000001,14405.33425,2685.5663599999998,5836.2049429999997,0.20521299999999998,0.46597100000000002,1.3510999999999997E-2,3.3429E-2,null,null,null,null,null,"Fossil","Yes","Existing","Combined Cycle","Combined Cycle","---","---","---","---","---","---","---","---","---","---","No",1,1,1,1,1,1,1,1,1,null,0,0,0,0,0,0,0,0,0,0,1,0,0]
["Historic",2018,null,null,null,"CT",null,null,null,null,"Pumps",null,null,null,null,null,null,null,null,null,null,null,null,null,null,25.4,null,"Non-Fossil","No","Existing","Pumped Storage",null,"---","---","---","---","---","---","---","---","---","---","No",1,1,1,1,1,1,1,1,1,null,0,0,0,0,0,0,0,0,0,0,1,0,0]
["Historic",2018,null,null,null,"IA",null,null,null,null,"NaturalGas",null,null,null,null,null,null,null,null,null,null,null,null,null,null,387,null,"Fossil","Yes","Existing","O/G Steam",null,"---","---","---","---","---","---","---","---","---","---","No",1,1,1,1,1,1,1,1,1,null,0,0,0,0,0,0,0,0,0,0,1,0,0]
["Historic",2018,null,null,null,"MN",null,null,null,null,"MSW",null,null,null,null,null,null,null,null,null,null,null,null,null,null,33.700000000000003,null,"Non-Fossil","No","Existing","Non-Fossil Other",null,"---","---","---","---","---","---","---","---","---","---","No",1,1,1,1,1,1,1,1,1,null,0,0,0,0,0,0,0,0,0,0,1,0,0]
["Historic",2018,null,null,null,"NV",null,null,null,null,"Wind",null,null,null,null,null,null,null,null,null,null,null,null,null,null,150,null,"Non-Fossil","No","Existing","Wind",null,"---","---","---","---","---","---","---","---","---","---","No",1,1,1,1,1,1,1,1,1,null,0,0,0,0,0,0,0,0,0,0,1,0,0]
["Historic",2018,null,null,null,"VA",null,null,null,null,"MSW",null,null,null,null,null,null,null,null,null,null,null,null,null,null,98,null,"Non-Fossil","No","Existing","Non-Fossil Other",null,"---","---","---","---","---","---","---","---","---","---","No",1,1,1,1,1,1,1,1,1,null,0,0,0,0,0,0,0,0,0,0,1,0,0]
["Historic",2018,null,null,null,"WV",null,null,null,null,"Non-Fossil",null,null,null,null,null,null,null,null,null,null,null,null,null,null,31.5,null,"Non-Fossil","No","Existing","Energy Storage",null,"---","---","---","---","---","---","---","---","---","---","No",1,1,1,1,1,1,1,1,1,null,0,0,0,0,0,0,0,0,0,0,1,0,0]
["Historic",2018,null,null,null,"CO",null,null,null,null,"Biomass",null,null,null,null,null,null,null,null,null,null,null,null,null,null,12.6,null,"Non-Fossil","No","Existing","Biomass",null,"---","---","---","---","---","---","---","---","---","---","No",1,1,1,1,1,1,1,1,1,null,0,0,0,0,0,0,0,0,0,0,1,0,0]
["Historic",2018,null,null,null,"IA",null,null,null,null,"NaturalGas",null,null,null,null,null,null,null,null,null,null,null,null,null,null,339.99999999999994,null,"Fossil","No","Existing","Combustion Turbine",null,"---","---","---","---","---","---","---","---","---","---","No",1,1,1,1,1,1,1,1,1,null,0,0,0,0,0,0,0,0,0,0,1,0,0]
["Historic",2018,null,null,null,"LA",null,null,null,null,"NaturalGas",null,null,null,null,null,null,null,null,null,null,null,null,null,null,36,null,"Fossil","No","Existing","Combined Cycle",null,"---","---","---","---","---","---","---","---","---","---","No",1,1,1,1,1,1,1,1,1,null,0,0,0,0,0,0,0,0,0,0,1,0,0]
["Historic",2018,null,null,null,"NH",null,null,null,null,"Oil",null,null,null,null,null,null,null,null,null,null,null,null,null,null,4.9000000000000004,null,"Fossil","No","Existing","Combustion Turbine",null,"---","---","---","---","---","---","---","---","---","---","No",1,1,1,1,1,1,1,1,1,null,0,0,0,0,0,0,0,0,0,0,1,0,0]
["Historic",2018,null,null,null,"OH",null,null,null,null,"Non-Fossil",null,null,null,null,null,null,null,null,null,null,null,null,null,null,33,null,"Non-Fossil","No","Existing","Energy Storage",null,"---","---","---","---","---","---","---","---","---","---","No",1,1,1,1,1,1,1,1,1,null,0,0,0,0,0,0,0,0,0,0,1,0,0]
["Historic",2018,null,null,null,"TN",null,null,null,null,"NaturalGas",null,null,null,null,null,null,null,null,null,null,null,null,null,null,3.2,null,"Fossil","No","Existing","Combustion Turbine",null,"---","---","---","---","---","---","---","---","---","---","No",1,1,1,1,1,1,1,1,1,null,0,0,0,0,0,0,0,0,0,0,1,0,0]
["Historic",2018,null,null,null,"WA",null,null,null,null,"Wind",null,null,null,null,null,null,null,null,null,null,null,null,null,null,17.5,null,"Non-Fossil","No","Existing","Wind",null,"---","---","---","---","---","---","---","---","---","---","No",1,1,1,1,1,1,1,1,1,null,0,0,0,0,0,0,0,0,0,0,1,0,0]
["Nov 2019 Ref Case",2021,null,"WECC_AZ","4378","AZ",null,null,null,null,"Hydro",null,0,0,3074.7335272559999,6855.1819213560002,0,0,0,0,0,0,null,null,null,2717.9,"00 Exist Hydro","Non-Fossil","No","Existing","Hydro","Renewable","---","---","---","---","---","---","---","---","None","None","No",1,1,1,1,1,1,1,1,1,null,0,0,0,0,0,0,0,0,0,1,0,0,0]
["Nov 2019 Ref Case",2021,null,"WECC_SCE","37918; 37917","CA",null,null,null,null,"NaturalGas",null,0.28811518189654201,0.44119256960933001,31.709793297000001,48.557403655000002,16.866262748223569,25.827413024930198,1.584633500430966E-3,2.426559132851289E-3,0,0,null,null,null,182.03336400000001,"00 New Combustion Turbine","Fossil","Yes","New","Combustion Turbine","Combustion Turbine","---","---","---","---","---","---","---","---","None","None","No",1,1,1,1,1,1,1,1,1,null,0,0,0,0,0,0,0,0,0,1,0,0,0]
["Nov 2019 Ref Case",2021,null,"WEC_LADW","5515","CA",null,null,null,null,"Wind",null,0,0,124.479331005291,245.69174994708999,0,0,0,0,0,0,null,null,null,136.9,"00 Exist Onshore Wind","Non-Fossil","No","Existing","Wind","Renewable","---","---","---","---","---","---","---","---","None","None","No",1,1,1,1,1,1,1,1,1,null,0,0,0,0,0,0,0,0,0,1,0,0,0]
["Nov 2019 Ref Case",2021,null,"NENG_CT","1187; 1188; 1189; 1190","CT",null,null,null,null,"*Did Not Operate",null,0,0,0,0,0,0,0,0,0,0,null,null,null,148.4,"00 Exist Combustion Turbine","Fossil","Yes","Existing","Combustion Turbine","Combustion Turbine","---","---","---","---","---","---","---","---","None","None","No",1,1,1,1,1,1,1,1,1,null,0,0,0,0,0,0,0,0,0,1,0,0,0]
["Nov 2019 Ref Case",2021,null,"WECC_PNW","6977","ID",null,null,null,null,"---",null,0,0,0,0,0,0,0,0,0,0,null,null,null,132,"00 CT Retirement","Retired","No","Retired","Combustion Turbine","Retired","Retired","Retired","Retired","Retired","Retired","Retired","Retired","Retired","Retired","Retired","No",1,1,1,1,1,1,1,1,1,null,0,0,0,0,0,0,0,0,0,0,0,0,0]
["Nov 2019 Ref Case",2021,null,"MIS_INKY","5470; 5470","IN",null,null,null,null,"Coal",null,13.28989088609856,21.695839411713941,1208.424569328,1972.7615239290001,1424.0118084454571,2324.7091929651501,0.58821057061872195,0.96025785236246097,0.50628155756565896,0.82650816806529404,null,null,null,469,"00 Exist Coal Steam_DryFGD_SCR_ACI_DSI","Fossil","Yes","Existing","Coal Steam","Coal","Existing","Existing","Existing","---","Existing","---","---","---","Existing","Existing","Yes",1,1,1,1,1,1,1,1,1,null,0,0,0,0,0,0,0,0,0,1,0,1,0]
["Nov 2019 Ref Case",2021,null,"SPP_N","4100","KS",null,null,null,null,"Coal",null,22.604893806974001,50.504170854772198,2033.9116256049999,4544.1938865190004,2426.63161471995,5421.6143954455601,0.38258782768303501,0.85478309171702005,0.26905311054014402,0.60112223396223796,null,null,null,718,"00 Exist Coal Steam_WetFGD_SCR_ACI","Fossil","Yes","Existing","Coal Steam","Coal","Existing","---","Existing","---","Existing","---","---","---","Existing","Existing","Yes",1,1,1,1,1,1,1,1,1,null,0,0,0,0,0,0,0,0,0,1,0,1,0]
["Nov 2019 Ref Case",2021,null,"SPP_WEST","44246","LA",null,null,null,null,"EnerStor",null,0,0,0.30600006099999999,0.65518198599999999,0,0,0,0,0,0,null,null,null,0.5,"00 New Battery Storage","Non-Fossil","No","New","Energy Storage","Storage","---","---","---","---","---","---","---","---","None","None","No",1,1,1,1,1,1,1,1,1,null,0,0,0,0,0,0,0,0,0,1,0,0,0]
["Nov 2019 Ref Case",2021,null,"NENG_ME","2411","ME",null,null,null,null,"NaturalGas",null,5.6068080437440002E-3,5.6068080437440002E-3,0.57423269600000004,0.57423269600000004,0.36119942884616102,0.36119942884616102,2.1583115854182999E-4,2.1583115854182999E-4,0,0,null,null,null,156.80000000000001,"00 Exist Combustion Turbine","Fossil","Yes","Existing","Combustion Turbine","Combustion Turbine","---","---","---","---","---","---","---","---","None","None","No",1,1,1,1,1,1,1,1,1,null,0,0,0,0,0,0,0,0,0,1,0,0,0]
["Nov 2019 Ref Case",2021,null,"MIS_MNWI","3929; 3931; 3932","MN",null,null,null,null,"NaturalGas",null,0.19992063688408199,0.43646860826643202,16.343811838000001,36.338726521999988,11.723049784117119,25.572138177366082,2.370986819505698E-2,5.1527244274190823E-2,0,0,null,null,null,30.6,"00 Exist Oil/Gas Steam","Fossil","No","Existing","O/G Steam","O/G Steam","---","---","---","---","---","---","---","---","None","None","No",1,1,1,1,1,1,1,1,1,null,0,0,0,0,0,0,0,0,0,1,0,0,0]
["Nov 2019 Ref Case",2021,null,"SPP_N","4098; 4099; 4101","MO",null,null,null,null,"Coal",null,52.08797548756008,113.8338505743355,5430.5967608399997,11885.853081043,5591.6355610516248,12220.045048111109,1.563552420915302,3.3576135593480489,0.48533118067397801,0.98734666596352905,null,null,null,1766,"00 Exist Coal Steam_WetFGD_SCR_ACI","Fossil","Yes","Existing","Coal Steam","Coal","Existing","---","Existing","---","Existing","---","---","---","Existing","Existing","Yes",1,1,1,1,1,1,1,1,1,null,0,0,0,0,0,0,0,0,0,1,0,1,0]
["Nov 2019 Ref Case",2021,null,"WECC_MT","4340","MT",null,null,null,null,"Fwaste",null,4.3986132041040002E-3,1.2603574177463999E-2,0.375180246,1.075023386,0.70619734991889704,2.0235038341918501,1.05456751568393E-4,3.0217069090469998E-4,1.7594452816416001E-4,5.0414296709856005E-4,null,null,null,1.5,"00 Exist Fossil_Other","Fossil","No","Existing","Fossil Other","Other","---","---","---","---","---","---","---","---","None","None","No",1,1,1,1,1,1,1,1,1,null,0,0,0,0,0,0,0,0,0,1,0,0,0]
["Nov 2019 Ref Case",2021,null,"SPP_NEBR","2270; 2302; 2304; 2310; 2311; 2338","NE",null,null,null,null,"*Did Not Operate",null,0,0,0,0,0,0,0,0,0,0,null,null,null,65.7,"00 Exist Combustion Turbine","Fossil","No","Existing","Combustion Turbine","Combustion Turbine","---","---","---","---","---","---","---","---","None","None","No",1,1,1,1,1,1,1,1,1,null,0,0,0,0,0,0,0,0,0,1,0,0,0]
["Nov 2019 Ref Case",2021,null,"NY_Z_B","30283","NY",null,null,null,null,"Solar",null,0,0,4.8362748,7.8710927999999996,0,0,0,0,0,0,null,null,null,6,"00 New Solar PV","Non-Fossil","No","New","Solar PV","Renewable","---","---","---","---","---","---","---","---","None","None","No",1,1,1,1,1,1,1,1,1,null,0,0,0,0,0,0,0,0,0,1,0,0,0]
["Nov 2019 Ref Case",2021,null,"NY_Z_K","879; 883; 898; 899; 902; 903; 904; 905; 908","NY",null,null,null,null,"NaturalGas",null,0.83887373038002977,0.83887373038002977,92.702722737999991,92.702722737999991,60.593070398186903,60.593070398186903,3.6095497749563041E-2,3.6095497749563041E-2,0,0,null,null,null,643.29999999999995,"00 Exist Combustion Turbine","Fossil","Yes","Existing","Combustion Turbine","Combustion Turbine","---","---","---","---","---","---","---","---","None","None","No",1,1,1,1,1,1,1,1,1,null,0,0,0,0,0,0,0,0,0,1,0,0,0]
["Nov 2019 Ref Case",2021,null,"PJM_West","5004; 5005","OH",null,null,null,null,"Solar",null,0,0,16.698991546944779,31.413353204172861,0,0,0,0,0,0,null,null,null,21.6,"00 Exist Solar PV","Non-Fossil","No","Existing","Solar PV","Renewable","---","---","---","---","---","---","---","---","None","None","No",1,1,1,1,1,1,1,1,1,null,0,0,0,0,0,0,0,0,0,1,0,0,0]
["Nov 2019 Ref Case",2021,null,"PJM_WMAC","10710; 12540; 13956; 14319; 14325; 14330; 14334; 14376","PA",null,null,null,null,"---",null,0,0,0,0,0,0,0,0,0,0,null,null,null,1992,"00 Coal Retirement","Retired","No","Retired","Coal Steam","Retired","Retired","Retired","Retired","Retired","Retired","Retired","Retired","Retired","Retired","Retired","No",1,1,1,1,1,1,1,1,1,null,0,0,0,0,0,0,0,0,0,0,0,0,0]
["Nov 2019 Ref Case",2021,null,"S_VACA","33640","SC",null,null,null,null,"Solar",null,0,0,178.84060194,353.66846046000001,0,0,0,0,0,0,null,null,null,222.6,"00 New Solar PV","Non-Fossil","No","New","Solar PV","Renewable","---","---","---","---","---","---","---","---","None","None","No",1,1,1,1,1,1,1,1,1,null,0,0,0,0,0,0,0,0,0,1,0,0,0]
["Nov 2019 Ref Case",2021,null,"SPP_SPS","5593","TX",null,null,null,null,"Wind",null,0,0,3255.8064483973199,8110.7206276470697,0,0,0,0,0,0,null,null,null,2313.9,"00 Exist Onshore Wind","Non-Fossil","No","Existing","Wind","Renewable","---","---","---","---","---","---","---","---","None","None","No",1,1,1,1,1,1,1,1,1,null,0,0,0,0,0,0,0,0,0,1,0,0,0]
["Nov 2019 Ref Case",2021,null,"PJM_AP","5055","VA",null,null,null,null,"Solar",null,0,0,2.36783422447014,4.3484344894026998,0,0,0,0,0,0,null,null,null,2.5,"00 Exist Solar PV","Non-Fossil","No","Existing","Solar PV","Renewable","---","---","---","---","---","---","---","---","None","None","No",1,1,1,1,1,1,1,1,1,null,0,0,0,0,0,0,0,0,0,1,0,0,0]
["Nov 2019 Ref Case",2021,null,"WECC_PNW","3175; 3176; 3184; 3185; 3186; 3191","WA",null,null,null,null,"NaturalGas",null,22.091336961453219,92.052885663546206,3067.4944810080001,12550.467462912,1293.2268657234711,5388.7759267439906,0.1255273847197601,0.49506042413484158,0,0,null,null,null,2141.5,"00 Exist Combined Cycle","Fossil","Yes","Existing","Combined Cycle","Combined Cycle","---","---","---","---","---","---","---","---","None","None","No",1,1,1,1,1,1,1,1,1,null,0,0,0,0,0,0,0,0,0,1,0,0,0]
["Nov 2019 Ref Case",2023,null,"WECC_AZ","4137","AZ",null,null,null,null,"*Did Not Operate",null,0,0,0,0,0,0,0,0,0,0,null,null,null,4.7823911586419896E-7,"00 Exist Coal Steam_WetFGD_ACI","Fossil","Yes","Existing","Coal Steam","Coal","Existing","---","---","---","Existing","---","---","---","None","Existing","No",1,1,1,1,1,1,1,1,1,null,0,0,0,0,0,0,0,0,0,1,0,1,0]
["Nov 2019 Ref Case",2023,null,"WEC_CALN","35694","CA",null,null,null,null,"Biomass",null,0,0,0,0,0,0,0,0,0,0,null,null,null,30,"00 New Biomass","Non-Fossil","No","New","Biomass","Renewable","---","---","---","---","---","---","---","---","None","None","No",1,1,1,1,1,1,1,1,1,null,0,0,0,0,0,0,0,0,0,1,0,0,0]
["Nov 2019 Ref Case",2023,null,"WEC_SDGE","36010; 36016","CA",null,null,null,null,"Solar",null,0,0,1610.4960250819199,3075.9001471094398,0,0,0,0,0,0,null,null,null,1496.232,"00 New Solar PV","Non-Fossil","No","New","Solar PV","Renewable","---","---","---","---","---","---","---","---","None","None","No",1,1,1,1,1,1,1,1,1,null,0,0,0,0,0,0,0,0,0,1,0,0,0]
["Nov 2019 Ref Case",2023,null,"NENG_CT","4741; 4742; 4743","CT",null,null,null,null,"LF Gas",null,0.14908217119757,0.34798568948850189,10.928709599999999,25.509653663000002,8.5914564439447592,20.054067299532878,1.79509842338994E-2,4.1900956871310513E-2,0,0,null,null,null,4.2,"00 Exist Landfill Gas","Non-Fossil","No","Existing","Landfill Gas","Other","---","---","---","---","---","---","---","---","None","None","No",1,1,1,1,1,1,1,1,1,null,0,0,0,0,0,0,0,0,0,1,0,0,0]
["Nov 2019 Ref Case",2023,null,"MIS_IA","11292; 11851; 12369","IA",null,null,null,null,"---",null,0,0,0,0,0,0,0,0,0,0,null,null,null,599,"00 Coal Retirement","Retired","No","Retired","Coal Steam","Retired","Retired","Retired","Retired","Retired","Retired","Retired","Retired","Retired","Retired","Retired","No",1,1,1,1,1,1,1,1,1,null,0,0,0,0,0,0,0,0,0,0,0,0,0]
["Nov 2019 Ref Case",2023,null,"WECC_ID","5540","ID",null,null,null,null,"Wind",null,0,0,900.48148723554903,2540.0774913824998,0,0,0,0,0,0,null,null,null,970.5,"00 Exist Onshore Wind","Non-Fossil","No","Existing","Wind","Renewable","---","---","---","---","---","---","---","---","None","None","No",1,1,1,1,1,1,1,1,1,null,0,0,0,0,0,0,0,0,0,1,0,0,0]
["Nov 2019 Ref Case",2023,null,"PJM_West","5479","IN",null,null,null,null,"Coal",null,2.1925338863649602,3.6798322367496001,173.35024401999999,290.94182769999998,223.71154087210499,375.465549223018,0.40182568535410601,0.67440285402909905,2.8332446032631502,4.7551670195482298,null,null,null,65,"00 Exist Coal Steam_DryFGD_SNCR_ACI_DSI","Fossil","Yes","Existing","Coal Steam","Coal","Existing","Existing","---","Existing","Existing","---","---","---","Existing","Existing","Yes",1,1,1,1,1,1,1,1,1,null,0,0,0,0,0,0,0,0,0,1,0,1,0]
["Nov 2019 Ref Case",2023,null,"MIS_INKY","3841","KY",null,null,null,null,"NaturalGas",null,0.14938699004451,0.24786521559458999,10.439342420999999,17.321119189000001,8.7451143972056204,14.510029720907299,1.9358313104917799E-2,3.2119613962824901E-2,0,0,null,null,null,65,"00 Exist Oil/Gas Steam","Fossil","Yes","Existing","O/G Steam","O/G Steam","---","---","---","---","---","---","---","---","None","None","No",1,1,1,1,1,1,1,1,1,null,0,0,0,0,0,0,0,0,0,1,0,0,0]
["Nov 2019 Ref Case",2023,null,"NENGREST","4890; 4891; 4892; 4893; 4894","MA",null,null,null,null,"LF Gas",null,1.0128161394840001,2.3883710379590539,69.686418580000009,164.330935686,58.367581302323401,137.6394345465425,7.0071812025303895E-2,0.16523975063069221,0,0,null,null,null,25.2,"00 Exist Landfill Gas","Non-Fossil","No","Existing","Landfill Gas","Other","---","---","---","---","---","---","---","---","None","None","No",1,1,1,1,1,1,1,1,1,null,0,0,0,0,0,0,0,0,0,1,0,0,0]
["Nov 2019 Ref Case",2023,null,"PJM_SMAC","32113","MD",null,null,null,null,"Wind",null,0,0,0.42687896196875602,1.3805879025152601,0,0,0,0,0,0,null,null,null,0.48,"00 New Onshore Wind","Non-Fossil","No","New","Wind","Renewable","---","---","---","---","---","---","---","---","None","None","No",1,1,1,1,1,1,1,1,1,null,0,0,0,0,0,0,0,0,0,1,0,0,0]
["Nov 2019 Ref Case",2023,null,"SPP_N","1591; 1593; 1617","MO",null,null,null,null,"NaturalGas",null,7.5300600693894007E-2,7.5876429364054004E-2,6.9327835160000006,6.9855975640000008,4.4080971646205596,4.4418061749717266,3.308989171336426E-2,3.336043783669998E-2,0,0,null,null,null,17,"00 Exist Combustion Turbine","Fossil","No","Existing","Combustion Turbine","Combustion Turbine","---","---","---","---","---","---","---","---","None","None","No",1,1,1,1,1,1,1,1,1,null,0,0,0,0,0,0,0,0,0,1,0,0,0]
["Nov 2019 Ref Case",2023,null,"PJM_Dom","3336","NC",null,null,null,null,"NaturalGas",null,1.0770279143642101,1.6861631365874401,111.343731455,174.316461965,63.049214106881102,98.707990015828997,7.4471095138713694E-2,0.116589750079339,0,0,null,null,null,165,"00 Exist Combined Cycle","Fossil","Yes","Existing","Combined Cycle","Combined Cycle","---","---","---","---","---","---","---","---","None","None","No",1,1,1,1,1,1,1,1,1,null,0,0,0,0,0,0,0,0,0,1,0,0,0]
["Nov 2019 Ref Case",2023,null,"MIS_MAPP","5175; 5175","ND",null,null,null,null,"Non-Fossil",null,0.16681705056000001,0.390951795279528,17.515440000000002,41.049117522000003,0,0,0,0,0,0,null,null,null,5.3,"00 Exist Non Fossil_Other","Non-Fossil","No","Existing","Non-Fossil Other","Other","---","---","---","---","---","---","---","---","None","None","No",1,1,1,1,1,1,1,1,1,null,0,0,0,0,0,0,0,0,0,1,0,0,0]
["Nov 2019 Ref Case",2023,null,"WECC_NM","12621","NM",null,null,null,null,"---",null,0,0,0,0,0,0,0,0,0,0,null,null,null,7.6,"00 Geothermal Retirement","Retired","No","Retired","Geothermal","Retired","Retired","Retired","Retired","Retired","Retired","Retired","Retired","Retired","Retired","Retired","No",1,1,1,1,1,1,1,1,1,null,0,0,0,0,0,0,0,0,0,0,0,0,0]
["Nov 2019 Ref Case",2023,null,"NY_Z_C&E","9572; 9583; 9585; 9590","NY",null,null,null,null,"---",null,0,0,0,0,0,0,0,0,0,0,null,null,null,178.3,"00 CC Retirement","Retired","No","Retired","Combined Cycle","Retired","Retired","Retired","Retired","Retired","Retired","Retired","Retired","Retired","Retired","Retired","No",1,1,1,1,1,1,1,1,1,null,0,0,0,0,0,0,0,0,0,0,0,0,0]
["Nov 2019 Ref Case",2023,null,"PJM_ATSI","2456; 2457; 2461; 2462; 2494; 2496","OH",null,null,null,null,"*Did Not Operate",null,0,0,0,0,0,0,0,0,0,0,null,null,null,85.9,"00 Exist Combustion Turbine","Fossil","No","Existing","Combustion Turbine","Combustion Turbine","---","---","---","---","---","---","---","---","None","None","No",1,1,1,1,1,1,1,1,1,null,0,0,0,0,0,0,0,0,0,1,0,0,0]
["Nov 2019 Ref Case",2023,null,"SPP_WEST","4923; 4924","OK",null,null,null,null,"LF Gas",null,5.1356427891339998E-2,0.130359663021302,3.7024315400000001,9.3980003619999994,2.95961958295003,7.5124970202546102,6.1838274823962499E-3,1.569660702439498E-2,0,0,null,null,null,2.8,"00 Exist Landfill Gas","Non-Fossil","No","Existing","Landfill Gas","Other","---","---","---","---","---","---","---","---","None","None","No",1,1,1,1,1,1,1,1,1,null,0,0,0,0,0,0,0,0,0,1,0,0,0]
["Nov 2019 Ref Case",2023,null,"PJM_PENE","7608","PA",null,null,null,null,"---",null,0,0,0,0,0,0,0,0,0,0,null,null,null,40,"00 CT Retirement","Retired","No","Retired","Combustion Turbine","Retired","Retired","Retired","Retired","Retired","Retired","Retired","Retired","Retired","Retired","Retired","No",1,1,1,1,1,1,1,1,1,null,0,0,0,0,0,0,0,0,0,0,0,0,0]
["Nov 2019 Ref Case",2023,null,"S_VACA","1673; 1729","SC",null,null,null,null,"*Did Not Operate",null,0,0,0,0,0,0,0,0,0,0,null,null,null,284,"00 Exist Combustion Turbine","Fossil","Yes","Existing","Combustion Turbine","Combustion Turbine","---","---","---","---","---","---","---","---","None","None","No",1,1,1,1,1,1,1,1,1,null,0,0,0,0,0,0,0,0,0,1,0,0,0]
["Nov 2019 Ref Case",2023,null,"ERC_REST","3674","TX",null,null,null,null,"NaturalGas",null,2.1418059770427602,3.29458204450721,180.83468228999999,278.164644082,125.38132189608299,192.86483288545199,0.23136859067004401,0.35589722535789098,0,0,null,null,null,286,"00 Exist Oil/Gas Steam_SNCR","Fossil","Yes","Existing","O/G Steam","O/G Steam","---","---","---","Existing","---","---","---","---","Existing","None","No",1,1,1,1,1,1,1,1,1,null,0,0,0,0,0,0,0,0,0,1,0,0,0]
["Nov 2019 Ref Case",2023,null,"WECC_PNW","6975; 6976; 6982; 6983; 6984; 6986; 6987; 6988; 6989; 6990","WA",null,null,null,null,"---",null,0,0,0,0,0,0,0,0,0,0,null,null,null,747.5,"00 CT Retirement","Retired","No","Retired","Combustion Turbine","Retired","Retired","Retired","Retired","Retired","Retired","Retired","Retired","Retired","Retired","Retired","No",1,1,1,1,1,1,1,1,1,null,0,0,0,0,0,0,0,0,0,0,0,0,0]
["Nov 2019 Ref Case",2023,null,"MIS_WUMS","11962; 14306; 14392; 17294","WI",null,null,null,null,"---",null,0,0,0,0,0,0,0,0,0,0,null,null,null,873.65271699999994,"00 Coal Retirement","Retired","No","Retired","Coal Steam","Retired","Retired","Retired","Retired","Retired","Retired","Retired","Retired","Retired","Retired","Retired","No",1,1,1,1,1,1,1,1,1,null,0,0,0,0,0,0,0,0,0,0,0,0,0]
["Nov 2019 Ref Case",2025,null,"WECC_AZ","3651","AZ",null,null,null,null,"Coal",null,13.147732933885701,29.9146825434193,1286.773110504,2927.7601925519998,1375.25286488444,3129.0757940416602,1.0537250559862701,2.3975122324423399,1.3746303967898801,3.1276595091554502,null,null,null,406,"00 Exist Coal Steam_DryFGD_ACI","Fossil","Yes","Existing","Coal Steam","Coal","Existing","---","---","---","Existing","---","---","---","None","Existing","No",1,1,1,1,1,1,1,1,1,null,0,0,0,0,0,0,0,0,0,1,0,1,0]
["Nov 2019 Ref Case",2025,null,"WECC_SCE","4314; 4315; 4316; 4317; 4318; 4319","CA",null,null,null,null,"*Did Not Operate",null,0,0,0,0,0,0,0,0,0,0,null,null,null,14.3,"00 Exist Fuel Cell","Non-Fossil","No","Existing","Fuel Cell","Other","---","---","---","---","---","---","---","---","None","None","No",1,1,1,1,1,1,1,1,1,null,0,0,0,0,0,0,0,0,0,1,0,0,0]
["Nov 2019 Ref Case",2025,null,"WEC_SDGE","4960","CA",null,null,null,null,"Pumps",null,0,0,36.505799693999997,65.614999417000007,0,0,0,0,0,0,null,null,null,42,"00 Exist Pump Storage","Non-Fossil","No","Existing","Pumped Storage","Storage","---","---","---","---","---","---","---","---","None","None","No",1,1,1,1,1,1,1,1,1,null,0,0,0,0,0,0,0,0,0,1,0,0,0]
["Nov 2019 Ref Case",2025,null,"NENG_CT","3817; 3818","CT",null,null,null,null,"*Did Not Operate",null,0,0,0,0,0,0,0,0,0,0,null,null,null,707.630628,"00 Exist Oil/Gas Steam","Fossil","Yes","Existing","O/G Steam","O/G Steam","---","---","---","---","---","---","---","---","None","None","No",1,1,1,1,1,1,1,1,1,null,0,0,0,0,0,0,0,0,0,1,0,0,0]
["Nov 2019 Ref Case",2025,null,"WECC_AZ","2713","Fort Mojave",null,null,null,null,"NaturalGas",null,2.1110574793087999,2.1244414000087,270.3710911,272.08522028800002,123.581304838737,124.364799556509,9.9008595779582001E-3,9.96363016604075E-3,0,0,null,null,null,550,"00 Exist Combined Cycle","Fossil","Yes","Existing","Combined Cycle","Combined Cycle","---","---","---","---","---","---","---","---","None","None","No",1,1,1,1,1,1,1,1,1,null,0,0,0,0,0,0,0,0,0,1,0,0,0]
["Nov 2019 Ref Case",2025,null,"PJM_COMD","5330; 5331; 5332; 5333; 5334; 5335; 5336; 5337; 5338; 5339","IL",null,null,null,null,"Nuclear",null,388.34345837802982,889.84629641249683,37140.728613047999,85103.892158807997,0,0,0,0,0,0,null,null,null,10226.173984999999,"00 Exist Nuclear","Non-Fossil","No","Existing","Nuclear","Nuclear","---","---","---","---","---","---","---","---","None","None","No",1,1,1,1,1,1,1,1,1,null,0,0,0,0,0,0,0,0,0,1,0,0,0]
["Nov 2019 Ref Case",2025,null,"SPP_N","1494; 1495","KS",null,null,null,null,"*Did Not Operate",null,0,0,0,0,0,0,0,0,0,0,null,null,null,154.1,"00 Exist Combustion Turbine","Fossil","Yes","Existing","Combustion Turbine","Combustion Turbine","---","---","---","---","---","---","---","---","None","None","No",1,1,1,1,1,1,1,1,1,null,0,0,0,0,0,0,0,0,0,1,0,0,0]
["Nov 2019 Ref Case",2025,null,"MIS_WOTA","4000; 4005","LA",null,null,null,null,"NaturalGas",null,1.3946862671079501,1.6151535028180239,118.91782069999999,137.38264011199999,81.64493407649941,94.551086054967101,0.15305340265058481,0.17134482849826119,0,0,null,null,null,477,"00 Exist Oil/Gas Steam","Fossil","Yes","Existing","O/G Steam","O/G Steam","---","---","---","---","---","---","---","---","None","None","No",1,1,1,1,1,1,1,1,1,null,0,0,0,0,0,0,0,0,0,1,0,0,0]
["Nov 2019 Ref Case",2025,null,"NENGREST","5044; 5047","MA",null,null,null,null,"Solar",null,0,0,368.21820560779912,725.1543155209423,0,0,0,0,0,0,null,null,null,517.1,"00 Exist Solar PV","Non-Fossil","No","Existing","Solar PV","Renewable","---","---","---","---","---","---","---","---","None","None","No",1,1,1,1,1,1,1,1,1,null,0,0,0,0,0,0,0,0,0,1,0,0,0]
["Nov 2019 Ref Case",2025,null,"MIS_MNWI","28853","MI",null,null,null,null,"Wind",null,0,0,57.332662086699202,146.367483383631,0,0,0,0,0,0,null,null,null,42.72,"00 New Onshore Wind","Non-Fossil","No","New","Wind","Renewable","---","---","---","---","---","---","---","---","None","None","No",1,1,1,1,1,1,1,1,1,null,0,0,0,0,0,0,0,0,0,1,0,0,0]
["Nov 2019 Ref Case",2025,null,"MIS_MO","29085","MO",null,null,null,null,"Solar",null,0,0,738.34290104831996,1352.3873245862401,0,0,0,0,0,0,null,null,null,861.75360000000001,"00 New Solar PV","Non-Fossil","No","New","Solar PV","Renewable","---","---","---","---","---","---","---","---","None","None","No",1,1,1,1,1,1,1,1,1,null,0,0,0,0,0,0,0,0,0,1,0,0,0]
["Nov 2019 Ref Case",2025,null,"PJM_Dom","117","NC",null,null,null,null,"Biomass",null,0.79363670399999997,1.8933163200000001,132.272784,315.55272000000002,77.379578640000005,184.59834119999999,0.13473967142160001,0.32143777822800002,3.1745468159999998E-2,7.5732652799999994E-2,null,null,null,43.4,"00 Exist Biomass","Non-Fossil","No","Existing","Biomass","Renewable","---","---","---","---","---","---","---","---","None","None","No",1,1,1,1,1,1,1,1,1,null,0,0,0,0,0,0,0,0,0,1,0,0,0]
["Nov 2019 Ref Case",2025,null,"SPP_WAUE","2676; 2677; 2678; 2679; 2680","ND",null,null,null,null,"NaturalGas",null,0.83938752376639991,0.83938752376639991,78.11889472,78.11889472,49.137745641285058,49.137745641285058,6.0248204213030352E-3,6.0248204213030352E-3,0,0,null,null,null,320,"00 Exist Combustion Turbine","Fossil","Yes","Existing","Combustion Turbine","Combustion Turbine","---","---","---","---","---","---","---","---","None","None","No",1,1,1,1,1,1,1,1,1,null,0,0,0,0,0,0,0,0,0,1,0,0,0]
["Nov 2019 Ref Case",2025,null,"PJM_EMAC","4988; 4991","NJ",null,null,null,null,"Solar",null,0,0,447.46420109189279,859.52296309835663,0,0,0,0,0,0,null,null,null,600.5,"00 Exist Solar PV","Non-Fossil","No","Existing","Solar PV","Renewable","---","---","---","---","---","---","---","---","None","None","No",1,1,1,1,1,1,1,1,1,null,0,0,0,0,0,0,0,0,0,1,0,0,0]
["Nov 2019 Ref Case",2025,null,"NY_Z_A","5062","NY",null,null,null,null,"Solar",null,0,0,3.2148140744321001,6.3093506041565997,0,0,0,0,0,0,null,null,null,4,"00 Exist Solar PV","Non-Fossil","No","Existing","Solar PV","Renewable","---","---","---","---","---","---","---","---","None","None","No",1,1,1,1,1,1,1,1,1,null,0,0,0,0,0,0,0,0,0,1,0,0,0]
["Nov 2019 Ref Case",2025,null,"NY_Z_G-I","1913; 1915; 1916","NY",null,null,null,null,"*Did Not Operate",null,0,0,0,0,0,0,0,0,0,0,null,null,null,27,"00 Exist Combustion Turbine","Fossil","No","Existing","Combustion Turbine","Combustion Turbine","---","---","---","---","---","---","---","---","None","None","No",1,1,1,1,1,1,1,1,1,null,0,0,0,0,0,0,0,0,0,1,0,0,0]
["Nov 2019 Ref Case",2025,null,"PJM_ATSI","3670; 3671","PA",null,null,null,null,"NaturalGas",null,2.1154322708441078,3.5925911807702602,190.44430462099999,323.42750076200002,123.8374051352142,210.31028772229129,7.96369127389253E-2,0.135209050339199,0,0,null,null,null,305,"00 Exist Oil/Gas Steam_SNCR","Fossil","Yes","Existing","O/G Steam","O/G Steam","---","---","---","Existing","---","---","---","---","Existing","None","No",1,1,1,1,1,1,1,1,1,null,0,0,0,0,0,0,0,0,0,1,0,0,0]
["Nov 2019 Ref Case",2025,null,"PJM_WMAC","1028; 1031; 1032; 1033","PA",null,null,null,null,"NaturalGas",null,1.270209589175531,2.3529190159242108,103.569470495,193.07625021499999,74.358069350335626,137.73987919220329,6.109629436000364E-2,0.10525160232410299,0,0,null,null,null,234.3,"00 Exist Combustion Turbine","Fossil","Yes","Existing","Combustion Turbine","Combustion Turbine","---","---","---","---","---","---","---","---","None","None","No",1,1,1,1,1,1,1,1,1,null,0,0,0,0,0,0,0,0,0,1,0,0,0]
["Nov 2019 Ref Case",2025,null,"ERC_REST","4167","TX",null,null,null,null,"Coal",null,18.355662305329499,27.3837763557353,1983.109583549,2958.4892346299998,1966.80921601606,2934.17163651704,0.43897566403195598,0.65488301154741002,0.718619981477994,1.07206858190251,null,null,null,940,"00 Exist Coal Steam_DryFGD_SCR_ACI","Fossil","Yes","Existing","Coal Steam","Coal","Existing","---","Existing","---","Existing","---","---","---","Existing","Existing","Yes",1,1,1,1,1,1,1,1,1,null,0,0,0,0,0,0,0,0,0,1,0,1,0]
["Nov 2019 Ref Case",2025,null,"SPP_SPS","2579; 2583","TX",null,null,null,null,"NaturalGas",null,5.2516677877415797E-2,5.2516677877415797E-2,4.9024896840000007,4.9024896840000007,3.0837263118590972,3.0837263118590972,8.7695451139218109E-4,8.7695451139218109E-4,0,0,null,null,null,183.8,"00 Exist Combustion Turbine","Fossil","No","Existing","Combustion Turbine","Combustion Turbine","---","---","---","---","---","---","---","---","None","None","No",1,1,1,1,1,1,1,1,1,null,0,0,0,0,0,0,0,0,0,1,0,0,0]
["Nov 2019 Ref Case",2025,null,"PJM_West","1343","VA",null,null,null,null,"*Did Not Operate",null,0,0,0,0,0,0,0,0,0,0,null,null,null,2,"00 Exist Combustion Turbine","Fossil","No","Existing","Combustion Turbine","Combustion Turbine","---","---","---","---","---","---","---","---","None","None","No",1,1,1,1,1,1,1,1,1,null,0,0,0,0,0,0,0,0,0,1,0,0,0]
["Nov 2019 Ref Case",2025,null,"MIS_WUMS","29340","WI",null,null,null,null,"NaturalGas",null,1.4270789609999999E-2,1.8607166701199999E-2,1.570635,2.0478942,0.83541202376940005,1.0892635386882501,7.8489342854999301E-5,1.02339416856599E-4,0,0,null,null,null,3,"00 New Combustion Turbine","Fossil","Yes","New","Combustion Turbine","Combustion Turbine","---","---","---","---","---","---","---","---","None","None","No",1,1,1,1,1,1,1,1,1,null,0,0,0,0,0,0,0,0,0,1,0,0,0]
["Nov 2019 Ref Case",2030,null,"S_SOU","1430; 1431; 1432; 1461; 1462; 1463","AL",null,null,null,null,"NaturalGas",null,2.5390774538465068,3.550822233608522,236.01626019,325.79729011000001,148.6375941481738,207.8651335554429,4.5053541053664971E-2,6.8538843437085342E-2,0,0,null,null,null,2145,"00 Exist Combustion Turbine","Fossil","Yes","Existing","Combustion Turbine","Combustion Turbine","---","---","---","---","---","---","---","---","None","None","No",1,1,1,1,1,1,1,1,1,null,0,0,0,0,0,0,0,0,0,1,0,0,0]
["Nov 2019 Ref Case",2030,null,"WEC_CALN","35707","CA",null,null,null,null,"Hydro",null,0,0,250.77001224,624.81243364800002,0,0,0,0,0,0,null,null,null,110.840086,"00 New Hydro","Non-Fossil","No","New","Hydro","Renewable","---","---","---","---","---","---","---","---","None","None","No",1,1,1,1,1,1,1,1,1,null,0,0,0,0,0,0,0,0,0,1,0,0,0]
["Nov 2019 Ref Case",2030,null,"WECC_CO","5546","CO",null,null,null,null,"Wind",null,0,0,3265.9359254187102,9402.7704656443893,0,0,0,0,0,0,null,null,null,3128.1,"00 Exist Onshore Wind","Non-Fossil","No","Existing","Wind","Renewable","---","---","---","---","---","---","---","---","None","None","No",1,1,1,1,1,1,1,1,1,null,0,0,0,0,0,0,0,0,0,1,0,0,0]
["Nov 2019 Ref Case",2030,null,"FRCC","705; 706; 708; 710; 716; 717; 718; 720; 721; 722; 723; 724; 725; 726; 727; 728; 729; 730; 733; 734; 737; 738; 739; 740; 746; 758","FL",null,null,null,null,"NaturalGas",null,29.473893358903371,36.487525469825862,3094.581389472,3825.929071517,1725.4017172302049,2135.979741003609,0.65512547806310362,0.81109172859376677,0,0,null,null,null,6888.8,"00 Exist Combustion Turbine","Fossil","Yes","Existing","Combustion Turbine","Combustion Turbine","---","---","---","---","---","---","---","---","None","None","No",1,1,1,1,1,1,1,1,1,null,0,0,0,0,0,0,0,0,0,1,0,0,0]
["Nov 2019 Ref Case",2030,null,"S_SOU","4783; 4784; 4785; 4786; 4787; 4788; 4789","GA",null,null,null,null,"LF Gas",null,1.1622520969852319,2.5369820251620472,84.889620972000017,185.29839011999999,66.979426097161834,146.20373712806361,0.13994677499799171,0.30547800564976219,0,0,null,null,null,31.8,"00 Exist Landfill Gas","Non-Fossil","No","Existing","Landfill Gas","Other","---","---","---","---","---","---","---","---","None","None","No",1,1,1,1,1,1,1,1,1,null,0,0,0,0,0,0,0,0,0,1,0,0,0]
["Nov 2019 Ref Case",2030,null,"MIS_IL","838; 839; 840; 841; 842; 843; 845; 846; 848; 849; 851; 856; 862; 863; 864","IL",null,null,null,null,"NaturalGas",null,0.26006522764882017,0.28128768563737022,22.614136602999999,24.589237393000001,15.22421842656194,16.466581117211661,8.764359521488771E-2,9.5405390887330091E-2,0,0,null,null,null,85.799999999999983,"00 Exist Combustion Turbine","Fossil","No","Existing","Combustion Turbine","Combustion Turbine","---","---","---","---","---","---","---","---","None","None","No",1,1,1,1,1,1,1,1,1,null,0,0,0,0,0,0,0,0,0,1,0,0,0]
["Nov 2019 Ref Case",2030,null,"PJM_West","5002","IN",null,null,null,null,"Solar",null,0,0,20.136880799999901,40.147199999999998,0,0,0,0,0,0,null,null,null,27.2,"00 Exist Solar PV","Non-Fossil","No","Existing","Solar PV","Renewable","---","---","---","---","---","---","---","---","None","None","No",1,1,1,1,1,1,1,1,1,null,0,0,0,0,0,0,0,0,0,1,0,0,0]
["Nov 2019 Ref Case",2030,null,"MIS_LA","4241","LA",null,null,null,null,"Coal",null,16.050721410210301,22.901269883093999,1546.7900211000001,2206.9696944060001,1719.83479910404,2453.87106797352,0.99731157482342003,1.42297040418605,3.1971307511584199,4.5616861892102696,null,null,null,588,"00 Exist Coal Steam_SNCR_ACI","Fossil","Yes","Existing","Coal Steam","Coal","---","---","---","Existing","Existing","---","---","---","Existing","None","No",1,1,1,1,1,1,1,1,1,null,0,0,0,0,0,0,0,0,0,1,0,1,0]
["Nov 2019 Ref Case",2030,null,"NENGREST","3943; 3944; 3945; 3946; 3947","MA",null,null,null,null,"NaturalGas",null,0.25675883835862601,0.49136642815172199,26.820040402,48.996886062999998,15.03066239751397,28.76459070400179,2.0066248195229269E-2,3.2066725668343378E-2,0,0,null,null,null,17.600000000000001,"00 Exist Oil/Gas Steam","Fossil","No","Existing","O/G Steam","O/G Steam","---","---","---","---","---","---","---","---","None","None","No",1,1,1,1,1,1,1,1,1,null,0,0,0,0,0,0,0,0,0,1,0,0,0]
["Nov 2019 Ref Case",2030,null,"MIS_LMI","4175; 4176; 4177","MI",null,null,null,null,"Coal",null,36.4361923562765,81.324742118531162,3421.3770207739999,7640.7782771660004,3925.9997263888008,8762.7409632717354,1.001044860193806,2.2429080485247428,0.95618688949860065,2.136497073650943,null,null,null,1100.3222060000001,"00 Exist Coal Steam_DryFGD_SCR_ACI","Fossil","Yes","Existing","Coal Steam","Coal","Existing","---","Existing","---","Existing","---","---","---","Existing","Existing","Yes",1,1,1,1,1,1,1,1,1,null,0,0,0,0,0,0,0,0,0,1,0,1,0]
["Nov 2019 Ref Case",2030,null,"MIS_MNWI","3625; 3626","MN",null,null,null,null,"Coal",null,1.1726905386140269,2.4045684931982398,93.732545587999994,194.32661781199999,145.13940635471261,299.984454962337,0.27969926861397398,0.586491794833502,0.65841674953003804,1.3608625989769201,null,null,null,35,"00 Exist Coal Steam_Uncontrolled","Fossil","No","Existing","Coal Steam","Coal","---","---","---","---","---","---","---","---","None","None","No",1,1,1,1,1,1,1,1,1,null,0,0,0,0,0,0,0,0,0,1,0,1,0]
["Nov 2019 Ref Case",2030,null,"S_D_AECI","5064","MO",null,null,null,null,"Solar",null,0,0,2.3208783625154101,4.6058446362515397,0,0,0,0,0,0,null,null,null,2.8,"00 Exist Solar PV","Non-Fossil","No","Existing","Solar PV","Renewable","---","---","---","---","---","---","---","---","None","None","No",1,1,1,1,1,1,1,1,1,null,0,0,0,0,0,0,0,0,0,1,0,0,0]
["Nov 2019 Ref Case",2030,null,"NENGREST","13249; 14578; 14581","NH",null,null,null,null,"---",null,0,0,0,0,0,0,0,0,0,0,null,null,null,534,"00 Coal Retirement","Retired","No","Retired","Coal Steam","Retired","Retired","Retired","Retired","Retired","Retired","Retired","Retired","Retired","Retired","Retired","No",1,1,1,1,1,1,1,1,1,null,0,0,0,0,0,0,0,0,0,0,0,0,0]
["Nov 2019 Ref Case",2030,null,"SPP_SPS","34348","NM",null,null,null,null,"NaturalGas",null,9.0671777999999995E-2,0.20482233,14.50748448,32.771572800000001,5.3079258841200003,11.990299198200001,4.9869477899999498E-4,1.12652281499999E-3,0,0,null,null,null,4.3,"00 New Combined Cycle","Fossil","Yes","New","Combined Cycle","Combined Cycle","---","---","---","---","---","---","---","---","None","None","No",1,1,1,1,1,1,1,1,1,null,0,0,0,0,0,0,0,0,0,1,0,0,0]
["Nov 2019 Ref Case",2030,null,"NY_Z_D","9963; 9965","NY",null,null,null,null,"---",null,0,0,0,0,0,0,0,0,0,0,null,null,null,327.39999999999998,"00 CC Retirement","Retired","No","Retired","Combined Cycle","Retired","Retired","Retired","Retired","Retired","Retired","Retired","Retired","Retired","Retired","Retired","No",1,1,1,1,1,1,1,1,1,null,0,0,0,0,0,0,0,0,0,0,0,0,0]
["Nov 2019 Ref Case",2030,null,"NY_Z_K","879; 883; 898; 899; 902; 903; 904; 905; 908","NY",null,null,null,null,"NaturalGas",null,0.73503351274161199,0.73503351274161199,80.418390099000007,80.418390099000007,52.645630447305273,52.645630447305273,3.198060783408338E-2,3.198060783408338E-2,0,0,null,null,null,643.29999999999995,"00 Exist Combustion Turbine","Fossil","Yes","Existing","Combustion Turbine","Combustion Turbine","---","---","---","---","---","---","---","---","None","None","No",1,1,1,1,1,1,1,1,1,null,0,0,0,0,0,0,0,0,0,1,0,0,0]
["Nov 2019 Ref Case",2030,null,"PJM_AP","4918; 4919; 4920","PA",null,null,null,null,"LF Gas",null,0.31082542565400001,0.72825293772899991,23.024105603999999,53.944662054000013,17.912558455014409,41.96848854838445,9.7366064586115499E-3,2.2812523274360959E-2,0,0,null,null,null,25.6,"00 Exist Landfill Gas","Non-Fossil","No","Existing","Landfill Gas","Other","---","---","---","---","---","---","---","---","None","None","No",1,1,1,1,1,1,1,1,1,null,0,0,0,0,0,0,0,0,0,1,0,0,0]
["Nov 2019 Ref Case",2030,null,"PJM_PENE","1963; 1973","PA",null,null,null,null,"*Did Not Operate",null,0,0,0,0,0,0,0,0,0,0,null,null,null,22.4,"00 Exist Combustion Turbine","Fossil","No","Existing","Combustion Turbine","Combustion Turbine","---","---","---","---","---","---","---","---","None","None","No",1,1,1,1,1,1,1,1,1,null,0,0,0,0,0,0,0,0,0,1,0,0,0]
["Nov 2019 Ref Case",2030,null,"S_VACA","5393; 5394; 5395; 5396; 5397; 5398","SC",null,null,null,null,"Nuclear",null,213.47641548516211,487.89592759504632,20416.642643952,46661.814039311997,0,0,0,0,0,0,null,null,null,5835.2,"00 Exist Nuclear","Non-Fossil","No","Existing","Nuclear","Nuclear","---","---","---","---","---","---","---","---","None","None","No",1,1,1,1,1,1,1,1,1,null,0,0,0,0,0,0,0,0,0,1,0,0,0]
["Nov 2019 Ref Case",2030,null,"SPP_WEST","39876","TX",null,null,null,null,"Coal",null,3.3339816638934101,7.5969372268164399,244.807304832,557.82722131200001,35.775489616511699,81.5193892091999,0.27667046837819498,0.63043183576736195,0.75002116160614296,1.7090267007803099,null,null,null,77.421163000000007,"00 Ret.ExistWetFGD_ACI & CCS","Fossil","Yes","Existing","Coal w/CCS","Coal w/CCS","Existing","---","---","---","Existing","---","---","New","None","Existing","No",1,1,1,1,1,1,1,1,1,null,0,0,0,0,0,0,0,0,0,1,0,0,0]
["Nov 2019 Ref Case",2030,null,"WECC_PNW","4753; 4754; 4755; 4756","WA",null,null,null,null,"LF Gas",null,1.0977499217025011,2.700715557024,81.314809014999994,200.05300422400001,63.262230237793368,155.63953683573629,0.1321800680721982,0.32519316022125999,0,0,null,null,null,46.4,"00 Exist Landfill Gas","Non-Fossil","No","Existing","Landfill Gas","Other","---","---","---","---","---","---","---","---","None","None","No",1,1,1,1,1,1,1,1,1,null,0,0,0,0,0,0,0,0,0,1,0,0,0]
["Nov 2019 Ref Case",2030,null,"PJM_West","32425; 32426; 32427; 32428; 32429","WV",null,null,null,null,"Wind",null,0,0,26.6876428717264,81.337946910646394,0,0,0,0,0,0,null,null,null,21.36,"00 New Onshore Wind","Non-Fossil","No","New","Wind","Renewable","---","---","---","---","---","---","---","---","None","None","No",1,1,1,1,1,1,1,1,1,null,0,0,0,0,0,0,0,0,0,1,0,0,0]
["Nov 2019 Ref Case",2035,null,"S_C_TVA","32744","AL",null,null,null,null,"NaturalGas",null,0.86161151154280635,1.414998365687306,100.773276203837,165.4968848757083,50.438737885715923,82.834004327334938,4.7388633134853838E-3,7.7824910112800948E-3,0,0,null,null,null,142.67574395762199,"00 New Combustion Turbine","Fossil","Yes","New","Combustion Turbine","Combustion Turbine","---","---","---","---","---","---","---","---","None","None","No",1,1,1,1,1,1,1,1,1,null,0,0,0,0,0,0,0,0,0,1,0,0,0]
["Nov 2019 Ref Case",2035,null,"WECC_SCE","4314; 4315; 4316; 4317; 4318; 4319","CA",null,null,null,null,"*Did Not Operate",null,0,0,0,0,0,0,0,0,0,0,null,null,null,14.3,"00 Exist Fuel Cell","Non-Fossil","No","Existing","Fuel Cell","Other","---","---","---","---","---","---","---","---","None","None","No",1,1,1,1,1,1,1,1,1,null,0,0,0,0,0,0,0,0,0,1,0,0,0]
["Nov 2019 Ref Case",2035,null,"WEC_LADW","4042","CA",null,null,null,null,"NaturalGas",null,0,2.7830576734422002E-2,0,2.416477966,0,1.62920196203306,0,4.1467559334288502E-5,0,0,null,null,null,444,"00 Exist Oil/Gas Steam_SCR","Fossil","Yes","Existing","O/G Steam","O/G Steam","---","---","Existing","---","---","---","---","---","Existing","None","No",1,1,1,1,1,1,1,1,1,null,0,0,0,0,0,0,0,0,0,1,0,0,0]
["Nov 2019 Ref Case",2035,null,"PJM_SMAC","1006","DC",null,null,null,null,"NaturalGas",null,1.7641601365665002E-2,1.7641601365665002E-2,1.4175653969999999,1.4175653969999999,1.03273934394603,1.03273934394603,8.3885814493737097E-4,8.3885814493737097E-4,0,0,null,null,null,9,"00 Exist Combustion Turbine","Fossil","No","Existing","Combustion Turbine","Combustion Turbine","---","---","---","---","---","---","---","---","None","None","No",1,1,1,1,1,1,1,1,1,null,0,0,0,0,0,0,0,0,0,1,0,0,0]
["Nov 2019 Ref Case",2035,null,"S_SOU","1464","FL",null,null,null,null,"*Did Not Operate",null,0,0,0,0,0,0,0,0,0,0,null,null,null,32,"00 Exist Combustion Turbine","Fossil","Yes","Existing","Combustion Turbine","Combustion Turbine","---","---","---","---","---","---","---","---","None","None","No",1,1,1,1,1,1,1,1,1,null,0,0,0,0,0,0,0,0,0,1,0,0,0]
["Nov 2019 Ref Case",2035,null,"MIS_MNWI","2209","IA",null,null,null,null,"*Did Not Operate",null,0,0,0,0,0,0,0,0,0,0,null,null,null,21.2,"00 Exist Combustion Turbine","Fossil","No","Existing","Combustion Turbine","Combustion Turbine","---","---","---","---","---","---","---","---","None","None","No",1,1,1,1,1,1,1,1,1,null,0,0,0,0,0,0,0,0,0,1,0,0,0]
["Nov 2019 Ref Case",2035,null,"PJM_West","32162","IN",null,null,null,null,"NaturalGas",null,5.3277614543999999E-2,9.0439052161919997E-2,5.8637040000000002,9.9536707199999999,3.11887155540576,5.2943021135587998,2.9302687999199702E-4,4.9741478689055397E-4,0,0,null,null,null,11.2,"00 New Combustion Turbine","Fossil","Yes","New","Combustion Turbine","Combustion Turbine","---","---","---","---","---","---","---","---","None","None","No",1,1,1,1,1,1,1,1,1,null,0,0,0,0,0,0,0,0,0,1,0,0,0]
["Nov 2019 Ref Case",2035,null,"MIS_AMSO","3529; 3530; 3531; 3532","LA",null,null,null,null,"NaturalGas",null,67.727487980458505,153.16584333752789,10128.211089633,22902.692086016999,3964.7671463760421,8966.3284689788798,0.57762929079131442,1.30721163849876,0,0,null,null,null,3091.9,"00 Exist Combined Cycle","Fossil","Yes","Existing","Combined Cycle","Combined Cycle","---","---","---","---","---","---","---","---","None","None","No",1,1,1,1,1,1,1,1,1,null,0,0,0,0,0,0,0,0,0,1,0,0,0]
["Nov 2019 Ref Case",2035,null,"PJM_AP","31096; 31097","MD",null,null,null,null,"Wind",null,0,0,156.93073568684881,514.27845854861516,0,0,0,0,0,0,null,null,null,149.1,"00 New Onshore Wind","Non-Fossil","No","New","Wind","Renewable","---","---","---","---","---","---","---","---","None","None","No",1,1,1,1,1,1,1,1,1,null,0,0,0,0,0,0,0,0,0,1,0,0,0]
["Nov 2019 Ref Case",2035,null,"PJM_SMAC","1007; 1022","MD",null,null,null,null,"*Did Not Operate",null,0,0,0,0,0,0,0,0,0,0,null,null,null,347,"00 Exist Combustion Turbine","Fossil","Yes","Existing","Combustion Turbine","Combustion Turbine","---","---","---","---","---","---","---","---","None","None","No",1,1,1,1,1,1,1,1,1,null,0,0,0,0,0,0,0,0,0,1,0,0,0]
["Nov 2019 Ref Case",2035,null,"MIS_MNWI","28857; 28913; 28914; 28918","MN",null,null,null,null,"Wind",null,0,0,12322.17246842569,31002.853829359949,0,0,0,0,0,0,null,null,null,6853.59,"00 New Onshore Wind","Non-Fossil","No","New","Wind","Renewable","---","---","---","---","---","---","---","---","None","None","No",1,1,1,1,1,1,1,1,1,null,0,0,0,0,0,0,0,0,0,1,0,0,0]
["Nov 2019 Ref Case",2035,null,"S_D_AECI","33186; 33192; 33193","MO",null,null,null,null,"Solar",null,0,0,1806.690687819739,3282.0250521006778,0,0,0,0,0,0,null,null,null,2100.747664,"00 New Solar PV","Non-Fossil","No","New","Solar PV","Renewable","---","---","---","---","---","---","---","---","None","None","No",1,1,1,1,1,1,1,1,1,null,0,0,0,0,0,0,0,0,0,1,0,0,0]
["Nov 2019 Ref Case",2035,null,"S_VACA","5234; 5234","NC",null,null,null,null,"Non-Fossil",null,0.22862567981699999,0.53421544854449998,16.935235542000001,39.571514706999999,0,0,0,0,0,0,null,null,null,5.2,"00 Exist Non Fossil_Other","Non-Fossil","No","Existing","Non-Fossil Other","Other","---","---","---","---","---","---","---","---","None","None","No",1,1,1,1,1,1,1,1,1,null,0,0,0,0,0,0,0,0,0,1,0,0,0]
["Nov 2019 Ref Case",2035,null,"NENGREST","5887; 5888; 5889; 5890; 5891","NH",null,null,null,null,"---",null,0,0,0,0,0,0,0,0,0,0,null,null,null,210.3,"00 Biomass Retirement","Retired","No","Retired","Biomass","Retired","Retired","Retired","Retired","Retired","Retired","Retired","Retired","Retired","Retired","Retired","No",1,1,1,1,1,1,1,1,1,null,0,0,0,0,0,0,0,0,0,0,0,0,0]
["Nov 2019 Ref Case",2035,null,"WECC_NM","5555","NM",null,null,null,null,"Wind",null,0,0,1469.51733357948,4486.4772085922204,0,0,0,0,0,0,null,null,null,1749.1,"00 Exist Onshore Wind","Non-Fossil","No","Existing","Wind","Renewable","---","---","---","---","---","---","---","---","None","None","No",1,1,1,1,1,1,1,1,1,null,0,0,0,0,0,0,0,0,0,1,0,0,0]
["Nov 2019 Ref Case",2035,null,"NY_Z_C&E","11019; 11529","NY",null,null,null,null,"---",null,0,0,0,0,0,0,0,0,0,0,null,null,null,285.84581900000001,"00 O/G Retirement","Retired","No","Retired","O/G Steam","Retired","Retired","Retired","Retired","Retired","Retired","Retired","Retired","Retired","Retired","Retired","No",1,1,1,1,1,1,1,1,1,null,0,0,0,0,0,0,0,0,0,0,0,0,0]
["Nov 2019 Ref Case",2035,null,"NY_Z_K","44173","NY",null,null,null,null,"EnerStor",null,0,0,463.55840252299998,1105.874620181,0,0,0,0,0,0,null,null,null,757.44836999999995,"00 New Battery Storage","Non-Fossil","No","New","Energy Storage","Storage","---","---","---","---","---","---","---","---","None","None","No",1,1,1,1,1,1,1,1,1,null,0,0,0,0,0,0,0,0,0,1,0,0,0]
["Nov 2019 Ref Case",2035,null,"PJM_PENE","4563; 4564","PA",null,null,null,null,"Hydro",null,0,0,152.46533755799999,489.88433968200002,0,0,0,0,0,0,null,null,null,104.7,"00 Exist Hydro","Non-Fossil","No","Existing","Hydro","Renewable","---","---","---","---","---","---","---","---","None","None","No",1,1,1,1,1,1,1,1,1,null,0,0,0,0,0,0,0,0,0,1,0,0,0]
["Nov 2019 Ref Case",2035,null,"PJM_WMAC","10710; 12540; 13956; 14319; 14325; 14330; 14334; 14376","PA",null,null,null,null,"---",null,0,0,0,0,0,0,0,0,0,0,null,null,null,1992,"00 Coal Retirement","Retired","No","Retired","Coal Steam","Retired","Retired","Retired","Retired","Retired","Retired","Retired","Retired","Retired","Retired","Retired","No",1,1,1,1,1,1,1,1,1,null,0,0,0,0,0,0,0,0,0,0,0,0,0]
["Nov 2019 Ref Case",2035,null,"ERC_REST","645; 646; 649; 651; 652; 653; 654; 655; 656; 657; 658; 659; 671; 672; 676; 677; 678; 680; 681; 685; 686; 690","TX",null,null,null,null,"*Did Not Operate",null,0,0,0,0,0,0,0,0,0,0,null,null,null,2880.2,"00 Exist Combustion Turbine","Fossil","Yes","Existing","Combustion Turbine","Combustion Turbine","---","---","---","---","---","---","---","---","None","None","No",1,1,1,1,1,1,1,1,1,null,0,0,0,0,0,0,0,0,0,1,0,0,0]
["Nov 2019 Ref Case",2035,null,"WECC_NM","44261","TX",null,null,null,null,"EnerStor",null,0,0,72.065022345000003,171.919824062,0,0,0,0,0,0,null,null,null,117.753304,"00 New Battery Storage","Non-Fossil","No","New","Energy Storage","Storage","---","---","---","---","---","---","---","---","None","None","No",1,1,1,1,1,1,1,1,1,null,0,0,0,0,0,0,0,0,0,1,0,0,0]
["Nov 2019 Ref Case",2035,null,"NENGREST","44164","VT",null,null,null,null,"EnerStor",null,0,0,0.43346252499999999,1.2814625079999999,0,0,0,0,0,0,null,null,null,1,"00 New Battery Storage","Non-Fossil","No","New","Energy Storage","Storage","---","---","---","---","---","---","---","---","None","None","No",1,1,1,1,1,1,1,1,1,null,0,0,0,0,0,0,0,0,0,1,0,0,0]
["Nov 2019 Ref Case",2035,null,"WECC_WY","3489","WY",null,null,null,null,"NaturalGas",null,3.8283716393506001E-2,0.34195932712765098,4.5964361140000003,41.056468619,2.2411287576758401,20.018299010052701,1.58111748705181E-4,1.4122920210372101E-3,0,0,null,null,null,20,"00 Exist Combined Cycle","Fossil","No","Existing","Combined Cycle","Combined Cycle","---","---","---","---","---","---","---","---","None","None","No",1,1,1,1,1,1,1,1,1,null,0,0,0,0,0,0,0,0,0,1,0,0,0]
["Nov 2019 Ref Case",2040,null,"MIS_AR","5297; 5297","AR",null,null,null,null,"Non-Fossil",null,2.4142380311400001E-2,5.7028280197798001E-2,2.1151551,4.9963448570000004,0,0,0,0,0,0,null,null,null,1.3,"00 Exist Non Fossil_Other","Non-Fossil","No","Existing","Non-Fossil Other","Other","---","---","---","---","---","---","---","---","None","None","No",1,1,1,1,1,1,1,1,1,null,0,0,0,0,0,0,0,0,0,1,0,0,0]
["Nov 2019 Ref Case",2040,null,"WECC_IID","5028","CA",null,null,null,null,"Solar",null,0,0,1542.84989374575,3134.0368921497102,0,0,0,0,0,0,null,null,null,1171,"00 Exist Solar PV","Non-Fossil","No","Existing","Solar PV","Renewable","---","---","---","---","---","---","---","---","None","None","No",1,1,1,1,1,1,1,1,1,null,0,0,0,0,0,0,0,0,0,1,0,0,0]
["Nov 2019 Ref Case",2040,null,"WEC_CALN","35789; 35790; 35791; 35792; 35793; 35794; 35810; 35811; 35812","CA",null,null,null,null,"Wind",null,0,0,10882.521992728851,27783.043695001372,0,0,0,0,0,0,null,null,null,8585.880000000001,"00 New Onshore Wind","Non-Fossil","No","New","Wind","Renewable","---","---","---","---","---","---","---","---","None","None","No",1,1,1,1,1,1,1,1,1,null,0,0,0,0,0,0,0,0,0,1,0,0,0]
["Nov 2019 Ref Case",2040,null,"S_SOU","5228","FL",null,null,null,null,"MSW",null,0.38354371872924797,0.87130479444412801,17.407693856000002,39.545445215999997,17.623833875608899,40.036455304707701,9.0232495268242896E-2,0.204983165940926,3.3560075388809202E-3,7.6239169513861301E-3,null,null,null,10,"00 Exist Non Fossil_Other","Non-Fossil","No","Existing","Non-Fossil Other","Other","---","---","---","---","---","---","---","---","None","None","No",1,1,1,1,1,1,1,1,1,null,0,0,0,0,0,0,0,0,0,1,0,0,0]
["Nov 2019 Ref Case",2040,null,"MIS_IA","5561; 5563","IA",null,null,null,null,"Wind",null,0,0,2863.8341633468222,9012.6292648290018,0,0,0,0,0,0,null,null,null,2959.6,"00 Exist Onshore Wind","Non-Fossil","No","Existing","Wind","Renewable","---","---","---","---","---","---","---","---","None","None","No",1,1,1,1,1,1,1,1,1,null,0,0,0,0,0,0,0,0,0,1,0,0,0]
["Nov 2019 Ref Case",2040,null,"MIS_IL","4243","IL",null,null,null,null,"*Did Not Operate",null,0,0,0,0,0,0,0,0,0,0,null,null,null,-2.7962087756350199E-8,"00 Exist Coal Steam_ACI","Fossil","Yes","Existing","Coal Steam","Coal","---","---","---","---","Existing","---","---","---","None","None","No",1,1,1,1,1,1,1,1,1,null,0,0,0,0,0,0,0,0,0,1,0,1,0]
["Nov 2019 Ref Case",2040,null,"MIS_INKY","5001","IN",null,null,null,null,"Solar",null,0,0,128.07315938729101,252.43595719063501,0,0,0,0,0,0,null,null,null,159.6,"00 Exist Solar PV","Non-Fossil","No","Existing","Solar PV","Renewable","---","---","---","---","---","---","---","---","None","None","No",1,1,1,1,1,1,1,1,1,null,0,0,0,0,0,0,0,0,0,1,0,0,0]
["Nov 2019 Ref Case",2040,null,"PJM_West","32392","KY",null,null,null,null,"Wind",null,0,0,7.7013899618775596,23.435243126030802,0,0,0,0,0,0,null,null,null,6.84,"00 New Onshore Wind","Non-Fossil","No","New","Wind","Renewable","---","---","---","---","---","---","---","---","None","None","No",1,1,1,1,1,1,1,1,1,null,0,0,0,0,0,0,0,0,0,1,0,0,0]
["Nov 2019 Ref Case",2040,null,"NENGREST","2340; 2382; 2385","MA",null,null,null,null,"*Did Not Operate",null,0,0,0,0,0,0,0,0,0,0,null,null,null,211.8,"00 Exist Combustion Turbine","Fossil","Yes","Existing","Combustion Turbine","Combustion Turbine","---","---","---","---","---","---","---","---","None","None","No",1,1,1,1,1,1,1,1,1,null,0,0,0,0,0,0,0,0,0,1,0,0,0]
["Nov 2019 Ref Case",2040,null,"NENG_ME","148; 153","ME",null,null,null,null,"Biomass",null,3.095630748E-2,1.02895069788,3.1364040000000002,104.25032400000001,3.0182399793000001,100.32269304330001,4.2966322905324001E-3,0.1428149270300848,1.2382522992000001E-3,4.1158027915199999E-2,null,null,null,56.400000000000013,"00 Exist Biomass","Non-Fossil","No","Existing","Biomass","Renewable","---","---","---","---","---","---","---","---","None","None","No",1,1,1,1,1,1,1,1,1,null,0,0,0,0,0,0,0,0,0,1,0,0,0]
["Nov 2019 Ref Case",2040,null,"PJM_West","5003","MI",null,null,null,null,"Solar",null,0,0,3.5519030477568698,6.6927670043415297,0,0,0,0,0,0,null,null,null,4.5999999999999996,"00 Exist Solar PV","Non-Fossil","No","Existing","Solar PV","Renewable","---","---","---","---","---","---","---","---","None","None","No",1,1,1,1,1,1,1,1,1,null,0,0,0,0,0,0,0,0,0,1,0,0,0]
["Nov 2019 Ref Case",2040,null,"S_SOU","5226; 5226","MS",null,null,null,null,"Non-Fossil",null,0.82101766928332198,1.9466714539983061,127.348793126,301.949969598,0,0,0,0,0,0,null,null,null,52,"00 Exist Non Fossil_Other","Non-Fossil","No","Existing","Non-Fossil Other","Other","---","---","---","---","---","---","---","---","None","None","No",1,1,1,1,1,1,1,1,1,null,0,0,0,0,0,0,0,0,0,1,0,0,0]
["Nov 2019 Ref Case",2040,null,"SPP_NEBR","5100","NE",null,null,null,null,"Coal",null,20.251248893416001,37.741414778552702,2074.2854546160002,3865.7599896090001,2169.9213189295301,4043.9925935219198,2.0259349392973398,3.7756511344464099,2.6444000358995798,4.92825894939019,null,null,null,656,"00 Exist Coal Steam_ACI_DSI","Fossil","Yes","Existing","Coal Steam","Coal","---","Existing","---","---","Existing","---","---","---","None","Existing","No",1,1,1,1,1,1,1,1,1,null,0,0,0,0,0,0,0,0,0,1,0,1,0]
["Nov 2019 Ref Case",2040,null,"SPP_SPS","3517","NM",null,null,null,null,"NaturalGas",null,10.382174940725699,25.959741283536999,1390.2216042749999,3476.130327201,607.77252103008198,1519.6832547382601,3.4676464302023903E-2,8.6705535887013893E-2,0,0,null,null,null,557.70000000000005,"00 Exist Combined Cycle","Fossil","Yes","Existing","Combined Cycle","Combined Cycle","---","---","---","---","---","---","---","---","None","None","No",1,1,1,1,1,1,1,1,1,null,0,0,0,0,0,0,0,0,0,1,0,0,0]
["Nov 2019 Ref Case",2040,null,"WECC_NNV","5049; 5050","NV",null,null,null,null,"Solar",null,0,0,86.876913102179643,180.35201771117099,0,0,0,0,0,0,null,null,null,92.7,"00 Exist Solar PV","Non-Fossil","No","Existing","Solar PV","Renewable","---","---","---","---","---","---","---","---","None","None","No",1,1,1,1,1,1,1,1,1,null,0,0,0,0,0,0,0,0,0,1,0,0,0]
["Nov 2019 Ref Case",2040,null,"NY_Z_G-I","3405","NY",null,null,null,null,"NaturalGas",null,0.26048671586046002,0.31344986655461998,33.759294435000001,40.623362694999997,15.248892346471299,18.349355188107499,3.44363438367528E-3,4.1438072358520803E-3,0,0,null,null,null,21.4,"00 Exist Combined Cycle","Fossil","No","Existing","Combined Cycle","Combined Cycle","---","---","---","---","---","---","---","---","None","None","No",1,1,1,1,1,1,1,1,1,null,0,0,0,0,0,0,0,0,0,1,0,0,0]
["Nov 2019 Ref Case",2040,null,"PJM_West","1327; 1328; 1330; 1331; 1332; 1338; 1340; 1385","OH",null,null,null,null,"*Did Not Operate",null,0,0,0,0,0,0,0,0,0,0,null,null,null,176.9,"00 Exist Combustion Turbine","Fossil","No","Existing","Combustion Turbine","Combustion Turbine","---","---","---","---","---","---","---","---","None","None","No",1,1,1,1,1,1,1,1,1,null,0,0,0,0,0,0,0,0,0,1,0,0,0]
["Nov 2019 Ref Case",2040,null,"PJM_EMAC","5350; 5351; 5353","PA",null,null,null,null,"Nuclear",null,101.773475995483,232.60117219412999,9733.4999995680009,22245.712719407999,0,0,0,0,0,0,null,null,null,2748.7885150000002,"00 Exist Nuclear","Non-Fossil","No","Existing","Nuclear","Nuclear","---","---","---","---","---","---","---","---","None","None","No",1,1,1,1,1,1,1,1,1,null,0,0,0,0,0,0,0,0,0,1,0,0,0]
["Nov 2019 Ref Case",2040,null,"PJM_WMAC","1034; 1035; 1036; 1037; 1038; 1039; 1040; 1041; 1042; 1043; 1044; 1045; 1046; 1047; 1048","PA",null,null,null,null,"*Did Not Operate",null,0,0,0,0,0,0,0,0,0,0,null,null,null,410,"00 Exist Combustion Turbine","Fossil","No","Existing","Combustion Turbine","Combustion Turbine","---","---","---","---","---","---","---","---","None","None","No",1,1,1,1,1,1,1,1,1,null,0,0,0,0,0,0,0,0,0,1,0,0,0]
["Nov 2019 Ref Case",2040,null,"S_C_TVA","32719; 32723","TN",null,null,null,null,"NaturalGas",null,42.109525732221343,95.122995985023962,6763.2330993053783,15277.754469184511,2465.0916363642382,5568.5001849633036,0.23160239152721551,0.52317647791762578,0,0,null,null,null,2004.6137124101519,"00 New Combined Cycle","Fossil","Yes","New","Combined Cycle","Combined Cycle","---","---","---","---","---","---","---","---","None","None","No",1,1,1,1,1,1,1,1,1,null,0,0,0,0,0,0,0,0,0,1,0,0,0]
["Nov 2019 Ref Case",2040,null,"PJM_Dom","5236; 5236; 5238; 5238; 5239; 5239; 5240; 5240","VA",null,null,null,null,"Non-Fossil",null,1.0125515605413911,2.3753121158326458,201.44317004000001,472.55904826099999,0,0,0,0,0,0,null,null,null,123.3,"00 Exist Non Fossil_Other","Non-Fossil","No","Existing","Non-Fossil Other","Other","---","---","---","---","---","---","---","---","None","None","No",1,1,1,1,1,1,1,1,1,null,0,0,0,0,0,0,0,0,0,1,0,0,0]
["Nov 2019 Ref Case",2040,null,"MIS_WUMS","5717; 5718; 5719; 5720; 5721; 5722","WI",null,null,null,null,"Coal",null,58.077424711488021,120.72214945147201,5867.3774888280004,12205.682695408001,6234.6019454838088,12959.502794280321,1.750881240779006,3.6412490876270862,0.56812211735948959,1.1598845384254439,null,null,null,2263,"00 Exist Coal Steam_WetFGD_SCR","Fossil","Yes","Existing","Coal Steam","Coal","Existing","---","Existing","---","---","---","---","---","Existing","Existing","Yes",1,1,1,1,1,1,1,1,1,null,0,0,0,0,0,0,0,0,0,1,0,1,0]
["Nov 2019 Ref Case",2045,null,"S_C_TVA","32723","AL",null,null,null,null,"NaturalGas",null,14.33907393759563,32.391143071701713,2312.753860902521,5224.377914790588,839.40938830684786,1896.177515417419,7.8864906656775272E-2,0.17815128689435719,0,0,null,null,null,685.49731092766388,"00 New Combined Cycle","Fossil","Yes","New","Combined Cycle","Combined Cycle","---","---","---","---","---","---","---","---","None","None","No",1,1,1,1,1,1,1,1,1,null,0,0,0,0,0,0,0,0,0,1,0,0,0]
["Nov 2019 Ref Case",2045,null,"SPP_WEST","3514","AR",null,null,null,null,"NaturalGas",null,2.0927548038553501,3.2880595614671599,239.19931464800001,375.82118658899998,122.50986621769199,192.48300672828799,9.9531418471360503E-2,0.15638011274337801,0,0,null,null,null,162,"00 Exist Combined Cycle","Fossil","Yes","Existing","Combined Cycle","Combined Cycle","---","---","---","---","---","---","---","---","None","None","No",1,1,1,1,1,1,1,1,1,null,0,0,0,0,0,0,0,0,0,1,0,0,0]
["Nov 2019 Ref Case",2045,null,"WEC_BANC","3578; 3579; 3584; 3585","CA",null,null,null,null,"NaturalGas",null,15.85631397828528,35.456786464111609,2194.802290224,4900.0731250030003,928.22862028881957,2079.0366608421318,5.4870226258082612E-2,0.13130582431257881,0,0,null,null,null,818,"00 Exist Combined Cycle","Fossil","Yes","Existing","Combined Cycle","Combined Cycle","---","---","---","---","---","---","---","---","None","None","No",1,1,1,1,1,1,1,1,1,null,0,0,0,0,0,0,0,0,0,1,0,0,0]
["Nov 2019 Ref Case",2045,null,"WEC_SDGE","4312; 4313","CA",null,null,null,null,"*Did Not Operate",null,0,0,0,0,0,0,0,0,0,0,null,null,null,5.1999999999999993,"00 Exist Fuel Cell","Non-Fossil","No","Existing","Fuel Cell","Other","---","---","---","---","---","---","---","---","None","None","No",1,1,1,1,1,1,1,1,1,null,0,0,0,0,0,0,0,0,0,1,0,0,0]
["Nov 2019 Ref Case",2045,null,"FRCC","26923; 26924","FL",null,null,null,null,"NaturalGas",null,212.371157288592,479.73422624848303,34162.12577952,77170.276731935999,12432.207547674179,28083.641604586199,1.168041365087245,2.6385382443666301,0,0,null,null,null,10125.610753000001,"00 New Combined Cycle","Fossil","Yes","New","Combined Cycle","Combined Cycle","---","---","---","---","---","---","---","---","None","None","No",1,1,1,1,1,1,1,1,1,null,0,0,0,0,0,0,0,0,0,1,0,0,0]
["Nov 2019 Ref Case",2045,null,"S_SOU","1444; 1449; 1467","GA",null,null,null,null,"*Did Not Operate",null,0,0,0,0,0,0,0,0,0,0,null,null,null,881.6,"00 Exist Combustion Turbine","Fossil","Yes","Existing","Combustion Turbine","Combustion Turbine","---","---","---","---","---","---","---","---","None","None","No",1,1,1,1,1,1,1,1,1,null,0,0,0,0,0,0,0,0,0,1,0,0,0]
["Nov 2019 Ref Case",2045,null,"MIS_MO","4560","IA",null,null,null,null,"Hydro",null,0,0,417.16782855100001,871.62989180800002,0,0,0,0,0,0,null,null,null,140.5,"00 Exist Hydro","Non-Fossil","No","Existing","Hydro","Renewable","---","---","---","---","---","---","---","---","None","None","No",1,1,1,1,1,1,1,1,1,null,0,0,0,0,0,0,0,0,0,1,0,0,0]
["Nov 2019 Ref Case",2045,null,"PJM_West","5544","IN",null,null,null,null,"Wind",null,0,0,899.05655977238803,3533.7298504835499,0,0,0,0,0,0,null,null,null,1453.2,"00 Exist Onshore Wind","Non-Fossil","No","Existing","Wind","Renewable","---","---","---","---","---","---","---","---","None","None","No",1,1,1,1,1,1,1,1,1,null,0,0,0,0,0,0,0,0,0,1,0,0,0]
["Nov 2019 Ref Case",2045,null,"MIS_LA","4619","LA",null,null,null,null,"Hydro",null,0,0,449.56249972500001,1019.678099467,0,0,0,0,0,0,null,null,null,192,"00 Exist Hydro","Non-Fossil","No","Existing","Hydro","Renewable","---","---","---","---","---","---","---","---","None","None","No",1,1,1,1,1,1,1,1,1,null,0,0,0,0,0,0,0,0,0,1,0,0,0]
["Nov 2019 Ref Case",2045,null,"PJM_EMAC","4462","MD",null,null,null,null,"Hydro",null,0,0,510.298999444,1746.82269862,0,0,0,0,0,0,null,null,null,572,"00 Exist Hydro","Non-Fossil","No","Existing","Hydro","Renewable","---","---","---","---","---","---","---","---","None","None","No",1,1,1,1,1,1,1,1,1,null,0,0,0,0,0,0,0,0,0,1,0,0,0]
["Nov 2019 Ref Case",2045,null,"PJM_SMAC","3807","MD",null,null,null,null,"*Did Not Operate",null,0,0,0,0,0,0,0,0,0,0,null,null,null,397,"00 Exist Oil/Gas Steam","Fossil","Yes","Existing","O/G Steam","O/G Steam","---","---","---","---","---","---","---","---","None","None","No",1,1,1,1,1,1,1,1,1,null,0,0,0,0,0,0,0,0,0,1,0,0,0]
["Nov 2019 Ref Case",2045,null,"MIS_MNWI","28745","MN",null,null,null,null,"Solar",null,0,0,165.84173082808101,292.59312273927799,0,0,0,0,0,0,null,null,null,193.362605,"00 New Solar PV","Non-Fossil","No","New","Solar PV","Renewable","---","---","---","---","---","---","---","---","None","None","No",1,1,1,1,1,1,1,1,1,null,0,0,0,0,0,0,0,0,0,1,0,0,0]
["Nov 2019 Ref Case",2045,null,"MIS_D_MS","4020; 4021; 4023","MS",null,null,null,null,"NaturalGas",null,1.50117676318236,3.3504936780609902,130.9165333,289.53951478099998,87.878887716695374,196.13789991369001,0.1409257992901819,0.32627924117803558,0,0,null,null,null,1338,"00 Exist Oil/Gas Steam","Fossil","Yes","Existing","O/G Steam","O/G Steam","---","---","---","---","---","---","---","---","None","None","No",1,1,1,1,1,1,1,1,1,null,0,0,0,0,0,0,0,0,0,1,0,0,0]
["Nov 2019 Ref Case",2045,null,"S_VACA","33586","NC",null,null,null,null,"NaturalGas",null,94.107990527874762,212.58453642367101,15178.70814965725,34287.828455430827,5509.0817655018027,12444.698762241709,0.51759394790330782,1.169214950330179,0,0,null,null,null,4498.9498451380878,"00 New Combined Cycle","Fossil","Yes","New","Combined Cycle","Combined Cycle","---","---","---","---","---","---","---","---","None","None","No",1,1,1,1,1,1,1,1,1,null,0,0,0,0,0,0,0,0,0,1,0,0,0]
["Nov 2019 Ref Case",2045,null,"SPP_N","1595","NE",null,null,null,null,"*Did Not Operate",null,0,0,0,0,0,0,0,0,0,0,null,null,null,7.6,"00 Exist Combustion Turbine","Fossil","No","Existing","Combustion Turbine","Combustion Turbine","---","---","---","---","---","---","---","---","None","None","No",1,1,1,1,1,1,1,1,1,null,0,0,0,0,0,0,0,0,0,1,0,0,0]
["Nov 2019 Ref Case",2045,null,"WECC_NNV","3480; 3481","NV",null,null,null,null,"NaturalGas",null,1.884982828269288,22.658733157181999,246.306393345,2960.764818657,110.34689476688381,1326.4422390214329,4.0702006129127263E-2,0.33363844561365669,0,0,null,null,null,657,"00 Exist Combined Cycle","Fossil","Yes","Existing","Combined Cycle","Combined Cycle","---","---","---","---","---","---","---","---","None","None","No",1,1,1,1,1,1,1,1,1,null,0,0,0,0,0,0,0,0,0,1,0,0,0]
["Nov 2019 Ref Case",2045,null,"NY_Z_J","30813","NY",null,null,null,null,"Wind",null,0,0,467.242067566027,1360.58629708227,0,0,0,0,0,0,null,null,null,354.88200000000001,"00 New Offshore Wind","Non-Fossil","No","New","Offshore Wind","Renewable","---","---","---","---","---","---","---","---","None","None","No",1,1,1,1,1,1,1,1,1,null,0,0,0,0,0,0,0,0,0,1,0,0,0]
["Nov 2019 Ref Case",2045,null,"SPP_WEST","4270","OK",null,null,null,null,"Coal",null,16.1551692701874,25.443810075283899,1507.6331136209999,2374.4678848379999,1731.0263873005799,2726.30424956667,2.2580080088940901,3.55628133422243,4.2190711716487197,6.6448852246715298,null,null,null,522,"00 Exist Coal Steam_ACI","Fossil","Yes","Existing","Coal Steam","Coal","---","---","---","---","Existing","---","---","---","None","None","No",1,1,1,1,1,1,1,1,1,null,0,0,0,0,0,0,0,0,0,1,0,1,0]
["Nov 2019 Ref Case",2045,null,"PJM_PENE","3418; 3419","PA",null,null,null,null,"NaturalGas",null,36.486892121565603,82.419081894703197,5520.3109161119992,12469.655019504,2135.9426647964601,4824.8130541159298,0.1593959320068456,0.36005440889161699,0,0,null,null,null,1682,"00 Exist Combined Cycle","Fossil","Yes","Existing","Combined Cycle","Combined Cycle","---","---","---","---","---","---","---","---","None","None","No",1,1,1,1,1,1,1,1,1,null,0,0,0,0,0,0,0,0,0,1,0,0,0]
["Nov 2019 Ref Case",2045,null,"PJM_West","3202; 3203; 3204","PA",null,null,null,null,"NaturalGas",null,0.729068096253354,1.037095636521165,62.372152986000003,88.724068485000004,42.67964635467132,60.711578561948997,1.095789348668791E-2,1.55875474169131E-2,0,0,null,null,null,244,"00 Exist Combined Cycle","Fossil","Yes","Existing","Combined Cycle","Combined Cycle","---","---","---","---","---","---","---","---","None","None","No",1,1,1,1,1,1,1,1,1,null,0,0,0,0,0,0,0,0,0,1,0,0,0]
["Nov 2019 Ref Case",2045,null,"ERC_REST","650; 660; 661; 662; 663; 664; 665; 666; 687; 688; 689; 691; 692; 693","TX",null,null,null,null,"NaturalGas",null,5.5592727829948982,5.5592727829948982,621.17748354299999,621.17748354299999,387.17506089026881,387.17506089026881,4.9161649984367492E-2,4.9161649984367492E-2,0,0,null,null,null,2841.5,"00 Exist Combustion Turbine","Fossil","Yes","Existing","Combustion Turbine","Combustion Turbine","---","---","---","---","---","---","---","---","None","None","No",1,1,1,1,1,1,1,1,1,null,0,0,0,0,0,0,0,0,0,1,0,0,0]
["Nov 2019 Ref Case",2045,null,"SPP_WEST","160","TX",null,null,null,null,"Biomass",null,6.0077375400000001E-2,7.1860105199999996E-2,6.8558000000000003,8.2004000000000001,5.8575441015000003,7.0063602569999999,7.6950106281090001E-3,9.2042015745419994E-3,2.403095016E-3,2.8744042080000001E-3,null,null,null,5,"00 Exist Biomass","Non-Fossil","No","Existing","Biomass","Renewable","---","---","---","---","---","---","---","---","None","None","No",1,1,1,1,1,1,1,1,1,null,0,0,0,0,0,0,0,0,0,1,0,0,0]
["Nov 2019 Ref Case",2045,null,"NENGREST","5046","VT",null,null,null,null,"Solar",null,0,0,52.024620441287901,103.140320075758,0,0,0,0,0,0,null,null,null,70.7,"00 Exist Solar PV","Non-Fossil","No","Existing","Solar PV","Renewable","---","---","---","---","---","---","---","---","None","None","No",1,1,1,1,1,1,1,1,1,null,0,0,0,0,0,0,0,0,0,1,0,0,0]
["Nov 2019 Ref Case",2045,null,"MIS_WUMS","3904","WI",null,null,null,null,"NaturalGas",null,1.0971250765969101,2.0497932692968699,88.681653526000005,165.68672103599999,69.422317405392505,129.70389793473601,3.8719485194500601E-2,7.2340831355810195E-2,0,0,null,null,null,240,"00 Exist Oil/Gas Steam","Fossil","Yes","Existing","O/G Steam","O/G Steam","---","---","---","---","---","---","---","---","None","None","No",1,1,1,1,1,1,1,1,1,null,0,0,0,0,0,0,0,0,0,1,0,0,0]
["Nov 2019 Ref Case",2050,null,"S_SOU","33351","AL",null,null,null,null,"Biomass",null,0.268483005,0.29384888399999998,19.887630000000001,21.766584000000002,26.1770929875,28.65026619,2.6848300499999899E-3,2.9384888399999901E-3,1.0739320199999999E-2,1.175395536E-2,null,null,null,29.4,"00 New Biomass","Non-Fossil","No","New","Biomass","Renewable","---","---","---","---","---","---","---","---","None","None","No",1,1,1,1,1,1,1,1,1,null,0,0,0,0,0,0,0,0,0,1,0,0,0]
["Nov 2019 Ref Case",2050,null,"WECC_AZ","4969; 4970; 4971","AZ",null,null,null,null,"Solar",null,0,0,2012.4663760305079,4172.1772775174468,0,0,0,0,0,0,null,null,null,1707,"00 Exist Solar PV","Non-Fossil","No","Existing","Solar PV","Renewable","---","---","---","---","---","---","---","---","None","None","No",1,1,1,1,1,1,1,1,1,null,0,0,0,0,0,0,0,0,0,1,0,0,0]
["Nov 2019 Ref Case",2050,null,"WECC_CO","3644; 3645","CO",null,null,null,null,"Coal",null,13.810198923532839,21.839191760908939,1287.4395684379999,2035.8560805980001,1438.8501003455781,2275.3707915896989,0.30232066956889603,0.47789648399823498,0.85091508618371692,1.3456212935318561,null,null,null,441,"00 Exist Coal Steam_DryFGD_SCR","Fossil","Yes","Existing","Coal Steam","Coal","Existing","---","Existing","---","---","---","---","---","Existing","Existing","Yes",1,1,1,1,1,1,1,1,1,null,0,0,0,0,0,0,0,0,0,1,0,1,0]
["Nov 2019 Ref Case",2050,null,"PJM_EMAC","3050","DE",null,null,null,null,"NaturalGas",null,8.7971980004399999E-2,0.10978922305584,10.582458799999999,13.20693168,5.1777570806744198,6.4618521378134997,3.7192464168493298E-4,4.6416276459695699E-4,0,0,null,null,null,16,"00 Exist Combined Cycle","Fossil","No","Existing","Combined Cycle","Combined Cycle","---","---","---","---","---","---","---","---","None","None","No",1,1,1,1,1,1,1,1,1,null,0,0,0,0,0,0,0,0,0,1,0,0,0]
["Nov 2019 Ref Case",2050,null,"FRCC","705; 706; 708; 710; 716; 717; 718; 720; 721; 722; 723; 724; 725; 726; 727; 728; 729; 730; 733; 734; 737; 738; 739; 740; 746; 758","FL",null,null,null,null,"NaturalGas",null,14.759147787692831,16.100653817741691,1601.3316895569999,1734.1337241189999,864.00051149153796,942.53227449059818,0.29833310422336601,0.33512151666090512,0,0,null,null,null,6888.8,"00 Exist Combustion Turbine","Fossil","Yes","Existing","Combustion Turbine","Combustion Turbine","---","---","---","---","---","---","---","---","None","None","No",1,1,1,1,1,1,1,1,1,null,0,0,0,0,0,0,0,0,0,1,0,0,0]
["Nov 2019 Ref Case",2050,null,"WECC_ID","4744; 4745","ID",null,null,null,null,"LF Gas",null,0.17704859593514999,0.41906936993594801,12.889299944999999,30.508633981999999,10.20313353514676,24.150548720038788,2.1318421436551459E-2,5.0460142833987497E-2,0,0,null,null,null,4.4000000000000004,"00 Exist Landfill Gas","Non-Fossil","No","Existing","Landfill Gas","Other","---","---","---","---","---","---","---","---","None","None","No",1,1,1,1,1,1,1,1,1,null,0,0,0,0,0,0,0,0,0,1,0,0,0]
["Nov 2019 Ref Case",2050,null,"PJM_COMD","527; 528; 529; 530; 531; 532; 533; 534; 535; 536; 537; 538; 540; 543; 544; 545; 546; 547; 548; 549; 550; 551; 552; 553; 554; 555; 556; 557; 558; 561; 562; 563; 564; 565; 566; 567; 568; 569; 570; 571; 572; 573; 574; 575; 576; 577; 578; 579; 580; 581; 582; 583; 584; 585; 586; 587; 588; 589; 590; 591; 592; 593; 594; 595; 596; 597; 598; 599; 608; 609; 622; 623; 624","IL",null,null,null,null,"NaturalGas",null,17.622172227560959,18.18519606782073,1557.9120889470009,1609.582911612001,1031.6019622014201,1064.5613778102261,0.40810808108779539,0.42001839048089418,0,0,null,null,null,6646.3,"00 Exist Combustion Turbine","Fossil","Yes","Existing","Combustion Turbine","Combustion Turbine","---","---","---","---","---","---","---","---","None","None","No",1,1,1,1,1,1,1,1,1,null,0,0,0,0,0,0,0,0,0,1,0,0,0]
["Nov 2019 Ref Case",2050,null,"SPP_N","1605","KS",null,null,null,null,"NaturalGas",null,9.6431082685373606E-2,9.6431082685373606E-2,8.5602356999999998,8.5602356999999998,5.6450755804017696,5.6450755804017696,1.7560100157006501E-3,1.7560100157006501E-3,0,0,null,null,null,311,"00 Exist Combustion Turbine","Fossil","Yes","Existing","Combustion Turbine","Combustion Turbine","---","---","---","---","---","---","---","---","None","None","No",1,1,1,1,1,1,1,1,1,null,0,0,0,0,0,0,0,0,0,1,0,0,0]
["Nov 2019 Ref Case",2050,null,"MIS_AMSO","4006; 4007","LA",null,null,null,null,"*Did Not Operate",null,0,0,0,0,0,0,0,0,0,0,null,null,null,33.5,"00 Exist Oil/Gas Steam","Fossil","No","Existing","O/G Steam","O/G Steam","---","---","---","---","---","---","---","---","None","None","No",1,1,1,1,1,1,1,1,1,null,0,0,0,0,0,0,0,0,0,1,0,0,0]
["Nov 2019 Ref Case",2050,null,"PJM_EMAC","914; 960","MD",null,null,null,null,"*Did Not Operate",null,0,0,0,0,0,0,0,0,0,0,null,null,null,29.8,"00 Exist Combustion Turbine","Fossil","No","Existing","Combustion Turbine","Combustion Turbine","---","---","---","---","---","---","---","---","None","None","No",1,1,1,1,1,1,1,1,1,null,0,0,0,0,0,0,0,0,0,1,0,0,0]
["Nov 2019 Ref Case",2050,null,"MIS_MNWI","28731","MN",null,null,null,null,"Hydro",null,0,0,337.667627256,739.35069510000005,0,0,0,0,0,0,null,null,null,122.876307,"00 New Hydro","Non-Fossil","No","New","Hydro","Renewable","---","---","---","---","---","---","---","---","None","None","No",1,1,1,1,1,1,1,1,1,null,0,0,0,0,0,0,0,0,0,1,0,0,0]
["Nov 2019 Ref Case",2050,null,"S_D_AECI","5598","MO",null,null,null,null,"Wind",null,0,0,629.83259928612904,2034.5862638006799,0,0,0,0,0,0,null,null,null,808.3,"00 Exist Onshore Wind","Non-Fossil","No","Existing","Wind","Renewable","---","---","---","---","---","---","---","---","None","None","No",1,1,1,1,1,1,1,1,1,null,0,0,0,0,0,0,0,0,0,1,0,0,0]
["Nov 2019 Ref Case",2050,null,"S_VACA","33609","NC",null,null,null,null,"LF Gas",null,0.19630512,0.46830959999999999,10.90584,26.017199999999999,11.31286776048,26.988213938400001,8.8337304000000103E-3,2.1073932E-2,0,0,null,null,null,3.3,"00 New Landfill Gas","Non-Fossil","No","New","Landfill Gas","Other","---","---","---","---","---","---","---","---","None","None","No",1,1,1,1,1,1,1,1,1,null,0,0,0,0,0,0,0,0,0,1,0,0,0]
["Nov 2019 Ref Case",2050,null,"MIS_MNWI","28701","ND",null,null,null,null,"NaturalGas",null,2.0134786795200001E-2,2.1071050030799999E-2,2.2160232,2.3190678,1.1786904189910099,1.23349926880303,1.10741327373599E-4,1.15890775169399E-4,0,0,null,null,null,6,"00 New Combustion Turbine","Fossil","Yes","New","Combustion Turbine","Combustion Turbine","---","---","---","---","---","---","---","---","None","None","No",1,1,1,1,1,1,1,1,1,null,0,0,0,0,0,0,0,0,0,1,0,0,0]
["Nov 2019 Ref Case",2050,null,"WECC_NM","1844","NM",null,null,null,null,"*Did Not Operate",null,0,0,0,0,0,0,0,0,0,0,null,null,null,19,"00 Exist Combustion Turbine","Fossil","No","Existing","Combustion Turbine","Combustion Turbine","---","---","---","---","---","---","---","---","None","None","No",1,1,1,1,1,1,1,1,1,null,0,0,0,0,0,0,0,0,0,1,0,0,0]
["Nov 2019 Ref Case",2050,null,"NY_Z_C&E","3300; 3301; 3302; 3306; 3307; 3308; 3312","NY",null,null,null,null,"NaturalGas",null,0.6075653541590984,1.4473667770599039,72.765307226999994,173.57137323399999,36.015197740816248,86.418701906740083,1.4681881814074361E-2,3.8983019681317933E-2,0,0,null,null,null,119.5,"00 Exist Combined Cycle","Fossil","No","Existing","Combined Cycle","Combined Cycle","---","---","---","---","---","---","---","---","None","None","No",1,1,1,1,1,1,1,1,1,null,0,0,0,0,0,0,0,0,0,1,0,0,0]
["Nov 2019 Ref Case",2050,null,"NY_Z_K","30838","NY",null,null,null,null,"Solar",null,0,0,9.1752457199999995,16.420478939999999,0,0,0,0,0,0,null,null,null,10.7,"00 New Solar PV","Non-Fossil","No","New","Solar PV","Renewable","---","---","---","---","---","---","---","---","None","None","No",1,1,1,1,1,1,1,1,1,null,0,0,0,0,0,0,0,0,0,1,0,0,0]
["Nov 2019 Ref Case",2050,null,"SPP_WEST","35254","OK",null,null,null,null,"Hydro",null,0,0,626.75690391399996,1482.459306988,0,0,0,0,0,0,null,null,null,312.36801500000001,"00 New Hydro","Non-Fossil","No","New","Hydro","Renewable","---","---","---","---","---","---","---","---","None","None","No",1,1,1,1,1,1,1,1,1,null,0,0,0,0,0,0,0,0,0,1,0,0,0]
["Nov 2019 Ref Case",2050,null,"PJM_EMAC","5353","PA",null,null,null,null,"*Did Not Operate",null,0,0,0,0,0,0,0,0,0,0,null,null,null,1.13686837721616E-13,"00 Exist Nuclear","Non-Fossil","No","Existing","Nuclear","Nuclear","---","---","---","---","---","---","---","---","None","None","No",1,1,1,1,1,1,1,1,1,null,0,0,0,0,0,0,0,0,0,1,0,0,0]
["Nov 2019 Ref Case",2050,null,"ERC_REST","4167","TX",null,null,null,null,"Coal",null,23.363385203072301,32.1897892859621,2524.1340971340001,3477.7214008169999,2503.3867245092001,3449.13592199084,0.55873535713147404,0.769818810773785,0.91467118770322298,1.2602228890287599,null,null,null,940,"00 Exist Coal Steam_DryFGD_SCR_ACI","Fossil","Yes","Existing","Coal Steam","Coal","Existing","---","Existing","---","Existing","---","---","---","Existing","Existing","Yes",1,1,1,1,1,1,1,1,1,null,0,0,0,0,0,0,0,0,0,1,0,1,0]
["Nov 2019 Ref Case",2050,null,"SPP_WEST","11366","TX",null,null,null,null,"---",null,0,0,0,0,0,0,0,0,0,0,null,null,null,620.65326200000004,"00 Coal Retirement","Retired","No","Retired","Coal Steam","Retired","Retired","Retired","Retired","Retired","Retired","Retired","Retired","Retired","Retired","Retired","No",1,1,1,1,1,1,1,1,1,null,0,0,0,0,0,0,0,0,0,0,0,0,0]
["Nov 2019 Ref Case",2050,null,"PJM_Dom","1785; 1786; 1787","VA",null,null,null,null,"*Did Not Operate",null,0,0,0,0,0,0,0,0,0,0,null,null,null,136,"00 Exist Combustion Turbine","Fossil","Yes","Existing","Combustion Turbine","Combustion Turbine","---","---","---","---","---","---","---","---","None","None","No",1,1,1,1,1,1,1,1,1,null,0,0,0,0,0,0,0,0,0,1,0,0,0]
["Nov 2019 Ref Case",2050,null,"WECC_PNW","4486; 4487; 4488; 4489; 4490; 4491; 4492; 4493; 4494; 4495; 4496","WA",null,null,null,null,"Hydro",null,0,0,35046.371511482008,78342.390099370008,0,0,0,0,0,0,null,null,null,21517,"00 Exist Hydro","Non-Fossil","No","Existing","Hydro","Renewable","---","---","---","---","---","---","---","---","None","None","No",1,1,1,1,1,1,1,1,1,null,0,0,0,0,0,0,0,0,0,1,0,0,0]
["Jan 2020 Ref Case",2021,null,"S_SOU","4516","AL",null,null,null,null,"Hydro",null,0,0,1200.99421755,4573.3002445929997,0,0,0,0,0,0,null,null,null,2080.6,"00 Exist Hydro","Non-Fossil","No","Existing","Hydro","Renewable","---","---","---","---","---","---","---","---","None","None","No",1,1,1,1,1,1,1,1,1,null,1,0,1,0,1,0,0,0,1,0,0,0,0]
["Jan 2020 Ref Case",2021,null,"WECC_AZ","4969; 4970; 4971","AZ",null,null,null,null,"Solar",null,0,0,2012.4663760305079,4172.1772775174468,0,0,0,0,0,0,null,null,null,1707,"00 Exist Solar PV","Non-Fossil","No","Existing","Solar PV","Renewable","---","---","---","---","---","---","---","---","None","None","No",1,1,1,1,1,1,1,1,1,null,1,0,1,0,1,0,0,0,1,0,0,0,0]
["Jan 2020 Ref Case",2021,null,"WEC_CALN","5115","CA",null,null,null,null,"MSW",null,1.1515052577868801,2.7174087660963502,51.475425024000003,121.475581855,52.911666595307203,124.864932802127,8.6362894334016005E-2,0.20380565745722601,4.0302684022540801E-2,9.5109306813372194E-2,null,null,null,20,"00 Exist Non Fossil_Other","Non-Fossil","No","Existing","Non-Fossil Other","Other","---","---","---","---","---","---","---","---","None","None","No",1,1,1,1,1,1,1,1,1,null,1,0,1,0,1,0,0,0,1,0,0,0,0]
["Jan 2020 Ref Case",2021,null,"WECC_CO","1392; 1393; 1400; 1412; 1413; 1414; 1417; 1421","CO",null,null,null,null,"*Did Not Operate",null,0,0,0,0,0,0,0,0,0,0,null,null,null,1135,"00 Exist Combustion Turbine","Fossil","Yes","Existing","Combustion Turbine","Combustion Turbine","---","---","---","---","---","---","---","---","None","None","No",1,1,1,1,1,1,1,1,1,null,1,0,1,0,1,0,0,0,1,0,0,0,0]
["Jan 2020 Ref Case",2021,null,"FRCC","5440","FL",null,null,null,null,"Coal",null,4.8228636978067998,4.8228636978067998,462.22577130600001,462.22577130600001,500.05881542164599,500.05881542164599,0.34987464695739401,0.34987464695739401,0.14468591093420399,0.14468591093420399,null,null,null,456,"00 Exist Coal Steam_WetFGD_SCR_DSI","Fossil","Yes","Existing","Coal Steam","Coal","Existing","Existing","Existing","---","---","---","---","---","Existing","Existing","Yes",1,1,1,1,1,1,1,1,1,null,1,0,1,0,1,0,0,0,1,0,0,1,0]
["Jan 2020 Ref Case",2021,null,"WECC_PNW","3834","ID",null,null,null,null,"NaturalGas",null,0,0.15959652282998801,0,13.678138741,0,9.3427804464675006,0,6.7285894025122903E-2,0,0,null,null,null,22.5,"00 Exist Oil/Gas Steam","Fossil","No","Existing","O/G Steam","O/G Steam","---","---","---","---","---","---","---","---","None","None","No",1,1,1,1,1,1,1,1,1,null,1,0,1,0,1,0,0,0,1,0,0,0,0]
["Jan 2020 Ref Case",2021,null,"PJM_West","3207","IN",null,null,null,null,"NaturalGas",null,2.051271E-4,4.6334309999999999E-4,3.2820335999999999E-2,7.4134896000000006E-2,1.2008140434E-2,2.7124105074E-2,1.12819905E-6,2.5483870499999999E-6,0,0,null,null,null,0.01,"00 Exist Combined Cycle","Fossil","No","Existing","Combined Cycle","Combined Cycle","---","---","---","---","---","---","---","---","None","None","No",1,1,1,1,1,1,1,1,1,null,1,0,1,0,1,0,0,0,1,0,0,0,0]
["Jan 2020 Ref Case",2021,null,"MIS_AMSO","5415","LA",null,null,null,null,"Nuclear",null,39.796088314360297,90.6542200634957,3806.0528227200002,8670.0669532800002,0,0,0,0,0,0,null,null,null,1165.4000000000001,"00 Exist Nuclear","Non-Fossil","No","Existing","Nuclear","Nuclear","---","---","---","---","---","---","---","---","None","None","No",1,1,1,1,1,1,1,1,1,null,1,0,1,0,1,0,0,0,1,0,0,0,0]
["Jan 2020 Ref Case",2021,null,"MIS_LA","3694","LA",null,null,null,null,"NaturalGas",null,2.08753950140887,2.5786702289001102,194.49729818399999,240.256240464,122.204562412475,150.955355199813,9.6767893587808199E-2,0.119534258460665,0,0,null,null,null,575,"00 Exist Oil/Gas Steam_SNCR","Fossil","Yes","Existing","O/G Steam","O/G Steam","---","---","---","Existing","---","---","---","---","Existing","None","No",1,1,1,1,1,1,1,1,1,null,1,0,1,0,1,0,0,0,1,0,0,0,0]
["Jan 2020 Ref Case",2021,null,"MIS_LMI","4177","MI",null,null,null,null,"Coal",null,24.0248907761877,55.665091718234997,2262.9659141799998,5243.2373716729999,2574.2670466685099,5964.5145776088802,0.70993552243634594,1.6449034602738499,0.64390506997305197,1.4919124965767701,null,null,null,836,"00 Exist Coal Steam_DryFGD_SCR_ACI","Fossil","Yes","Existing","Coal Steam","Coal","Existing","---","Existing","---","Existing","---","---","---","Existing","Existing","Yes",1,1,1,1,1,1,1,1,1,null,1,0,1,0,1,0,0,0,1,0,0,1,0]
["Jan 2020 Ref Case",2021,null,"MIS_MNWI","2191; 2210","MN",null,null,null,null,"*Did Not Operate",null,0,0,0,0,0,0,0,0,0,0,null,null,null,214.2,"00 Exist Combustion Turbine","Fossil","Yes","Existing","Combustion Turbine","Combustion Turbine","---","---","---","---","---","---","---","---","None","None","No",1,1,1,1,1,1,1,1,1,null,1,0,1,0,1,0,0,0,1,0,0,0,0]
["Jan 2020 Ref Case",2021,null,"MIS_D_MS","5061","MS",null,null,null,null,"Solar",null,0,0,83.282368134280105,164.115222724338,0,0,0,0,0,0,null,null,null,104,"00 Exist Solar PV","Non-Fossil","No","Existing","Solar PV","Renewable","---","---","---","---","---","---","---","---","None","None","No",1,1,1,1,1,1,1,1,1,null,1,0,1,0,1,0,0,0,1,0,0,0,0]
["Jan 2020 Ref Case",2021,null,"S_VACA","4122","NC",null,null,null,null,"Coal",null,13.0403298168,18.912488137267101,1393.0488,2020.3491226650001,1352.0871186680999,1960.94208901206,1.63662659365748,2.3736118236677002,0.46884867606813302,0.67997475132019702,null,null,null,660,"00 Exist Coal Steam_WetFGD_SNCR_ACI","Fossil","Yes","Existing","Coal Steam","Coal","Existing","---","---","Existing","Existing","---","---","---","Existing","Existing","Yes",1,1,1,1,1,1,1,1,1,null,1,0,1,0,1,0,0,0,1,0,0,1,0]
["Jan 2020 Ref Case",2021,null,"PJM_EMAC","10573; 10576; 10579","NJ",null,null,null,null,"---",null,0,0,0,0,0,0,0,0,0,0,null,null,null,463,"00 Coal Retirement","Retired","No","Retired","Coal Steam","Retired","Retired","Retired","Retired","Retired","Retired","Retired","Retired","Retired","Retired","Retired","No",1,1,1,1,1,1,1,1,1,null,0,0,0,0,0,0,0,0,0,0,0,0,0]
["Jan 2020 Ref Case",2021,null,"NY_Z_F","30584","NY",null,null,null,null,"LF Gas",null,9.5178239999999997E-2,0.22705919999999999,5.2876799999999999,12.6144,5.4850267929600003,13.085194636800001,4.2830207999999996E-3,1.0217664E-2,0,0,null,null,null,1.6,"00 New Landfill Gas","Non-Fossil","No","New","Landfill Gas","Other","---","---","---","---","---","---","---","---","None","None","No",1,1,1,1,1,1,1,1,1,null,1,0,1,0,1,0,0,0,1,0,0,0,0]
["Jan 2020 Ref Case",2021,null,"PJM_West","3201; 3208; 3210; 3211; 3212","OH",null,null,null,null,"NaturalGas",null,75.342501273587999,185.42639037842031,10486.161778080999,25760.189037238,4410.5500245558396,10854.86089275272,0.37340947922571138,0.91573599013519102,0,0,null,null,null,3852,"00 Exist Combined Cycle","Fossil","Yes","Existing","Combined Cycle","Combined Cycle","---","---","---","---","---","---","---","---","None","None","No",1,1,1,1,1,1,1,1,1,null,1,0,1,0,1,0,0,0,1,0,0,0,0]
["Jan 2020 Ref Case",2021,null,"PJM_ATSI","3494","PA",null,null,null,null,"NaturalGas",null,5.5998992358000104,12.649434535799999,895.98387772800004,2023.9095257280001,327.81810126373199,740.49789772573297,3.07994457969001E-2,6.9571889946900098E-2,0,0,null,null,null,273,"00 Exist Combined Cycle","Fossil","Yes","Existing","Combined Cycle","Combined Cycle","---","---","---","---","---","---","---","---","None","None","No",1,1,1,1,1,1,1,1,1,null,1,0,1,0,1,0,0,0,1,0,0,0,0]
["Jan 2020 Ref Case",2021,null,"PJM_PENE","31996; 31997; 31998","PA",null,null,null,null,"Wind",null,0,0,305.08465972340031,967.64439280984766,0,0,0,0,0,0,null,null,null,248.34,"00 New Onshore Wind","Non-Fossil","No","New","Wind","Renewable","---","---","---","---","---","---","---","---","None","None","No",1,1,1,1,1,1,1,1,1,null,1,0,1,0,1,0,0,0,1,0,0,0,0]
["Jan 2020 Ref Case",2021,null,"ERC_REST","4167","TX",null,null,null,null,"Coal",null,18.355662305329499,18.355662305329499,1983.109583549,1983.109583549,1966.80921601606,1966.80921601606,0.43897566403195598,0.43897566403195598,0.718619981477994,0.718619981477994,null,null,null,940,"00 Exist Coal Steam_DryFGD_SCR_ACI","Fossil","Yes","Existing","Coal Steam","Coal","Existing","---","Existing","---","Existing","---","---","---","Existing","Existing","Yes",1,1,1,1,1,1,1,1,1,null,1,0,1,0,1,0,0,0,1,0,0,1,0]
["Jan 2020 Ref Case",2021,null,"SPP_SPS","2569; 2570; 2571; 2572; 2578","TX",null,null,null,null,"NaturalGas",null,3.1903569231652238,3.1903569231652238,356.74769966000002,356.74769966000002,276.394617821542,276.394617821542,0.11272996000792609,0.11272996000792609,0,0,null,null,null,1138.4000000000001,"00 Exist Combustion Turbine","Fossil","Yes","Existing","Combustion Turbine","Combustion Turbine","---","---","---","---","---","---","---","---","None","None","No",1,1,1,1,1,1,1,1,1,null,1,0,1,0,1,0,0,0,1,0,0,0,0]
["Jan 2020 Ref Case",2021,null,"PJM_Dom","31518","VA",null,null,null,null,"Solar",null,0,0,353.03707494000002,699.32734574999995,0,0,0,0,0,0,null,null,null,449.7,"00 New Solar PV","Non-Fossil","No","New","Solar PV","Renewable","---","---","---","---","---","---","---","---","None","None","No",1,1,1,1,1,1,1,1,1,null,1,0,1,0,1,0,0,0,1,0,0,0,0]
["Jan 2020 Ref Case",2021,null,"MIS_WUMS","5404; 5405","WI",null,null,null,null,"Nuclear",null,42.1800316932407,96.401589063609208,4034.0504679840001,9219.738816336001,0,0,0,0,0,0,null,null,null,1196,"00 Exist Nuclear","Non-Fossil","No","Existing","Nuclear","Nuclear","---","---","---","---","---","---","---","---","None","None","No",1,1,1,1,1,1,1,1,1,null,1,0,1,0,1,0,0,0,1,0,0,0,0]
["Jan 2020 Ref Case",2023,null,"MIS_AR","5910","AR",null,null,null,null,"---",null,0,0,0,0,0,0,0,0,0,0,null,null,null,8,"00 Biomass Retirement","Retired","No","Retired","Biomass","Retired","Retired","Retired","Retired","Retired","Retired","Retired","Retired","Retired","Retired","Retired","No",1,1,1,1,1,1,1,1,1,null,0,0,0,0,0,0,0,0,0,0,0,0,0]
["Jan 2020 Ref Case",2023,null,"WEC_CALN","35694","CA",null,null,null,null,"Biomass",null,0,1.21014E-2,0,0.89639999999999997,0,1.1798865000000001,0,1.21014E-4,0,4.8405600000000002E-4,null,null,null,30,"00 New Biomass","Non-Fossil","No","New","Biomass","Renewable","---","---","---","---","---","---","---","---","None","None","No",1,1,1,1,1,1,1,1,1,null,0,0,1,0,0,0,0,0,1,0,0,0,0]
["Jan 2020 Ref Case",2023,null,"NENG_CT","4741; 4742; 4743","CT",null,null,null,null,"LF Gas",null,0.14908216915063199,0.34798569107326399,10.928709478,25.509653832000001,8.5914563259817704,20.054067390861132,1.7950983987427602E-2,4.1900957062131719E-2,0,0,null,null,null,4.2,"00 Exist Landfill Gas","Non-Fossil","No","Existing","Landfill Gas","Other","---","---","---","---","---","---","---","---","None","None","No",1,1,1,1,1,1,1,1,1,null,0,0,1,0,0,0,0,0,1,0,0,0,0]
["Jan 2020 Ref Case",2023,null,"FRCC","744; 747; 753; 754; 756; 760","FL",null,null,null,null,"Oil",null,3.8533956551792807E-2,3.989437051467281E-2,3.0869980560000001,3.2136070800000001,3.1094205560338182,3.219196439940494,2.4760317457832779E-2,2.6070951924841629E-2,0,0,null,null,null,96.5,"00 Exist Combustion Turbine","Fossil","No","Existing","Combustion Turbine","Combustion Turbine","---","---","---","---","---","---","---","---","None","None","No",1,1,1,1,1,1,1,1,1,null,0,0,1,0,0,0,0,0,1,0,0,0,0]
["Jan 2020 Ref Case",2023,null,"WECC_ID","1225; 1226; 1227","ID",null,null,null,null,"*Did Not Operate",null,0,0,0,0,0,0,0,0,0,0,null,null,null,425.5,"00 Exist Combustion Turbine","Fossil","Yes","Existing","Combustion Turbine","Combustion Turbine","---","---","---","---","---","---","---","---","None","None","No",1,1,1,1,1,1,1,1,1,null,0,0,1,0,0,0,0,0,1,0,0,0,0]
["Jan 2020 Ref Case",2023,null,"PJM_COMD","4452","IL",null,null,null,null,"Hydro",null,0,0,35.110506491999999,74.522637653999993,0,0,0,0,0,0,null,null,null,19.3,"00 Exist Hydro","Non-Fossil","No","Existing","Hydro","Renewable","---","---","---","---","---","---","---","---","None","None","No",1,1,1,1,1,1,1,1,1,null,0,0,1,0,0,0,0,0,1,0,0,0,0]
["Jan 2020 Ref Case",2023,null,"SPP_N","4790; 4791","KS",null,null,null,null,"LF Gas",null,0.37705041836341102,0.93004694332193405,27.534992399,67.918862478999998,21.72903855986495,53.597675296699713,4.2904548130581761E-2,0.10582999483240881,0,0,null,null,null,9,"00 Exist Landfill Gas","Non-Fossil","No","Existing","Landfill Gas","Other","---","---","---","---","---","---","---","---","None","None","No",1,1,1,1,1,1,1,1,1,null,0,0,1,0,0,0,0,0,1,0,0,0,0]
["Jan 2020 Ref Case",2023,null,"MIS_LA","13830","LA",null,null,null,null,"---",null,0,0,0,0,0,0,0,0,0,0,null,null,null,967.5,"00 Nuke Retirement","Retired","No","Retired","Nuclear","Retired","Retired","Retired","Retired","Retired","Retired","Retired","Retired","Retired","Retired","Retired","No",1,1,1,1,1,1,1,1,1,null,0,0,0,0,0,0,0,0,0,0,0,0,0]
["Jan 2020 Ref Case",2023,null,"PJM_AP","5586","MD",null,null,null,null,"Wind",null,0,0,129.50261980292399,513.34492307692301,0,0,0,0,0,0,null,null,null,190,"00 Exist Onshore Wind","Non-Fossil","No","Existing","Wind","Renewable","---","---","---","---","---","---","---","---","None","None","No",1,1,1,1,1,1,1,1,1,null,0,0,1,0,0,0,0,0,1,0,0,0,0]
["Jan 2020 Ref Case",2023,null,"MIS_LMI","3665","MI",null,null,null,null,"NaturalGas",null,0.373888825256322,0.63331487627560001,32.320258056,54.745953473999997,21.8874518305051,37.074252857173597,2.4657968025654401E-2,4.1767116090375901E-2,0,0,null,null,null,68,"00 Exist Oil/Gas Steam_SNCR","Fossil","No","Existing","O/G Steam","O/G Steam","---","---","---","Existing","---","---","---","---","Existing","None","No",1,1,1,1,1,1,1,1,1,null,0,0,1,0,0,0,0,0,1,0,0,0,0]
["Jan 2020 Ref Case",2023,null,"S_D_AECI","2663","MO",null,null,null,null,"NaturalGas",null,3.892286902968E-2,3.892286902968E-2,3.427817616,3.427817616,2.2785447529974698,2.2785447529974698,2.0687504889274899E-3,2.0687504889274899E-3,0,0,null,null,null,104,"00 Exist Combustion Turbine","Fossil","Yes","Existing","Combustion Turbine","Combustion Turbine","---","---","---","---","---","---","---","---","None","None","No",1,1,1,1,1,1,1,1,1,null,0,0,1,0,0,0,0,0,1,0,0,0,0]
["Jan 2020 Ref Case",2023,null,"S_VACA","14106; 14110","NC",null,null,null,null,"NaturalGas",null,20.247894495832679,31.842419780899501,2070.1723488839998,3258.9662696300002,1185.3117437860451,1864.055253973856,0.58724464845218294,0.917001404884902,0,0,null,null,null,1386,"00 Ret.C2G","Fossil","Yes","Existing","O/G Steam","O/G Steam","---","---","---","---","---","New","---","---","None","None","No",1,1,1,1,1,1,1,1,1,null,0,0,1,0,0,0,0,0,1,0,0,0,0]
["Jan 2020 Ref Case",2023,null,"PJM_EMAC","920; 921; 952; 974; 975","NJ",null,null,null,null,"NaturalGas",null,7.0525270523465994E-2,7.0525270523465994E-2,6.182014992,6.182014992,4.1285493364437009,4.1285493364437009,4.9898727367925048E-3,4.9898727367925048E-3,0,0,null,null,null,40.9,"00 Exist Combustion Turbine","Fossil","No","Existing","Combustion Turbine","Combustion Turbine","---","---","---","---","---","---","---","---","None","None","No",1,1,1,1,1,1,1,1,1,null,0,0,1,0,0,0,0,0,1,0,0,0,0]
["Jan 2020 Ref Case",2023,null,"WECC_NM","4552; 4553; 4554","NM",null,null,null,null,"Hydro",null,0,0,98.206621799000004,196.80818286300001,0,0,0,0,0,0,null,null,null,82.9,"00 Exist Hydro","Non-Fossil","No","Existing","Hydro","Renewable","---","---","---","---","---","---","---","---","None","None","No",1,1,1,1,1,1,1,1,1,null,0,0,1,0,0,0,0,0,1,0,0,0,0]
["Jan 2020 Ref Case",2023,null,"NY_Z_G-I","30680","NY",null,null,null,null,"NaturalGas",null,0,0,0,0,0,0,0,0,0,0,null,null,null,1.5,"00 New Fuel Cell","Non-Fossil","No","New","Fuel Cell","Other","---","---","---","---","---","---","---","---","None","None","No",1,1,1,1,1,1,1,1,1,null,0,0,1,0,0,0,0,0,1,0,0,0,0]
["Jan 2020 Ref Case",2023,null,"PJM_West","5680; 5681; 5682; 5683; 5684; 5686; 5687; 5690","OH",null,null,null,null,"Coal",null,219.8428923846046,493.89643085785571,21932.483045976001,49264.493258039998,22853.210918985449,51341.843945135457,13.10608845337371,34.082004787598422,21.574022115167089,48.176087582332777,null,null,null,7094,"00 Exist Coal Steam_WetFGD_SCR","Fossil","Yes","Existing","Coal Steam","Coal","Existing","---","Existing","---","---","---","---","---","Existing","Existing","Yes",1,1,1,1,1,1,1,1,1,null,0,0,1,0,0,0,0,0,1,0,0,1,0]
["Jan 2020 Ref Case",2023,null,"PJM_EMAC","5350; 5351; 5353","PA",null,null,null,null,"Nuclear",null,129.13947641236899,295.14559951263612,12350.753291159999,28227.390925079999,0,0,0,0,0,0,null,null,null,3490.2,"00 Exist Nuclear","Non-Fossil","No","Existing","Nuclear","Nuclear","---","---","---","---","---","---","---","---","None","None","No",1,1,1,1,1,1,1,1,1,null,0,0,1,0,0,0,0,0,1,0,0,0,0]
["Jan 2020 Ref Case",2023,null,"NENGREST","5045","RI",null,null,null,null,"Solar",null,0,0,7.6604365217391299,14.9954782608696,0,0,0,0,0,0,null,null,null,10.199999999999999,"00 Exist Solar PV","Non-Fossil","No","Existing","Solar PV","Renewable","---","---","---","---","---","---","---","---","None","None","No",1,1,1,1,1,1,1,1,1,null,0,0,1,0,0,0,0,0,1,0,0,0,0]
["Jan 2020 Ref Case",2023,null,"S_C_TVA","5548","TN",null,null,null,null,"Wind",null,0,0,11.4692015730511,47.447899999999699,0,0,0,0,0,0,null,null,null,29.1,"00 Exist Onshore Wind","Non-Fossil","No","Existing","Wind","Renewable","---","---","---","---","---","---","---","---","None","None","No",1,1,1,1,1,1,1,1,1,null,0,0,1,0,0,0,0,0,1,0,0,0,0]
["Jan 2020 Ref Case",2023,null,"PJM_Dom","5860; 5861; 5862; 5863","VA",null,null,null,null,"---",null,0,0,0,0,0,0,0,0,0,0,null,null,null,148,"00 Biomass Retirement","Retired","No","Retired","Biomass","Retired","Retired","Retired","Retired","Retired","Retired","Retired","Retired","Retired","Retired","Retired","No",1,1,1,1,1,1,1,1,1,null,0,0,0,0,0,0,0,0,0,0,0,0,0]
["Jan 2020 Ref Case",2023,null,"MIS_WUMS","5026; 5027","WI",null,null,null,null,"Solar",null,0,0,6.3961439999999996,12.532799999999989,0,0,0,0,0,0,null,null,null,9.6,"00 Exist Solar PV","Non-Fossil","No","Existing","Solar PV","Renewable","---","---","---","---","---","---","---","---","None","None","No",1,1,1,1,1,1,1,1,1,null,0,0,1,0,0,0,0,0,1,0,0,0,0]
["Jan 2020 Ref Case",2025,null,"MIS_AR","4173","AR",null,null,null,null,"Coal",null,15.4698414670743,23.4676364625739,1574.893784397,2389.1023626880001,1657.59351319701,2514.55724696479,0.57980965818594499,0.87956701461726905,0.61879365868297198,0.93870545850295495,null,null,null,670,"00 Exist Coal Steam_DryFGD_SCR_ACI","Fossil","Yes","Existing","Coal Steam","Coal","Existing","---","Existing","---","Existing","---","---","---","Existing","Existing","Yes",1,1,1,1,1,1,1,1,1,null,0,0,1,0,0,0,0,0,1,0,0,1,0]
["Jan 2020 Ref Case",2025,null,"WECC_SCE","37918","CA",null,null,null,null,"NaturalGas",null,3.4374440136959998E-2,5.794856286912E-2,3.7832313599999998,6.37778592,2.0122797256176401,3.39230887035828,1.89059420753278E-4,3.1871709578015599E-4,0,0,null,null,null,110.4,"00 New Combustion Turbine","Fossil","Yes","New","Combustion Turbine","Combustion Turbine","---","---","---","---","---","---","---","---","None","None","No",1,1,1,1,1,1,1,1,1,null,0,0,1,0,0,0,0,0,1,0,0,0,0]
["Jan 2020 Ref Case",2025,null,"WEC_CALN","35789; 35790; 35791; 35792; 35793; 35794","CA",null,null,null,null,"Wind",null,0,0,3438.0216514362519,8513.2336599648042,0,0,0,0,0,0,null,null,null,2380.98,"00 New Onshore Wind","Non-Fossil","No","New","Wind","Renewable","---","---","---","---","---","---","---","---","None","None","No",1,1,1,1,1,1,1,1,1,null,0,0,1,0,0,0,0,0,1,0,0,0,0]
["Jan 2020 Ref Case",2025,null,"WECC_CO","5215; 5215; 5216; 5216; 5217; 5217","CO",null,null,null,null,"Non-Fossil",null,0.31972818443722778,0.762830299245568,38.000114021999998,90.663381655999999,0,0,0,0,0,0,null,null,null,19.100000000000001,"00 Exist Non Fossil_Other","Non-Fossil","No","Existing","Non-Fossil Other","Other","---","---","---","---","---","---","---","---","None","None","No",1,1,1,1,1,1,1,1,1,null,0,0,1,0,0,0,0,0,1,0,0,0,0]
["Jan 2020 Ref Case",2025,null,"FRCC","3675","FL",null,null,null,null,"NaturalGas",null,2.4616841017142002,4.4385351924223304,236.04219979999999,425.59547343200001,144.106987314349,259.83185016440302,0.241589677742232,0.43559784378432698,0,0,null,null,null,524,"00 Exist Oil/Gas Steam_SNCR","Fossil","Yes","Existing","O/G Steam","O/G Steam","---","---","---","Existing","---","---","---","---","Existing","None","No",1,1,1,1,1,1,1,1,1,null,0,0,1,0,0,0,0,0,1,0,0,0,0]
["Jan 2020 Ref Case",2025,null,"MIS_IL","820; 832; 833","IA",null,null,null,null,"*Did Not Operate",null,0,0,0,0,0,0,0,0,0,0,null,null,null,19.2,"00 Exist Combustion Turbine","Fossil","No","Existing","Combustion Turbine","Combustion Turbine","---","---","---","---","---","---","---","---","None","None","No",1,1,1,1,1,1,1,1,1,null,0,0,1,0,0,0,0,0,1,0,0,0,0]
["Jan 2020 Ref Case",2025,null,"PJM_COMD","5609; 5610","IL",null,null,null,null,"EnerStor",null,0,0,100.07413206,162.30682697,0,0,0,0,0,0,null,null,null,112.4,"00 Exist Energy Storage","Non-Fossil","No","Existing","Energy Storage","Storage","---","---","---","---","---","---","---","---","None","None","No",1,1,1,1,1,1,1,1,1,null,0,0,1,0,0,0,0,0,1,0,0,0,0]
["Jan 2020 Ref Case",2025,null,"S_C_KY","104","KY",null,null,null,null,"Biomass",null,4.9091184647999997E-2,0.12673867931999999,7.5432059999999996,19.47429,4.7863905031799998,12.357021233699999,6.2878443856390796E-3,1.6233323740702198E-2,1.9636473859200002E-3,5.0695471727999998E-3,null,null,null,3.3,"00 Exist Biomass","Non-Fossil","No","Existing","Biomass","Renewable","---","---","---","---","---","---","---","---","None","None","No",1,1,1,1,1,1,1,1,1,null,0,0,1,0,0,0,0,0,1,0,0,0,0]
["Jan 2020 Ref Case",2025,null,"PJM_AP","5641","MD",null,null,null,null,"EnerStor",null,0,0,5.8164526199999997,13.875850987,0,0,0,0,0,0,null,null,null,13,"00 Exist Energy Storage","Non-Fossil","No","Existing","Energy Storage","Storage","---","---","---","---","---","---","---","---","None","None","No",1,1,1,1,1,1,1,1,1,null,0,0,1,0,0,0,0,0,1,0,0,0,0]
["Jan 2020 Ref Case",2025,null,"MIS_LMI","3812; 3816","MI",null,null,null,null,"NaturalGas",null,8.0477926369100299,10.75919882241277,647.801712458,869.30580833399995,471.11778096471301,629.84349906404395,0.55228767381334098,0.73506598116589794,0,0,null,null,null,1785,"00 Exist Oil/Gas Steam","Fossil","Yes","Existing","O/G Steam","O/G Steam","---","---","---","---","---","---","---","---","None","None","No",1,1,1,1,1,1,1,1,1,null,0,0,1,0,0,0,0,0,1,0,0,0,0]
["Jan 2020 Ref Case",2025,null,"MIS_WUMS","4547","MI",null,null,null,null,"Hydro",null,0,0,235.42798879700001,727.30221391999999,0,0,0,0,0,0,null,null,null,154.69999999999999,"00 Exist Hydro","Non-Fossil","No","Existing","Hydro","Renewable","---","---","---","---","---","---","---","---","None","None","No",1,1,1,1,1,1,1,1,1,null,0,0,1,0,0,0,0,0,1,0,0,0,0]
["Jan 2020 Ref Case",2025,null,"S_C_TVA","32786","MS",null,null,null,null,"Hydro",null,0,0,149.27763392599999,476.95897041799998,0,0,0,0,0,0,null,null,null,93.606176000000005,"00 New Hydro","Non-Fossil","No","New","Hydro","Renewable","---","---","---","---","---","---","---","---","None","None","No",1,1,1,1,1,1,1,1,1,null,0,0,1,0,0,0,0,0,1,0,0,0,0]
["Jan 2020 Ref Case",2025,null,"S_VACA","1654; 1656; 1659; 1660; 1661; 1662; 1663; 1664; 1665; 1669; 1670; 1671; 1672","NC",null,null,null,null,"NaturalGas",null,20.995574547219562,31.199785646519441,1908.697726328,2852.4518091969999,1229.080933994233,1826.435451747247,0.63184185592783093,0.92549572806089908,0,0,null,null,null,6059.2,"00 Exist Combustion Turbine","Fossil","Yes","Existing","Combustion Turbine","Combustion Turbine","---","---","---","---","---","---","---","---","None","None","No",1,1,1,1,1,1,1,1,1,null,0,0,1,0,0,0,0,0,1,0,0,0,0]
["Jan 2020 Ref Case",2025,null,"PJM_EMAC","13760; 13765; 13766","NJ",null,null,null,null,"---",null,0,0,0,0,0,0,0,0,0,0,null,null,null,2738.8990549999999,"00 Nuke Retirement","Retired","No","Retired","Nuclear","Retired","Retired","Retired","Retired","Retired","Retired","Retired","Retired","Retired","Retired","Retired","No",1,1,1,1,1,1,1,1,1,null,0,0,0,0,0,0,0,0,0,0,0,0,0]
["Jan 2020 Ref Case",2025,null,"WECC_SNV","1424; 1425; 1426; 1427; 1428","NV",null,null,null,null,"*Did Not Operate",null,0,0,0,0,0,0,0,0,0,0,null,null,null,1045,"00 Exist Combustion Turbine","Fossil","Yes","Existing","Combustion Turbine","Combustion Turbine","---","---","---","---","---","---","---","---","None","None","No",1,1,1,1,1,1,1,1,1,null,0,0,1,0,0,0,0,0,1,0,0,0,0]
["Jan 2020 Ref Case",2025,null,"NY_Z_D","30509; 30510; 30511; 30512","NY",null,null,null,null,"Wind",null,0,0,256.47110512141762,703.50626910406072,0,0,0,0,0,0,null,null,null,178.08,"00 New Onshore Wind","Non-Fossil","No","New","Wind","Renewable","---","---","---","---","---","---","---","---","None","None","No",1,1,1,1,1,1,1,1,1,null,0,0,1,0,0,0,0,0,1,0,0,0,0]
["Jan 2020 Ref Case",2025,null,"SPP_WEST","35295","OK",null,null,null,null,"Solar",null,0,0,29.59295745,57.077292075000003,0,0,0,0,0,0,null,null,null,30.75,"00 New Solar PV","Non-Fossil","No","New","Solar PV","Renewable","---","---","---","---","---","---","---","---","None","None","No",1,1,1,1,1,1,1,1,1,null,0,0,1,0,0,0,0,0,1,0,0,0,0]
["Jan 2020 Ref Case",2025,null,"PJM_WMAC","32603; 32604","PA",null,null,null,null,"Wind",null,0,0,16.560613022301851,50.095316534400503,0,0,0,0,0,0,null,null,null,12.96,"00 New Onshore Wind","Non-Fossil","No","New","Wind","Renewable","---","---","---","---","---","---","---","---","None","None","No",1,1,1,1,1,1,1,1,1,null,0,0,1,0,0,0,0,0,1,0,0,0,0]
["Jan 2020 Ref Case",2025,null,"S_C_TVA","14127; 14131","TN",null,null,null,null,"---",null,0,0,0,0,0,0,0,0,0,0,null,null,null,3340,"00 Coal Retirement","Retired","No","Retired","Coal Steam","Retired","Retired","Retired","Retired","Retired","Retired","Retired","Retired","Retired","Retired","Retired","No",1,1,1,1,1,1,1,1,1,null,0,0,0,0,0,0,0,0,0,0,0,0,0]
["Jan 2020 Ref Case",2025,null,"SPP_SPS","11446; 11460","TX",null,null,null,null,"---",null,0,0,0,0,0,0,0,0,0,0,null,null,null,457.886506,"00 O/G Retirement","Retired","No","Retired","O/G Steam","Retired","Retired","Retired","Retired","Retired","Retired","Retired","Retired","Retired","Retired","Retired","No",1,1,1,1,1,1,1,1,1,null,0,0,0,0,0,0,0,0,0,0,0,0,0]
["Jan 2020 Ref Case",2025,null,"PJM_Dom","3898","VA",null,null,null,null,"NaturalGas",null,0.114599304326891,0.31163188479729498,9.9965100410000005,27.183683912999999,6.7086432752962297,18.242930536033601,5.1180049312389703E-3,1.3917479975047199E-2,0,0,null,null,null,13.1,"00 Exist Oil/Gas Steam","Fossil","No","Existing","O/G Steam","O/G Steam","---","---","---","---","---","---","---","---","None","None","No",1,1,1,1,1,1,1,1,1,null,0,0,1,0,0,0,0,0,1,0,0,0,0]
["Jan 2020 Ref Case",2025,null,"MIS_MNWI","4204","WI",null,null,null,null,"Coal",null,7.23755779200535,12.6228472131081,640.10331145199996,1116.3885019320001,775.50431741337297,1352.53807888453,0.41112947037486403,0.71704083594060397,0.17236440841971701,0.30061654151669398,null,null,null,290,"00 Exist Coal Steam_DryFGD_SNCR_ACI","Fossil","Yes","Existing","Coal Steam","Coal","Existing","---","---","Existing","Existing","---","---","---","Existing","Existing","Yes",1,1,1,1,1,1,1,1,1,null,0,0,1,0,0,0,0,0,1,0,0,1,0]
["Jan 2020 Ref Case",2025,null,"WECC_WY","11339; 11355","WY",null,null,null,null,"Coal",null,4.6364262456841896,10.5491357223463,452.07234604799999,1028.5880292480001,497.71959130476,1132.4479765491981,0.1305863257805838,0.29711954885221181,0.14831633990990051,0.33746017219947799,null,null,null,142.63693530021979,"00 Ret.ExistWetFGD_ACI & SCR","Fossil","Yes","Existing","Coal Steam","Coal","Existing","---","New","---","Existing","---","---","---","New","Existing","Yes",1,1,1,1,1,1,1,1,1,null,0,0,1,0,0,0,0,0,1,0,0,1,0]
["Jan 2020 Ref Case",2030,null,"WECC_AZ","3710; 3711; 3713; 3714","AZ",null,null,null,null,"NaturalGas",null,0.946384627170336,0.95013795167404802,84.492444394000003,84.843353566000005,55.40135607455143,55.62107569099873,4.9552588832478359E-2,4.9780303030118572E-2,0,0,null,null,null,478,"00 Exist Oil/Gas Steam","Fossil","Yes","Existing","O/G Steam","O/G Steam","---","---","---","---","---","---","---","---","None","None","No",1,1,1,1,1,1,1,1,1,null,0,0,1,0,0,0,0,0,1,0,0,0,0]
["Jan 2020 Ref Case",2030,null,"SPP_N","44227","CO",null,null,null,null,"EnerStor",null,0,0,0.61200012000000004,1.460000076,0,0,0,0,0,0,null,null,null,1,"00 New Battery Storage","Non-Fossil","No","New","Energy Storage","Storage","---","---","---","---","---","---","---","---","None","None","No",1,1,1,1,1,1,1,1,1,null,0,0,1,0,0,0,0,0,1,0,0,0,0]
["Jan 2020 Ref Case",2030,null,"NENG_CT","1168; 1171; 1176; 1217; 1218; 1219; 1220","CT",null,null,null,null,"NaturalGas",null,1.7690104792727999E-2,1.7690104792727999E-2,1.60831656,1.60831656,1.035578734566297,1.035578734566297,5.4145337990518889E-3,5.4145337990518889E-3,0,0,null,null,null,51,"00 Exist Combustion Turbine","Fossil","No","Existing","Combustion Turbine","Combustion Turbine","---","---","---","---","---","---","---","---","None","None","No",1,1,1,1,1,1,1,1,1,null,0,0,1,0,0,0,0,0,1,0,0,0,0]
["Jan 2020 Ref Case",2030,null,"S_VACA","33586","GA",null,null,null,null,"NaturalGas",null,4.8133612792046181E-3,1.08731062061175E-2,0.77634859342009965,1.7537268074383059,0.28177416928463761,0.63651163730611737,2.647348703562514E-5,5.9802084133645588E-5,0,0,null,null,null,0.23010873852868491,"00 New Combined Cycle","Fossil","Yes","New","Combined Cycle","Combined Cycle","---","---","---","---","---","---","---","---","None","None","No",1,1,1,1,1,1,1,1,1,null,0,0,1,0,0,0,0,0,1,0,0,0,0]
["Jan 2020 Ref Case",2030,null,"MIS_IL","5663; 5664; 5665","IL",null,null,null,null,"Coal",null,11.668051217432049,26.914851535001549,1052.3799465120001,2427.478344912,1210.6832392402321,2792.806741746479,0.45366470111919299,1.0478060846477419,1.3130178733525839,3.028756084931381,null,null,null,326,"00 Exist Coal Steam_WetFGD_SCR","Fossil","Yes","Existing","Coal Steam","Coal","Existing","---","Existing","---","---","---","---","---","Existing","Existing","Yes",1,1,1,1,1,1,1,1,1,null,0,0,1,0,0,0,0,0,1,0,0,1,0]
["Jan 2020 Ref Case",2030,null,"PJM_West","3205; 3206; 3209","IN",null,null,null,null,"NaturalGas",null,39.848866470435297,90.013338989282303,5851.7921273039992,13218.427400807999,2332.752643179283,5269.38086443259,0.2351887918721062,0.53126049307199696,0,0,null,null,null,1783,"00 Exist Combined Cycle","Fossil","Yes","Existing","Combined Cycle","Combined Cycle","---","---","---","---","---","---","---","---","None","None","No",1,1,1,1,1,1,1,1,1,null,0,0,1,0,0,0,0,0,1,0,0,0,0]
["Jan 2020 Ref Case",2030,null,"PJM_West","10593; 10641; 12896; 12899; 13981","KY",null,null,null,null,"---",null,0,0,0,0,0,0,0,0,0,0,null,null,null,1387,"00 Coal Retirement","Retired","No","Retired","Coal Steam","Retired","Retired","Retired","Retired","Retired","Retired","Retired","Retired","Retired","Retired","Retired","No",1,1,1,1,1,1,1,1,1,null,0,0,0,0,0,0,0,0,0,0,0,0,0]
["Jan 2020 Ref Case",2030,null,"NENGREST","4581; 4582; 4583; 4589","MA",null,null,null,null,"Hydro",null,0,0,347.39045266800002,991.643719476,0,0,0,0,0,0,null,null,null,263.50000000000011,"00 Exist Hydro","Non-Fossil","No","Existing","Hydro","Renewable","---","---","---","---","---","---","---","---","None","None","No",1,1,1,1,1,1,1,1,1,null,0,0,1,0,0,0,0,0,1,0,0,0,0]
["Jan 2020 Ref Case",2030,null,"NENG_ME","9880; 9882","ME",null,null,null,null,"---",null,0,0,0,0,0,0,0,0,0,0,null,null,null,552.80006700000001,"00 CC Retirement","Retired","No","Retired","Combined Cycle","Retired","Retired","Retired","Retired","Retired","Retired","Retired","Retired","Retired","Retired","Retired","No",1,1,1,1,1,1,1,1,1,null,0,0,0,0,0,0,0,0,0,0,0,0,0]
["Jan 2020 Ref Case",2030,null,"MIS_MNWI","11088; 11089","MN",null,null,null,null,"---",null,0,0,0,0,0,0,0,0,0,0,null,null,null,106,"00 O/G Retirement","Retired","No","Retired","O/G Steam","Retired","Retired","Retired","Retired","Retired","Retired","Retired","Retired","Retired","Retired","Retired","No",1,1,1,1,1,1,1,1,1,null,0,0,0,0,0,0,0,0,0,0,0,0,0]
["Jan 2020 Ref Case",2030,null,"SPP_N","3881","MO",null,null,null,null,"NaturalGas",null,0.11716093545300001,0.1213657533185,8.080064514,8.3700519530000008,6.85860116141862,7.1047511992649897,9.1455826214611805E-3,9.4738107040421102E-3,0,0,null,null,null,51,"00 Exist Oil/Gas Steam","Fossil","Yes","Existing","O/G Steam","O/G Steam","---","---","---","---","---","---","---","---","None","None","No",1,1,1,1,1,1,1,1,1,null,0,0,1,0,0,0,0,0,1,0,0,0,0]
["Jan 2020 Ref Case",2030,null,"MIS_MNWI","28701","ND",null,null,null,null,"NaturalGas",null,2.0134786795200001E-2,2.7575615667600001E-2,2.2160232,3.0349566000000001,1.1786904189910099,1.6142765411813,1.10741327373599E-4,1.5166588617179799E-4,0,0,null,null,null,6,"00 New Combustion Turbine","Fossil","Yes","New","Combustion Turbine","Combustion Turbine","---","---","---","---","---","---","---","---","None","None","No",1,1,1,1,1,1,1,1,1,null,0,0,1,0,0,0,0,0,1,0,0,0,0]
["Jan 2020 Ref Case",2030,null,"WECC_NM","5029","NM",null,null,null,null,"Solar",null,0,0,348.87204741222303,716.78094928478504,0,0,0,0,0,0,null,null,null,312,"00 Exist Solar PV","Non-Fossil","No","Existing","Solar PV","Renewable","---","---","---","---","---","---","---","---","None","None","No",1,1,1,1,1,1,1,1,1,null,0,0,1,0,0,0,0,0,1,0,0,0,0]
["Jan 2020 Ref Case",2030,null,"NY_Z_C&E","9572; 9583; 9585; 9590","NY",null,null,null,null,"---",null,0,0,0,0,0,0,0,0,0,0,null,null,null,178.3,"00 CC Retirement","Retired","No","Retired","Combined Cycle","Retired","Retired","Retired","Retired","Retired","Retired","Retired","Retired","Retired","Retired","Retired","No",1,1,1,1,1,1,1,1,1,null,0,0,0,0,0,0,0,0,0,0,0,0,0]
["Jan 2020 Ref Case",2030,null,"NY_Z_D","2588","NY",null,null,null,null,"*Did Not Operate",null,0,0,0,0,0,0,0,0,0,0,null,null,null,1.7,"00 Exist Combustion Turbine","Fossil","No","Existing","Combustion Turbine","Combustion Turbine","---","---","---","---","---","---","---","---","None","None","No",1,1,1,1,1,1,1,1,1,null,0,0,1,0,0,0,0,0,1,0,0,0,0]
["Jan 2020 Ref Case",2030,null,"SPP_WEST","35254","OK",null,null,null,null,"Hydro",null,0,0,626.75690391399996,1482.459309092,0,0,0,0,0,0,null,null,null,312.36801500000001,"00 New Hydro","Non-Fossil","No","New","Hydro","Renewable","---","---","---","---","---","---","---","---","None","None","No",1,1,1,1,1,1,1,1,1,null,0,0,1,0,0,0,0,0,1,0,0,0,0]
["Jan 2020 Ref Case",2030,null,"PJM_EMAC","5533","PA",null,null,null,null,"Wind",null,0,0,1.62839283659169,6.2742500000000101,0,0,0,0,0,0,null,null,null,3.2,"00 Exist Onshore Wind","Non-Fossil","No","Existing","Wind","Renewable","---","---","---","---","---","---","---","---","None","None","No",1,1,1,1,1,1,1,1,1,null,0,0,1,0,0,0,0,0,1,0,0,0,0]
["Jan 2020 Ref Case",2030,null,"NENGREST","2343","RI",null,null,null,null,"NaturalGas",null,0.115731477371952,0.26791309497451199,17.698650768,40.971569807999998,6.7749206853540702,15.683632579807901,3.8267770307809597E-2,8.8588143984272102E-2,0,0,null,null,null,5.6,"00 Exist Combustion Turbine","Fossil","No","Existing","Combustion Turbine","Combustion Turbine","---","---","---","---","---","---","---","---","None","None","No",1,1,1,1,1,1,1,1,1,null,0,0,1,0,0,0,0,0,1,0,0,0,0]
["Jan 2020 Ref Case",2030,null,"ERC_REST","642; 667; 668; 669; 673; 682; 683; 699; 700","TX",null,null,null,null,"*Did Not Operate",null,0,0,0,0,0,0,0,0,0,0,null,null,null,183.7,"00 Exist Combustion Turbine","Fossil","No","Existing","Combustion Turbine","Combustion Turbine","---","---","---","---","---","---","---","---","None","None","No",1,1,1,1,1,1,1,1,1,null,0,0,1,0,0,0,0,0,1,0,0,0,0]
["Jan 2020 Ref Case",2030,null,"SPP_WEST","3511; 3512","TX",null,null,null,null,"NaturalGas",null,18.11306453673221,38.779724237445002,2602.3016426630002,5595.8838822609996,1313.6423508553719,2842.3444075317698,0.2407791461459122,0.52713692210123897,0,0,null,null,null,916.59999999999991,"00 Exist Combined Cycle","Fossil","Yes","Existing","Combined Cycle","Combined Cycle","---","---","---","---","---","---","---","---","None","None","No",1,1,1,1,1,1,1,1,1,null,0,0,1,0,0,0,0,0,1,0,0,0,0]
["Jan 2020 Ref Case",2030,null,"MIS_MNWI","28732","WI",null,null,null,null,"Hydro",null,0,0,265.91378718999999,578.30120232399997,0,0,0,0,0,0,null,null,null,94.417317999999995,"00 New Hydro","Non-Fossil","No","New","Hydro","Renewable","---","---","---","---","---","---","---","---","None","None","No",1,1,1,1,1,1,1,1,1,null,0,0,1,0,0,0,0,0,1,0,0,0,0]
["Jan 2020 Ref Case",2035,null,"SPP_WEST","4610; 4611; 4612","AR",null,null,null,null,"Hydro",null,0,0,1080.1193640199999,2419.756140768,0,0,0,0,0,0,null,null,null,1013.6,"00 Exist Hydro","Non-Fossil","No","Existing","Hydro","Renewable","---","---","---","---","---","---","---","---","None","None","No",1,1,1,1,1,1,1,1,1,null,0,0,1,0,0,0,0,0,1,0,0,0,0]
["Jan 2020 Ref Case",2035,null,"WECC_SCE","5630; 5631; 5632","CA",null,null,null,null,"EnerStor",null,0,0,47.187877843000003,119.631276337,0,0,0,0,0,0,null,null,null,74.400000000000006,"00 Exist Energy Storage","Non-Fossil","No","Existing","Energy Storage","Storage","---","---","---","---","---","---","---","---","None","None","No",1,1,1,1,1,1,1,1,1,null,0,0,1,0,0,0,0,0,1,0,0,0,0]
["Jan 2020 Ref Case",2035,null,"WEC_SDGE","4555; 4556","CA",null,null,null,null,"Hydro",null,0,0,24.599866615,43.841496462999999,0,0,0,0,0,0,null,null,null,13.7,"00 Exist Hydro","Non-Fossil","No","Existing","Hydro","Renewable","---","---","---","---","---","---","---","---","None","None","No",1,1,1,1,1,1,1,1,1,null,0,0,1,0,0,0,0,0,1,0,0,0,0]
["Jan 2020 Ref Case",2035,null,"NENG_CT","3130; 3134; 3135; 3137; 3143","CT",null,null,null,null,"NaturalGas",null,1.335925389219786,2.5350368221922279,184.97699642699999,354.56292738799999,98.824936716807372,191.91014744582489,8.7871845848673039E-2,0.1827007835156455,0,0,null,null,null,78.5,"00 Exist Combined Cycle","Fossil","No","Existing","Combined Cycle","Combined Cycle","---","---","---","---","---","---","---","---","None","None","No",1,1,1,1,1,1,1,1,1,null,0,0,1,0,0,0,0,0,1,0,0,0,0]
["Jan 2020 Ref Case",2035,null,"S_C_TVA","32784","GA",null,null,null,null,"Hydro",null,0,0,68.720744968000005,181.42616637399999,0,0,0,0,0,0,null,null,null,30.258071999999999,"00 New Hydro","Non-Fossil","No","New","Hydro","Renewable","---","---","---","---","---","---","---","---","None","None","No",1,1,1,1,1,1,1,1,1,null,0,0,1,0,0,0,0,0,1,0,0,0,0]
["Jan 2020 Ref Case",2035,null,"MIS_MIDA","7827","IA",null,null,null,null,"---",null,0,0,0,0,0,0,0,0,0,0,null,null,null,3.7,"00 CT Retirement","Retired","No","Retired","Combustion Turbine","Retired","Retired","Retired","Retired","Retired","Retired","Retired","Retired","Retired","Retired","Retired","No",1,1,1,1,1,1,1,1,1,null,0,0,0,0,0,0,0,0,0,0,0,0,0]
["Jan 2020 Ref Case",2035,null,"MIS_MO","1950; 1951; 1952; 1953","IL",null,null,null,null,"NaturalGas",null,2.2050176855809549,2.2667747910373648,195.91449894100001,201.401580723,129.08173531390909,132.69699626732731,5.2727287172757209E-2,5.4277819909923031E-2,0,0,null,null,null,488,"00 Exist Combustion Turbine","Fossil","Yes","Existing","Combustion Turbine","Combustion Turbine","---","---","---","---","---","---","---","---","None","None","No",1,1,1,1,1,1,1,1,1,null,0,0,1,0,0,0,0,0,1,0,0,0,0]
["Jan 2020 Ref Case",2035,null,"SPP_N","4147; 4148","KS",null,null,null,null,"Coal",null,15.157939248607359,23.159684706236249,1434.516137692,2192.568224652,1627.202273488535,2486.1883260765562,1.0037172426770209,1.531997765241023,0.1413698626004801,0.21666782039080301,null,null,null,474,"00 Exist Coal Steam_WetFGD_ACI","Fossil","Yes","Existing","Coal Steam","Coal","Existing","---","---","---","Existing","---","---","---","None","Existing","No",1,1,1,1,1,1,1,1,1,null,0,0,1,0,0,0,0,0,1,0,0,1,0]
["Jan 2020 Ref Case",2035,null,"NENGREST","11103; 11107; 11113; 11547","MA",null,null,null,null,"---",null,0,0,0,0,0,0,0,0,0,0,null,null,null,680.3,"00 O/G Retirement","Retired","No","Retired","O/G Steam","Retired","Retired","Retired","Retired","Retired","Retired","Retired","Retired","Retired","Retired","Retired","No",1,1,1,1,1,1,1,1,1,null,0,0,0,0,0,0,0,0,0,0,0,0,0]
["Jan 2020 Ref Case",2035,null,"MIS_LMI","3665","MI",null,null,null,null,"NaturalGas",null,0.71236377271058804,1.1366467724071401,61.579216623999997,98.255723415999995,41.701775254477802,66.539302056714106,4.6980390810263298E-2,7.4961854640250999E-2,0,0,null,null,null,68,"00 Exist Oil/Gas Steam_SNCR","Fossil","No","Existing","O/G Steam","O/G Steam","---","---","---","Existing","---","---","---","---","Existing","None","No",1,1,1,1,1,1,1,1,1,null,0,0,1,0,0,0,0,0,1,0,0,0,0]
["Jan 2020 Ref Case",2035,null,"MIS_MNWI","5041","MN",null,null,null,null,"Solar",null,0,0,326.60534117647097,639.06617647058897,0,0,0,0,0,0,null,null,null,404.99999999999898,"00 Exist Solar PV","Non-Fossil","No","Existing","Solar PV","Renewable","---","---","---","---","---","---","---","---","None","None","No",1,1,1,1,1,1,1,1,1,null,0,0,1,0,0,0,0,0,1,0,0,0,0]
["Jan 2020 Ref Case",2035,null,"S_SOU","1446; 1447","MS",null,null,null,null,"NaturalGas",null,7.1875219104999995E-4,9.6512675831370007E-2,6.4088469999999995E-2,8.2312454250000009,4.2075753264066998E-2,5.6498520431684041,1.74297406329625E-5,6.6459559269412098E-3,0,0,null,null,null,135,"00 Exist Combustion Turbine","Fossil","Yes","Existing","Combustion Turbine","Combustion Turbine","---","---","---","---","---","---","---","---","None","None","No",1,1,1,1,1,1,1,1,1,null,0,0,1,0,0,0,0,0,1,0,0,0,0]
["Jan 2020 Ref Case",2035,null,"S_VACA","3315; 3316; 3317; 3318; 3320; 3321; 3322; 3323; 3324; 3327; 3328","NC",null,null,null,null,"NaturalGas",null,93.749263295372756,231.12893574795191,13492.212813799,33149.803092246002,5488.0818733111182,13530.287898685099,0.83314213064143283,2.0747127474958011,0,0,null,null,null,5512.2,"00 Exist Combined Cycle","Fossil","Yes","Existing","Combined Cycle","Combined Cycle","---","---","---","---","---","---","---","---","None","None","No",1,1,1,1,1,1,1,1,1,null,0,0,1,0,0,0,0,0,1,0,0,0,0]
["Jan 2020 Ref Case",2035,null,"NENGREST","4895; 4896; 4897","NH",null,null,null,null,"LF Gas",null,0.53948345497442596,1.295203404472316,36.831311319999998,88.425399546999998,31.08989202672123,74.641276996335108,4.7552769138720863E-2,0.1141657040872123,0,0,null,null,null,19.100000000000001,"00 Exist Landfill Gas","Non-Fossil","No","Existing","Landfill Gas","Other","---","---","---","---","---","---","---","---","None","None","No",1,1,1,1,1,1,1,1,1,null,0,0,1,0,0,0,0,0,1,0,0,0,0]
["Jan 2020 Ref Case",2035,null,"WECC_NNV","2413; 2414","NV",null,null,null,null,"*Did Not Operate",null,0,0,0,0,0,0,0,0,0,0,null,null,null,132.6,"00 Exist Combustion Turbine","Fossil","Yes","Existing","Combustion Turbine","Combustion Turbine","---","---","---","---","---","---","---","---","None","None","No",1,1,1,1,1,1,1,1,1,null,0,0,1,0,0,0,0,0,1,0,0,0,0]
["Jan 2020 Ref Case",2035,null,"NY_Z_C&E","30462; 30463","NY",null,null,null,null,"Wind",null,0,0,903.23342356451803,2808.4896944939778,0,0,0,0,0,0,null,null,null,732.53893700000003,"00 New Offshore Wind","Non-Fossil","No","New","Offshore Wind","Renewable","---","---","---","---","---","---","---","---","None","None","No",1,1,1,1,1,1,1,1,1,null,0,0,1,0,0,0,0,0,1,0,0,0,0]
["Jan 2020 Ref Case",2035,null,"NY_Z_K","879; 883; 898; 899; 902; 903; 904; 905; 908","NY",null,null,null,null,"*Did Not Operate",null,0,0,0,0,0,0,0,0,0,0,null,null,null,643.29999999999995,"00 Exist Combustion Turbine","Fossil","Yes","Existing","Combustion Turbine","Combustion Turbine","---","---","---","---","---","---","---","---","None","None","No",1,1,1,1,1,1,1,1,1,null,0,0,1,0,0,0,0,0,1,0,0,0,0]
["Jan 2020 Ref Case",2035,null,"WECC_PNW","37699","OR",null,null,null,null,"Wind",null,0,0,9.9269874875888195,25.260488103165098,0,0,0,0,0,0,null,null,null,5.5881350000000003,"00 New Onshore Wind","Non-Fossil","No","New","Wind","Renewable","---","---","---","---","---","---","---","---","None","None","No",1,1,1,1,1,1,1,1,1,null,0,0,1,0,0,0,0,0,1,0,0,0,0]
["Jan 2020 Ref Case",2035,null,"MIS_MNWI","5569","SD",null,null,null,null,"Wind",null,0,0,280.29992586111899,803.31349796343704,0,0,0,0,0,0,null,null,null,260.39999999999998,"00 Exist Onshore Wind","Non-Fossil","No","Existing","Wind","Renewable","---","---","---","---","---","---","---","---","None","None","No",1,1,1,1,1,1,1,1,1,null,0,0,1,0,0,0,0,0,1,0,0,0,0]
["Jan 2020 Ref Case",2035,null,"ERC_REST","26491","TX",null,null,null,null,"NaturalGas",null,4.8920587199999996,11.050879200000001,782.7293952,1768.140672,286.38111746880003,646.91846836800005,2.6906322959999701E-2,6.0779835599999298E-2,0,0,null,null,null,232,"00 New Combined Cycle","Fossil","Yes","New","Combined Cycle","Combined Cycle","---","---","---","---","---","---","---","---","None","None","No",1,1,1,1,1,1,1,1,1,null,0,0,1,0,0,0,0,0,1,0,0,0,0]
["Jan 2020 Ref Case",2035,null,"PJM_AP","4921","VA",null,null,null,null,"LF Gas",null,7.8035165802647993E-2,0.17901054771026401,5.4792280440000001,12.569200092000001,4.4970885700408001,10.3161988539948,2.3410549740794401E-2,5.3703164313079199E-2,0,0,null,null,null,2,"00 Exist Landfill Gas","Non-Fossil","No","Existing","Landfill Gas","Other","---","---","---","---","---","---","---","---","None","None","No",1,1,1,1,1,1,1,1,1,null,0,0,1,0,0,0,0,0,1,0,0,0,0]
["Jan 2020 Ref Case",2035,null,"WECC_PNW","5830; 5831; 5832; 5833; 5834","WA",null,null,null,null,"---",null,0,0,0,0,0,0,0,0,0,0,null,null,null,116.5,"00 Biomass Retirement","Retired","No","Retired","Biomass","Retired","Retired","Retired","Retired","Retired","Retired","Retired","Retired","Retired","Retired","Retired","No",1,1,1,1,1,1,1,1,1,null,0,0,0,0,0,0,0,0,0,0,0,0,0]
["Jan 2020 Ref Case",2035,null,"WECC_WY","4108; 4109","WY",null,null,null,null,"Coal",null,20.238525615887809,47.254905661788897,1973.0882399499999,4607.1355267930003,2172.6023804491952,5072.8063139198903,0.50043865229667706,1.1691110846005881,0.66912533269848007,1.5736877210773359,null,null,null,1053,"00 Exist Coal Steam_WetFGD_SCR_ACI","Fossil","Yes","Existing","Coal Steam","Coal","Existing","---","Existing","---","Existing","---","---","---","Existing","Existing","Yes",1,1,1,1,1,1,1,1,1,null,0,0,1,0,0,0,0,0,1,0,0,1,0]
["Jan 2020 Ref Case",2040,null,"MIS_AR","27102","AR",null,null,null,null,"Hydro",null,0,0,1556.8963842640001,4062.9878538960002,0,0,0,0,0,0,null,null,null,786.25265999999999,"00 New Hydro","Non-Fossil","No","New","Hydro","Renewable","---","---","---","---","---","---","---","---","None","None","No",1,1,1,1,1,1,1,1,1,null,0,0,1,0,0,0,0,0,1,0,0,0,0]
["Jan 2020 Ref Case",2040,null,"WECC_SCE","4557","CA",null,null,null,null,"Hydro",null,0,0,2460.3458101169999,4145.9618860379996,0,0,0,0,0,0,null,null,null,1472.3,"00 Exist Hydro","Non-Fossil","No","Existing","Hydro","Renewable","---","---","---","---","---","---","---","---","None","None","No",1,1,1,1,1,1,1,1,1,null,0,0,1,0,0,0,0,0,1,0,0,0,0]
["Jan 2020 Ref Case",2040,null,"WEC_LADW","35877","CA",null,null,null,null,"NaturalGas",null,0,0,0,0,0,0,0,0,0,0,null,null,null,3,"00 New Fuel Cell","Non-Fossil","No","New","Fuel Cell","Other","---","---","---","---","---","---","---","---","None","None","No",1,1,1,1,1,1,1,1,1,null,0,0,1,0,0,0,0,0,1,0,0,0,0]
["Jan 2020 Ref Case",2040,null,"FRCC","10858; 10863","FL",null,null,null,null,"---",null,0,0,0,0,0,0,0,0,0,0,null,null,null,1699,"00 O/G Retirement","Retired","No","Retired","O/G Steam","Retired","Retired","Retired","Retired","Retired","Retired","Retired","Retired","Retired","Retired","Retired","No",1,1,1,1,1,1,1,1,1,null,0,0,0,0,0,0,0,0,0,0,0,0,0]
["Jan 2020 Ref Case",2040,null,"MIS_MIDA","2061; 2062; 2063; 2072","IA",null,null,null,null,"*Did Not Operate",null,0,0,0,0,0,0,0,0,0,0,null,null,null,250.1,"00 Exist Combustion Turbine","Fossil","No","Existing","Combustion Turbine","Combustion Turbine","---","---","---","---","---","---","---","---","None","None","No",1,1,1,1,1,1,1,1,1,null,0,0,1,0,0,0,0,0,1,0,0,0,0]
["Jan 2020 Ref Case",2040,null,"PJM_COMD","2868","IL",null,null,null,null,"NaturalGas",null,7.1682313676687995E-2,0.16192092083361601,12.143370096,27.430276272,4.1962826426333102,9.4788507055998696,3.5106413123157901E-3,7.9300770978263397E-3,0,0,null,null,null,3.7,"00 Exist Combined Cycle","Fossil","No","Existing","Combined Cycle","Combined Cycle","---","---","---","---","---","---","---","---","None","None","No",1,1,1,1,1,1,1,1,1,null,0,0,1,0,0,0,0,0,1,0,0,0,0]
["Jan 2020 Ref Case",2040,null,"SPP_N","4052","KS",null,null,null,null,"NaturalGas",null,4.0975876897899999E-2,4.4600739030351999E-2,3.6361591,3.9578258079999999,2.3987278336030702,2.6109272628368099,8.1255163888535695E-4,8.8443265497188098E-4,0,0,null,null,null,6,"00 Exist Oil/Gas Steam_SCR","Fossil","No","Existing","O/G Steam","O/G Steam","---","---","Existing","---","---","---","---","---","Existing","None","No",1,1,1,1,1,1,1,1,1,null,0,0,1,0,0,0,0,0,1,0,0,0,0]
["Jan 2020 Ref Case",2040,null,"MIS_AMSO","5415","LA",null,null,null,null,"Nuclear",null,39.933145263820599,91.266376712850203,3819.1607941679999,8728.6129220399998,0,0,0,0,0,0,null,null,null,1165.4000000000001,"00 Exist Nuclear","Non-Fossil","No","Existing","Nuclear","Nuclear","---","---","---","---","---","---","---","---","None","None","No",1,1,1,1,1,1,1,1,1,null,0,0,1,0,0,0,0,0,1,0,0,0,0]
["Jan 2020 Ref Case",2040,null,"NENGREST","30117","MA",null,null,null,null,"Wind",null,0,0,2717.2865705648201,7320.6071984250702,0,0,0,0,0,0,null,null,null,1600,"00 New Offshore Wind","Non-Fossil","No","New","Offshore Wind","Renewable","---","---","---","---","---","---","---","---","None","None","No",1,1,1,1,1,1,1,1,1,null,0,0,1,0,0,0,0,0,1,0,0,0,0]
["Jan 2020 Ref Case",2040,null,"MIS_LMI","5820; 5821; 5822","MI",null,null,null,null,"---",null,0,0,0,0,0,0,0,0,0,0,null,null,null,161.30000000000001,"00 Biomass Retirement","Retired","No","Retired","Biomass","Retired","Retired","Retired","Retired","Retired","Retired","Retired","Retired","Retired","Retired","Retired","No",1,1,1,1,1,1,1,1,1,null,0,0,0,0,0,0,0,0,0,0,0,0,0]
["Jan 2020 Ref Case",2040,null,"MIS_MNWI","28698","MN",null,null,null,null,"NaturalGas",null,0.51517550492099995,0.86295048378462003,56.699923499999997,94.975840169999998,30.158374058075299,50.517121320751698,2.8334652770654698E-3,4.7462276608153603E-3,0,0,null,null,null,108.3,"00 New Combustion Turbine","Fossil","Yes","New","Combustion Turbine","Combustion Turbine","---","---","---","---","---","---","---","---","None","None","No",1,1,1,1,1,1,1,1,1,null,0,0,1,0,0,0,0,0,1,0,0,0,0]
["Jan 2020 Ref Case",2040,null,"S_D_AECI","3573","MO",null,null,null,null,"NaturalGas",null,10.2404064851779,21.9307685201283,1378.436732424,2952.048528756,599.47339564231402,1283.82718916831,5.3403719820202998E-2,0.11436895783247,0,0,null,null,null,420,"00 Exist Combined Cycle","Fossil","Yes","Existing","Combined Cycle","Combined Cycle","---","---","---","---","---","---","---","---","None","None","No",1,1,1,1,1,1,1,1,1,null,0,0,1,0,0,0,0,0,1,0,0,0,0]
["Jan 2020 Ref Case",2040,null,"SPP_NEBR","5100; 5102","NE",null,null,null,null,"Coal",null,20.321640831522519,37.851284930028662,2080.736919936,3875.829657969,2177.4638150976439,4055.7651802525688,2.0379983576903449,3.7944801316556021,2.6535917872150478,4.9426057501251206,null,null,null,658,"00 Exist Coal Steam_ACI_DSI","Fossil","Yes","Existing","Coal Steam","Coal","---","Existing","---","---","Existing","---","---","---","None","Existing","No",1,1,1,1,1,1,1,1,1,null,0,0,1,0,0,0,0,0,1,0,0,1,0]
["Jan 2020 Ref Case",2040,null,"WECC_NNV","37287","NV",null,null,null,null,"Geothermal",null,9.6553863,23.034091499999999,321.84620999999999,767.80304999999998,0,0,0,0,0,0,null,null,null,97.387500000000003,"00 New Geothermal","Non-Fossil","No","New","Geothermal","Renewable","---","---","---","---","---","---","---","---","None","None","No",1,1,1,1,1,1,1,1,1,null,0,0,1,0,0,0,0,0,1,0,0,0,0]
["Jan 2020 Ref Case",2040,null,"NY_Z_C&E","2","NY",null,null,null,null,"*Did Not Operate",null,0,0,0,0,0,0,0,0,0,0,null,null,null,7.1054273576010003E-15,"00 Exist Biomass","Non-Fossil","No","Existing","Biomass","Renewable","---","---","---","---","---","---","---","---","None","None","No",1,1,1,1,1,1,1,1,1,null,0,0,1,0,0,0,0,0,1,0,0,0,0]
["Jan 2020 Ref Case",2040,null,"NY_Z_K","6638","NY",null,null,null,null,"---",null,0,0,0,0,0,0,0,0,0,0,null,null,null,240.6,"00 CT Retirement","Retired","No","Retired","Combustion Turbine","Retired","Retired","Retired","Retired","Retired","Retired","Retired","Retired","Retired","Retired","Retired","No",1,1,1,1,1,1,1,1,1,null,0,0,0,0,0,0,0,0,0,0,0,0,0]
["Jan 2020 Ref Case",2040,null,"SPP_WEST","4614","OK",null,null,null,null,"Hydro",null,0,0,1243.681915437,2458.1390485229999,0,0,0,0,0,0,null,null,null,933.1,"00 Exist Hydro","Non-Fossil","No","Existing","Hydro","Renewable","---","---","---","---","---","---","---","---","None","None","No",1,1,1,1,1,1,1,1,1,null,0,0,1,0,0,0,0,0,1,0,0,0,0]
["Jan 2020 Ref Case",2040,null,"PJM_EMAC","937; 941","PA",null,null,null,null,"*Did Not Operate",null,0,0,0,0,0,0,0,0,0,0,null,null,null,490,"00 Exist Combustion Turbine","Fossil","Yes","Existing","Combustion Turbine","Combustion Turbine","---","---","---","---","---","---","---","---","None","None","No",1,1,1,1,1,1,1,1,1,null,0,0,1,0,0,0,0,0,1,0,0,0,0]
["Jan 2020 Ref Case",2040,null,"ERC_PHDL","26401; 26407","TX",null,null,null,null,"Wind",null,0,0,3102.6263926745701,8081.9330392318698,0,0,0,0,0,0,null,null,null,1730.6127039999999,"00 New Onshore Wind","Non-Fossil","No","New","Wind","Renewable","---","---","---","---","---","---","---","---","None","None","No",1,1,1,1,1,1,1,1,1,null,0,0,1,0,0,0,0,0,1,0,0,0,0]
["Jan 2020 Ref Case",2040,null,"ERC_REST","4458","TX",null,null,null,null,"Hydro",null,0,0,344.59515989900001,640.62772095800005,0,0,0,0,0,0,null,null,null,547.79999999999995,"00 Exist Hydro","Non-Fossil","No","Existing","Hydro","Renewable","---","---","---","---","---","---","---","---","None","None","No",1,1,1,1,1,1,1,1,1,null,0,0,1,0,0,0,0,0,1,0,0,0,0]
["Jan 2020 Ref Case",2040,null,"WECC_UT","13942; 14408","UT",null,null,null,null,"---",null,0,0,0,0,0,0,0,0,0,0,null,null,null,1851,"00 Coal Retirement","Retired","No","Retired","Coal Steam","Retired","Retired","Retired","Retired","Retired","Retired","Retired","Retired","Retired","Retired","Retired","No",1,1,1,1,1,1,1,1,1,null,0,0,0,0,0,0,0,0,0,0,0,0,0]
["Jan 2020 Ref Case",2040,null,"WECC_PNW","5199; 5199; 5200; 5200; 5202; 5202; 5203; 5203","WA",null,null,null,null,"Non-Fossil",null,1.2856101520097181,3.0450985279125091,151.260230678,358.27525431100003,0,0,1.0396518190066701E-2,2.4625210410720789E-2,0,0,null,null,null,107.8,"00 Exist Non Fossil_Other","Non-Fossil","No","Existing","Non-Fossil Other","Other","---","---","---","---","---","---","---","---","None","None","No",1,1,1,1,1,1,1,1,1,null,0,0,1,0,0,0,0,0,1,0,0,0,0]
["Jan 2020 Ref Case",2045,null,"MIS_AR","4618","AR",null,null,null,null,"Hydro",null,0,0,407.22169795100001,922.93400249700005,0,0,0,0,0,0,null,null,null,243.4,"00 Exist Hydro","Non-Fossil","No","Existing","Hydro","Renewable","---","---","---","---","---","---","---","---","None","None","No",1,1,1,1,1,1,1,1,1,null,0,0,1,0,0,0,0,0,1,0,0,0,0]
["Jan 2020 Ref Case",2045,null,"WECC_PNW","37683; 37684; 37685","CA",null,null,null,null,"Wind",null,0,0,13.662400864410721,32.617165830646172,0,0,0,0,0,0,null,null,null,7.92,"00 New Onshore Wind","Non-Fossil","No","New","Wind","Renewable","---","---","---","---","---","---","---","---","None","None","No",1,1,1,1,1,1,1,1,1,null,0,0,1,0,0,0,0,0,1,0,0,0,0]
["Jan 2020 Ref Case",2045,null,"WEC_CALN","35840; 35841; 35846; 35847; 35852","CA",null,null,null,null,"Wind",null,0,0,6243.3693512398704,14237.10014501681,0,0,0,0,0,0,null,null,null,3025.4414999999999,"00 New Offshore Wind","Non-Fossil","No","New","Offshore Wind","Renewable","---","---","---","---","---","---","---","---","None","None","No",1,1,1,1,1,1,1,1,1,null,0,0,1,0,0,0,0,0,1,0,0,0,0]
["Jan 2020 Ref Case",2045,null,"WECC_CO","36252","CO",null,null,null,null,"Hydro",null,0,0,431.75320283999997,862.46876707399997,0,0,0,0,0,0,null,null,null,146.26386500000001,"00 New Hydro","Non-Fossil","No","New","Hydro","Renewable","---","---","---","---","---","---","---","---","None","None","No",1,1,1,1,1,1,1,1,1,null,0,0,1,0,0,0,0,0,1,0,0,0,0]
["Jan 2020 Ref Case",2045,null,"FRCC","3793","FL",null,null,null,null,"NaturalGas",null,1.0078638714000001E-2,1.9841332433E-2,0.69507853200000003,1.3683677540000001,0.59000351031756004,1.1615116006278201,1.20595951532367E-3,2.3741146322706201E-3,0,0,null,null,null,22,"00 Exist Oil/Gas Steam","Fossil","No","Existing","O/G Steam","O/G Steam","---","---","---","---","---","---","---","---","None","None","No",1,1,1,1,1,1,1,1,1,null,0,0,1,0,0,0,0,0,1,0,0,0,0]
["Jan 2020 Ref Case",2045,null,"S_VACA","4534","GA",null,null,null,null,"Hydro",null,0,0,23.367567692000002,59.981443923999997,0,0,0,0,0,0,null,null,null,12,"00 Exist Hydro","Non-Fossil","No","Existing","Hydro","Renewable","---","---","---","---","---","---","---","---","None","None","No",1,1,1,1,1,1,1,1,1,null,0,0,1,0,0,0,0,0,1,0,0,0,0]
["Jan 2020 Ref Case",2045,null,"MIS_IL","4694; 4695; 4696","IL",null,null,null,null,"LF Gas",null,0.47305283827049999,1.0884405159405,35.040950983000002,80.625223403000007,27.261562016690601,62.725738493134997,5.6960292256150999E-2,0.13105912252439561,0,0,null,null,null,11.2,"00 Exist Landfill Gas","Non-Fossil","No","Existing","Landfill Gas","Other","---","---","---","---","---","---","---","---","None","None","No",1,1,1,1,1,1,1,1,1,null,0,0,1,0,0,0,0,0,1,0,0,0,0]
["Jan 2020 Ref Case",2045,null,"MIS_INKY","3194; 3196; 3197; 3198; 3199; 3200","IN",null,null,null,null,"NaturalGas",null,27.233672042055669,74.382373818608556,3977.6673163179989,10541.872452879001,1663.83472124889,4707.6733780476352,0.14844498313671181,0.41238615031152981,0,0,null,null,null,2004,"00 Exist Combined Cycle","Fossil","Yes","Existing","Combined Cycle","Combined Cycle","---","---","---","---","---","---","---","---","None","None","No",1,1,1,1,1,1,1,1,1,null,0,0,1,0,0,0,0,0,1,0,0,0,0]
["Jan 2020 Ref Case",2045,null,"MIS_LA","4346","LA",null,null,null,null,"Fwaste",null,2.5112849023339199,6.2579807749562999,220.81112304000001,550.24890310000001,403.18679106971098,1004.7188134192299,0.10219673910047899,0.254668527636847,0.100451396093357,0.25031923099825198,null,null,null,254.4,"00 Exist Fossil_Other","Fossil","Yes","Existing","Fossil Other","Other","---","---","---","---","---","---","---","---","None","None","No",1,1,1,1,1,1,1,1,1,null,0,0,1,0,0,0,0,0,1,0,0,0,0]
["Jan 2020 Ref Case",2045,null,"NENG_ME","5284; 5285; 5286","ME",null,null,null,null,"MSW",null,2.3334156454633521,5.1725616516418,116.727386814,258.75355981799999,107.2204489090412,237.6792078929407,0.465200905420179,1.031226637857894,5.9606955802288267E-2,0.13213276159474199,null,null,null,35.5,"00 Exist Non Fossil_Other","Non-Fossil","No","Existing","Non-Fossil Other","Other","---","---","---","---","---","---","---","---","None","None","No",1,1,1,1,1,1,1,1,1,null,0,0,1,0,0,0,0,0,1,0,0,0,0]
["Jan 2020 Ref Case",2045,null,"MIS_IA","2020; 2021; 2022; 2023","MN",null,null,null,null,"*Did Not Operate",null,0,0,0,0,0,0,0,0,0,0,null,null,null,18.5,"00 Exist Combustion Turbine","Fossil","No","Existing","Combustion Turbine","Combustion Turbine","---","---","---","---","---","---","---","---","None","None","No",1,1,1,1,1,1,1,1,1,null,0,0,1,0,0,0,0,0,1,0,0,0,0]
["Jan 2020 Ref Case",2045,null,"S_D_AECI","4624","MO",null,null,null,null,"Hydro",null,0,0,23.604256377999999,47.862423987,0,0,0,0,0,0,null,null,null,30,"00 Exist Hydro","Non-Fossil","No","Existing","Hydro","Renewable","---","---","---","---","---","---","---","---","None","None","No",1,1,1,1,1,1,1,1,1,null,0,0,1,0,0,0,0,0,1,0,0,0,0]
["Jan 2020 Ref Case",2045,null,"SPP_WAUE","4625","MT",null,null,null,null,"Hydro",null,0,0,314.616658454,649.31044745400004,0,0,0,0,0,0,null,null,null,200,"00 Exist Hydro","Non-Fossil","No","Existing","Hydro","Renewable","---","---","---","---","---","---","---","---","None","None","No",1,1,1,1,1,1,1,1,1,null,0,0,1,0,0,0,0,0,1,0,0,0,0]
["Jan 2020 Ref Case",2045,null,"MIS_MNWI","4154; 4155","ND",null,null,null,null,"Coal",null,37.926401690469312,86.701831218322212,3665.6786556719999,8379.9421494960006,4144.8030239363907,9475.2466935171196,2.9362364605903899,6.71239734549569,2.7157563235043201,6.2083676778068098,null,null,null,1141,"00 Exist Coal Steam_WetFGD_ACI","Fossil","Yes","Existing","Coal Steam","Coal","Existing","---","---","---","Existing","---","---","---","None","Existing","No",1,1,1,1,1,1,1,1,1,null,0,0,1,0,0,0,0,0,1,0,0,1,0]
["Jan 2020 Ref Case",2045,null,"WECC_NNV","37325; 37326; 37327","NV",null,null,null,null,"Solar",null,0,0,1169.9466464627651,2209.6186533705541,0,0,0,0,0,0,null,null,null,1068.7841920000001,"00 New Solar PV","Non-Fossil","No","New","Solar PV","Renewable","---","---","---","---","---","---","---","---","None","None","No",1,1,1,1,1,1,1,1,1,null,0,0,1,0,0,0,0,0,1,0,0,0,0]
["Jan 2020 Ref Case",2045,null,"NY_Z_A","2638","NY",null,null,null,null,"NaturalGas",null,2.0049064876750001E-3,2.0049064876750001E-3,0.18658971499999999,0.18658971499999999,0.117367225788495,0.117367225788495,1.19642794652006E-4,1.19642794652006E-4,0,0,null,null,null,42,"00 Exist Combustion Turbine","Fossil","Yes","Existing","Combustion Turbine","Combustion Turbine","---","---","---","---","---","---","---","---","None","None","No",1,1,1,1,1,1,1,1,1,null,0,0,1,0,0,0,0,0,1,0,0,0,0]
["Jan 2020 Ref Case",2045,null,"NY_Z_F","2873; 2874; 2877","NY",null,null,null,null,"NaturalGas",null,30.355459367630878,36.002461058235511,4237.6951420790001,5027.9525980259996,1783.6261768725899,2114.9477252382198,0.1297357130255731,0.15289467668312459,0,0,null,null,null,2365.6,"00 Exist Combined Cycle","Fossil","Yes","Existing","Combined Cycle","Combined Cycle","---","---","---","---","---","---","---","---","None","None","No",1,1,1,1,1,1,1,1,1,null,0,0,1,0,0,0,0,0,1,0,0,0,0]
["Jan 2020 Ref Case",2045,null,"PJM_West","32402","OH",null,null,null,null,"Wind",null,0,0,690.61704322348805,2101.5399031913398,0,0,0,0,0,0,null,null,null,613.37246900000002,"00 New Onshore Wind","Non-Fossil","No","New","Wind","Renewable","---","---","---","---","---","---","---","---","None","None","No",1,1,1,1,1,1,1,1,1,null,0,0,1,0,0,0,0,0,1,0,0,0,0]
["Jan 2020 Ref Case",2045,null,"PJM_West","3202; 3203; 3204","PA",null,null,null,null,"NaturalGas",null,0.46650161403623702,0.77452915430404812,39.909454533000002,66.261370032000002,27.309004485681289,45.340936692958927,7.01151925896463E-3,1.164117318918983E-2,0,0,null,null,null,244,"00 Exist Combined Cycle","Fossil","Yes","Existing","Combined Cycle","Combined Cycle","---","---","---","---","---","---","---","---","None","None","No",1,1,1,1,1,1,1,1,1,null,0,0,1,0,0,0,0,0,1,0,0,0,0]
["Jan 2020 Ref Case",2045,null,"S_C_TVA","5548","TN",null,null,null,null,"Wind",null,0,0,11.4692015730511,47.447899999999699,0,0,0,0,0,0,null,null,null,29.1,"00 Exist Onshore Wind","Non-Fossil","No","Existing","Wind","Renewable","---","---","---","---","---","---","---","---","None","None","No",1,1,1,1,1,1,1,1,1,null,0,0,1,0,0,0,0,0,1,0,0,0,0]
["Jan 2020 Ref Case",2045,null,"MIS_WOTA","2598","TX",null,null,null,null,"NaturalGas",null,0,0.14757447881951999,0,16.297568064,0,8.6390099900946993,0,7.0171664678681696E-3,0,0,null,null,null,61,"00 Exist Combustion Turbine","Fossil","Yes","Existing","Combustion Turbine","Combustion Turbine","---","---","---","---","---","---","---","---","None","None","No",1,1,1,1,1,1,1,1,1,null,0,0,1,0,0,0,0,0,1,0,0,0,0]
["Jan 2020 Ref Case",2045,null,"PJM_AP","30994","VA",null,null,null,null,"Solar",null,0,0,7.9045899999999998,14.600434,0,0,0,0,0,0,null,null,null,10,"00 New Solar PV","Non-Fossil","No","New","Solar PV","Renewable","---","---","---","---","---","---","---","---","None","None","No",1,1,1,1,1,1,1,1,1,null,0,0,1,0,0,0,0,0,1,0,0,0,0]
["Jan 2020 Ref Case",2045,null,"MIS_MNWI","4204","WI",null,null,null,null,"Coal",null,6.4436558854442803,11.155784107539199,569.88912402000005,986.63866380000002,690.43772812535497,1195.34226712283,0.36603187257266301,0.633704316228764,0.153457418465338,0.26567803441626098,null,null,null,290,"00 Exist Coal Steam_DryFGD_SNCR_ACI","Fossil","Yes","Existing","Coal Steam","Coal","Existing","---","---","Existing","Existing","---","---","---","Existing","Existing","Yes",1,1,1,1,1,1,1,1,1,null,0,0,1,0,0,0,0,0,1,0,0,1,0]
["Jan 2020 Ref Case",2045,null,"PJM_AP","2502","WV",null,null,null,null,"*Did Not Operate",null,0,0,0,0,0,0,0,0,0,0,null,null,null,11,"00 Exist Combustion Turbine","Fossil","No","Existing","Combustion Turbine","Combustion Turbine","---","---","---","---","---","---","---","---","None","None","No",1,1,1,1,1,1,1,1,1,null,0,0,1,0,0,0,0,0,1,0,0,0,0]
["Jan 2020 Ref Case",2050,null,"SPP_WEST","2519; 2522","AR",null,null,null,null,"NaturalGas",null,7.8471463713041006E-2,7.8471463713041006E-2,8.506139640999999,8.506139640999999,4.5937194857614161,4.5937194857614161,3.430400580311568E-3,3.430400580311568E-3,0,0,null,null,null,23.2,"00 Exist Combustion Turbine","Fossil","No","Existing","Combustion Turbine","Combustion Turbine","---","---","---","---","---","---","---","---","None","None","No",1,1,1,1,1,1,1,1,1,null,0,0,1,0,0,0,0,0,1,0,0,0,0]
["Jan 2020 Ref Case",2050,null,"WECC_SCE","37912","CA",null,null,null,null,"NaturalGas",null,0.13073605199999999,8.1486352620000009,20.91776832,1303.7816419200001,7.65328848408,477.02110823748001,7.1904828599999302E-4,4.4817493940999202E-2,0,0,null,null,null,632.4,"00 New Combined Cycle","Fossil","Yes","New","Combined Cycle","Combined Cycle","---","---","---","---","---","---","---","---","None","None","No",1,1,1,1,1,1,1,1,1,null,0,0,1,0,0,0,0,0,1,0,0,0,0]
["Jan 2020 Ref Case",2050,null,"WECC_CO","5428","CO",null,null,null,null,"*Did Not Operate",null,0,0,0,0,0,0,0,0,0,0,null,null,null,2.3883654876044602E-7,"00 Exist Coal Steam_WetFGD","Fossil","Yes","Existing","Coal Steam","Coal","Existing","---","---","---","---","---","---","---","None","Existing","No",1,1,1,1,1,1,1,1,1,null,0,0,1,0,0,0,0,0,1,0,0,1,0]
["Jan 2020 Ref Case",2050,null,"S_SOU","33352","GA",null,null,null,null,"Biomass",null,1.4474338874999999,1.5841853100000001,107.217325,117.34706,141.12480403124999,154.45806772500001,1.44743388749999E-2,1.58418530999999E-2,5.7897355499999997E-2,6.3367412400000003E-2,null,null,null,158.5,"00 New Biomass","Non-Fossil","No","New","Biomass","Renewable","---","---","---","---","---","---","---","---","None","None","No",1,1,1,1,1,1,1,1,1,null,0,0,1,0,0,0,0,0,1,0,0,0,0]
["Jan 2020 Ref Case",2050,null,"MIS_MIDA","5264; 5264","IA",null,null,null,null,"Non-Fossil",null,2.7318537386712E-2,6.0824062102731002E-2,1.7269446479999999,3.845000449,0,0,0,0,0,0,null,null,null,1,"00 Exist Non Fossil_Other","Non-Fossil","No","Existing","Non-Fossil Other","Other","---","---","---","---","---","---","---","---","None","None","No",1,1,1,1,1,1,1,1,1,null,0,0,1,0,0,0,0,0,1,0,0,0,0]
["Jan 2020 Ref Case",2050,null,"PJM_COMD","611; 612; 614; 616; 617; 638; 639; 640","IL",null,null,null,null,"*Did Not Operate",null,0,0,0,0,0,0,0,0,0,0,null,null,null,210.2,"00 Exist Combustion Turbine","Fossil","Yes","Existing","Combustion Turbine","Combustion Turbine","---","---","---","---","---","---","---","---","None","None","No",1,1,1,1,1,1,1,1,1,null,0,0,1,0,0,0,0,0,1,0,0,0,0]
["Jan 2020 Ref Case",2050,null,"SPP_NEBR","2267","KS",null,null,null,null,"*Did Not Operate",null,0,0,0,0,0,0,0,0,0,0,null,null,null,2.8,"00 Exist Combustion Turbine","Fossil","No","Existing","Combustion Turbine","Combustion Turbine","---","---","---","---","---","---","---","---","None","None","No",1,1,1,1,1,1,1,1,1,null,0,0,1,0,0,0,0,0,1,0,0,0,0]
["Jan 2020 Ref Case",2050,null,"S_C_KY","32690","KY",null,null,null,null,"Wind",null,0,0,934.17303046142104,2968.4558991092899,0,0,0,0,0,0,null,null,null,964.92,"00 New Onshore Wind","Non-Fossil","No","New","Wind","Renewable","---","---","---","---","---","---","---","---","None","None","No",1,1,1,1,1,1,1,1,1,null,0,0,1,0,0,0,0,0,1,0,0,0,0]
["Jan 2020 Ref Case",2050,null,"PJM_SMAC","1018","MD",null,null,null,null,"NaturalGas",null,0.2325608679576,0.52860917848559996,26.731134248,60.759675688000002,24.428726589083201,55.5263196560606,1.98426024822498E-2,4.51020925802132E-2,0,0,null,null,null,18.8,"00 Exist Combustion Turbine","Fossil","No","Existing","Combustion Turbine","Combustion Turbine","---","---","---","---","---","---","---","---","None","None","No",1,1,1,1,1,1,1,1,1,null,0,0,1,0,0,0,0,0,1,0,0,0,0]
["Jan 2020 Ref Case",2050,null,"MIS_LMI","13771; 13772","MI",null,null,null,null,"---",null,0,0,0,0,0,0,0,0,0,0,null,null,null,1924.5,"00 Nuke Retirement","Retired","No","Retired","Nuclear","Retired","Retired","Retired","Retired","Retired","Retired","Retired","Retired","Retired","Retired","Retired","No",1,1,1,1,1,1,1,1,1,null,0,0,0,0,0,0,0,0,0,0,0,0,0]
["Jan 2020 Ref Case",2050,null,"MIS_MNWI","5480","MN",null,null,null,null,"Coal",null,14.586663131202,24.150292129923301,1402.912332372,2322.7205807599998,1571.7129523870101,2602.19397699924,0.78906554208237001,1.3064100527682001,0.17118114718159699,0.28341469700002098,null,null,null,584,"00 Exist Coal Steam_DryFGD_SNCR_ACI_DSI","Fossil","Yes","Existing","Coal Steam","Coal","Existing","Existing","---","Existing","Existing","---","---","---","Existing","Existing","Yes",1,1,1,1,1,1,1,1,1,null,0,0,1,0,0,0,0,0,1,0,0,1,0]
["Jan 2020 Ref Case",2050,null,"MIS_D_MS","3539; 3540; 3542","MS",null,null,null,null,"*Did Not Operate",null,0,0,0,0,0,0,0,0,0,0,null,null,null,55.3,"00 Exist Combined Cycle","Fossil","No","Existing","Combined Cycle","Combined Cycle","---","---","---","---","---","---","---","---","None","None","No",1,1,1,1,1,1,1,1,1,null,0,0,1,0,0,0,0,0,1,0,0,0,0]
["Jan 2020 Ref Case",2050,null,"SPP_NEBR","5573","NE",null,null,null,null,"Wind",null,0,0,1728.60191347451,4997.5825755409896,0,0,0,0,0,0,null,null,null,1319.1,"00 Exist Onshore Wind","Non-Fossil","No","Existing","Wind","Renewable","---","---","---","---","---","---","---","---","None","None","No",1,1,1,1,1,1,1,1,1,null,0,0,1,0,0,0,0,0,1,0,0,0,0]
["Jan 2020 Ref Case",2050,null,"WECC_NM","3366","NM",null,null,null,null,"*Did Not Operate",null,0,0,0,0,0,0,0,0,0,0,null,null,null,17,"00 Exist Combined Cycle","Fossil","No","Existing","Combined Cycle","Combined Cycle","---","---","---","---","---","---","---","---","None","None","No",1,1,1,1,1,1,1,1,1,null,0,0,1,0,0,0,0,0,1,0,0,0,0]
["Jan 2020 Ref Case",2050,null,"NY_Z_B","30283; 30284","NY",null,null,null,null,"Solar",null,0,0,787.09792017024006,1281.0109078886401,0,0,0,0,0,0,null,null,null,976.49279999999999,"00 New Solar PV","Non-Fossil","No","New","Solar PV","Renewable","---","---","---","---","---","---","---","---","None","None","No",1,1,1,1,1,1,1,1,1,null,0,0,1,0,0,0,0,0,1,0,0,0,0]
["Jan 2020 Ref Case",2050,null,"NY_Z_J","4050","NY",null,null,null,null,"NaturalGas",null,1.2140565442878001E-2,1.2140565442878001E-2,1.0773418619999999,1.0773418619999999,0.71070870102607797,0.71070870102607797,3.8606998108352203E-5,3.8606998108352203E-5,0,0,null,null,null,6.8,"00 Exist Oil/Gas Steam_SCR","Fossil","No","Existing","O/G Steam","O/G Steam","---","---","Existing","---","---","---","---","---","Existing","None","No",1,1,1,1,1,1,1,1,1,null,0,0,1,0,0,0,0,0,1,0,0,0,0]
["Jan 2020 Ref Case",2050,null,"SPP_WEST","5497","OK",null,null,null,null,"*Did Not Operate",null,0,0,0,0,0,0,0,0,0,0,null,null,null,320,"00 Exist FBC_DSI","Fossil","Yes","Existing","Coal Steam","Coal","---","Existing","---","---","---","---","---","---","None","Existing","No",1,1,1,1,1,1,1,1,1,null,0,0,1,0,0,0,0,0,1,0,0,1,0]
["Jan 2020 Ref Case",2050,null,"PJM_West","14441","PA",null,null,null,null,"---",null,0,0,0,0,0,0,0,0,0,0,null,null,null,565,"00 Coal Retirement","Retired","No","Retired","Coal Steam","Retired","Retired","Retired","Retired","Retired","Retired","Retired","Retired","Retired","Retired","Retired","No",1,1,1,1,1,1,1,1,1,null,0,0,0,0,0,0,0,0,0,0,0,0,0]
["Jan 2020 Ref Case",2050,null,"NENGREST","2364; 2365","RI",null,null,null,null,"*Did Not Operate",null,0,0,0,0,0,0,0,0,0,0,null,null,null,4.5999999999999996,"00 Exist Combustion Turbine","Fossil","No","Existing","Combustion Turbine","Combustion Turbine","---","---","---","---","---","---","---","---","None","None","No",1,1,1,1,1,1,1,1,1,null,0,0,1,0,0,0,0,0,1,0,0,0,0]
["Jan 2020 Ref Case",2050,null,"ERC_REST","4070","TX",null,null,null,null,"*Did Not Operate",null,0,0,0,0,0,0,0,0,0,0,null,null,null,5.2548477924574399E-7,"00 Exist Coal Steam_WetFGD_SCR_ACI","Fossil","Yes","Existing","Coal Steam","Coal","Existing","---","Existing","---","Existing","---","---","---","Existing","Existing","Yes",1,1,1,1,1,1,1,1,1,null,0,0,1,0,0,0,0,0,1,0,0,1,0]
["Jan 2020 Ref Case",2050,null,"WECC_UT","5432; 5432; 5433; 5434; 5435; 5436","UT",null,null,null,null,"Coal",null,26.4361957581864,65.721975767568722,2633.836408524,6528.8738310839999,2764.89530764761,6880.3161760705661,2.4828245186162961,5.7588086459373988,2.3573681888523672,6.0135985582974039,null,null,null,2270,"00 Exist Coal Steam_WetFGD","Fossil","Yes","Existing","Coal Steam","Coal","Existing","---","---","---","---","---","---","---","None","Existing","No",1,1,1,1,1,1,1,1,1,null,0,0,1,0,0,0,0,0,1,0,0,1,0]
["Jan 2020 Ref Case",2050,null,"PJM_West","5837; 5838","VA",null,null,null,null,"---",null,0,0,0,0,0,0,0,0,0,0,null,null,null,52,"00 Biomass Retirement","Retired","No","Retired","Biomass","Retired","Retired","Retired","Retired","Retired","Retired","Retired","Retired","Retired","Retired","Retired","No",1,1,1,1,1,1,1,1,1,null,0,0,0,0,0,0,0,0,0,0,0,0,0]
["Jan 2020 Ref Case",2050,null,"PJM_West","7129","VA",null,null,null,null,"---",null,0,0,0,0,0,0,0,0,0,0,null,null,null,80,"00 CT Retirement","Retired","No","Retired","Combustion Turbine","Retired","Retired","Retired","Retired","Retired","Retired","Retired","Retired","Retired","Retired","Retired","No",1,1,1,1,1,1,1,1,1,null,0,0,0,0,0,0,0,0,0,0,0,0,0]
["Jan 2020 Ref Case",2050,null,"PJM_West","5074","VA",null,null,null,null,"*Did Not Operate",null,0,0,0,0,0,0,0,0,0,0,null,null,null,610,"00 Exist FBC_DryFGD_SNCR_ACI","Fossil","Yes","Existing","Coal Steam","Coal","Existing","---","---","Existing","Existing","---","---","---","Existing","Existing","Yes",1,1,1,1,1,1,1,1,1,null,0,0,1,0,0,0,0,0,1,0,0,1,0]
["Jan 2020 Ref Case",2050,null,"PJM_West","3618","VA",null,null,null,null,"*Did Not Operate",null,0,0,0,0,0,0,0,0,0,0,null,null,null,2.5,"00 Exist Coal Steam_Uncontrolled","Fossil","No","Existing","Coal Steam","Coal","---","---","---","---","---","---","---","---","None","None","No",1,1,1,1,1,1,1,1,1,null,0,0,1,0,0,0,0,0,1,0,0,1,0]
["Jan 2020 Ref Case",2050,null,"PJM_West","4504","VA",null,null,null,null,"Hydro",null,0,0,345.24120546900002,784.78069133700001,0,0,0,0,0,0,null,null,null,552.4,"00 Exist Hydro","Non-Fossil","No","Existing","Hydro","Renewable","---","---","---","---","---","---","---","---","None","None","No",1,1,1,1,1,1,1,1,1,null,0,0,1,0,0,0,0,0,1,0,0,0,0]
["Jan 2020 Ref Case",2050,null,"PJM_West","4776; 4777","VA",null,null,null,null,"LF Gas",null,0.12545087643899999,0.29232620895599998,9.2926575140000001,21.653793256,7.2296085583031404,16.846467095925352,3.7004931083852999E-2,8.622906050881779E-2,0,0,null,null,null,6.4,"00 Exist Landfill Gas","Non-Fossil","No","Existing","Landfill Gas","Other","---","---","---","---","---","---","---","---","None","None","No",1,1,1,1,1,1,1,1,1,null,0,0,1,0,0,0,0,0,1,0,0,0,0]
["Jan 2020 Ref Case",2050,null,"PJM_West","1343","VA",null,null,null,null,"*Did Not Operate",null,0,0,0,0,0,0,0,0,0,0,null,null,null,2,"00 Exist Combustion Turbine","Fossil","No","Existing","Combustion Turbine","Combustion Turbine","---","---","---","---","---","---","---","---","None","None","No",1,1,1,1,1,1,1,1,1,null,0,0,1,0,0,0,0,0,1,0,0,0,0]
["Jan 2020 Ref Case",2050,null,"PJM_West","1381","VA",null,null,null,null,"NaturalGas",null,0,0.11536607846409599,0,10.431872544000001,0,6.7535302332881804,0,5.5127680594068296E-3,0,0,null,null,null,250,"00 Exist Combustion Turbine","Fossil","Yes","Existing","Combustion Turbine","Combustion Turbine","---","---","---","---","---","---","---","---","None","None","No",1,1,1,1,1,1,1,1,1,null,0,0,1,0,0,0,0,0,1,0,0,0,0]
["Jan 2020 Ref Case",2050,null,"PJM_West","3686","VA",null,null,null,null,"NaturalGas",null,1.26109088608589,1.7900158016470999,112.136838528,159.169109163,73.824260471467895,104.787525028421,9.2658652855160603E-2,0.131521411026021,0,0,null,null,null,460,"00 Exist Oil/Gas Steam_SNCR","Fossil","Yes","Existing","O/G Steam","O/G Steam","---","---","---","Existing","---","---","---","---","Existing","None","No",1,1,1,1,1,1,1,1,1,null,0,0,1,0,0,0,0,0,1,0,0,0,0]
["Jan 2020 Ref Case",2050,null,"PJM_West","32140","VA",null,null,null,null,"NaturalGas",null,12.372691774876939,27.9491988997631,1995.5954475607959,4507.9353064134011,724.29737650129448,1636.14610359213,6.8049804761822735E-2,0.15372059394869539,0,0,null,null,null,591.49195973943472,"00 New Combined Cycle","Fossil","Yes","New","Combined Cycle","Combined Cycle","---","---","---","---","---","---","---","---","None","None","No",1,1,1,1,1,1,1,1,1,null,0,0,1,0,0,0,0,0,1,0,0,0,0]
["Jan 2020 Ref Case",2050,null,"PJM_West","32164","VA",null,null,null,null,"NaturalGas",null,0.24934536013088041,0.29223023277116938,29.163200015307648,34.178974593119221,14.59667738206176,17.107157826424231,1.3713994807198291E-3,1.607266280241414E-3,0,0,null,null,null,60.978428955963111,"00 New Combustion Turbine","Fossil","Yes","New","Combustion Turbine","Combustion Turbine","---","---","---","---","---","---","---","---","None","None","No",1,1,1,1,1,1,1,1,1,null,0,0,1,0,0,0,0,0,1,0,0,0,0]
["Jan 2020 Ref Case",2050,null,"PJM_West","1366; 1367","VA",null,null,null,null,"*Did Not Operate",null,0,0,0,0,0,0,0,0,0,0,null,null,null,3.3,"00 Exist Combustion Turbine","Fossil","No","Existing","Combustion Turbine","Combustion Turbine","---","---","---","---","---","---","---","---","None","None","No",1,1,1,1,1,1,1,1,1,null,0,0,1,0,0,0,0,0,1,0,0,0,0]
["Jan 2020 Ref Case",2050,null,"PJM_West","4953","VA",null,null,null,null,"Pumps",null,0,0,55.371601069999997,69.409730269999997,0,0,0,0,0,0,null,null,null,238,"00 Exist Pump Storage","Non-Fossil","No","Existing","Pumped Storage","Storage","---","---","---","---","---","---","---","---","None","None","No",1,1,1,1,1,1,1,1,1,null,0,0,1,0,0,0,0,0,1,0,0,0,0]
["Jan 2020 Ref Case",2050,null,"PJM_West","32251","VA",null,null,null,null,"Solar",null,0,0,2.4074084999999998,4.2676847999999996,0,0,0,0,0,0,null,null,null,3,"00 New Solar PV","Non-Fossil","No","New","Solar PV","Renewable","---","---","---","---","---","---","---","---","None","None","No",1,1,1,1,1,1,1,1,1,null,0,0,1,0,0,0,0,0,1,0,0,0,0]
["Jan 2020 Ref Case",2050,null,"PJM_West","32419; 32420; 32421; 32422","VA",null,null,null,null,"Wind",null,0,0,196.6806708178662,600.49792079612382,0,0,0,0,0,0,null,null,null,170.64,"00 New Onshore Wind","Non-Fossil","No","New","Wind","Renewable","---","---","---","---","---","---","---","---","None","None","No",1,1,1,1,1,1,1,1,1,null,0,0,1,0,0,0,0,0,1,0,0,0,0]
["Jan 2020 Ref Case",2050,null,"S_C_TVA","4802; 4803","VA",null,null,null,null,"LF Gas",null,0.21395024863603079,0.48271640783404601,15.676307784,35.369021676000003,12.32973887864584,27.818463867068239,6.2911000860181698E-2,0.14194034614156201,0,0,null,null,null,5.4,"00 Exist Landfill Gas","Non-Fossil","No","Existing","Landfill Gas","Other","---","---","---","---","---","---","---","---","None","None","No",1,1,1,1,1,1,1,1,1,null,0,0,1,0,0,0,0,0,1,0,0,0,0]
["Jan 2020 Ref Case",2050,null,"S_C_TVA","32723","VA",null,null,null,null,"NaturalGas",null,1.7403827232117891E-2,3.9314244446946908E-2,2.8070689084061069,6.3410071688623963,1.0188200461681789,2.301455869924264,9.572104977664739E-5,2.1622834445820469E-4,0,0,null,null,null,0.83201166430259055,"00 New Combined Cycle","Fossil","Yes","New","Combined Cycle","Combined Cycle","---","---","---","---","---","---","---","---","None","None","No",1,1,1,1,1,1,1,1,1,null,0,0,1,0,0,0,0,0,1,0,0,0,0]
["Jan 2020 Ref Case",2050,null,"S_C_TVA","32744","VA",null,null,null,null,"NaturalGas",null,3.550718775447988E-3,5.2467334058902476E-3,0.41528874566643142,0.61365302992868398,0.20785907711472579,0.30714377358081518,1.9528953264963731E-5,2.8857033732396029E-5,0,0,null,null,null,0.81331711893870928,"00 New Combustion Turbine","Fossil","Yes","New","Combustion Turbine","Combustion Turbine","---","---","---","---","---","---","---","---","None","None","No",1,1,1,1,1,1,1,1,1,null,0,0,1,0,0,0,0,0,1,0,0,0,0]
["Jan 2020 Ref Case",2050,null,"NENGREST","5886","VT",null,null,null,null,"---",null,0,0,0,0,0,0,0,0,0,0,null,null,null,72,"00 Biomass Retirement","Retired","No","Retired","Biomass","Retired","Retired","Retired","Retired","Retired","Retired","Retired","Retired","Retired","Retired","Retired","No",1,1,1,1,1,1,1,1,1,null,0,0,0,0,0,0,0,0,0,0,0,0,0]
["Jan 2020 Ref Case",2050,null,"NENGREST","5639","VT",null,null,null,null,"EnerStor",null,0,0,0.56340000000000001,2.214832081,0,0,0,0,0,0,null,null,null,2,"00 Exist Energy Storage","Non-Fossil","No","Existing","Energy Storage","Storage","---","---","---","---","---","---","---","---","None","None","No",1,1,1,1,1,1,1,1,1,null,0,0,1,0,0,0,0,0,1,0,0,0,0]
["Jan 2020 Ref Case",2050,null,"NENGREST","4579; 4580; 4586; 4587; 4588","VT",null,null,null,null,"Hydro",null,0,0,453.69360678999999,1264.1045692709999,0,0,0,0,0,0,null,null,null,324,"00 Exist Hydro","Non-Fossil","No","Existing","Hydro","Renewable","---","---","---","---","---","---","---","---","None","None","No",1,1,1,1,1,1,1,1,1,null,0,0,1,0,0,0,0,0,1,0,0,0,0]
["Jan 2020 Ref Case",2050,null,"NENGREST","29860","VT",null,null,null,null,"Hydro",null,0,0,18.590649161999998,51.787709616999997,0,0,0,0,0,0,null,null,null,9,"00 New Hydro","Non-Fossil","No","New","Hydro","Renewable","---","---","---","---","---","---","---","---","None","None","No",1,1,1,1,1,1,1,1,1,null,0,0,1,0,0,0,0,0,1,0,0,0,0]
["Jan 2020 Ref Case",2050,null,"NENGREST","4900","VT",null,null,null,null,"LF Gas",null,7.1383680000000005E-2,0.17029440000000001,5.2876799999999999,12.6144,4.1137700947200004,9.8138959775999997,8.5953089088E-3,2.0505148704000001E-2,0,0,null,null,null,1.6,"00 Exist Landfill Gas","Non-Fossil","No","Existing","Landfill Gas","Other","---","---","---","---","---","---","---","---","None","None","No",1,1,1,1,1,1,1,1,1,null,0,0,1,0,0,0,0,0,1,0,0,0,0]
["Jan 2020 Ref Case",2050,null,"NENGREST","29832","VT",null,null,null,null,"NaturalGas",null,7.8759162494354523E-2,7.8759162494354523E-2,9.2115979525560849,9.2115979525560849,4.6105613724195038,4.6105613724195038,4.3317539371894709E-4,4.3317539371894709E-4,0,0,null,null,null,54.354488285774643,"00 New Combustion Turbine","Fossil","Yes","New","Combustion Turbine","Combustion Turbine","---","---","---","---","---","---","---","---","None","None","No",1,1,1,1,1,1,1,1,1,null,0,0,1,0,0,0,0,0,1,0,0,0,0]
["Jan 2020 Ref Case",2050,null,"NENGREST","2367; 2368; 2369; 2371; 2372; 2373; 2374","VT",null,null,null,null,"*Did Not Operate",null,0,0,0,0,0,0,0,0,0,0,null,null,null,62.9,"00 Exist Combustion Turbine","Fossil","No","Existing","Combustion Turbine","Combustion Turbine","---","---","---","---","---","---","---","---","None","None","No",1,1,1,1,1,1,1,1,1,null,0,0,1,0,0,0,0,0,1,0,0,0,0]
["Jan 2020 Ref Case",2050,null,"NENGREST","2370","VT",null,null,null,null,"*Did Not Operate",null,0,0,0,0,0,0,0,0,0,0,null,null,null,35,"00 Exist Combustion Turbine","Fossil","Yes","Existing","Combustion Turbine","Combustion Turbine","---","---","---","---","---","---","---","---","None","None","No",1,1,1,1,1,1,1,1,1,null,0,0,1,0,0,0,0,0,1,0,0,0,0]
["Jan 2020 Ref Case",2050,null,"NENGREST","5046","VT",null,null,null,null,"Solar",null,0,0,52.024620441287901,103.140320075758,0,0,0,0,0,0,null,null,null,70.7,"00 Exist Solar PV","Non-Fossil","No","Existing","Solar PV","Renewable","---","---","---","---","---","---","---","---","None","None","No",1,1,1,1,1,1,1,1,1,null,0,0,1,0,0,0,0,0,1,0,0,0,0]
["Jan 2020 Ref Case",2050,null,"NENGREST","29894","VT",null,null,null,null,"Solar",null,0,0,2.62302145,4.7804452499999996,0,0,0,0,0,0,null,null,null,3.5,"00 New Solar PV","Non-Fossil","No","New","Solar PV","Renewable","---","---","---","---","---","---","---","---","None","None","No",1,1,1,1,1,1,1,1,1,null,0,0,1,0,0,0,0,0,1,0,0,0,0]
["Jan 2020 Ref Case",2050,null,"NENGREST","5577","VT",null,null,null,null,"Wind",null,0,0,118.415494895023,355.56136568265703,0,0,0,0,0,0,null,null,null,150.19999999999999,"00 Exist Onshore Wind","Non-Fossil","No","Existing","Wind","Renewable","---","---","---","---","---","---","---","---","None","None","No",1,1,1,1,1,1,1,1,1,null,0,0,1,0,0,0,0,0,1,0,0,0,0]
["Jan 2020 Ref Case",2050,null,"NENGREST","29991; 29992; 29993; 29994; 29995; 29996","VT",null,null,null,null,"Wind",null,0,0,1459.1309445514109,4139.5960694065934,0,0,0,0,0,0,null,null,null,1150.74,"00 New Onshore Wind","Non-Fossil","No","New","Wind","Renewable","---","---","---","---","---","---","---","---","None","None","No",1,1,1,1,1,1,1,1,1,null,0,0,1,0,0,0,0,0,1,0,0,0,0]
["Jan 2020 Ref Case",2050,null,"WECC_PNW","5830; 5831; 5832; 5833; 5834","WA",null,null,null,null,"---",null,0,0,0,0,0,0,0,0,0,0,null,null,null,116.5,"00 Biomass Retirement","Retired","No","Retired","Biomass","Retired","Retired","Retired","Retired","Retired","Retired","Retired","Retired","Retired","Retired","Retired","No",1,1,1,1,1,1,1,1,1,null,0,0,0,0,0,0,0,0,0,0,0,0,0]
["Jan 2020 Ref Case",2050,null,"WECC_PNW","9365","WA",null,null,null,null,"---",null,0,0,0,0,0,0,0,0,0,0,null,null,null,159.4,"00 CC Retirement","Retired","No","Retired","Combined Cycle","Retired","Retired","Retired","Retired","Retired","Retired","Retired","Retired","Retired","Retired","Retired","No",1,1,1,1,1,1,1,1,1,null,0,0,0,0,0,0,0,0,0,0,0,0,0]
["Jan 2020 Ref Case",2050,null,"WECC_PNW","6984; 6986; 6987; 6988; 6989; 6990","WA",null,null,null,null,"---",null,0,0,0,0,0,0,0,0,0,0,null,null,null,674.40000000000009,"00 CT Retirement","Retired","No","Retired","Combustion Turbine","Retired","Retired","Retired","Retired","Retired","Retired","Retired","Retired","Retired","Retired","Retired","No",1,1,1,1,1,1,1,1,1,null,0,0,0,0,0,0,0,0,0,0,0,0,0]
["Jan 2020 Ref Case",2050,null,"WECC_PNW","11742","WA",null,null,null,null,"---",null,0,0,0,0,0,0,0,0,0,0,null,null,null,670,"00 Coal Retirement","Retired","No","Retired","Coal Steam","Retired","Retired","Retired","Retired","Retired","Retired","Retired","Retired","Retired","Retired","Retired","No",1,1,1,1,1,1,1,1,1,null,0,0,0,0,0,0,0,0,0,0,0,0,0]
["Jan 2020 Ref Case",2050,null,"WECC_PNW","13775","WA",null,null,null,null,"---",null,0,0,0,0,0,0,0,0,0,0,null,null,null,1180,"00 Nuke Retirement","Retired","No","Retired","Nuclear","Retired","Retired","Retired","Retired","Retired","Retired","Retired","Retired","Retired","Retired","Retired","No",1,1,1,1,1,1,1,1,1,null,0,0,0,0,0,0,0,0,0,0,0,0,0]
["Jan 2020 Ref Case",2050,null,"WECC_PNW","5619","WA",null,null,null,null,"EnerStor",null,0,0,3.456E-2,3.0513044100000002,0,0,0,0,0,0,null,null,null,6.4,"00 Exist Energy Storage","Non-Fossil","No","Existing","Energy Storage","Storage","---","---","---","---","---","---","---","---","None","None","No",1,1,1,1,1,1,1,1,1,null,0,0,1,0,0,0,0,0,1,0,0,0,0]
["Jan 2020 Ref Case",2050,null,"WECC_PNW","4486; 4487; 4488; 4489; 4490; 4491; 4492; 4493; 4494; 4495; 4496","WA",null,null,null,null,"Hydro",null,0,0,35046.371507706986,78342.390099191995,0,0,0,0,0,0,null,null,null,21517,"00 Exist Hydro","Non-Fossil","No","Existing","Hydro","Renewable","---","---","---","---","---","---","---","---","None","None","No",1,1,1,1,1,1,1,1,1,null,0,0,1,0,0,0,0,0,1,0,0,0,0]
["Jan 2020 Ref Case",2050,null,"WECC_PNW","37536","WA",null,null,null,null,"Hydro",null,0,0,158.30365576599999,434.71098242199997,0,0,0,0,0,0,null,null,null,70.162097000000003,"00 New Hydro","Non-Fossil","No","New","Hydro","Renewable","---","---","---","---","---","---","---","---","None","None","No",1,1,1,1,1,1,1,1,1,null,0,0,1,0,0,0,0,0,1,0,0,0,0]
["Jan 2020 Ref Case",2050,null,"WECC_PNW","4753; 4754; 4755; 4756","WA",null,null,null,null,"LF Gas",null,1.0977499217025011,2.7007155446310001,81.314809014999994,200.05300330599999,63.262230237793368,155.63953612154,0.1321800680721982,0.32519315872901911,0,0,null,null,null,46.4,"00 Exist Landfill Gas","Non-Fossil","No","Existing","Landfill Gas","Other","---","---","---","---","---","---","---","---","None","None","No",1,1,1,1,1,1,1,1,1,null,0,0,1,0,0,0,0,0,1,0,0,0,0]
["Jan 2020 Ref Case",2050,null,"WECC_PNW","5205","WA",null,null,null,null,"MSW",null,1.16206334050983,2.7582971202609898,56.583889589999998,134.30866827,53.396810496426703,126.743752675992,0.22302900662734901,0.52938617480608996,2.2369719304814201E-2,5.3097219565024001E-2,null,null,null,22.8,"00 Exist Non Fossil_Other","Non-Fossil","No","Existing","Non-Fossil Other","Other","---","---","---","---","---","---","---","---","None","None","No",1,1,1,1,1,1,1,1,1,null,0,0,1,0,0,0,0,0,1,0,0,0,0]
["Jan 2020 Ref Case",2050,null,"WECC_PNW","3175; 3176; 3183; 3184; 3185; 3186; 3191; 3193","WA",null,null,null,null,"NaturalGas",null,1.8204900100508099,85.14373363092102,257.05874188799999,11491.381625808001,106.57148518837499,5010.9421571441026,9.2480892510580903E-3,0.53834637521512296,0,0,null,null,null,2537,"00 Exist Combined Cycle","Fossil","Yes","Existing","Combined Cycle","Combined Cycle","---","---","---","---","---","---","---","---","None","None","No",1,1,1,1,1,1,1,1,1,null,0,0,1,0,0,0,0,0,1,0,0,0,0]
["Jan 2020 Ref Case",2050,null,"WECC_PNW","1285","WA",null,null,null,null,"*Did Not Operate",null,0,0,0,0,0,0,0,0,0,0,null,null,null,24.6,"00 Exist Combustion Turbine","Fossil","No","Existing","Combustion Turbine","Combustion Turbine","---","---","---","---","---","---","---","---","None","None","No",1,1,1,1,1,1,1,1,1,null,0,0,1,0,0,0,0,0,1,0,0,0,0]
["Jan 2020 Ref Case",2050,null,"WECC_PNW","1284; 1292","WA",null,null,null,null,"*Did Not Operate",null,0,0,0,0,0,0,0,0,0,0,null,null,null,44.999999999999993,"00 Exist Combustion Turbine","Fossil","Yes","Existing","Combustion Turbine","Combustion Turbine","---","---","---","---","---","---","---","---","None","None","No",1,1,1,1,1,1,1,1,1,null,0,0,1,0,0,0,0,0,1,0,0,0,0]
["Jan 2020 Ref Case",2050,null,"WECC_PNW","5199; 5199; 5200; 5200; 5202; 5202; 5203; 5203","WA",null,null,null,null,"Non-Fossil",null,1.2856101591175071,3.0450985276421529,151.26023093800001,358.27525386200011,0,0,1.0396517568432189E-2,2.462520982927276E-2,0,0,null,null,null,107.8,"00 Exist Non Fossil_Other","Non-Fossil","No","Existing","Non-Fossil Other","Other","---","---","---","---","---","---","---","---","None","None","No",1,1,1,1,1,1,1,1,1,null,0,0,1,0,0,0,0,0,1,0,0,0,0]
["Jan 2020 Ref Case",2050,null,"WECC_PNW","1277; 1278","WA",null,null,null,null,"*Did Not Operate",null,0,0,0,0,0,0,0,0,0,0,null,null,null,3.5,"00 Exist Combustion Turbine","Fossil","No","Existing","Combustion Turbine","Combustion Turbine","---","---","---","---","---","---","---","---","None","None","No",1,1,1,1,1,1,1,1,1,null,0,0,1,0,0,0,0,0,1,0,0,0,0]
["Jan 2020 Ref Case",2050,null,"WECC_PNW","4952","WA",null,null,null,null,"*Did Not Operate",null,0,0,0,0,0,0,0,0,0,0,null,null,null,314,"00 Exist Pump Storage","Non-Fossil","No","Existing","Pumped Storage","Storage","---","---","---","---","---","---","---","---","None","None","No",1,1,1,1,1,1,1,1,1,null,0,0,1,0,0,0,0,0,1,0,0,0,0]
["Jan 2020 Ref Case",2050,null,"WECC_PNW","5000","WA",null,null,null,null,"Solar",null,0,0,0.28122222222222298,0.515777777777778,0,0,0,0,0,0,null,null,null,0.5,"00 Exist Solar PV","Non-Fossil","No","Existing","Solar PV","Renewable","---","---","---","---","---","---","---","---","None","None","No",1,1,1,1,1,1,1,1,1,null,0,0,1,0,0,0,0,0,1,0,0,0,0]
["Jan 2020 Ref Case",2050,null,"WECC_PNW","5542","WA",null,null,null,null,"Wind",null,0,0,3384.8264887509199,7896.5123697071904,0,0,0,0,0,0,null,null,null,3133.1,"00 Exist Onshore Wind","Non-Fossil","No","Existing","Wind","Renewable","---","---","---","---","---","---","---","---","None","None","No",1,1,1,1,1,1,1,1,1,null,0,0,1,0,0,0,0,0,1,0,0,0,0]
["Jan 2020 Ref Case",2050,null,"WECC_PNW","37719; 37720; 37776; 37777; 37778; 37779; 37834; 37835","WA",null,null,null,null,"Wind",null,0,0,7594.9531206653337,21047.669012425249,0,0,0,0,0,0,null,null,null,5552.030229,"00 New Onshore Wind","Non-Fossil","No","New","Wind","Renewable","---","---","---","---","---","---","---","---","None","None","No",1,1,1,1,1,1,1,1,1,null,0,0,1,0,0,0,0,0,1,0,0,0,0]
["Jan 2020 Ref Case",2050,null,"MIS_MNWI","5873; 5884; 5885","WI",null,null,null,null,"---",null,0,0,0,0,0,0,0,0,0,0,null,null,null,57,"00 Biomass Retirement","Retired","No","Retired","Biomass","Retired","Retired","Retired","Retired","Retired","Retired","Retired","Retired","Retired","Retired","Retired","No",1,1,1,1,1,1,1,1,1,null,0,0,0,0,0,0,0,0,0,0,0,0,0]
["Jan 2020 Ref Case",2050,null,"MIS_MNWI","11906","WI",null,null,null,null,"---",null,0,0,0,0,0,0,0,0,0,0,null,null,null,290,"00 Coal Retirement","Retired","No","Retired","Coal Steam","Retired","Retired","Retired","Retired","Retired","Retired","Retired","Retired","Retired","Retired","Retired","No",1,1,1,1,1,1,1,1,1,null,0,0,0,0,0,0,0,0,0,0,0,0,0]
["Jan 2020 Ref Case",2050,null,"MIS_MNWI","5472; 5472","WI",null,null,null,null,"Coal",null,6.0549816847488502,10.76995293983315,554.49230647599995,986.27152932400008,648.79128752083898,1154.0004575031221,0.22006830933219701,0.39143393959823608,0.253010272996674,0.48464788225087901,null,null,null,388,"00 Exist Coal Steam_DryFGD_SCR_ACI_DSI","Fossil","Yes","Existing","Coal Steam","Coal","Existing","Existing","Existing","---","Existing","---","---","---","Existing","Existing","Yes",1,1,1,1,1,1,1,1,1,null,0,0,1,0,0,0,0,0,1,0,0,1,0]
["Jan 2020 Ref Case",2050,null,"MIS_MNWI","4570; 4574","WI",null,null,null,null,"Hydro",null,0,0,382.61820232600002,827.08503905199996,0,0,0,0,0,0,null,null,null,167.9,"00 Exist Hydro","Non-Fossil","No","Existing","Hydro","Renewable","---","---","---","---","---","---","---","---","None","None","No",1,1,1,1,1,1,1,1,1,null,0,0,1,0,0,0,0,0,1,0,0,0,0]
["Jan 2020 Ref Case",2050,null,"MIS_MNWI","28732","WI",null,null,null,null,"Hydro",null,0,0,265.913787636,578.30120292599997,0,0,0,0,0,0,null,null,null,94.417317999999995,"00 New Hydro","Non-Fossil","No","New","Hydro","Renewable","---","---","---","---","---","---","---","---","None","None","No",1,1,1,1,1,1,1,1,1,null,0,0,1,0,0,0,0,0,1,0,0,0,0]
["Jan 2020 Ref Case",2050,null,"MIS_MNWI","4882; 4883; 4885","WI",null,null,null,null,"LF Gas",null,0.14064649423200001,0.33795680215950002,10.418258831999999,25.033837197,8.1053168160959199,19.476112551649859,1.6935244370475139E-2,4.0693378548025447E-2,0,0,null,null,null,5.0999999999999996,"00 Exist Landfill Gas","Non-Fossil","No","Existing","Landfill Gas","Other","---","---","---","---","---","---","---","---","None","None","No",1,1,1,1,1,1,1,1,1,null,0,0,1,0,0,0,0,0,1,0,0,0,0]
["Jan 2020 Ref Case",2050,null,"MIS_MNWI","2204; 2205; 2206; 2207","WI",null,null,null,null,"NaturalGas",null,2.5659277394776692E-2,2.5957954580552989E-2,1.947423498,1.9749157420000001,1.5020940986902289,1.5195786611455679,1.7554167098039409E-2,1.7819410359639801E-2,0,0,null,null,null,27.6,"00 Exist Combustion Turbine","Fossil","No","Existing","Combustion Turbine","Combustion Turbine","---","---","---","---","---","---","---","---","None","None","No",1,1,1,1,1,1,1,1,1,null,0,0,1,0,0,0,0,0,1,0,0,0,0]
["Jan 2020 Ref Case",2050,null,"MIS_MNWI","2198; 2199","WI",null,null,null,null,"NaturalGas",null,0.1241851841421711,0.1241851841421711,8.3508918479999998,8.3508918479999998,7.2698006796826906,7.2698006796826906,1.693326616761506E-2,1.693326616761506E-2,0,0,null,null,null,259.39999999999998,"00 Exist Combustion Turbine","Fossil","Yes","Existing","Combustion Turbine","Combustion Turbine","---","---","---","---","---","---","---","---","None","None","No",1,1,1,1,1,1,1,1,1,null,0,0,1,0,0,0,0,0,1,0,0,0,0]
["Jan 2020 Ref Case",2050,null,"MIS_MNWI","5270; 5270; 5271; 5271","WI",null,null,null,null,"Non-Fossil",null,9.9069892591525002E-2,0.23945896015769999,7.9361729529999998,19.182293170000001,0,0,0,0,0,0,null,null,null,4.8000000000000007,"00 Exist Non Fossil_Other","Non-Fossil","No","Existing","Non-Fossil Other","Other","---","---","---","---","---","---","---","---","None","None","No",1,1,1,1,1,1,1,1,1,null,0,0,1,0,0,0,0,0,1,0,0,0,0]
["Jan 2020 Ref Case",2050,null,"MIS_MNWI","2200; 2201; 2202; 2203; 2244; 2245; 2246; 2247; 2248; 2249; 2250; 2251; 2252; 2253; 2254; 2255; 2256; 2257","WI",null,null,null,null,"*Did Not Operate",null,0,0,0,0,0,0,0,0,0,0,null,null,null,84.8,"00 Exist Combustion Turbine","Fossil","No","Existing","Combustion Turbine","Combustion Turbine","---","---","---","---","---","---","---","---","None","None","No",1,1,1,1,1,1,1,1,1,null,0,0,1,0,0,0,0,0,1,0,0,0,0]
["Jan 2020 Ref Case",2050,null,"MIS_MNWI","2197; 2208","WI",null,null,null,null,"*Did Not Operate",null,0,0,0,0,0,0,0,0,0,0,null,null,null,161,"00 Exist Combustion Turbine","Fossil","Yes","Existing","Combustion Turbine","Combustion Turbine","---","---","---","---","---","---","---","---","None","None","No",1,1,1,1,1,1,1,1,1,null,0,0,1,0,0,0,0,0,1,0,0,0,0]
["Jan 2020 Ref Case",2050,null,"MIS_MNWI","5042","WI",null,null,null,null,"Solar",null,0,0,5.8869604705882299,11.5189705882353,0,0,0,0,0,0,null,null,null,7.3,"00 Exist Solar PV","Non-Fossil","No","Existing","Solar PV","Renewable","---","---","---","---","---","---","---","---","None","None","No",1,1,1,1,1,1,1,1,1,null,0,0,1,0,0,0,0,0,1,0,0,0,0]
["Jan 2020 Ref Case",2050,null,"MIS_MNWI","28769","WI",null,null,null,null,"Solar",null,0,0,3.0018527000000002,5.2961425999999996,0,0,0,0,0,0,null,null,null,3.5,"00 New Solar PV","Non-Fossil","No","New","Solar PV","Renewable","---","---","---","---","---","---","---","---","None","None","No",1,1,1,1,1,1,1,1,1,null,0,0,1,0,0,0,0,0,1,0,0,0,0]
["Jan 2020 Ref Case",2050,null,"MIS_WUMS","5867; 5868","WI",null,null,null,null,"---",null,0,0,0,0,0,0,0,0,0,0,null,null,null,94,"00 Biomass Retirement","Retired","No","Retired","Biomass","Retired","Retired","Retired","Retired","Retired","Retired","Retired","Retired","Retired","Retired","Retired","No",1,1,1,1,1,1,1,1,1,null,0,0,0,0,0,0,0,0,0,0,0,0,0]
["Jan 2020 Ref Case",2050,null,"MIS_WUMS","7552; 7612; 7616; 7618; 7626; 7627; 7628","WI",null,null,null,null,"---",null,0,0,0,0,0,0,0,0,0,0,null,null,null,1154.3288520000001,"00 CT Retirement","Retired","No","Retired","Combustion Turbine","Retired","Retired","Retired","Retired","Retired","Retired","Retired","Retired","Retired","Retired","Retired","No",1,1,1,1,1,1,1,1,1,null,0,0,0,0,0,0,0,0,0,0,0,0,0]
["Jan 2020 Ref Case",2050,null,"MIS_WUMS","11840; 11843; 11962; 14306; 14392; 14535; 14539; 14543; 14547; 17294","WI",null,null,null,null,"---",null,0,0,0,0,0,0,0,0,0,0,null,null,null,2712.9710839999998,"00 Coal Retirement","Retired","No","Retired","Coal Steam","Retired","Retired","Retired","Retired","Retired","Retired","Retired","Retired","Retired","Retired","Retired","No",1,1,1,1,1,1,1,1,1,null,0,0,0,0,0,0,0,0,0,0,0,0,0]
["Jan 2020 Ref Case",2050,null,"MIS_WUMS","13815; 13816","WI",null,null,null,null,"---",null,0,0,0,0,0,0,0,0,0,0,null,null,null,1196,"00 Nuke Retirement","Retired","No","Retired","Nuclear","Retired","Retired","Retired","Retired","Retired","Retired","Retired","Retired","Retired","Retired","Retired","No",1,1,1,1,1,1,1,1,1,null,0,0,0,0,0,0,0,0,0,0,0,0,0]
["Jan 2020 Ref Case",2050,null,"MIS_WUMS","11036; 11038; 11043","WI",null,null,null,null,"---",null,0,0,0,0,0,0,0,0,0,0,null,null,null,422,"00 O/G Retirement","Retired","No","Retired","O/G Steam","Retired","Retired","Retired","Retired","Retired","Retired","Retired","Retired","Retired","Retired","Retired","No",1,1,1,1,1,1,1,1,1,null,0,0,0,0,0,0,0,0,0,0,0,0,0]
["Jan 2020 Ref Case",2050,null,"MIS_WUMS","4215","WI",null,null,null,null,"Coal",null,3.7197435522973601,6.3535542093492499,356.30949340000001,608.59885897900006,398.57052162866302,680.78333353177197,0.237710211709563,0.40602388174846299,8.5761655592273806E-2,0.146486261815689,null,null,null,174.99521855447799,"00 Exist Coal Steam_DryFGD_ACI","Fossil","Yes","Existing","Coal Steam","Coal","Existing","---","---","---","Existing","---","---","---","None","Existing","No",1,1,1,1,1,1,1,1,1,null,0,0,1,0,0,0,0,0,1,0,0,1,0]
["Jan 2020 Ref Case",2050,null,"MIS_WUMS","4188","WI",null,null,null,null,"Coal",null,10.713432738788599,17.811555099849201,1019.4178010000001,1694.827117973,1147.9443179611901,1908.5081289488401,0.37497014585760002,0.623404428494722,0.235862124189615,0.39213119859898798,null,null,null,545,"00 Exist Coal Steam_DryFGD_SCR_ACI","Fossil","Yes","Existing","Coal Steam","Coal","Existing","---","Existing","---","Existing","---","---","---","Existing","Existing","Yes",1,1,1,1,1,1,1,1,1,null,0,0,1,0,0,0,0,0,1,0,0,1,0]
["Jan 2020 Ref Case",2050,null,"MIS_WUMS","5721; 5722","WI",null,null,null,null,"Coal",null,28.5983764808453,47.980874262657302,2906.6270774640002,4876.611128986,3070.0309893370199,5150.7389232567803,0.86317025779138401,1.448195860892304,0.21659314914636399,0.36338876307559798,null,null,null,1268,"00 Exist Coal Steam_WetFGD_SCR","Fossil","Yes","Existing","Coal Steam","Coal","Existing","---","Existing","---","---","---","---","---","Existing","Existing","Yes",1,1,1,1,1,1,1,1,1,null,0,0,1,0,0,0,0,0,1,0,0,1,0]
["Jan 2020 Ref Case",2050,null,"MIS_WUMS","4548; 4549; 4550","WI",null,null,null,null,"Hydro",null,0,0,488.72048754999997,1060.4631526620001,0,0,0,0,0,0,null,null,null,208.4,"00 Exist Hydro","Non-Fossil","No","Existing","Hydro","Renewable","---","---","---","---","---","---","---","---","None","None","No",1,1,1,1,1,1,1,1,1,null,0,0,1,0,0,0,0,0,1,0,0,0,0]
["Jan 2020 Ref Case",2050,null,"MIS_WUMS","29357","WI",null,null,null,null,"Hydro",null,0,0,315.65826895399999,690.69899088600005,0,0,0,0,0,0,null,null,null,111.407652,"00 New Hydro","Non-Fossil","No","New","Hydro","Renewable","---","---","---","---","---","---","---","---","None","None","No",1,1,1,1,1,1,1,1,1,null,0,0,1,0,0,0,0,0,1,0,0,0,0]
["Jan 2020 Ref Case",2050,null,"MIS_WUMS","4840; 4841; 4842; 4843; 4844; 4845; 4846; 4847; 4848","WI",null,null,null,null,"LF Gas",null,2.607465846922286,6.2699972674940092,178.44515424400001,429.09502746400011,154.7561399967656,372.13165259063118,0.32334739136564189,0.77753166441267341,0,0,null,null,null,63.8,"00 Exist Landfill Gas","Non-Fossil","No","Existing","Landfill Gas","Other","---","---","---","---","---","---","---","---","None","None","No",1,1,1,1,1,1,1,1,1,null,0,0,1,0,0,0,0,0,1,0,0,0,0]
["Jan 2020 Ref Case",2050,null,"MIS_WUMS","3351","WI",null,null,null,null,"NaturalGas",null,8.6731611642720002E-2,0.19640732099769001,11.427089808,25.877117390999999,5.0772685455648299,11.4976845712048,2.7710749919849001E-3,6.27521390587619E-3,0,0,null,null,null,5,"00 Exist Combined Cycle","Fossil","No","Existing","Combined Cycle","Combined Cycle","---","---","---","---","---","---","---","---","None","None","No",1,1,1,1,1,1,1,1,1,null,0,0,1,0,0,0,0,0,1,0,0,0,0]
["Jan 2020 Ref Case",2050,null,"MIS_WUMS","3348; 3349; 3350; 3352; 3353; 3354; 3355; 3356; 3357","WI",null,null,null,null,"NaturalGas",null,69.771692413400743,163.56310421094969,10161.578981266,23815.353371391,4179.7161859904236,9787.897986373373,0.41153137063778211,0.96199577683094661,0,0,null,null,null,3444,"00 Exist Combined Cycle","Fossil","Yes","Existing","Combined Cycle","Combined Cycle","---","---","---","---","---","---","---","---","None","None","No",1,1,1,1,1,1,1,1,1,null,0,0,1,0,0,0,0,0,1,0,0,0,0]
["Jan 2020 Ref Case",2050,null,"MIS_WUMS","1810; 1813; 1815; 1826; 1827; 1828","WI",null,null,null,null,"NaturalGas",null,2.5532043104408E-2,2.9294558722807999E-2,1.709199264,2.0593635840000002,1.4946458033320451,1.7149034676331809,1.0419303766775301E-2,1.191050158181577E-2,0,0,null,null,null,35.1,"00 Exist Combustion Turbine","Fossil","No","Existing","Combustion Turbine","Combustion Turbine","---","---","---","---","---","---","---","---","None","None","No",1,1,1,1,1,1,1,1,1,null,0,0,1,0,0,0,0,0,1,0,0,0,0]
["Jan 2020 Ref Case",2050,null,"MIS_WUMS","1809; 1811; 1814; 1817; 1818; 1819; 1820; 1821; 1823; 1824","WI",null,null,null,null,"NaturalGas",null,3.791167056583554,4.2172921271233266,322.50973638400001,360.052171058,221.93491949240101,246.88028112179899,9.1042522544715843E-2,9.9044034310812046E-2,0,0,null,null,null,1662.271148,"00 Exist Combustion Turbine","Fossil","Yes","Existing","Combustion Turbine","Combustion Turbine","---","---","---","---","---","---","---","---","None","None","No",1,1,1,1,1,1,1,1,1,null,0,0,1,0,0,0,0,0,1,0,0,0,0]
["Jan 2020 Ref Case",2050,null,"MIS_WUMS","3901; 3902; 3903","WI",null,null,null,null,"NaturalGas",null,3.41620740274E-2,5.6879874629305001E-2,2.9998309000000001,4.9967642409999993,1.999847813563999,3.3297478607995168,1.547426121517363E-3,2.554673488502187E-3,0,0,null,null,null,6.3,"00 Exist Oil/Gas Steam","Fossil","No","Existing","O/G Steam","O/G Steam","---","---","---","---","---","---","---","---","None","None","No",1,1,1,1,1,1,1,1,1,null,0,0,1,0,0,0,0,0,1,0,0,0,0]
["Jan 2020 Ref Case",2050,null,"MIS_WUMS","29340","WI",null,null,null,null,"NaturalGas",null,1.4270789609999999E-2,2.4002999559E-2,1.570635,2.6417565000000001,0.83541202376940005,1.4051355941838599,7.8489342854999301E-5,1.3201649757449901E-4,0,0,null,null,null,3,"00 New Combustion Turbine","Fossil","Yes","New","Combustion Turbine","Combustion Turbine","---","---","---","---","---","---","---","---","None","None","No",1,1,1,1,1,1,1,1,1,null,0,0,1,0,0,0,0,0,1,0,0,0,0]
["Jan 2020 Ref Case",2050,null,"MIS_WUMS","5244; 5244; 5245; 5245; 5247; 5247; 5248; 5248; 5249; 5249","WI",null,null,null,null,"Non-Fossil",null,0.50013597032843282,1.212577258463303,82.296688857999996,199.527927508,0,0,0,0,0,0,null,null,null,70.2,"00 Exist Non Fossil_Other","Non-Fossil","No","Existing","Non-Fossil Other","Other","---","---","---","---","---","---","---","---","None","None","No",1,1,1,1,1,1,1,1,1,null,0,0,1,0,0,0,0,0,1,0,0,0,0]
["Jan 2020 Ref Case",2050,null,"MIS_WUMS","1802; 1803; 1804; 1806; 1825","WI",null,null,null,null,"*Did Not Operate",null,0,0,0,0,0,0,0,0,0,0,null,null,null,22,"00 Exist Combustion Turbine","Fossil","No","Existing","Combustion Turbine","Combustion Turbine","---","---","---","---","---","---","---","---","None","None","No",1,1,1,1,1,1,1,1,1,null,0,0,1,0,0,0,0,0,1,0,0,0,0]
["Jan 2020 Ref Case",2050,null,"MIS_WUMS","1807; 1829","WI",null,null,null,null,"*Did Not Operate",null,0,0,0,0,0,0,0,0,0,0,null,null,null,249.3,"00 Exist Combustion Turbine","Fossil","Yes","Existing","Combustion Turbine","Combustion Turbine","---","---","---","---","---","---","---","---","None","None","No",1,1,1,1,1,1,1,1,1,null,0,0,1,0,0,0,0,0,1,0,0,0,0]
["Jan 2020 Ref Case",2050,null,"MIS_WUMS","5026; 5027","WI",null,null,null,null,"Solar",null,0,0,6.3961439999999996,12.532799999999989,0,0,0,0,0,0,null,null,null,9.6,"00 Exist Solar PV","Non-Fossil","No","Existing","Solar PV","Renewable","---","---","---","---","---","---","---","---","None","None","No",1,1,1,1,1,1,1,1,1,null,0,0,1,0,0,0,0,0,1,0,0,0,0]
["Jan 2020 Ref Case",2050,null,"MIS_WUMS","29370; 29371; 29372; 29373; 29374","WI",null,null,null,null,"Solar",null,0,0,5703.3300829536001,9888.6285276912004,0,0,0,0,0,0,null,null,null,6714.0576000000001,"00 New Solar PV","Non-Fossil","No","New","Solar PV","Renewable","---","---","---","---","---","---","---","---","None","None","No",1,1,1,1,1,1,1,1,1,null,0,0,1,0,0,0,0,0,1,0,0,0,0]
["Jan 2020 Ref Case",2050,null,"MIS_WUMS","5553","WI",null,null,null,null,"Wind",null,0,0,616.40617259538703,2012.84826470587,0,0,0,0,0,0,null,null,null,425.6,"00 Exist Onshore Wind","Non-Fossil","No","Existing","Wind","Renewable","---","---","---","---","---","---","---","---","None","None","No",1,1,1,1,1,1,1,1,1,null,0,0,1,0,0,0,0,0,1,0,0,0,0]
["Jan 2020 Ref Case",2050,null,"MIS_WUMS","29549","WI",null,null,null,null,"Wind",null,0,0,1172.28364033664,3153.92736493963,0,0,0,0,0,0,null,null,null,742.98900000000003,"00 New Offshore Wind","Non-Fossil","No","New","Offshore Wind","Renewable","---","---","---","---","---","---","---","---","None","None","No",1,1,1,1,1,1,1,1,1,null,0,0,1,0,0,0,0,0,1,0,0,0,0]
["Jan 2020 Ref Case",2050,null,"MIS_WUMS","29426; 29427; 29460; 29491","WI",null,null,null,null,"Wind",null,0,0,2360.609313113549,6046.0096617377258,0,0,0,0,0,0,null,null,null,1699.74,"00 New Onshore Wind","Non-Fossil","No","New","Wind","Renewable","---","---","---","---","---","---","---","---","None","None","No",1,1,1,1,1,1,1,1,1,null,0,0,1,0,0,0,0,0,1,0,0,0,0]
["Jan 2020 Ref Case",2050,null,"PJM_AP","11152; 11157; 14387; 14603; 14607; 14611","WV",null,null,null,null,"---",null,0,0,0,0,0,0,0,0,0,0,null,null,null,2807,"00 Coal Retirement","Retired","No","Retired","Coal Steam","Retired","Retired","Retired","Retired","Retired","Retired","Retired","Retired","Retired","Retired","Retired","No",1,1,1,1,1,1,1,1,1,null,0,0,0,0,0,0,0,0,0,0,0,0,0]
["Jan 2020 Ref Case",2050,null,"PJM_AP","5652; 5653; 5653; 5655","WV",null,null,null,null,"Coal",null,61.92440655998017,112.5188086744255,6386.8988239740002,11576.084551974,6422.2412383043074,11673.752138852409,3.2120542174097428,5.9223423253058547,2.9289096265710839,5.5891508738210529,null,null,null,2654,"00 Exist Coal Steam_WetFGD_SCR","Fossil","Yes","Existing","Coal Steam","Coal","Existing","---","Existing","---","---","---","---","---","Existing","Existing","Yes",1,1,1,1,1,1,1,1,1,null,0,0,1,0,0,0,0,0,1,0,0,1,0]
["Jan 2020 Ref Case",2050,null,"PJM_AP","5642; 5643","WV",null,null,null,null,"EnerStor",null,0,0,28.545750000000002,48.282299999999999,0,0,0,0,0,0,null,null,null,63.5,"00 Exist Energy Storage","Non-Fossil","No","Existing","Energy Storage","Storage","---","---","---","---","---","---","---","---","None","None","No",1,1,1,1,1,1,1,1,1,null,0,0,1,0,0,0,0,0,1,0,0,0,0]
["Jan 2020 Ref Case",2050,null,"PJM_AP","4608; 4609","WV",null,null,null,null,"Hydro",null,0,0,190.50950325599999,474.33857940000001,0,0,0,0,0,0,null,null,null,68.3,"00 Exist Hydro","Non-Fossil","No","Existing","Hydro","Renewable","---","---","---","---","---","---","---","---","None","None","No",1,1,1,1,1,1,1,1,1,null,0,0,1,0,0,0,0,0,1,0,0,0,0]
["Jan 2020 Ref Case",2050,null,"PJM_AP","30968","WV",null,null,null,null,"Hydro",null,0,0,243.90707000800001,739.799741928,0,0,0,0,0,0,null,null,null,138.22098299999999,"00 New Hydro","Non-Fossil","No","New","Hydro","Renewable","---","---","---","---","---","---","---","---","None","None","No",1,1,1,1,1,1,1,1,1,null,0,0,1,0,0,0,0,0,1,0,0,0,0]
["Jan 2020 Ref Case",2050,null,"PJM_AP","2513","WV",null,null,null,null,"NaturalGas",null,2.4025220686880001E-2,2.4025220686880001E-2,2.2359442239999998,2.2359442239999998,1.4064364190099601,1.4064364190099601,3.9665639354038898E-4,3.9665639354038898E-4,0,0,null,null,null,321.3,"00 Exist Combustion Turbine","Fossil","Yes","Existing","Combustion Turbine","Combustion Turbine","---","---","---","---","---","---","---","---","None","None","No",1,1,1,1,1,1,1,1,1,null,0,0,1,0,0,0,0,0,1,0,0,0,0]
["Jan 2020 Ref Case",2050,null,"PJM_AP","30925","WV",null,null,null,null,"NaturalGas",null,159.56396917186731,396.23528791183179,25736.1240599786,63908.917405134162,9340.8747553211015,23195.613754358648,0.87760183044526263,2.1792940835150492,0,0,null,null,null,8385.6764534987815,"00 New Combined Cycle","Fossil","Yes","New","Combined Cycle","Combined Cycle","---","---","---","---","---","---","---","---","None","None","No",1,1,1,1,1,1,1,1,1,null,0,0,1,0,0,0,0,0,1,0,0,0,0]
["Jan 2020 Ref Case",2050,null,"PJM_AP","2502","WV",null,null,null,null,"*Did Not Operate",null,0,0,0,0,0,0,0,0,0,0,null,null,null,11,"00 Exist Combustion Turbine","Fossil","No","Existing","Combustion Turbine","Combustion Turbine","---","---","---","---","---","---","---","---","None","None","No",1,1,1,1,1,1,1,1,1,null,0,0,1,0,0,0,0,0,1,0,0,0,0]
["Jan 2020 Ref Case",2050,null,"PJM_AP","5588","WV",null,null,null,null,"Wind",null,0,0,429.759018757371,1630.1629679149601,0,0,0,0,0,0,null,null,null,686.3,"00 Exist Onshore Wind","Non-Fossil","No","Existing","Wind","Renewable","---","---","---","---","---","---","---","---","None","None","No",1,1,1,1,1,1,1,1,1,null,0,0,1,0,0,0,0,0,1,0,0,0,0]
["Jan 2020 Ref Case",2050,null,"PJM_AP","31118; 31119; 31120; 31121; 31122; 31123; 31124; 31158","WV",null,null,null,null,"Wind",null,0,0,2438.4150567233942,7622.1262054727304,0,0,0,0,0,0,null,null,null,2341.7800000000002,"00 New Onshore Wind","Non-Fossil","No","New","Wind","Renewable","---","---","---","---","---","---","---","---","None","None","No",1,1,1,1,1,1,1,1,1,null,0,0,1,0,0,0,0,0,1,0,0,0,0]
["Jan 2020 Ref Case",2050,null,"PJM_West","5678; 5679; 5679; 5685; 5688","WV",null,null,null,null,"Coal",null,126.22176800501749,216.5107307251298,12842.621371436,22031.343229036,13128.680515083101,22508.345354231409,5.5407167773826229,9.4741325521369433,5.8923335601753344,10.22116349499556,null,null,null,5759,"00 Exist Coal Steam_WetFGD_SCR","Fossil","Yes","Existing","Coal Steam","Coal","Existing","---","Existing","---","---","---","---","---","Existing","Existing","Yes",1,1,1,1,1,1,1,1,1,null,0,0,1,0,0,0,0,0,1,0,0,1,0]
["Jan 2020 Ref Case",2050,null,"PJM_West","5623","WV",null,null,null,null,"EnerStor",null,0,0,1.5209999999999999,2.7738,0,0,0,0,0,0,null,null,null,2,"00 Exist Energy Storage","Non-Fossil","No","Existing","Energy Storage","Storage","---","---","---","---","---","---","---","---","None","None","No",1,1,1,1,1,1,1,1,1,null,0,0,1,0,0,0,0,0,1,0,0,0,0]
["Jan 2020 Ref Case",2050,null,"PJM_West","4505","WV",null,null,null,null,"Hydro",null,0,0,400.84794491000002,1206.585617618,0,0,0,0,0,0,null,null,null,281.2,"00 Exist Hydro","Non-Fossil","No","Existing","Hydro","Renewable","---","---","---","---","---","---","---","---","None","None","No",1,1,1,1,1,1,1,1,1,null,0,0,1,0,0,0,0,0,1,0,0,0,0]
["Jan 2020 Ref Case",2050,null,"PJM_West","1384","WV",null,null,null,null,"*Did Not Operate",null,0,0,0,0,0,0,0,0,0,0,null,null,null,450,"00 Exist Combustion Turbine","Fossil","Yes","Existing","Combustion Turbine","Combustion Turbine","---","---","---","---","---","---","---","---","None","None","No",1,1,1,1,1,1,1,1,1,null,0,0,1,0,0,0,0,0,1,0,0,0,0]
["Jan 2020 Ref Case",2050,null,"PJM_West","1383","WV",null,null,null,null,"NaturalGas",null,0,3.77211294386939E-2,0,3.390358569,0,2.2081949173411402,0,2.0012945223699102E-3,0,0,null,null,null,300,"00 Exist Combustion Turbine","Fossil","Yes","Existing","Combustion Turbine","Combustion Turbine","---","---","---","---","---","---","---","---","None","None","No",1,1,1,1,1,1,1,1,1,null,0,0,1,0,0,0,0,0,1,0,0,0,0]
["Jan 2020 Ref Case",2050,null,"PJM_West","32140","WV",null,null,null,null,"NaturalGas",null,37.240892082477693,84.125032689431464,6006.595497173822,13568.55365958571,2180.0818225082398,4924.679413639311,0.20482490645362611,0.46268767979186792,0,0,null,null,null,1780.347287486569,"00 New Combined Cycle","Fossil","Yes","New","Combined Cycle","Combined Cycle","---","---","---","---","---","---","---","---","None","None","No",1,1,1,1,1,1,1,1,1,null,0,0,1,0,0,0,0,0,1,0,0,0,0]
["Jan 2020 Ref Case",2050,null,"PJM_West","32164","WV",null,null,null,null,"NaturalGas",null,0.75051119165158509,0.87959150360202853,87.77908674287545,102.87619925169921,43.934925159283857,51.491286620862702,4.1278115540836777E-3,4.8377532698111051E-3,0,0,null,null,null,183.54058546250681,"00 New Combustion Turbine","Fossil","Yes","New","Combustion Turbine","Combustion Turbine","---","---","---","---","---","---","---","---","None","None","No",1,1,1,1,1,1,1,1,1,null,0,0,1,0,0,0,0,0,1,0,0,0,0]
["Jan 2020 Ref Case",2050,null,"PJM_West","32425; 32426; 32427; 32428; 32429","WV",null,null,null,null,"Wind",null,0,0,26.6876428717264,81.337946910646394,0,0,0,0,0,0,null,null,null,21.36,"00 New Onshore Wind","Non-Fossil","No","New","Wind","Renewable","---","---","---","---","---","---","---","---","None","None","No",1,1,1,1,1,1,1,1,1,null,0,0,1,0,0,0,0,0,1,0,0,0,0]
["Jan 2020 Ref Case",2050,null,"WECC_WY","11332; 11338; 11344; 11349; 11996; 12001; 12415","WY",null,null,null,null,"---",null,0,0,0,0,0,0,0,0,0,0,null,null,null,2040.2291749999999,"00 Coal Retirement","Retired","No","Retired","Coal Steam","Retired","Retired","Retired","Retired","Retired","Retired","Retired","Retired","Retired","Retired","Retired","No",1,1,1,1,1,1,1,1,1,null,0,0,0,0,0,0,0,0,0,0,0,0,0]
["Jan 2020 Ref Case",2050,null,"WECC_WY","11134","WY",null,null,null,null,"---",null,0,0,0,0,0,0,0,0,0,0,null,null,null,330,"00 O/G Retirement","Retired","No","Retired","O/G Steam","Retired","Retired","Retired","Retired","Retired","Retired","Retired","Retired","Retired","Retired","Retired","No",1,1,1,1,1,1,1,1,1,null,0,0,0,0,0,0,0,0,0,0,0,0,0]
["Jan 2020 Ref Case",2050,null,"WECC_WY","4223; 4224","WY",null,null,null,null,"Coal",null,15.301354006665941,34.919631641022256,1306.380051936,2981.1786747840001,1640.4574252833399,3743.7677541126459,1.612389395813322,3.6747846507327111,1.251396573667596,2.8523845535135881,null,null,null,412,"00 Exist Coal Steam_DryFGD_ACI","Fossil","Yes","Existing","Coal Steam","Coal","Existing","---","---","---","Existing","---","---","---","None","Existing","No",1,1,1,1,1,1,1,1,1,null,0,0,1,0,0,0,0,0,1,0,0,1,0]
["Jan 2020 Ref Case",2050,null,"WECC_WY","4196; 4197; 4198; 4199","WY",null,null,null,null,"Coal",null,22.48521225751308,51.496809138348802,2087.3832729840001,4778.4967840560003,2414.9615133707871,5530.8648985583877,0.60867778279226936,1.398791911718372,0.61732642730399012,1.4152560677648061,null,null,null,655,"00 Exist Coal Steam_DryFGD_SCR_ACI","Fossil","Yes","Existing","Coal Steam","Coal","Existing","---","Existing","---","Existing","---","---","---","Existing","Existing","Yes",1,1,1,1,1,1,1,1,1,null,0,0,1,0,0,0,0,0,1,0,0,1,0]
["Jan 2020 Ref Case",2050,null,"WECC_WY","4161; 4164","WY",null,null,null,null,"*Did Not Operate",null,0,0,0,0,0,0,0,0,0,0,null,null,null,1.9822982721962101E-7,"00 Exist Coal Steam_WetFGD_ACI","Fossil","Yes","Existing","Coal Steam","Coal","Existing","---","---","---","Existing","---","---","---","None","Existing","No",1,1,1,1,1,1,1,1,1,null,0,0,1,0,0,0,0,0,1,0,0,1,0]
["Jan 2020 Ref Case",2050,null,"WECC_WY","4165; 4165","WY",null,null,null,null,"Coal",null,4.5976324386550999E-2,0.1046086702222441,4.5344977200000001,10.317218327999999,4.9685132292433201,11.28687642273953,3.5705213518595499E-3,8.1239093294594809E-3,3.2622506305521599E-3,6.4030945213162183E-3,null,null,null,1.43071535767888,"00 Exist Coal Steam_WetFGD_ACI","Fossil","Yes","Existing","Coal Steam","Coal","Existing","---","---","---","Existing","---","---","---","None","Existing","No",1,1,1,1,1,1,1,1,1,null,0,0,1,0,0,0,0,0,1,0,0,1,0]
["Jan 2020 Ref Case",2050,null,"WECC_WY","4108; 4109","WY",null,null,null,null,"Coal",null,21.374867498345591,45.126230607867498,2083.8442218199998,4399.0673234589995,2294.5884937505398,4844.2933986449607,0.52843501212292199,1.1145021523559431,0.70487951547745398,1.46819026584068,null,null,null,1053,"00 Exist Coal Steam_WetFGD_SCR_ACI","Fossil","Yes","Existing","Coal Steam","Coal","Existing","---","Existing","---","Existing","---","---","---","Existing","Existing","Yes",1,1,1,1,1,1,1,1,1,null,0,0,1,0,0,0,0,0,1,0,0,1,0]
["Jan 2020 Ref Case",2050,null,"WECC_WY","12019","WY",null,null,null,null,"Coal",null,18.306238338227299,41.651690919346201,1805.6501048160001,4108.3470391199999,1961.5134379410599,4462.9786820079498,1.2168156623419699,2.7685878954089498,0.73224953352909194,1.6660676367738501,null,null,null,569.71500000000003,"00 Ret.ExistDryFGD_ACI & SNCR","Fossil","Yes","Existing","Coal Steam","Coal","Existing","---","---","New","Existing","---","---","---","New","Existing","Yes",1,1,1,1,1,1,1,1,1,null,0,0,1,0,0,0,0,0,1,0,0,1,0]
["Jan 2020 Ref Case",2050,null,"WECC_WY","40110; 40110","WY",null,null,null,null,"Coal",null,15.393758240191801,35.025003441218338,1081.4134443840001,2460.5108784959998,166.355385048004,378.17181459001102,0.46104305929374501,1.04899885306449,1.09226429462733,2.2954823906673751,null,null,null,341.20534099999998,"00 Ret.ExistWetFGD_ACI & SCR & CCS","Fossil","Yes","Existing","Coal w/CCS","Coal w/CCS","Existing","---","New","---","Existing","---","---","New","New","Existing","Yes",1,1,1,1,1,1,1,1,1,null,0,0,1,0,0,0,0,0,1,0,0,0,0]
["Jan 2020 Ref Case",2050,null,"WECC_WY","11339; 11355","WY",null,null,null,null,"Coal",null,4.4219300192406701,10.39994631093742,431.21532519599998,1013.940317424,474.69345684155002,1116.4325178880031,0.12522392011949601,0.29172042738210502,0.14069793759432711,0.33402214126478602,null,null,null,158.0817813002198,"00 Ret.ExistWetFGD_ACI & SCR","Fossil","Yes","Existing","Coal Steam","Coal","Existing","---","New","---","Existing","---","---","---","New","Existing","Yes",1,1,1,1,1,1,1,1,1,null,0,0,1,0,0,0,0,0,1,0,0,1,0]
["Jan 2020 Ref Case",2050,null,"WECC_WY","11341; 11357; 11363; 11363","WY",null,null,null,null,"Coal",null,18.8027189392926,41.650292895548233,1849.0268013140001,4095.3178229680002,2023.9365676228001,4492.1223040033656,1.2379157589355161,2.7378342235636128,0.87901271719505103,2.456571522947125,null,null,null,636.94881399999997,"00 Ret.ExistWetFGD_ACI & SNCR","Fossil","Yes","Existing","Coal Steam","Coal","Existing","---","---","New","Existing","---","---","---","New","Existing","Yes",1,1,1,1,1,1,1,1,1,null,0,0,1,0,0,0,0,0,1,0,0,1,0]
["Jan 2020 Ref Case",2050,null,"WECC_WY","4602; 4603; 4604","WY",null,null,null,null,"Hydro",null,0,0,606.84821081400003,908.56667092700002,0,0,0,0,0,0,null,null,null,305.5,"00 Exist Hydro","Non-Fossil","No","Existing","Hydro","Renewable","---","---","---","---","---","---","---","---","None","None","No",1,1,1,1,1,1,1,1,1,null,0,0,1,0,0,0,0,0,1,0,0,0,0]
["Jan 2020 Ref Case",2050,null,"WECC_WY","3489","WY",null,null,null,null,"NaturalGas",null,8.1888031486249999E-2,0.10393663930347299,9.8316762499999992,12.478885737000001,4.7937253632050698,6.0844508648253104,3.3819757003821399E-4,4.2925832032334599E-4,0,0,null,null,null,20,"00 Exist Combined Cycle","Fossil","No","Existing","Combined Cycle","Combined Cycle","---","---","---","---","---","---","---","---","None","None","No",1,1,1,1,1,1,1,1,1,null,0,0,1,0,0,0,0,0,1,0,0,0,0]
["Jan 2020 Ref Case",2050,null,"WECC_WY","3488","WY",null,null,null,null,"NaturalGas",null,0.3029857096277,0.38456556085939098,36.377201300000003,46.171876679,17.736783441605599,22.512467932708699,1.25133098076241E-3,1.58825576634929E-3,0,0,null,null,null,74,"00 Exist Combined Cycle","Fossil","Yes","Existing","Combined Cycle","Combined Cycle","---","---","---","---","---","---","---","---","None","None","No",1,1,1,1,1,1,1,1,1,null,0,0,1,0,0,0,0,0,1,0,0,0,0]
["Jan 2020 Ref Case",2050,null,"WECC_WY","2448; 2449; 2450; 2455","WY",null,null,null,null,"*Did Not Operate",null,0,0,0,0,0,0,0,0,0,0,null,null,null,52,"00 Exist Combustion Turbine","Fossil","No","Existing","Combustion Turbine","Combustion Turbine","---","---","---","---","---","---","---","---","None","None","No",1,1,1,1,1,1,1,1,1,null,0,0,1,0,0,0,0,0,1,0,0,0,0]
["Jan 2020 Ref Case",2050,null,"WECC_WY","2445; 2447; 2451","WY",null,null,null,null,"*Did Not Operate",null,0,0,0,0,0,0,0,0,0,0,null,null,null,105,"00 Exist Combustion Turbine","Fossil","Yes","Existing","Combustion Turbine","Combustion Turbine","---","---","---","---","---","---","---","---","None","None","No",1,1,1,1,1,1,1,1,1,null,0,0,1,0,0,0,0,0,1,0,0,0,0]
["Jan 2020 Ref Case",2050,null,"WECC_WY","2443; 2444","WY",null,null,null,null,"*Did Not Operate",null,0,0,0,0,0,0,0,0,0,0,null,null,null,4.7,"00 Exist Combustion Turbine","Fossil","No","Existing","Combustion Turbine","Combustion Turbine","---","---","---","---","---","---","---","---","None","None","No",1,1,1,1,1,1,1,1,1,null,0,0,1,0,0,0,0,0,1,0,0,0,0]
["Jan 2020 Ref Case",2050,null,"WECC_WY","38413","WY",null,null,null,null,"Solar",null,0,0,91.447999999999993,158.1626832,0,0,0,0,0,0,null,null,null,92,"00 New Solar PV","Non-Fossil","No","New","Solar PV","Renewable","---","---","---","---","---","---","---","---","None","None","No",1,1,1,1,1,1,1,1,1,null,0,0,1,0,0,0,0,0,1,0,0,0,0]
["Jan 2020 Ref Case",2050,null,"WECC_WY","5584","WY",null,null,null,null,"Wind",null,0,0,1246.2046931992099,4452.8547388943798,0,0,0,0,0,0,null,null,null,1487.3,"00 Exist Onshore Wind","Non-Fossil","No","Existing","Wind","Renewable","---","---","---","---","---","---","---","---","None","None","No",1,1,1,1,1,1,1,1,1,null,0,0,1,0,0,0,0,0,1,0,0,0,0]
["Jan 2020 Ref Case",2050,null,"WECC_WY","38533; 38534; 38718","WY",null,null,null,null,"Wind",null,0,0,1422.8524577644559,4476.9648300469607,0,0,0,0,0,0,null,null,null,964.21488699999998,"00 New Onshore Wind","Non-Fossil","No","New","Wind","Renewable","---","---","---","---","---","---","---","---","None","None","No",1,1,1,1,1,1,1,1,1,null,0,0,1,0,0,0,0,0,1,0,0,0,0]

{"sheet":"Named Ranges","index":8,"n_rows":55,"n_cols":12,"rows_kept":55,"cut":false,"hidden":false,"merged":[]}
["Run",{"$f":"\"RPE_\"&A1","v":"RPE_Run"},"A"]
["Year",{"$f":"\"RPE_\"&A2","v":"RPE_Year"},"B",null,null,null,null,null,null,"‘=CHOOSE(Map!$AM$14,1,\n               IF(AQ2:AQ40791=\"Yes\",1,0),\n               IF(AO2:AO40791=\"None\",0,IF(Map!$AL$15=\"All Controls\",1,IF(Map!$AL$15=AO2:AO40791,1,0))),\n               IF(AI2:AI40791=\"---\",0,IF(Map!$AL$15=\"All Controls\",1,IF(Map!$AL$15=AI2:AI40791,1,0))),\n               IF(AJ2:AJ40791=\"---\",IF(Map!$AL$15=\"All Controls\",1,IF(Map!$AL$15=AJ2:AJ40791,1,0))),\n               IF(AP2:AP40791=\"None\",0,IF(Map!$AL$15=\"All Controls\",1,IF(Map!$AL$15=AP2:AP40791,1,0))),\n               IF(AG2:AG40791=\"---\",IF(Map!$AL$15=\"All Controls\",1,IF(Map!$AL$15=AG2:AG40791,1,0))),\n               IF(AH2:AH40791=\"---\",IF(Map!$AL$15=\"All Controls\",1,IF(Map!$AL$15=AH2:AH40791,1,0))),\n               IF(AK2:AK40791=\"---\",IF(Map!$AL$15=\"All Controls\",1,IF(Map!$AL$15=AK2:AK40791,1,0))),\n               IF(AL2:AL40791=\"---\",IF(Map!$AL$15=\"All Controls\",1,IF(Map!$AL$15=AL2:AL40791,1,0))),\n               IF(AM2:AM40791=\"---\",IF(Map!$AL$15=\"All Controls\",1,IF(Map!$AL$15=AM2:AM40791,1,0))),\n               IF(AN2:AN40791=\"---\",IF(Map!$AL$15=\"All Controls\",1,IF(Map!$AL$15=AN2:AN40791,1,0))),\n               IF(AO2:AO40791=\"None\",1,0),\n               IF(AP2:AP40791=\"None\",1,0))\n",null,"current last row value"]
["RegionGroup","RPE_RegionGroup","C",null,null,null,null,null,null,"‘=CHOOSE(Map!$AM$31,1,\n               IF(AQ2:AQ40791=\"Yes\",1,0),\n               IF(AO2:AO40791=\"None\",0,IF(Map!$AL$32=\"All Controls\",1,IF(Map!$AL$32=AO2:AO40791,1,0))),\n               IF(AI2:AI40791=\"---\",0,IF(Map!$AL$32=\"All Controls\",1,IF(Map!$AL$32=AI2:AI40791,1,0))),\n               IF(AJ2:AJ40791=\"---\",IF(Map!$AL$32=\"All Controls\",1,IF(Map!$AL$32=AJ2:AJ40791,1,0))),\n               IF(AP2:AP40791=\"None\",0,IF(Map!$AL$32=\"All Controls\",1,IF(Map!$AL$32=AP2:AP40791,1,0))),\n               IF(AG2:AG40791=\"---\",IF(Map!$AL$32=\"All Controls\",1,IF(Map!$AL$32=AG2:AG40791,1,0))),\n               IF(AH2:AH40791=\"---\",IF(Map!$AL$32=\"All Controls\",1,IF(Map!$AL$32=AH2:AH40791,1,0))),\n               IF(AK2:AK40791=\"---\",IF(Map!$AL$32=\"All Controls\",1,IF(Map!$AL$32=AK2:AK40791,1,0))),\n               IF(AL2:AL40791=\"---\",IF(Map!$AL$32=\"All Controls\",1,IF(Map!$AL$32=AL2:AL40791,1,0))),\n               IF(AM2:AM40791=\"---\",IF(Map!$AL$32=\"All Controls\",1,IF(Map!$AL$32=AM2:AM40791,1,0))),\n               IF(AN2:AN40791=\"---\",IF(Map!$AL$32=\"All Controls\",1,IF(Map!$AL$32=AN2:AN40791,1,0))),\n               IF(AO2:AO40791=\"None\",1,0),\n               IF(AP2:AP40791=\"None\",1,0))\n",null,{"$f":"IF(ISNUMBER(1+RIGHT(MID($J$2,9+SEARCH(\"IF(AQ2:AQ\",$J$2),6),1)),MID($J$2,9+SEARCH(\"IF(AQ2:AQ\",$J$2),6),MID($J$2,9+SEARCH(\"IF(AQ2:AQ\",$J$2),5))","v":"40791"}]
["RegionGroupAcronym","RPE_RegionGroupAcronym","D",null,null,null,null,null,null,"‘=CHOOSE(Whisker!$C$16,1,\n               IF(AQ2:AQ40791=\"Yes\",1,0),\n               IF(AO2:AO40791=\"None\",0,IF(Whisker!$B$17=\"All Controls\",1,IF(Whisker!$B$17=AO2:AO40791,1,0))),\n               IF(AI2:AI40791=\"---\",0,IF(Whisker!$B$17=\"All Controls\",1,IF(Whisker!$B$17=AI2:AI40791,1,0))),\n               IF(AJ2:AJ40791=\"---\",0,IF(Whisker!$B$17=\"All Controls\",1,IF(Whisker!$B$17=AJ2:AJ40791,1,0))),\n               IF(AP2:AP40791=\"None\",0,IF(Whisker!$B$17=\"All Controls\",1,IF(Whisker!$B$17=AP2:AP40791,1,0))),\n               IF(AG2:AG40791=\"---\",0,IF(Whisker!$B$17=\"All Controls\",1,IF(Whisker!$B$17=AG2:AG40791,1,0))),\n               IF(AH2:AH40791=\"---\",0,IF(Whisker!$B$17=\"All Controls\",1,IF(Whisker!$B$17=AH2:AH40791,1,0))),\n               IF(AK2:AK40791=\"---\",0,IF(Whisker!$B$17=\"All Controls\",1,IF(Whisker!$B$17=AK2:AK40791,1,0))),\n               IF(AL2:AL40791=\"---\",0,IF(Whisker!$B$17=\"All Controls\",1,IF(Whisker!$B$17=AL2:AL40791,1,0))),\n               IF(AM2:AM40791=\"---\",0,IF(Whisker!$B$17=\"All Controls\",1,IF(Whisker!$B$17=AM2:AM40791,1,0))),\n               IF(AN2:AN40791=\"---\",0,IF(Whisker!$B$17=\"All Controls\",1,IF(Whisker!$B$17=AN2:AN40791,1,0))),\n               IF(AO2:AO40791=\"None\",1,0),\n               IF(AP2:AP40791=\"None\",1,0))\n"]
["UnitId","RPE_UnitId","E",null,null,null,null,null,null,"‘=IF(Whisker!$C$33=0,1,CHOOSE(Whisker!$C$33,1,\n               IF(AQ2:AQ40791=\"Yes\",1,0),\n               IF(AO2:AO40791=\"None\",0,IF(Whisker!$B$34=\"All Controls\",1,IF(Whisker!$B$34=AO2:AO40791,1,0))),\n               IF(AI2:AI40791=\"---\",0,IF(Whisker!$B$34=\"All Controls\",1,IF(Whisker!$B$34=AI2:AI40791,1,0))),\n               IF(AJ2:AJ40791=\"---\",0,IF(Whisker!$B$34=\"All Controls\",1,IF(Whisker!$B$34=AJ2:AJ40791,1,0))),\n               IF(AP2:AP40791=\"None\",0,IF(Whisker!$B$34=\"All Controls\",1,IF(Whisker!$B$34=AP2:AP40791,1,0))),\n               IF(AG2:AG40791=\"---\",0,IF(Whisker!$B$34=\"All Controls\",1,IF(Whisker!$B$34=AG2:AG40791,1,0))),\n               IF(AH2:AH40791=\"---\",0,IF(Whisker!$B$34=\"All Controls\",1,IF(Whisker!$B$34=AH2:AH40791,1,0))),\n               IF(AK2:AK40791=\"---\",0,IF(Whisker!$B$34=\"All Controls\",1,IF(Whisker!$B$34=AK2:AK40791,1,0))),\n               IF(AL2:AL40791=\"---\",0,IF(Whisker!$B$34=\"All Controls\",1,IF(Whisker!$B$34=AL2:AL40791,1,0))),\n               IF(AM2:AM40791=\"---\",0,IF(Whisker!$B$34=\"All Controls\",1,IF(Whisker!$B$34=AM2:AM40791,1,0))),\n               IF(AN2:AN40791=\"---\",0,IF(Whisker!$B$34=\"All Controls\",1,IF(Whisker!$B$34=AN2:AN40791,1,0))),\n               IF(AO2:AO40791=\"None\",1,0),\n               IF(AP2:AP40791=\"None\",1,0)))\n"]
["State","RPE_State","F",null,null,null,null,null,null,"‘=IF(Whisker!$F$16=0,1,CHOOSE(Whisker!$F$16,1,\n               IF(AQ2:AQ40791=\"Yes\",1,0),\n               IF(AO2:AO40791=\"None\",0,IF(Whisker!$E$17=\"All Controls\",1,IF(Whisker!$E$17=AO2:AO40791,1,0))),\n               IF(AI2:AI40791=\"---\",0,IF(Whisker!$E$17=\"All Controls\",1,IF(Whisker!$E$17=AI2:AI40791,1,0))),\n               IF(AJ2:AJ40791=\"---\",0,IF(Whisker!$E$17=\"All Controls\",1,IF(Whisker!$E$17=AJ2:AJ40791,1,0))),\n               IF(AP2:AP40791=\"None\",0,IF(Whisker!$E$17=\"All Controls\",1,IF(Whisker!$E$17=AP2:AP40791,1,0))),\n               IF(AG2:AG40791=\"---\",0,IF(Whisker!$E$17=\"All Controls\",1,IF(Whisker!$E$17=AG2:AG40791,1,0))),\n               IF(AH2:AH40791=\"---\",0,IF(Whisker!$E$17=\"All Controls\",1,IF(Whisker!$E$17=AH2:AH40791,1,0))),\n               IF(AK2:AK40791=\"---\",0,IF(Whisker!$E$17=\"All Controls\",1,IF(Whisker!$E$17=AK2:AK40791,1,0))),\n               IF(AL2:AL40791=\"---\",0,IF(Whisker!$E$17=\"All Controls\",1,IF(Whisker!$E$17=AL2:AL40791,1,0))),\n               IF(AM2:AM40791=\"---\",0,IF(Whisker!$E$17=\"All Controls\",1,IF(Whisker!$E$17=AM2:AM40791,1,0))),\n               IF(AN2:AN40791=\"---\",0,IF(Whisker!$E$17=\"All Controls\",1,IF(Whisker!$E$17=AN2:AN40791,1,0))),\n               IF(AO2:AO40791=\"None\",1,0),\n               IF(AP2:AP40791=\"None\",1,0)))\n"]
["UnitLongName","RPE_UnitLongName","G",null,null,null,null,null,null,"‘=IF(Whisker!$F$33=0,1,CHOOSE(Whisker!$F$33,1,\n               IF(AQ2:AQ40791=\"Yes\",1,0),\n               IF(AO2:AO40791=\"None\",0,IF(Whisker!$E$34=\"All Controls\",1,IF(Whisker!$E$34=AO2:AO40791,1,0))),\n               IF(AI2:AI40791=\"---\",0,IF(Whisker!$E$34=\"All Controls\",1,IF(Whisker!$E$34=AI2:AI40791,1,0))),\n               IF(AJ2:AJ40791=\"---\",0,IF(Whisker!$E$34=\"All Controls\",1,IF(Whisker!$E$34=AJ2:AJ40791,1,0))),\n               IF(AP2:AP40791=\"None\",0,IF(Whisker!$E$34=\"All Controls\",1,IF(Whisker!$E$34=AP2:AP40791,1,0))),\n               IF(AG2:AG40791=\"---\",0,IF(Whisker!$E$34=\"All Controls\",1,IF(Whisker!$E$34=AG2:AG40791,1,0))),\n               IF(AH2:AH40791=\"---\",0,IF(Whisker!$E$34=\"All Controls\",1,IF(Whisker!$E$34=AH2:AH40791,1,0))),\n               IF(AK2:AK40791=\"---\",0,IF(Whisker!$E$34=\"All Controls\",1,IF(Whisker!$E$34=AK2:AK40791,1,0))),\n               IF(AL2:AL40791=\"---\",0,IF(Whisker!$E$34=\"All Controls\",1,IF(Whisker!$E$34=AL2:AL40791,1,0))),\n               IF(AM2:AM40791=\"---\",0,IF(Whisker!$E$34=\"All Controls\",1,IF(Whisker!$E$34=AM2:AM40791,1,0))),\n               IF(AN2:AN40791=\"---\",0,IF(Whisker!$E$34=\"All Controls\",1,IF(Whisker!$E$34=AN2:AN40791,1,0))),\n               IF(AO2:AO40791=\"None\",1,0),\n               IF(AP2:AP40791=\"None\",1,0)))\n"]
["PriorStage","RPE_PriorStage","H",null,null,null,null,null,null,"‘=IF('Emissions GWh Btu MW'!$C$16=0,1,CHOOSE('Emissions GWh Btu MW'!$C$16,1,\n               IF(AQ2:AQ40791=\"Yes\",1,0),\n               IF(AO2:AO40791=\"None\",0,IF('Emissions GWh Btu MW'!$B$17=\"All Controls\",1,IF('Emissions GWh Btu MW'!$B$17=AO2:AO40791,1,0))),\n               IF(AI2:AI40791=\"---\",0,IF('Emissions GWh Btu MW'!$B$17=\"All Controls\",1,IF('Emissions GWh Btu MW'!$B$17=AI2:AI40791,1,0))),\n               IF(AJ2:AJ40791=\"---\",0,IF('Emissions GWh Btu MW'!$B$17=\"All Controls\",1,IF('Emissions GWh Btu MW'!$B$17=AJ2:AJ40791,1,0))),\n               IF(AP2:AP40791=\"None\",0,IF('Emissions GWh Btu MW'!$B$17=\"All Controls\",1,IF('Emissions GWh Btu MW'!$B$17=AP2:AP40791,1,0))),\n               IF(AG2:AG40791=\"---\",0,IF('Emissions GWh Btu MW'!$B$17=\"All Controls\",1,IF('Emissions GWh Btu MW'!$B$17=AG2:AG40791,1,0))),\n               IF(AH2:AH40791=\"---\",0,IF('Emissions GWh Btu MW'!$B$17=\"All Controls\",1,IF('Emissions GWh Btu MW'!$B$17=AH2:AH40791,1,0))),\n               IF(AK2:AK40791=\"---\",0,IF('Emissions GWh Btu MW'!$B$17=\"All Controls\",1,IF('Emissions GWh Btu MW'!$B$17=AK2:AK40791,1,0))),\n               IF(AL2:AL40791=\"---\",0,IF('Emissions GWh Btu MW'!$B$17=\"All Controls\",1,IF('Emissions GWh Btu MW'!$B$17=AL2:AL40791,1,0))),\n               IF(AM2:AM40791=\"---\",0,IF('Emissions GWh Btu MW'!$B$17=\"All Controls\",1,IF('Emissions GWh Btu MW'!$B$17=AM2:AM40791,1,0))),\n               IF(AN2:AN40791=\"---\",0,IF('Emissions GWh Btu MW'!$B$17=\"All Controls\",1,IF('Emissions GWh Btu MW'!$B$17=AN2:AN40791,1,0))),\n               IF(AO2:AO40791=\"None\",1,0),\n               IF(AP2:AP40791=\"None\",1,0)))\n"]
["BaseUnit","RPE_BaseUnit","I",null,null,null,null,null,null,"‘=CHOOSE('All Run Comparison'!$C$16,1,\n               IF(AQ2:AQ40791=\"Yes\",1,0),\n               IF(AO2:AO40791=\"None\",0,IF('All Run Comparison'!$B$17=\"All Controls\",1,IF('All Run Comparison'!$B$17=AO2:AO40791,1,0))),\n               IF(AI2:AI40791=\"---\",0,IF('All Run Comparison'!$B$17=\"All Controls\",1,IF('All Run Comparison'!$B$17=AI2:AI40791,1,0))),\n               IF(AJ2:AJ40791=\"---\",0,IF('All Run Comparison'!$B$17=\"All Controls\",1,IF('All Run Comparison'!$B$17=AJ2:AJ40791,1,0))),\n               IF(AP2:AP40791=\"None\",0,IF('All Run Comparison'!$B$17=\"All Controls\",1,IF('All Run Comparison'!$B$17=AP2:AP40791,1,0))),\n               IF(AG2:AG40791=\"---\",0,IF('All Run Comparison'!$B$17=\"All Controls\",1,IF('All Run Comparison'!$B$17=AG2:AG40791,1,0))),\n               IF(AH2:AH40791=\"---\",0,IF('All Run Comparison'!$B$17=\"All Controls\",1,IF('All Run Comparison'!$B$17=AH2:AH40791,1,0))),\n               IF(AK2:AK40791=\"---\",0,IF('All Run Comparison'!$B$17=\"All Controls\",1,IF('All Run Comparison'!$B$17=AK2:AK40791,1,0))),\n               IF(AL2:AL40791=\"---\",0,IF('All Run Comparison'!$B$17=\"All Controls\",1,IF('All Run Comparison'!$B$17=AL2:AL40791,1,0))),\n               IF(AM2:AM40791=\"---\",0,IF('All Run Comparison'!$B$17=\"All Controls\",1,IF('All Run Comparison'!$B$17=AM2:AM40791,1,0))),\n               IF(AN2:AN40791=\"---\",0,IF('All Run Comparison'!$B$17=\"All Controls\",1,IF('All Run Comparison'!$B$17=AN2:AN40791,1,0))),\n               IF(AO2:AO40791=\"None\",1,0),\n               IF(AP2:AP40791=\"None\",1,0))"]
["FuelName","RPE_FuelName","J",null,null,null,null,null,null,"‘=IF('All Run Comparison'!$C$33=0,1,CHOOSE('All Run Comparison'!$C$33,1,\n               IF(AQ2:AQ40791=\"Yes\",1,0),\n               IF(AO2:AO40791=\"None\",0,IF('All Run Comparison'!$B$34=\"All Controls\",1,IF('All Run Comparison'!$B$34=AO2:AO40791,1,0))),\n               IF(AI2:AI40791=\"---\",0,IF('All Run Comparison'!$B$34=\"All Controls\",1,IF('All Run Comparison'!$B$34=AI2:AI40791,1,0))),\n               IF(AJ2:AJ40791=\"---\",0,IF('All Run Comparison'!$B$34=\"All Controls\",1,IF('All Run Comparison'!$B$34=AJ2:AJ40791,1,0))),\n               IF(AP2:AP40791=\"None\",0,IF('All Run Comparison'!$B$34=\"All Controls\",1,IF('All Run Comparison'!$B$34=AP2:AP40791,1,0))),\n               IF(AG2:AG40791=\"---\",0,IF('All Run Comparison'!$B$34=\"All Controls\",1,IF('All Run Comparison'!$B$34=AG2:AG40791,1,0))),\n               IF(AH2:AH40791=\"---\",0,IF('All Run Comparison'!$B$34=\"All Controls\",1,IF('All Run Comparison'!$B$34=AH2:AH40791,1,0))),\n               IF(AK2:AK40791=\"---\",0,IF('All Run Comparison'!$B$34=\"All Controls\",1,IF('All Run Comparison'!$B$34=AK2:AK40791,1,0))),\n               IF(AL2:AL40791=\"---\",0,IF('All Run Comparison'!$B$34=\"All Controls\",1,IF('All Run Comparison'!$B$34=AL2:AL40791,1,0))),\n               IF(AM2:AM40791=\"---\",0,IF('All Run Comparison'!$B$34=\"All Controls\",1,IF('All Run Comparison'!$B$34=AM2:AM40791,1,0))),\n               IF(AN2:AN40791=\"---\",0,IF('All Run Comparison'!$B$34=\"All Controls\",1,IF('All Run Comparison'!$B$34=AN2:AN40791,1,0))),\n               IF(AO2:AO40791=\"None\",1,0),\n               IF(AP2:AP40791=\"None\",1,0)))",null,{"$f":"COUNTA('RPE Files'!A:A)","v":40791}]
["FuelType","RPE_FuelType","K",null,null,null,null,null,null," "]
["FuelSupplyRegionGroup","RPE_FuelSupplyRegionGroup","L",null,null,null,null,null,null,"‘=IF(A2:A40791<>Map!$AL$2,0,IF(B2:B40791<>Map!$AL$4,0,IF(\n             (((Map!$AL$9=\"All Units\")+(K2:K40791=Map!$AL$9)>0)*\n               ((Map!$AL$10=\"All Units\")+(AC2:AC40791=\"Yes\")>0)*\n               (((Map!$AL$11=\"Existing and New\")*(AD2:AD40791<>\"Retired\"))+(AD2:AD40791=Map!$AL$11)>0)*\n               ((Map!$AL$12=\"All Units\")+(AE2:AE40791=Map!$AL$12)>0)*\n               ((Map!$AL$13=\"All Units\")+(AF2:AF40791=Map!$AL$13)>0)*\n               ((((Map!$AL$14=\"All Units\")*(Map!$AL$15=\"All Controls\")))+(AR2:AR40791=1))>0),\n1,0)))\n"]
["FuelConsumptionSummerTBtu","RPE_FuelConsumptionSummerTBtu","M",null,null,null,null,null,null,"‘=IF(Map!$AL$18=\"Actual\",0,IF(A2:A40791<>Map!$AL$21,0,IF(B2:B40791<>Map!$AL$23,0,IF(\n             (((Map!$AL$26=\"All Units\")+(K2:K40791=Map!$AL$26)>0)*\n               ((Map!$AL$27=\"All Units\")+(AC2:AC40791=\"Yes\")>0)*\n               (((Map!$AL$28=\"Existing and New\")*(AD2:AD40791<>\"Retired\"))+(AD2:AD40791=Map!$AL$28)>0)*\n               ((Map!$AL$29=\"All Units\")+(AE2:AE40791=Map!$AL$29)>0)*\n               ((Map!$AL$30=\"All Units\")+(AF2:AF40791=Map!$AL$30)>0)*\n               ((((Map!$AL$31=\"All Units\")*(Map!$AL$32=\"All Controls\")))+(AS2:AS40791=1))>0),\n1,0))))\n"]
["FuelConsumptionTotalTBtu","RPE_FuelConsumptionTotalTBtu","N",null,null,null,null,null,null,"‘=IF(A2:A40791<>Map!$AL$2,0,IF(\n             (((Map!$AL$9=\"All Units\")+(K2:K40791=Map!$AL$9)>0)*\n               ((Map!$AL$10=\"All Units\")+(AC2:AC40791=\"Yes\")>0)*\n               (((Map!$AL$11=\"Existing and New\")*(AD2:AD40791<>\"Retired\"))+(AD2:AD40791=Map!$AL$11)>0)*\n               ((Map!$AL$12=\"All Units\")+(AE2:AE40791=Map!$AL$12)>0)*\n               ((Map!$AL$13=\"All Units\")+(AF2:AF40791=Map!$AL$13)>0)*\n               ((((Map!$AL$14=\"All Units\")*(Map!$AL$15=\"All Controls\")))+(AR2:AR40791=1))>0),\n1,0))\n"]
["GenerationSummerGWh","RPE_GenerationSummerGWh","O",null,null,null,null,null,null,"‘=IF(Map!$AL$18=\"Actual\",0,IF(A2:A40791<>Map!$AL$21,0,IF(\n             (((Map!$AL$26=\"All Units\")+(K2:K40791=Map!$AL$26)>0)*\n               ((Map!$AL$27=\"All Units\")+(AC2:AC40791=\"Yes\")>0)*\n               (((Map!$AL$28=\"Existing and New\")*(AD2:AD40791<>\"Retired\"))+(AD2:AD40791=Map!$AL$28)>0)*\n               ((Map!$AL$29=\"All Units\")+(AE2:AE40791=Map!$AL$29)>0)*\n               ((Map!$AL$30=\"All Units\")+(AF2:AF40791=Map!$AL$30)>0)*\n               ((((Map!$AL$31=\"All Units\")*(Map!$AL$32=\"All Controls\")))+(AS2:AS40791=1))>0),\n1,0)))\n"]
["GenerationTotalGWh","RPE_GenerationTotalGWh","P",null,null,null,null,null,null,"‘=IF(A2:A40791<>Whisker!$B$4,0,IF(B2:B40791<>Whisker!$B$6,0,IF(\n             (((Whisker!$B$11=\"All Units\")+(K2:K40791=Whisker!$B$11)>0)*\n               ((Whisker!$B$12=\"All Units\")+(AC2:AC40791=\"Yes\")>0)*\n               (((Whisker!$B$13=\"Existing and New\")*(AD2:AD40791<>\"Retired\"))+(AD2:AD40791=Whisker!$B$13)>0)*\n               ((Whisker!$B$14=\"All Units\")+(AE2:AE40791=Whisker!$B$14)>0)*\n               ((Whisker!$B$15=\"All Units\")+(AF2:AF40791=Whisker!$B$15)>0)*\n               ((((Whisker!$B$16=\"All Units\")*(Whisker!$B$17=\"All Controls\")))+(AT2:AT40791=1))>0),\n1,0)))\n"]
["CO2EmissionsSummerThousandTons","RPE_CO2EmissionsSummerThousandTons","Q",null,null,null,null,null,null,"‘=IF(Whisker!$B$20=\"Actual\",0,IF(A2:A40791<>Whisker!$B$23,0,IF(B2:B40791<>Whisker!$B$25,0,IF(\n      (((Whisker!$B$28=\"All Units\")+(K2:K40791=Whisker!$B$28)>0)*\n      ((Whisker!$B$29=\"All Units\")+(AC2:AC40791=\"Yes\")>0)*\n      (((Whisker!$B$30=\"Existing and New\")*(AD2:AD40791<>\"Retired\"))+(AD2:AD40791=Whisker!$B$30)>0)*\n      ((Whisker!$B$31=\"All Units\")+(AE2:AE40791=Whisker!$B$31)>0)*\n      ((Whisker!$B$32=\"All Units\")+(AF2:AF40791=Whisker!$B$32)>0)*\n      ((((Whisker!$B$33=\"All Units\")*(Whisker!$B$34=\"All Controls\")))+(AU2:AU40791=1))>0),\n1,0))))\n"]
["CO2EmissionsTotalThousandTons","RPE_CO2EmissionsTotalThousandTons","R",null,null,null,null,null,null,"‘=IF(Whisker!$E$3=\"Off\",0, IF(A2:A40791<>Whisker!$E$4,0,IF(B2:B40791<>Whisker!$E$6,0,IF(\n             (((Whisker!$E$11=\"All Units\")+(K2:K40791=Whisker!$E$11)>0)*\n               ((Whisker!$E$12=\"All Units\")+(AC2:AC40791=\"Yes\")>0)*\n               (((Whisker!$E$13=\"Existing and New\")*(AD2:AD40791<>\"Retired\"))+(AD2:AD40791=Whisker!$E$13)>0)*\n               ((Whisker!$E$14=\"All Units\")+(AE2:AE40791=Whisker!$E$14)>0)*\n               ((Whisker!$E$15=\"All Units\")+(AF2:AF40791=Whisker!$E$15)>0)*\n               ((((Whisker!$E$16=\"All Units\")*(Whisker!$E$17=\"All Controls\")))+(AV2:AV40791=1))>0),\n1,0))))\n"]
["NOXEmissionsSummerThousandTons","RPE_NOXEmissionsSummerThousandTons","S",null,null,null,null,null,null,"‘=IF(Whisker!$E$3=\"Off\",0,IF(Whisker!$E$20=\"Actual\",0,IF(A2:A40791<>Whisker!$E$23,0,IF(B2:B40791<>Whisker!$E$25,0,IF(\n             (((Whisker!$E$28=\"All Units\")+(K2:K40791=Whisker!$E$28)>0)*\n               ((Whisker!$E$29=\"All Units\")+(AC2:AC40791=\"Yes\")>0)*\n               (((Whisker!$E$30=\"Existing and New\")*(AD2:AD40791<>\"Retired\"))+(AD2:AD40791=Whisker!$E$30)>0)*\n               ((Whisker!$E$31=\"All Units\")+(AE2:AE40791=Whisker!$E$31)>0)*\n               ((Whisker!$E$32=\"All Units\")+(AF2:AF40791=Whisker!$E$32)>0)*\n               ((((Whisker!$E$33=\"All Units\")*(Whisker!$E$34=\"All Controls\")))+(AW2:AW40791=1))>0),\n1,0)))))\n"]
["NOXEmissionsTotalThousandTons","RPE_NOXEmissionsTotalThousandTons","T",null,null,null,null,null,null,"‘=IF(A2:A40791<>'Emissions GWh Btu MW'!$B$4,0,IF(\n             ((('Emissions GWh Btu MW'!$B$11=\"All Units\")+(K2:K40791='Emissions GWh Btu MW'!$B$11)>0)*\n               (('Emissions GWh Btu MW'!$B$12=\"All Units\")+(AC2:AC40791=\"Yes\")>0)*\n               ((('Emissions GWh Btu MW'!$B$13=\"Existing and New\")*(AD2:AD40791<>\"Retired\"))+(AD2:AD40791='Emissions GWh Btu MW'!$B$13)>0)*\n               (('Emissions GWh Btu MW'!$B$14=\"All Units\")+(AE2:AE40791='Emissions GWh Btu MW'!$B$14)>0)*\n               (('Emissions GWh Btu MW'!$B$15=\"All Units\")+(AF2:AF40791='Emissions GWh Btu MW'!$B$15)>0)*\n               (((('Emissions GWh Btu MW'!$B$16=\"All Units\")*('Emissions GWh Btu MW'!$B$17=\"All Controls\")))+(AX2:AX40791=1))>0),\n1,0))\n"]
["SO2EmissionsSummerThousandTons","RPE_SO2EmissionsSummerThousandTons","U",null,null,null,null,null,null,"‘=IF('Emissions GWh Btu MW'!$B$5=\"None\",0,IF(A2:A40791<>'Emissions GWh Btu MW'!$B$5,0,IF(\n             ((('Emissions GWh Btu MW'!$B$11=\"All Units\")+(K2:K40791='Emissions GWh Btu MW'!$B$11)>0)*\n               (('Emissions GWh Btu MW'!$B$12=\"All Units\")+(AC2:AC40791=\"Yes\")>0)*\n               ((('Emissions GWh Btu MW'!$B$13=\"Existing and New\")*(AD2:AD40791<>\"Retired\"))+(AD2:AD40791='Emissions GWh Btu MW'!$B$13)>0)*\n               (('Emissions GWh Btu MW'!$B$14=\"All Units\")+(AE2:AE40791='Emissions GWh Btu MW'!$B$14)>0)*\n               (('Emissions GWh Btu MW'!$B$15=\"All Units\")+(AF2:AF40791='Emissions GWh Btu MW'!$B$15)>0)*\n               (((('Emissions GWh Btu MW'!$B$16=\"All Units\")*('Emissions GWh Btu MW'!$B$17=\"All Controls\")))+(AX2:AX40791=1))>0),\n1,0)))\n"]
["SO2EmissionsTotalThousandTons","RPE_SO2EmissionsTotalThousandTons","V",null,null,null,null,null,null,"‘=IF(A2:A40791<>\"Historic\",0,IF(\n             ((('Emissions GWh Btu MW'!$B$11=\"All Units\")+(K2:K40791='Emissions GWh Btu MW'!$B$11)>0)*\n               (('Emissions GWh Btu MW'!$B$12=\"All Units\")+(AC2:AC40791=\"Yes\")>0)*\n               ((('Emissions GWh Btu MW'!$B$13=\"Existing and New\")*(AD2:AD40791<>\"Retired\"))+(AD2:AD40791='Emissions GWh Btu MW'!$B$13)>0)*\n               (('Emissions GWh Btu MW'!$B$14=\"All Units\")+(AE2:AE40791='Emissions GWh Btu MW'!$B$14)>0)*\n               (('Emissions GWh Btu MW'!$B$15=\"All Units\")+(AF2:AF40791='Emissions GWh Btu MW'!$B$15)>0)*\n               (((('Emissions GWh Btu MW'!$B$16=\"All Units\")*('Emissions GWh Btu MW'!$B$17=\"All Controls\")))+(AX2:AX40791=1))>0),\n1,0))\n"]
["ModeSummer","RPE_ModeSummer","W",null,null,null,null,null,null,"‘=IF(\n             ((('All Run Comparison'!$B$11=\"All Units\")+(K2:K40791='All Run Comparison'!$B$11)>0)*\n               (('All Run Comparison'!$B$7=\"National\")+(F2:F40791='All Run Comparison'!$B$8)+(D2:D40791='All Run Comparison'!$B$8)>0)*\n               (('All Run Comparison'!$B$12=\"All Units\")+(AC2:AC40791=\"Yes\")>0)*\n               ((('All Run Comparison'!$B$13=\"Existing and New\")*(AD2:AD40791<>\"Retired\"))+(AD2:AD40791='All Run Comparison'!$B$13)>0)*\n               (('All Run Comparison'!$B$14=\"All Units\")+(AE2:AE40791='All Run Comparison'!$B$14)>0)*\n               (('All Run Comparison'!$B$15=\"All Units\")+(AF2:AF40791='All Run Comparison'!$B$15)>0)*\n               (((('All Run Comparison'!$B$16=\"All Units\")*('All Run Comparison'!$B$17=\"All Controls\")))+(AY2:AY40791=1))>0),\n1,0)"]
["AverageCapacityMW","RPE_AverageCapacityMW","X",null,null,null,null,null,null,"‘=IF('All Run Comparison'!$B$20=\"Actual\",0,IF(\n      ((('All Run Comparison'!$B$28=\"All Units\")+(K2:K40791='All Run Comparison'!$B$28)>0)*\n      (('All Run Comparison'!$B$23=\"Self\")+(A2:A40791='All Run Comparison'!$B$23)>0)*\n      (('All Run Comparison'!$B$25=\"Parallel\")+(B2:B40791='All Run Comparison'!$B$25)>0)*\n      (('All Run Comparison'!$B$7=\"National\")+(F2:F40791='All Run Comparison'!$B$8)+(D2:D40791='All Run Comparison'!$B$8)>0)*\n      (('All Run Comparison'!$B$29=\"All Units\")+(AC2:AC40791=\"Yes\")>0)*\n      ((('All Run Comparison'!$B$30=\"Existing and New\")*(AD2:AD40791<>\"Retired\"))+(AD2:AD40791='All Run Comparison'!$B$30)>0)*\n      (('All Run Comparison'!$B$31=\"All Units\")+(AE2:AE40791='All Run Comparison'!$B$31)>0)*\n      (('All Run Comparison'!$B$32=\"All Units\")+(AF2:AF40791='All Run Comparison'!$B$32)>0)*\n      (((('All Run Comparison'!$B$33=\"All Units\")*('All Run Comparison'!$B$34=\"All Controls\")))+(AZ2:AZ40791=1))>0),\n1,0))"]
["DispatchableCapacityMW","RPE_DispatchableCapacityMW","Z"]
["CapacityReportingType","RPE_CapacityReportingType","AA"]
["FossilorNonFossil","RPE_FossilorNonFossil","AB"]
["Fossil25MW","RPE_Fossil25MW","AC"]
["ExistingorNewUnit","RPE_ExistingorNewUnit","AD"]
["PlantType","RPE_PlantType","AE"]
["PlantCategory","RPE_PlantCategory","AF"]
["FGD","RPE_FGD","AG"]
["DSI","RPE_DSI","AH"]
["SCR","RPE_SCR","AI"]
["SNCR","RPE_SNCR","AJ"]
["ACI","RPE_ACI","AK"]
["C2G","RPE_C2G","AL"]
["HRI","RPE_HRI","AM"]
["CCS","RPE_CCS","AN"]
["AnyNOxPostCombustion","RPE_AnyNOxPostCombustion","AO"]
["AnySO2PostCombustion","RPE_AnySO2PostCombustion","AP"]
["BothNoxandSO2Controls","RPE_BothNoxandSO2Controls","AQ"]
["MeetPrimaryCriteria","MeetPrimaryCriteria","BB"]
["MeetComparisonCriteria","MeetComparisonCriteria","BC"]
["MeetPrimaryCriteriaSeries","MeetPrimaryCriteriaSeries","BD"]
["MeetComparisonCriteriaSeries","MeetComparisonCriteriaSeries","BE"]
["MeetPrimaryCriteria2","MeetPrimaryCriteria2","BF"]
["MeetComparisonCriteria2","MeetComparisonCriteria2","BG"]
["MeetPrimaryCriteria3","MeetPrimaryCriteria3","BH"]
["MeetComparisonCriteria3","MeetComparisonCriteria3","BI"]
["MeetPrimaryCriteriaSeries2","MeetPrimaryCriteriaSeries2","BJ"]
["MeetComparisonCriteriaSeries2","MeetComparisonCriteriaSeries2","BK"]
["MeetHistoricCriteriaSeries2","MeetHistoricCriteriaSeries2","BL"]
["MeetPrimaryCriteriaSeries3","MeetPrimaryCriteria3","BM"]
["MeetComparisonCriteriaSeries3","MeetComparisonCriteria3","BN"]

{"sheet":"Lookup tables","index":9,"n_rows":555,"n_cols":39,"rows_kept":555,"cut":false,"hidden":false,"merged":[[2,1,2,2],[2,4,2,5],[2,7,2,8],[2,11,2,13],[2,15,2,25]]}
[null,null,null,null,null,null,null,null,null,null,null,null,null,null,null,null,"Existing","New (Retrofit)"]
[]
[null,"IPM Region to NERC Region",null,null,"Fuel Type to Fossil",null,null,"Capacity Type to Existing / New",null,null,null,"Capacity Reporting to Plant Type",null,null,null,"Capcity Reporting Type to Controls (Existing and New / Retrofit)"]
[null,"Region Group Acronym","NERC Region",null,"Capacity Reporting Type","Fossil / Non-Fossil",null,"Capacity Reporting Type","Existing or New",null,null,"Capacity Reporting Type","Plant Type","Category",null,"Capacity Reporting Type","FGD","DSI","SCR","SNCR","ACI","C2G","HRI","CCS","Any NOx Post Combustion","Any SO2 Post Combustion",null,null,null,"Name","Name No Special Characters","Named Range of Column"]
[null,"ERC_FRNT",null,null,"00 Exist Biomass","Non-Fossil",null,"00 Exist Biomass",{"$f":"IFERROR(IF(SEARCH(\"new\",H5)>0,\"New\",\"ERROR\"),\"Existing\")","v":"Existing"},null,null,"00 Exist Biomass","Biomass","Renewable",null,"00 Exist Biomass","---","---","---","---","---","---","---","---",{"$f":"IF(OR(S5<>\"---\",T5<>\"---\"),IF(OR(S5=\"New\",T5=\"New\"),\"New\",\"Existing\"),\"None\")","v":"None"},{"$f":"IF(OR(Q5<>\"---\",R5<>\"---\"),IF(OR(Q5=\"New\",R5=\"New\"),\"New\",\"Existing\"),\"None\")","v":"None"},null,null,null,"Run","Run","RPE_Run",null,null,null,null,"Fuel Consumption Summer TBtu","RPE_FuelConsumptionSummerTBtu",1]
[null,"ERC_GWAY",null,null,"00 Exist Combustion Turbine","Fossil",null,"00 Exist Combustion Turbine",{"$f":"IFERROR(IF(SEARCH(\"new\",H6)>0,\"New\",\"ERROR\"),\"Existing\")","v":"Existing"},null,null,"00 Exist Combustion Turbine","Combustion Turbine","Combustion Turbine",null,"00 Exist Combustion Turbine","---","---","---","---","---","---","---","---",{"$f":"IF(OR(S6<>\"---\",T6<>\"---\"),IF(OR(S6=\"New\",T6=\"New\"),\"New\",\"Existing\"),\"None\")","v":"None"},{"$f":"IF(OR(Q6<>\"---\",R6<>\"---\"),IF(OR(Q6=\"New\",R6=\"New\"),\"New\",\"Existing\"),\"None\")","v":"None"},null,null,null,"Year","Year","RPE_Year",null,null,null,null,"Fuel Consumption Total TBtu","RPE_FuelConsumptionTotalTBtu",2]
[null,"ERC_REST",null,null,"00 Exist Combined Cycle","Fossil",null,"00 Exist Combined Cycle","Existing",null,null,"00 Exist Combined Cycle","Combined Cycle","Combined Cycle",null,"00 Exist Combined Cycle","---","---","---","---","---","---","---","---","None","None",null,null,null,"Region Group","RegionGroup","RPE_RegionGroup",null,null,null,null,"Generation Summer GWh","RPE_GenerationSummerGWh",3]
[null,"ERC_WEST",null,null,"00 Exist Coal Steam_Uncontrolled","Fossil",null,"00 Exist Coal Steam_Uncontrolled","Existing",null,null,"00 Exist Coal Steam_Uncontrolled","Coal Steam","Coal",null,"00 Exist Coal Steam_Uncontrolled","---","---","---","---","---","---","---","---","None","None",null,null,null,"Region Group Acronym","RegionGroupAcronym","RPE_RegionGroupAcronym",null,null,null,null,"Generation Total GWh","RPE_GenerationTotalGWh",4]
[null,"FRCC",null,null,"00 Exist Coal Steam_DryFGD_SCR","Fossil",null,"00 Exist Coal Steam_DryFGD_SCR","Existing",null,null,"00 Exist Coal Steam_DryFGD_SCR","Coal Steam","Coal",null,"00 Exist Coal Steam_DryFGD_SCR","Existing","---","Existing","---","---","---","---","---","Existing","Existing",null,null,null,"UnitId","UnitId","RPE_UnitId",null,null,null,null,"CO2 Emissions Summer Thousand Tons","RPE_CO2EmissionsSummerThousandTons",5]
[null,"MAP_WAUE",null,null,"00 Exist Coal Steam_DryFGD_SNCR","Fossil",null,"00 Exist Coal Steam_DryFGD_SNCR","Existing",null,null,"00 Exist Coal Steam_DryFGD_SNCR","Coal Steam","Coal",null,"00 Exist Coal Steam_DryFGD_SNCR","Existing","---","---","Existing","---","---","---","---","Existing","Existing",null,null,null,"State","State","RPE_State",null,null,null,null,"CO2 Emissions Total Thousand Tons","RPE_CO2EmissionsTotalThousandTons",6]
[null,"MIS_IA",null,null,"00 Exist Coal Steam_DryFGD","Fossil",null,"00 Exist Coal Steam_DryFGD","Existing",null,null,"00 Exist Coal Steam_DryFGD","Coal Steam","Coal",null,"00 Exist Coal Steam_DryFGD","Existing","---","---","---","---","---","---","---","None","Existing",null,null,null,"Unit Long Name","UnitLongName","RPE_UnitLongName",null,null,null,null,"NOX Emissions Summer Thousand Tons","RPE_NOXEmissionsSummerThousandTons",7]
[null,"MIS_IL",null,null,"00 Exist Oil/Gas Steam_SNCR","Fossil",null,"00 Exist Oil/Gas Steam_SNCR","Existing",null,null,"00 Exist Oil/Gas Steam_SNCR","O/G Steam","O/G Steam",null,"00 Exist Oil/Gas Steam_SNCR","---","---","---","Existing","---","---","---","---","Existing","None",null,null,null,"Prior Stage","PriorStage","RPE_PriorStage",null,null,null,null,"NOX Emissions Total Thousand Tons","RPE_NOXEmissionsTotalThousandTons",8]
[null,"MIS_INKY",null,null,"00 Exist FBC_Uncontrolled","Fossil",null,"00 Exist FBC_Uncontrolled","Existing",null,null,"00 Exist FBC_Uncontrolled","Coal Steam","Coal",null,"00 Exist FBC_Uncontrolled","---","---","---","---","---","---","---","---","None","None",null,null,null,"Base Unit","BaseUnit","RPE_BaseUnit",null,null,null,null,"SO2 Emissions Summer Thousand Tons","RPE_SO2EmissionsSummerThousandTons",9]
[null,"MIS_LMI",null,null,"00 Exist FBC_SNCR","Fossil",null,"00 Exist FBC_SNCR","Existing",null,null,"00 Exist FBC_SNCR","Coal Steam","Coal",null,"00 Exist FBC_SNCR","---","---","---","Existing","---","---","---","---","Existing","None",null,null,null,"Fuel Name","FuelName","RPE_FuelName",null,null,null,null,"SO2 Emissions Total Thousand Tons","RPE_SO2EmissionsTotalThousandTons",10]
[null,"MIS_MAPP",null,null,"00 Exist Oil/Gas Steam","Fossil",null,"00 Exist Oil/Gas Steam","Existing",null,null,"00 Exist Oil/Gas Steam","O/G Steam","O/G Steam",null,"00 Exist Oil/Gas Steam","---","---","---","---","---","---","---","---","None","None",null,null,null,"Fuel Type","FuelType","RPE_FuelType",null,null,null,null,"Dispatchable Capacity MW","RPE_DispatchableCapacityMW",11]
[null,"MIS_MIDA",null,null,"00 Exist Oil/Gas Steam_SCR","Fossil",null,"00 Exist Oil/Gas Steam_SCR","Existing",null,null,"00 Exist Oil/Gas Steam_SCR","O/G Steam","O/G Steam",null,"00 Exist Oil/Gas Steam_SCR","---","---","Existing","---","---","---","---","---","Existing","None",null,null,null,"Fuel Supply Region Group","FuelSupplyRegionGroup","RPE_FuelSupplyRegionGroup"]
[null,"MIS_MNWI",null,null,"00 Exist Coal Steam_WetFGD_SCR_ACI","Fossil",null,"00 Exist Coal Steam_WetFGD_SCR_ACI","Existing",null,null,"00 Exist Coal Steam_WetFGD_SCR_ACI","Coal Steam","Coal",null,"00 Exist Coal Steam_WetFGD_SCR_ACI","Existing","---","Existing","---","Existing","---","---","---","Existing","Existing",null,null,null,"ASH Content lbs/MMBtu","ASHContentlbsMMBtu","RPE_ASHContentlbsMMBtu"]
[null,"MIS_MO",null,null,"00 Exist Coal Steam_WetFGD_SNCR_ACI","Fossil",null,"00 Exist Coal Steam_WetFGD_SNCR_ACI","Existing",null,null,"00 Exist Coal Steam_WetFGD_SNCR_ACI","Coal Steam","Coal",null,"00 Exist Coal Steam_WetFGD_SNCR_ACI","Existing","---","---","Existing","Existing","---","---","---","Existing","Existing",null,null,null,"CO2 Content lbs/MMBtu","CO2ContentlbsMMBtu","RPE_CO2ContentlbsMMBtu"]
[null,"MIS_WUMS",null,null,"00 Exist Coal Steam_WetFGD_ACI","Fossil",null,"00 Exist Coal Steam_WetFGD_ACI","Existing",null,null,"00 Exist Coal Steam_WetFGD_ACI","Coal Steam","Coal",null,"00 Exist Coal Steam_WetFGD_ACI","Existing","---","---","---","Existing","---","---","---","None","Existing",null,null,null,"HCL Content lbs/MMBtu","HCLContentlbsMMBtu","RPE_HCLContentlbsMMBtu"]
[null,"NENG_CT",null,null,"00 Exist Coal Steam_DryFGD_SCR_ACI","Fossil",null,"00 Exist Coal Steam_DryFGD_SCR_ACI","Existing",null,null,"00 Exist Coal Steam_DryFGD_SCR_ACI","Coal Steam","Coal",null,"00 Exist Coal Steam_DryFGD_SCR_ACI","Existing","---","Existing","---","Existing","---","---","---","Existing","Existing",null,null,null,"MER Content lbs/MMBtu","MERContentlbsMMBtu","RPE_MERContentlbsMMBtu"]
[null,"NENG_ME",null,null,"00 Exist Coal Steam_DryFGD_SNCR_ACI","Fossil",null,"00 Exist Coal Steam_DryFGD_SNCR_ACI","Existing",null,null,"00 Exist Coal Steam_DryFGD_SNCR_ACI","Coal Steam","Coal",null,"00 Exist Coal Steam_DryFGD_SNCR_ACI","Existing","---","---","Existing","Existing","---","---","---","Existing","Existing",null,null,null,"SO2 Content lbs/MMBtu","SO2ContentlbsMMBtu","RPE_SO2ContentlbsMMBtu"]
[null,"NENGREST",null,null,"00 Exist Coal Steam_DryFGD_ACI","Fossil",null,"00 Exist Coal Steam_DryFGD_ACI","Existing",null,null,"00 Exist Coal Steam_DryFGD_ACI","Coal Steam","Coal",null,"00 Exist Coal Steam_DryFGD_ACI","Existing","---","---","---","Existing","---","---","---","None","Existing",null,null,null,"Fuel Consumption Winter TBtu","FuelConsumptionWinterTBtu","RPE_FuelConsumptionWinterTBtu"]
[null,"NY_Z_A&B",null,null,"00 Exist Coal Steam_SCR_ACI","Fossil",null,"00 Exist Coal Steam_SCR_ACI","Existing",null,null,"00 Exist Coal Steam_SCR_ACI","Coal Steam","Coal",null,"00 Exist Coal Steam_SCR_ACI","---","---","Existing","---","Existing","---","---","---","Existing","None",null,null,null,"Fuel Consumption Summer TBtu","FuelConsumptionSummerTBtu","RPE_FuelConsumptionSummerTBtu"]
[null,"NY_Z_C&E",null,null,"00 Exist Coal Steam_SNCR_ACI","Fossil",null,"00 Exist Coal Steam_SNCR_ACI","Existing",null,null,"00 Exist Coal Steam_SNCR_ACI","Coal Steam","Coal",null,"00 Exist Coal Steam_SNCR_ACI","---","---","---","Existing","Existing","---","---","---","Existing","None",null,null,null,"Fuel Consumption Total TBtu","FuelConsumptionTotalTBtu","RPE_FuelConsumptionTotalTBtu"]
[null,"NY_Z_D",null,null,"00 Exist Coal Steam_ACI","Fossil",null,"00 Exist Coal Steam_ACI","Existing",null,null,"00 Exist Coal Steam_ACI","Coal Steam","Coal",null,"00 Exist Coal Steam_ACI","---","---","---","---","Existing","---","---","---","None","None",null,null,null,"Generation Winter GWh","GenerationWinterGWh","RPE_GenerationWinterGWh"]
[null,"NY_Z_F",null,null,"00 Exist FBC_SNCR_ACI","Fossil",null,"00 Exist FBC_SNCR_ACI","Existing",null,null,"00 Exist FBC_SNCR_ACI","Coal Steam","Coal",null,"00 Exist FBC_SNCR_ACI","---","---","---","Existing","Existing","---","---","---","Existing","None",null,null,null,"Generation Summer GWh","GenerationSummerGWh","RPE_GenerationSummerGWh"]
[null,"NY_Z_G-I",null,null,"00 Exist IGCC","Fossil",null,"00 Exist IGCC","Existing",null,null,"00 Exist IGCC","IGCC","Coal",null,"00 Exist IGCC","---","---","---","---","---","---","---","---","None","None",null,null,null,"Generation Total GWh","GenerationTotalGWh","RPE_GenerationTotalGWh"]
[null,"NY_Z_J",null,null,"00 Exist Fuel Cell","Non-Fossil",null,"00 Exist Fuel Cell","Existing",null,null,"00 Exist Fuel Cell","Fuel Cell","Other",null,"00 Exist Fuel Cell","---","---","---","---","---","---","---","---","None","None",null,null,null,"ASH Emissions Winter Thousand Tons","ASHEmissionsWinterThousandTons","RPE_ASHEmissionsWinterThousandTons"]
[null,"NY_Z_K",null,null,"00 Exist Fossil_Other","Fossil",null,"00 Exist Fossil_Other","Existing",null,null,"00 Exist Fossil_Other","Fossil Other","Other",null,"00 Exist Fossil_Other","---","---","---","---","---","---","---","---","None","None",null,null,null,"ASH Emissions Summer Thousand Tons","ASHEmissionsSummerThousandTons","RPE_ASHEmissionsSummerThousandTons"]
[null,"PJM_AP",null,null,"00 Exist Geothermal","Non-Fossil",null,"00 Exist Geothermal","Existing",null,null,"00 Exist Geothermal","Geothermal","Renewable",null,"00 Exist Geothermal","---","---","---","---","---","---","---","---","None","None",null,null,null,"ASH Emissions Total Thousand Tons","ASHEmissionsTotalThousandTons","RPE_ASHEmissionsTotalThousandTons"]
[null,"PJM_ATSI",null,null,"00 Exist Hydro","Non-Fossil",null,"00 Exist Hydro","Existing",null,null,"00 Exist Hydro","Hydro","Renewable",null,"00 Exist Hydro","---","---","---","---","---","---","---","---","None","None",null,null,null,"CO2 Emissions Winter Thousand Tons","CO2EmissionsWinterThousandTons","RPE_CO2EmissionsWinterThousandTons"]
[null,"PJM_COMD",null,null,"00 Exist FBC_DryFGD_SNCR","Fossil",null,"00 Exist FBC_DryFGD_SNCR","Existing",null,null,"00 Exist FBC_DryFGD_SNCR","Coal Steam","Coal",null,"00 Exist FBC_DryFGD_SNCR","Existing","---","---","Existing","---","---","---","---","Existing","Existing",null,null,null,"CO2 Emissions Summer Thousand Tons","CO2EmissionsSummerThousandTons","RPE_CO2EmissionsSummerThousandTons"]
[null,"PJM_Dom",null,null,"00 Exist Landfill Gas","Non-Fossil",null,"00 Exist Landfill Gas","Existing",null,null,"00 Exist Landfill Gas","Landfill Gas","Other",null,"00 Exist Landfill Gas","---","---","---","---","---","---","---","---","None","None",null,null,null,"CO2 Emissions Total Thousand Tons","CO2EmissionsTotalThousandTons","RPE_CO2EmissionsTotalThousandTons"]
[null,"PJM_EMAC",null,null,"00 Exist Coal Steam_SNCR","Fossil",null,"00 Exist Coal Steam_SNCR","Existing",null,null,"00 Exist Coal Steam_SNCR","Coal Steam","Coal",null,"00 Exist Coal Steam_SNCR","---","---","---","Existing","---","---","---","---","Existing","None",null,null,null,"HCL Emissions Winter Thousand Tons","HCLEmissionsWinterThousandTons","RPE_HCLEmissionsWinterThousandTons"]
[null,"PJM_PENE",null,null,"00 Exist Pump Storage","Non-Fossil",null,"00 Exist Pump Storage","Existing",null,null,"00 Exist Pump Storage","Pumped Storage","Storage",null,"00 Exist Pump Storage","---","---","---","---","---","---","---","---","None","None",null,null,null,"HCL Emissions Summer Thousand Tons","HCLEmissionsSummerThousandTons","RPE_HCLEmissionsSummerThousandTons"]
[null,"PJM_SMAC",null,null,"00 Exist Solar PV","Non-Fossil",null,"00 Exist Solar PV","Existing",null,null,"00 Exist Solar PV","Solar PV","Renewable",null,"00 Exist Solar PV","---","---","---","---","---","---","---","---","None","None",null,null,null,"HCL Emissions Total Thousand Tons","HCLEmissionsTotalThousandTons","RPE_HCLEmissionsTotalThousandTons"]
[null,"PJM_West",null,null,"00 Exist Solar Thermal","Non-Fossil",null,"00 Exist Solar Thermal","Existing",null,null,"00 Exist Solar Thermal","Solar Thermal","Renewable",null,"00 Exist Solar Thermal","---","---","---","---","---","---","---","---","None","None",null,null,null,"MER Emissions Winter lbs","MEREmissionsWinterlbs","RPE_MEREmissionsWinterlbs"]
[null,"PJM_WMAC",null,null,"00 Exist Wind","Non-Fossil",null,"00 Exist Wind","Existing",null,null,"00 Exist Wind","Wind","Renewable",null,"00 Exist Wind","---","---","---","---","---","---","---","---","None","None",null,null,null,"MER Emissions Summer lbs","MEREmissionsSummerlbs","RPE_MEREmissionsSummerlbs"]
[null,"S_C_KY",null,null,"00 International Imports","Non-Fossil",null,"00 International Imports","Existing",null,null,"00 International Imports","International Imports","Other",null,"00 International Imports","---","---","---","---","---","---","---","---","None","None",null,null,null,"MER Emissions Total lbs","MEREmissionsTotallbs","RPE_MEREmissionsTotallbs"]
[null,"S_C_TVA",null,null,"00 Exist FBC_DryFGD_SNCR_ACI","Fossil",null,"00 Exist FBC_DryFGD_SNCR_ACI","Existing",null,null,"00 Exist FBC_DryFGD_SNCR_ACI","Coal Steam","Coal",null,"00 Exist FBC_DryFGD_SNCR_ACI","Existing","---","---","Existing","Existing","---","---","---","Existing","Existing",null,null,null,"NOX Emissions Winter Thousand Tons","NOXEmissionsWinterThousandTons","RPE_NOXEmissionsWinterThousandTons"]
[null,"S_D_AMSO",null,null,"00 Exist Coal Steam_ACI_DSI","Fossil",null,"00 Exist Coal Steam_ACI_DSI","Existing",null,null,"00 Exist Coal Steam_ACI_DSI","Coal Steam","Coal",null,"00 Exist Coal Steam_ACI_DSI","---","Existing","---","---","Existing","---","---","---","None","Existing",null,null,null,"NOX Emissions Summer Thousand Tons","NOXEmissionsSummerThousandTons","RPE_NOXEmissionsSummerThousandTons"]
[null,"S_D_N_AR",null,null,"00 Exist Non Fossil_Other","Non-Fossil",null,"00 Exist Non Fossil_Other","Existing",null,null,"00 Exist Non Fossil_Other","Non-Fossil Other","Other",null,"00 Exist Non Fossil_Other","---","---","---","---","---","---","---","---","None","None",null,null,null,"NOX Emissions Total Thousand Tons","NOXEmissionsTotalThousandTons","RPE_NOXEmissionsTotalThousandTons"]
[null,"S_D_REST",null,null,"00 Exist Nuclear","Non-Fossil",null,"00 Exist Nuclear","Existing",null,null,"00 Exist Nuclear","Nuclear","Nuclear",null,"00 Exist Nuclear","---","---","---","---","---","---","---","---","None","None",null,null,null,"SO2 Emissions Winter Thousand Tons","SO2EmissionsWinterThousandTons","RPE_SO2EmissionsWinterThousandTons"]
[null,"S_D_WOTA",null,null,"00 Exist Coal Steam_WetFGD","Fossil",null,"00 Exist Coal Steam_WetFGD","Existing",null,null,"00 Exist Coal Steam_WetFGD","Coal Steam","Coal",null,"00 Exist Coal Steam_WetFGD","Existing","---","---","---","---","---","---","---","None","Existing",null,null,null,"SO2 Emissions Summer Thousand Tons","SO2EmissionsSummerThousandTons","RPE_SO2EmissionsSummerThousandTons"]
[null,"S_SOU",null,null,"00 Exist Coal Steam_WetFGD_SCR_DSI","Fossil",null,"00 Exist Coal Steam_WetFGD_SCR_DSI","Existing",null,null,"00 Exist Coal Steam_WetFGD_SCR_DSI","Coal Steam","Coal",null,"00 Exist Coal Steam_WetFGD_SCR_DSI","Existing","Existing","Existing","---","---","---","---","---","Existing","Existing",null,null,null,"SO2 Emissions Total Thousand Tons","SO2EmissionsTotalThousandTons","RPE_SO2EmissionsTotalThousandTons"]
[null,"S_VACA",null,null,"00 Exist Coal Steam_WetFGD_SCR_ACI_DSI","Fossil",null,"00 Exist Coal Steam_WetFGD_SCR_ACI_DSI","Existing",null,null,"00 Exist Coal Steam_WetFGD_SCR_ACI_DSI","Coal Steam","Coal",null,"00 Exist Coal Steam_WetFGD_SCR_ACI_DSI","Existing","Existing","Existing","---","Existing","---","---","---","Existing","Existing",null,null,null,"Mode Summer","ModeSummer","RPE_ModeSummer"]
[null,"SPP_KIAM",null,null,"00 Exist Coal Steam_WetFGD_ACI_DSI","Fossil",null,"00 Exist Coal Steam_WetFGD_ACI_DSI","Existing",null,null,"00 Exist Coal Steam_WetFGD_ACI_DSI","Coal Steam","Coal",null,"00 Exist Coal Steam_WetFGD_ACI_DSI","Existing","Existing","---","---","Existing","---","---","---","None","Existing",null,null,null,"Average Capacity MW","AverageCapacityMW","RPE_AverageCapacityMW"]
[null,"SPP_N",null,null,"00 Exist Coal Steam_DryFGD_SCR_ACI_DSI","Fossil",null,"00 Exist Coal Steam_DryFGD_SCR_ACI_DSI","Existing",null,null,"00 Exist Coal Steam_DryFGD_SCR_ACI_DSI","Coal Steam","Coal",null,"00 Exist Coal Steam_DryFGD_SCR_ACI_DSI","Existing","Existing","Existing","---","Existing","---","---","---","Existing","Existing",null,null,null,"Dispatchable Capacity MW","DispatchableCapacityMW","RPE_DispatchableCapacityMW"]
[null,"SPP_NEBR",null,null,"00 Exist Coal Steam_WetFGD_SNCR_ACI_DSI","Fossil",null,"00 Exist Coal Steam_WetFGD_SNCR_ACI_DSI","Existing",null,null,"00 Exist Coal Steam_WetFGD_SNCR_ACI_DSI","Coal Steam","Coal",null,"00 Exist Coal Steam_WetFGD_SNCR_ACI_DSI","Existing","Existing","---","Existing","Existing","---","---","---","Existing","Existing",null,null,null,"Capacity Reporting Type","CapacityReportingType","RPE_CapacityReportingType"]
[null,"SPP_SE",null,null,"00 Exist Coal Steam_WetFGD_SCR","Fossil",null,"00 Exist Coal Steam_WetFGD_SCR","Existing",null,null,"00 Exist Coal Steam_WetFGD_SCR","Coal Steam","Coal",null,"00 Exist Coal Steam_WetFGD_SCR","Existing","---","Existing","---","---","---","---","---","Existing","Existing",null,null,null,"FOM $/kW-year","FOMkWyear","RPE_FOMkWyear"]
[null,"SPP_SPS",null,null,"00 Exist Coal Steam_WetFGD_SNCR","Fossil",null,"00 Exist Coal Steam_WetFGD_SNCR","Existing",null,null,"00 Exist Coal Steam_WetFGD_SNCR","Coal Steam","Coal",null,"00 Exist Coal Steam_WetFGD_SNCR","Existing","---","---","Existing","---","---","---","---","Existing","Existing",null,null,null,"VOM $/MWh","VOMMWh","RPE_VOMMWh"]
[null,"SPP_WEST",null,null,"00 Ret.ACI","Fossil",null,"00 Ret.ACI","Existing",null,null,"00 Ret.ACI","Coal Steam","Coal",null,"00 Ret.ACI","---","---","---","---","New","---","---","---","None","None",null,null,null,"Fuel $/MMBtu","FuelMMBtu","RPE_FuelMMBtu"]
[null,"WEC_CALN",null,null,"00 Ret.ACI & SCR & DSI","Fossil",null,"00 Ret.ACI & SCR & DSI","Existing",null,null,"00 Ret.ACI & SCR & DSI","Coal Steam","Coal",null,"00 Ret.ACI & SCR & DSI","---","New","New","---","New","---","---","---","New","New",null,null,null,"Capital Cost $/kw-year","CapitalCostkwyear","RPE_CapitalCostkwyear"]
[null,"WEC_LADW",null,null,"00 Ret.ACI & DSI","Fossil",null,"00 Ret.ACI & DSI","Existing",null,null,"00 Ret.ACI & DSI","Coal Steam","Coal",null,"00 Ret.ACI & DSI","---","New","---","---","New","---","---","---","None","New",null,null,null,"Transportation and Storage Costs $/MWh","TransportationandStorageCostsMWh","RPE_TransportationandStorageCostsMWh"]
[null,"WEC_SDGE",null,null,"00 Ret.ACI & DryFGD","Fossil",null,"00 Ret.ACI & DryFGD","Existing",null,null,"00 Ret.ACI & DryFGD","Coal Steam","Coal",null,"00 Ret.ACI & DryFGD","New","---","---","---","New","---","---","---","None","New",null,null,null,"Fossil or Non-Fossil","FossilorNonFossil","RPE_FossilorNonFossil"]
[null,"WECC_AZ",null,null,"00 Ret.C2G","Fossil",null,"00 Ret.C2G","Existing",null,null,"00 Ret.C2G","O/G Steam","O/G Steam",null,"00 Ret.C2G","---","---","---","---","---","New","---","---","None","None",null,null,null,"Fossil >25 MW","Fossil25MW","RPE_Fossil25MW"]
[null,"WECC_CO",null,null,"00 Ret.SCR & DryFGD & ACI","Fossil",null,"00 Ret.SCR & DryFGD & ACI","Existing",null,null,"00 Ret.SCR & DryFGD & ACI","Coal Steam","Coal",null,"00 Ret.SCR & DryFGD & ACI","New","---","New","---","New","---","---","---","New","New",null,null,null,"Existing or New Unit","ExistingorNewUnit","RPE_ExistingorNewUnit"]
[null,"WECC_ID",null,null,"00 Ret.ACI & WetFGD","Fossil",null,"00 Ret.ACI & WetFGD","Existing",null,null,"00 Ret.ACI & WetFGD","Coal Steam","Coal",null,"00 Ret.ACI & WetFGD","New","---","---","---","New","---","---","---","None","New",null,null,null,"Plant Type","PlantType","RPE_PlantType"]
[null,"WECC_IID",null,null,"00 Ret.ExistSCR_DryFGD & ACI","Fossil",null,"00 Ret.ExistSCR_DryFGD & ACI","Existing",null,null,"00 Ret.ExistSCR_DryFGD & ACI","Coal Steam","Coal",null,"00 Ret.ExistSCR_DryFGD & ACI","Existing","---","Existing","---","New","---","---","---","Existing","Existing",null,null,null,"Plant Category","PlantCategory","RPE_PlantCategory"]
[null,"WECC_MT",null,null,"00 Ret.ExistSNCR_DryFGD & ACI","Fossil",null,"00 Ret.ExistSNCR_DryFGD & ACI","Existing",null,null,"00 Ret.ExistSNCR_DryFGD & ACI","Coal Steam","Coal",null,"00 Ret.ExistSNCR_DryFGD & ACI","Existing","---","---","Existing","New","---","---","---","Existing","Existing",null,null,null,"FGD","FGD","RPE_FGD"]
[null,"WECC_NM",null,null,"00 Ret.ExistDryFGD & ACI","Fossil",null,"00 Ret.ExistDryFGD & ACI","Existing",null,null,"00 Ret.ExistDryFGD & ACI","Coal Steam","Coal",null,"00 Ret.ExistDryFGD & ACI","Existing","---","---","---","New","---","---","---","None","Existing",null,null,null,"DSI","DSI","RPE_DSI"]
[null,"WECC_NNV",null,null,"00 Ret.ExistDryFGD & ACI & SCR","Fossil",null,"00 Ret.ExistDryFGD & ACI & SCR","Existing",null,null,"00 Ret.ExistDryFGD & ACI & SCR","Coal Steam","Coal",null,"00 Ret.ExistDryFGD & ACI & SCR","Existing","---","New","---","New","---","---","---","New","Existing",null,null,null,"SCR","SCR","RPE_SCR"]
[null,"WECC_PNW",null,null,"00 Ret.FB & ACI","Fossil",null,"00 Ret.FB & ACI","Existing",null,null,"00 Ret.FB & ACI","Coal Steam","Coal",null,"00 Ret.FB & ACI","---","---","---","---","New","---","---","---","None","None",null,null,null,"SNCR","SNCR","RPE_SNCR"]
[null,"WECC_SCE",null,null,"00 Ret.FB SNCR & DryFGD & ACI","Fossil",null,"00 Ret.FB SNCR & DryFGD & ACI","Existing",null,null,"00 Ret.FB SNCR & DryFGD & ACI","Coal Steam","Coal",null,"00 Ret.FB SNCR & DryFGD & ACI","New","---","---","Existing","New","---","---","---","Existing","New",null,null,null,"ACI","ACI","RPE_ACI"]
[null,"WECC_SF",null,null,"00 Ret.FB-ExistSNCR & ACI","Fossil",null,"00 Ret.FB-ExistSNCR & ACI","Existing",null,null,"00 Ret.FB-ExistSNCR & ACI","Coal Steam","Coal",null,"00 Ret.FB-ExistSNCR & ACI","---","---","---","Existing","New","---","---","---","Existing","None",null,null,null,"C2G","C2G","RPE_C2G"]
[null,"WECC_SNV",null,null,"00 Ret.ExistWetFGD_ACI & SCR","Fossil",null,"00 Ret.ExistWetFGD_ACI & SCR","Existing",null,null,"00 Ret.ExistWetFGD_ACI & SCR","Coal Steam","Coal",null,"00 Ret.ExistWetFGD_ACI & SCR","Existing","---","New","---","Existing","---","---","---","New","Existing",null,null,null,"Any NOx Post Combustion","AnyNOxPostCombustion","RPE_AnyNOxPostCombustion"]
[null,"WECC_UT",null,null,"00 Ret.ExistDryFGD_ACI & SCR","Fossil",null,"00 Ret.ExistDryFGD_ACI & SCR","Existing",null,null,"00 Ret.ExistDryFGD_ACI & SCR","Coal Steam","Coal",null,"00 Ret.ExistDryFGD_ACI & SCR","Existing","---","New","---","Existing","---","---","---","New","Existing",null,null,null,"Any SO2 Post Combustion","AnySO2PostCombustion","RPE_AnySO2PostCombustion"]
[null,"WECC_WY",null,null,"00 Ret.ExistSCR_ACI & DryFGD","Fossil",null,"00 Ret.ExistSCR_ACI & DryFGD","Existing",null,null,"00 Ret.ExistSCR_ACI & DryFGD","Coal Steam","Coal",null,"00 Ret.ExistSCR_ACI & DryFGD","New","---","Existing","---","Existing","---","---","---","Existing","New",null,null,null,"Both Nox and SO2 Controls","BothNoxandSO2Controls","RPE_BothNoxandSO2Controls"]
[null,null,null,null,"00 Ret.ExistACI & DSI","Fossil",null,"00 Ret.ExistACI & DSI","Existing",null,null,"00 Ret.ExistACI & DSI","Coal Steam","Coal",null,"00 Ret.ExistACI & DSI","---","New","---","---","Existing","---","---","---","None","New"]
[null,null,null,null,"00 Ret.ExistACI & WetFGD","Fossil",null,"00 Ret.ExistACI & WetFGD",{"$f":"IFERROR(IF(SEARCH(\"new\",H70)>0,\"New\",\"ERROR\"),\"Existing\")","v":"Existing"},null,null,"00 Ret.ExistACI & WetFGD","Coal Steam","Coal",null,"00 Ret.ExistACI & WetFGD","New","---","---","---","Existing","---","---","---",{"$f":"IF(OR(S70<>\"---\",T70<>\"---\"),IF(OR(S70=\"New\",T70=\"New\"),\"New\",\"Existing\"),\"None\")","v":"None"},{"$f":"IF(OR(Q70<>\"---\",R70<>\"---\"),IF(OR(Q70=\"New\",R70=\"New\"),\"New\",\"Existing\"),\"None\")","v":"New"}]
[null,null,null,null,"00 Ret.ExistACI & DryFGD","Fossil",null,"00 Ret.ExistACI & DryFGD","Existing",null,null,"00 Ret.ExistACI & DryFGD","Coal Steam","Coal",null,"00 Ret.ExistACI & DryFGD","New","---","---","---","Existing","---","---","---","None","New"]
[null,null,null,null,"00 Ret.FB-Exist ACI & SNCR","Fossil",null,"00 Ret.FB-Exist ACI & SNCR","Existing",null,null,"00 Ret.FB-Exist ACI & SNCR","Coal Steam","Coal",null,"00 Ret.FB-Exist ACI & SNCR","---","---","---","New","Existing","---","---","---","New","None"]
[null,null,null,null,"00 Ret.ExistSCR & ACI","Fossil",null,"00 Ret.ExistSCR & ACI","Existing",null,null,"00 Ret.ExistSCR & ACI","Coal Steam","Coal",null,"00 Ret.ExistSCR & ACI","---","---","Existing","---","New","---","---","---","Existing","None"]
[null,null,null,null,"00 Ret.ExistSCR & ACI & DryFGD","Fossil",null,"00 Ret.ExistSCR & ACI & DryFGD","Existing",null,null,"00 Ret.ExistSCR & ACI & DryFGD","Coal Steam","Coal",null,"00 Ret.ExistSCR & ACI & DryFGD","New","---","Existing","---","New","---","---","---","Existing","New"]
[null,null,null,null,"00 Ret.ExistSCR & ACI & WetFGD","Fossil",null,"00 Ret.ExistSCR & ACI & WetFGD","Existing",null,null,"00 Ret.ExistSCR & ACI & WetFGD","Coal Steam","Coal",null,"00 Ret.ExistSCR & ACI & WetFGD","New","---","Existing","---","New","---","---","---","Existing","New"]
[null,null,null,null,"00 Ret.ExistSNCR & ACI","Fossil",null,"00 Ret.ExistSNCR & ACI","Existing",null,null,"00 Ret.ExistSNCR & ACI","Coal Steam","Coal",null,"00 Ret.ExistSNCR & ACI","---","---","---","Existing","New","---","---","---","Existing","None"]
[null,null,null,null,"00 Ret.ExistSNCR & WetFGD","Fossil",null,"00 Ret.ExistSNCR & WetFGD","Existing",null,null,"00 Ret.ExistSNCR & WetFGD","Coal Steam","Coal",null,"00 Ret.ExistSNCR & WetFGD","New","---","---","Existing","---","---","---","---","Existing","New"]
[null,null,null,null,"00 Ret.SCR & WetFGD","Fossil",null,"00 Ret.SCR & WetFGD","Existing",null,null,"00 Ret.SCR & WetFGD","Coal Steam","Coal",null,"00 Ret.SCR & WetFGD","New","---","New","---","---","---","---","---","New","New"]
[null,null,null,null,"00 Ret.ExistSNCR & ACI & WetFGD","Fossil",null,"00 Ret.ExistSNCR & ACI & WetFGD","Existing",null,null,"00 Ret.ExistSNCR & ACI & WetFGD","Coal Steam","Coal",null,"00 Ret.ExistSNCR & ACI & WetFGD","New","---","---","Existing","New","---","---","---","Existing","New"]
[null,null,null,null,"00 Ret.ExistACI_DSI & WetFGD","Fossil",null,"00 Ret.ExistACI_DSI & WetFGD","Existing",null,null,"00 Ret.ExistACI_DSI & WetFGD","Coal Steam","Coal",null,"00 Ret.ExistACI_DSI & WetFGD","New","Existing","---","---","Existing","---","---","---","None","New"]
[null,null,null,null,"00 Ret.ExistACI_DSI & SCR","Fossil",null,"00 Ret.ExistACI_DSI & SCR","Existing",null,null,"00 Ret.ExistACI_DSI & SCR","Coal Steam","Coal",null,"00 Ret.ExistACI_DSI & SCR","---","Existing","New","---","Existing","---","---","---","New","Existing"]
[null,null,null,null,"00 Ret.ExistWetFGD & ACI","Fossil",null,"00 Ret.ExistWetFGD & ACI","Existing",null,null,"00 Ret.ExistWetFGD & ACI","Coal Steam","Coal",null,"00 Ret.ExistWetFGD & ACI","Existing","---","---","---","New","---","---","---","None","Existing"]
[null,null,null,null,"00 Ret.ExistWetFGD & ACI & SCR","Fossil",null,"00 Ret.ExistWetFGD & ACI & SCR","Existing",null,null,"00 Ret.ExistWetFGD & ACI & SCR","Coal Steam","Coal",null,"00 Ret.ExistWetFGD & ACI & SCR","Existing","---","New","---","New","---","---","---","New","Existing"]
[null,null,null,null,"00 Ret.ExistWetFGD & SCR","Fossil",null,"00 Ret.ExistWetFGD & SCR","Existing",null,null,"00 Ret.ExistWetFGD & SCR","Coal Steam","Coal",null,"00 Ret.ExistWetFGD & SCR","Existing","---","New","---","---","---","---","---","New","Existing"]
[null,null,null,null,"00 Ret.ExistSCR_WetFGD & ACI","Fossil",null,"00 Ret.ExistSCR_WetFGD & ACI","Existing",null,null,"00 Ret.ExistSCR_WetFGD & ACI","Coal Steam","Coal",null,"00 Ret.ExistSCR_WetFGD & ACI","Existing","---","Existing","---","New","---","---","---","Existing","Existing"]
[null,null,null,null,"00 Ret.ExistSNCR_WetFGD & ACI","Fossil",null,"00 Ret.ExistSNCR_WetFGD & ACI","Existing",null,null,"00 Ret.ExistSNCR_WetFGD & ACI","Coal Steam","Coal",null,"00 Ret.ExistSNCR_WetFGD & ACI","Existing","---","---","Existing","New","---","---","---","Existing","Existing"]
[null,null,null,null,"00 Ret.ACI & DSI & DryFGD","Fossil",null,"00 Ret.ACI & DSI & DryFGD","Existing",null,null,"00 Ret.ACI & DSI & DryFGD","Coal Steam","Coal",null,"00 Ret.ACI & DSI & DryFGD","New","New","---","---","New","---","---","---","None","New"]
[null,null,null,null,"00 Ret.SCR & DryFGD","Fossil",null,"00 Ret.SCR & DryFGD","Existing",null,null,"00 Ret.SCR & DryFGD","Coal Steam","Coal",null,"00 Ret.SCR & DryFGD","New","---","New","---","---","---","---","---","New","New"]
[null,null,null,null,"00 Ret.SCR & DSI & DryFGD","Fossil",null,"00 Ret.SCR & DSI & DryFGD","Existing",null,null,"00 Ret.SCR & DSI & DryFGD","Coal Steam","Coal",null,"00 Ret.SCR & DSI & DryFGD","New","New","New","---","---","---","---","---","New","New"]
[null,null,null,null,"00 Ret.DSI & DryFGD","Fossil",null,"00 Ret.DSI & DryFGD","Existing",null,null,"00 Ret.DSI & DryFGD","Coal Steam","Coal",null,"00 Ret.DSI & DryFGD","New","New","---","---","---","---","---","---","None","New"]
[null,null,null,null,"00 Ret.C2G & SCR","Fossil",null,"00 Ret.C2G & SCR","Existing",null,null,"00 Ret.C2G & SCR","O/G Steam","O/G Steam",null,"00 Ret.C2G & SCR","---","---","New","---","---","New","---","---","New","None"]
[null,null,null,null,"00 Ret.ExistSNCR & ACI & DSI","Fossil",null,"00 Ret.ExistSNCR & ACI & DSI","Existing",null,null,"00 Ret.ExistSNCR & ACI & DSI","Coal Steam","Coal",null,"00 Ret.ExistSNCR & ACI & DSI","---","New","---","Existing","New","---","---","---","Existing","New"]
[null,null,null,null,"00 New Onshore Wind","Non-Fossil",null,"00 New Onshore Wind","New",null,null,"00 New Onshore Wind","Wind","Renewable",null,"00 New Onshore Wind","---","---","---","---","---","---","---","---","None","None"]
[null,null,null,null,"00 New Solar PV","Non-Fossil",null,"00 New Solar PV","New",null,null,"00 New Solar PV","Solar PV","Renewable",null,"00 New Solar PV","---","---","---","---","---","---","---","---","None","None"]
[null,null,null,null,"00 New Combined Cycle","Fossil",null,"00 New Combined Cycle","New",null,null,"00 New Combined Cycle","Combined Cycle","Combined Cycle",null,"00 New Combined Cycle","---","---","---","---","---","---","---","---","None","None"]
[null,null,null,null,"00 New Combustion Turbine","Fossil",null,"00 New Combustion Turbine","New",null,null,"00 New Combustion Turbine","Combustion Turbine","Combustion Turbine",null,"00 New Combustion Turbine","---","---","---","---","---","---","---","---","None","None"]
[null,null,null,null,"00 New Landfill Gas","Non-Fossil",null,"00 New Landfill Gas","New",null,null,"00 New Landfill Gas","Landfill Gas","Other",null,"00 New Landfill Gas","---","---","---","---","---","---","---","---","None","None"]
[null,null,null,null,"00 New Fuel Cell","Non-Fossil",null,"00 New Fuel Cell","New",null,null,"00 New Fuel Cell","Fuel Cell","Other",null,"00 New Fuel Cell","---","---","---","---","---","---","---","---","None","None"]
[null,null,null,null,"00 New Biomass","Non-Fossil",null,"00 New Biomass","New",null,null,"00 New Biomass","Biomass","Renewable",null,"00 New Biomass","---","---","---","---","---","---","---","---","None","None"]
[null,null,null,null,"00 New Offshore Wind","Non-Fossil",null,"00 New Offshore Wind","New",null,null,"00 New Offshore Wind","Offshore Wind","Renewable",null,"00 New Offshore Wind","---","---","---","---","---","---","---","---","None","None"]
[null,null,null,null,"00 New Geothermal","Non-Fossil",null,"00 New Geothermal","New",null,null,"00 New Geothermal","Geothermal","Renewable",null,"00 New Geothermal","---","---","---","---","---","---","---","---","None","None"]
[null,null,null,null,"00 New Solar Thermal","Non-Fossil",null,"00 New Solar Thermal","New",null,null,"00 New Solar Thermal","Solar Thermal","Renewable",null,"00 New Solar Thermal","---","---","---","---","---","---","---","---","None","None"]
[null,null,null,null,"00 New Hydro","Non-Fossil",null,"00 New Hydro","New",null,null,"00 New Hydro","Hydro","Renewable",null,"00 New Hydro","---","---","---","---","---","---","---","---","None","None"]
[null,null,null,null,"00 Exist FBC_WetFGD_SNCR_ACI","Fossil",null,"00 Exist FBC_WetFGD_SNCR_ACI","Existing",null,null,"00 Exist FBC_WetFGD_SNCR_ACI","Coal Steam","Coal",null,"00 Exist FBC_WetFGD_SNCR_ACI","Existing","---","---","Existing","Existing","---","---","---","Existing","Existing"]
[null,null,null,null,"00 Ret.FB-ExistDryFGD_SNCR & ACI","Fossil",null,"00 Ret.FB-ExistDryFGD_SNCR & ACI","Existing",null,null,"00 Ret.FB-ExistDryFGD_SNCR & ACI","Coal Steam","Coal",null,"00 Ret.FB-ExistDryFGD_SNCR & ACI","Existing","---","---","Existing","New","---","---","---","Existing","Existing"]
[null,null,null,null,"00 Ret.ExistACI_DSI & SCR & WetFGD","Fossil",null,"00 Ret.ExistACI_DSI & SCR & WetFGD","Existing",null,null,"00 Ret.ExistACI_DSI & SCR & WetFGD","Coal Steam","Coal",null,"00 Ret.ExistACI_DSI & SCR & WetFGD","New","Existing","New","---","Existing","---","---","---","New","New"]
[null,null,null,null,"00 Exist FBC_DryFGD","Fossil",null,"00 Exist FBC_DryFGD","Existing",null,null,"00 Exist FBC_DryFGD","Coal Steam","Coal",null,"00 Exist FBC_DryFGD","Existing","---","---","---","---","---","---","---","None","Existing"]
[null,null,null,null,"00 Exist FBC_ACI","Fossil",null,"00 Exist FBC_ACI","Existing",null,null,"00 Exist FBC_ACI","Coal Steam","Coal",null,"00 Exist FBC_ACI","---","---","---","---","Existing","---","---","---","None","None"]
[null,null,null,null,"00 Ret.DSI","Fossil",null,"00 Ret.DSI","Existing",null,null,"00 Ret.DSI","Coal Steam","Coal",null,"00 Ret.DSI","---","New","---","---","---","---","---","---","None","New"]
[null,null,null,null,"00 Ret.Oil/Gas Steam SCR","Fossil",null,"00 Ret.Oil/Gas Steam SCR","Existing",null,null,"00 Ret.Oil/Gas Steam SCR","O/G Steam","O/G Steam",null,"00 Ret.Oil/Gas Steam SCR","---","---","New","---","---","---","---","---","New","None"]
[null,null,null,null,"00 Ret.ExistSCR_ACI & DSI","Fossil",null,"00 Ret.ExistSCR_ACI & DSI","Existing",null,null,"00 Ret.ExistSCR_ACI & DSI","Coal Steam","Coal",null,"00 Ret.ExistSCR_ACI & DSI","---","New","Existing","---","Existing","---","---","---","Existing","New"]
[null,null,null,null,"00 Ret.ExistSNCR_ACI & DSI","Fossil",null,"00 Ret.ExistSNCR_ACI & DSI","Existing",null,null,"00 Ret.ExistSNCR_ACI & DSI","Coal Steam","Coal",null,"00 Ret.ExistSNCR_ACI & DSI","---","New","---","Existing","Existing","---","---","---","Existing","New"]
[null,null,null,null,"00 Ret.ExistSNCR_ACI & DryFGD","Fossil",null,"00 Ret.ExistSNCR_ACI & DryFGD","Existing",null,null,"00 Ret.ExistSNCR_ACI & DryFGD","Coal Steam","Coal",null,"00 Ret.ExistSNCR_ACI & DryFGD","New","---","---","Existing","Existing","---","---","---","Existing","New"]
[null,null,null,null,"00 Ret.ExistSCR & ACI & DSI","Fossil",null,"00 Ret.ExistSCR & ACI & DSI","Existing",null,null,"00 Ret.ExistSCR & ACI & DSI","Coal Steam","Coal",null,"00 Ret.ExistSCR & ACI & DSI","---","New","Existing","---","New","---","---","---","Existing","New"]
[null,null,null,null,"00 Ret.ExistSCR & WetFGD","Fossil",null,"00 Ret.ExistSCR & WetFGD","Existing",null,null,"00 Ret.ExistSCR & WetFGD","Coal Steam","Coal",null,"00 Ret.ExistSCR & WetFGD","New","---","Existing","---","---","---","---","---","Existing","New"]
[null,null,null,null,"00 Ret.SCR","Fossil",null,"00 Ret.SCR","Existing",null,null,"00 Ret.SCR","Coal Steam","Coal",null,"00 Ret.SCR","---","---","New","---","---","---","---","---","New","None"]
[null,null,null,null,"00 Ret.ExistDSI & ACI","Fossil",null,"00 Ret.ExistDSI & ACI","Existing",null,null,"00 Ret.ExistDSI & ACI","Coal Steam","Coal",null,"00 Ret.ExistDSI & ACI","---","Existing","---","---","New","---","---","---","None","Existing"]
[null,null,null,null,"00 Ret.ExistACI_DSI & DryFGD","Fossil",null,"00 Ret.ExistACI_DSI & DryFGD","Existing",null,null,"00 Ret.ExistACI_DSI & DryFGD","Coal Steam","Coal",null,"00 Ret.ExistACI_DSI & DryFGD","New","---","---","---","Existing","---","---","---","None","New"]
[null,null,null,null,"00 Ret.DryFGD","Fossil",null,"00 Ret.DryFGD","Existing",null,null,"00 Ret.DryFGD","Coal Steam","Coal",null,"00 Ret.DryFGD","New","---","---","---","---","---","---","---","None","New"]
[null,null,null,null,"00 Ret.WetFGD","Fossil",null,"00 Ret.WetFGD","Existing",null,null,"00 Ret.WetFGD","Coal Steam","Coal",null,"00 Ret.WetFGD","New","---","---","---","---","---","---","---","None","New"]
[null,null,null,null,"00 Ret.ExistDryFGD & SCR","Fossil",null,"00 Ret.ExistDryFGD & SCR","Existing",null,null,"00 Ret.ExistDryFGD & SCR","Coal Steam","Coal",null,"00 Ret.ExistDryFGD & SCR","Existing","---","New","---","---","---","---","---","New","Existing"]
[null,null,null,null,"00 Ret.ExistSNCR_ACI & WetFGD","Fossil",null,"00 Ret.ExistSNCR_ACI & WetFGD","Existing",null,null,"00 Ret.ExistSNCR_ACI & WetFGD","Coal Steam","Coal",null,"00 Ret.ExistSNCR_ACI & WetFGD","New","---","---","Existing","Existing","---","---","---","Existing","New"]
[null,null,null,null,"00 Ret.FB-SNCR","Fossil",null,"00 Ret.FB-SNCR","Existing",null,null,"00 Ret.FB-SNCR","Coal Steam","Coal",null,"00 Ret.FB-SNCR","---","---","---","New","---","---","---","---","New","None"]
[null,null,null,null,"00 Ret.FB-ACI & SNCR","Fossil",null,"00 Ret.FB-ACI & SNCR","Existing",null,null,"00 Ret.FB-ACI & SNCR","Coal Steam","Coal",null,"00 Ret.FB-ACI & SNCR","---","---","---","New","New","---","---","---","New","None"]
[null,null,null,null,"00 New Combined Cycle with Carbon Capture","Fossil",null,"00 New Combined Cycle with Carbon Capture","New",null,null,"00 New Combined Cycle with Carbon Capture","NGCC w/CCS","NGCC w/CCS",null,"00 New Combined Cycle with Carbon Capture","---","---","---","---","---","---","---","---",{"$f":"IF(OR(S125<>\"---\",T125<>\"---\"),IF(OR(S125=\"New\",T125=\"New\"),\"New\",\"Existing\"),\"None\")","v":"None"},{"$f":"IF(OR(Q125<>\"---\",R125<>\"---\"),IF(OR(Q125=\"New\",R125=\"New\"),\"New\",\"Existing\"),\"None\")","v":"None"}]
[null,null,null,null,"00 New Nuclear","Non-Fossil",null,"00 New Nuclear","New",null,null,"00 New Nuclear","Nuclear","Nuclear",null,"00 New Nuclear","---","---","---","---","---","---","---","---","None","None"]
[null,null,null,null,"00 New Ultrasupercritical Coal with 30% CCS","Fossil",null,"00 New Ultrasupercritical Coal with 30% CCS","New",null,null,"00 New Ultrasupercritical Coal with 30% CCS","Coal 30% CCS","Coal w/CCS",null,"00 New Ultrasupercritical Coal with 30% CCS","---","---","---","---","---","---","---","New","None","None"]
[null,null,null,null,"00 New Ultrasupercritical Coal with 90% CCS","Fossil",null,"00 New Ultrasupercritical Coal with 90% CCS","New",null,null,"00 New Ultrasupercritical Coal with 90% CCS","Coal 90% CCS","Coal w/CCS",null,"00 New Ultrasupercritical Coal with 90% CCS","---","---","---","---","---","---","---","New","None","None"]
[null,null,null,null,"00 Exist Coal Steam_DryFGD_ACI_DSI","Fossil",null,"00 Exist Coal Steam_DryFGD_ACI_DSI","Existing",null,null,"00 Exist Coal Steam_DryFGD_ACI_DSI","Coal Steam","Coal",null,"00 Exist Coal Steam_DryFGD_ACI_DSI","Existing","Existing","---","---","Existing","---","---","---","None","Existing"]
[null,null,null,null,"00 Exist Coal Steam_DryFGD_SCR_DSI","Fossil",null,"00 Exist Coal Steam_DryFGD_SCR_DSI","Existing",null,null,"00 Exist Coal Steam_DryFGD_SCR_DSI","Coal Steam","Coal",null,"00 Exist Coal Steam_DryFGD_SCR_DSI","Existing","Existing","Existing","---","---","---","---","---","Existing","Existing"]
[null,null,null,null,"00 Exist Coal Steam_DryFGD_SNCR_ACI_DSI","Fossil",null,"00 Exist Coal Steam_DryFGD_SNCR_ACI_DSI","Existing",null,null,"00 Exist Coal Steam_DryFGD_SNCR_ACI_DSI","Coal Steam","Coal",null,"00 Exist Coal Steam_DryFGD_SNCR_ACI_DSI","Existing","Existing","---","Existing","Existing","---","---","---","Existing","Existing"]
[null,null,null,null,"00 Exist Coal Steam_DSI","Fossil",null,"00 Exist Coal Steam_DSI","Existing",null,null,"00 Exist Coal Steam_DSI","Coal Steam","Coal",null,"00 Exist Coal Steam_DSI","---","Existing","---","---","---","---","---","---","None","Existing"]
[null,null,null,null,"00 Exist Coal Steam_SCR_ACI_DSI","Fossil",null,"00 Exist Coal Steam_SCR_ACI_DSI","Existing",null,null,"00 Exist Coal Steam_SCR_ACI_DSI","Coal Steam","Coal",null,"00 Exist Coal Steam_SCR_ACI_DSI","---","Existing","Existing","---","Existing","---","---","---","Existing","Existing"]
[null,null,null,null,"00 Exist Coal Steam_SNCR_ACI_DSI","Fossil",null,"00 Exist Coal Steam_SNCR_ACI_DSI","Existing",null,null,"00 Exist Coal Steam_SNCR_ACI_DSI","Coal Steam","Coal",null,"00 Exist Coal Steam_SNCR_ACI_DSI","---","Existing","---","Existing","Existing","---","---","---","Existing","Existing"]
[null,null,null,null,"00 Exist Coal Steam_WetFGD_DSI","Fossil",null,"00 Exist Coal Steam_WetFGD_DSI","Existing",null,null,"00 Exist Coal Steam_WetFGD_DSI","Coal Steam","Coal",null,"00 Exist Coal Steam_WetFGD_DSI","Existing","Existing","---","---","---","---","---","---","None","Existing"]
[null,null,null,null,"00 Exist FBC_WetFGD_SNCR","Fossil",null,"00 Exist FBC_WetFGD_SNCR","Existing",null,null,"00 Exist FBC_WetFGD_SNCR","Coal Steam","Coal",null,"00 Exist FBC_WetFGD_SNCR","Existing","---","---","Existing","---","---","---","---","Existing","Existing"]
[null,null,null,null,"00 Exist FBC_WetFGD_DSI","Fossil",null,"00 Exist FBC_WetFGD_DSI","Existing",null,null,"00 Exist FBC_WetFGD_DSI","Coal Steam","Coal",null,"00 Exist FBC_WetFGD_DSI","Existing","Existing","---","---","---","---","---","---","None","Existing"]
[null,null,null,null,"00 Exist FBC_ACI_DSI","Fossil",null,"00 Exist FBC_ACI_DSI","Existing",null,null,"00 Exist FBC_ACI_DSI","Coal Steam","Coal",null,"00 Exist FBC_ACI_DSI","---","Existing","---","---","Existing","---","---","---","None","Existing"]
[null,null,null,null,"00 Exist FBC_DryFGD_ACI","Fossil",null,"00 Exist FBC_DryFGD_ACI","Existing",null,null,"00 Exist FBC_DryFGD_ACI","Coal Steam","Coal",null,"00 Exist FBC_DryFGD_ACI","Existing","---","---","---","Existing","---","---","---","None","Existing"]
[null,null,null,null,"00 Exist FBC_DryFGD_DSI","Fossil",null,"00 Exist FBC_DryFGD_DSI","Existing",null,null,"00 Exist FBC_DryFGD_DSI","Coal Steam","Coal",null,"00 Exist FBC_DryFGD_DSI","Existing","Existing","---","---","---","---","---","---","None","Existing"]
[null,null,null,null,"00 Exist FBC_DryFGD_SNCR_ACI_DSI","Fossil",null,"00 Exist FBC_DryFGD_SNCR_ACI_DSI","Existing",null,null,"00 Exist FBC_DryFGD_SNCR_ACI_DSI","Coal Steam","Coal",null,"00 Exist FBC_DryFGD_SNCR_ACI_DSI","Existing","Existing","---","Existing","Existing","---","---","---","Existing","Existing"]
[null,null,null,null,"00 Exist FBC_DryFGD_SNCR_DSI","Fossil",null,"00 Exist FBC_DryFGD_SNCR_DSI","Existing",null,null,"00 Exist FBC_DryFGD_SNCR_DSI","Coal Steam","Coal",null,"00 Exist FBC_DryFGD_SNCR_DSI","Existing","Existing","---","Existing","---","---","---","---","Existing","Existing"]
[null,null,null,null,"00 Exist FBC_DSI","Fossil",null,"00 Exist FBC_DSI","Existing",null,null,"00 Exist FBC_DSI","Coal Steam","Coal",null,"00 Exist FBC_DSI","---","Existing","---","---","---","---","---","---","None","Existing"]
[null,null,null,null,"00 Exist FBC_SNCR_ACI_DSI","Fossil",null,"00 Exist FBC_SNCR_ACI_DSI","Existing",null,null,"00 Exist FBC_SNCR_ACI_DSI","Coal Steam","Coal",null,"00 Exist FBC_SNCR_ACI_DSI","---","Existing","---","Existing","Existing","---","---","---","Existing","Existing"]
[null,null,null,null,"00 Exist FBC_SNCR_DSI","Fossil",null,"00 Exist FBC_SNCR_DSI","Existing",null,null,"00 Exist FBC_SNCR_DSI","Coal Steam","Coal",null,"00 Exist FBC_SNCR_DSI","---","Existing","---","Existing","---","---","---","---","Existing","Existing"]
[null,null,null,null,"00 Exist Energy Storage","Non-Fossil",null,"00 Exist Energy Storage","Existing",null,null,"00 Exist Energy Storage","Energy Storage","Storage",null,"00 Exist Energy Storage","---","---","---","---","---","---","---","---","None","None"]
[null,null,null,null,"00 New Battery Storage","Non-Fossil",null,"00 New Battery Storage","New",null,null,"00 New Battery Storage","Energy Storage","Storage",null,"00 New Battery Storage","---","---","---","---","---","---","---","---",{"$f":"IF(OR(S147<>\"---\",T147<>\"---\"),IF(OR(S147=\"New\",T147=\"New\"),\"New\",\"Existing\"),\"None\")","v":"None"},{"$f":"IF(OR(T147<>\"---\",U147<>\"---\"),IF(OR(T147=\"New\",U147=\"New\"),\"New\",\"Existing\"),\"None\")","v":"None"}]
[null,null,null,null,"00 Exist Offshore Wind","Non-Fossil",null,"00 Exist Offshore Wind","Existing",null,null,"00 Exist Offshore Wind","Offshore Wind","Renewable",null,"00 Exist Offshore Wind","---","---","---","---","---","---","---","---","None","None"]
[null,null,null,null,"00 Exist Onshore Wind","Non-Fossil",null,"00 Exist Onshore Wind","Existing",null,null,"00 Exist Onshore Wind","Wind","Renewable",null,"00 Exist Onshore Wind","---","---","---","---","---","---","---","---","None","None"]
[null,null,null,null,"00 Ret.ACI & DryFGD & HRI","Fossil",null,"00 Ret.ACI & DryFGD & HRI","Existing",null,null,"00 Ret.ACI & DryFGD & HRI","Coal Steam","Coal",null,"00 Ret.ACI & DryFGD & HRI","New","---","---","---","New","---","New","---","None","New"]
[null,null,null,null,"00 Ret.ACI & DSI & DryFGD & HRI","Fossil",null,"00 Ret.ACI & DSI & DryFGD & HRI","Existing",null,null,"00 Ret.ACI & DSI & DryFGD & HRI","Coal Steam","Coal",null,"00 Ret.ACI & DSI & DryFGD & HRI","New","New","---","---","New","---","New","---","None","New"]
[null,null,null,null,"00 Ret.ACI & DSI & HRI","Fossil",null,"00 Ret.ACI & DSI & HRI","Existing",null,null,"00 Ret.ACI & DSI & HRI","Coal Steam","Coal",null,"00 Ret.ACI & DSI & HRI","---","New","---","---","New","---","New","---","None","New"]
[null,null,null,null,"00 Ret.ACI & DSI & WetFGD & HRI","Fossil",null,"00 Ret.ACI & DSI & WetFGD & HRI","Existing",null,null,"00 Ret.ACI & DSI & WetFGD & HRI","Coal Steam","Coal",null,"00 Ret.ACI & DSI & WetFGD & HRI","New","New","---","---","New","---","New","---","None","New"]
[null,null,null,null,"00 Ret.ACI & HRI","Fossil",null,"00 Ret.ACI & HRI","Existing",null,null,"00 Ret.ACI & HRI","Coal Steam","Coal",null,"00 Ret.ACI & HRI","---","---","---","---","New","---","New","---","None","None"]
[null,null,null,null,"00 Ret.ACI & SCR","Fossil",null,"00 Ret.ACI & SCR","Existing",null,null,"00 Ret.ACI & SCR","Coal Steam","Coal",null,"00 Ret.ACI & SCR","---","---","New","---","New","---","---","---","New","None"]
[null,null,null,null,"00 Ret.ACI & SCR & DryFGD & HRI","Fossil",null,"00 Ret.ACI & SCR & DryFGD & HRI","Existing",null,null,"00 Ret.ACI & SCR & DryFGD & HRI","Coal Steam","Coal",null,"00 Ret.ACI & SCR & DryFGD & HRI","New","---","New","---","New","---","New","---","New","New"]
[null,null,null,null,"00 Ret.ACI & SCR & DSI & DryFGD","Fossil",null,"00 Ret.ACI & SCR & DSI & DryFGD","Existing",null,null,"00 Ret.ACI & SCR & DSI & DryFGD","Coal Steam","Coal",null,"00 Ret.ACI & SCR & DSI & DryFGD","New","New","New","---","New","---","---","---","New","New"]
[null,null,null,null,"00 Ret.ACI & SCR & DSI & DryFGD & HRI","Fossil",null,"00 Ret.ACI & SCR & DSI & DryFGD & HRI","Existing",null,null,"00 Ret.ACI & SCR & DSI & DryFGD & HRI","Coal Steam","Coal",null,"00 Ret.ACI & SCR & DSI & DryFGD & HRI","New","New","New","---","New","---","New","---","New","New"]
[null,null,null,null,"00 Ret.ACI & SCR & DSI & HRI","Fossil",null,"00 Ret.ACI & SCR & DSI & HRI","Existing",null,null,"00 Ret.ACI & SCR & DSI & HRI","Coal Steam","Coal",null,"00 Ret.ACI & SCR & DSI & HRI","---","New","New","---","New","---","New","---","New","New"]
[null,null,null,null,"00 Ret.ACI & SCR & DSI & WetFGD","Fossil",null,"00 Ret.ACI & SCR & DSI & WetFGD","Existing",null,null,"00 Ret.ACI & SCR & DSI & WetFGD","Coal Steam","Coal",null,"00 Ret.ACI & SCR & DSI & WetFGD","New","New","New","---","New","---","---","---","New","New"]
[null,null,null,null,"00 Ret.ACI & SCR & DSI & WetFGD & HRI","Fossil",null,"00 Ret.ACI & SCR & DSI & WetFGD & HRI","Existing",null,null,"00 Ret.ACI & SCR & DSI & WetFGD & HRI","Coal Steam","Coal",null,"00 Ret.ACI & SCR & DSI & WetFGD & HRI","New","New","New","---","New","---","New","---","New","New"]
[null,null,null,null,"00 Ret.ACI & SCR & HRI","Fossil",null,"00 Ret.ACI & SCR & HRI","Existing",null,null,"00 Ret.ACI & SCR & HRI","Coal Steam","Coal",null,"00 Ret.ACI & SCR & HRI","---","---","New","---","New","---","New","---","New","None"]
[null,null,null,null,"00 Ret.ACI & SCR & WetFGD & HRI","Fossil",null,"00 Ret.ACI & SCR & WetFGD & HRI","Existing",null,null,"00 Ret.ACI & SCR & WetFGD & HRI","Coal Steam","Coal",null,"00 Ret.ACI & SCR & WetFGD & HRI","New","---","New","---","New","---","New","---","New","New"]
[null,null,null,null,"00 Ret.ACI & SNCR","Fossil",null,"00 Ret.ACI & SNCR","Existing",null,null,"00 Ret.ACI & SNCR","Coal Steam","Coal",null,"00 Ret.ACI & SNCR","---","---","---","New","New","---","---","---","New","None"]
[null,null,null,null,"00 Ret.ACI & SNCR & DSI","Fossil",null,"00 Ret.ACI & SNCR & DSI","Existing",null,null,"00 Ret.ACI & SNCR & DSI","Coal Steam","Coal",null,"00 Ret.ACI & SNCR & DSI","---","New","---","New","New","---","---","---","New","New"]
[null,null,null,null,"00 Ret.ACI & SNCR & DSI & DryFGD","Fossil",null,"00 Ret.ACI & SNCR & DSI & DryFGD","Existing",null,null,"00 Ret.ACI & SNCR & DSI & DryFGD","Coal Steam","Coal",null,"00 Ret.ACI & SNCR & DSI & DryFGD","New","New","---","New","New","---","---","---","New","New"]
[null,null,null,null,"00 Ret.ACI & SNCR & DSI & DryFGD & HRI","Fossil",null,"00 Ret.ACI & SNCR & DSI & DryFGD & HRI","Existing",null,null,"00 Ret.ACI & SNCR & DSI & DryFGD & HRI","Coal Steam","Coal",null,"00 Ret.ACI & SNCR & DSI & DryFGD & HRI","New","New","---","New","New","---","New","---","New","New"]
[null,null,null,null,"00 Ret.ACI & SNCR & DSI & HRI","Fossil",null,"00 Ret.ACI & SNCR & DSI & HRI","Existing",null,null,"00 Ret.ACI & SNCR & DSI & HRI","Coal Steam","Coal",null,"00 Ret.ACI & SNCR & DSI & HRI","---","New","---","New","New","---","New","---","New","New"]
[null,null,null,null,"00 Ret.ACI & SNCR & DSI & WetFGD","Fossil",null,"00 Ret.ACI & SNCR & DSI & WetFGD","Existing",null,null,"00 Ret.ACI & SNCR & DSI & WetFGD","Coal Steam","Coal",null,"00 Ret.ACI & SNCR & DSI & WetFGD","New","New","---","New","New","---","---","---","New","New"]
[null,null,null,null,"00 Ret.ACI & SNCR & DSI & WetFGD & HRI","Fossil",null,"00 Ret.ACI & SNCR & DSI & WetFGD & HRI","Existing",null,null,"00 Ret.ACI & SNCR & DSI & WetFGD & HRI","Coal Steam","Coal",null,"00 Ret.ACI & SNCR & DSI & WetFGD & HRI","New","New","---","New","New","---","New","---","New","New"]
[null,null,null,null,"00 Ret.ACI & SNCR & HRI","Fossil",null,"00 Ret.ACI & SNCR & HRI","Existing",null,null,"00 Ret.ACI & SNCR & HRI","Coal Steam","Coal",null,"00 Ret.ACI & SNCR & HRI","---","---","---","New","New","---","New","---","New","None"]
[null,null,null,null,"00 Ret.ACI & WetFGD & DSI","Fossil",null,"00 Ret.ACI & WetFGD & DSI","Existing",null,null,"00 Ret.ACI & WetFGD & DSI","Coal Steam","Coal",null,"00 Ret.ACI & WetFGD & DSI","New","New","---","---","New","---","---","---","None","New"]
[null,null,null,null,"00 Ret.ACI & WetFGD & HRI","Fossil",null,"00 Ret.ACI & WetFGD & HRI","Existing",null,null,"00 Ret.ACI & WetFGD & HRI","Coal Steam","Coal",null,"00 Ret.ACI & WetFGD & HRI","New","---","---","---","New","---","New","---","None","New"]
[null,null,null,null,"00 Ret.CCG","Fossil",null,"00 Ret.CCG","Existing",null,null,"00 Ret.CCG","Coal w/CCS","Coal w/CCS",null,"00 Ret.CCG","---","---","---","---","---","---","---","---","None","None"]
[null,null,null,null,"00 Ret.DryFGD & CCS","Fossil",null,"00 Ret.DryFGD & CCS","Existing",null,null,"00 Ret.DryFGD & CCS","Coal w/CCS","Coal w/CCS",null,"00 Ret.DryFGD & CCS","New","---","---","---","---","---","---","New","None","New"]
[null,null,null,null,"00 Ret.DryFGD & HRI","Fossil",null,"00 Ret.DryFGD & HRI","Existing",null,null,"00 Ret.DryFGD & HRI","Coal Steam","Coal",null,"00 Ret.DryFGD & HRI","New","---","---","---","---","---","New","---","None","New"]
[null,null,null,null,"00 Ret.DSI & DryFGD & HRI","Fossil",null,"00 Ret.DSI & DryFGD & HRI","Existing",null,null,"00 Ret.DSI & DryFGD & HRI","Coal Steam","Coal",null,"00 Ret.DSI & DryFGD & HRI","New","New","---","---","---","---","New","---","None","New"]
[null,null,null,null,"00 Ret.DSI & HRI","Fossil",null,"00 Ret.DSI & HRI","Existing",null,null,"00 Ret.DSI & HRI","Coal Steam","Coal",null,"00 Ret.DSI & HRI","---","New","---","---","---","---","New","---","None","New"]
[null,null,null,null,"00 Ret.DSI & WetFGD","Fossil",null,"00 Ret.DSI & WetFGD","Existing",null,null,"00 Ret.DSI & WetFGD","Coal Steam","Coal",null,"00 Ret.DSI & WetFGD","New","New","---","---","---","---","---","---","None","New"]
[null,null,null,null,"00 Ret.DSI & WetFGD & HRI","Fossil",null,"00 Ret.DSI & WetFGD & HRI","Existing",null,null,"00 Ret.DSI & WetFGD & HRI","Coal Steam","Coal",null,"00 Ret.DSI & WetFGD & HRI","New","New","---","---","---","---","New","---","None","New"]
[null,null,null,null,"00 Ret.ExistACI & DryFGD & CCS","Fossil",null,"00 Ret.ExistACI & DryFGD & CCS","Existing",null,null,"00 Ret.ExistACI & DryFGD & CCS","Coal w/CCS","Coal w/CCS",null,"00 Ret.ExistACI & DryFGD & CCS","New","---","---","---","Existing","---","---","New","None","New"]
[null,null,null,null,"00 Ret.ExistACI & DryFGD & HRI","Fossil",null,"00 Ret.ExistACI & DryFGD & HRI","Existing",null,null,"00 Ret.ExistACI & DryFGD & HRI","Coal Steam","Coal",null,"00 Ret.ExistACI & DryFGD & HRI","New","---","---","---","Existing","---","New","---","None","New"]
[null,null,null,null,"00 Ret.ExistACI & DryFGD & HRI & CCS","Fossil",null,"00 Ret.ExistACI & DryFGD & HRI & CCS","Existing",null,null,"00 Ret.ExistACI & DryFGD & HRI & CCS","Coal w/CCS","Coal w/CCS",null,"00 Ret.ExistACI & DryFGD & HRI & CCS","New","---","---","---","Existing","---","New","New","None","New"]
[null,null,null,null,"00 Ret.ExistACI & DSI & DryFGD","Fossil",null,"00 Ret.ExistACI & DSI & DryFGD","Existing",null,null,"00 Ret.ExistACI & DSI & DryFGD","Coal Steam","Coal",null,"00 Ret.ExistACI & DSI & DryFGD","New","New","---","---","Existing","---","---","---","None","New"]
[null,null,null,null,"00 Ret.ExistACI & DSI & DryFGD & HRI","Fossil",null,"00 Ret.ExistACI & DSI & DryFGD & HRI","Existing",null,null,"00 Ret.ExistACI & DSI & DryFGD & HRI","Coal Steam","Coal",null,"00 Ret.ExistACI & DSI & DryFGD & HRI","New","New","---","---","Existing","---","New","---","None","New"]
[null,null,null,null,"00 Ret.ExistACI & DSI & HRI","Fossil",null,"00 Ret.ExistACI & DSI & HRI","Existing",null,null,"00 Ret.ExistACI & DSI & HRI","Coal Steam","Coal",null,"00 Ret.ExistACI & DSI & HRI","---","New","---","---","Existing","---","New","---","None","New"]
[null,null,null,null,"00 Ret.ExistACI & DSI & WetFGD","Fossil",null,"00 Ret.ExistACI & DSI & WetFGD","Existing",null,null,"00 Ret.ExistACI & DSI & WetFGD","Coal Steam","Coal",null,"00 Ret.ExistACI & DSI & WetFGD","New","New","---","---","Existing","---","---","---","None","New"]
[null,null,null,null,"00 Ret.ExistACI & DSI & WetFGD & HRI","Fossil",null,"00 Ret.ExistACI & DSI & WetFGD & HRI","Existing",null,null,"00 Ret.ExistACI & DSI & WetFGD & HRI","Coal Steam","Coal",null,"00 Ret.ExistACI & DSI & WetFGD & HRI","New","New","---","---","Existing","---","New","---","None","New"]
[null,null,null,null,"00 Ret.ExistACI & HRI","Fossil",null,"00 Ret.ExistACI & HRI","Existing",null,null,"00 Ret.ExistACI & HRI","Coal Steam","Coal",null,"00 Ret.ExistACI & HRI","---","---","---","---","Existing","---","New","---","None","None"]
[null,null,null,null,"00 Ret.ExistACI & HRI & WetFGD","Fossil",null,"00 Ret.ExistACI & HRI & WetFGD","Existing",null,null,"00 Ret.ExistACI & HRI & WetFGD","Coal Steam","Coal",null,"00 Ret.ExistACI & HRI & WetFGD","New","---","---","---","Existing","---","New","---",{"$f":"IF(OR(S190<>\"---\",T190<>\"---\"),IF(OR(S190=\"New\",T190=\"New\"),\"New\",\"Existing\"),\"None\")","v":"None"},{"$f":"IF(OR(Q190<>\"---\",R190<>\"---\"),IF(OR(Q190=\"New\",R190=\"New\"),\"New\",\"Existing\"),\"None\")","v":"New"}]
[null,null,null,null,"00 Ret.ExistACI & SCR","Fossil",null,"00 Ret.ExistACI & SCR","Existing",null,null,"00 Ret.ExistACI & SCR","Coal Steam","Coal",null,"00 Ret.ExistACI & SCR","---","---","New","---","Existing","---","---","---","New","None"]
[null,null,null,null,"00 Ret.ExistACI & SCR & DryFGD","Fossil",null,"00 Ret.ExistACI & SCR & DryFGD","Existing",null,null,"00 Ret.ExistACI & SCR & DryFGD","Coal Steam","Coal",null,"00 Ret.ExistACI & SCR & DryFGD","New","---","New","---","Existing","---","---","---","New","New"]
[null,null,null,null,"00 Ret.ExistACI & SCR & DryFGD & CCS","Fossil",null,"00 Ret.ExistACI & SCR & DryFGD & CCS","Existing",null,null,"00 Ret.ExistACI & SCR & DryFGD & CCS","Coal w/CCS","Coal w/CCS",null,"00 Ret.ExistACI & SCR & DryFGD & CCS","New","---","New","---","Existing","---","---","New","New","New"]
[null,null,null,null,"00 Ret.ExistACI & SCR & DryFGD & HRI","Fossil",null,"00 Ret.ExistACI & SCR & DryFGD & HRI","Existing",null,null,"00 Ret.ExistACI & SCR & DryFGD & HRI","Coal Steam","Coal",null,"00 Ret.ExistACI & SCR & DryFGD & HRI","New","---","New","---","Existing","---","New","---","New","New"]
[null,null,null,null,"00 Ret.ExistACI & SCR & DryFGD & HRI & CCS","Fossil",null,"00 Ret.ExistACI & SCR & DryFGD & HRI & CCS","Existing",null,null,"00 Ret.ExistACI & SCR & DryFGD & HRI & CCS","Coal w/CCS","Coal w/CCS",null,"00 Ret.ExistACI & SCR & DryFGD & HRI & CCS","New","---","New","---","Existing","---","New","New","New","New"]
[null,null,null,null,"00 Ret.ExistACI & SCR & DSI","Fossil",null,"00 Ret.ExistACI & SCR & DSI","Existing",null,null,"00 Ret.ExistACI & SCR & DSI","Coal Steam","Coal",null,"00 Ret.ExistACI & SCR & DSI","---","New","New","---","Existing","---","---","---","New","New"]
[null,null,null,null,"00 Ret.ExistACI & SCR & DSI & DryFGD","Fossil",null,"00 Ret.ExistACI & SCR & DSI & DryFGD","Existing",null,null,"00 Ret.ExistACI & SCR & DSI & DryFGD","Coal Steam","Coal",null,"00 Ret.ExistACI & SCR & DSI & DryFGD","New","New","New","---","Existing","---","---","---","New","New"]
[null,null,null,null,"00 Ret.ExistACI & SCR & DSI & DryFGD & HRI","Fossil",null,"00 Ret.ExistACI & SCR & DSI & DryFGD & HRI","Existing",null,null,"00 Ret.ExistACI & SCR & DSI & DryFGD & HRI","Coal Steam","Coal",null,"00 Ret.ExistACI & SCR & DSI & DryFGD & HRI","New","New","New","---","Existing","---","New","---","New","New"]
[null,null,null,null,"00 Ret.ExistACI & SCR & DSI & HRI","Fossil",null,"00 Ret.ExistACI & SCR & DSI & HRI","Existing",null,null,"00 Ret.ExistACI & SCR & DSI & HRI","Coal Steam","Coal",null,"00 Ret.ExistACI & SCR & DSI & HRI","---","New","New","---","Existing","---","New","---","New","New"]
[null,null,null,null,"00 Ret.ExistACI & SCR & HRI","Fossil",null,"00 Ret.ExistACI & SCR & HRI","Existing",null,null,"00 Ret.ExistACI & SCR & HRI","Coal Steam","Coal",null,"00 Ret.ExistACI & SCR & HRI","---","---","New","---","Existing","---","New","---","New","None"]
[null,null,null,null,"00 Ret.ExistACI & SCR & WetFGD","Fossil",null,"00 Ret.ExistACI & SCR & WetFGD","Existing",null,null,"00 Ret.ExistACI & SCR & WetFGD","Coal Steam","Coal",null,"00 Ret.ExistACI & SCR & WetFGD","New","---","New","---","Existing","---","---","---","New","New"]
[null,null,null,null,"00 Ret.ExistACI & SCR & WetFGD & CCS","Fossil",null,"00 Ret.ExistACI & SCR & WetFGD & CCS","Existing",null,null,"00 Ret.ExistACI & SCR & WetFGD & CCS","Coal w/CCS","Coal w/CCS",null,"00 Ret.ExistACI & SCR & WetFGD & CCS","New","---","New","---","Existing","---","---","New","New","New"]
[null,null,null,null,"00 Ret.ExistACI & SCR & WetFGD & HRI","Fossil",null,"00 Ret.ExistACI & SCR & WetFGD & HRI","Existing",null,null,"00 Ret.ExistACI & SCR & WetFGD & HRI","Coal Steam","Coal",null,"00 Ret.ExistACI & SCR & WetFGD & HRI","New","---","New","---","Existing","---","New","---","New","New"]
[null,null,null,null,"00 Ret.ExistACI & SCR & WetFGD & HRI & CCS","Fossil",null,"00 Ret.ExistACI & SCR & WetFGD & HRI & CCS","Existing",null,null,"00 Ret.ExistACI & SCR & WetFGD & HRI & CCS","Coal w/CCS","Coal w/CCS",null,"00 Ret.ExistACI & SCR & WetFGD & HRI & CCS","New","---","New","---","Existing","---","New","New","New","New"]
[null,null,null,null,"00 Ret.ExistACI & SNCR","Fossil",null,"00 Ret.ExistACI & SNCR","Existing",null,null,"00 Ret.ExistACI & SNCR","Coal Steam","Coal",null,"00 Ret.ExistACI & SNCR","---","---","---","New","Existing","---","---","---","New","None"]
[null,null,null,null,"00 Ret.ExistACI & SNCR & DryFGD","Fossil",null,"00 Ret.ExistACI & SNCR & DryFGD","Existing",null,null,"00 Ret.ExistACI & SNCR & DryFGD","Coal Steam","Coal",null,"00 Ret.ExistACI & SNCR & DryFGD","New","---","---","New","Existing","---","---","---","New","New"]
[null,null,null,null,"00 Ret.ExistACI & SNCR & DryFGD & CCS","Fossil",null,"00 Ret.ExistACI & SNCR & DryFGD & CCS","Existing",null,null,"00 Ret.ExistACI & SNCR & DryFGD & CCS","Coal w/CCS","Coal w/CCS",null,"00 Ret.ExistACI & SNCR & DryFGD & CCS","New","---","---","New","Existing","---","---","New","New","New"]
[null,null,null,null,"00 Ret.ExistACI & SNCR & DryFGD & HRI","Fossil",null,"00 Ret.ExistACI & SNCR & DryFGD & HRI","Existing",null,null,"00 Ret.ExistACI & SNCR & DryFGD & HRI","Coal Steam","Coal",null,"00 Ret.ExistACI & SNCR & DryFGD & HRI","New","---","---","New","Existing","---","New","---","New","New"]
[null,null,null,null,"00 Ret.ExistACI & SNCR & DryFGD & HRI & CCS","Fossil",null,"00 Ret.ExistACI & SNCR & DryFGD & HRI & CCS","Existing",null,null,"00 Ret.ExistACI & SNCR & DryFGD & HRI & CCS","Coal w/CCS","Coal w/CCS",null,"00 Ret.ExistACI & SNCR & DryFGD & HRI & CCS","New","---","---","New","Existing","---","New","New","New","New"]
[null,null,null,null,"00 Ret.ExistACI & SNCR & DSI","Fossil",null,"00 Ret.ExistACI & SNCR & DSI","Existing",null,null,"00 Ret.ExistACI & SNCR & DSI","Coal Steam","Coal",null,"00 Ret.ExistACI & SNCR & DSI","---","New","---","New","Existing","---","---","---","New","New"]
[null,null,null,null,"00 Ret.ExistACI & SNCR & DSI & HRI","Fossil",null,"00 Ret.ExistACI & SNCR & DSI & HRI","Existing",null,null,"00 Ret.ExistACI & SNCR & DSI & HRI","Coal Steam","Coal",null,"00 Ret.ExistACI & SNCR & DSI & HRI","---","New","---","New","Existing","---","New","---","New","New"]
[null,null,null,null,"00 Ret.ExistACI & SNCR & HRI","Fossil",null,"00 Ret.ExistACI & SNCR & HRI","Existing",null,null,"00 Ret.ExistACI & SNCR & HRI","Coal Steam","Coal",null,"00 Ret.ExistACI & SNCR & HRI","---","---","---","New","Existing","---","New","---","New","None"]
[null,null,null,null,"00 Ret.ExistACI & SNCR & WetFGD","Fossil",null,"00 Ret.ExistACI & SNCR & WetFGD","Existing",null,null,"00 Ret.ExistACI & SNCR & WetFGD","Coal Steam","Coal",null,"00 Ret.ExistACI & SNCR & WetFGD","New","---","---","New","Existing","---","---","---","New","New"]
[null,null,null,null,"00 Ret.ExistACI & SNCR & WetFGD & CCS","Fossil",null,"00 Ret.ExistACI & SNCR & WetFGD & CCS","Existing",null,null,"00 Ret.ExistACI & SNCR & WetFGD & CCS","Coal w/CCS","Coal w/CCS",null,"00 Ret.ExistACI & SNCR & WetFGD & CCS","New","---","---","New","Existing","---","---","New","New","New"]
[null,null,null,null,"00 Ret.ExistACI & SNCR & WetFGD & HRI","Fossil",null,"00 Ret.ExistACI & SNCR & WetFGD & HRI","Existing",null,null,"00 Ret.ExistACI & SNCR & WetFGD & HRI","Coal Steam","Coal",null,"00 Ret.ExistACI & SNCR & WetFGD & HRI","New","---","---","New","Existing","---","New","---","New","New"]
[null,null,null,null,"00 Ret.ExistACI & SNCR & WetFGD & HRI & CCS","Fossil",null,"00 Ret.ExistACI & SNCR & WetFGD & HRI & CCS","Existing",null,null,"00 Ret.ExistACI & SNCR & WetFGD & HRI & CCS","Coal w/CCS","Coal w/CCS",null,"00 Ret.ExistACI & SNCR & WetFGD & HRI & CCS","New","---","---","New","Existing","---","New","New","New","New"]
[null,null,null,null,"00 Ret.ExistACI & WetFGD & CCS","Fossil",null,"00 Ret.ExistACI & WetFGD & CCS","Existing",null,null,"00 Ret.ExistACI & WetFGD & CCS","Coal w/CCS","Coal w/CCS",null,"00 Ret.ExistACI & WetFGD & CCS","New","---","---","---","Existing","---","---","New","None","New"]
[null,null,null,null,"00 Ret.ExistACI & WetFGD & HRI & CCS","Fossil",null,"00 Ret.ExistACI & WetFGD & HRI & CCS","Existing",null,null,"00 Ret.ExistACI & WetFGD & HRI & CCS","Coal w/CCS","Coal w/CCS",null,"00 Ret.ExistACI & WetFGD & HRI & CCS","New","---","---","---","Existing","---","New","New","None","New"]
[null,null,null,null,"00 Ret.ExistACI_DSI & DryFGD & CCS","Fossil",null,"00 Ret.ExistACI_DSI & DryFGD & CCS","Existing",null,null,"00 Ret.ExistACI_DSI & DryFGD & CCS","Coal w/CCS","Coal w/CCS",null,"00 Ret.ExistACI_DSI & DryFGD & CCS","New","Existing","---","---","Existing","---","---","New","None","New"]
[null,null,null,null,"00 Ret.ExistACI_DSI & DryFGD & HRI","Fossil",null,"00 Ret.ExistACI_DSI & DryFGD & HRI","Existing",null,null,"00 Ret.ExistACI_DSI & DryFGD & HRI","Coal Steam","Coal",null,"00 Ret.ExistACI_DSI & DryFGD & HRI","New","Existing","---","---","Existing","---","New","---","None","New"]
[null,null,null,null,"00 Ret.ExistACI_DSI & DryFGD & HRI & CCS","Fossil",null,"00 Ret.ExistACI_DSI & DryFGD & HRI & CCS","Existing",null,null,"00 Ret.ExistACI_DSI & DryFGD & HRI & CCS","Coal w/CCS","Coal w/CCS",null,"00 Ret.ExistACI_DSI & DryFGD & HRI & CCS","New","Existing","---","---","Existing","---","New","New","None","New"]
[null,null,null,null,"00 Ret.ExistACI_DSI & HRI","Fossil",null,"00 Ret.ExistACI_DSI & HRI","Existing",null,null,"00 Ret.ExistACI_DSI & HRI","Coal Steam","Coal",null,"00 Ret.ExistACI_DSI & HRI","---","Existing","---","---","Existing","---","New","---","None","Existing"]
[null,null,null,null,"00 Ret.ExistACI_DSI & SCR & DryFGD","Fossil",null,"00 Ret.ExistACI_DSI & SCR & DryFGD","Existing",null,null,"00 Ret.ExistACI_DSI & SCR & DryFGD","Coal Steam","Coal",null,"00 Ret.ExistACI_DSI & SCR & DryFGD","New","Existing","New","---","Existing","---","---","---","New","New"]
[null,null,null,null,"00 Ret.ExistACI_DSI & SCR & DryFGD & CCS","Fossil",null,"00 Ret.ExistACI_DSI & SCR & DryFGD & CCS","Existing",null,null,"00 Ret.ExistACI_DSI & SCR & DryFGD & CCS","Coal w/CCS","Coal w/CCS",null,"00 Ret.ExistACI_DSI & SCR & DryFGD & CCS","New","Existing","New","---","Existing","---","---","New","New","New"]
[null,null,null,null,"00 Ret.ExistACI_DSI & SCR & DryFGD & HRI","Fossil",null,"00 Ret.ExistACI_DSI & SCR & DryFGD & HRI","Existing",null,null,"00 Ret.ExistACI_DSI & SCR & DryFGD & HRI","Coal Steam","Coal",null,"00 Ret.ExistACI_DSI & SCR & DryFGD & HRI","New","Existing","New","---","Existing","---","New","---","New","New"]
[null,null,null,null,"00 Ret.ExistACI_DSI & SCR & DryFGD & HRI & CCS","Fossil",null,"00 Ret.ExistACI_DSI & SCR & DryFGD & HRI & CCS","Existing",null,null,"00 Ret.ExistACI_DSI & SCR & DryFGD & HRI & CCS","Coal w/CCS","Coal w/CCS",null,"00 Ret.ExistACI_DSI & SCR & DryFGD & HRI & CCS","New","Existing","New","---","Existing","---","New","New","New","New"]
[null,null,null,null,"00 Ret.ExistACI_DSI & SCR & HRI","Fossil",null,"00 Ret.ExistACI_DSI & SCR & HRI","Existing",null,null,"00 Ret.ExistACI_DSI & SCR & HRI","Coal Steam","Coal",null,"00 Ret.ExistACI_DSI & SCR & HRI","---","Existing","New","---","Existing","---","New","---","New","Existing"]
[null,null,null,null,"00 Ret.ExistACI_DSI & SCR & WetFGD & CCS","Fossil",null,"00 Ret.ExistACI_DSI & SCR & WetFGD & CCS","Existing",null,null,"00 Ret.ExistACI_DSI & SCR & WetFGD & CCS","Coal w/CCS","Coal w/CCS",null,"00 Ret.ExistACI_DSI & SCR & WetFGD & CCS","New","Existing","New","---","Existing","---","---","New","New","New"]
[null,null,null,null,"00 Ret.ExistACI_DSI & SCR & WetFGD & HRI","Fossil",null,"00 Ret.ExistACI_DSI & SCR & WetFGD & HRI","Existing",null,null,"00 Ret.ExistACI_DSI & SCR & WetFGD & HRI","Coal Steam","Coal",null,"00 Ret.ExistACI_DSI & SCR & WetFGD & HRI","New","Existing","New","---","Existing","---","New","---","New","New"]
[null,null,null,null,"00 Ret.ExistACI_DSI & SCR & WetFGD & HRI & CCS","Fossil",null,"00 Ret.ExistACI_DSI & SCR & WetFGD & HRI & CCS","Existing",null,null,"00 Ret.ExistACI_DSI & SCR & WetFGD & HRI & CCS","Coal w/CCS","Coal w/CCS",null,"00 Ret.ExistACI_DSI & SCR & WetFGD & HRI & CCS","New","Existing","New","---","Existing","---","New","New","New","New"]
[null,null,null,null,"00 Ret.ExistACI_DSI & SNCR","Fossil",null,"00 Ret.ExistACI_DSI & SNCR","Existing",null,null,"00 Ret.ExistACI_DSI & SNCR","Coal Steam","Coal",null,"00 Ret.ExistACI_DSI & SNCR","---","Existing","---","New","Existing","---","---","---","New","Existing"]
[null,null,null,null,"00 Ret.ExistACI_DSI & SNCR & DryFGD","Fossil",null,"00 Ret.ExistACI_DSI & SNCR & DryFGD","Existing",null,null,"00 Ret.ExistACI_DSI & SNCR & DryFGD","Coal Steam","Coal",null,"00 Ret.ExistACI_DSI & SNCR & DryFGD","New","Existing","---","New","Existing","---","---","---","New","New"]
[null,null,null,null,"00 Ret.ExistACI_DSI & SNCR & DryFGD & HRI & CCS","Fossil",null,"00 Ret.ExistACI_DSI & SNCR & DryFGD & HRI & CCS","Existing",null,null,"00 Ret.ExistACI_DSI & SNCR & DryFGD & HRI & CCS","Coal w/CCS","Coal w/CCS",null,"00 Ret.ExistACI_DSI & SNCR & DryFGD & HRI & CCS","New","Existing","---","New","Existing","---","New","New","New","New"]
[null,null,null,null,"00 Ret.ExistACI_DSI & SNCR & DryFGD & HRI","Fossil",null,"00 Ret.ExistACI_DSI & SNCR & DryFGD & HRI","Existing",null,null,"00 Ret.ExistACI_DSI & SNCR & DryFGD & HRI","Coal Steam","Coal",null,"00 Ret.ExistACI_DSI & SNCR & DryFGD & HRI","New","Existing","---","New","Existing","---","New","---","New","New"]
[null,null,null,null,"00 Ret.ExistACI_DSI & SNCR & WetFGD & HRI & CCS","Fossil",null,"00 Ret.ExistACI_DSI & SNCR & WetFGD & HRI & CCS","Existing",null,null,"00 Ret.ExistACI_DSI & SNCR & WetFGD & HRI & CCS","Coal w/CCS","Coal w/CCS",null,"00 Ret.ExistACI_DSI & SNCR & WetFGD & HRI & CCS","New","Existing","---","New","Existing","---","New","New","New","New"]
[null,null,null,null,"00 Ret.ExistACI_DSI & SNCR & HRI","Fossil",null,"00 Ret.ExistACI_DSI & SNCR & HRI","Existing",null,null,"00 Ret.ExistACI_DSI & SNCR & HRI","Coal Steam","Coal",null,"00 Ret.ExistACI_DSI & SNCR & HRI","---","Existing","---","New","Existing","---","New","---","New","Existing"]
[null,null,null,null,"00 Ret.ExistACI_DSI & SNCR & WetFGD","Fossil",null,"00 Ret.ExistACI_DSI & SNCR & WetFGD","Existing",null,null,"00 Ret.ExistACI_DSI & SNCR & WetFGD","Coal Steam","Coal",null,"00 Ret.ExistACI_DSI & SNCR & WetFGD","New","Existing","---","New","Existing","---","---","---","New","New"]
[null,null,null,null,"00 Ret.ExistACI_DSI & SNCR & WetFGD & HRI","Fossil",null,"00 Ret.ExistACI_DSI & SNCR & WetFGD & HRI","Existing",null,null,"00 Ret.ExistACI_DSI & SNCR & WetFGD & HRI","Coal Steam","Coal",null,"00 Ret.ExistACI_DSI & SNCR & WetFGD & HRI","New","Existing","---","New","Existing","---","New","---","New","New"]
[null,null,null,null,"00 Ret.ExistACI_DSI & WetFGD & CCS","Fossil",null,"00 Ret.ExistACI_DSI & WetFGD & CCS","Existing",null,null,"00 Ret.ExistACI_DSI & WetFGD & CCS","Coal w/CCS","Coal w/CCS",null,"00 Ret.ExistACI_DSI & WetFGD & CCS","New","Existing","---","---","Existing","---","---","New","None","New"]
[null,null,null,null,"00 Ret.ExistACI_DSI & WetFGD & HRI","Fossil",null,"00 Ret.ExistACI_DSI & WetFGD & HRI","Existing",null,null,"00 Ret.ExistACI_DSI & WetFGD & HRI","Coal Steam","Coal",null,"00 Ret.ExistACI_DSI & WetFGD & HRI","New","Existing","---","---","Existing","---","New","---","None","New"]
[null,null,null,null,"00 Ret.ExistACI_DSI & WetFGD & HRI & CCS","Fossil",null,"00 Ret.ExistACI_DSI & WetFGD & HRI & CCS","Existing",null,null,"00 Ret.ExistACI_DSI & WetFGD & HRI & CCS","Coal w/CCS","Coal w/CCS",null,"00 Ret.ExistACI_DSI & WetFGD & HRI & CCS","New","Existing","---","---","Existing","---","New","New","None","New"]
[null,null,null,null,"00 Ret.ExistDryFGD & ACI & CCS","Fossil",null,"00 Ret.ExistDryFGD & ACI & CCS","Existing",null,null,"00 Ret.ExistDryFGD & ACI & CCS","Coal w/CCS","Coal w/CCS",null,"00 Ret.ExistDryFGD & ACI & CCS","Existing","---","---","---","New","---","---","New","None","Existing"]
[null,null,null,null,"00 Ret.ExistDryFGD & ACI & HRI","Fossil",null,"00 Ret.ExistDryFGD & ACI & HRI","Existing",null,null,"00 Ret.ExistDryFGD & ACI & HRI","Coal Steam","Coal",null,"00 Ret.ExistDryFGD & ACI & HRI","Existing","---","---","---","New","---","New","---","None","Existing"]
[null,null,null,null,"00 Ret.ExistDryFGD & ACI & HRI & CCS","Fossil",null,"00 Ret.ExistDryFGD & ACI & HRI & CCS","Existing",null,null,"00 Ret.ExistDryFGD & ACI & HRI & CCS","Coal w/CCS","Coal w/CCS",null,"00 Ret.ExistDryFGD & ACI & HRI & CCS","Existing","---","---","---","New","---","New","New","None","Existing"]
[null,null,null,null,"00 Ret.ExistDryFGD & ACI & SCR & CCS","Fossil",null,"00 Ret.ExistDryFGD & ACI & SCR & CCS","Existing",null,null,"00 Ret.ExistDryFGD & ACI & SCR & CCS","Coal w/CCS","Coal w/CCS",null,"00 Ret.ExistDryFGD & ACI & SCR & CCS","Existing","---","New","---","New","---","---","New","New","Existing"]
[null,null,null,null,"00 Ret.ExistDryFGD & ACI & SCR & HRI","Fossil",null,"00 Ret.ExistDryFGD & ACI & SCR & HRI","Existing",null,null,"00 Ret.ExistDryFGD & ACI & SCR & HRI","Coal Steam","Coal",null,"00 Ret.ExistDryFGD & ACI & SCR & HRI","Existing","---","New","---","New","---","New","---","New","Existing"]
[null,null,null,null,"00 Ret.ExistDryFGD & ACI & SCR & HRI & CCS","Fossil",null,"00 Ret.ExistDryFGD & ACI & SCR & HRI & CCS","Existing",null,null,"00 Ret.ExistDryFGD & ACI & SCR & HRI & CCS","Coal w/CCS","Coal w/CCS",null,"00 Ret.ExistDryFGD & ACI & SCR & HRI & CCS","Existing","---","New","---","New","---","New","New","New","Existing"]
[null,null,null,null,"00 Ret.ExistDryFGD & ACI & SNCR","Fossil",null,"00 Ret.ExistDryFGD & ACI & SNCR","Existing",null,null,"00 Ret.ExistDryFGD & ACI & SNCR","Coal Steam","Coal",null,"00 Ret.ExistDryFGD & ACI & SNCR","Existing","---","---","New","New","---","---","---","New","Existing"]
[null,null,null,null,"00 Ret.ExistDryFGD & ACI & SNCR & HRI","Fossil",null,"00 Ret.ExistDryFGD & ACI & SNCR & HRI","Existing",null,null,"00 Ret.ExistDryFGD & ACI & SNCR & HRI","Coal Steam","Coal",null,"00 Ret.ExistDryFGD & ACI & SNCR & HRI","Existing","---","---","New","New","---","New","---","New","Existing"]
[null,null,null,null,"00 Ret.ExistDryFGD & ACI & SNCR & HRI & CCS","Fossil",null,"00 Ret.ExistDryFGD & ACI & SNCR & HRI & CCS","Existing",null,null,"00 Ret.ExistDryFGD & ACI & SNCR & HRI & CCS","Coal w/CCS","Coal w/CCS",null,"00 Ret.ExistDryFGD & ACI & SNCR & HRI & CCS","Existing","---","---","New","New","---","New","New","New","Existing"]
[null,null,null,null,"00 Ret.ExistDryFGD & CCS","Fossil",null,"00 Ret.ExistDryFGD & CCS","Existing",null,null,"00 Ret.ExistDryFGD & CCS","Coal w/CCS","Coal w/CCS",null,"00 Ret.ExistDryFGD & CCS","Existing","---","---","---","---","---","---","New","None","Existing"]
[null,null,null,null,"00 Ret.ExistDryFGD & HRI","Fossil",null,"00 Ret.ExistDryFGD & HRI","Existing",null,null,"00 Ret.ExistDryFGD & HRI","Coal Steam","Coal",null,"00 Ret.ExistDryFGD & HRI","Existing","---","---","---","---","---","New","---","None","Existing"]
[null,null,null,null,"00 Ret.ExistDryFGD & HRI & CCS","Fossil",null,"00 Ret.ExistDryFGD & HRI & CCS","Existing",null,null,"00 Ret.ExistDryFGD & HRI & CCS","Coal w/CCS","Coal w/CCS",null,"00 Ret.ExistDryFGD & HRI & CCS","Existing","---","---","---","---","---","New","New","None","Existing"]
[null,null,null,null,"00 Ret.ExistDryFGD & SCR & CCS","Fossil",null,"00 Ret.ExistDryFGD & SCR & CCS","Existing",null,null,"00 Ret.ExistDryFGD & SCR & CCS","Coal w/CCS","Coal w/CCS",null,"00 Ret.ExistDryFGD & SCR & CCS","Existing","---","New","---","---","---","---","New",{"$f":"IF(OR(S254<>\"---\",T254<>\"---\"),IF(OR(S254=\"New\",T254=\"New\"),\"New\",\"Existing\"),\"None\")","v":"New"},{"$f":"IF(OR(Q254<>\"---\",R254<>\"---\"),IF(OR(Q254=\"New\",R254=\"New\"),\"New\",\"Existing\"),\"None\")","v":"Existing"}]
[null,null,null,null,"00 Ret.ExistDryFGD & SCR & HRI","Fossil",null,"00 Ret.ExistDryFGD & SCR & HRI","Existing",null,null,"00 Ret.ExistDryFGD & SCR & HRI","Coal Steam","Coal",null,"00 Ret.ExistDryFGD & SCR & HRI","Existing","---","New","---","---","---","New","---","New","Existing"]
[null,null,null,null,"00 Ret.ExistDryFGD & SCR & HRI & CCS","Fossil",null,"00 Ret.ExistDryFGD & SCR & HRI & CCS","Existing",null,null,"00 Ret.ExistDryFGD & SCR & HRI & CCS","Coal w/CCS","Coal w/CCS",null,"00 Ret.ExistDryFGD & SCR & HRI & CCS","Existing","---","New","---","---","---","New","New","New","Existing"]
[null,null,null,null,"00 Ret.ExistDryFGD & SNCR","Fossil",null,"00 Ret.ExistDryFGD & SNCR","Existing",null,null,"00 Ret.ExistDryFGD & SNCR","Coal Steam","Coal",null,"00 Ret.ExistDryFGD & SNCR","Existing","---","---","New","---","---","---","---","New","Existing"]
[null,null,null,null,"00 Ret.ExistDryFGD & SNCR & CCS","Fossil",null,"00 Ret.ExistDryFGD & SNCR & CCS","Existing",null,null,"00 Ret.ExistDryFGD & SNCR & CCS","Coal w/CCS","Coal w/CCS",null,"00 Ret.ExistDryFGD & SNCR & CCS","Existing","---","---","New","---","---","---","New","New","Existing"]
[null,null,null,null,"00 Ret.ExistDryFGD & SNCR & HRI","Fossil",null,"00 Ret.ExistDryFGD & SNCR & HRI","Existing",null,null,"00 Ret.ExistDryFGD & SNCR & HRI","Coal Steam","Coal",null,"00 Ret.ExistDryFGD & SNCR & HRI","Existing","---","---","New","---","---","New","---","New","Existing"]
[null,null,null,null,"00 Ret.ExistDryFGD & SNCR & HRI & CCS","Fossil",null,"00 Ret.ExistDryFGD & SNCR & HRI & CCS","Existing",null,null,"00 Ret.ExistDryFGD & SNCR & HRI & CCS","Coal w/CCS","Coal w/CCS",null,"00 Ret.ExistDryFGD & SNCR & HRI & CCS","Existing","---","---","New","---","---","New","New","New","Existing"]
[null,null,null,null,"00 Ret.ExistDryFGD_ACI & CCS","Fossil",null,"00 Ret.ExistDryFGD_ACI & CCS","Existing",null,null,"00 Ret.ExistDryFGD_ACI & CCS","Coal w/CCS","Coal w/CCS",null,"00 Ret.ExistDryFGD_ACI & CCS","Existing","---","---","---","Existing","---","---","New","None","Existing"]
[null,null,null,null,"00 Ret.ExistDryFGD_ACI & HRI","Fossil",null,"00 Ret.ExistDryFGD_ACI & HRI","Existing",null,null,"00 Ret.ExistDryFGD_ACI & HRI","Coal Steam","Coal",null,"00 Ret.ExistDryFGD_ACI & HRI","Existing","---","---","---","Existing","---","New","---","None","Existing"]
[null,null,null,null,"00 Ret.ExistDryFGD_ACI & HRI & CCS","Fossil",null,"00 Ret.ExistDryFGD_ACI & HRI & CCS","Existing",null,null,"00 Ret.ExistDryFGD_ACI & HRI & CCS","Coal w/CCS","Coal w/CCS",null,"00 Ret.ExistDryFGD_ACI & HRI & CCS","Existing","---","---","---","Existing","---","New","New","None","Existing"]
[null,null,null,null,"00 Ret.ExistDryFGD_ACI & SCR & CCS","Fossil",null,"00 Ret.ExistDryFGD_ACI & SCR & CCS","Existing",null,null,"00 Ret.ExistDryFGD_ACI & SCR & CCS","Coal w/CCS","Coal w/CCS",null,"00 Ret.ExistDryFGD_ACI & SCR & CCS","Existing","---","New","---","Existing","---","---","New","New","Existing"]
[null,null,null,null,"00 Ret.ExistDryFGD_ACI & SCR & HRI","Fossil",null,"00 Ret.ExistDryFGD_ACI & SCR & HRI","Existing",null,null,"00 Ret.ExistDryFGD_ACI & SCR & HRI","Coal Steam","Coal",null,"00 Ret.ExistDryFGD_ACI & SCR & HRI","Existing","---","New","---","Existing","---","New","---","New","Existing"]
[null,null,null,null,"00 Ret.ExistDryFGD_ACI & SCR & HRI & CCS","Fossil",null,"00 Ret.ExistDryFGD_ACI & SCR & HRI & CCS","Existing",null,null,"00 Ret.ExistDryFGD_ACI & SCR & HRI & CCS","Coal w/CCS","Coal w/CCS",null,"00 Ret.ExistDryFGD_ACI & SCR & HRI & CCS","Existing","---","New","---","Existing","---","New","New","New","Existing"]
[null,null,null,null,"00 Ret.ExistDryFGD_ACI & SNCR","Fossil",null,"00 Ret.ExistDryFGD_ACI & SNCR","Existing",null,null,"00 Ret.ExistDryFGD_ACI & SNCR","Coal Steam","Coal",null,"00 Ret.ExistDryFGD_ACI & SNCR","Existing","---","---","New","Existing","---","---","---","New","Existing"]
[null,null,null,null,"00 Ret.ExistDryFGD_ACI & SNCR & CCS","Fossil",null,"00 Ret.ExistDryFGD_ACI & SNCR & CCS","Existing",null,null,"00 Ret.ExistDryFGD_ACI & SNCR & CCS","Coal w/CCS","Coal w/CCS",null,"00 Ret.ExistDryFGD_ACI & SNCR & CCS","Existing","---","---","New","Existing","---","---","New","New","Existing"]
[null,null,null,null,"00 Ret.ExistDryFGD_ACI & SNCR & HRI","Fossil",null,"00 Ret.ExistDryFGD_ACI & SNCR & HRI","Existing",null,null,"00 Ret.ExistDryFGD_ACI & SNCR & HRI","Coal Steam","Coal",null,"00 Ret.ExistDryFGD_ACI & SNCR & HRI","Existing","---","---","New","Existing","---","New","---","New","Existing"]
[null,null,null,null,"00 Ret.ExistDryFGD_ACI & SNCR & HRI & CCS","Fossil",null,"00 Ret.ExistDryFGD_ACI & SNCR & HRI & CCS","Existing",null,null,"00 Ret.ExistDryFGD_ACI & SNCR & HRI & CCS","Coal w/CCS","Coal w/CCS",null,"00 Ret.ExistDryFGD_ACI & SNCR & HRI & CCS","Existing","---","---","New","Existing","---","New","New","New","Existing"]
[null,null,null,null,"00 Ret.ExistDryFGD_ACI_DSI & HRI","Fossil",null,"00 Ret.ExistDryFGD_ACI_DSI & HRI","Existing",null,null,"00 Ret.ExistDryFGD_ACI_DSI & HRI","Coal Steam","Coal",null,"00 Ret.ExistDryFGD_ACI_DSI & HRI","Existing","Existing","---","---","Existing","---","New","---","None","Existing"]
[null,null,null,null,"00 Ret.ExistDryFGD_ACI_DSI & SCR","Fossil",null,"00 Ret.ExistDryFGD_ACI_DSI & SCR","Existing",null,null,"00 Ret.ExistDryFGD_ACI_DSI & SCR","Coal Steam","Coal",null,"00 Ret.ExistDryFGD_ACI_DSI & SCR","Existing","Existing","New","---","Existing","---","---","---","New","Existing"]
[null,null,null,null,"00 Ret.ExistDryFGD_ACI_DSI & SCR & CCS","Fossil",null,"00 Ret.ExistDryFGD_ACI_DSI & SCR & CCS","Existing",null,null,"00 Ret.ExistDryFGD_ACI_DSI & SCR & CCS","Coal w/CCS","Coal w/CCS",null,"00 Ret.ExistDryFGD_ACI_DSI & SCR & CCS","Existing","Existing","New","---","Existing","---","---","New","New","Existing"]
[null,null,null,null,"00 Ret.ExistDryFGD_ACI_DSI & SCR & HRI","Fossil",null,"00 Ret.ExistDryFGD_ACI_DSI & SCR & HRI","Existing",null,null,"00 Ret.ExistDryFGD_ACI_DSI & SCR & HRI","Coal Steam","Coal",null,"00 Ret.ExistDryFGD_ACI_DSI & SCR & HRI","Existing","Existing","New","---","Existing","---","New","---","New","Existing"]
[null,null,null,null,"00 Ret.ExistDryFGD_ACI_DSI & SCR & HRI & CCS","Fossil",null,"00 Ret.ExistDryFGD_ACI_DSI & SCR & HRI & CCS","Existing",null,null,"00 Ret.ExistDryFGD_ACI_DSI & SCR & HRI & CCS","Coal w/CCS","Coal w/CCS",null,"00 Ret.ExistDryFGD_ACI_DSI & SCR & HRI & CCS","Existing","Existing","New","---","Existing","---","New","New","New","Existing"]
[null,null,null,null,"00 Ret.ExistDryFGD_ACI_DSI & SNCR","Fossil",null,"00 Ret.ExistDryFGD_ACI_DSI & SNCR","Existing",null,null,"00 Ret.ExistDryFGD_ACI_DSI & SNCR","Coal Steam","Coal",null,"00 Ret.ExistDryFGD_ACI_DSI & SNCR","Existing","Existing","---","New","Existing","---","---","---","New","Existing"]
[null,null,null,null,"00 Ret.ExistDryFGD_ACI_DSI & SNCR & HRI","Fossil",null,"00 Ret.ExistDryFGD_ACI_DSI & SNCR & HRI","Existing",null,null,"00 Ret.ExistDryFGD_ACI_DSI & SNCR & HRI","Coal Steam","Coal",null,"00 Ret.ExistDryFGD_ACI_DSI & SNCR & HRI","Existing","Existing","---","New","Existing","---","New","---","New","Existing"]
[null,null,null,null,"00 Ret.ExistDryFGD_SCR & ACI & CCS","Fossil",null,"00 Ret.ExistDryFGD_SCR & ACI & CCS","Existing",null,null,"00 Ret.ExistDryFGD_SCR & ACI & CCS","Coal w/CCS","Coal w/CCS",null,"00 Ret.ExistDryFGD_SCR & ACI & CCS","Existing","---","Existing","---","New","---","---","New","Existing","Existing"]
[null,null,null,null,"00 Ret.ExistDryFGD_DSI & HRI","Fossil",null,"00 Ret.ExistDryFGD_DSI & HRI","Existing",null,null,"00 Ret.ExistDryFGD_DSI & HRI","Coal Steam","Coal",null,"00 Ret.ExistDryFGD_DSI & HRI","Existing","Existing","---","---","---","---","New","---","None","Existing"]
[null,null,null,null,"00 Ret.ExistDryFGD_SCR & ACI & HRI","Fossil",null,"00 Ret.ExistDryFGD_SCR & ACI & HRI","Existing",null,null,"00 Ret.ExistDryFGD_SCR & ACI & HRI","Coal Steam","Coal",null,"00 Ret.ExistDryFGD_SCR & ACI & HRI","Existing","---","Existing","---","New","---","New","---","Existing","Existing"]
[null,null,null,null,"00 Ret.ExistDryFGD_SCR & ACI & HRI & CCS","Fossil",null,"00 Ret.ExistDryFGD_SCR & ACI & HRI & CCS","Existing",null,null,"00 Ret.ExistDryFGD_SCR & ACI & HRI & CCS","Coal w/CCS","Coal w/CCS",null,"00 Ret.ExistDryFGD_SCR & ACI & HRI & CCS","Existing","---","Existing","---","New","---","New","New","Existing","Existing"]
[null,null,null,null,"00 Ret.ExistDryFGD_SCR & CCS","Fossil",null,"00 Ret.ExistDryFGD_SCR & CCS","Existing",null,null,"00 Ret.ExistDryFGD_SCR & CCS","Coal w/CCS","Coal w/CCS",null,"00 Ret.ExistDryFGD_SCR & CCS","Existing","---","Existing","---","---","---","---","New","Existing","Existing"]
[null,null,null,null,"00 Ret.ExistDryFGD_SCR_DSI & ACI & HRI","Fossil",null,"00 Ret.ExistDryFGD_SCR_DSI & ACI & HRI","Existing",null,null,"00 Ret.ExistDryFGD_SCR_DSI & ACI & HRI","Coal Steam","Coal",null,"00 Ret.ExistDryFGD_SCR_DSI & ACI & HRI","Existing","Existing","Existing","---","New","---","New","---","Existing","Existing"]
[null,null,null,null,"00 Ret.ExistDryFGD_SNCR_ACI_DSI & CCS","Fossil",null,"00 Ret.ExistDryFGD_SNCR_ACI_DSI & CCS","Existing",null,null,"00 Ret.ExistDryFGD_SNCR_ACI_DSI & CCS","Coal w/CCS","Coal w/CCS",null,"00 Ret.ExistDryFGD_SNCR_ACI_DSI & CCS","Existing","Existing","---","Existing","Existing","---","---","New","Existing","Existing"]
[null,null,null,null,"00 Ret.ExistDryFGD_SNCR_ACI_DSI & HRI","Fossil",null,"00 Ret.ExistDryFGD_SNCR_ACI_DSI & HRI","Existing",null,null,"00 Ret.ExistDryFGD_SNCR_ACI_DSI & HRI","Coal Steam","Coal",null,"00 Ret.ExistDryFGD_SNCR_ACI_DSI & HRI","Existing","Existing","---","Existing","Existing","---","New","---","Existing","Existing"]
[null,null,null,null,"00 Ret.ExistDryFGD_SNCR_ACI_DSI & HRI & CCS","Fossil",null,"00 Ret.ExistDryFGD_SNCR_ACI_DSI & HRI & CCS","Existing",null,null,"00 Ret.ExistDryFGD_SNCR_ACI_DSI & HRI & CCS","Coal w/CCS","Coal w/CCS",null,"00 Ret.ExistDryFGD_SNCR_ACI_DSI & HRI & CCS","Existing","Existing","---","Existing","Existing","---","New","New","Existing","Existing"]
[null,null,null,null,"00 Ret.ExistDSI & ACI & HRI","Fossil",null,"00 Ret.ExistDSI & ACI & HRI","Existing",null,null,"00 Ret.ExistDSI & ACI & HRI","Coal Steam","Coal",null,"00 Ret.ExistDSI & ACI & HRI","---","Existing","---","---","New","---","New","---","None","Existing"]
[null,null,null,null,"00 Ret.ExistDSI & ACI & SCR","Fossil",null,"00 Ret.ExistDSI & ACI & SCR","Existing",null,null,"00 Ret.ExistDSI & ACI & SCR","Coal Steam","Coal",null,"00 Ret.ExistDSI & ACI & SCR","---","Existing","New","---","New","---","---","---","New","Existing"]
[null,null,null,null,"00 Ret.ExistDSI & ACI & SCR & DryFGD & HRI","Fossil",null,"00 Ret.ExistDSI & ACI & SCR & DryFGD & HRI","Existing",null,null,"00 Ret.ExistDSI & ACI & SCR & DryFGD & HRI","Coal Steam","Coal",null,"00 Ret.ExistDSI & ACI & SCR & DryFGD & HRI","New","Existing","New","---","New","---","New","---","New","New"]
[null,null,null,null,"00 Ret.ExistDSI & ACI & SCR & HRI","Fossil",null,"00 Ret.ExistDSI & ACI & SCR & HRI","Existing",null,null,"00 Ret.ExistDSI & ACI & SCR & HRI","Coal Steam","Coal",null,"00 Ret.ExistDSI & ACI & SCR & HRI","---","Existing","New","---","New","---","New","---","New","Existing"]
[null,null,null,null,"00 Ret.ExistDSI & ACI & SCR & WetFGD & HRI","Fossil",null,"00 Ret.ExistDSI & ACI & SCR & WetFGD & HRI","Existing",null,null,"00 Ret.ExistDSI & ACI & SCR & WetFGD & HRI","Coal Steam","Coal",null,"00 Ret.ExistDSI & ACI & SCR & WetFGD & HRI","New","Existing","New","---","New","---","New","---","New","New"]
[null,null,null,null,"00 Ret.ExistDSI & DryFGD","Fossil",null,"00 Ret.ExistDSI & DryFGD","Existing",null,null,"00 Ret.ExistDSI & DryFGD","Coal Steam","Coal",null,"00 Ret.ExistDSI & DryFGD","New","Existing","---","---","---","---","---","---","None","New"]
[null,null,null,null,"00 Ret.ExistDSI & DryFGD & ACI","Fossil",null,"00 Ret.ExistDSI & DryFGD & ACI","Existing",null,null,"00 Ret.ExistDSI & DryFGD & ACI","Coal Steam","Coal",null,"00 Ret.ExistDSI & DryFGD & ACI","New","Existing","---","---","New","---","---","---","None","New"]
[null,null,null,null,"00 Ret.ExistDSI & DryFGD & ACI & HRI","Fossil",null,"00 Ret.ExistDSI & DryFGD & ACI & HRI","Existing",null,null,"00 Ret.ExistDSI & DryFGD & ACI & HRI","Coal Steam","Coal",null,"00 Ret.ExistDSI & DryFGD & ACI & HRI","New","Existing","---","---","New","---","New","---","None","New"]
[null,null,null,null,"00 Ret.ExistDSI & DryFGD & HRI","Fossil",null,"00 Ret.ExistDSI & DryFGD & HRI","Existing",null,null,"00 Ret.ExistDSI & DryFGD & HRI","Coal Steam","Coal",null,"00 Ret.ExistDSI & DryFGD & HRI","New","Existing","---","---","---","---","New","---","None","New"]
[null,null,null,null,"00 Ret.ExistDSI & HRI","Fossil",null,"00 Ret.ExistDSI & HRI","Existing",null,null,"00 Ret.ExistDSI & HRI","Coal Steam","Coal",null,"00 Ret.ExistDSI & HRI","---","Existing","---","---","---","---","New","---","None","Existing"]
[null,null,null,null,"00 Ret.ExistDSI & SCR","Fossil",null,"00 Ret.ExistDSI & SCR","Existing",null,null,"00 Ret.ExistDSI & SCR","Coal Steam","Coal",null,"00 Ret.ExistDSI & SCR","---","Existing","New","---","---","---","---","---","New","Existing"]
[null,null,null,null,"00 Ret.ExistDSI & SCR & DryFGD","Fossil",null,"00 Ret.ExistDSI & SCR & DryFGD","Existing",null,null,"00 Ret.ExistDSI & SCR & DryFGD","Coal Steam","Coal",null,"00 Ret.ExistDSI & SCR & DryFGD","New","Existing","New","---","---","---","---","---","New","New"]
[null,null,null,null,"00 Ret.ExistDSI & SCR & DryFGD & ACI","Fossil",null,"00 Ret.ExistDSI & SCR & DryFGD & ACI","Existing",null,null,"00 Ret.ExistDSI & SCR & DryFGD & ACI","Coal Steam","Coal",null,"00 Ret.ExistDSI & SCR & DryFGD & ACI","New","Existing","New","---","New","---","---","---","New","New"]
[null,null,null,null,"00 Ret.ExistDSI & SCR & DryFGD & HRI","Fossil",null,"00 Ret.ExistDSI & SCR & DryFGD & HRI","Existing",null,null,"00 Ret.ExistDSI & SCR & DryFGD & HRI","Coal Steam","Coal",null,"00 Ret.ExistDSI & SCR & DryFGD & HRI","New","Existing","New","---","---","---","New","---","New","New"]
[null,null,null,null,"00 Ret.ExistDSI & SCR & HRI","Fossil",null,"00 Ret.ExistDSI & SCR & HRI","Existing",null,null,"00 Ret.ExistDSI & SCR & HRI","Coal Steam","Coal",null,"00 Ret.ExistDSI & SCR & HRI","---","Existing","New","---","---","---","New","---","New","Existing"]
[null,null,null,null,"00 Ret.ExistDSI & SCR & WetFGD","Fossil",null,"00 Ret.ExistDSI & SCR & WetFGD","Existing",null,null,"00 Ret.ExistDSI & SCR & WetFGD","Coal Steam","Coal",null,"00 Ret.ExistDSI & SCR & WetFGD","New","Existing","New","---","---","---","---","---","New","New"]
[null,null,null,null,"00 Ret.ExistDSI & SCR & WetFGD & ACI","Fossil",null,"00 Ret.ExistDSI & SCR & WetFGD & ACI","Existing",null,null,"00 Ret.ExistDSI & SCR & WetFGD & ACI","Coal Steam","Coal",null,"00 Ret.ExistDSI & SCR & WetFGD & ACI","New","Existing","New","---","New","---","---","---","New","New"]
[null,null,null,null,"00 Ret.ExistDSI & SCR & WetFGD & HRI","Fossil",null,"00 Ret.ExistDSI & SCR & WetFGD & HRI","Existing",null,null,"00 Ret.ExistDSI & SCR & WetFGD & HRI","Coal Steam","Coal",null,"00 Ret.ExistDSI & SCR & WetFGD & HRI","New","Existing","New","---","---","---","New","---","New","New"]
[null,null,null,null,"00 Ret.ExistDSI & SNCR","Fossil",null,"00 Ret.ExistDSI & SNCR","Existing",null,null,"00 Ret.ExistDSI & SNCR","Coal Steam","Coal",null,"00 Ret.ExistDSI & SNCR","---","Existing","---","New","---","---","---","---","New","Existing"]
[null,null,null,null,"00 Ret.ExistDSI & SNCR & ACI","Fossil",null,"00 Ret.ExistDSI & SNCR & ACI","Existing",null,null,"00 Ret.ExistDSI & SNCR & ACI","Coal Steam","Coal",null,"00 Ret.ExistDSI & SNCR & ACI","---","Existing","---","New","New","---","---","---","New","Existing"]
[null,null,null,null,"00 Ret.ExistDSI & SNCR & ACI & HRI","Fossil",null,"00 Ret.ExistDSI & SNCR & ACI & HRI","Existing",null,null,"00 Ret.ExistDSI & SNCR & ACI & HRI","Coal Steam","Coal",null,"00 Ret.ExistDSI & SNCR & ACI & HRI","---","Existing","---","New","New","---","New","---","New","Existing"]
[null,null,null,null,"00 Ret.ExistDSI & SNCR & DryFGD","Fossil",null,"00 Ret.ExistDSI & SNCR & DryFGD","Existing",null,null,"00 Ret.ExistDSI & SNCR & DryFGD","Coal Steam","Coal",null,"00 Ret.ExistDSI & SNCR & DryFGD","New","Existing","---","New","---","---","---","---","New","New"]
[null,null,null,null,"00 Ret.ExistDSI & SNCR & DryFGD & ACI","Fossil",null,"00 Ret.ExistDSI & SNCR & DryFGD & ACI","Existing",null,null,"00 Ret.ExistDSI & SNCR & DryFGD & ACI","Coal Steam","Coal",null,"00 Ret.ExistDSI & SNCR & DryFGD & ACI","New","Existing","---","New","New","---","---","---","New","New"]
[null,null,null,null,"00 Ret.ExistDSI & SNCR & DryFGD & ACI & HRI","Fossil",null,"00 Ret.ExistDSI & SNCR & DryFGD & ACI & HRI","Existing",null,null,"00 Ret.ExistDSI & SNCR & DryFGD & ACI & HRI","Coal Steam","Coal",null,"00 Ret.ExistDSI & SNCR & DryFGD & ACI & HRI","New","Existing","---","New","New","---","New","---","New","New"]
[null,null,null,null,"00 Ret.ExistDSI & SNCR & DryFGD & HRI","Fossil",null,"00 Ret.ExistDSI & SNCR & DryFGD & HRI","Existing",null,null,"00 Ret.ExistDSI & SNCR & DryFGD & HRI","Coal Steam","Coal",null,"00 Ret.ExistDSI & SNCR & DryFGD & HRI","New","Existing","---","New","---","---","New","---","New","New"]
[null,null,null,null,"00 Ret.ExistDSI & SNCR & HRI","Fossil",null,"00 Ret.ExistDSI & SNCR & HRI","Existing",null,null,"00 Ret.ExistDSI & SNCR & HRI","Coal Steam","Coal",null,"00 Ret.ExistDSI & SNCR & HRI","---","Existing","---","New","---","---","New","---","New","Existing"]
[null,null,null,null,"00 Ret.ExistDSI & SNCR & WetFGD","Fossil",null,"00 Ret.ExistDSI & SNCR & WetFGD","Existing",null,null,"00 Ret.ExistDSI & SNCR & WetFGD","Coal Steam","Coal",null,"00 Ret.ExistDSI & SNCR & WetFGD","New","Existing","---","New","---","---","---","---","New","New"]
[null,null,null,null,"00 Ret.ExistDSI & SNCR & WetFGD & ACI","Fossil",null,"00 Ret.ExistDSI & SNCR & WetFGD & ACI","Existing",null,null,"00 Ret.ExistDSI & SNCR & WetFGD & ACI","Coal Steam","Coal",null,"00 Ret.ExistDSI & SNCR & WetFGD & ACI","New","Existing","---","New","New","---","---","---","New","New"]
[null,null,null,null,"00 Ret.ExistDSI & SNCR & WetFGD & ACI & HRI","Fossil",null,"00 Ret.ExistDSI & SNCR & WetFGD & ACI & HRI","Existing",null,null,"00 Ret.ExistDSI & SNCR & WetFGD & ACI & HRI","Coal Steam","Coal",null,"00 Ret.ExistDSI & SNCR & WetFGD & ACI & HRI","New","Existing","---","New","New","---","New","---","New","New"]
[null,null,null,null,"00 Ret.ExistDSI & SNCR & WetFGD & HRI","Fossil",null,"00 Ret.ExistDSI & SNCR & WetFGD & HRI","Existing",null,null,"00 Ret.ExistDSI & SNCR & WetFGD & HRI","Coal Steam","Coal",null,"00 Ret.ExistDSI & SNCR & WetFGD & HRI","New","Existing","---","New","---","---","New","---","New","New"]
[null,null,null,null,"00 Ret.ExistDSI & WetFGD","Fossil",null,"00 Ret.ExistDSI & WetFGD","Existing",null,null,"00 Ret.ExistDSI & WetFGD","Coal Steam","Coal",null,"00 Ret.ExistDSI & WetFGD","New","Existing","---","---","---","---","---","---","None","New"]
[null,null,null,null,"00 Ret.ExistDSI & WetFGD & ACI","Fossil",null,"00 Ret.ExistDSI & WetFGD & ACI","Existing",null,null,"00 Ret.ExistDSI & WetFGD & ACI","Coal Steam","Coal",null,"00 Ret.ExistDSI & WetFGD & ACI","New","Existing","---","---","New","---","---","---",{"$f":"IF(OR(S318<>\"---\",T318<>\"---\"),IF(OR(S318=\"New\",T318=\"New\"),\"New\",\"Existing\"),\"None\")","v":"None"},{"$f":"IF(OR(Q318<>\"---\",R318<>\"---\"),IF(OR(Q318=\"New\",R318=\"New\"),\"New\",\"Existing\"),\"None\")","v":"New"}]
[null,null,null,null,"00 Ret.ExistDSI & WetFGD & ACI & HRI","Fossil",null,"00 Ret.ExistDSI & WetFGD & ACI & HRI","Existing",null,null,"00 Ret.ExistDSI & WetFGD & ACI & HRI","Coal Steam","Coal",null,"00 Ret.ExistDSI & WetFGD & ACI & HRI","New","Existing","---","---","New","---","New","---","None","New"]
[null,null,null,null,"00 Ret.ExistDSI & WetFGD & HRI","Fossil",null,"00 Ret.ExistDSI & WetFGD & HRI","Existing",null,null,"00 Ret.ExistDSI & WetFGD & HRI","Coal Steam","Coal",null,"00 Ret.ExistDSI & WetFGD & HRI","New","Existing","---","---","---","---","New","---","None","New"]
[null,null,null,null,"00 Ret.ExistDSI_ACI & SNCR & DryFGD & CCS","Fossil",null,"00 Ret.ExistDSI_ACI & SNCR & DryFGD & CCS","Existing",null,null,"00 Ret.ExistDSI_ACI & SNCR & DryFGD & CCS","Coal w/CCS","Coal w/CCS",null,"00 Ret.ExistDSI_ACI & SNCR & DryFGD & CCS","New","Existing","---","New","Existing","---","---","New","New","New"]
[null,null,null,null,"00 Ret.ExistDSI_ACI & SNCR & WetFGD & CCS","Fossil",null,"00 Ret.ExistDSI_ACI & SNCR & WetFGD & CCS","Existing",null,null,"00 Ret.ExistDSI_ACI & SNCR & WetFGD & CCS","Coal w/CCS","Coal w/CCS",null,"00 Ret.ExistDSI_ACI & SNCR & WetFGD & CCS","New","Existing","---","New","Existing","---","---","New","New","New"]
[null,null,null,null,"00 Ret.ExistSCR_ACI & DryFGD & CCS","Fossil",null,"00 Ret.ExistSCR_ACI & DryFGD & CCS","Existing",null,null,"00 Ret.ExistSCR_ACI & DryFGD & CCS","Coal w/CCS","Coal w/CCS",null,"00 Ret.ExistSCR_ACI & DryFGD & CCS","New","---","Existing","---","Existing","---","---","New","Existing","New"]
[null,null,null,null,"00 Ret.ExistSCR_ACI & DryFGD & HRI","Fossil",null,"00 Ret.ExistSCR_ACI & DryFGD & HRI","Existing",null,null,"00 Ret.ExistSCR_ACI & DryFGD & HRI","Coal Steam","Coal",null,"00 Ret.ExistSCR_ACI & DryFGD & HRI","New","---","Existing","---","Existing","---","New","---","Existing","New"]
[null,null,null,null,"00 Ret.ExistSCR_ACI & DryFGD & HRI & CCS","Fossil",null,"00 Ret.ExistSCR_ACI & DryFGD & HRI & CCS","Existing",null,null,"00 Ret.ExistSCR_ACI & DryFGD & HRI & CCS","Coal w/CCS","Coal w/CCS",null,"00 Ret.ExistSCR_ACI & DryFGD & HRI & CCS","New","---","Existing","---","Existing","---","New","New","Existing","New"]
[null,null,null,null,"00 Ret.ExistSCR_ACI & DSI & HRI","Fossil",null,"00 Ret.ExistSCR_ACI & DSI & HRI","Existing",null,null,"00 Ret.ExistSCR_ACI & DSI & HRI","Coal Steam","Coal",null,"00 Ret.ExistSCR_ACI & DSI & HRI","---","New","Existing","---","Existing","---","New","---","Existing","New"]
[null,null,null,null,"00 Ret.ExistSCR_ACI & HRI","Fossil",null,"00 Ret.ExistSCR_ACI & HRI","Existing",null,null,"00 Ret.ExistSCR_ACI & HRI","Coal Steam","Coal",null,"00 Ret.ExistSCR_ACI & HRI","---","---","Existing","---","Existing","---","New","---","Existing","None"]
[null,null,null,null,"00 Ret.ExistSCR_ACI & WetFGD","Fossil",null,"00 Ret.ExistSCR_ACI & WetFGD","Existing",null,null,"00 Ret.ExistSCR_ACI & WetFGD","Coal Steam","Coal",null,"00 Ret.ExistSCR_ACI & WetFGD","New","---","Existing","---","Existing","---","---","---","Existing","New"]
[null,null,null,null,"00 Ret.ExistSCR_ACI & WetFGD & CCS","Fossil",null,"00 Ret.ExistSCR_ACI & WetFGD & CCS","Existing",null,null,"00 Ret.ExistSCR_ACI & WetFGD & CCS","Coal w/CCS","Coal w/CCS",null,"00 Ret.ExistSCR_ACI & WetFGD & CCS","New","---","Existing","---","Existing","---","---","New","Existing","New"]
[null,null,null,null,"00 Ret.ExistSCR_ACI & WetFGD & HRI","Fossil",null,"00 Ret.ExistSCR_ACI & WetFGD & HRI","Existing",null,null,"00 Ret.ExistSCR_ACI & WetFGD & HRI","Coal Steam","Coal",null,"00 Ret.ExistSCR_ACI & WetFGD & HRI","New","---","Existing","---","Existing","---","New","---","Existing","New"]
[null,null,null,null,"00 Ret.ExistSCR_ACI & WetFGD & HRI & CCS","Fossil",null,"00 Ret.ExistSCR_ACI & WetFGD & HRI & CCS","Existing",null,null,"00 Ret.ExistSCR_ACI & WetFGD & HRI & CCS","Coal w/CCS","Coal w/CCS",null,"00 Ret.ExistSCR_ACI & WetFGD & HRI & CCS","New","---","Existing","---","Existing","---","New","New","Existing","New"]
[null,null,null,null,"00 Ret.ExistSCR_ACI_DSI & DryFGD","Fossil",null,"00 Ret.ExistSCR_ACI_DSI & DryFGD","Existing",null,null,"00 Ret.ExistSCR_ACI_DSI & DryFGD","Coal Steam","Coal",null,"00 Ret.ExistSCR_ACI_DSI & DryFGD","New","Existing","Existing","---","Existing","---","---","---","Existing","New"]
[null,null,null,null,"00 Ret.ExistSCR_ACI_DSI & DryFGD & HRI","Fossil",null,"00 Ret.ExistSCR_ACI_DSI & DryFGD & HRI","Existing",null,null,"00 Ret.ExistSCR_ACI_DSI & DryFGD & HRI","Coal Steam","Coal",null,"00 Ret.ExistSCR_ACI_DSI & DryFGD & HRI","New","Existing","Existing","---","Existing","---","New","---","Existing","New"]
[null,null,null,null,"00 Ret.ExistSCR_ACI_DSI & HRI","Fossil",null,"00 Ret.ExistSCR_ACI_DSI & HRI","Existing",null,null,"00 Ret.ExistSCR_ACI_DSI & HRI","Coal Steam","Coal",null,"00 Ret.ExistSCR_ACI_DSI & HRI","---","Existing","Existing","---","Existing","---","New","---","Existing","Existing"]
[null,null,null,null,"00 Ret.ExistSCR_ACI_DSI & WetFGD","Fossil",null,"00 Ret.ExistSCR_ACI_DSI & WetFGD","Existing",null,null,"00 Ret.ExistSCR_ACI_DSI & WetFGD","Coal Steam","Coal",null,"00 Ret.ExistSCR_ACI_DSI & WetFGD","New","Existing","Existing","---","Existing","---","---","---","Existing","New"]
[null,null,null,null,"00 Ret.ExistSCR_ACI_DSI & WetFGD & HRI","Fossil",null,"00 Ret.ExistSCR_ACI_DSI & WetFGD & HRI","Existing",null,null,"00 Ret.ExistSCR_ACI_DSI & WetFGD & HRI","Coal Steam","Coal",null,"00 Ret.ExistSCR_ACI_DSI & WetFGD & HRI","New","Existing","Existing","---","Existing","---","New","---","Existing","New"]
[null,null,null,null,"00 Ret.ExistSCR_DryFGD & HRI","Fossil",null,"00 Ret.ExistSCR_DryFGD & HRI","Existing",null,null,"00 Ret.ExistSCR_DryFGD & HRI","Coal Steam","Coal",null,"00 Ret.ExistSCR_DryFGD & HRI","Existing","---","Existing","---","---","---","New","---","Existing","Existing"]
[null,null,null,null,"00 Ret.ExistSCR_DryFGD & HRI & CCS","Fossil",null,"00 Ret.ExistSCR_DryFGD & HRI & CCS","Existing",null,null,"00 Ret.ExistSCR_DryFGD & HRI & CCS","Coal w/CCS","Coal w/CCS",null,"00 Ret.ExistSCR_DryFGD & HRI & CCS","Existing","---","Existing","---","---","---","New","New","Existing","Existing"]
[null,null,null,null,"00 Ret.ExistSCR_DryFGD_ACI & CCS","Fossil",null,"00 Ret.ExistSCR_DryFGD_ACI & CCS","Existing",null,null,"00 Ret.ExistSCR_DryFGD_ACI & CCS","Coal w/CCS","Coal w/CCS",null,"00 Ret.ExistSCR_DryFGD_ACI & CCS","Existing","---","Existing","---","Existing","---","---","New","Existing","Existing"]
[null,null,null,null,"00 Ret.ExistSCR_DryFGD_ACI & HRI","Fossil",null,"00 Ret.ExistSCR_DryFGD_ACI & HRI","Existing",null,null,"00 Ret.ExistSCR_DryFGD_ACI & HRI","Coal Steam","Coal",null,"00 Ret.ExistSCR_DryFGD_ACI & HRI","Existing","---","Existing","---","Existing","---","New","---","Existing","Existing"]
[null,null,null,null,"00 Ret.ExistSCR_DryFGD_ACI & HRI & CCS","Fossil",null,"00 Ret.ExistSCR_DryFGD_ACI & HRI & CCS","Existing",null,null,"00 Ret.ExistSCR_DryFGD_ACI & HRI & CCS","Coal w/CCS","Coal w/CCS",null,"00 Ret.ExistSCR_DryFGD_ACI & HRI & CCS","Existing","---","Existing","---","Existing","---","New","New","Existing","Existing"]
[null,null,null,null,"00 Ret.ExistSCR_DryFGD_ACI_DSI & CCS","Fossil",null,"00 Ret.ExistSCR_DryFGD_ACI_DSI & CCS","Existing",null,null,"00 Ret.ExistSCR_DryFGD_ACI_DSI & CCS","Coal w/CCS","Coal w/CCS",null,"00 Ret.ExistSCR_DryFGD_ACI_DSI & CCS","Existing","Existing","Existing","---","Existing","---","---","New","Existing","Existing"]
[null,null,null,null,"00 Ret.ExistSCR_DryFGD_ACI_DSI & HRI","Fossil",null,"00 Ret.ExistSCR_DryFGD_ACI_DSI & HRI","Existing",null,null,"00 Ret.ExistSCR_DryFGD_ACI_DSI & HRI","Coal Steam","Coal",null,"00 Ret.ExistSCR_DryFGD_ACI_DSI & HRI","Existing","Existing","Existing","---","Existing","---","New","---","Existing","Existing"]
[null,null,null,null,"00 Ret.ExistSCR_DryFGD_ACI_DSI & HRI & CCS","Fossil",null,"00 Ret.ExistSCR_DryFGD_ACI_DSI & HRI & CCS","Existing",null,null,"00 Ret.ExistSCR_DryFGD_ACI_DSI & HRI & CCS","Coal w/CCS","Coal w/CCS",null,"00 Ret.ExistSCR_DryFGD_ACI_DSI & HRI & CCS","Existing","Existing","Existing","---","Existing","---","New","New","Existing","Existing"]
[null,null,null,null,"00 Ret.ExistSCR_DryFGD_DSI & ACI","Fossil",null,"00 Ret.ExistSCR_DryFGD_DSI & ACI","Existing",null,null,"00 Ret.ExistSCR_DryFGD_DSI & ACI","Coal Steam","Coal",null,"00 Ret.ExistSCR_DryFGD_DSI & ACI","Existing","Existing","Existing","---","New","---","---","---","Existing","Existing"]
[null,null,null,null,"00 Ret.ExistSCR_WetFGD & HRI","Fossil",null,"00 Ret.ExistSCR_WetFGD & HRI","Existing",null,null,"00 Ret.ExistSCR_WetFGD & HRI","Coal Steam","Coal",null,"00 Ret.ExistSCR_WetFGD & HRI","Existing","---","Existing","---","---","---","New","---","Existing","Existing"]
[null,null,null,null,"00 Ret.ExistSCR_WetFGD & HRI & CCS","Fossil",null,"00 Ret.ExistSCR_WetFGD & HRI & CCS","Existing",null,null,"00 Ret.ExistSCR_WetFGD & HRI & CCS","Coal w/CCS","Coal w/CCS",null,"00 Ret.ExistSCR_WetFGD & HRI & CCS","Existing","---","Existing","---","---","---","New","New","Existing","Existing"]
[null,null,null,null,"00 Ret.ExistSCR_WetFGD_ACI & CCS","Fossil",null,"00 Ret.ExistSCR_WetFGD_ACI & CCS","Existing",null,null,"00 Ret.ExistSCR_WetFGD_ACI & CCS","Coal w/CCS","Coal w/CCS",null,"00 Ret.ExistSCR_WetFGD_ACI & CCS","Existing","---","Existing","---","Existing","---","---","New","Existing","Existing"]
[null,null,null,null,"00 Ret.ExistSCR_WetFGD_ACI & HRI","Fossil",null,"00 Ret.ExistSCR_WetFGD_ACI & HRI","Existing",null,null,"00 Ret.ExistSCR_WetFGD_ACI & HRI","Coal Steam","Coal",null,"00 Ret.ExistSCR_WetFGD_ACI & HRI","Existing","---","Existing","---","Existing","---","New","---","Existing","Existing"]
[null,null,null,null,"00 Ret.ExistSCR_WetFGD_ACI & HRI & CCS","Fossil",null,"00 Ret.ExistSCR_WetFGD_ACI & HRI & CCS","Existing",null,null,"00 Ret.ExistSCR_WetFGD_ACI & HRI & CCS","Coal w/CCS","Coal w/CCS",null,"00 Ret.ExistSCR_WetFGD_ACI & HRI & CCS","Existing","---","Existing","---","Existing","---","New","New","Existing","Existing"]
[null,null,null,null,"00 Ret.ExistSCR_WetFGD_ACI_DSI & CCS","Fossil",null,"00 Ret.ExistSCR_WetFGD_ACI_DSI & CCS","Existing",null,null,"00 Ret.ExistSCR_WetFGD_ACI_DSI & CCS","Coal w/CCS","Coal w/CCS",null,"00 Ret.ExistSCR_WetFGD_ACI_DSI & CCS","Existing","Existing","Existing","---","Existing","---","---","New","Existing","Existing"]
[null,null,null,null,"00 Ret.ExistSCR_WetFGD_ACI_DSI & HRI","Fossil",null,"00 Ret.ExistSCR_WetFGD_ACI_DSI & HRI","Existing",null,null,"00 Ret.ExistSCR_WetFGD_ACI_DSI & HRI","Coal Steam","Coal",null,"00 Ret.ExistSCR_WetFGD_ACI_DSI & HRI","Existing","Existing","Existing","---","Existing","---","New","---","Existing","Existing"]
[null,null,null,null,"00 Ret.ExistSCR_WetFGD_ACI_DSI & HRI & CCS","Fossil",null,"00 Ret.ExistSCR_WetFGD_ACI_DSI & HRI & CCS","Existing",null,null,"00 Ret.ExistSCR_WetFGD_ACI_DSI & HRI & CCS","Coal w/CCS","Coal w/CCS",null,"00 Ret.ExistSCR_WetFGD_ACI_DSI & HRI & CCS","Existing","Existing","Existing","---","Existing","---","New","New","Existing","Existing"]
[null,null,null,null,"00 Ret.ExistSCR_WetFGD_DSI & ACI","Fossil",null,"00 Ret.ExistSCR_WetFGD_DSI & ACI","Existing",null,null,"00 Ret.ExistSCR_WetFGD_DSI & ACI","Coal Steam","Coal",null,"00 Ret.ExistSCR_WetFGD_DSI & ACI","Existing","Existing","Existing","---","New","---","---","---","Existing","Existing"]
[null,null,null,null,"00 Ret.ExistSCR_WetFGD_DSI & HRI","Fossil",null,"00 Ret.ExistSCR_WetFGD_DSI & HRI","Existing",null,null,"00 Ret.ExistSCR_WetFGD_DSI & HRI","Coal Steam","Coal",null,"00 Ret.ExistSCR_WetFGD_DSI & HRI","Existing","Existing","Existing","---","---","---","New","---","Existing","Existing"]
[null,null,null,null,"00 Ret.ExistSCR_WetFGD_DSI & HRI & CCS","Fossil",null,"00 Ret.ExistSCR_WetFGD_DSI & HRI & CCS","Existing",null,null,"00 Ret.ExistSCR_WetFGD_DSI & HRI & CCS","Coal w/CCS","Coal w/CCS",null,"00 Ret.ExistSCR_WetFGD_DSI & HRI & CCS","Existing","Existing","Existing","---","---","---","New","New","Existing","Existing"]
[null,null,null,null,"00 Ret.ExistSNCR_ACI & DryFGD & CCS","Fossil",null,"00 Ret.ExistSNCR_ACI & DryFGD & CCS","Existing",null,null,"00 Ret.ExistSNCR_ACI & DryFGD & CCS","Coal w/CCS","Coal w/CCS",null,"00 Ret.ExistSNCR_ACI & DryFGD & CCS","New","---","---","Existing","Existing","---","---","New","Existing","New"]
[null,null,null,null,"00 Ret.ExistSNCR_ACI & DryFGD & HRI","Fossil",null,"00 Ret.ExistSNCR_ACI & DryFGD & HRI","Existing",null,null,"00 Ret.ExistSNCR_ACI & DryFGD & HRI","Coal Steam","Coal",null,"00 Ret.ExistSNCR_ACI & DryFGD & HRI","New","---","---","Existing","Existing","---","New","---","Existing","New"]
[null,null,null,null,"00 Ret.ExistSNCR_ACI & DryFGD & HRI & CCS","Fossil",null,"00 Ret.ExistSNCR_ACI & DryFGD & HRI & CCS","Existing",null,null,"00 Ret.ExistSNCR_ACI & DryFGD & HRI & CCS","Coal w/CCS","Coal w/CCS",null,"00 Ret.ExistSNCR_ACI & DryFGD & HRI & CCS","New","---","---","Existing","Existing","---","New","New","Existing","New"]
[null,null,null,null,"00 Ret.ExistSNCR_ACI & DSI & HRI","Fossil",null,"00 Ret.ExistSNCR_ACI & DSI & HRI","Existing",null,null,"00 Ret.ExistSNCR_ACI & DSI & HRI","Coal Steam","Coal",null,"00 Ret.ExistSNCR_ACI & DSI & HRI","---","New","---","Existing","Existing","---","New","---","Existing","New"]
[null,null,null,null,"00 Ret.ExistSNCR_ACI & HRI","Fossil",null,"00 Ret.ExistSNCR_ACI & HRI","Existing",null,null,"00 Ret.ExistSNCR_ACI & HRI","Coal Steam","Coal",null,"00 Ret.ExistSNCR_ACI & HRI","---","---","---","Existing","Existing","---","New","---","Existing","None"]
[null,null,null,null,"00 Ret.ExistSNCR_ACI & WetFGD & CCS","Fossil",null,"00 Ret.ExistSNCR_ACI & WetFGD & CCS","Existing",null,null,"00 Ret.ExistSNCR_ACI & WetFGD & CCS","Coal w/CCS","Coal w/CCS",null,"00 Ret.ExistSNCR_ACI & WetFGD & CCS","New","---","---","Existing","Existing","---","---","New","Existing","New"]
[null,null,null,null,"00 Ret.ExistSNCR_ACI & WetFGD & HRI","Fossil",null,"00 Ret.ExistSNCR_ACI & WetFGD & HRI","Existing",null,null,"00 Ret.ExistSNCR_ACI & WetFGD & HRI","Coal Steam","Coal",null,"00 Ret.ExistSNCR_ACI & WetFGD & HRI","New","---","---","Existing","Existing","---","New","---","Existing","New"]
[null,null,null,null,"00 Ret.ExistSNCR_ACI & WetFGD & HRI & CCS","Fossil",null,"00 Ret.ExistSNCR_ACI & WetFGD & HRI & CCS","Existing",null,null,"00 Ret.ExistSNCR_ACI & WetFGD & HRI & CCS","Coal w/CCS","Coal w/CCS",null,"00 Ret.ExistSNCR_ACI & WetFGD & HRI & CCS","New","---","---","Existing","Existing","---","New","New","Existing","New"]
[null,null,null,null,"00 Ret.ExistSNCR_ACI_DSI & DryFGD","Fossil",null,"00 Ret.ExistSNCR_ACI_DSI & DryFGD","Existing",null,null,"00 Ret.ExistSNCR_ACI_DSI & DryFGD","Coal Steam","Coal",null,"00 Ret.ExistSNCR_ACI_DSI & DryFGD","New","Existing","---","Existing","Existing","---","---","---","Existing","New"]
[null,null,null,null,"00 Ret.ExistSNCR_ACI_DSI & DryFGD & CCS","Fossil",null,"00 Ret.ExistSNCR_ACI_DSI & DryFGD & CCS","Existing",null,null,"00 Ret.ExistSNCR_ACI_DSI & DryFGD & CCS","Coal w/CCS","Coal w/CCS",null,"00 Ret.ExistSNCR_ACI_DSI & DryFGD & CCS","New","Existing","---","Existing","Existing","---","---","New","Existing","New"]
[null,null,null,null,"00 Ret.ExistSNCR_ACI_DSI & DryFGD & HRI","Fossil",null,"00 Ret.ExistSNCR_ACI_DSI & DryFGD & HRI","Existing",null,null,"00 Ret.ExistSNCR_ACI_DSI & DryFGD & HRI","Coal Steam","Coal",null,"00 Ret.ExistSNCR_ACI_DSI & DryFGD & HRI","New","Existing","---","Existing","Existing","---","New","---","Existing","New"]
[null,null,null,null,"00 Ret.ExistSNCR_ACI_DSI & DryFGD & HRI & CCS","Fossil",null,"00 Ret.ExistSNCR_ACI_DSI & DryFGD & HRI & CCS","Existing",null,null,"00 Ret.ExistSNCR_ACI_DSI & DryFGD & HRI & CCS","Coal w/CCS","Coal w/CCS",null,"00 Ret.ExistSNCR_ACI_DSI & DryFGD & HRI & CCS","New","Existing","---","Existing","Existing","---","New","New","Existing","New"]
[null,null,null,null,"00 Ret.ExistSNCR_ACI_DSI & HRI","Fossil",null,"00 Ret.ExistSNCR_ACI_DSI & HRI","Existing",null,null,"00 Ret.ExistSNCR_ACI_DSI & HRI","Coal Steam","Coal",null,"00 Ret.ExistSNCR_ACI_DSI & HRI","---","Existing","---","Existing","Existing","---","New","---","Existing","Existing"]
[null,null,null,null,"00 Ret.ExistSNCR_ACI_DSI & WetFGD","Fossil",null,"00 Ret.ExistSNCR_ACI_DSI & WetFGD","Existing",null,null,"00 Ret.ExistSNCR_ACI_DSI & WetFGD","Coal Steam","Coal",null,"00 Ret.ExistSNCR_ACI_DSI & WetFGD","New","Existing","---","Existing","Existing","---","---","---","Existing","New"]
[null,null,null,null,"00 Ret.ExistSNCR_ACI_DSI & WetFGD & CCS","Fossil",null,"00 Ret.ExistSNCR_ACI_DSI & WetFGD & CCS","Existing",null,null,"00 Ret.ExistSNCR_ACI_DSI & WetFGD & CCS","Coal w/CCS","Coal w/CCS",null,"00 Ret.ExistSNCR_ACI_DSI & WetFGD & CCS","New","Existing","---","Existing","Existing","---","---","New","Existing","New"]
[null,null,null,null,"00 Ret.ExistSNCR_ACI_DSI & WetFGD & HRI","Fossil",null,"00 Ret.ExistSNCR_ACI_DSI & WetFGD & HRI","Existing",null,null,"00 Ret.ExistSNCR_ACI_DSI & WetFGD & HRI","Coal Steam","Coal",null,"00 Ret.ExistSNCR_ACI_DSI & WetFGD & HRI","New","Existing","---","Existing","Existing","---","New","---","Existing","New"]
[null,null,null,null,"00 Ret.ExistSNCR_ACI_DSI & WetFGD & HRI & CCS","Fossil",null,"00 Ret.ExistSNCR_ACI_DSI & WetFGD & HRI & CCS","Existing",null,null,"00 Ret.ExistSNCR_ACI_DSI & WetFGD & HRI & CCS","Coal w/CCS","Coal w/CCS",null,"00 Ret.ExistSNCR_ACI_DSI & WetFGD & HRI & CCS","New","Existing","---","Existing","Existing","---","New","New","Existing","New"]
[null,null,null,null,"00 Ret.ExistSNCR_DryFGD & HRI","Fossil",null,"00 Ret.ExistSNCR_DryFGD & HRI","Existing",null,null,"00 Ret.ExistSNCR_DryFGD & HRI","Coal Steam","Coal",null,"00 Ret.ExistSNCR_DryFGD & HRI","Existing","---","---","Existing","---","---","New","---","Existing","Existing"]
[null,null,null,null,"00 Ret.ExistSNCR_DryFGD_ACI & CCS","Fossil",null,"00 Ret.ExistSNCR_DryFGD_ACI & CCS","Existing",null,null,"00 Ret.ExistSNCR_DryFGD_ACI & CCS","Coal w/CCS","Coal w/CCS",null,"00 Ret.ExistSNCR_DryFGD_ACI & CCS","Existing","---","---","Existing","Existing","---","---","New","Existing","Existing"]
[null,null,null,null,"00 Ret.ExistSNCR_DryFGD_ACI & HRI","Fossil",null,"00 Ret.ExistSNCR_DryFGD_ACI & HRI","Existing",null,null,"00 Ret.ExistSNCR_DryFGD_ACI & HRI","Coal Steam","Coal",null,"00 Ret.ExistSNCR_DryFGD_ACI & HRI","Existing","---","---","Existing","Existing","---","New","---","Existing","Existing"]
[null,null,null,null,"00 Ret.ExistSNCR_DryFGD_ACI & HRI & CCS","Fossil",null,"00 Ret.ExistSNCR_DryFGD_ACI & HRI & CCS","Existing",null,null,"00 Ret.ExistSNCR_DryFGD_ACI & HRI & CCS","Coal w/CCS","Coal w/CCS",null,"00 Ret.ExistSNCR_DryFGD_ACI & HRI & CCS","Existing","---","---","Existing","Existing","---","New","New","Existing","Existing"]
[null,null,null,null,"00 Ret.ExistSNCR_WetFGD & HRI","Fossil",null,"00 Ret.ExistSNCR_WetFGD & HRI","Existing",null,null,"00 Ret.ExistSNCR_WetFGD & HRI","Coal Steam","Coal",null,"00 Ret.ExistSNCR_WetFGD & HRI","Existing","---","---","Existing","---","---","New","---","Existing","Existing"]
[null,null,null,null,"00 Ret.ExistSNCR_WetFGD & HRI & CCS","Fossil",null,"00 Ret.ExistSNCR_WetFGD & HRI & CCS","Existing",null,null,"00 Ret.ExistSNCR_WetFGD & HRI & CCS","Coal w/CCS","Coal w/CCS",null,"00 Ret.ExistSNCR_WetFGD & HRI & CCS","Existing","---","---","Existing","---","---","New","New","Existing","Existing"]
[null,null,null,null,"00 Ret.ExistSNCR_WetFGD_ACI & CCS","Fossil",null,"00 Ret.ExistSNCR_WetFGD_ACI & CCS","Existing",null,null,"00 Ret.ExistSNCR_WetFGD_ACI & CCS","Coal w/CCS","Coal w/CCS",null,"00 Ret.ExistSNCR_WetFGD_ACI & CCS","Existing","---","---","Existing","Existing","---","---","New","Existing","Existing"]
[null,null,null,null,"00 Ret.ExistSNCR_WetFGD_ACI & HRI","Fossil",null,"00 Ret.ExistSNCR_WetFGD_ACI & HRI","Existing",null,null,"00 Ret.ExistSNCR_WetFGD_ACI & HRI","Coal Steam","Coal",null,"00 Ret.ExistSNCR_WetFGD_ACI & HRI","Existing","---","---","Existing","Existing","---","New","---","Existing","Existing"]
[null,null,null,null,"00 Ret.ExistSNCR_WetFGD_ACI & HRI & CCS","Fossil",null,"00 Ret.ExistSNCR_WetFGD_ACI & HRI & CCS","Existing",null,null,"00 Ret.ExistSNCR_WetFGD_ACI & HRI & CCS","Coal w/CCS","Coal w/CCS",null,"00 Ret.ExistSNCR_WetFGD_ACI & HRI & CCS","Existing","---","---","Existing","Existing","---","New","New",{"$f":"IF(OR(S382<>\"---\",T382<>\"---\"),IF(OR(S382=\"New\",T382=\"New\"),\"New\",\"Existing\"),\"None\")","v":"Existing"},{"$f":"IF(OR(Q382<>\"---\",R382<>\"---\"),IF(OR(Q382=\"New\",R382=\"New\"),\"New\",\"Existing\"),\"None\")","v":"Existing"}]
[null,null,null,null,"00 Ret.ExistSNCR_WetFGD_ACI_DSI & CCS","Fossil",null,"00 Ret.ExistSNCR_WetFGD_ACI_DSI & CCS","Existing",null,null,"00 Ret.ExistSNCR_WetFGD_ACI_DSI & CCS","Coal w/CCS","Coal w/CCS",null,"00 Ret.ExistSNCR_WetFGD_ACI_DSI & CCS","Existing","Existing","---","Existing","Existing","---","---","New","Existing","Existing"]
[null,null,null,null,"00 Ret.ExistSNCR_WetFGD_ACI_DSI & HRI","Fossil",null,"00 Ret.ExistSNCR_WetFGD_ACI_DSI & HRI","Existing",null,null,"00 Ret.ExistSNCR_WetFGD_ACI_DSI & HRI","Coal Steam","Coal",null,"00 Ret.ExistSNCR_WetFGD_ACI_DSI & HRI","Existing","Existing","---","Existing","Existing","---","New","---","Existing","Existing"]
[null,null,null,null,"00 Ret.ExistSNCR_WetFGD_ACI_DSI & HRI & CCS","Fossil",null,"00 Ret.ExistSNCR_WetFGD_ACI_DSI & HRI & CCS","Existing",null,null,"00 Ret.ExistSNCR_WetFGD_ACI_DSI & HRI & CCS","Coal w/CCS","Coal w/CCS",null,"00 Ret.ExistSNCR_WetFGD_ACI_DSI & HRI & CCS","Existing","Existing","---","Existing","Existing","---","New","New","Existing","Existing"]
[null,null,null,null,"00 Ret.ExistWetFGD & ACI & CCS","Fossil",null,"00 Ret.ExistWetFGD & ACI & CCS","Existing",null,null,"00 Ret.ExistWetFGD & ACI & CCS","Coal w/CCS","Coal w/CCS",null,"00 Ret.ExistWetFGD & ACI & CCS","Existing","---","---","---","New","---","---","New","None","Existing"]
[null,null,null,null,"00 Ret.ExistWetFGD & ACI & HRI","Fossil",null,"00 Ret.ExistWetFGD & ACI & HRI","Existing",null,null,"00 Ret.ExistWetFGD & ACI & HRI","Coal Steam","Coal",null,"00 Ret.ExistWetFGD & ACI & HRI","Existing","---","---","---","New","---","New","---","None","Existing"]
[null,null,null,null,"00 Ret.ExistWetFGD & ACI & HRI & CCS","Fossil",null,"00 Ret.ExistWetFGD & ACI & HRI & CCS","Existing",null,null,"00 Ret.ExistWetFGD & ACI & HRI & CCS","Coal w/CCS","Coal w/CCS",null,"00 Ret.ExistWetFGD & ACI & HRI & CCS","Existing","---","---","---","New","---","New","New","None","Existing"]
[null,null,null,null,"00 Ret.ExistWetFGD & ACI & SCR & CCS","Fossil",null,"00 Ret.ExistWetFGD & ACI & SCR & CCS","Existing",null,null,"00 Ret.ExistWetFGD & ACI & SCR & CCS","Coal w/CCS","Coal w/CCS",null,"00 Ret.ExistWetFGD & ACI & SCR & CCS","Existing","---","New","---","New","---","---","New","New","Existing"]
[null,null,null,null,"00 Ret.ExistWetFGD & ACI & SCR & HRI","Fossil",null,"00 Ret.ExistWetFGD & ACI & SCR & HRI","Existing",null,null,"00 Ret.ExistWetFGD & ACI & SCR & HRI","Coal Steam","Coal",null,"00 Ret.ExistWetFGD & ACI & SCR & HRI","Existing","---","New","---","New","---","New","---","New","Existing"]
[null,null,null,null,"00 Ret.ExistWetFGD & ACI & SCR & HRI & CCS","Fossil",null,"00 Ret.ExistWetFGD & ACI & SCR & HRI & CCS","Existing",null,null,"00 Ret.ExistWetFGD & ACI & SCR & HRI & CCS","Coal w/CCS","Coal w/CCS",null,"00 Ret.ExistWetFGD & ACI & SCR & HRI & CCS","Existing","---","New","---","New","---","New","New","New","Existing"]
[null,null,null,null,"00 Ret.ExistWetFGD & ACI & SNCR","Fossil",null,"00 Ret.ExistWetFGD & ACI & SNCR","Existing",null,null,"00 Ret.ExistWetFGD & ACI & SNCR","Coal Steam","Coal",null,"00 Ret.ExistWetFGD & ACI & SNCR","Existing","---","---","New","New","---","---","---","New","Existing"]
[null,null,null,null,"00 Ret.ExistWetFGD & ACI & SNCR & HRI","Fossil",null,"00 Ret.ExistWetFGD & ACI & SNCR & HRI","Existing",null,null,"00 Ret.ExistWetFGD & ACI & SNCR & HRI","Coal Steam","Coal",null,"00 Ret.ExistWetFGD & ACI & SNCR & HRI","Existing","---","---","New","New","---","New","---","New","Existing"]
[null,null,null,null,"00 Ret.ExistWetFGD & ACI & SNCR & HRI & CCS","Fossil",null,"00 Ret.ExistWetFGD & ACI & SNCR & HRI & CCS","Existing",null,null,"00 Ret.ExistWetFGD & ACI & SNCR & HRI & CCS","Coal w/CCS","Coal w/CCS",null,"00 Ret.ExistWetFGD & ACI & SNCR & HRI & CCS","Existing","---","---","New","New","---","New","New","New","Existing"]
[null,null,null,null,"00 Ret.ExistWetFGD & CCS","Fossil",null,"00 Ret.ExistWetFGD & CCS","Existing",null,null,"00 Ret.ExistWetFGD & CCS","Coal w/CCS","Coal w/CCS",null,"00 Ret.ExistWetFGD & CCS","Existing","---","---","---","---","---","---","New","None","Existing"]
[null,null,null,null,"00 Ret.ExistWetFGD & HRI","Fossil",null,"00 Ret.ExistWetFGD & HRI","Existing",null,null,"00 Ret.ExistWetFGD & HRI","Coal Steam","Coal",null,"00 Ret.ExistWetFGD & HRI","Existing","---","---","---","---","---","New","---","None","Existing"]
[null,null,null,null,"00 Ret.ExistWetFGD & HRI & CCS","Fossil",null,"00 Ret.ExistWetFGD & HRI & CCS","Existing",null,null,"00 Ret.ExistWetFGD & HRI & CCS","Coal w/CCS","Coal w/CCS",null,"00 Ret.ExistWetFGD & HRI & CCS","Existing","---","---","---","---","---","New","New","None","Existing"]
[null,null,null,null,"00 Ret.ExistWetFGD & SCR & CCS","Fossil",null,"00 Ret.ExistWetFGD & SCR & CCS","Existing",null,null,"00 Ret.ExistWetFGD & SCR & CCS","Coal w/CCS","Coal w/CCS",null,"00 Ret.ExistWetFGD & SCR & CCS","Existing","---","New","---","---","---","---","New","New","Existing"]
[null,null,null,null,"00 Ret.ExistWetFGD & SCR & HRI","Fossil",null,"00 Ret.ExistWetFGD & SCR & HRI","Existing",null,null,"00 Ret.ExistWetFGD & SCR & HRI","Coal Steam","Coal",null,"00 Ret.ExistWetFGD & SCR & HRI","Existing","---","New","---","---","---","New","---","New","Existing"]
[null,null,null,null,"00 Ret.ExistWetFGD & SCR & HRI & CCS","Fossil",null,"00 Ret.ExistWetFGD & SCR & HRI & CCS","Existing",null,null,"00 Ret.ExistWetFGD & SCR & HRI & CCS","Coal w/CCS","Coal w/CCS",null,"00 Ret.ExistWetFGD & SCR & HRI & CCS","Existing","---","New","---","---","---","New","New","New","Existing"]
[null,null,null,null,"00 Ret.ExistWetFGD & SNCR","Fossil",null,"00 Ret.ExistWetFGD & SNCR","Existing",null,null,"00 Ret.ExistWetFGD & SNCR","Coal Steam","Coal",null,"00 Ret.ExistWetFGD & SNCR","Existing","---","---","New","---","---","---","---","New","Existing"]
[null,null,null,null,"00 Ret.ExistWetFGD & SNCR & CCS","Fossil",null,"00 Ret.ExistWetFGD & SNCR & CCS","Existing",null,null,"00 Ret.ExistWetFGD & SNCR & CCS","Coal w/CCS","Coal w/CCS",null,"00 Ret.ExistWetFGD & SNCR & CCS","Existing","---","---","New","---","---","---","New","New","Existing"]
[null,null,null,null,"00 Ret.ExistWetFGD & SNCR & HRI","Fossil",null,"00 Ret.ExistWetFGD & SNCR & HRI","Existing",null,null,"00 Ret.ExistWetFGD & SNCR & HRI","Coal Steam","Coal",null,"00 Ret.ExistWetFGD & SNCR & HRI","Existing","---","---","New","---","---","New","---","New","Existing"]
[null,null,null,null,"00 Ret.ExistWetFGD & SNCR & HRI & CCS","Fossil",null,"00 Ret.ExistWetFGD & SNCR & HRI & CCS","Existing",null,null,"00 Ret.ExistWetFGD & SNCR & HRI & CCS","Coal w/CCS","Coal w/CCS",null,"00 Ret.ExistWetFGD & SNCR & HRI & CCS","Existing","---","---","New","---","---","New","New","New","Existing"]
[null,null,null,null,"00 Ret.ExistWetFGD_ACI & CCS","Fossil",null,"00 Ret.ExistWetFGD_ACI & CCS","Existing",null,null,"00 Ret.ExistWetFGD_ACI & CCS","Coal w/CCS","Coal w/CCS",null,"00 Ret.ExistWetFGD_ACI & CCS","Existing","---","---","---","Existing","---","---","New","None","Existing"]
[null,null,null,null,"00 Ret.ExistWetFGD_ACI & HRI","Fossil",null,"00 Ret.ExistWetFGD_ACI & HRI","Existing",null,null,"00 Ret.ExistWetFGD_ACI & HRI","Coal Steam","Coal",null,"00 Ret.ExistWetFGD_ACI & HRI","Existing","---","---","---","Existing","---","New","---","None","Existing"]
[null,null,null,null,"00 Ret.ExistWetFGD_ACI & HRI & CCS","Fossil",null,"00 Ret.ExistWetFGD_ACI & HRI & CCS","Existing",null,null,"00 Ret.ExistWetFGD_ACI & HRI & CCS","Coal w/CCS","Coal w/CCS",null,"00 Ret.ExistWetFGD_ACI & HRI & CCS","Existing","---","---","---","Existing","---","New","New","None","Existing"]
[null,null,null,null,"00 Ret.ExistWetFGD_ACI & SCR & CCS","Fossil",null,"00 Ret.ExistWetFGD_ACI & SCR & CCS","Existing",null,null,"00 Ret.ExistWetFGD_ACI & SCR & CCS","Coal w/CCS","Coal w/CCS",null,"00 Ret.ExistWetFGD_ACI & SCR & CCS","Existing","---","New","---","Existing","---","---","New","New","Existing"]
[null,null,null,null,"00 Ret.ExistWetFGD_ACI & SCR & HRI","Fossil",null,"00 Ret.ExistWetFGD_ACI & SCR & HRI","Existing",null,null,"00 Ret.ExistWetFGD_ACI & SCR & HRI","Coal Steam","Coal",null,"00 Ret.ExistWetFGD_ACI & SCR & HRI","Existing","---","New","---","Existing","---","New","---","New","Existing"]
[null,null,null,null,"00 Ret.ExistWetFGD_ACI & SCR & HRI & CCS","Fossil",null,"00 Ret.ExistWetFGD_ACI & SCR & HRI & CCS","Existing",null,null,"00 Ret.ExistWetFGD_ACI & SCR & HRI & CCS","Coal w/CCS","Coal w/CCS",null,"00 Ret.ExistWetFGD_ACI & SCR & HRI & CCS","Existing","---","New","---","Existing","---","New","New","New","Existing"]
[null,null,null,null,"00 Ret.ExistWetFGD_ACI & SNCR","Fossil",null,"00 Ret.ExistWetFGD_ACI & SNCR","Existing",null,null,"00 Ret.ExistWetFGD_ACI & SNCR","Coal Steam","Coal",null,"00 Ret.ExistWetFGD_ACI & SNCR","Existing","---","---","New","Existing","---","---","---","New","Existing"]
[null,null,null,null,"00 Ret.ExistWetFGD_ACI & SNCR & CCS","Fossil",null,"00 Ret.ExistWetFGD_ACI & SNCR & CCS","Existing",null,null,"00 Ret.ExistWetFGD_ACI & SNCR & CCS","Coal w/CCS","Coal w/CCS",null,"00 Ret.ExistWetFGD_ACI & SNCR & CCS","Existing","---","---","New","Existing","---","---","New","New","Existing"]
[null,null,null,null,"00 Ret.ExistWetFGD_ACI & SNCR & HRI","Fossil",null,"00 Ret.ExistWetFGD_ACI & SNCR & HRI","Existing",null,null,"00 Ret.ExistWetFGD_ACI & SNCR & HRI","Coal Steam","Coal",null,"00 Ret.ExistWetFGD_ACI & SNCR & HRI","Existing","---","---","New","Existing","---","New","---","New","Existing"]
[null,null,null,null,"00 Ret.ExistWetFGD_ACI & SNCR & HRI & CCS","Fossil",null,"00 Ret.ExistWetFGD_ACI & SNCR & HRI & CCS","Existing",null,null,"00 Ret.ExistWetFGD_ACI & SNCR & HRI & CCS","Coal w/CCS","Coal w/CCS",null,"00 Ret.ExistWetFGD_ACI & SNCR & HRI & CCS","Existing","---","---","New","Existing","---","New","New","New","Existing"]
[null,null,null,null,"00 Ret.ExistWetFGD_ACI_DSI & CCS","Fossil",null,"00 Ret.ExistWetFGD_ACI_DSI & CCS","Existing",null,null,"00 Ret.ExistWetFGD_ACI_DSI & CCS","Coal w/CCS","Coal w/CCS",null,"00 Ret.ExistWetFGD_ACI_DSI & CCS","Existing","Existing","---","---","Existing","---","---","New","None","Existing"]
[null,null,null,null,"00 Ret.ExistWetFGD_ACI_DSI & HRI","Fossil",null,"00 Ret.ExistWetFGD_ACI_DSI & HRI","Existing",null,null,"00 Ret.ExistWetFGD_ACI_DSI & HRI","Coal Steam","Coal",null,"00 Ret.ExistWetFGD_ACI_DSI & HRI","Existing","Existing","---","---","Existing","---","New","---","None","Existing"]
[null,null,null,null,"00 Ret.ExistWetFGD_ACI_DSI & HRI & CCS","Fossil",null,"00 Ret.ExistWetFGD_ACI_DSI & HRI & CCS","Existing",null,null,"00 Ret.ExistWetFGD_ACI_DSI & HRI & CCS","Coal w/CCS","Coal w/CCS",null,"00 Ret.ExistWetFGD_ACI_DSI & HRI & CCS","Existing","Existing","---","---","Existing","---","New","New","None","Existing"]
[null,null,null,null,"00 Ret.ExistWetFGD_ACI_DSI & SCR","Fossil",null,"00 Ret.ExistWetFGD_ACI_DSI & SCR","Existing",null,null,"00 Ret.ExistWetFGD_ACI_DSI & SCR","Coal Steam","Coal",null,"00 Ret.ExistWetFGD_ACI_DSI & SCR","Existing","Existing","New","---","Existing","---","---","---","New","Existing"]
[null,null,null,null,"00 Ret.ExistWetFGD_ACI_DSI & SCR & CCS","Fossil",null,"00 Ret.ExistWetFGD_ACI_DSI & SCR & CCS","Existing",null,null,"00 Ret.ExistWetFGD_ACI_DSI & SCR & CCS","Coal w/CCS","Coal w/CCS",null,"00 Ret.ExistWetFGD_ACI_DSI & SCR & CCS","Existing","Existing","New","---","Existing","---","---","New","New","Existing"]
[null,null,null,null,"00 Ret.ExistWetFGD_ACI_DSI & SCR & HRI","Fossil",null,"00 Ret.ExistWetFGD_ACI_DSI & SCR & HRI","Existing",null,null,"00 Ret.ExistWetFGD_ACI_DSI & SCR & HRI","Coal Steam","Coal",null,"00 Ret.ExistWetFGD_ACI_DSI & SCR & HRI","Existing","Existing","New","---","Existing","---","New","---","New","Existing"]
[null,null,null,null,"00 Ret.ExistWetFGD_ACI_DSI & SCR & HRI & CCS","Fossil",null,"00 Ret.ExistWetFGD_ACI_DSI & SCR & HRI & CCS","Existing",null,null,"00 Ret.ExistWetFGD_ACI_DSI & SCR & HRI & CCS","Coal w/CCS","Coal w/CCS",null,"00 Ret.ExistWetFGD_ACI_DSI & SCR & HRI & CCS","Existing","Existing","New","---","Existing","---","New","New","New","Existing"]
[null,null,null,null,"00 Ret.ExistWetFGD_ACI_DSI & SNCR","Fossil",null,"00 Ret.ExistWetFGD_ACI_DSI & SNCR","Existing",null,null,"00 Ret.ExistWetFGD_ACI_DSI & SNCR","Coal Steam","Coal",null,"00 Ret.ExistWetFGD_ACI_DSI & SNCR","Existing","Existing","---","New","Existing","---","---","---","New","Existing"]
[null,null,null,null,"00 Ret.ExistWetFGD_ACI_DSI & SNCR & CCS","Fossil",null,"00 Ret.ExistWetFGD_ACI_DSI & SNCR & CCS","Existing",null,null,"00 Ret.ExistWetFGD_ACI_DSI & SNCR & CCS","Coal w/CCS","Coal w/CCS",null,"00 Ret.ExistWetFGD_ACI_DSI & SNCR & CCS","Existing","Existing","---","New","Existing","---","---","New","New","Existing"]
[null,null,null,null,"00 Ret.ExistWetFGD_ACI_DSI & SNCR & HRI","Fossil",null,"00 Ret.ExistWetFGD_ACI_DSI & SNCR & HRI","Existing",null,null,"00 Ret.ExistWetFGD_ACI_DSI & SNCR & HRI","Coal Steam","Coal",null,"00 Ret.ExistWetFGD_ACI_DSI & SNCR & HRI","Existing","Existing","---","New","Existing","---","New","---","New","Existing"]
[null,null,null,null,"00 Ret.ExistWetFGD_ACI_DSI & SNCR & HRI & CCS","Fossil",null,"00 Ret.ExistWetFGD_ACI_DSI & SNCR & HRI & CCS","Existing",null,null,"00 Ret.ExistWetFGD_ACI_DSI & SNCR & HRI & CCS","Coal w/CCS","Coal w/CCS",null,"00 Ret.ExistWetFGD_ACI_DSI & SNCR & HRI & CCS","Existing","Existing","---","New","Existing","---","New","New","New","Existing"]
[null,null,null,null,"00 Ret.ExistWetFGD_DSI & HRI","Fossil",null,"00 Ret.ExistWetFGD_DSI & HRI","Existing",null,null,"00 Ret.ExistWetFGD_DSI & HRI","Coal Steam","Coal",null,"00 Ret.ExistWetFGD_DSI & HRI","Existing","Existing","---","---","---","---","New","---","None","Existing"]
[null,null,null,null,"00 Ret.ExistWetFGD_DSI & SCR","Fossil",null,"00 Ret.ExistWetFGD_DSI & SCR","Existing",null,null,"00 Ret.ExistWetFGD_DSI & SCR","Coal Steam","Coal",null,"00 Ret.ExistWetFGD_DSI & SCR","Existing","Existing","New","---","---","---","---","---","New","Existing"]
[null,null,null,null,"00 Ret.ExistWetFGD_DSI & SCR & HRI","Fossil",null,"00 Ret.ExistWetFGD_DSI & SCR & HRI","Existing",null,null,"00 Ret.ExistWetFGD_DSI & SCR & HRI","Coal Steam","Coal",null,"00 Ret.ExistWetFGD_DSI & SCR & HRI","Existing","Existing","New","---","---","---","New","---","New","Existing"]
[null,null,null,null,"00 Ret.ExistWetFGD_DSI & SNCR","Fossil",null,"00 Ret.ExistWetFGD_DSI & SNCR","Existing",null,null,"00 Ret.ExistWetFGD_DSI & SNCR","Coal Steam","Coal",null,"00 Ret.ExistWetFGD_DSI & SNCR","Existing","Existing","---","New","---","---","---","---","New","Existing"]
[null,null,null,null,"00 Ret.ExistWetFGD_SCR & ACI & CCS","Fossil",null,"00 Ret.ExistWetFGD_SCR & ACI & CCS","Existing",null,null,"00 Ret.ExistWetFGD_SCR & ACI & CCS","Coal w/CCS","Coal w/CCS",null,"00 Ret.ExistWetFGD_SCR & ACI & CCS","Existing","---","Existing","---","New","---","---","New","Existing","Existing"]
[null,null,null,null,"00 Ret.ExistWetFGD_DSI & SNCR & HRI","Fossil",null,"00 Ret.ExistWetFGD_DSI & SNCR & HRI","Existing",null,null,"00 Ret.ExistWetFGD_DSI & SNCR & HRI","Coal Steam","Coal",null,"00 Ret.ExistWetFGD_DSI & SNCR & HRI","Existing","Existing","---","New","---","---","New","---","New","Existing"]
[null,null,null,null,"00 Ret.ExistWetFGD_SCR & ACI & HRI","Fossil",null,"00 Ret.ExistWetFGD_SCR & ACI & HRI","Existing",null,null,"00 Ret.ExistWetFGD_SCR & ACI & HRI","Coal Steam","Coal",null,"00 Ret.ExistWetFGD_SCR & ACI & HRI","Existing","---","Existing","---","New","---","New","---","Existing","Existing"]
[null,null,null,null,"00 Ret.ExistWetFGD_SCR & ACI & HRI & CCS","Fossil",null,"00 Ret.ExistWetFGD_SCR & ACI & HRI & CCS","Existing",null,null,"00 Ret.ExistWetFGD_SCR & ACI & HRI & CCS","Coal w/CCS","Coal w/CCS",null,"00 Ret.ExistWetFGD_SCR & ACI & HRI & CCS","Existing","---","Existing","---","New","---","New","New","Existing","Existing"]
[null,null,null,null,"00 Ret.ExistWetFGD_SCR & CCS","Fossil",null,"00 Ret.ExistWetFGD_SCR & CCS","Existing",null,null,"00 Ret.ExistWetFGD_SCR & CCS","Coal w/CCS","Coal w/CCS",null,"00 Ret.ExistWetFGD_SCR & CCS","Existing","---","Existing","---","---","---","---","New","Existing","Existing"]
[null,null,null,null,"00 Ret.ExistWetFGD_SCR_DSI & ACI & CCS","Fossil",null,"00 Ret.ExistWetFGD_SCR_DSI & ACI & CCS","Existing",null,null,"00 Ret.ExistWetFGD_SCR_DSI & ACI & CCS","Coal w/CCS","Coal w/CCS",null,"00 Ret.ExistWetFGD_SCR_DSI & ACI & CCS","Existing","Existing","Existing","---","New","---","---","New","Existing","Existing"]
[null,null,null,null,"00 Ret.ExistWetFGD_SCR_DSI & ACI & HRI","Fossil",null,"00 Ret.ExistWetFGD_SCR_DSI & ACI & HRI","Existing",null,null,"00 Ret.ExistWetFGD_SCR_DSI & ACI & HRI","Coal Steam","Coal",null,"00 Ret.ExistWetFGD_SCR_DSI & ACI & HRI","Existing","Existing","Existing","---","New","---","New","---","Existing","Existing"]
[null,null,null,null,"00 Ret.ExistWetFGD_SCR_DSI & ACI & HRI & CCS","Fossil",null,"00 Ret.ExistWetFGD_SCR_DSI & ACI & HRI & CCS","Existing",null,null,"00 Ret.ExistWetFGD_SCR_DSI & ACI & HRI & CCS","Coal w/CCS","Coal w/CCS",null,"00 Ret.ExistWetFGD_SCR_DSI & ACI & HRI & CCS","Existing","Existing","Existing","---","New","---","New","New","Existing","Existing"]
[null,null,null,null,"00 Ret.ExistWetFGD_SCR_DSI & CCS","Fossil",null,"00 Ret.ExistWetFGD_SCR_DSI & CCS","Existing",null,null,"00 Ret.ExistWetFGD_SCR_DSI & CCS","Coal w/CCS","Coal w/CCS",null,"00 Ret.ExistWetFGD_SCR_DSI & CCS","Existing","Existing","Existing","---","---","---","---","New","Existing","Existing"]
[null,null,null,null,"00 Ret.ExistWetFGD_SNCR & ACI & HRI","Fossil",null,"00 Ret.ExistWetFGD_SNCR & ACI & HRI","Existing",null,null,"00 Ret.ExistWetFGD_SNCR & ACI & HRI","Coal Steam","Coal",null,"00 Ret.ExistWetFGD_SNCR & ACI & HRI","Existing","---","---","Existing","New","---","New","---","Existing","Existing"]
[null,null,null,null,"00 Ret.ExistWetFGD_SNCR & CCS","Fossil",null,"00 Ret.ExistWetFGD_SNCR & CCS","Existing",null,null,"00 Ret.ExistWetFGD_SNCR & CCS","Coal w/CCS","Coal w/CCS",null,"00 Ret.ExistWetFGD_SNCR & CCS","Existing","---","---","Existing","---","---","---","New","Existing","Existing"]
[null,null,null,null,"00 Ret.HRI","Fossil",null,"00 Ret.HRI","Existing",null,null,"00 Ret.HRI","Coal Steam","Coal",null,"00 Ret.HRI","---","---","---","---","---","---","New","---","None","None"]
[null,null,null,null,"00 Ret.SCR & DryFGD & CCS","Fossil",null,"00 Ret.SCR & DryFGD & CCS","Existing",null,null,"00 Ret.SCR & DryFGD & CCS","Coal w/CCS","Coal w/CCS",null,"00 Ret.SCR & DryFGD & CCS","New","---","New","---","---","---","---","New","New","New"]
[null,null,null,null,"00 Ret.SCR & DryFGD & HRI","Fossil",null,"00 Ret.SCR & DryFGD & HRI","Existing",null,null,"00 Ret.SCR & DryFGD & HRI","Coal Steam","Coal",null,"00 Ret.SCR & DryFGD & HRI","New","---","New","---","---","---","New","---","New","New"]
[null,null,null,null,"00 Ret.SCR & DSI","Fossil",null,"00 Ret.SCR & DSI","Existing",null,null,"00 Ret.SCR & DSI","Coal Steam","Coal",null,"00 Ret.SCR & DSI","---","New","New","---","---","---","---","---","New","New"]
[null,null,null,null,"00 Ret.SCR & DSI & DryFGD & HRI","Fossil",null,"00 Ret.SCR & DSI & DryFGD & HRI","Existing",null,null,"00 Ret.SCR & DSI & DryFGD & HRI","Coal Steam","Coal",null,"00 Ret.SCR & DSI & DryFGD & HRI","New","New","New","---","---","---","New","---","New","New"]
[null,null,null,null,"00 Ret.SCR & DSI & HRI","Fossil",null,"00 Ret.SCR & DSI & HRI","Existing",null,null,"00 Ret.SCR & DSI & HRI","Coal Steam","Coal",null,"00 Ret.SCR & DSI & HRI","---","New","New","---","---","---","New","---",{"$f":"IF(OR(S446<>\"---\",T446<>\"---\"),IF(OR(S446=\"New\",T446=\"New\"),\"New\",\"Existing\"),\"None\")","v":"New"},{"$f":"IF(OR(Q446<>\"---\",R446<>\"---\"),IF(OR(Q446=\"New\",R446=\"New\"),\"New\",\"Existing\"),\"None\")","v":"New"}]
[null,null,null,null,"00 Ret.SCR & DSI & WetFGD","Fossil",null,"00 Ret.SCR & DSI & WetFGD","Existing",null,null,"00 Ret.SCR & DSI & WetFGD","Coal Steam","Coal",null,"00 Ret.SCR & DSI & WetFGD","New","New","New","---","---","---","---","---","New","New"]
[null,null,null,null,"00 Ret.SCR & DSI & WetFGD & HRI","Fossil",null,"00 Ret.SCR & DSI & WetFGD & HRI","Existing",null,null,"00 Ret.SCR & DSI & WetFGD & HRI","Coal Steam","Coal",null,"00 Ret.SCR & DSI & WetFGD & HRI","New","New","New","---","---","---","New","---","New","New"]
[null,null,null,null,"00 Ret.SCR & HRI","Fossil",null,"00 Ret.SCR & HRI","Existing",null,null,"00 Ret.SCR & HRI","Coal Steam","Coal",null,"00 Ret.SCR & HRI","---","---","New","---","---","---","New","---","New","None"]
[null,null,null,null,"00 Ret.SCR & WetFGD & ACI","Fossil",null,"00 Ret.SCR & WetFGD & ACI","Existing",null,null,"00 Ret.SCR & WetFGD & ACI","Coal Steam","Coal",null,"00 Ret.SCR & WetFGD & ACI","New","---","New","---","New","---","---","---","New","New"]
[null,null,null,null,"00 Ret.SCR & WetFGD & CCS","Fossil",null,"00 Ret.SCR & WetFGD & CCS","Existing",null,null,"00 Ret.SCR & WetFGD & CCS","Coal w/CCS","Coal w/CCS",null,"00 Ret.SCR & WetFGD & CCS","New","---","New","---","---","---","---","New","New","New"]
[null,null,null,null,"00 Ret.SCR & WetFGD & HRI","Fossil",null,"00 Ret.SCR & WetFGD & HRI","Existing",null,null,"00 Ret.SCR & WetFGD & HRI","Coal Steam","Coal",null,"00 Ret.SCR & WetFGD & HRI","New","---","New","---","---","---","New","---","New","New"]
[null,null,null,null,"00 Ret.SNCR","Fossil",null,"00 Ret.SNCR","Existing",null,null,"00 Ret.SNCR","Coal Steam","Coal",null,"00 Ret.SNCR","---","---","---","New","---","---","---","---","New","None"]
[null,null,null,null,"00 Ret.SNCR & DryFGD","Fossil",null,"00 Ret.SNCR & DryFGD","Existing",null,null,"00 Ret.SNCR & DryFGD","Coal Steam","Coal",null,"00 Ret.SNCR & DryFGD","New","---","---","New","---","---","---","---","New","New"]
[null,null,null,null,"00 Ret.SNCR & DryFGD & ACI","Fossil",null,"00 Ret.SNCR & DryFGD & ACI","Existing",null,null,"00 Ret.SNCR & DryFGD & ACI","Coal Steam","Coal",null,"00 Ret.SNCR & DryFGD & ACI","New","---","---","New","New","---","---","---","New","New"]
[null,null,null,null,"00 Ret.SNCR & DryFGD & ACI & HRI","Fossil",null,"00 Ret.SNCR & DryFGD & ACI & HRI","Existing",null,null,"00 Ret.SNCR & DryFGD & ACI & HRI","Coal Steam","Coal",null,"00 Ret.SNCR & DryFGD & ACI & HRI","New","---","---","New","New","---","New","---","New","New"]
[null,null,null,null,"00 Ret.SNCR & DryFGD & CCS","Fossil",null,"00 Ret.SNCR & DryFGD & CCS","Existing",null,null,"00 Ret.SNCR & DryFGD & CCS","Coal w/CCS","Coal w/CCS",null,"00 Ret.SNCR & DryFGD & CCS","New","---","---","New","---","---","---","New","New","New"]
[null,null,null,null,"00 Ret.SNCR & DryFGD & HRI","Fossil",null,"00 Ret.SNCR & DryFGD & HRI","Existing",null,null,"00 Ret.SNCR & DryFGD & HRI","Coal Steam","Coal",null,"00 Ret.SNCR & DryFGD & HRI","New","---","---","New","---","---","New","---","New","New"]
[null,null,null,null,"00 Ret.SNCR & DSI","Fossil",null,"00 Ret.SNCR & DSI","Existing",null,null,"00 Ret.SNCR & DSI","Coal Steam","Coal",null,"00 Ret.SNCR & DSI","---","New","---","New","---","---","---","---","New","New"]
[null,null,null,null,"00 Ret.SNCR & DSI & HRI","Fossil",null,"00 Ret.SNCR & DSI & HRI","Existing",null,null,"00 Ret.SNCR & DSI & HRI","Coal Steam","Coal",null,"00 Ret.SNCR & DSI & HRI","---","New","---","New","---","---","New","---","New","New"]
[null,null,null,null,"00 Ret.SNCR & HRI","Fossil",null,"00 Ret.SNCR & HRI","Existing",null,null,"00 Ret.SNCR & HRI","Coal Steam","Coal",null,"00 Ret.SNCR & HRI","---","---","---","New","---","---","New","---","New","None"]
[null,null,null,null,"00 Ret.SNCR & WetFGD","Fossil",null,"00 Ret.SNCR & WetFGD","Existing",null,null,"00 Ret.SNCR & WetFGD","Coal Steam","Coal",null,"00 Ret.SNCR & WetFGD","New","---","---","New","---","---","---","---","New","New"]
[null,null,null,null,"00 Ret.SNCR & WetFGD & ACI","Fossil",null,"00 Ret.SNCR & WetFGD & ACI","Existing",null,null,"00 Ret.SNCR & WetFGD & ACI","Coal Steam","Coal",null,"00 Ret.SNCR & WetFGD & ACI","New","---","---","New","New","---","---","---","New","New"]
[null,null,null,null,"00 Ret.SNCR & WetFGD & ACI & HRI","Fossil",null,"00 Ret.SNCR & WetFGD & ACI & HRI","Existing",null,null,"00 Ret.SNCR & WetFGD & ACI & HRI","Coal Steam","Coal",null,"00 Ret.SNCR & WetFGD & ACI & HRI","New","---","---","New","New","---","New","---","New","New"]
[null,null,null,null,"00 Ret.SNCR & WetFGD & CCS","Fossil",null,"00 Ret.SNCR & WetFGD & CCS","Existing",null,null,"00 Ret.SNCR & WetFGD & CCS","Coal w/CCS","Coal w/CCS",null,"00 Ret.SNCR & WetFGD & CCS","New","---","---","New","---","---","---","New","New","New"]
[null,null,null,null,"00 Ret.SNCR & WetFGD & HRI","Fossil",null,"00 Ret.SNCR & WetFGD & HRI","Existing",null,null,"00 Ret.SNCR & WetFGD & HRI","Coal Steam","Coal",null,"00 Ret.SNCR & WetFGD & HRI","New","---","---","New","---","---","New","---","New","New"]
[null,null,null,null,"00 Ret.WetFGD & CCS","Fossil",null,"00 Ret.WetFGD & CCS","Existing",null,null,"00 Ret.WetFGD & CCS","Coal w/CCS","Coal w/CCS",null,"00 Ret.WetFGD & CCS","New","---","---","---","---","---","---","New","None","New"]
[null,null,null,null,"00 Ret.WetFGD & HRI","Fossil",null,"00 Ret.WetFGD & HRI","Existing",null,null,"00 Ret.WetFGD & HRI","Coal Steam","Coal",null,"00 Ret.WetFGD & HRI","New","---","---","---","---","---","New","---","None","New"]
[null,null,null,null,"00 Ret.FB & ACI & DryFGD & HRI","Fossil",null,"00 Ret.FB & ACI & DryFGD & HRI","Existing",null,null,"00 Ret.FB & ACI & DryFGD & HRI","Coal Steam","Coal",null,"00 Ret.FB & ACI & DryFGD & HRI","New","---","---","---","New","---","New","---","None","New"]
[null,null,null,null,"00 Ret.FB & ACI & HRI","Fossil",null,"00 Ret.FB & ACI & HRI","Existing",null,null,"00 Ret.FB & ACI & HRI","Coal Steam","Coal",null,"00 Ret.FB & ACI & HRI","---","---","---","---","New","---","New","---","None","None"]
[null,null,null,null,"00 Ret.FB & HRI","Fossil",null,"00 Ret.FB & HRI","Existing",null,null,"00 Ret.FB & HRI","Coal Steam","Coal",null,"00 Ret.FB & HRI","---","---","---","---","---","---","New","---","None","None"]
[null,null,null,null,"00 Ret.FB DryFGD","Fossil",null,"00 Ret.FB DryFGD","Existing",null,null,"00 Ret.FB DryFGD","Coal Steam","Coal",null,"00 Ret.FB DryFGD","New","---","---","---","---","---","---","---","None","New"]
[null,null,null,null,"00 Ret.FB DryFGD & ACI","Fossil",null,"00 Ret.FB DryFGD & ACI","Existing",null,null,"00 Ret.FB DryFGD & ACI","Coal Steam","Coal",null,"00 Ret.FB DryFGD & ACI","New","---","---","---","New","---","---","---","None","New"]
[null,null,null,null,"00 Ret.FB DryFGD & ACI & HRI","Fossil",null,"00 Ret.FB DryFGD & ACI & HRI","Existing",null,null,"00 Ret.FB DryFGD & ACI & HRI","Coal Steam","Coal",null,"00 Ret.FB DryFGD & ACI & HRI","New","---","---","---","New","---","New","---","None","New"]
[null,null,null,null,"00 Ret.FB DryFGD & HRI","Fossil",null,"00 Ret.FB DryFGD & HRI","Existing",null,null,"00 Ret.FB DryFGD & HRI","Coal Steam","Coal",null,"00 Ret.FB DryFGD & HRI","New","---","---","---","---","---","New","---","None","New"]
[null,null,null,null,"00 Ret.FB DryFGD & SNCR","Fossil",null,"00 Ret.FB DryFGD & SNCR","Existing",null,null,"00 Ret.FB DryFGD & SNCR","Coal Steam","Coal",null,"00 Ret.FB DryFGD & SNCR","New","---","---","New","---","---","---","---","New","New"]
[null,null,null,null,"00 Ret.FB DryFGD & SNCR & HRI","Fossil",null,"00 Ret.FB DryFGD & SNCR & HRI","Existing",null,null,"00 Ret.FB DryFGD & SNCR & HRI","Coal Steam","Coal",null,"00 Ret.FB DryFGD & SNCR & HRI","New","---","---","New","---","---","New","---","New","New"]
[null,null,null,null,"00 Ret.FB SNCR & DryFGD & ACI & HRI","Fossil",null,"00 Ret.FB SNCR & DryFGD & ACI & HRI","Existing",null,null,"00 Ret.FB SNCR & DryFGD & ACI & HRI","Coal Steam","Coal",null,"00 Ret.FB SNCR & DryFGD & ACI & HRI","New","---","---","New","New","---","New","---","New","New"]
[null,null,null,null,"00 Ret.FB-ACI & SNCR & HRI","Fossil",null,"00 Ret.FB-ACI & SNCR & HRI","Existing",null,null,"00 Ret.FB-ACI & SNCR & HRI","Coal Steam","Coal",null,"00 Ret.FB-ACI & SNCR & HRI","---","---","---","New","New","---","New","---","New","None"]
[null,null,null,null,"00 Ret.FB-ACI & SNCR & HRI & CCS","Fossil",null,"00 Ret.FB-ACI & SNCR & HRI & CCS","Existing",null,null,"00 Ret.FB-ACI & SNCR & HRI & CCS","Coal w/CCS","Coal w/CCS",null,"00 Ret.FB-ACI & SNCR & HRI & CCS","---","---","---","New","New","---","New","New","New","None"]
[null,null,null,null,"00 Ret.FB-Exist ACI & DryFGD","Fossil",null,"00 Ret.FB-Exist ACI & DryFGD","Existing",null,null,"00 Ret.FB-Exist ACI & DryFGD","Coal Steam","Coal",null,"00 Ret.FB-Exist ACI & DryFGD","New","---","---","---","Existing","---","---","---","None","New"]
[null,null,null,null,"00 Ret.FB-Exist ACI & DryFGD & HRI","Fossil",null,"00 Ret.FB-Exist ACI & DryFGD & HRI","Existing",null,null,"00 Ret.FB-Exist ACI & DryFGD & HRI","Coal Steam","Coal",null,"00 Ret.FB-Exist ACI & DryFGD & HRI","New","---","---","---","Existing","---","New","---","None","New"]
[null,null,null,null,"00 Ret.FB-Exist ACI & DryFGD & SNCR","Fossil",null,"00 Ret.FB-Exist ACI & DryFGD & SNCR","Existing",null,null,"00 Ret.FB-Exist ACI & DryFGD & SNCR","Coal Steam","Coal",null,"00 Ret.FB-Exist ACI & DryFGD & SNCR","New","---","---","New","Existing","---","---","---","New","New"]
[null,null,null,null,"00 Ret.FB-Exist ACI & DryFGD & SNCR & HRI","Fossil",null,"00 Ret.FB-Exist ACI & DryFGD & SNCR & HRI","Existing",null,null,"00 Ret.FB-Exist ACI & DryFGD & SNCR & HRI","Coal Steam","Coal",null,"00 Ret.FB-Exist ACI & DryFGD & SNCR & HRI","New","---","---","New","Existing","---","New","---","New","New"]
[null,null,null,null,"00 Ret.FB-Exist ACI & SNCR & HRI","Fossil",null,"00 Ret.FB-Exist ACI & SNCR & HRI","Existing",null,null,"00 Ret.FB-Exist ACI & SNCR & HRI","Coal Steam","Coal",null,"00 Ret.FB-Exist ACI & SNCR & HRI","---","---","---","New","Existing","---","New","---","New","None"]
[null,null,null,null,"00 Ret.FB-Exist ACI_DSI & DryFGD & SNCR","Fossil",null,"00 Ret.FB-Exist ACI_DSI & DryFGD & SNCR","Existing",null,null,"00 Ret.FB-Exist ACI_DSI & DryFGD & SNCR","Coal Steam","Coal",null,"00 Ret.FB-Exist ACI_DSI & DryFGD & SNCR","New","Existing","---","New","Existing","---","---","---","New","New"]
[null,null,null,null,"00 Ret.FB-Exist ACI_DSI & SNCR","Fossil",null,"00 Ret.FB-Exist ACI_DSI & SNCR","Existing",null,null,"00 Ret.FB-Exist ACI_DSI & SNCR","Coal Steam","Coal",null,"00 Ret.FB-Exist ACI_DSI & SNCR","---","Existing","---","New","Existing","---","---","---","New","Existing"]
[null,null,null,null,"00 Ret.FB-ExistACI & HRI","Fossil",null,"00 Ret.FB-ExistACI & HRI","Existing",null,null,"00 Ret.FB-ExistACI & HRI","Coal Steam","Coal",null,"00 Ret.FB-ExistACI & HRI","---","---","---","---","Existing","---","New","---","None","None"]
[null,null,null,null,"00 Ret.FB-ExistACI_DSI & DryFGD","Fossil",null,"00 Ret.FB-ExistACI_DSI & DryFGD","Existing",null,null,"00 Ret.FB-ExistACI_DSI & DryFGD","Coal Steam","Coal",null,"00 Ret.FB-ExistACI_DSI & DryFGD","New","Existing","---","---","Existing","---","---","---","None","New"]
[null,null,null,null,"00 Ret.FB-ExistACI_DSI & DryFGD & HRI","Fossil",null,"00 Ret.FB-ExistACI_DSI & DryFGD & HRI","Existing",null,null,"00 Ret.FB-ExistACI_DSI & DryFGD & HRI","Coal Steam","Coal",null,"00 Ret.FB-ExistACI_DSI & DryFGD & HRI","New","Existing","---","---","Existing","---","New","---","None","New"]
[null,null,null,null,"00 Ret.FB-ExistACI_DSI & DryFGD & SNCR","Fossil",null,"00 Ret.FB-ExistACI_DSI & DryFGD & SNCR","Existing",null,null,"00 Ret.FB-ExistACI_DSI & DryFGD & SNCR","Coal Steam","Coal",null,"00 Ret.FB-ExistACI_DSI & DryFGD & SNCR","New","Existing","---","New","Existing","---","---","---","New","New"]
[null,null,null,null,"00 Ret.FB-ExistACI_DSI & DryFGD & SNCR & HRI","Fossil",null,"00 Ret.FB-ExistACI_DSI & DryFGD & SNCR & HRI","Existing",null,null,"00 Ret.FB-ExistACI_DSI & DryFGD & SNCR & HRI","Coal Steam","Coal",null,"00 Ret.FB-ExistACI_DSI & DryFGD & SNCR & HRI","New","Existing","---","New","Existing","---","New","---","New","New"]
[null,null,null,null,"00 Ret.FB-ExistACI_DSI & HRI","Fossil",null,"00 Ret.FB-ExistACI_DSI & HRI","Existing",null,null,"00 Ret.FB-ExistACI_DSI & HRI","Coal Steam","Coal",null,"00 Ret.FB-ExistACI_DSI & HRI","---","Existing","---","---","Existing","---","New","---","None","Existing"]
[null,null,null,null,"00 Ret.FB-ExistACI_DSI & SNCR & HRI","Fossil",null,"00 Ret.FB-ExistACI_DSI & SNCR & HRI","Existing",null,null,"00 Ret.FB-ExistACI_DSI & SNCR & HRI","Coal Steam","Coal",null,"00 Ret.FB-ExistACI_DSI & SNCR & HRI","---","Existing","---","New","Existing","---","New","---","New","Existing"]
[null,null,null,null,"00 Ret.FB-ExistDryFGD_ACI & HRI","Fossil",null,"00 Ret.FB-ExistDryFGD_ACI & HRI","Existing",null,null,"00 Ret.FB-ExistDryFGD_ACI & HRI","Coal Steam","Coal",null,"00 Ret.FB-ExistDryFGD_ACI & HRI","Existing","---","---","---","Existing","---","New","---","None","Existing"]
[null,null,null,null,"00 Ret.FB-ExistDryFGD_ACI & SNCR","Fossil",null,"00 Ret.FB-ExistDryFGD_ACI & SNCR","Existing",null,null,"00 Ret.FB-ExistDryFGD_ACI & SNCR","Coal Steam","Coal",null,"00 Ret.FB-ExistDryFGD_ACI & SNCR","Existing","---","---","New","Existing","---","---","---","New","Existing"]
[null,null,null,null,"00 Ret.FB-ExistDryFGD_ACI & SNCR & HRI","Fossil",null,"00 Ret.FB-ExistDryFGD_ACI & SNCR & HRI","Existing",null,null,"00 Ret.FB-ExistDryFGD_ACI & SNCR & HRI","Coal Steam","Coal",null,"00 Ret.FB-ExistDryFGD_ACI & SNCR & HRI","Existing","---","---","New","Existing","---","New","---","New","Existing"]
[null,null,null,null,"00 Ret.FB-ExistDryFGD_DSI & HRI","Fossil",null,"00 Ret.FB-ExistDryFGD_DSI & HRI","Existing",null,null,"00 Ret.FB-ExistDryFGD_DSI & HRI","Coal Steam","Coal",null,"00 Ret.FB-ExistDryFGD_DSI & HRI","Existing","Existing","---","---","---","---","New","---","None","Existing"]
[null,null,null,null,"00 Ret.FB-ExistDryFGD_DSI & SNCR","Fossil",null,"00 Ret.FB-ExistDryFGD_DSI & SNCR","Existing",null,null,"00 Ret.FB-ExistDryFGD_DSI & SNCR","Coal Steam","Coal",null,"00 Ret.FB-ExistDryFGD_DSI & SNCR","Existing","Existing","---","New","---","---","---","---","New","Existing"]
[null,null,null,null,"00 Ret.FB-ExistDryFGD_DSI & SNCR & HRI","Fossil",null,"00 Ret.FB-ExistDryFGD_DSI & SNCR & HRI","Existing",null,null,"00 Ret.FB-ExistDryFGD_DSI & SNCR & HRI","Coal Steam","Coal",null,"00 Ret.FB-ExistDryFGD_DSI & SNCR & HRI","Existing","Existing","---","New","---","---","New","---","New","Existing"]
[null,null,null,null,"00 Ret.FB-ExistDryFGD_SNCR & HRI","Fossil",null,"00 Ret.FB-ExistDryFGD_SNCR & HRI","Existing",null,null,"00 Ret.FB-ExistDryFGD_SNCR & HRI","Coal Steam","Coal",null,"00 Ret.FB-ExistDryFGD_SNCR & HRI","Existing","---","---","Existing","---","---","New","---","Existing","Existing"]
[null,null,null,null,"00 Ret.FB-ExistDryFGD_SNCR_ACI & HRI","Fossil",null,"00 Ret.FB-ExistDryFGD_SNCR_ACI & HRI","Existing",null,null,"00 Ret.FB-ExistDryFGD_SNCR_ACI & HRI","Coal Steam","Coal",null,"00 Ret.FB-ExistDryFGD_SNCR_ACI & HRI","Existing","---","---","Existing","Existing","---","New","---","Existing","Existing"]
[null,null,null,null,"00 Ret.FB-ExistDryFGD_SNCR_ACI_DSI & HRI","Fossil",null,"00 Ret.FB-ExistDryFGD_SNCR_ACI_DSI & HRI","Existing",null,null,"00 Ret.FB-ExistDryFGD_SNCR_ACI_DSI & HRI","Coal Steam","Coal",null,"00 Ret.FB-ExistDryFGD_SNCR_ACI_DSI & HRI","Existing","Existing","---","Existing","Existing","---","New","---","Existing","Existing"]
[null,null,null,null,"00 Ret.FB-ExistDryFGD_SNCR_DSI & HRI","Fossil",null,"00 Ret.FB-ExistDryFGD_SNCR_DSI & HRI","Existing",null,null,"00 Ret.FB-ExistDryFGD_SNCR_DSI & HRI","Coal Steam","Coal",null,"00 Ret.FB-ExistDryFGD_SNCR_DSI & HRI","Existing","Existing","---","Existing","---","---","New","---","Existing","Existing"]
[null,null,null,null,"00 Ret.FB-ExistDSI & ACI","Fossil",null,"00 Ret.FB-ExistDSI & ACI","Existing",null,null,"00 Ret.FB-ExistDSI & ACI","Coal Steam","Coal",null,"00 Ret.FB-ExistDSI & ACI","---","Existing","---","---","New","---","---","---","None","Existing"]
[null,null,null,null,"00 Ret.FB-ExistDSI & ACI & HRI","Fossil",null,"00 Ret.FB-ExistDSI & ACI & HRI","Existing",null,null,"00 Ret.FB-ExistDSI & ACI & HRI","Coal Steam","Coal",null,"00 Ret.FB-ExistDSI & ACI & HRI","---","Existing","---","---","New","---","New","---","None","Existing"]
[null,null,null,null,"00 Ret.FB-ExistDSI & ACI & SNCR","Fossil",null,"00 Ret.FB-ExistDSI & ACI & SNCR","Existing",null,null,"00 Ret.FB-ExistDSI & ACI & SNCR","Coal Steam","Coal",null,"00 Ret.FB-ExistDSI & ACI & SNCR","---","Existing","---","New","New","---","---","---","New","Existing"]
[null,null,null,null,"00 Ret.FB-ExistDSI & ACI & SNCR & HRI","Fossil",null,"00 Ret.FB-ExistDSI & ACI & SNCR & HRI","Existing",null,null,"00 Ret.FB-ExistDSI & ACI & SNCR & HRI","Coal Steam","Coal",null,"00 Ret.FB-ExistDSI & ACI & SNCR & HRI","---","Existing","---","New","New","---","New","---","New","Existing"]
[null,null,null,null,"00 Ret.FB-ExistDSI & DryFGD","Fossil",null,"00 Ret.FB-ExistDSI & DryFGD","Existing",null,null,"00 Ret.FB-ExistDSI & DryFGD","Coal Steam","Coal",null,"00 Ret.FB-ExistDSI & DryFGD","New","Existing","---","---","---","---","---","---","None","New"]
[null,null,null,null,"00 Ret.FB-ExistDSI & DryFGD & ACI","Fossil",null,"00 Ret.FB-ExistDSI & DryFGD & ACI","Existing",null,null,"00 Ret.FB-ExistDSI & DryFGD & ACI","Coal Steam","Coal",null,"00 Ret.FB-ExistDSI & DryFGD & ACI","New","Existing","---","---","New","---","---","---",{"$f":"IF(OR(S510<>\"---\",T510<>\"---\"),IF(OR(S510=\"New\",T510=\"New\"),\"New\",\"Existing\"),\"None\")","v":"None"},{"$f":"IF(OR(Q510<>\"---\",R510<>\"---\"),IF(OR(Q510=\"New\",R510=\"New\"),\"New\",\"Existing\"),\"None\")","v":"New"}]
[null,null,null,null,"00 Ret.FB-ExistDSI & DryFGD & ACI & HRI","Fossil",null,"00 Ret.FB-ExistDSI & DryFGD & ACI & HRI","Existing",null,null,"00 Ret.FB-ExistDSI & DryFGD & ACI & HRI","Coal Steam","Coal",null,"00 Ret.FB-ExistDSI & DryFGD & ACI & HRI","New","Existing","---","---","New","---","New","---","None","New"]
[null,null,null,null,"00 Ret.FB-ExistDSI & DryFGD & HRI","Fossil",null,"00 Ret.FB-ExistDSI & DryFGD & HRI","Existing",null,null,"00 Ret.FB-ExistDSI & DryFGD & HRI","Coal Steam","Coal",null,"00 Ret.FB-ExistDSI & DryFGD & HRI","New","Existing","---","---","---","---","New","---","None","New"]
[null,null,null,null,"00 Ret.FB-ExistDSI & DryFGD & SNCR","Fossil",null,"00 Ret.FB-ExistDSI & DryFGD & SNCR","Existing",null,null,"00 Ret.FB-ExistDSI & DryFGD & SNCR","Coal Steam","Coal",null,"00 Ret.FB-ExistDSI & DryFGD & SNCR","New","Existing","---","New","---","---","---","---","New","New"]
[null,null,null,null,"00 Ret.FB-ExistDSI & DryFGD & SNCR & HRI","Fossil",null,"00 Ret.FB-ExistDSI & DryFGD & SNCR & HRI","Existing",null,null,"00 Ret.FB-ExistDSI & DryFGD & SNCR & HRI","Coal Steam","Coal",null,"00 Ret.FB-ExistDSI & DryFGD & SNCR & HRI","New","Existing","---","New","---","---","New","---","New","New"]
[null,null,null,null,"00 Ret.FB-ExistDSI & HRI","Fossil",null,"00 Ret.FB-ExistDSI & HRI","Existing",null,null,"00 Ret.FB-ExistDSI & HRI","Coal Steam","Coal",null,"00 Ret.FB-ExistDSI & HRI","---","Existing","---","---","---","---","New","---","None","Existing"]
[null,null,null,null,"00 Ret.FB-ExistDSI & SNCR","Fossil",null,"00 Ret.FB-ExistDSI & SNCR","Existing",null,null,"00 Ret.FB-ExistDSI & SNCR","Coal Steam","Coal",null,"00 Ret.FB-ExistDSI & SNCR","---","Existing","---","New","---","---","---","---","New","Existing"]
[null,null,null,null,"00 Ret.FB-ExistDSI & SNCR & DryFGD & ACI","Fossil",null,"00 Ret.FB-ExistDSI & SNCR & DryFGD & ACI","Existing",null,null,"00 Ret.FB-ExistDSI & SNCR & DryFGD & ACI","Coal Steam","Coal",null,"00 Ret.FB-ExistDSI & SNCR & DryFGD & ACI","New","Existing","---","New","New","---","---","---","New","New"]
[null,null,null,null,"00 Ret.FB-ExistDSI & SNCR & DryFGD & ACI & HRI","Fossil",null,"00 Ret.FB-ExistDSI & SNCR & DryFGD & ACI & HRI","Existing",null,null,"00 Ret.FB-ExistDSI & SNCR & DryFGD & ACI & HRI","Coal Steam","Coal",null,"00 Ret.FB-ExistDSI & SNCR & DryFGD & ACI & HRI","New","Existing","---","New","New","---","New","---","New","New"]
[null,null,null,null,"00 Ret.FB-ExistDSI & SNCR & HRI","Fossil",null,"00 Ret.FB-ExistDSI & SNCR & HRI","Existing",null,null,"00 Ret.FB-ExistDSI & SNCR & HRI","Coal Steam","Coal",null,"00 Ret.FB-ExistDSI & SNCR & HRI","---","Existing","---","New","---","---","New","---","New","Existing"]
[null,null,null,null,"00 Ret.FB-ExistSNCR & DryFGD","Fossil",null,"00 Ret.FB-ExistSNCR & DryFGD","Existing",null,null,"00 Ret.FB-ExistSNCR & DryFGD","Coal Steam","Coal",null,"00 Ret.FB-ExistSNCR & DryFGD","New","---","---","Existing","---","---","---","---","Existing","New"]
[null,null,null,null,"00 Ret.FB-ExistSNCR & DryFGD & ACI","Fossil",null,"00 Ret.FB-ExistSNCR & DryFGD & ACI","Existing",null,null,"00 Ret.FB-ExistSNCR & DryFGD & ACI","Coal Steam","Coal",null,"00 Ret.FB-ExistSNCR & DryFGD & ACI","New","---","---","Existing","New","---","---","---","Existing","New"]
[null,null,null,null,"00 Ret.FB-ExistSNCR & DryFGD & HRI","Fossil",null,"00 Ret.FB-ExistSNCR & DryFGD & HRI","Existing",null,null,"00 Ret.FB-ExistSNCR & DryFGD & HRI","Coal Steam","Coal",null,"00 Ret.FB-ExistSNCR & DryFGD & HRI","New","---","---","Existing","---","---","New","---","Existing","New"]
[null,null,null,null,"00 Ret.FB-ExistSNCR & HRI","Fossil",null,"00 Ret.FB-ExistSNCR & HRI","Existing",null,null,"00 Ret.FB-ExistSNCR & HRI","Coal Steam","Coal",null,"00 Ret.FB-ExistSNCR & HRI","---","---","---","Existing","---","---","New","---","Existing","None"]
[null,null,null,null,"00 Ret.FB-ExistSNCR_ACI_DSI & DryFGD","Fossil",null,"00 Ret.FB-ExistSNCR_ACI_DSI & DryFGD","Existing",null,null,"00 Ret.FB-ExistSNCR_ACI_DSI & DryFGD","Coal Steam","Coal",null,"00 Ret.FB-ExistSNCR_ACI_DSI & DryFGD","New","Existing","---","Existing","Existing","---","---","---","Existing","New"]
[null,null,null,null,"00 Ret.FB-ExistSNCR_ACI_DSI & DryFGD & HRI","Fossil",null,"00 Ret.FB-ExistSNCR_ACI_DSI & DryFGD & HRI","Existing",null,null,"00 Ret.FB-ExistSNCR_ACI_DSI & DryFGD & HRI","Coal Steam","Coal",null,"00 Ret.FB-ExistSNCR_ACI_DSI & DryFGD & HRI","New","Existing","---","Existing","Existing","---","New","---","Existing","New"]
[null,null,null,null,"00 Ret.FB-ExistSNCR_ACI_DSI & HRI","Fossil",null,"00 Ret.FB-ExistSNCR_ACI_DSI & HRI","Existing",null,null,"00 Ret.FB-ExistSNCR_ACI_DSI & HRI","Coal Steam","Coal",null,"00 Ret.FB-ExistSNCR_ACI_DSI & HRI","---","Existing","---","Existing","Existing","---","New","---","Existing","Existing"]
[null,null,null,null,"00 Ret.FB-ExistSNCR_DryFGD & HRI","Fossil",null,"00 Ret.FB-ExistSNCR_DryFGD & HRI","Existing",null,null,"00 Ret.FB-ExistSNCR_DryFGD & HRI","Coal Steam","Coal",null,"00 Ret.FB-ExistSNCR_DryFGD & HRI","Existing","---","---","Existing","---","---","New","---","Existing","Existing"]
[null,null,null,null,"00 Ret.FB-ExistSNCR_DryFGD_ACI & HRI","Fossil",null,"00 Ret.FB-ExistSNCR_DryFGD_ACI & HRI","Existing",null,null,"00 Ret.FB-ExistSNCR_DryFGD_ACI & HRI","Coal Steam","Coal",null,"00 Ret.FB-ExistSNCR_DryFGD_ACI & HRI","Existing","---","---","Existing","Existing","---","New","---","Existing","Existing"]
[null,null,null,null,"00 Ret.FB-ExistSNCR_DSI & ACI","Fossil",null,"00 Ret.FB-ExistSNCR_DSI & ACI","Existing",null,null,"00 Ret.FB-ExistSNCR_DSI & ACI","Coal Steam","Coal",null,"00 Ret.FB-ExistSNCR_DSI & ACI","---","Existing","---","Existing","New","---","---","---","Existing","Existing"]
[null,null,null,null,"00 Ret.FB-ExistSNCR_DSI & ACI & DryFGD","Fossil",null,"00 Ret.FB-ExistSNCR_DSI & ACI & DryFGD","Existing",null,null,"00 Ret.FB-ExistSNCR_DSI & ACI & DryFGD","Coal Steam","Coal",null,"00 Ret.FB-ExistSNCR_DSI & ACI & DryFGD","New","Existing","---","Existing","New","---","---","---","Existing","New"]
[null,null,null,null,"00 Ret.FB-ExistSNCR_DSI & ACI & DryFGD & HRI","Fossil",null,"00 Ret.FB-ExistSNCR_DSI & ACI & DryFGD & HRI","Existing",null,null,"00 Ret.FB-ExistSNCR_DSI & ACI & DryFGD & HRI","Coal Steam","Coal",null,"00 Ret.FB-ExistSNCR_DSI & ACI & DryFGD & HRI","New","Existing","---","Existing","New","---","New","---","Existing","New"]
[null,null,null,null,"00 Ret.FB-ExistSNCR_DSI & ACI & HRI","Fossil",null,"00 Ret.FB-ExistSNCR_DSI & ACI & HRI","Existing",null,null,"00 Ret.FB-ExistSNCR_DSI & ACI & HRI","Coal Steam","Coal",null,"00 Ret.FB-ExistSNCR_DSI & ACI & HRI","---","Existing","---","Existing","New","---","New","---","Existing","Existing"]
[null,null,null,null,"00 Ret.FB-ExistSNCR_DSI & DryFGD","Fossil",null,"00 Ret.FB-ExistSNCR_DSI & DryFGD","Existing",null,null,"00 Ret.FB-ExistSNCR_DSI & DryFGD","Coal Steam","Coal",null,"00 Ret.FB-ExistSNCR_DSI & DryFGD","New","Existing","---","Existing","---","---","---","---","Existing","New"]
[null,null,null,null,"00 Ret.FB-ExistSNCR_DSI & DryFGD & HRI","Fossil",null,"00 Ret.FB-ExistSNCR_DSI & DryFGD & HRI","Existing",null,null,"00 Ret.FB-ExistSNCR_DSI & DryFGD & HRI","Coal Steam","Coal",null,"00 Ret.FB-ExistSNCR_DSI & DryFGD & HRI","New","Existing","---","Existing","---","---","New","---","Existing","New"]
[null,null,null,null,"00 Ret.FB-ExistSNCR_DSI & HRI","Fossil",null,"00 Ret.FB-ExistSNCR_DSI & HRI","Existing",null,null,"00 Ret.FB-ExistSNCR_DSI & HRI","Coal Steam","Coal",null,"00 Ret.FB-ExistSNCR_DSI & HRI","---","Existing","---","Existing","---","---","New","---","Existing","Existing"]
[null,null,null,null,"00 Ret.FB-ExistSNCR_WetFGD & ACI","Fossil",null,"00 Ret.FB-ExistSNCR_WetFGD & ACI","Existing",null,null,"00 Ret.FB-ExistSNCR_WetFGD & ACI","Coal Steam","Coal",null,"00 Ret.FB-ExistSNCR_WetFGD & ACI","Existing","---","---","Existing","New","---","---","---","Existing","Existing"]
[null,null,null,null,"00 Ret.FB-ExistSNCR_WetFGD & HRI","Fossil",null,"00 Ret.FB-ExistSNCR_WetFGD & HRI","Existing",null,null,"00 Ret.FB-ExistSNCR_WetFGD & HRI","Coal Steam","Coal",null,"00 Ret.FB-ExistSNCR_WetFGD & HRI","Existing","---","---","Existing","---","---","New","---","Existing","Existing"]
[null,null,null,null,"00 Ret.FB-ExistWetFGD_DSI & HRI","Fossil",null,"00 Ret.FB-ExistWetFGD_DSI & HRI","Existing",null,null,"00 Ret.FB-ExistWetFGD_DSI & HRI","Coal Steam","Coal",null,"00 Ret.FB-ExistWetFGD_DSI & HRI","Existing","Existing","---","---","---","---","New","---","None","Existing"]
[null,null,null,null,"00 Ret.FB-ExistWetFGD_DSI & SNCR","Fossil",null,"00 Ret.FB-ExistWetFGD_DSI & SNCR","Existing",null,null,"00 Ret.FB-ExistWetFGD_DSI & SNCR","Coal Steam","Coal",null,"00 Ret.FB-ExistWetFGD_DSI & SNCR","Existing","Existing","---","New","---","---","---","---","New","Existing"]
[null,null,null,null,"00 Ret.FB-ExistWetFGD_DSI & SNCR & HRI","Fossil",null,"00 Ret.FB-ExistWetFGD_DSI & SNCR & HRI","Existing",null,null,"00 Ret.FB-ExistWetFGD_DSI & SNCR & HRI","Coal Steam","Coal",null,"00 Ret.FB-ExistWetFGD_DSI & SNCR & HRI","Existing","Existing","---","New","---","---","New","---","New","Existing"]
[null,null,null,null,"00 Ret.FB-ExistWetFGD_SNCR & ACI & HRI","Fossil",null,"00 Ret.FB-ExistWetFGD_SNCR & ACI & HRI","Existing",null,null,"00 Ret.FB-ExistWetFGD_SNCR & ACI & HRI","Coal Steam","Coal",null,"00 Ret.FB-ExistWetFGD_SNCR & ACI & HRI","Existing","---","---","Existing","New","---","New","---","Existing","Existing"]
[null,null,null,null,"00 Ret.FB-SNCR & HRI","Fossil",null,"00 Ret.FB-SNCR & HRI","Existing",null,null,"00 Ret.FB-SNCR & HRI","Coal Steam","Coal",null,"00 Ret.FB-SNCR & HRI","---","---","---","New","---","---","New","---","New","None"]
[null,null,null,null,"00 CC Retirement","Retired",null,"00 CC Retirement","Retired",null,null,"00 CC Retirement","Combined Cycle","Retired",null,"00 CC Retirement","Retired","Retired","Retired","Retired","Retired","Retired","Retired","Retired","Retired","Retired"]
[null,null,null,null,"00 CT Retirement","Retired",null,"00 CT Retirement","Retired",null,null,"00 CT Retirement","Combustion Turbine","Retired",null,"00 CT Retirement","Retired","Retired","Retired","Retired","Retired","Retired","Retired","Retired","Retired","Retired"]
[null,null,null,null,"00 O/G Retirement","Retired",null,"00 O/G Retirement","Retired",null,null,"00 O/G Retirement","O/G Steam","Retired",null,"00 O/G Retirement","Retired","Retired","Retired","Retired","Retired","Retired","Retired","Retired","Retired","Retired"]
[null,null,null,null,"00 Coal Retirement","Retired",null,"00 Coal Retirement","Retired",null,null,"00 Coal Retirement","Coal Steam","Retired",null,"00 Coal Retirement","Retired","Retired","Retired","Retired","Retired","Retired","Retired","Retired","Retired","Retired"]
[null,null,null,null,"00 IGCC Retirement","Retired",null,"00 IGCC Retirement","Retired",null,null,"00 IGCC Retirement","IGCC","Retired",null,"00 IGCC Retirement","Retired","Retired","Retired","Retired","Retired","Retired","Retired","Retired","Retired","Retired"]
[null,null,null,null,"00 Nuke Retirement","Retired",null,"00 Nuke Retirement","Retired",null,null,"00 Nuke Retirement","Nuclear","Retired",null,"00 Nuke Retirement","Retired","Retired","Retired","Retired","Retired","Retired","Retired","Retired","Retired","Retired"]
[null,null,null,null,"00 Biomass Retirement","Retired",null,"00 Biomass Retirement","Retired",null,null,"00 Biomass Retirement","Biomass","Retired",null,"00 Biomass Retirement","Retired","Retired","Retired","Retired","Retired","Retired","Retired","Retired","Retired","Retired"]
[null,null,null,null,"00 Fossil_Other Retirement","Retired",null,"00 Fossil_Other Retirement","Retired",null,null,"00 Fossil_Other Retirement","Fossil Other","Retired",null,"00 Fossil_Other Retirement","Retired","Retired","Retired","Retired","Retired","Retired","Retired","Retired","Retired","Retired"]
[null,null,null,null,"00 Fuel Cell Retirement","Retired",null,"00 Fuel Cell Retirement","Retired",null,null,"00 Fuel Cell Retirement","Fuel Cell","Retired",null,"00 Fuel Cell Retirement","Retired","Retired","Retired","Retired","Retired","Retired","Retired","Retired","Retired","Retired"]
[null,null,null,null,"00 Geothermal Retirement","Retired",null,"00 Geothermal Retirement","Retired",null,null,"00 Geothermal Retirement","Geothermal","Retired",null,"00 Geothermal Retirement","Retired","Retired","Retired","Retired","Retired","Retired","Retired","Retired","Retired","Retired"]
[null,null,null,null,"00 Hydro Retirement","Retired",null,"00 Hydro Retirement","Retired",null,null,"00 Hydro Retirement","Hydro","Retired",null,"00 Hydro Retirement","Retired","Retired","Retired","Retired","Retired","Retired","Retired","Retired","Retired","Retired"]
[null,null,null,null,"00 Landfill Gas Retirement","Retired",null,"00 Landfill Gas Retirement","Retired",null,null,"00 Landfill Gas Retirement","Landfill Gas","Retired",null,"00 Landfill Gas Retirement","Retired","Retired","Retired","Retired","Retired","Retired","Retired","Retired","Retired","Retired"]
[null,null,null,null,"00 Non Fossil_Other Retirement","Retired",null,"00 Non Fossil_Other Retirement","Retired",null,null,"00 Non Fossil_Other Retirement","Non-Fossil Other","Retired",null,"00 Non Fossil_Other Retirement","Retired","Retired","Retired","Retired","Retired","Retired","Retired","Retired","Retired","Retired"]