## Summary
Count of Unique Landfills in this File | Count of Unique Operational Projects in this File
514 | 565
The LMOP Database contains key information about MSW landfills and LFG energy projects in the United States. Information in the LMOP Database is compiled from a variety of sources. Data received for inclusion in the LMOP Database are reviewed for reasonableness and are corroborated via other data sources when possible. Not all data are updated each year. While the Program strives to keep the information as updated and accurate as possible, the database is not exhaustive. The LMOP Database does not include data for every MSW landfill in the United States.
Descriptions for the Options in the "Current Project Status" Field
Operational: Project or expansion is online
Shutdown: Project or expansion has ceased operations
Construction: Construction is underway on project or expansion
Planned: Planning is underway on project or expansion (between Candidate and Construction)
Future Potential: Landfill is open but does not meet the technical criteria for Candidate status yet; or landfill already has an Operational project but there is opportunity for additional energy recovery.

## LMOP Database
GHGRP ID | Landfill ID | Landfill Name | State | County | Landfill Owner Organization(s) | Parent Project ID | Current Project Status | Initial Project Start Date | Project Type Category | LFG Energy Project Type | RNG Delivery Method | Total Actual MW Generation | Total Rated MW Capacity | Total LFG Flow to Project (mmscfd) | End User(s) | Project Developer(s) | Project Owner(s) | Product Supplier(s) | Current Year Emission Reductions (MMTCO2e/yr) - Direct | Current Year Emission Reductions (MMTCO2e/yr) - Avoided
1007341 | 1994 | Anchorage Regional Landfill | AK | Anchorage | Municipality of Anchorage, AK | 167079 | Operational | 2012-07-31 | Electricity | Reciprocating Engine |  | 7 | 7 |  | Joint Base Elmendorf Richardson (JBER) | Doyon Utilities | Doyon Utilities | GE Energy - Jenbacher Gas Engines; Western Energy Systems | 0.3163 | 0.0369
1006790 | 7 | Advanced Disposal Star Ridge Landfill | AL | St. Clair | Advanced Disposal Services | 62 | Operational | 2007-01-11 | Direct | Direct Thermal |  |  |  | 0.72 | Acme Brick |  |  | Fluid Components International (FCI); Perennial Energy, Inc. | 0.063 | 0.0062
1010661 | 2 | City of Decatur-Morgan County Regional MSW Landfill | AL | Morgan | City of Decatur, AL; Morgan County, AL | 181062 | Operational | 2010-08-02 | Electricity | Reciprocating Engine; Cogeneration |  | 1.6 | 1.8 | 0.8 | Tennessee Valley Authority (TVA) | Granger Energy; City of Decatur, AL | City of Decatur, AL | Caterpillar, Inc.; GraniteFuel | 0.0722 | 0.0084
1006304 | 2410 | Sand Valley Landfill | AL | DeKalb | Republic Services, Inc. | 180771 | Operational | 2013-11-26 | Electricity | Reciprocating Engine |  | 4.8 | 4.8 |  | Tennessee Valley Authority (TVA) | Energy Developments, Inc | Energy Developments, Inc | Caterpillar, Inc. | 0.2169 | 0.0253
1004860 | 11821 | Scottsboro Landfill | AL | Jackson | City of Scottsboro, AL | 181050 | Operational | 2011-09-07 | Electricity | Reciprocating Engine |  | 0.45 | 0.5 |  |  | City of Scottsboro, AL |  |  | 0.0203 | 0.0024
1003406 | 2282 | Eco-Vista Landfill | AR | Washington | Waste Management, Inc. | 180372 | Operational | 2010-11-01 | Electricity | Reciprocating Engine |  | 3.8 | 4 | 2.086 | Arkansas Electric Cooperative Corporation | WM Renewable Energy, LLC |  | Caterpillar, Inc. | 0.1717 | 0.02
1006026 | 2052 | Fort Smith SLF | AR | Sebastian | City of Fort Smith Department of Sanitation, AR | 180840 | Operational | 2006-05-11 | Renewable Natural Gas | Vehicle Fuel | Pipeline Injection |  | 0 | 4.09 | Arkansas Oklahoma Gas Corporation; Element Markets, LLC; Morrow Renewables, LLC | Cambrian Energy Development LLC; Morrow Renewables, LLC | Cambrian Energy Development LLC; Morrow Renewables, LLC |  | 0.358 | 0.0322
1007896 | 2043 | Two Pine Landfill | AR | Pulaski | Waste Management, Inc. | 167128 | Operational | 2006-10-01 | Electricity | Reciprocating Engine |  | 3.75 | 4.8 |  | North Little Rock Electric Department | WM Renewable Energy, LLC |  | Caterpillar, Inc. | 0.1694 | 0.0198
1003683 | 1787 | City of Glendale Municipal Landfill | AZ | Maricopa | City of Glendale, AZ | 101840 | Operational | 2010-01-30 | Electricity | Reciprocating Engine |  | 2.8 | 2.8 |  | Arizona Public Service (APS) | Tetra Tech BAS |  | GE Energy - Jenbacher Gas Engines | 0.1265 | 0.0148
1000031 | 1786 | Northwest Regional MSW Landfill | AZ | Maricopa | Waste Management, Inc. | 101839 | Operational | 2012-08-01 | Electricity | Reciprocating Engine |  | 2.6 | 3.2 | 1.24 | Arizona Public Service (APS) | WM Renewable Energy, LLC | WM Renewable Energy, LLC | Caterpillar, Inc. | 0.1175 | 0.0137
| 36 | Acme LF | CA | Contra Costa | Acme Fill Corporation | 91 | Operational | 1982-01-01 | Direct | Boiler |  |  |  | 1.5 | Central Contra Costa Sanitary District | Acme Fill Corporation |  |  | 0.1313 | 0.013
| 36 | Acme LF | CA | Contra Costa | Acme Fill Corporation | 180209 | Operational | 1999-01-01 | Electricity | Cogeneration |  | 1.9 |  |  | Central Contra Costa Sanitary District | Acme Fill Corporation |  |  | 0.0858 | 0.01
| 36 | Acme LF | CA | Contra Costa | Acme Fill Corporation | 180234 | Operational | 2003-08-01 | Electricity | Microturbine |  | 0.28 | 0.28 | 0.216 |  | Bulldog Power |  |  | 0.0127 | 0.0015
1004335 | 349 | All Purpose Landfill | CA | Santa Clara | City of Santa Clara, CA | 180957 | Operational | 2009-12-18 | Electricity | Microturbine |  | 0.4 | 0 | 0.24 | Silicon Valley Power, City of Santa Clara, CA | Ameresco, Inc. | Ameresco, Inc. |  | 0.0181 | 0.0021
1007699 | 39 | Altamont Landfill & Resource Recovery Facility | CA | Alameda | Waste Management, Inc. | 95 | Operational | 1989-01-01 | Electricity | Gas Turbine |  | 4.7 | 6.2 |  | Pacific Gas and Electric Company (PG&E) | Bio Energy Partners | WM Renewable Energy, LLC | Solar Turbines Incorporated | 0.2123 | 0.0248
1007699 | 39 | Altamont Landfill & Resource Recovery Facility | CA | Alameda | Waste Management, Inc. | 180977 | Operational | 2009-09-01 | Renewable Natural Gas | Vehicle Fuel | Local Use |  | 0 | 3.47 | Waste Management, Inc. | High Mountain Fuels |  | Guild Associates, Inc. | 0.3038 | 0.0274
1011449 | 72 | BKK Landfill-Phases I & II | CA | Los Angeles | BKK Corporation | 128 | Operational | 1992-01-01 | Electricity | Steam Turbine |  | 6 | 6.8 |  | Anaheim Public Utilities |  | Fortistar Methane Group |  | 0.2711 | 0.0317
1011449 | 72 | BKK Landfill-Phases I & II | CA | Los Angeles | BKK Corporation | 180224 | Operational | 1985-01-01 | Electricity | Gas Turbine |  | 4.9 | 4.9 |  | Pasadena Water and Power |  | Fortistar Methane Group | Solar Turbines Incorporated | 0.2214 | 0.0259
1006221 | 83 | Buena Vista Drive SLF | CA | Santa Cruz | Santa Cruz County, CA | 166996 | Operational | 2006-02-02 | Electricity | Reciprocating Engine |  | 3.18 | 3.18 | 1.54 | Alameda Municipal Power; City of Palo Alto, CA | Ameresco, Inc. |  | GE Energy - Jenbacher Gas Engines | 0.1437 | 0.0168
1007600 | 84 | Burbank LF Site No. 3 | CA | Los Angeles | City of Burbank, CA | 180858 | Operational | 2005-04-01 | Electricity | Microturbine |  | 0.55 | 0.55 |  | Burbank Water & Power | Burbank Water & Power |  | Capstone Turbine Corporation | 0.0248 | 0.0029
1003599 | 87 | Calabasas SLF | CA | Los Angeles | Sanitation Districts of Los Angeles County, CA | 180901 | Operational | 2010-07-12 | Electricity | Gas Turbine |  | 3.73 | 9.2 | 5.25 | Sanitation Districts of Los Angeles County, CA | Sanitation Districts of Los Angeles County, CA | Sanitation Districts of Los Angeles County, CA | Solar Turbines Incorporated | 0.1685 | 0.0197
1002992 | 105 | Chiquita Canyon SLF | CA | Los Angeles | Waste Connections, Inc. | 161 | Operational | 2010-11-23 | Electricity | Gas Turbine |  | 6 | 9.2 | 3.9 | Southern California Public Power Authority (SCPPA) | Ameresco, Inc. |  | Solar Turbines Incorporated | 0.2711 | 0.0317
1006960 | 264 | City of Sacramento Landfill | CA | Sacramento | City of Sacramento, CA | 323 | Operational | 1990-01-01 | Direct | Boiler |  |  |  | 1.6 | California Almond Growers Exchange (CAGE) |  | Fortistar Methane Group |  | 0.1401 | 0.0138
1000339 | 271 | City of Santa Cruz SLF | CA | Santa Cruz | City of Santa Cruz, CA | 181024 | Operational | 2009-11-23 | Electricity | Reciprocating Engine |  | 1.6 | 1.6 |  | Sacramento Municipal Utility District (SMUD) | Fortistar Methane Group |  | Caterpillar, Inc. | 0.0723 | 0.0084
1006557 | 11160 | Clover Flat Landfill | CA | Napa | Clover Flat Resource Recovery Park | 180958 | Operational | 2014-12-31 | Electricity | Reciprocating Engine |  | 0.75 |  | 0.35 | Pacific Gas and Electric Company (PG&E) | Golder Associates Inc. | Vista Corporation | GE Energy - Jenbacher Gas Engines | 0.0339 | 0.004
1006322 | 122 | Cold Canyon LF Solid Waste Disposal Site | CA | San Luis Obispo | Corral de Piedra Land Company | 178 | Operational | 1999-01-01 | Direct | Boiler |  |  | 0 | 1.008 | Sentinel Peak Resources |  |  |  | 0.0882 | 0.0087
1006322 | 122 | Cold Canyon LF Solid Waste Disposal Site | CA | San Luis Obispo | Corral de Piedra Land Company | 200730 | Operational | 2013-07-31 | Electricity | Reciprocating Engine |  | 1.6 | 1.6 |  | Pacific Gas and Electric Company (PG&E) | Toro Energy, Inc. | Toro Energy, Inc. | Caterpillar, Inc. | 0.0723 | 0.0084
1000369 | 342 | Corona Disposal Site | CA | Riverside | Riverside County, CA | 402 | Operational | 1986-03-04 | Electricity | Reciprocating Engine |  | 0.6 |  |  | Southern California Edison (SCE) Company | City of Corona, CA |  |  | 0.0271 | 0.0032
1007198 | 153 | Foothill Sanitary Landfill, Inc. | CA | San Joaquin | San Joaquin County, CA | 210 | Operational | 2014-04-24 | Electricity | Reciprocating Engine |  | 3.36 | 4.2 | 1.58 | Silicon Valley Power, City of Santa Clara, CA | Ameresco, Inc. |  | GE Energy - Jenbacher Gas Engines | 0.1518 | 0.0177
1004010 | 11120 | Forward Landfill | CA | San Joaquin | Republic Services, Inc. | 180955 | Operational | 2014-02-22 | Electricity | Reciprocating Engine |  | 3.4 | 4.2 | 1.55 | Silicon Valley Power, City of Santa Clara, CA | Ameresco, Inc. |  | GE Energy - Jenbacher Gas Engines | 0.1536 | 0.0179
1002107 | 62 | Frank R. Bowerman SLF | CA | Orange | County of Orange - OC Waste & Recycling, CA | 181105 | Operational | 2016-03-29 | Electricity | Reciprocating Engine |  | 22.4 | 23.1 | 10.75 | Anaheim Public Utilities | Montauk Energy | Bowerman Power LFG LLC; Montauk Energy | Caterpillar, Inc.; Perennial Energy, Inc. | 1.012 | 0.1182
1007128 | 182 | Johnson Canyon SLF | CA | Monterey | Salinas Valley Solid Waste Authority, CA | 239 | Operational | 2013-05-12 | Electricity | Reciprocating Engine |  | 1.4 | 1.4 | 0.53 | City of Palo Alto, CA | Ameresco, Inc. | Ameresco, Inc. | GE Energy - Jenbacher Gas Engines | 0.0633 | 0.0074
1004011 | 184 | Keller Canyon LF | CA | Contra Costa | Republic Services, Inc. | 241 | Operational | 2009-08-01 | Electricity | Reciprocating Engine |  | 3.8 | 3.8 | 1.63 | Alameda Municipal Power; City of Palo Alto, CA | Ameresco, Inc. |  | GE Energy - Jenbacher Gas Engines | 0.1717 | 0.02
1004037 | 265 | Kiefer LF | CA | Sacramento | Sacramento County, CA | 324 | Operational | 1999-01-01 | Electricity | Reciprocating Engine |  | 12.86 | 15.25 | 7.76 | Sacramento Municipal Utility District (SMUD) | Aria Energy, LLC; DTE Biomass Energy | Aria Energy, LLC; DTE Biomass Energy | Caterpillar, Inc. | 0.581 | 0.0678
1006107 | 201 | Lopez Canyon SLF | CA | Los Angeles | City of Los Angeles, Bureau of Sanitation, CA | 258 | Operational | 1999-01-05 | Electricity | Reciprocating Engine |  | 2.49 | 3 | 1.15 | Target Corporation | Cambrian Energy Development LLC | Fortistar Methane Group | Caterpillar, Inc. | 0.1125 | 0.0131
| 337 | Mission Hills | CA | Los Angeles | American Golf Corp.; Barclay Hollander | 166991 | Operational | 1984-01-01 | Electricity | Combined Cycle |  | 7.5 | 29 | 2.88 | UCLA Facilities Management |  | SCS Engineers |  | 0.3388 | 0.0396
1004550 | 217 | Monterey Peninsula SLF | CA | Monterey | Monterey Regional Waste Management District, CA | 274 | Operational | 1983-01-01 | Electricity | Reciprocating Engine; Cogeneration |  | 5.044 | 1.6 | 2 | Monterey Regional Waste Management District, CA | Biogas Energy Solutions, LLC |  | GE Energy - Jenbacher Gas Engines; Caterpillar, Inc. | 0.228 | 0.0266
1004052 | 220 | Neal Road Recycling and Waste Facility | CA | Butte | Butte County, CA | 277 | Operational | 2013-02-13 | Electricity | Reciprocating Engine |  | 1.4 | 1.4 | 0.85 | Alameda Municipal Power | Ameresco, Inc. | Ameresco, Inc. | GE Energy - Jenbacher Gas Engines | 0.0633 | 0.0074
1002320 | 232 | Olinda Alpha SLF | CA | Orange | County of Orange - OC Waste & Recycling, CA | 181049 | Operational | 2012-06-28 | Electricity | Combined Cycle |  | 28.16 | 32.5 | 12.26 | Anaheim Public Utilities | Broadrock Renewables LLC | Broadrock Renewables LLC | Air/Tak Inc.; Cameron Compression Systems; Perennial Energy, Inc.; Relevant Solutions; Solar Turbines Incorporated; Tuthill Vacuum & Blower Systems; Vilter Manufacturing LLC | 1.2723 | 0.1486
| 2162 | Operating Industries, Inc. LF (OII) | CA | Los Angeles | Operating Industries, Inc. | 180235 | Operational | 2002-08-12 | Electricity | Microturbine |  | 0.42 | 0.42 | 0.36 | Operating Industries, Inc. LF (OII) | New Cure, Inc. |  |  | 0.019 | 0.0022
| 233 | Orange Avenue Disposal Inc. | CA | Fresno | Caglia Environmental | 291 | Operational | 2015-11-30 | Electricity | Reciprocating Engine |  | 0.22 | 0.22 |  | Cedar Avenue Recycling and Transfer Station (CARTS) | Caglia Environmental |  | 2G Energy, Inc. | 0.0099 | 0.0012
1008030 | 236 | Otay LF | CA | San Diego | Republic Services, Inc. | 294 | Operational | 1986-12-01 | Electricity | Reciprocating Engine |  | 10.5 | 10.6 |  | San Diego Gas & Electric Company | Covanta Energy; Toro Energy, Inc. | Energy Power Partners; Toro Energy, Inc. | Caterpillar, Inc. | 0.4744 | 0.0554
1007112 | 238 | Ox Mountain SLF | CA | San Mateo | Republic Services, Inc. | 296 | Operational | 2009-04-01 | Electricity | Reciprocating Engine |  | 9.7 | 11.4 | 4.8 | Alameda Municipal Power; City of Palo Alto, CA | Ameresco, Inc. |  | GE Energy - Jenbacher Gas Engines; Western Energy Systems | 0.4382 | 0.0512
1005865 | 332 | Palo Alto LF | CA | Santa Clara | City of Palo Alto, CA | 180864 | Operational | 2005-08-01 | Direct | Direct Thermal |  |  | 0 | 0.09 | Palo Alto Regional Water Quality Control Plant |  |  |  | 0.0079 | 0.0008
1007345 | 250 | Potrero Hills SLF | CA | Solano | Waste Connections, Inc. | 309 | Operational | 2016-04-30 | Electricity | Reciprocating Engine |  | 7.12 | 8 | 3.3 | Pacific Gas and Electric Company (PG&E) | DTE Biomass Energy | DTE Biomass Energy | Caterpillar, Inc. | 0.3217 | 0.0376
1002106 | 251 | Prima Deshecha SLF | CA | Orange | County of Orange - OC Waste & Recycling, CA | 310 | Operational | 1999-06-01 | Electricity | Reciprocating Engine |  | 5.5 | 6.3 | 3.24 | San Diego Gas & Electric Company |  | Fortistar Methane Group | Caterpillar, Inc. | 0.2485 | 0.029
1003199 | 352 | Puente Hills LF | CA | Los Angeles | Sanitation Districts of Los Angeles County, CA | 414 | Operational | 1986-08-08 | Electricity | Steam Turbine |  | 24 | 50 | 24.5 | Southern California Edison (SCE) Company | Sanitation Districts of Los Angeles County, CA | Sanitation Districts of Los Angeles County, CA |  | 1.0843 | 0.1266
1005042 | 54 | Recology Hay Road LF | CA | Solano | Recology | 110 | Operational | 2013-07-02 | Electricity | Reciprocating Engine |  | 1.6 | 1.6 | 1.05 | Marin Clean Energy (MCE) | G2 Energy, LLC | G2 Energy, LLC | Caterpillar, Inc.; Perennial Energy, Inc. | 0.0723 | 0.0084
1004745 | 1976 | Recology Ostrom Road LF | CA | Yuba | Recology | 167060 | Operational | 2009-01-09 | Electricity | Reciprocating Engine |  | 3.55 | 3.55 | 2.213 | Silicon Valley Power, City of Santa Clara, CA; Marin Clean Energy (MCE) | G2 Energy, LLC | G2 Energy, LLC | Caterpillar, Inc. | 0.1604 | 0.0187
1007668 | 258 | Redwood SLF | CA | Marin | Waste Management, Inc. | 181063 | Operational | 2017-09-20 | Electricity | Reciprocating Engine |  | 3.3 | 3.9 | 1.78 | Marin Clean Energy (MCE) | WM Renewable Energy, LLC |  | Caterpillar, Inc. | 0.1491 | 0.0174
1004882 | 113 | Santa Maria Regional Landfill | CA | Santa Barbara | City of Santa Maria, CA | 169 | Operational | 2007-08-15 | Electricity | Cogeneration; Reciprocating Engine |  | 1.94 | 2.5 | 0.752 | Marian Medical Center; Pacific Gas and Electric Company (PG&E) | Janechek & Associates |  | GE Energy - Jenbacher Gas Engines; Houston Service Industries | 0.0877 | 0.0103
1005782 | 116 | Savage Canyon LF | CA | Los Angeles | City of Whittier, CA | 172 | Operational | 2006-08-01 | Electricity | Cogeneration |  | 1.1 | 2.2 | 0.42 | PIH Health Hospital - Whittier | J&A Whittier, LLC |  | GE Energy - Jenbacher Gas Engines | 0.0497 | 0.0058
1004123 | 1929 | Sonoma County Central Disposal Site | CA | Sonoma | Sonoma County, CA | 166999 | Operational | 1994-03-01 | Electricity | Reciprocating Engine |  | 2.53 | 0 | 1.61 | Sonoma County Water Agency | Aria Energy, LLC | Sonoma County, CA | Caterpillar, Inc. | 0.1143 | 0.0133
1003386 | 114 | Sunnyvale LF | CA | Santa Clara | City of Sunnyvale, CA | 170 | Operational | 1998-01-01 | Electricity | Reciprocating Engine |  | 1.2 | 1.6 | 0.656 | City of Sunnyvale WWTP | City of Sunnyvale, CA |  | Caterpillar, Inc. | 0.0542 | 0.0063
1003679 | 286 | Sunshine Canyon Landfill | CA | Los Angeles | Republic Services, Inc. | 166995 | Operational | 2014-09-01 | Electricity | Gas Turbine |  | 20 | 20 | 12 | Pacific Gas and Electric Company (PG&E) | Aria Energy, LLC; DTE Biomass Energy | Aria Energy, LLC; DTE Biomass Energy | Solar Turbines Incorporated | 0.9036 | 0.1055
1003680 | 287 | Sycamore SLF | CA | San Diego | Republic Services, Inc. | 347 | Operational | 1988-12-31 | Electricity | Gas Turbine |  | 4 | 5.4 | 3.17 | San Diego Gas & Electric Company | Gas Recovery Systems, LLC; Fortistar Methane Group | Fortistar Methane Group | Solar Turbines Incorporated | 0.1807 | 0.0211
1002634 | 289 | Tajiguas SLF | CA | Santa Barbara | Santa Barbara County, CA | 349 | Operational | 2000-03-31 | Electricity | Reciprocating Engine |  | 3.1 |  | 1.5 | Southern California Edison (SCE) Company | Fortistar Methane Group |  | Caterpillar, Inc. | 0.1401 | 0.0164
1004743 | 294 | Toland Road SLF | CA | Ventura | Ventura Regional Sanitation District, CA | 354 | Operational | 2004-08-01 | Electricity | Microturbine |  | 2.32 | 2.32 |  | Toland Road SLF; Southern California Edison (SCE) Company; Ventura Regional Sanitation District, CA | Ventura Regional Sanitation District, CA |  | Ener-Core, Inc. | 0.1049 | 0.0123
| 302 | Union Mine Disposal Site | CA | El Dorado | El Dorado County, CA | 362 | Operational | 2004-01-01 | Electricity | Microturbine |  | 0.21 | 0.21 | 0.115 | El Dorado County, CA | El Dorado County, CA |  |  | 0.0095 | 0.0011
| 303 | University of California at Davis SLF | CA | Yolo | University of California at Davis | 363 | Operational | 2014-04-22 | Electricity | Cogeneration |  | 0.14 | 0.8 |  | University of California at Davis | CleanWorld; University of California at Davis |  |  | 0.0063 | 0.0007
1007040 | 309 | Vasco Road SLF | CA | Alameda | Republic Services, Inc. | 369 | Operational | 2014-02-22 | Electricity | Reciprocating Engine |  | 4.3 |  | 2.04 | Silicon Valley Power, City of Santa Clara, CA | Ameresco, Inc. |  | GE Energy - Jenbacher Gas Engines | 0.1943 | 0.0227
1005195 | 320 | West Contra Costa SLF | CA | Contra Costa | Republic Services, Inc. | 380 | Operational | 1985-01-01 | Electricity | Reciprocating Engine |  | 2.15 |  |  | Alameda Municipal Power | West County Energy Recovery Corp. | Republic Services, Inc. | General Electric - Distributed Power | 0.0972 | 0.0114
1005061 | 214 | West Miramar SLF | CA | San Diego | United States Navy | 166990 | Operational | 1999-03-01 | Electricity | Reciprocating Engine |  | 3.3 | 3.8 |  | City of San Diego North City Water Reclamation Plant | Minnesota Methane LLC | Fortistar Methane Group | Caterpillar, Inc. | 0.1491 | 0.0174
1005061; 1007558 | 214; 20794 | West Miramar SLF; North Miramar SLF | CA | San Diego | United States Navy; City of San Diego, CA | 271 | Operational | 1997-06-30 | Electricity | Cogeneration; Reciprocating Engine |  | 9.6 | 9.6 | 6.14 | City of San Diego Metro Biosolids Center; San Diego Gas & Electric Company; Marine Corp Air Station Miramar (MCASM) | Minnesota Methane LLC; Fortistar Methane Group | Fortistar Methane Group | Caterpillar, Inc. | 0.4338 | 0.0507
1006501 | 247 | Western Regional SLF | CA | Placer | Western Placer Waste Management Authority, CA | 306 | Operational | 2004-07-01 | Electricity | Reciprocating Engine |  | 2.4 | 2.4 |  | City of Roseville, CA | APTIM; Energy 2001, Inc. |  | Caterpillar, Inc. | 0.1084 | 0.0126
1011371 | 327 | Yolo County Central LF | CA | Yolo | Yolo County, CA | 387 | Operational | 1997-03-01 | Electricity | Reciprocating Engine |  | 1.75 | 2.4 | 1.4 | Sacramento Municipal Utility District (SMUD) | NEO Corporation | Yolo County, CA | Caterpillar, Inc. | 0.0791 | 0.0092
1007709 | 1718 | Denver Arapahoe Disposal Site (DADS) | CO | Arapahoe | City and County of Denver, CO | 6397 | Operational | 2008-09-01 | Electricity | Reciprocating Engine |  | 2.4 | 3.2 | 1.5 | Xcel Energy - Denver District Cooling | WM Renewable Energy, LLC |  | Caterpillar, Inc. | 0.1084 | 0.0127
1007700; 1003911; 1005633 | 1739; 2277; 1737 | Denver Regional Landfill (North); Front Range Landfill; Denver Regional Landfill (South) | CO | Weld | Republic Services, Inc.; Waste Connections Inc. - Central Region | 6416 | Operational | 2011-10-01 | Electricity | Reciprocating Engine |  | 3.2 | 3.2 | 1.5 | United Power Cooperative | Aria Energy, LLC; Timberline Energy, LLC | Aria Energy, LLC; Timberline Energy, LLC | Caterpillar, Inc.; Houston Service Industries | 0.1446 | 0.0169
| 363 | East Windsor LF | CT | Hartford | Manchester Methane | 427 | Operational | 2007-05-01 | Electricity | Reciprocating Engine |  | 3.2 | 3.2 |  | Eversource | Manchester Methane |  | Caterpillar, Inc. | 0.1446 | 0.0169
1008010 | 362 | New Milford LF | CT | Litchfield | Waste Management, Inc. | 180914 | Operational | 2008-05-15 | Electricity | Reciprocating Engine |  | 0.97 | 1.6 |  | Eversource | WM Renewable Energy, LLC |  | Caterpillar, Inc. | 0.0438 | 0.0051
1002010 | 1829 | Cherry Island Landfill | DE | New Castle | Delaware Solid Waste Authority | 181101 | Operational | 2013-01-01 | Electricity | Cogeneration |  | 2.2 | 2.2 | 2.45 | Croda Atlas Point | Cummins Power Generation | Cummins Power Generation | Cummins Power Generation | 0.0994 | 0.0116
1002010 | 1829 | Cherry Island Landfill | DE | New Castle | Delaware Solid Waste Authority | 200448 | Operational | 2016-07-31 | Electricity | Cogeneration |  | 2.5 | 4 | 1.15 | City of Wilmington WWTP | Cummins Power Generation | Cummins Power Generation | Cummins Power Generation | 0.1129 | 0.0132
1002183 | 1832 | Jones Crossroads Landfill | DE | Sussex | Delaware Solid Waste Authority | 166404 | Operational | 2006-10-24 | Electricity | Reciprocating Engine |  | 3.49 | 5.3 | 1.93 | Constellation | Ameresco, Inc. |  | GE Energy - Jenbacher Gas Engines; Northeast Energy Systems | 0.1576 | 0.0185
1002182 | 1831 | Sandtown Landfill | DE | Kent | Delaware Solid Waste Authority | 166403 | Operational | 2007-01-01 | Electricity | Reciprocating Engine |  | 5.18 | 5.18 | 1.88 | Constellation; Delaware Electric Cooperative | Ameresco, Inc. |  | GE Energy - Jenbacher Gas Engines; Northeast Energy Systems | 0.2341 | 0.0274
1006881 | 415 | Baseline Landfill | FL | Marion | Marion County, FL | 480 | Operational | 2009-01-26 | Electricity | Reciprocating Engine |  | 2.8 | 4 | 1.5 | Gainesville Regional Utilities (GRU) | G2 Energy, LLC | G2 Energy, LLC | Caterpillar, Inc. | 0.1265 | 0.0148
1005023 | 380 | Brevard County Central Disposal Facility | FL | Brevard | Brevard County, FL | 444 | Operational | 2008-05-01 | Electricity | Reciprocating Engine |  | 9.6 | 9.6 | 4.752 | Seminole Electric Cooperative, Inc. | Aria Energy, LLC | Brevard County, FL | Caterpillar, Inc. | 0.4338 | 0.0507
1002899 | 2304 | Central County Solid Waste Disposal Complex | FL | Sarasota | Sarasota County, FL | 180397 | Operational | 2015-02-12 | Electricity | Reciprocating Engine |  | 3.78 | 6.4 | 2.786 | JEA; City of Jacksonville, FL | Aria Energy, LLC; Innovative Energy Systems, LLC | Aria Energy, LLC | Caterpillar, Inc. | 0.2323 | 0.0271
1007855 | 401 | Collier County Landfill | FL | Collier | Collier County, FL | 466 | Operational | 2011-05-06 | Electricity | Reciprocating Engine |  | 2.1 | 4 | 1.16 | Florida Power & Light | WM Renewable Energy, LLC |  | Caterpillar, Inc. | 0.0949 | 0.0111
1002008 | 2156 | Hernando County Northwest Landfill | FL | Hernando | Hernando County, FL | 180227 | Operational | 2008-10-07 | Electricity | Reciprocating Engine |  | 1.23 | 1.6 | 0.66 | Seminole Electric Cooperative, Inc. | Timberline Energy, LLC |  | Caterpillar, Inc. | 0.0556 | 0.0065
| 2385 | Highlands County Solid Waste Management Center | FL | Highlands | Highlands County, FL | 180469 | Operational | 2009-01-17 | Direct | Direct Thermal |  |  |  | 0.5 | Highlands County, FL |  |  |  | 0.0438 | 0.0043
1004752 | 11621 | J.E.D. Solid Waste Management Facility | FL | Osceola | Waste Connections, Inc. | 181032 | Operational | 2017-03-01 | Electricity | Reciprocating Engine |  | 6.35 | 9.6 | 4.15 |  | APTIM |  | Caterpillar, Inc. | 0.2869 | 0.0335
1004913 | 414 | Lena Road Class I Landfill | FL | Manatee | Manatee County, FL | 479 | Operational | 2014-05-01 | Electricity | Reciprocating Engine |  | 1.6 | 1.6 | 0.76 | Manatee County Southeast Water Reclamation Facility | Manatee County, FL | Manatee County, FL | Caterpillar, Inc. | 0.0723 | 0.0084
1004913 | 414 | Lena Road Class I Landfill | FL | Manatee | Manatee County, FL | 180948 | Operational | 2008-07-31 | Direct | Direct Thermal |  |  |  | 0.86 | Southeast Wastewater Treatment Plant |  |  |  | 0.0753 | 0.0074
1007856 | 397 | Monarch Hill Landfill | FL | Broward | Waste Management, Inc. | 462 | Operational | 1989-05-01 | Electricity | Gas Turbine |  | 5 | 9.3 |  | Orlando Utilities Commission (OUC) | Bio Energy Partners | WM Renewable Energy, LLC | Solar Turbines Incorporated | 0.2259 | 0.0264
1008215 | 420 | Orange County SLF | FL | Orange | Orange County, FL | 485 | Operational | 1998-04-01 | Electricity | Steam Turbine |  | 8 |  | 5.63 | Orlando Utilities Commission (OUC) | Orange County, FL; Orlando Utilities Commission (OUC) | Orlando Utilities Commission (OUC) |  | 0.3614 | 0.0422
1000349 | 431 | Osceola Landfill | FL | Seminole | Seminole County Board of Commissioners, FL | 496 | Operational | 2007-12-30 | Electricity | Reciprocating Engine |  | 2 | 6.4 | 1.169 | Seminole Electric Cooperative, Inc. | Aria Energy, LLC | Seminole Energy, LLC | Caterpillar, Inc. | 0.0904 | 0.0106
1007820 | 2053 | PBCSWA RRF Site #7 | FL | Palm Beach | Solid Waste Authority of Palm Beach County, FL | 180984 | Operational | 2009-08-01 | Direct | Direct Thermal |  |  | 0 | 1.08 | Solid Waste Authority of Palm Beach County, FL | Solid Waste Authority of Palm Beach County, FL |  |  | 0.0945 | 0.0093
1005656 | 406 | Perdido LF | FL | Escambia | Escambia County, FL | 180873 | Operational | 2010-10-07 | Electricity | Reciprocating Engine |  | 3.2 | 3.2 | 1.73 | Gulf Power Company | Gulf Power Company | Gulf Power Company | Caterpillar, Inc. | 0.1446 | 0.0169
1007898 | 409 | Springhill Regional Landfill | FL | Jackson | Waste Management, Inc. | 474 | Operational | 2006-03-30 | Electricity | Reciprocating Engine |  | 3.37 | 4.8 | 1.86 | PowerSouth Energy Cooperative | WM Renewable Energy, LLC |  | Caterpillar, Inc. | 0.1523 | 0.0178
1007219 | 428 | St. Lucie County Baling and Recycling Facility | FL | St. Lucie | St. Lucie County, FL | 493 | Operational | 2005-08-22 | Direct | Boiler |  |  |  | 0.22 | Tropicana | CPL Systems, Inc.; Tropicana |  |  | 0.0193 | 0.0019
1007219 | 428 | St. Lucie County Baling and Recycling Facility | FL | St. Lucie | St. Lucie County, FL | 181096 | Operational | 2013-05-01 | Electricity | Cogeneration |  | 1 | 1.6 | 0.59 | Tropicana |  |  | Caterpillar, Inc. | 0.0452 | 0.0053
1007897 | 405 | Trail Ridge Landfill Inc. | FL | Duval | City of Jacksonville, FL | 470 | Operational | 2008-12-18 | Electricity | Reciprocating Engine |  | 5.93 | 9.6 | 3.3 | JEA | Aria Energy, LLC |  | Caterpillar, Inc. | 0.2679 | 0.0313
1001909 | 398 | Zemel Road Landfill | FL | Charlotte | Charlotte County Solid Waste, FL | 463 | Operational | 2011-10-14 | Electricity | Reciprocating Engine |  | 2.8 |  |  | Orlando Utilities Commission (OUC) | Lime Energy Asset Development | Fortistar Methane Group | GE Energy - Jenbacher Gas Engines | 0.1265 | 0.0148
1001636 | 458 | Advanced Disposal Services Evergreen Landfill, Inc. | GA | Lowndes | Advanced Disposal Services | 523 | Operational | 2014-05-02 | Electricity | Reciprocating Engine |  | 4.8 | 4.8 |  | Green Power EMC | Energy Systems Group, LLC | Energy Systems Group, LLC |  | 0.2169 | 0.0253
1006056 | 445 | Athens-Clarke County Landfill | GA | Clarke | Unified Government of Athens-Clarke County (ACCUG) | 510 | Operational | 2013-10-04 | Electricity | Reciprocating Engine |  | 0.97 | 1.6 | 0.5 | Georgia Energy Cooperative | C2i Methane Partners |  | Caterpillar, Inc. | 0.0438 | 0.0051
1007502 | 2419 | Catoosa County MSW LF | GA | Catoosa | Catoosa County, GA | 180787 | Operational | 2011-12-05 | Electricity | Reciprocating Engine |  | 0.36 | 0.633 |  | Tennessee Valley Authority (TVA) |  |  | GE Energy - Jenbacher Gas Engines | 0.0163 | 0.0019
1003854 | 446 | Clayton County SR 3 Lovejoy Landfill | GA | Clayton | Clayton County, GA | 511 | Operational | 2012-09-24 | Electricity | Reciprocating Engine |  | 2 | 2 |  | Clayton County, GA |  |  | Siemens | 0.0904 | 0.0106
1003740 | 441 | Deans Bridge Road MSWLF | GA | Richmond | City of Augusta-Richmond County | 506 | Operational | 1997-01-01 | Direct | Direct Thermal |  |  | 0 | 0.96 | Unimin Kaolin Mine | LandGas Technology, LLC |  |  | 0.084 | 0.0083
1003887 | 450 | Dougherty County Fleming/Gaissert Road LF | GA | Dougherty | Dougherty County Solid Waste Department, GA | 515 | Operational | 2011-09-23 | Electricity | Cogeneration |  | 1.9 |  | 0.79 | Marine Corps Logistics Base (MCLB) | Chevron Energy Solutions | Energy Systems Group, LLC | GE Energy - Jenbacher Gas Engines | 0.0858 | 0.01
1004559 | 449 | Hickory Ridge Landfill | GA | DeKalb | Republic Services, Inc. | 514 | Operational | 2012-03-31 | Electricity | Cogeneration |  | 6.5 |  | 3.17 | Coca-Cola Refreshments | Mas Energy, LLC | I Squared Capital | ABUTEC LLC; GE Energy - Jenbacher Gas Engines; Unison Solutions, Inc. | 0.2937 | 0.0343
1006229 | 467 | Live Oak LF | GA | DeKalb | Waste Management, Inc. | 532 | Operational | 2009-03-01 | Renewable Natural Gas | Vehicle Fuel | Pipeline Injection |  | 0 | 2.32 | Southern Company Gas | Jacoby Energy Development, Inc. | Air Liquide Biogas | Air Liquide Biogas | 0.2031 | 0.0183
1011793 | 464 | Macon Bibb Walker Road MSWL | GA | Bibb | Macon-Bibb, GA | 529 | Operational | 1986-01-01 | Direct | Direct Thermal |  |  |  | 0.92 | Cherokee Brick & Tile | Cherokee Brick & Tile |  |  | 0.0805 | 0.008
1002477 | 2268 | Oak Grove Landfill | GA | Barrow | Republic Services, Inc. | 200830 | Operational | 2016-07-22 | Electricity | Reciprocating Engine |  | 6.5 | 6.5 | 2.6 | Georgia Power Company | Mas Energy, LLC | I Squared Capital | GE Energy - Jenbacher Gas Engines; Nixon Energy Solutions | 0.2937 | 0.0343
1002863 | 462 | Old Dixie Highway MSW Landfill | GA | Whitfield | Dalton-Whitfield Regional Solid Waste Management Authority (DWRSWMA), GA | 527 | Operational | 2008-06-12 | Direct | Boiler |  |  |  | 0.864 | Trinseo, LLC | Dalton-Whitfield Regional Solid Waste Management Authority (DWRSWMA), GA | Dalton-Whitfield Regional Solid Waste Management Authority (DWRSWMA), GA | Perennial Energy, Inc. | 0.0756 | 0.0075
1002478 | 2266 | Pine Ridge Landfill | GA | Butts | Republic Services, Inc. | 180356 | Operational | 2016-07-22 | Electricity | Reciprocating Engine |  | 6.5 | 6.5 | 3.24 | Georgia Power Company | Mas Energy, LLC | I Squared Capital | GE Energy - Jenbacher Gas Engines; Nixon Energy Solutions | 0.2937 | 0.0343
1004487 | 454 | Richland Creek Road Landfill | GA | Gwinnett | Republic Services, Inc. | 519 | Operational | 2016-07-22 | Electricity | Reciprocating Engine |  | 10.88 | 10.88 | 5.1 | Georgia Power Company | Mas Energy, LLC | I Squared Capital | GE Energy - Jenbacher Gas Engines; Nixon Energy Solutions | 0.4916 | 0.0574
1005638 | 448 | Seminole Road MSW Landfill | GA | DeKalb | DeKalb County Sanitation, GA | 181023 | Operational | 2013-02-26 | Renewable Natural Gas | Vehicle Fuel | Local Use |  |  | 0.198 | DeKalb County Sanitation, GA | DeKalb County Sanitation, GA |  | ARC Technologies Corporation | 0.0173 | 0.0016
1005638 | 448 | Seminole Road MSW Landfill | GA | DeKalb | DeKalb County Sanitation, GA | 200582 | Operational | 2013-02-26 | Renewable Natural Gas | Vehicle Fuel | Pipeline Injection |  |  | 0.594 | Gas South | DeKalb County Sanitation, GA |  | ARC Technologies Corporation | 0.052 | 0.0047
1003983 | 457 | SR247 MSW Landfill | GA | Houston | Houston County Board of Commissioners, GA | 522 | Operational | 2011-01-11 | Electricity | Reciprocating Engine |  | 3 | 3.2 |  | Flint Energies | PowerSecure Inc. |  | Caterpillar, Inc.; PowerSecure Inc. | 0.1355 | 0.0158
1003569 | 444 | Superior Landfill & Recycling Center | GA | Chatham | Waste Management, Inc. | 509 | Operational | 2009-12-31 | Electricity | Reciprocating Engine |  | 4.56 | 6.4 | 2.797 | Georgia Power Company | WM Renewable Energy, LLC |  | Caterpillar, Inc. | 0.206 | 0.0241
1007124 | 461 | WI Taylor County Disposal, LLC | GA | Taylor | Waste Industries | 526 | Operational | 2003-10-01 | Electricity | Reciprocating Engine |  | 8 | 8 |  | Green Power EMC | Energy Developments, Inc |  | GE Energy - Jenbacher Gas Engines; Parker Hannifin Filtration and Separation Division | 0.3614 | 0.0422
1003711 | 10404 | Wolf Creek Landfill, LLC | GA | Twiggs | Advanced Disposal Services | 180882 | Operational | 2011-12-12 | Electricity | Reciprocating Engine |  | 2.8 |  | 1.238 | Green Power EMC | Sustainable Energy Solutions LLC |  | GE Energy - Jenbacher Gas Engines | 0.1265 | 0.0148
1001949 | 631 | Cedar Rapids Linn County Solid Waste Landfill #2 | IA | Linn | Cedar Rapids-Linn County Solid Waste Agency | 701 | Operational | 2013-05-31 | Electricity | Cogeneration |  | 1.6 | 1.6 |  | Central Iowa Power Cooperative (CIPCO) |  |  | Blackhawk Technology Company; Caterpillar, Inc. | 0.0723 | 0.0084
1007673 | 623 | Central Disposal Landfill | IA | Winnebago | Waste Management, Inc. | 693 | Operational | 2006-03-18 | Electricity | Reciprocating Engine |  | 3.36 | 4.8 |  | Dairyland Power Cooperative | WM Renewable Energy, LLC |  | Caterpillar, Inc. | 0.1518 | 0.0177
1002610 | 617 | Des Moines County Regional Sanitary Landfill | IA | Des Moines | Des Moines County Regional Solid Waste Commission, IA | 687 | Operational | 2013-05-31 | Direct | Leachate Evaporation |  |  |  | 0.144 | Des Moines County Regional Solid Waste Commission, IA |  |  |  | 0.0126 | 0.0012
1007727 | 624 | Metro Park East Landfill | IA | Polk | Metro Waste Authority, IA | 694 | Operational | 1993-01-01 | Electricity | Reciprocating Engine |  | 10.34 | 11.2 |  | MidAmerican Energy Holdings Company; Municipal Energy Agency of Nebraska (MEAN) | Bio Energy Partners; WM Renewable Energy, LLC | WM Renewable Energy, LLC | Caterpillar, Inc. | 0.4672 | 0.0546
1003446 | 2165 | Ada County Landfill | ID | Ada | Ada County, ID | 180242 | Operational | 2006-07-31 | Electricity | Reciprocating Engine |  | 2.4 | 3.2 | 1.43 | Idaho Power Company | G2 Energy, LLC | LFG Development LLC | Caterpillar, Inc. | 0.1084 | 0.0127
1006763 | 2067 | Fighting Creek Farm Landfill | ID | Kootenai | County of Kootenai | 181103 | Operational | 2012-03-01 | Electricity | Reciprocating Engine |  | 1.3 | 3.2 | 0.69 | Avista Utilities | Kootenai Electric Cooperative |  | Caterpillar, Inc. | 0.0587 | 0.0069
1002699 | 1988 | Fort Hall Mine Landfill | ID | Bannock | Bannock County, ID | 167073 | Operational | 2014-04-14 | Electricity | Reciprocating Engine |  | 1.2 | 3.2 |  | Idaho Power Company |  |  | Caterpillar, Inc. | 0.0542 | 0.0063
1004840 | 2191 | Milner Butte Landfill | ID | Cassia | Southern Idaho Regional Solid Waste District, ID | 180268 | Operational | 2018-06-27 | Electricity | Reciprocating Engine |  | 1.55 | 2.6 |  | Idaho Power Company |  |  | Industrial-Irrigation Services; Siemens | 0.07 | 0.0082
1005985 | 494 | Advanced Disposal Zion Landfill | IL | Lake | Advanced Disposal Services | 559 | Operational | 2002-07-01 | Electricity | Reciprocating Engine |  | 6.8 | 6.8 | 3.2 | Commonwealth Edison Company (ComEd) | Energy Developments, Inc |  |  | 0.3073 | 0.0359
1003744 | 521 | Beecher Landfill | IL | Will | Waste Management, Inc. | 586 | Operational | 2006-06-01 | Electricity | Reciprocating Engine |  | 1.6 | 3.18 |  | Commonwealth Edison Company (ComEd) | Will County Energy | Will County Energy | GE Energy - Jenbacher Gas Engines | 0.0723 | 0.0084
| 522 | CDT LF | IL | Will | CDT Landfill Corporation | 587 | Operational | 1997-01-01 | Electricity | Reciprocating Engine |  | 1.6 |  |  | Commonwealth Edison Company (ComEd) | KMS Power Income Trust Fund |  |  | 0.0723 | 0.0084
1008012 | 474 | CID Recycling and Disposal Facility | IL | Cook | Waste Management, Inc. | 539 | Operational | 1988-01-01 | Electricity | Gas Turbine |  | 2.54 | 3.1 |  | Commonwealth Edison Company (ComEd) | Bio Energy Partners | WM Illinois Renewable Energy, LLC | Solar Turbines Incorporated | 0.1148 | 0.0134
1007467 | 481 | Clinton Landfill Inc. | IL | De Witt | Coulter Companies, Inc. | 546 | Operational | 2007-01-01 | Electricity | Reciprocating Engine |  | 2.3 | 3.2 | 1.008 | Ameren Energy Marketing | Greenfield Energy, LLC; Palmer Capital Corporation | Wabash Valley Power Association | Caterpillar, Inc. | 0.1039 | 0.0121
1007992 | 495 | Countryside LF | IL | Lake | Waste Management, Inc. | 560 | Operational | 2000-01-01 | Electricity | Gas Turbine |  | 4.13 | 10.8 |  | Commonwealth Edison Company (ComEd) | Biogas Energy Solutions, LLC |  |  | 0.1866 | 0.0218
1006251 | 471 | Five Oaks RDF | IL | Christian | Waste Management, Inc. | 536 | Operational | 2008-02-01 | Electricity | Cogeneration |  | 2.7 | 3.2 | 1.728 | Ameren Energy Marketing; Buckley Growers Illinois | WM Renewable Energy, LLC |  | Caterpillar, Inc. | 0.122 | 0.0142
1006207 | 483 | Greene Valley RDF | IL | DuPage | Forest Preserve District of DuPage County, IL | 548 | Operational | 1996-05-01 | Electricity | Gas Turbine |  | 4.8 | 6.6 |  | Commonwealth Edison Company (ComEd) | Bio Energy Partners | WM Renewable Energy, LLC | Caterpillar, Inc.; Solar Turbines Incorporated | 0.2169 | 0.0253
1003588 | 475 | Lake LF | IL | Cook | Waste Management, Inc. | 540 | Operational | 1988-01-01 | Electricity | Gas Turbine |  | 2.7 | 3.1 |  | Commonwealth Edison Company (ComEd) | Bio Energy Partners | WM Illinois Renewable Energy, LLC | Blackhawk Technology Company; Solar Turbines Incorporated | 0.122 | 0.0142
1006349 | 2322 | Land & Lakes/Willow Ranch Landfill | IL | Will | Land and Lakes Company | 180419 | Operational | 1998-01-01 | Electricity | Reciprocating Engine |  | 0.4 | 0.987 |  | Commonwealth Edison Company (ComEd) | Biogas Energy Solutions, LLC |  | GE Energy - Jenbacher Gas Engines | 0.0181 | 0.0021
1002249 | 497 | Livingston LF | IL | Livingston | Republic Services, Inc. | 562 | Operational | 2001-01-01 | Electricity | Gas Turbine |  | 15 | 15 | 8.5 | PJM Interconnection, LLC | Hoosier Energy REC, Inc. | Hoosier Energy REC, Inc. | Solar Turbines Incorporated | 0.6777 | 0.0791
1008269 | 516 | Milam Recycling and Disposal Facility | IL | St. Clair | Waste Management, Inc. | 200546 | Operational | 2015-03-01 | Renewable Natural Gas | Vehicle Fuel | Pipeline Injection |  | 0 | 3.25 | Ameren Corp. | WM Renewable Energy, LLC |  |  | 0.2845 | 0.0256
1006176 | 2315 | Prairie View RDF | IL | Will | Will County, IL | 180412 | Operational | 2011-12-09 | Electricity | Reciprocating Engine |  | 4.4 | 4.8 | 2.15 | Commonwealth Edison Company (ComEd) | WM Renewable Energy, LLC | WM Renewable Energy, LLC | Caterpillar, Inc. | 0.1988 | 0.0232
1004936 | 507 | Rochelle Municipal #2 | IL | Ogle | City of Rochelle, IL | 572 | Operational | 2011-12-05 | Electricity | Reciprocating Engine |  | 4.8 | 4.8 | 1.72 | Rochelle Municipal Utilities | William Charles Energy, LLC |  | Cameron Compression Systems; Caterpillar, Inc.; Patten Power Systems; Perennial Energy, Inc. | 0.2169 | 0.0253
1002493 | 491 | Settler's Hill Recycling & Disposal Facility | IL | Kane | Kane County Department of Environmental Management | 556 | Operational | 1988-01-01 | Electricity | Gas Turbine |  | 4 | 6.2 |  | City of Geneva Municipal Utility | Bio Energy Partners | WM Illinois Renewable Energy, LLC | Solar Turbines Incorporated | 0.1807 | 0.0211
1007702 | 529 | South Barrington Landfill | IL | Cook | Republic Services, Inc. | 596 | Operational | 1997-01-01 | Electricity | Reciprocating Engine |  | 1.6 |  | 0.6 | Commonwealth Edison Company (ComEd) |  | Fortistar Methane Group |  | 0.0723 | 0.0084
1006204 | 518 | Tazewell RDF | IL | Tazewell | Waste Management, Inc. | 583 | Operational | 1989-01-01 | Electricity | Reciprocating Engine |  | 2 | 2.2 | 1.09 | Ameren Energy Marketing | Bio Energy Partners | WM Illinois Renewable Energy, LLC | Caterpillar, Inc. | 0.0904 | 0.0105
1006335 | 492 | Woodland RDF | IL | Kane | Waste Management, Inc. | 557 | Operational | 1992-01-01 | Electricity | Reciprocating Engine |  | 3.97 | 4.8 |  | Commonwealth Edison Company (ComEd) | WM Illinois Renewable Energy, LLC; Bio Energy Partners | WM Illinois Renewable Energy, LLC | Caterpillar, Inc. | 0.1794 | 0.021
1001639 | 532 | Advanced Disposal Blackfoot Landfill | IN | Pike | Advanced Disposal Services | 599 | Operational | 2009-01-01 | Electricity | Reciprocating Engine |  | 3.2 | 3.2 | 1 | Vectren Energy Delivery | Energy Systems Group, LLC |  | Caterpillar, Inc. | 0.1446 | 0.0169
1004759 | 535 | Clark-Floyd LF | IN | Clark | Clark County, IN; Floyd County, IN | 602 | Operational | 2007-09-10 | Electricity | Reciprocating Engine |  | 3.54 | 2.14 |  | Hoosier Energy REC, Inc. | Hoosier Energy REC, Inc. | Hoosier Energy REC, Inc. | GE Energy - Jenbacher Gas Engines | 0.16 | 0.0187
1007024 | 536 | County Line LF | IN | Fulton | Republic Services, Inc. | 603 | Operational | 2014-12-10 | Electricity | Reciprocating Engine |  | 5.33 | 5.898 | 2.7 | Northern Indiana Public Service Company (NIPSCO); Wabash Valley Power Association | Aria Energy, LLC; Republic Services, Inc. | Aria Energy, LLC; Zimmerman Energy, LLC | Fluid Components International (FCI) | 0.2408 | 0.0281
1004600 | 550 | Deercroft RDF | IN | LaPorte | Waste Management, Inc. | 617 | Operational | 1997-01-01 | Electricity | Reciprocating Engine |  | 3.17 | 4 | 1.7 | Wabash Valley Power Association | Wabash Valley Power Association |  | Caterpillar, Inc. | 0.1432 | 0.0167
1007588 | 540 | Earthmovers LF | IN | Elkhart | Waste Management, Inc. | 181039 | Operational | 2010-10-26 | Electricity | Reciprocating Engine |  | 4.4 | 4.8 |  | Wabash Valley Power Association | Wabash Valley Power Association |  | Caterpillar, Inc. | 0.1988 | 0.0232
1007332 | 542 | Elkhart County Landfill | IN | Elkhart | Elkhart County, IN | 609 | Operational | 2007-06-01 | Direct | Boiler |  |  |  | 0.346 | Elkhart County Correctional Complex | City of Elkhart, IN |  |  | 0.0303 | 0.003
1007671 | 547 | Jay County LF | IN | Jay | Waste Management, Inc. | 614 | Operational | 2005-04-05 | Electricity | Reciprocating Engine |  | 2.2 | 2.4 | 1.28 | Wabash Valley Power Association | Wabash Valley Power Association |  | Caterpillar, Inc. | 0.0994 | 0.0116
1003626 | 1943 | Laubscher Meadows LF | IN | Vanderburgh | Republic Services, Inc. | 180863 | Operational | 2009-05-29 | Direct | Boiler |  |  |  | 2.16 | Mead Johnson Nutritionals/Bristol-Myers Squibb | Ameresco, Inc. |  |  | 0.1891 | 0.0187
1007812 | 1938 | Liberty Landfill | IN | White | Waste Management, Inc. | 180757 | Operational | 2005-08-01 | Electricity | Reciprocating Engine |  | 11.67 | 12.8 |  | Wabash Valley Power Association | Wabash Valley Power Association |  | Caterpillar, Inc. | 0.5272 | 0.0615
1004021 | 553 | Munster LF | IN | Lake | Town of Munster, IN | 181090 | Operational | 2012-12-16 | Electricity | Reciprocating Engine |  | 1.1 |  | 0.55 | Northern Indiana Public Service Company (NIPSCO) | Energy Systems Group, LLC |  | GE Energy - Jenbacher Gas Engines | 0.0497 | 0.0058
1007520 | 554 | National Serv-All LF | IN | Allen | Republic Services, Inc. | 180202 | Operational | 2002-05-01 | Direct | Boiler |  |  | 0 | 2.52 | General Motors Company | Toro Energy, Inc. | Toro Energy, Inc. |  | 0.2206 | 0.0218
1007520 | 554 | National Serv-All LF | IN | Allen | Republic Services, Inc. | 200548 | Operational | 2014-05-29 | Electricity | Reciprocating Engine |  | 6.4 | 6.4 |  | General Motors Company |  |  | Caterpillar, Inc. | 0.2892 | 0.0338
1003691 | 2421 | Newton County Landfill | IN | Newton | Republic Services, Inc. | 180789 | Operational | 2010-01-01 | Direct | Direct Thermal |  |  |  | 1.152 | Urban Forest Recyclers | Republic Services, Inc. |  | Fluid Components International (FCI) | 0.1008 | 0.01
1007581 | 556 | Oak Ridge RDF | IN | Cass | Waste Management, Inc. | 625 | Operational | 2003-12-01 | Electricity | Reciprocating Engine |  | 2.67 | 3.2 | 1.424 | Wabash Valley Power Association | Wabash Valley Power Association |  | Caterpillar, Inc. | 0.1206 | 0.0141
1007833 | 559 | Prairie View RDF | IN | St. Joseph | Waste Management, Inc. | 628 | Operational | 1994-09-01 | Electricity | Reciprocating Engine |  | 5.39 | 6.4 | 3.01 | Wabash Valley Power Association | Wabash Valley Power Association |  | Caterpillar, Inc. | 0.2436 | 0.0284
1005697 | 560 | Randolph Farms LF | IN | Randolph | 600 Land, Inc. | 200848 | Operational | 2018-07-01 | Renewable Natural Gas | Vehicle Fuel | Local Use |  |  | 0.288 | Best Way Disposal | Randolph Farms, Inc. | Randolph Farms, Inc. | BioCNG, LLC; Unison Solutions, Inc. | 0.0252 | 0.0023
1002683 | 1939 | South Side Landfill Inc. | IN | Marion | 600 Land, Inc. | 167015 | Operational | 1999-11-01 | Direct | Boiler |  |  |  | 2.4 | Rolls-Royce | Granger Energy |  |  | 0.2101 | 0.0207
1002683 | 1939 | South Side Landfill Inc. | IN | Marion | 600 Land, Inc. | 167020 | Operational | 1989-01-01 | Direct | Greenhouse |  |  |  | 0.3 | Crossroads Greenhouse | Granger Energy |  |  | 0.0263 | 0.0026
1002683 | 1939 | South Side Landfill Inc. | IN | Marion | 600 Land, Inc. | 180238 | Operational | 2001-01-01 | Electricity | Gas Turbine |  | 4 | 5 |  | Rolls-Royce | Granger Energy |  |  | 0.1807 | 0.0211
1002683 | 1939 | South Side Landfill Inc. | IN | Marion | 600 Land, Inc. | 180981 | Operational | 2009-06-30 | Direct | Boiler |  |  |  | 0.72 | Vertellus | Granger Energy |  |  | 0.063 | 0.0062
1002683 | 1939 | South Side Landfill Inc. | IN | Marion | 600 Land, Inc. | 201008 | Operational | 2020-03-20 | Renewable Natural Gas | Vehicle Fuel | Local Use |  | 0 | 5.76 | Kinetrex Energy; United Parcel Service (UPS) | Energy Developments, Inc | Indy High Btu LLC |  | 0.5042 | 0.0454
1004476 | 2281 | Sycamore Ridge Landfill & Victory Landfill | IN | Vigo | Republic Services, Inc. | 180371 | Operational | 2008-05-19 | Direct | Direct Thermal |  |  |  | 1 | Meridian Brick LLC | Meridian Brick LLC |  |  | 0.0875 | 0.0086
1007638 | 567 | Twin Bridges RDF | IN | Hendricks | Waste Management, Inc. | 637 | Operational | 1994-09-01 | Electricity | Reciprocating Engine |  | 7.58 | 9.6 | 3.91 | Wabash Valley Power Association | Wabash Valley Power Association; WM Renewable Energy, LLC |  | Caterpillar, Inc. | 0.3424 | 0.04
1007192 | 645 | Allen County LF | KS | Allen | Allen County, KS | 715 | Operational | 2007-01-01 | Direct | Direct Thermal |  |  |  | 0.05 | Allen County LF |  |  |  | 0.0044 | 0.0004
1005117 | 664 | Hamm SLF | KS | Jefferson | Hamm, Inc. | 734 | Operational | 2017-07-31 | Renewable Natural Gas | Vehicle Fuel | Pipeline Injection |  | 0 | 1.96 | BP Energy Company | Renewable Power Producers |  | Loci Controls, Inc.; Vilter Manufacturing LLC; Xebec Adsorption Inc. | 0.1716 | 0.0155
1004065 | 640 | Johnson County LF | KS | Johnson | Waste Management, Inc. | 710 | Operational | 2001-09-01 | Renewable Natural Gas | Vehicle Fuel | Pipeline Injection |  |  | 7 | Los Angeles Department of Water & Power (LADWP); Panhandle Eastern Pipeline; Shell Energy North America | Morrow Renewables, LLC | Aria Energy, LLC |  | 0.6128 | 0.0553
1007990 | 668 | Oak Grove Landfill | KS | Crawford | WCA Waste Corporation | 738 | Operational | 2010-02-08 | Electricity | Reciprocating Engine |  | 1.71 | 3.553 | 1.5 | Kansas City Board of Public Utilities | Enerdyne Power Systems, Inc. |  | Caterpillar, Inc. | 0.0773 | 0.009
1007832 | 667 | Rolling Meadows LF | KS | Shawnee | Waste Management, Inc. | 737 | Operational | 2010-01-15 | Electricity | Reciprocating Engine |  | 5.4 | 5.6 | 2.85 | Westar Energy | WM Renewable Energy, LLC |  | Caterpillar, Inc. | 0.244 | 0.0285
1011499 | 660 | Seward County Landfill | KS | Seward | Seward County, KS | 730 | Operational | 2007-06-01 | Direct | Boiler |  |  |  | 0.1 | National Beef | Seward County Landfill |  |  | 0.0088 | 0.0009
1001642 | 685 | Advanced Disposal Morehead Landfill Inc. | KY | Rowan | Advanced Disposal Services | 755 | Operational | 2019-10-09 | Electricity | Reciprocating Engine |  | 1.28 | 1.6 |  | Fleming-Mason Energy | North American Bio Fuels | North American Bio Fuels | Fluid Components International (FCI); Houston Service Industries | 0.0578 | 0.0068
1005950 | 669 | Bavarian Trucking Company LF | KY | Boone | Bavarian Waste Services, Inc. | 739 | Operational | 2003-09-22 | Electricity | Reciprocating Engine |  | 4.8 | 4.8 | 2.45 | East Kentucky Power Cooperative (EKPC) | East Kentucky Power Cooperative (EKPC) | East Kentucky Power Cooperative (EKPC) | Caterpillar, Inc. | 0.2169 | 0.0253
1004082 | 674 | Blue Ridge RDF | KY | Estill | Advanced Disposal Services | 744 | Operational | 2013-11-01 | Electricity | Reciprocating Engine |  | 1.28 | 2.08 | 0.864 | Jackson Energy Cooperative | North American Natural Resources, Inc. (NANR) |  | Caterpillar, Inc.; Fluid Components International (FCI); Houston Service Industries | 0.0578 | 0.0067
1008022 | 11480 | Central Kentucky Landfill | KY | Scott | Waste Services of the Bluegrass | 181006 | Operational | 2015-11-23 | Electricity | Reciprocating Engine |  | 0.61 | 2 |  | Toyota |  |  |  | 0.0276 | 0.0032
1005973 | 680 | Glasgow Regional Landfill | KY | Barren | City of Glasgow, KY | 750 | Operational | 2016-01-01 | Electricity | Reciprocating Engine |  | 1 | 1 | 0.442 | Farmers Rural Electric Cooperative (FRECC) | East Kentucky Power Cooperative (EKPC) | East Kentucky Power Cooperative (EKPC) | Caterpillar, Inc. | 0.0452 | 0.0053
1004483 | 672 | Green Valley Landfill | KY | Greenup | Republic Services, Inc. | 742 | Operational | 2003-09-09 | Electricity | Reciprocating Engine |  | 2.4 | 2.4 | 1.025 | East Kentucky Power Cooperative (EKPC) | East Kentucky Power Cooperative (EKPC) | East Kentucky Power Cooperative (EKPC) | Caterpillar, Inc. | 0.1084 | 0.0127
1007240 | 695 | Hardin County Landfill | KY | Hardin | Hardin County Fiscal Court, KY | 765 | Operational | 2006-01-31 | Electricity | Reciprocating Engine |  | 2.4 | 2.4 | 1.065 | East Kentucky Power Cooperative (EKPC) | East Kentucky Power Cooperative (EKPC) | East Kentucky Power Cooperative (EKPC) | Caterpillar, Inc.; Perennial Energy, Inc. | 0.1084 | 0.0127
1002341 | 688 | Laurel Ridge Landfill Inc. | KY | Laurel | Waste Connections, Inc. | 758 | Operational | 2003-09-15 | Electricity | Reciprocating Engine |  | 2.35 | 3.2 | 1.19 | East Kentucky Power Cooperative (EKPC) | East Kentucky Power Cooperative (EKPC) | East Kentucky Power Cooperative (EKPC) | Caterpillar, Inc. | 0.1062 | 0.0124
1007901 | 681 | Outer Loop RDF | KY | Jefferson | Waste Management, Inc. | 200966 | Operational | 2018-06-05 | Renewable Natural Gas | Vehicle Fuel | Pipeline Injection |  | 0 | 5.65 | Texas Gas Transmission LLC; Waste Management, Inc. | WM Renewable Energy, LLC | WM Renewable Energy, LLC |  | 0.4946 | 0.0446
1005271 | 682 | Rumpke/Pendleton County LF | KY | Pendleton | Rumpke | 752 | Operational | 2007-02-01 | Electricity | Reciprocating Engine |  | 3.2 | 3.2 | 1.521 | East Kentucky Power Cooperative (EKPC) | East Kentucky Power Cooperative (EKPC) | East Kentucky Power Cooperative (EKPC) | Caterpillar, Inc. | 0.1446 | 0.0169
1005493 | 730 | EBR Parish North Landfill | LA | East Baton Rouge | City of Baton Rouge, LA; East Baton Rouge Parish, LA | 800 | Operational | 2010-07-10 | Direct | Boiler |  |  | 0 | 3.6 | ExxonMobil Baton Rouge Polyolefins; Novolyte Technologies, Inc. | Siemens Building Technologies, Inc.; Sustainable Energy Solutions LLC |  | Siemens | 0.3152 | 0.0311
1006064 | 12041 | IESI Timberlane Landfill | LA | Allen | Waste Connections, Inc. | 181087 | Operational | 2019-04-30 | Renewable Natural Gas | Vehicle Fuel | Pipeline Injection |  | 0 |  | Tennessee Gas Pipeline Company, L.L.C. | Air Liquide Biogas | Air Liquide Biogas | Air Liquide Biogas | 0 | 0
1002476 | 712 | Jefferson Davis Parish Landfill | LA | Jefferson Davis | Jefferson Davis Parish Sanitary Landfill Commission, LA | 782 | Operational | 2008-04-01 | Renewable Natural Gas | Vehicle Fuel | Pipeline Injection |  | 0 | 2.95 | Element Markets, LLC; Gulf South Pipeline; Morrow Renewables, LLC | Morrow Renewables, LLC | Morrow Renewables, LLC |  | 0.2583 | 0.0233
1002587 | 725 | Jefferson Parish SLF | LA | Jefferson | Jefferson Parish Department of Environmental Affairs, LA | 795 | Operational | 2006-01-24 | Direct | Direct Thermal |  |  |  | 1.88 | Cornerstone Chemical Company | Renovar Energy Corp. | River Birch, Inc. |  | 0.1646 | 0.0162
1005717 | 2289 | River Birch Landfill | LA | Jefferson | River Birch, Inc. | 180379 | Operational | 2010-06-01 | Renewable Natural Gas | Vehicle Fuel | Pipeline Injection |  |  | 6.336 | Atmos Energy Corporation | River Birch, Inc. |  | Air Liquide Biogas | 0.5546 | 0.0499
1006238 | 714 | St. Landry Parish LF | LA | St. Landry | St. Landry Parish Solid Waste Disposal District, LA | 784 | Operational | 2012-04-13 | Renewable Natural Gas | Vehicle Fuel | Local Use |  |  | 0.27 | St. Landry Parish Solid Waste Disposal District, LA; Waste Connections, Inc. | St. Landry Parish Solid Waste Disposal District, LA |  | BioCNG, LLC; Unison Solutions, Inc. | 0.0236 | 0.0022
1002511 | 700 | Woolworth Road Landfill | LA | Caddo | City of Shreveport, LA | 200852 | Operational | 2018-10-01 | Renewable Natural Gas | Vehicle Fuel | Pipeline Injection |  | 0 | 2.95 | University of California |  | University of California |  | 0.2582 | 0.0233
1007669 | 775 | Chicopee Landfill (WMI) | MA | Hampden | Waste Management, Inc. | 845 | Operational | 2004-02-21 | Electricity | Reciprocating Engine |  | 5.66 | 7.8 |  | Chicopee Electric Light | Ameresco, Inc. |  | GE Energy - Jenbacher Gas Engines | 0.2558 | 0.0299
1005039 | 788 | Crapo Hill LF | MA | Bristol | Greater New Bedford Regional Refuse Management District | 858 | Operational | 2005-11-01 | Electricity | Reciprocating Engine |  | 3.2 | 3.3 | 1.656 | Eversource | CommonWealth Resource Management Corporation | CommonWealth New Bedford Energy LLC | Caterpillar, Inc. | 0.1446 | 0.0169
1007547 | 778 | Fall River Landfill | MA | Bristol | Republic Services, Inc. | 180127 | Operational | 2000-07-01 | Electricity | Gas Turbine |  | 3.39 | 5.244 | 2.68 | Taunton Municipal Lighting Plant | Gas Recovery Systems, LLC | Fortistar Methane Group | Solar Turbines Incorporated | 0.1532 | 0.0179
1007753 | 787 | Fitchburg-Westminster LF | MA | Worcester | Waste Management, Inc. | 180847 | Operational | 2007-08-01 | Electricity | Reciprocating Engine |  | 3.58 | 4.8 |  | New England Power Pool (NEPOOL) | WM Renewable Energy, LLC |  | Caterpillar, Inc. | 0.1618 | 0.0188
1007685 | 779 | Granby SLF | MA | Hampshire | Waste Management, Inc. | 849 | Operational | 2001-10-15 | Electricity | Reciprocating Engine |  | 1.67 | 3.2 |  | Constellation | Industrial Power Services Corporation |  | Caterpillar, Inc. | 0.0755 | 0.0088
1005213 | 10660 | Haverhill Landfill | MA | Essex | Covanta Energy | 180922 | Operational | 2008-01-01 | Electricity | Reciprocating Engine |  | 1.6 | 1.6 |  |  | Covanta Energy |  |  | 0.0723 | 0.0084
1002593 | 1835 | Northampton Landfill | MA | Hampshire | City of Northampton, DPW, MA | 166408 | Operational | 2008-03-13 | Electricity | Reciprocating Engine |  | 0.8 | 0.8 | 0.504 | National Grid | Ameresco, Inc.; City of Northampton, DPW, MA |  | Caterpillar, Inc. | 0.0361 | 0.0042
1004557 | 785 | Plainville LF | MA | Norfolk | Republic Services, Inc. | 180226 | Operational | 2003-03-01 | Electricity | Reciprocating Engine |  | 2.1 | 2.4 | 1.15 | Plainville Generating Company | DTE Biomass Energy | Lorusso Corporation | Caterpillar, Inc. | 0.0949 | 0.0111
| 10641 | Quarry Hills Soils LF | MA | Norfolk | Quarry Hills Associates Inc. | 180921 | Operational | 2009-03-30 | Electricity | Reciprocating Engine |  | 0.3 |  |  | Harvard University | Quarry Energy Corp. |  | Grupo Guascor International, Inc. | 0.0136 | 0.0016
1005254 | 10100 | Southbridge Recycling & Disposal Park | MA | Worcester | Town of Southbridge, MA | 180834 | Operational | 2012-01-03 | Electricity | Reciprocating Engine |  | 1.4 | 1.6 | 0.8 | Nextera Energy | Casella Waste Systems, Inc. | Casella Waste Systems, Inc. | Caterpillar, Inc. | 0.0633 | 0.0074
1003532 | 786 | Taunton SLF | MA | Bristol | Waste Management, Inc. | 856 | Operational | 1997-09-01 | Electricity | Reciprocating Engine |  | 2.11 | 3.8 |  | Taunton Municipal Lighting Plant | NEO Corporation | Fortistar Methane Group | Caterpillar, Inc. | 0.0953 | 0.0112
1003393 | 10780 | West Street Landfill | MA | Worcester | City of Gardner, MA | 180930 | Operational | 2010-03-01 | Electricity | Reciprocating Engine |  | 0.5 | 1.62 |  | Templeton Municipal Lighting Plant | Seaman Energy LLC |  | Caterpillar, Inc. | 0.0226 | 0.0026
1007291 | 734 | Alpha Ridge SLF | MD | Howard | Howard County, MD | 804 | Operational | 2012-09-21 | Electricity | Reciprocating Engine |  | 1.059 | 1.059 | 0.47 | Howard County, MD; PJM Interconnection, LLC | Pepco Energy Services, Inc. |  | GE Energy - Jenbacher Gas Engines | 0.0478 | 0.0056
1002655 | 741 | Brown Station Road Sanitary Landfill | MD | Prince George's | Prince George's County, MD | 166975 | Operational | 1987-04-20 | Electricity | Reciprocating Engine |  | 3.5 | 4.2 | 1.75 | PJM Interconnection, LLC; Prince George's County, MD | Prince George's County, MD | Prince George's County, MD | Curtis Engine & Equipment, Inc.; General Electric - Distributed Power | 0.1581 | 0.0185
1004330 | 745 | Eastern Sanitary Landfill Solid Waste Management Facility (ESL) | MD | Baltimore | Baltimore County, MD | 815 | Operational | 2006-09-01 | Electricity | Reciprocating Engine |  | 2.52 | 6 | 1.83 | Constellation | Pepco Energy Services, Inc. |  |  | 0.1139 | 0.0133
1002002 | 754 | Millersville SLF | MD | Anne Arundel | Anne Arundel County Dept. of Public Works, Bureau of Waste Mmgt. Services, MD | 824 | Operational | 2012-06-27 | Electricity | Reciprocating Engine |  | 3 | 3.2 | 1.74 | PJM Interconnection, LLC | Northeast Maryland Waste Disposal Authority, MD | Anne Arundel County Dept. of Public Works, Bureau of Waste Mmgt. Services, MD | Caterpillar, Inc. | 0.1355 | 0.0158
1007029 | 756 | Newland Park SLF | MD | Wicomico | Wicomico County, MD | 826 | Operational | 2007-04-23 | Electricity | Reciprocating Engine |  | 1.32 | 3.15 | 0.7 | PJM Interconnection, LLC | INGENCO | INGENCO |  | 0.0596 | 0.007
1003469 | 759 | Oaks SLF | MD | Montgomery | Montgomery County, MD | 180398 | Operational | 2009-07-13 | Electricity | Reciprocating Engine |  | 2.4 | 0 | 1.309 | Constellation | Northeast Maryland Waste Disposal Authority, MD; SCS Engineers |  | Caterpillar, Inc.; GE Energy - Jenbacher Gas Engines | 0.1084 | 0.0127
1001568 | 763 | Quarantine Road SLF | MD | Baltimore city | City of Baltimore, MD | 833 | Operational | 2009-04-22 | Electricity | Cogeneration |  | 1.5 | 4 | 0.864 | U.S. Coast Guard - Curtis Bay Shipyard | Ameresco Federal Solutions |  | GE Energy - Jenbacher Gas Engines | 0.0678 | 0.0079
1007573 | 768 | Sandy Hill SLF | MD | Prince George's | Prince George's County, MD | 838 | Operational | 2003-01-15 | Direct | Boiler |  |  |  | 1.73 | NASA Goddard Space Flight Center | Toro Energy, Inc. | Toro Energy, Inc. |  | 0.1514 | 0.015
1007646 | 2250 | Crossroads LF | ME | Somerset | Waste Management, Inc. | 180338 | Operational | 2009-03-06 | Electricity | Reciprocating Engine |  | 2.6 | 3.2 |  | New England Power Pool (NEPOOL) | WM Renewable Energy, LLC |  | Caterpillar, Inc. | 0.1175 | 0.0137
| 2254 | Hatch Hill LF | ME | Kennebec | City of Augusta, ME | 180342 | Operational | 2019-01-01 | Electricity | Reciprocating Engine |  | 0.55 | 0 |  | Central Maine Power (CMP) | City of Augusta, ME | City of Augusta, ME | Parker Hannifin Filtration and Separation Division | 0.0248 | 0.0029
1005252 | 2259 | Pine Tree Landfill | ME | Penobscot | Casella Waste Systems, Inc. | 180347 | Operational | 2008-02-01 | Electricity | Reciprocating Engine |  | 0.9 | 3.9 | 0.6 | Nextera Energy | Casella Waste Systems, Inc. | Casella Waste Systems, Inc. | GE Energy - Jenbacher Gas Engines | 0.0407 | 0.0047
1001991 | 1902 | Adrian Landfill | MI | Lenawee | Republic Services, Inc. | 166952 | Operational | 1994-12-01 | Electricity | Reciprocating Engine |  | 1.95 | 2.4 | 1.25 | Consumers Energy | Adrian Energy Associates; Aria Energy, LLC; DTE Biomass Energy | Adrian Energy Associates; Aria Energy, LLC | Caterpillar, Inc. | 0.0881 | 0.0103
1008034 | 1879 | Advanced Disposal Arbor Hills Landfill Inc. | MI | Washtenaw | Advanced Disposal Services | 166927 | Operational | 1996-01-01 | Electricity | Combined Cycle; Gas Turbine |  | 27.8 | 27.8 |  | DTE Energy | Fortistar Methane Group | Fortistar Methane Group | Siemens; Solar Turbines Incorporated | 1.256 | 0.1467
1006178 | 1878 | Ann Arbor SLF Phase I & II | MI | Washtenaw | City of Ann Arbor, MI | 166926 | Operational | 1998-04-22 | Electricity | Reciprocating Engine |  | 0.5 | 0.8 |  | DTE Energy | DTE Biomass Energy | City of Ann Arbor, MI | Caterpillar, Inc. | 0.0226 | 0.0026
1006132 | 2068 | Autumn Hills Recycling & Disposal Facility | MI | Ottawa | Waste Management, Inc. | 180117 | Operational | 2005-01-01 | Direct | Boiler |  |  | 0 | 0.5 | Zeeland Farm Services | North American Natural Resources, Inc. (NANR) |  |  | 0.0438 | 0.0043
1006132 | 2068 | Autumn Hills Recycling & Disposal Facility | MI | Ottawa | Waste Management, Inc. | 181048 | Operational | 2009-08-26 | Electricity | Reciprocating Engine |  | 1.8 | 3.2 |  | City of Zeeland Board of Public Works | North American Natural Resources, Inc. (NANR) |  | Caterpillar, Inc. | 0.0813 | 0.0095
1006132 | 2068 | Autumn Hills Recycling & Disposal Facility | MI | Ottawa | Waste Management, Inc. | 201441 | Operational | 2006-01-01 | Electricity | Cogeneration |  | 3 | 3.2 | 1.67 | Zeeland Farm Services | North American Natural Resources, Inc. (NANR) |  | Caterpillar, Inc. | 0.1355 | 0.0158
1002489 | 1891 | Brent Run Landfill | MI | Genesee | Waste Connections Inc. - Central Region | 166941 | Operational | 1998-10-01 | Electricity | Reciprocating Engine |  | 5.4 | 5.4 |  | Michigan Public Power Agency (MPPA) | Granger Energy |  | Caterpillar, Inc. | 0.244 | 0.0285
1003620 | 1900 | C&C Landfill | MI | Calhoun | Republic Services, Inc. | 166950 | Operational | 1995-01-01 | Electricity | Reciprocating Engine; Gas Turbine |  | 5.2 |  |  | Consumers Energy | Gas Recovery Systems, LLC | Fortistar Methane Group | General Electric - Distributed Power; Solar Turbines Incorporated | 0.2349 | 0.0274
1007521 | 1892 | Carleton Farms Landfill | MI | Wayne | Republic Services, Inc. | 166942 | Operational | 1998-07-01 | Electricity | Reciprocating Engine |  | 11.2 | 11.2 |  | DTE Energy | Aria Energy, LLC; Sumpter Energy Associates | Aria Energy, LLC; Sumpter Energy Associates | Caterpillar, Inc. | 0.506 | 0.0591
1006990 | 2232 | Central Sanitary Landfill, Inc. | MI | Montcalm | Republic Services, Inc. | 180320 | Operational | 2018-01-01 | Electricity | Reciprocating Engine |  | 2.4 | 2.4 |  |  | North American Natural Resources, Inc. (NANR) |  | Caterpillar, Inc.; Fluid Components International (FCI) | 0.1084 | 0.0127
1004976 | 1880 | Citizens Disposal Landfill | MI | Genesee | Republic Services, Inc. | 166928 | Operational | 1994-07-01 | Electricity | Cogeneration |  | 6 | 7.2 |  | Consumers Energy; Michigan Public Power Agency (MPPA) | Granger Energy |  | Caterpillar, Inc. | 0.271 | 0.0317
1003865 | 2242 | City of Midland Sanitary LF | MI | Midland | City of Midland Utilities Dept., MI | 180330 | Operational | 2011-03-31 | Electricity | Cogeneration |  | 1.3 | 1.6 |  | City of Midland Utilities Dept., MI |  |  | Caterpillar, Inc. | 0.0587 | 0.0069
1003259 | 1936 | Eagle Valley RDF | MI | Oakland | Waste Management, Inc. | 181067 | Operational | 2011-09-22 | Electricity | Reciprocating Engine |  | 2.9 | 3.2 | 1.53 | DTE Energy | WM Renewable Energy, LLC | WM Renewable Energy, LLC | Caterpillar, Inc. | 0.131 | 0.0153
1003259 | 1936 | Eagle Valley RDF | MI | Oakland | Waste Management, Inc. | 200547 | Operational | 2014-05-01 | Electricity | Reciprocating Engine |  | 8 | 8 |  | General Motors Company | General Motors Company |  | Caterpillar, Inc. | 0.3614 | 0.0422
1003259; 1003686 | 1936; 1894 | Eagle Valley RDF; Oakland Heights Development Landfill | MI | Oakland | Waste Management, Inc.; Republic Services, Inc. | 167010 | Operational | 1999-01-01 | Direct | Boiler |  |  |  | 2.16 | General Motors Company | Toro Energy, Inc. | WM Renewable Energy, LLC | Fluid Components International (FCI) | 0.1891 | 0.0187
1003623 | 1895 | Forest Lawn Landfill | MI | Berrien | Republic Services, Inc. | 166945 | Operational | 1999-01-01 | Direct | Leachate Evaporation |  |  |  | 0.72 | Republic Services, Inc. | APTIM | APTIM | APTIM LFG Specialties | 0.063 | 0.0062
1003257 | 2235 | Glen's Sanitary Landfill Inc. | MI | Leelanau | Waste Management, Inc. | 180323 | Operational | 2009-01-01 | Direct | Leachate Evaporation |  |  | 0 | 0.66 | Glen's Sanitary Landfill Inc. | Waste Management, Inc. |  |  | 0.0578 | 0.0057
1002720 | 1947 | Granger Grand River LF | MI | Clinton | Granger Waste Management Corp. | 167029 | Operational | 1991-04-10 | Electricity | Reciprocating Engine |  | 3.2 | 3.2 | 1.703 | Lansing Board of Water & Light | Granger Energy |  | Caterpillar, Inc. | 0.1445 | 0.0169
1006737 | 1890 | Granger Wood Street Landfill | MI | Clinton | Granger Waste Management Corp. | 166939 | Operational | 1993-01-22 | Electricity | Reciprocating Engine |  | 8 | 8 | 3.744 | Lansing Board of Water & Light | Granger Energy |  | Caterpillar, Inc. | 0.3614 | 0.0421
1003464 | 2237 | Kent County - South Kent LF | MI | Kent | Kent County Department of Public Works, MI | 180325 | Operational | 2009-03-23 | Electricity | Reciprocating Engine |  | 3.2 | 3.2 | 1.296 | Consumers Energy | Granger Energy | Energy Developments, Inc | Caterpillar, Inc.; Loci Controls, Inc. | 0.1446 | 0.0169
1007751 | 1990 | Muskegon County SWF | MI | Muskegon | Muskegon County, MI | 167075 | Operational | 2006-12-31 | Direct | Direct Thermal |  |  |  | 0.432 | Eagle Alloy Inc. | Eagle Alloy Inc.; Muskegon County, MI |  |  | 0.0378 | 0.0037
1007751 | 1990 | Muskegon County SWF | MI | Muskegon | Muskegon County, MI | 181030 | Operational | 2006-12-31 | Direct | Boiler |  |  |  | 0.432 | Sun Chemical Company | Muskegon County, MI |  |  | 0.0378 | 0.0037
1007729 | 2240 | Northern Oaks Recycling & Disposal Facility | MI | Clare | Waste Management, Inc. | 180328 | Operational | 2008-01-01 | Direct | Leachate Evaporation |  |  | 0 | 0.51 | Northern Oaks Recycling & Disposal Facility | Waste Management, Inc. |  |  | 0.0446 | 0.0044
1007729 | 2240 | Northern Oaks Recycling & Disposal Facility | MI | Clare | Waste Management, Inc. | 181047 | Operational | 2010-12-01 | Electricity | Reciprocating Engine |  | 1.38 | 1.6 |  | Consumers Energy | WM Renewable Energy, LLC |  | Caterpillar, Inc. | 0.0623 | 0.0073
1002684 | 2241 | Orchard Hill SLF | MI | Berrien | Landfill Management Co. | 180329 | Operational | 1993-01-01 | Direct | Leachate Evaporation |  |  |  | 0.72 | Orchard Hill LF | Landfill Management Co. |  |  | 0.063 | 0.0062
1002684 | 2241 | Orchard Hill SLF | MI | Berrien | Landfill Management Co. | 200449 | Operational | 2013-02-01 | Electricity | Reciprocating Engine |  | 3.2 | 3.2 | 1.872 | Michigan Public Power Agency (MPPA) | Granger Energy |  | Caterpillar, Inc. | 0.1446 | 0.0169
1007027 | 1883 | Ottawa County Farms Landfill | MI | Ottawa | Republic Services, Inc. | 166932 | Operational | 1994-06-21 | Electricity | Reciprocating Engine |  | 5.17 | 5.6 | 2.86 | Consumers Energy | Granger Energy |  | Caterpillar, Inc. | 0.2336 | 0.0273
1003133 | 1884; 1887 | People's Landfill, Inc.; Tay Mouth Landfill | MI | Saginaw | Waste Management, Inc.; Republic Services, Inc. | 166933 | Operational | 1995-01-01 | Electricity | Reciprocating Engine |  | 2.93 | 4 |  | Consumers Energy | North American Natural Resources, Inc. (NANR) |  | Caterpillar, Inc. | 0.1325 | 0.0155
1007745 | 1893 | Pine Tree Acres LF Inc. | MI | Macomb | Waste Management, Inc. | 166943 | Operational | 2001-07-24 | Electricity | Reciprocating Engine |  | 19.36 | 21.6 | 11.63 | DTE Energy; Consumers Energy | Aria Energy, LLC; WM Renewable Energy, LLC |  | Caterpillar, Inc. | 0.8747 | 0.1021
1003592 | 12143 | Richfield Landfill | MI | Genesee | Richfield Landfill, Inc. | 181114 | Operational | 2006-11-01 | Renewable Natural Gas | Vehicle Fuel | Pipeline Injection |  | 0 | 2.03 | Great Lakes Gas Transmission Company | Blue Skies Energy, LLC | Blue Skies Energy, LLC |  | 0.1777 | 0.016
1003601 | 1885 | Riverview Land Preserve | MI | Wayne | City of Riverview, MI | 166934 | Operational | 1987-01-01 | Electricity | Gas Turbine |  | 6.6 | 6.6 | 4.9 | DTE Energy | Aria Energy, LLC; DTE Biomass Energy |  | Solar Turbines Incorporated | 0.2982 | 0.0348
1003601 | 1885 | Riverview Land Preserve | MI | Wayne | City of Riverview, MI | 200447 | Operational | 2013-04-01 | Renewable Natural Gas | Vehicle Fuel | Local Use |  | 0 | 0.14 | Riverview Land Preserve | Riverview Land Preserve | Riverview Land Preserve | ANGI Energy Systems; BioCNG, LLC; Unison Solutions, Inc. | 0.0123 | 0.0011
1003687 | 1855 | Sauk Trail Hills Landfill | MI | Wayne | Republic Services, Inc. | 181068 | Operational | 2013-08-20 | Renewable Natural Gas | Vehicle Fuel | Pipeline Injection |  |  | 4.6 | DTE Energy | Clean Energy Renewable Fuels (CERF) | Aria Energy, LLC; Canton Renewables, LLC | Greenlane Biogas | 0.4027 | 0.0363
1004497 | 2195 | Smiths Creek Landfill | MI | St. Clair | St. Clair County, MI | 180274 | Operational | 2011-12-08 | Electricity | Reciprocating Engine |  | 3.2 | 3.2 | 1.9 | DTE Energy | DTE Biomass Energy |  | Caterpillar, Inc. | 0.1446 | 0.0169
1004025 | 1992 | Southeast Berrien County Landfill | MI | Berrien | Southeast Berrien County Landfill Authority | 167077 | Operational | 2009-06-01 | Electricity | Reciprocating Engine |  | 2.9 | 4.8 | 1.38 | Holland Board of Public Works | North American Natural Resources, Inc. (NANR) | North American Natural Resources, Inc. (NANR) | Caterpillar, Inc. | 0.131 | 0.0153
1007703 | 1888 | Venice Park Recycling & Disposal Facility | MI | Shiawassee | Waste Management, Inc. | 166937 | Operational | 1992-03-01 | Electricity | Reciprocating Engine |  | 5.5 | 1.6 |  | Consumers Energy | Bio Energy Partners; North American Natural Resources, Inc. (NANR) | WM Renewable Energy, LLC | Caterpillar, Inc. | 0.2485 | 0.0289
1004486 | 1897 | Vienna Junction Landfill | MI | Monroe | Republic Services, Inc. | 166947 | Operational | 1995-01-01 | Direct | Boiler |  |  |  | 0.864 |  | Gas Recovery Systems, LLC | Fortistar Methane Group |  | 0.0756 | 0.0075
1007720 | 2233 | Waters Landfill | MI | Crawford | Waste Management, Inc. | 180321 | Operational | 2006-01-01 | Direct | Leachate Evaporation |  |  | 0 | 0.54 | City Env. Services, Inc. of Waters | Waste Management, Inc. |  |  | 0.0473 | 0.0047
1005269 | 1889 | Wayne Disposal LF | MI | Wayne | US Ecology, Inc. | 180380 | Operational | 2002-01-01 | Electricity | Stirling Cycle Engine |  | 0.05 | 0.05 |  | DTE Energy | EQ Energy Recovery, Inc. |  | Stirling Power | 0.0023 | 0.0003
1007831 | 1940 | Westside Recycling and Disposal Facility | MI | St. Joseph | Waste Management, Inc. | 167016 | Operational | 1999-01-01 | Renewable Natural Gas | Vehicle Fuel | Pipeline Injection |  | 0 | 1.75 | DTE Energy; Los Angeles Department of Water & Power (LADWP); Shell Energy North America | Biogas Energy, LP | DTE Biomass Energy |  | 0.1532 | 0.0138
1001993 | 1896 | Whitefeather Landfill | MI | Bay | Republic Services, Inc. | 166946 | Operational | 2009-07-01 | Electricity | Reciprocating Engine |  | 3.2 | 3.2 | 1.152 | Consumers Energy | Granger Energy |  | Caterpillar, Inc.; Fluid Components International (FCI) | 0.1446 | 0.0169
1003582 | 1912 | Woodland Meadows Landfill | MI | Wayne | Waste Management, Inc. | 181076 | Operational | 2018-04-23 | Renewable Natural Gas | Vehicle Fuel | Pipeline Injection |  | 0 | 7.4 | DTE Energy | Ameresco, Inc. | Ameresco, Inc. | Guild Associates, Inc. | 0.6478 | 0.0584
1007743 | 812 | Burnsville SLF | MN | Dakota | Waste Management, Inc. | 882 | Operational | 1994-05-01 | Electricity | Reciprocating Engine |  | 4.2 | 4.8 |  | Xcel Energy | WM Renewable Energy, LLC | WM Renewable Energy, LLC | Caterpillar, Inc. | 0.1898 | 0.0222
1004863 | 814 | Crow Wing County SLF | MN | Crow Wing | Crow Wing County, MN | 884 | Operational | 2009-10-01 | Direct | Boiler |  |  |  | 0.04 | Crow Wing County SLF (new) | Crow Wing County, MN |  |  | 0.0035 | 0.0003
1005860 | 815 | East Central SLF (ECSWC) | MN | Kanabec | East Central Solid Waste Comm. | 885 | Operational | 2012-04-02 | Electricity | Reciprocating Engine |  | 0.87 | 1.6 | 0.46 | Southern Minnesota Municipal Power Agency (SMMPA) | Southern Minnesota Municipal Power Agency (SMMPA) |  | Caterpillar, Inc. | 0.0393 | 0.0046
1007672 | 816 | Elk River SLF Inc. | MN | Sherburne | Waste Management, Inc. | 180852 | Operational | 2002-11-01 | Electricity | Reciprocating Engine |  | 2.9 | 3.2 | 1.56 | Elk River Municipal Utilities (ERMU) | Elk River Municipal Utilities (ERMU) |  | Caterpillar, Inc. | 0.131 | 0.0153
1007742 | 1993 | Spruce Ridge Landfill | MN | McLeod | Waste Management, Inc. | 167078 | Operational | 2008-04-11 | Electricity | Reciprocating Engine |  | 2.95 | 3.2 |  | Glencoe Municipal Electric Utility | WM Renewable Energy, LLC |  | Caterpillar, Inc. | 0.1333 | 0.0155
1005518 | 827 | Black Oak Landfill | MO | Wright | WCA Waste Corporation | 897 | Operational | 2014-10-31 | Electricity | Reciprocating Engine |  | 1.953 | 3.9 |  | Missouri Public Utility Alliance | Enerdyne Power Systems, Inc.; WCA Waste Corporation |  | Caterpillar, Inc. | 0.0882 | 0.0103
1003514 | 829 | Central Missouri SLF | MO | Pettis | WCA Waste Corporation | 899 | Operational | 2014-04-21 | Electricity | Reciprocating Engine |  | 2.4 | 2.4 |  | Kansas City Power & Light | State Fair Community College; WCA Waste Corporation |  | GE Energy - Jenbacher Gas Engines | 0.1084 | 0.0127
1008252 | 832 | Champ Landfill | MO | St. Louis | Waste Connections, Inc. | 902 | Operational | 1997-01-01 | Direct | Boiler |  |  | 0 | 0.3 | Pattonville High School, MO |  |  |  | 0.0263 | 0.0026
1008252 | 832 | Champ Landfill | MO | St. Louis | Waste Connections, Inc. | 166964 | Operational | 1983-01-01 | Direct | Direct Thermal |  |  | 0 |  | Breckenridge Ready-Mix |  |  |  | 0.0009 | 0.0001
1008252 | 832 | Champ Landfill | MO | St. Louis | Waste Connections, Inc. | 180973 | Operational | 2012-06-12 | Electricity | Gas Turbine |  | 6.35 | 13.8 |  | Ameren Missouri | Ameren Missouri | Ameren Missouri | Parker Hannifin Filtration and Separation Division; Solar Turbines Incorporated; Vilter Manufacturing LLC | 0.2869 | 0.0335
1003969 | 830 | Columbia SLF | MO | Boone | City of Columbia, MO | 900 | Operational | 2008-06-16 | Electricity | Reciprocating Engine; Cogeneration |  | 1.76 | 3 | 1.09 | City of Columbia, MO | City of Columbia, MO; Sexton Energy LLC; Burns & McDonnell | City of Columbia, MO | Perennial Energy, Inc. | 0.0795 | 0.0092
1007631 | 2290 | Courtney Ridge Landfill, LLC | MO | Jackson | Republic Services, Inc. | 180382 | Operational | 2009-05-01 | Direct | Direct Thermal |  |  |  | 2.55 | Central Plains Cement (Eagle Materials) | Lafarge North America Inc. |  |  | 0.2233 | 0.022
| 863 | Fulton SLF | MO | Callaway | City of Fulton, MO | 933 | Operational | 2011-08-31 | Electricity | Reciprocating Engine |  | 0.225 |  |  | Callaway Electric Cooperative |  |  | Grupo Guascor International, Inc. | 0.0102 | 0.0012
1002141 | 12208 | IESI Timber Ridge Landfill | MO | Washington | Waste Connections, Inc. | 181130 | Operational | 2012-12-14 | Direct | Leachate Evaporation |  |  |  | 0.04 | IESI Timber Ridge Landfill |  |  |  | 0.0035 | 0.0003
1003624 | 835 | Jefferson City Sanitary Landfill | MO | Cole | Republic Services, Inc. | 905 | Operational | 2009-03-31 | Electricity | Cogeneration |  | 3.2 | 3.2 | 1.3 | Columbia Water and Light; Jefferson City and Algoa Correctional Centers | Ameresco, Inc. |  | GE Energy - Jenbacher Gas Engines; Northeast Energy Systems | 0.1446 | 0.0169
1007632 | 2425; 834 | Lamar Landfill; Prairie View Regional Waste Facility | MO | Barton | City of Lamar, MO; Republic Services, Inc. | 904 | Operational | 2010-06-30 | Electricity | Reciprocating Engine |  | 3.2 | 3.2 | 1.87 | Missouri Public Utility Alliance |  |  | Caterpillar, Inc. | 0.1446 | 0.0169
1003871 | 929 | Rumble Landfill #2 | MO | Jackson | Waste Management, Inc. | 999 | Operational | 1998-01-01 | Direct | Greenhouse |  |  | 0 | 0.011 | Fort Osage School District's Career and Technology Center | Waste Management, Inc. |  |  | 0.001 | 0.0001
1003871 | 929 | Rumble Landfill #2 | MO | Jackson | Waste Management, Inc. | 180438 | Operational | 2005-09-01 | Direct | Direct Thermal |  |  | 0 | 0.8 | Central Plains Cement (Eagle Materials) | Lafarge North America Inc.; Waste Management, Inc. | Waste Management, Inc. |  | 0.07 | 0.0069
1002906 | 846 | Springfield Sanitary Landfill | MO | Greene | City of Springfield, MO | 916 | Operational | 2006-05-10 | Electricity | Reciprocating Engine |  | 3 | 3.2 | 1.58 | City Utilities of Springfield, MO | Aria Energy, LLC | City of Springfield, MO | Caterpillar, Inc.; Perennial Energy, Inc. | 0.1355 | 0.0158
1001925 | 847 | St. Joseph City SLF | MO | Buchanan | City of St. Joseph, MO | 917 | Operational | 2012-03-30 | Electricity | Reciprocating Engine |  | 1.6 | 1.6 | 0.72 | Kansas City Power & Light | Kansas City Power & Light | City of St. Joseph, MO; Kansas City Power & Light | Caterpillar, Inc.; Perennial Energy, Inc. | 0.0723 | 0.0084
1005964 | 1958 | Golden Triangle Regional Landfill | MS | Oktibbeha | Golden Triangle Regional Solid Waste Management Authority, MS | 167040 | Operational | 2011-09-30 | Electricity | Reciprocating Engine |  | 0.53 | 0.999 | 0.35 | Tennessee Valley Authority (TVA) | Golden Triangle Regional Solid Waste Management Authority, MS | Golden Triangle Regional Solid Waste Management Authority, MS | GE Energy - Jenbacher Gas Engines; GraniteFuel; Nixon Energy Solutions | 0.0239 | 0.0028
1005282 | 1973 | Northeast Mississippi Regional Landfill | MS | Tippah | Northeast Mississippi Solid Waste Management Authority | 167055 | Operational | 2018-04-19 | Renewable Natural Gas | Vehicle Fuel | Pipeline Injection |  |  | 1.77 | Kinder Morgan | Air Liquide Biogas |  | Air Liquide Biogas; Vilter Manufacturing LLC | 0.1549 | 0.014
1007890 | 1963 | Pecan Grove Sanitary Landfill | MS | Harrison | Waste Management, Inc. | 167045 | Operational | 2005-07-12 | Direct | Boiler |  |  | 0 | 2 | EI DuPont de Nemours & Company | Toro Energy, Inc. |  |  | 0.1751 | 0.0173
1007891 | 1967 | Prairie Bluff Sanitary Landfill | MS | Chickasaw | Waste Management, Inc. | 167049 | Operational | 2009-07-01 | Direct | Leachate Evaporation |  |  | 0 | 0.15 | Prairie Bluff Sanitary Landfill | Waste Management, Inc. |  | Evaporative Systems, Inc. | 0.0131 | 0.0013
1007891 | 1967 | Prairie Bluff Sanitary Landfill | MS | Chickasaw | Waste Management, Inc. | 181081 | Operational | 2012-10-24 | Electricity | Reciprocating Engine |  | 1.37 | 1.6 | 0.67 | Tennessee Valley Authority (TVA) | WM Renewable Energy, LLC | WM Renewable Energy, LLC | Caterpillar, Inc. | 0.0619 | 0.0072
1002547 | 1968 | Three Rivers Regional Landfill | MS | Pontotoc | Three Rivers Regional Solid Waste Management Authority, MS | 167050 | Operational | 2012-02-07 | Electricity | Reciprocating Engine; Cogeneration |  | 0.999 | 1.2 |  | Tennessee Valley Authority (TVA); Three Rivers Regional Solid Waste Management Authority, MS | Three Rivers Regional Solid Waste Management Authority, MS |  | 2G Energy, Inc.; MWM of America; Heartland Water Technology, Inc | 0.0451 | 0.0053
1000477 | 2141 | Billings City Landfill | MT | Yellowstone | City of Billings, MT | 180208 | Operational | 2010-12-07 | Renewable Natural Gas | Vehicle Fuel | Pipeline Injection |  |  | 0.895 | Montana-Dakota Utilities Co. | LFG Technologies, Inc.; Montana-Dakota Utilities Co. |  | Guild Associates, Inc. | 0.0784 | 0.0071
1007460 | 2287 | Flathead County Landfill | MT | Flathead | Flathead County Solid Waste District, MT | 180949 | Operational | 2009-06-26 | Electricity | Reciprocating Engine |  | 1.2 | 3.2 | 0.72 | Flathead Electric Cooperative, Inc. | Flathead Electric Cooperative, Inc. | Flathead Electric Cooperative, Inc. | Caterpillar, Inc. | 0.0543 | 0.0063
1001943 | 1059 | Blackburn SLF | NC | Catawba | Catawba County, NC | 1132 | Operational | 1999-01-01 | Electricity | Reciprocating Engine; Cogeneration |  | 3 | 3 | 1.6 | Duke Energy; Catawba County, NC | Catawba County, NC; Appalachian State University Energy Center | Catawba County, NC | GE Energy - Jenbacher Gas Engines; Nixon Energy Solutions | 0.1356 | 0.0159
1001775 | 2142 | Buncombe County New Landfill | NC | Buncombe | Buncombe County Department of Solid Waste, NC | 180210 | Operational | 2011-11-21 | Electricity | Reciprocating Engine |  | 1.4 |  | 0.58 | Duke Energy Progress | Buncombe County Department of Solid Waste, NC | Buncombe County Department of Solid Waste, NC | GE Energy - Jenbacher Gas Engines | 0.0633 | 0.0074
1003099 | 1071 | Charlotte Motor Speedway Landfill V | NC | Cabarrus | Republic Services, Inc. | 1144 | Operational | 1999-12-15 | Electricity | Gas Turbine |  | 11.5 | 16.8 | 5.5 | Duke Energy | Fortistar Methane Group | Fortistar Methane Group | Solar Turbines Incorporated | 0.5195 | 0.0607
1007078 | 1063 | City of Durham SLF | NC | Durham | City of Durham, NC | 1136 | Operational | 2009-12-15 | Electricity | Reciprocating Engine |  | 1.8 | 0 | 0.82 | Duke Energy | Methane Power, LLC | Biogas Energy Solutions, LLC | GE Energy - Jenbacher Gas Engines; Nixon Energy Solutions; Unison Solutions, Inc. | 0.0813 | 0.0095
1006978 | 1064 | City of Greensboro White Street Landfill | NC | Guilford | City of Greensboro, NC | 200964 | Operational | 2019-06-30 | Electricity | Reciprocating Engine |  | 1.55 | 1.6 | 0.66 | Duke Energy | ReNew Petra | ReNew Petra | Piedmont Automation | 0.07 | 0.0082
| 1072 | Columbus County, ARS | NC | Columbus | Columbus County, NC | 1145 | Operational | 2013-12-01 | Direct | Greenhouse |  |  |  | 0.03 | Southeastern Community College | Appalachian State University Energy Center; Cape Fear Resource Conservation and Development; Carlson Environmental Consultants, PC; Columbus County, NC | Columbus County, NC |  | 0.0026 | 0.0003
| 1072 | Columbus County, ARS | NC | Columbus | Columbus County, NC | 200413 | Operational | 2013-02-11 | Electricity | Reciprocating Engine |  | 0.21 | 0.255 | 0.08 | Brunswick Electric Membership Corporation | Appalachian State University Energy Center; Cape Fear Resource Conservation and Development; Carlson Environmental Consultants, PC; Columbus County, NC | Columbus County, NC | Bucks Engines; KSD Enterprises; PowerSecure Inc. | 0.0095 | 0.0011
1001627 | 1075 | Cumberland County Ann Street Landfill | NC | Cumberland | Cumberland County, NC | 1148 | Operational | 1997-12-01 | Direct | Boiler |  |  |  | 1 | Cargill | DTE Biomass Energy | DTE Biomass Energy |  | 0.0875 | 0.0086
1004204 | 1077 | Davidson County LF | NC | Davidson | Davidson County, NC | 1150 | Operational | 2010-12-01 | Electricity | Reciprocating Engine |  | 1.58 | 1.6 | 0.7 | Duke Energy | DTE Biomass Energy | DTE Biomass Energy | Caterpillar, Inc. | 0.0714 | 0.0083
1000554 | 1082 | Edgecombe County LF | NC | Edgecombe | Edgecombe County, NC | 1155 | Operational | 2014-04-01 | Electricity | Reciprocating Engine |  | 0.74 | 0.74 | 0.36 | Edgecombe-Martin County Electric Membership Corporation | Edgecombe County, NC; S&ME, Inc. |  | 2G Energy, Inc.; Product Recovery Management | 0.0334 | 0.0039
1005137 | 1084 | Gaston County LF | NC | Gaston | Gaston County, NC | 1157 | Operational | 2011-08-31 | Electricity | Reciprocating Engine |  | 3.38 | 4.2 | 1.62 | Duke Energy | Gaston County, NC | Gaston County, NC | GE Energy - Jenbacher Gas Engines | 0.1528 | 0.0179
1003137 | 1067 | Hanes Mill Road Landfill | NC | Forsyth | City of Winston-Salem, NC | 1140 | Operational | 1996-07-01 | Electricity | Gas Turbine |  | 3.1 | 4.5 | 2.23 | Duke Energy | Aria Energy, LLC; DTE Biomass Energy | Aria Energy, LLC; DTE Biomass Energy | Solar Turbines Incorporated | 0.1401 | 0.0164
| 1091 | Haywood County LF | NC | Haywood | Haywood County, NC | 1164 | Operational | 2012-06-25 | Electricity | Reciprocating Engine |  | 0.075 | 0.075 |  | Haywood Electric Membership Cooperative (EMC) |  |  | KSD Enterprises; PowerSecure Inc.; Product Recovery Management | 0.0034 | 0.0004
1006514 | 1098 | Iredell County LF | NC | Iredell | Iredell County, NC | 1172 | Operational | 2008-08-15 | Electricity | Reciprocating Engine |  | 2.78 | 3.2 | 1.31 | EnergyUnited Electric Cooperative | DTE Biomass Energy | DTE Biomass Energy | Caterpillar, Inc. | 0.1256 | 0.0147
| 1099 | Jackson County Landfill | NC | Jackson | Jackson County, NC | 1173 | Operational | 2006-10-06 | Direct | Direct Thermal |  |  |  | 0.058 | Jackson County Green Energy Park, NC | Jackson County Green Energy Park, NC | Jackson County, NC |  | 0.0051 | 0.0005
1004252 | 1100 | Johnston County MSW LF | NC | Johnston | Johnston County, NC | 1174 | Operational | 2013-06-19 | Electricity | Reciprocating Engine |  | 1.38 | 1.6 | 0.61 | Duke Energy Progress | C2i Methane Partners |  | Caterpillar, Inc.; Gregory Poole Power Systems | 0.0623 | 0.0073
1005786 | 1837 | North Wake County Landfill | NC | Wake | Wake County, NC | 166410 | Operational | 1997-11-01 | Direct | Boiler |  |  | 0 | 1.5 | Mallinckrodt Pharmaceuticals (SpecGx LLC) | DTE Biomass Energy | DTE Biomass Energy |  | 0.1313 | 0.013
1001953 | 10781 | Onslow County LF | NC | Onslow | Onslow County Solid Waste Department, NC | 180931 | Operational | 2013-11-20 | Electricity | Reciprocating Engine |  | 1.953 | 1.953 |  | Duke Energy Progress | Enerdyne Power Systems, Inc. |  | Caterpillar, Inc. | 0.0882 | 0.0103
1005524 | 1116 | Orange County Regional Landfill | NC | Orange | Orange County, NC | 1190 | Operational | 2013-08-01 | Electricity | Reciprocating Engine |  | 1.059 | 1.059 | 0.43 | Duke Energy Progress | The University of North Carolina at Chapel Hill | The University of North Carolina at Chapel Hill | Carolina Conduit Systems; GE Energy - Jenbacher Gas Engines | 0.0478 | 0.0056
1007456 | 1121 | Piedmont SLF | NC | Forsyth | Waste Management, Inc. | 1195 | Operational | 2011-03-01 | Electricity | Reciprocating Engine |  | 1.8 | 2.4 |  | Duke Energy | WM Renewable Energy, LLC | WM Renewable Energy, LLC | Caterpillar, Inc. | 0.0813 | 0.0095
1010987 | 1122 | Pitt County LF | NC | Pitt | Pitt County, NC | 1196 | Operational | 1998-01-01 | Direct | Boiler |  |  | 0 | 0.2 | Vidant Medical Center | Enerdyne Power Systems, Inc. |  |  | 0.0175 | 0.0017
1003481 | 1127 | Robeson County LF | NC | Robeson | Robeson County, NC | 1201 | Operational | 2012-01-13 | Electricity | Reciprocating Engine |  | 2.06 | 2.15 | 1.058 | North Carolina Electric Membership Corporation |  | Robeson County, NC | GE Energy - Jenbacher Gas Engines; GraniteFuel | 0.0931 | 0.0109
1004118 | 2336 | Sampson County Disposal, LLC | NC | Sampson | Waste Industries | 1206 | Operational | 2011-03-14 | Electricity | Reciprocating Engine |  | 9.6 | 9.6 | 4.62 | Duke Energy Progress East | Waste Industries | Waste Industries | Caterpillar, Inc.; Gregory Poole Power Systems | 0.4338 | 0.0506
1004255 | 1132 | Sampson County LF | NC | Sampson | Sampson County, NC | 181053 | Operational | 2012-09-15 | Direct | Leachate Evaporation |  |  | 0 | 0.527 | Sampson County LF | APTIM | APTIM |  | 0.0461 | 0.0046
1004408 | 10620 | South Wake LF (New) | NC | Wake | Wake County, NC | 180918 | Operational | 2013-09-23 | Electricity | Reciprocating Engine |  | 6.3 | 19.3 |  | Duke Energy Progress | INGENCO | INGENCO |  | 0.2847 | 0.0333
1005535 | 2292 | Surry County LF 1 & LF 3 | NC | Surry | Surry County, NC | 1211 | Operational | 2013-06-01 | Electricity | Reciprocating Engine |  | 1.6 | 1.6 |  | Duke Energy | Barnabas Investment Group, LLC |  | Caterpillar, Inc. | 0.0723 | 0.0084
1003035 | 1074 | Tuscarora Long-Term Regional Landfill | NC | Craven | Coastal Environmental Partnership, NC | 1147 | Operational | 2007-07-16 | Electricity | Reciprocating Engine |  | 2.22 | 3 | 1.5 | Duke Energy | INGENCO | INGENCO |  | 0.1003 | 0.0117
1004831 | 1110; 21129 | Uwharrie Environmental Regional LF; Montgomery County Landfill | NC | Montgomery | Republic Services, Inc. | 1184 | Operational | 2014-07-28 | Electricity | Reciprocating Engine |  | 7.35 | 9.6 | 3.47 | Duke Energy Progress | DTE Biomass Energy | DTE Biomass Energy | Caterpillar, Inc. | 0.3321 | 0.0388
| 2201 | Watauga County Landfill | NC | Watauga | Watauga County, NC | 180285 | Operational | 2012-03-20 | Electricity | Reciprocating Engine |  | 0.186 | 0.2 | 0.13 | Duke Energy; Watauga County, NC | Appalachian State University Energy Center; Watauga County, NC |  | Enercon Engineering, Inc.; KSD Enterprises | 0.0084 | 0.001
1005274 | 1150 | Wayne County LF | NC | Wayne | Wayne County, NC | 1224 | Operational | 2010-12-31 | Electricity | Reciprocating Engine |  | 1.2 | 1.2 | 0.737 | Duke Energy Progress | Methane Power, LLC | Biogas Energy Solutions, LLC | GE Energy - Jenbacher Gas Engines | 0.0542 | 0.0063
| 1152 | Wilkes County LF 1 | NC | Wilkes | Wilkes County, NC | 1226 | Operational | 2012-07-10 | Electricity | Reciprocating Engine |  | 0.07 |  | 0.05 | Duke Energy | Appalachian State University Energy Center; Wilkes County, NC | Wilkes County, NC | Bucks Engines; KSD Enterprises; PowerSecure Inc. | 0.0032 | 0.0004
1001614 | 2153 | City of Fargo Landfill | ND | Cass | City of Fargo, ND | 180222 | Operational | 2002-05-15 | Direct | Boiler |  |  |  | 0.55 | Cargill |  |  |  | 0.0481 | 0.0048
1001614 | 2153 | City of Fargo Landfill | ND | Cass | City of Fargo, ND | 180979 | Operational | 2007-01-01 | Electricity | Cogeneration |  | 0.8 | 0.925 |  | City of Fargo Landfill; Minnkota Power Cooperative |  |  | Caterpillar, Inc. | 0.0361 | 0.0042
1002158 | 1754 | Bluff Road Landfill | NE | Lancaster | City of Lincoln, NE | 6433 | Operational | 2013-10-14 | Electricity | Reciprocating Engine |  | 3.6 | 4.8 | 1.6 | Lincoln Electric System |  |  |  | 0.1626 | 0.019
1000191 | 1745 | Butler County Landfill Inc. | NE | Butler | Waste Connections Inc. - Central Region | 200976 | Operational | 2019-07-26 | Renewable Natural Gas | Vehicle Fuel | Pipeline Injection |  | 0 | 1.15 | Black Hills Corporation; Constellation | Aria Energy, LLC | Timberline Energy, LLC | AirScience; DMT Clear Gas Solutions LLC | 0.1007 | 0.0091
1000522 | 20181 | Douglas County Landfill | NE | Douglas | Douglas County, NE | 200317 | Operational | 2015-12-31 | Renewable Natural Gas | Vehicle Fuel | Pipeline Injection |  | 0 | 0.92 | Metropolitan Utilities District of Omaha; Tenaska | BioResource Development, LLC |  |  | 0.0805 | 0.0073
1007835 | 1746 | Douglas County Recycling and Disposal Facility LF | NE | Douglas | Douglas County, NE | 6425 | Operational | 2002-04-05 | Electricity | Reciprocating Engine |  | 5.6 | 6.4 |  | Omaha Public Power District | Omaha Public Power District |  | Caterpillar, Inc. | 0.253 | 0.0296
1005097 | 1748 | L.P. Gill LF | NE | Dakota | L.P. Gill | 6427 | Operational | 2007-12-01 | Direct | Direct Thermal |  |  |  | 0.614 | Siouxland Ethanol LLC | L.P. Gill |  |  | 0.0538 | 0.0053
1001935 | 1757 | Sarpy County SLF | NE | Sarpy | Sarpy County, NE | 6436 | Operational | 2018-07-12 | Renewable Natural Gas | Vehicle Fuel | Pipeline Injection |  |  | 2.16 | Black Hills Corporation | BioResource Development, LLC | BioResource Development, LLC |  | 0.1891 | 0.017
1004751 | 1852 | Four Hills Landfill | NH | Hillsborough | City of Nashua, NH | 166432 | Operational | 1996-03-08 | Electricity | Reciprocating Engine |  | 1.6 | 1.6 |  | City of Nashua, NH | PPL Corporation | Energy Power Partners | Caterpillar, Inc. | 0.0723 | 0.0084
1004084 | 2029 | Mount Carberry Landfill | NH | Coos | Androscoggin Valley Regional Refuse Disposal District (AVRRDD), NH | 167114 | Operational | 2012-11-01 | Direct | Boiler |  |  |  | 1.12 | Gorham Paper and Tissue (GPT) | Androscoggin Valley Regional Refuse Disposal District (AVRRDD), NH |  |  | 0.098 | 0.0097
1007879 | 1839 | Turnkey Recycling and Environmental Enterprise (TREE) | NH | Strafford | Waste Management, Inc. | 166414 | Operational | 1992-01-01 | Electricity | Reciprocating Engine |  | 0.94 | 3.2 |  | Eversource | Bio Energy Partners | WM Renewable Energy, LLC | Caterpillar, Inc. | 0.0425 | 0.005
1007879 | 1839 | Turnkey Recycling and Environmental Enterprise (TREE) | NH | Strafford | Waste Management, Inc. | 167009 | Operational | 1998-01-01 | Electricity | Cogeneration; Gas Turbine |  | 2.45 | 0 |  | Turnkey Recycling & Environmental Enterprises; New Hampshire Electric Cooperative, Inc. | Heartland Water Technology, Inc; WM Renewable Energy, LLC; Bio Energy Partners | WM Renewable Energy, LLC | Heartland Water Technology, Inc; Solar Turbines Incorporated | 0.1107 | 0.0129
1007879 | 1839 | Turnkey Recycling and Environmental Enterprise (TREE) | NH | Strafford | Waste Management, Inc. | 180214 | Operational | 2009-07-01 | Renewable Natural Gas | Electricity | Pipeline Injection | 4.4 | 7.9 | 4 | University of New Hampshire | University of New Hampshire |  | Siemens; Solar Turbines Incorporated; Xebec Adsorption Inc. | 0.3502 | 0.0346
1007879 | 1839 | Turnkey Recycling and Environmental Enterprise (TREE) | NH | Strafford | Waste Management, Inc. | 181082 | Operational | 1991-01-01 | Direct | Boiler |  |  |  | 0.09 | Turnkey Recycling & Environmental Enterprises |  | WM Renewable Energy, LLC |  | 0.0079 | 0.0008
1001858 | 2231 | Atlantic County Utilities Authority Landfill | NJ | Atlantic | Atlantic County Utilities Authority, NJ | 180315 | Operational | 2005-03-01 | Electricity | Reciprocating Engine |  | 1.01 | 1.6 | 0.46 | Atlantic County Utilities Authority, NJ; PJM Interconnection, LLC | DCO Energy, LLC; Marina Energy | AC Landfill Energy, LLC (ACLE (JV of DCO Energy & South Jersey Industries) | Caterpillar, Inc.; GE Energy - Jenbacher Gas Engines | 0.0456 | 0.0053
1006969 | 940 | Burlington County SLF | NJ | Burlington | Burlington County Board of Chosen Freeholders | 167008 | Operational | 2002-12-01 | Electricity | Cogeneration |  | 0.25 | 0.25 | 0.144 | Rutgers EcoComplex | Burlington County; Rutgers University |  |  | 0.0113 | 0.0013
1006969 | 940 | Burlington County SLF | NJ | Burlington | Burlington County Board of Chosen Freeholders | 180436 | Operational | 2007-11-01 | Electricity | Reciprocating Engine |  | 7.2 | 7.2 | 3.96 | Burlington County SLF; PJM Interconnection, LLC | DCO Energy, LLC; Marina Energy |  | GE Energy - Jenbacher Gas Engines | 0.3253 | 0.038
1006969 | 940 | Burlington County SLF | NJ | Burlington | Burlington County Board of Chosen Freeholders | 180439 | Operational | 1996-01-01 | Direct | Greenhouse |  |  |  | 0.216 | Rutgers EcoComplex |  |  |  | 0.0189 | 0.0019
1004200 | 941 | Cape May County MUA Secure Landfill | NJ | Cape May | Cape May County Municipal Utilities Authority, NJ | 1012 | Operational | 1998-01-01 | Direct | Boiler |  |  |  | 0.432 | Woodbine Developmental Center | Biogas Energy Solutions, LLC | Cape May County Municipal Utilities Authority, NJ |  | 0.0378 | 0.0037
1004200 | 941 | Cape May County MUA Secure Landfill | NJ | Cape May | Cape May County Municipal Utilities Authority, NJ | 180779 | Operational | 2007-04-20 | Electricity | Reciprocating Engine |  | 1.85 | 2.13 | 0.864 | PJM Interconnection, LLC | Cape May County Municipal Utilities Authority, NJ | Cape May County Municipal Utilities Authority, NJ |  | 0.0836 | 0.0098
1002702 | 942 | Cumberland County SWC | NJ | Cumberland | Cumberland County, NJ | 1013 | Operational | 2008-11-01 | Electricity | Reciprocating Engine |  | 4.8 | 4.8 | 2.3 | PJM Interconnection, LLC | PPL Corporation | Energy Power Partners | Caterpillar, Inc. | 0.2169 | 0.0253
1007298 | 946; 958; 945 | Edison Township SLF; Industrial Land Reclaiming (ILR) LF; Middlesex County LF | NJ | Middlesex | Edison Township; Industrial Land Reclaiming; Middlesex County Utilities Authority, NJ | 1016 | Operational | 2001-01-01 | Electricity | Combined Cycle |  | 20 |  | 7.56 | Public Service Electric & Gas Company (PSE&G) | National Energy Resource Corporation (NERC) |  | Solar Turbines Incorporated | 0.9036 | 0.1055
1004741 | 957 | Kinsley's LF | NJ | Gloucester | Kinsley's | 1028 | Operational | 1987-01-01 | Electricity | Reciprocating Engine |  | 1.5 | 1.8 | 0.95 | Public Service Electric & Gas Company (PSE&G) |  |  | Caterpillar, Inc. | 0.0678 | 0.0079
1007298; 1006390 | 945; 20803 | Middlesex County LF; Edgeboro LF | NJ | Middlesex | Middlesex County Utilities Authority, NJ; Edgeboro International, Inc. | 181100 | Operational | 2011-07-01 | Electricity | Reciprocating Engine |  | 9.6 | 9.6 |  | PJM Interconnection, LLC | NERC Renewable |  | Caterpillar, Inc. | 0.4337 | 0.0506
1002667 | 951 | Ocean County LF | NJ | Ocean | Ocean County Landfill Corp. | 1022 | Operational | 1997-02-01 | Electricity | Reciprocating Engine |  | 14.4 | 14.4 | 7.6 | Jersey Central Power & Light (JCP&L); Public Service Electric & Gas Company (PSE&G) | Aria Energy, LLC | MRPC Holdings, LLC; Ocean Energy Holdings, LLC | Caterpillar, Inc. | 0.6506 | 0.0759
1000429 | 952 | Pennsauken SLF | NJ | Camden | Pollution Control Financing Authority of Camden County, NJ | 1023 | Operational | 2004-12-31 | Electricity | Reciprocating Engine |  | 1.85 | 1.85 | 0.64 | Aluminum Shapes | PPL Corporation | Energy Power Partners | Caterpillar, Inc. | 0.0836 | 0.0098
1007261 | 948 | Salem County SLF | NJ | Salem | Salem County Improvement Authority, NJ | 1019 | Operational | 2008-12-18 | Electricity | Reciprocating Engine |  | 1.9 | 1.9 |  | Atlantic Service Electric | DCO Energy, LLC; Marina Energy | Marina Energy | GE Energy - Jenbacher Gas Engines | 0.0858 | 0.01
1007261 | 948 | Salem County SLF | NJ | Salem | Salem County Improvement Authority, NJ | 180976 | Operational | 2010-10-17 | Direct | Direct Thermal |  |  |  | 0.003 | Samuel H. Jones Glass Education Center (GEC) | DCO Energy, LLC; Marina Energy |  |  | 0.0003 | 0
1005034 | 949 | Sussex County LF 1-E | NJ | Sussex | Sussex County Municipal Utilities Authority | 180970 | Operational | 2011-06-01 | Electricity | Reciprocating Engine |  | 1.5 | 3.2 |  | Jersey Central Power & Light (JCP&L) | Energenic-US, LLC | Marina Energy | Caterpillar, Inc. | 0.0678 | 0.0079
1003362 | 10480 | Camino Real Landfill | NM | Dona Ana | Waste Connections Inc. - Central Region | 180900 | Operational | 2008-03-01 | Electricity | Reciprocating Engine |  | 1.5 | 3.2 | 0.778 | El Paso Electric (TX) | Four Peaks Energy | Four Peaks Energy | Caterpillar, Inc. | 0.0678 | 0.0079
1004341 | 2062 | Cerro Colorado LF | NM | Bernalillo | City of Albuquerque, EHD, NM | 180105 | Operational | 2013-06-13 | Direct | Boiler |  |  |  | 0.25 | Bernalillo County Metropolitan Detention Center |  |  |  | 0.0219 | 0.0022
1004352 | 930 | Apex Regional LF | NV | Clark | Republic Services, Inc. | 1000 | Operational | 2012-05-01 | Electricity | Gas Turbine |  | 3.4 | 12 | 2.74 | NV Energy | CC Landfill Energy | Republic Services, Inc. | Solar Turbines Incorporated | 0.1536 | 0.0179
1003260 | 931 | Lockwood Regional LF | NV | Storey | Waste Management, Inc. | 1001 | Operational | 2012-04-09 | Electricity | Reciprocating Engine |  | 2.9 | 3.2 | 1.51 | NV Energy | WM Renewable Energy, LLC | WM Nevada Renewable Energy | Caterpillar, Inc. | 0.131 | 0.0153
1004823 | 965 | Al Turi LF | NY | Orange | Al Turi Landfill, Incorporated | 1036 | Operational | 1988-01-01 | Electricity | Reciprocating Engine |  | 2.4 | 2.4 | 1.38 | Orange & Rockland Utilities, Inc. | Ameresco, Inc. | Ameresco, Inc. | Caterpillar, Inc. | 0.1084 | 0.0126
1006276 | 985 | Albany Landfill | NY | Albany | City of Albany, NY | 1057 | Operational | 1998-01-01 | Electricity | Reciprocating Engine |  | 6.05 | 6.05 |  | Village of Solvay, NY; Niagara Mohawk Power Corporation | Fortistar Methane Group | Fortistar Methane Group | Caterpillar, Inc. | 0.2733 | 0.0319
1003033 | 10700 | Ava Landfill | NY | Oneida | Oneida-Herkimer Solid Waste Authority, NY | 180924 | Operational | 2012-05-01 | Electricity | Reciprocating Engine |  | 2.86 | 3.2 |  | Constellation | WM Renewable Energy, LLC |  | Caterpillar, Inc. | 0.1293 | 0.0151
1006196 | 980 | Brookhaven LF | NY | Suffolk | Town of Brookhaven, NY | 1052 | Operational | 1982-12-01 | Electricity | Reciprocating Engine |  | 0.8 |  | 0.432 | Long Island Power Authority | Wehran Energy Corporation |  | DEUTZ Power Systems GmbH & Co KG | 0.0361 | 0.0042
1002436 | 996 | Broome County Landfill | NY | Broome | Broome County, NY | 1068 | Operational | 2004-03-13 | Electricity | Reciprocating Engine |  | 4 | 4 | 2.19 | New York State Electric & Gas Corporation (NYSEG); Consolidated Edison Company of New York (CECONY) |  |  | Caterpillar, Inc. | 0.1806 | 0.021
1007617 | 987 | Chaffee LF | NY | Erie | Waste Management, Inc. | 1059 | Operational | 2007-08-01 | Electricity | Reciprocating Engine |  | 5.8 | 6.4 | 3.28 | Constellation | WM Renewable Energy, LLC | WM Renewable Energy, LLC | Caterpillar, Inc. | 0.262 | 0.0306
1005488 | 990 | Chautauqua County Landfill | NY | Chautauqua | Chautauqua County, NY | 180850 | Operational | 2010-02-12 | Electricity | Reciprocating Engine |  | 5.2 | 9.6 | 2.7 | ISO - New England; New York Independent System Operator (NYISO) | Chautauqua County, NY; Innovative Energy Systems, LLC | Chautauqua County, NY | Caterpillar, Inc. | 0.2349 | 0.0274
1005259 | 999 | Clinton County Regional Landfill | NY | Clinton | Clinton County, NY | 1071 | Operational | 2008-10-21 | Electricity | Reciprocating Engine |  | 4.38 | 6.4 | 2.55 | New York State Electric & Gas Corporation (NYSEG) | Casella Waste Systems, Inc.; Innovative Energy Systems, LLC | Casella Waste Systems, Inc. | Caterpillar, Inc. | 0.1979 | 0.0231
1004057 | 989 | DANC Solid Waste Management Facility | NY | Jefferson | Development Authority of the North Country (DANC) | 1061 | Operational | 2008-10-07 | Electricity | Reciprocating Engine |  | 6.4 | 6.4 | 3.1 | Niagara Mohawk Power Corporation | Aria Energy, LLC; Innovative Energy Systems, LLC | Innovative/DANC, LLC | Caterpillar, Inc. | 0.2892 | 0.0337
1003031 | 10900 | Franklin County Regional Landfill | NY | Franklin | County of Franklin Solid Waste Management Authority | 180936 | Operational | 2008-01-01 | Direct | Direct Thermal |  |  |  | 0.072 | Franklin County Regional Landfill |  |  |  | 0.0063 | 0.0006
1002843 | 966 | Fresh Kills SLF | NY | Richmond | New York City, NY | 1037 | Operational | 1982-01-01 | Renewable Natural Gas | Vehicle Fuel | Pipeline Injection |  | 0 | 3.04 | National Grid | Montauk Energy |  |  | 0.2661 | 0.024
1004894 | 984 | Fulton County LF | NY | Fulton | Fulton County, NY | 1056 | Operational | 2010-06-04 | Electricity | Reciprocating Engine |  | 3.2 | 3.2 | 1.5 | National Grid | Innovative Energy Systems, LLC | Innovative/Fulton, LLC | Caterpillar, Inc. | 0.1446 | 0.0169
1007648 | 972 | High Acres LF and Recycling Center | NY | Monroe | Waste Management, Inc. | 1043 | Operational | 1991-01-01 | Electricity | Reciprocating Engine |  | 8.7 | 9.6 |  | Constellation | Bio Energy Partners; WM Renewable Energy, LLC | WM Renewable Energy, LLC | Caterpillar, Inc. | 0.393 | 0.0459
1005258 | 1997 | Hyland LF | NY | Allegany | Casella Waste Systems, Inc. | 167082 | Operational | 2008-08-28 | Electricity | Reciprocating Engine |  | 4.4 | 4.8 | 2.376 | New York State Electric & Gas Corporation (NYSEG) | Casella Waste Systems, Inc.; Innovative Energy Systems, LLC | Casella Waste Systems, Inc. | Caterpillar, Inc. | 0.1988 | 0.0232
1003029 | 1998 | Madison County Landfill | NY | Madison | Madison County, NY | 167083 | Operational | 2009-06-01 | Electricity | Cogeneration; Reciprocating Engine |  | 0.71 | 1.6 |  | Madison County Landfill (NY); Constellation; Johnson Brothers Lumber | Madison County, NY; WM Renewable Energy, LLC; Johnson Brothers Lumber | WM Renewable Energy, LLC; Johnson Brothers Lumber | Caterpillar, Inc. | 0.0321 | 0.0037
1002951 | 992 | Mill Seat LF | NY | Monroe | Monroe County, NY | 1064 | Operational | 2007-07-01 | Electricity | Reciprocating Engine |  | 6 | 6.4 | 3.456 | Constellation | WM Renewable Energy, LLC | WM Renewable Energy, LLC | Caterpillar, Inc. | 0.2711 | 0.0316
1003732 | 993 | Modern Landfill Inc | NY | Niagara | Modern Disposal Services, Inc | 1065 | Operational | 2001-06-01 | Electricity | Reciprocating Engine |  | 10.4 | 10.4 | 5.6 | H2Gro Greenhouses; Niagara Mohawk Power Corporation | Aria Energy, LLC; Modern Innovative Energy, LLC; Model City Energy, LLC | Aria Energy, LLC; Modern Innovative Energy, LLC; Model City Energy, LLC | Caterpillar, Inc. | 0.4699 | 0.0548
1003028 | 982 | New Bath Landfill | NY | Steuben | Steuben County, NY | 1054 | Operational | 2010-11-02 | Electricity | Reciprocating Engine |  | 3.2 | 3.2 | 1.22 | Steuben Rural Electric Cooperative, Inc. (SREC) | Casella Waste Systems, Inc.; Innovative Energy Systems, LLC; Steuben Rural Electric Cooperative, Inc. (SREC) | Steuben Rural Electric Cooperative, Inc. (SREC) | Caterpillar, Inc. | 0.1446 | 0.0169
1005257 | 1006 | Ontario County SLF | NY | Ontario | Ontario County, NY | 1078 | Operational | 2003-10-15 | Electricity | Reciprocating Engine |  | 11.2 | 11.2 | 6.1 | New York State Electric & Gas Corporation (NYSEG) | Aria Energy, LLC; Innovative Energy Systems, LLC | Seneca Energy II, LLC | Caterpillar, Inc. | 0.506 | 0.0591
1005257 | 1006 | Ontario County SLF | NY | Ontario | Ontario County, NY | 180964 | Operational | 2008-03-01 | Direct | Boiler |  |  |  | 0.009 | Casella Waste Systems, Inc. | Casella Waste Systems, Inc. | Casella Waste Systems, Inc. |  | 0.0008 | 0.0001
| 1027 | Saratoga Springs LF | NY | Saratoga | City of Saratoga Springs, NY | 1099 | Operational | 1998-01-01 | Electricity | Cogeneration |  | 1 |  |  | City of Saratoga Springs, NY | City of Saratoga Springs, NY |  | DEUTZ Power Systems GmbH & Co KG | 0.0452 | 0.0053
1004042 | 981 | Seneca Meadows SWMF | NY | Seneca | Waste Connections, Inc. | 1053 | Operational | 1996-03-01 | Electricity | Reciprocating Engine |  | 17.6 | 17.6 | 9.48 | New York State Electric & Gas Corporation (NYSEG) | Aria Energy, LLC; Innovative Energy Systems, LLC | Seneca Energy II, LLC | Caterpillar, Inc. | 0.7952 | 0.0928
1004042 | 981 | Seneca Meadows SWMF | NY | Seneca | Waste Connections, Inc. | 181144 | Operational | 2014-03-03 | Renewable Natural Gas | Vehicle Fuel | Pipeline Injection |  |  | 8.64 | BP Energy Company; Sacramento Municipal Utility District (SMUD) | Aria Energy, LLC; Innovative Energy Systems, LLC | Seneca Energy II, LLC | Air Liquide Biogas | 0.7564 | 0.0682
1005155 | 988 | Town of Colonie SLF | NY | Albany | Town of Colonie, NY | 1060 | Operational | 2006-03-09 | Electricity | Reciprocating Engine |  | 3.82 | 6.4 | 1.98 | National Grid | Aria Energy, LLC; Innovative Energy Systems, LLC | Aria Energy, LLC; Colonie, LLC; Innovative Energy Systems, LLC | Caterpillar, Inc. | 0.1726 | 0.0202
| 1030 | Troy SLF | NY | Rensselaer | City of Troy, NY | 1102 | Operational | 2004-03-01 | Electricity | Cogeneration |  | 0.825 | 0.825 | 0.36 | Hudson Valley Community College (HVCC) | Siemens Building Technologies, Inc. |  | Siemens | 0.0373 | 0.0044
1006088 | 1197 | Akron Regional Landfill | OH | Summit | City of Akron, OH | 200378 | Operational | 2012-08-01 | Electricity | Reciprocating Engine |  | 0.32 | 1.1 | 0.177 | City of Akron Water Reclamation Facility | Hull & Associates, Inc. |  | General Electric - Distributed Power | 0.0145 | 0.0017
1007722 | 1195 | American LF | OH | Stark | Waste Management, Inc. | 1269 | Operational | 2004-04-01 | Renewable Natural Gas | Vehicle Fuel | Pipeline Injection |  | 0 | 2.42 | Dominion Energy Ohio | WM Renewable Energy, LLC | WM Renewable Energy, LLC |  | 0.2119 | 0.0191
1006777 | 12061 | Apex Sanitary Landfill | OH | Jefferson | Apex Environmental LLC | 181088 | Operational | 2018-08-14 | Renewable Natural Gas | Vehicle Fuel | Pipeline Injection |  | 0 | 2.9 | Utica Gas Services, LLC | Montauk Energy | Montauk Energy | Air Liquide Biogas; Houston Service Industries | 0.2539 | 0.0229
1003102 | 1187 | Carbon Limestone LF | OH | Mahoning | Republic Services, Inc. | 1261 | Operational | 2001-12-13 | Electricity | Reciprocating Engine |  | 15.95 | 25.6 | 9.32 | American Municipal Power, Inc. | Energy Developments, Inc |  | DEUTZ Power Systems GmbH & Co KG; Caterpillar, Inc. | 0.7207 | 0.0841
1002480 | 1184 | Cherokee Run Landfill, Inc. | OH | Logan | Republic Services, Inc. | 180946 | Operational | 2009-03-01 | Electricity | Reciprocating Engine |  | 4.8 | 4.8 | 2.4 | Exelon Power | APTIM; DTE Biomass Energy | Bellefontaine Gas Producers (partnership between APTIM and DTE Biomass Energy) | Caterpillar, Inc. | 0.2169 | 0.0253
1006103 | 1172 | Erie County SLF | OH | Erie | Erie County, OH | 1246 | Operational | 2010-04-07 | Electricity | Reciprocating Engine |  | 2.15 | 2.4 |  | American Municipal Power, Inc.; City of Oberlin, OH | Bio-Gas Technologies, Ltd. |  | Caterpillar, Inc. | 0.0971 | 0.0114
1003787 | 1175 | Franklin County SLF | OH | Franklin | Solid Waste Authority of Central Ohio, OH | 200849 | Operational | 2014-02-01 | Renewable Natural Gas | Vehicle Fuel | Pipeline Injection |  |  | 7.8 | Columbia Gas of Ohio, Inc.; Sacramento Municipal Utility District (SMUD); BP Energy Company | Aria Energy, LLC |  |  | 0.6828 | 0.0615
1003392 | 1159 | Geneva Landfill | OH | Ashtabula | Waste Management, Inc. | 1233 | Operational | 2013-04-01 | Electricity | Reciprocating Engine |  | 2.6 | 4 | 1.44 | City of Oberlin, OH | WM Renewable Energy, LLC | WM Renewable Energy, LLC | Caterpillar, Inc. | 0.1175 | 0.0137
1003638 | 1179 | Hancock County Sanitary LF | OH | Hancock | Hancock County, OH | 1253 | Operational | 2014-08-27 | Electricity | Reciprocating Engine |  | 3.2 | 3.2 | 1.584 | Hancock-Wood Electric Cooperative | Granger Energy |  | Caterpillar, Inc. | 0.1446 | 0.0169
1005878 | 1908 | Lake County SWF | OH | Lake | Lake County, OH | 166959 | Operational | 1999-10-01 | Direct | Boiler |  |  |  | 1.152 | Hardy Industrial Technologies, LLC | Granger Energy |  |  | 0.1008 | 0.01
1005878 | 1908 | Lake County SWF | OH | Lake | Lake County, OH | 180968 | Operational | 2009-01-01 | Direct | Boiler |  |  |  | 1.584 | Nova Chemicals, Inc. | Granger Energy |  |  | 0.1387 | 0.0137
1007969 | 2429 | Lorain County Landfill I & II | OH | Lorain | Republic Services, Inc. | 1259 | Operational | 2001-12-03 | Electricity | Reciprocating Engine |  | 26.8 | 26.8 |  | American Municipal Power, Inc. | Energy Developments, Inc | Energy Developments, Inc | DEUTZ Power Systems GmbH & Co KG; Parker Hannifin Filtration and Separation Division; Caterpillar, Inc. | 1.2109 | 0.1413
1007756 | 2243 | Mahoning LF | OH | Mahoning | Waste Management, Inc. | 180331 | Operational | 2013-02-15 | Electricity | Reciprocating Engine |  | 3.7 | 4 | 1.79 | City of Oberlin, OH | WM Renewable Energy, LLC | WM Renewable Energy, LLC | Caterpillar, Inc. | 0.1672 | 0.0195
1004484 | 1189 | Ottawa County LF | OH | Ottawa | Republic Services, Inc. | 1263 | Operational | 2001-04-01 | Electricity | Reciprocating Engine |  | 2.7 | 2.7 |  | American Municipal Power, Inc. | Energy Developments, Inc |  | DEUTZ Power Systems GmbH & Co KG | 0.122 | 0.0142
1002425 | 1163 | Rumpke Brown County Landfill | OH | Brown | Rumpke | 1237 | Operational | 2017-07-13 | Electricity | Reciprocating Engine |  | 4.8 | 4.8 |  | American Municipal Power, Inc. | Energy Developments, Inc | Energy Developments, Inc | Caterpillar, Inc. | 0.2169 | 0.0253
1004856 | 1177 | Rumpke SLF, Inc. | OH | Hamilton | Rumpke | 1251 | Operational | 1986-01-01 | Renewable Natural Gas | Vehicle Fuel | Pipeline Injection |  |  | 15 | Duke Energy; Los Angeles Department of Water & Power (LADWP); Shell Energy North America | GSF Energy, LLC; Montauk Energy | Montauk Energy | Xebec Adsorption Inc. | 1.3132 | 0.1183
1007811 | 1941 | Stony Hollow Landfill Inc. | OH | Montgomery | Waste Management, Inc. | 167062 | Operational | 2003-05-01 | Renewable Natural Gas | Vehicle Fuel | Pipeline Injection |  | 0 | 1.45 | DTE Energy; Los Angeles Department of Water & Power (LADWP); Shell Energy North America | DTE Biomass Energy |  |  | 0.1269 | 0.0114
1003661 | 2247 | Suburban South R&D | OH | Perry | Waste Management, Inc. | 180335 | Operational | 2011-01-01 | Electricity | Reciprocating Engine |  | 3.6 | 5.6 |  | Buckeye Power, Inc. | WM Renewable Energy, LLC |  | Caterpillar, Inc. | 0.1626 | 0.019
| 1164 | Tremont LF | OH | Clark | Danis | 1238 | Operational | 2002-09-04 | Direct | Boiler |  |  |  | 0.508 | International Truck and Engine Corporation - Springfield Operations | Custer Services, Inc.; Springfield Gas |  |  | 0.0445 | 0.0044
1002552 | 12142 | American Environmental Landfill | OK | Osage | American Environmental Landfill, Inc. | 181113 | Operational | 2013-04-17 | Electricity | Reciprocating Engine |  | 2.6 | 3.2 |  | Oklahoma Municipal Power Authority | Montauk Energy | Montauk Energy | Caterpillar, Inc. | 0.1175 | 0.0137
1007624 | 1226 | Oklahoma City Landfill | OK | Oklahoma | Waste Connections Inc. - Central Region | 1301 | Operational | 2008-05-01 | Renewable Natural Gas | Vehicle Fuel | Pipeline Injection |  |  | 3.168 | Westar Energy | Timberline Energy, LLC; Aria Energy, LLC | Aria Energy, LLC | Air Liquide Biogas; Hoffman & Lamson, Gardner Denver Products; Loci Controls, Inc. | 0.2773 | 0.025
1006219 | 1221 | Oklahoma Environmental Management Authority (OEMA) Landfill | OK | Canadian | Oklahoma Environmental Management Authority (OEMA) | 1295 | Operational | 2007-01-01 | Direct | Direct Thermal |  |  |  | 0.576 | Meridian Brick LLC |  |  |  | 0.0504 | 0.005
1002323 | 12021 | Sooner Landfill | OK | Seminole | WCA Waste Corporation | 181086 | Operational | 2011-10-17 | Direct | Direct Thermal |  |  |  | 0.25 | Commercial Brick Corporation | Wewoka Gas Producers, LLC |  |  | 0.0219 | 0.0022
1005729 | 2384 | Southeast OKC Landfill | OK | Oklahoma | Republic Services, Inc. | 200978 | Operational | 2018-09-24 | Renewable Natural Gas | Vehicle Fuel | Pipeline Injection |  |  | 3.65 | BP Energy Company | Aria Energy, LLC | Aria Energy, LLC; BP Energy Company; CEFARI RNG OKC, LLC |  | 0.3195 | 0.0288
1002234 | 1225 | Southern OK Regional Disposal LF | OK | Carter | Southern Oklahoma Regional Disposal, Inc., OK | 1299 | Operational | 2018-07-05 | Renewable Natural Gas | Other | Pipeline Injection |  |  | 1.09 | XTO Energy, Inc. | Lynx Renewable Energy, LLC | Lynx Renewable Energy, LLC |  | 0.0954 | 0.0094
1007054 | 1246 | Coffin Butte LF | OR | Benton | Republic Services, Inc. | 1321 | Operational | 1995-10-01 | Electricity | Reciprocating Engine |  | 4.95 | 5.6 | 2.6 | Pacific Northwest Generating Cooperative | Power Resources Cooperative |  | Caterpillar, Inc. | 0.2237 | 0.0261
1007989 | 1241 | Columbia Ridge LF | OR | Gilliam | Waste Management, Inc. | 1316 | Operational | 2009-12-15 | Electricity | Reciprocating Engine |  | 11.2 | 12.8 | 6.03 | Seattle City Light | WM Renewable Energy, LLC | WM Renewable Energy, LLC | Caterpillar, Inc. | 0.506 | 0.0591
1005652 | 2073 | Dry Creek Landfill | OR | Jackson | Rogue Disposal & Recycling | 180125 | Operational | 2007-05-15 | Electricity | Reciprocating Engine |  | 2.36 | 3.2 | 1.34 | PacifiCorp | Oregon Environmental Industries (OEI) | Oregon Environmental Industries (OEI) | Caterpillar, Inc. | 0.1066 | 0.0125
1004516 | 1242 | Finley Buttes Regional Landfill | OR | Morrow | Waste Connections, Inc. | 1317 | Operational | 2007-12-15 | Electricity | Cogeneration |  | 4 | 8 |  | Cascade Specialties; PacifiCorp | Finley BioEnergy LLC |  | Caterpillar, Inc. | 0.1807 | 0.0211
1007687 | 1248 | Riverbend Landfill Company, Inc. | OR | Yamhill | Waste Management, Inc. | 181029 | Operational | 2010-06-30 | Electricity | Reciprocating Engine |  | 3.7 | 4.8 | 2.17 | McMinnville Power & Light | WM Renewable Energy, LLC |  | Caterpillar, Inc. | 0.1672 | 0.0195
1005384 | 1245 | Roseburg LF | OR | Douglas | Douglas County, OR | 1320 | Operational | 2011-12-14 | Electricity | Reciprocating Engine |  | 1.8 | 0 | 0.701 | Pacific Power | Roseburg LFG Energy |  |  | 0.0813 | 0.0095
1007001 | 1247 | Short Mountain LF | OR | Lane | Lane County, OR | 1322 | Operational | 1992-03-05 | Electricity | Reciprocating Engine |  | 2 | 3.2 | 1.15 | Bonneville Power Administration; Emerald People's Utility District (PUD) | Emerald People's Utility District (PUD) | Emerald People's Utility District (PUD) | Caterpillar, Inc. | 0.0904 | 0.0105
1001643 | 1288 | Advanced Disposal Greentree Landfill | PA | Elk | Advanced Disposal Services | 1363 | Operational | 2007-07-01 | Renewable Natural Gas | Electricity | Pipeline Injection |  |  | 8.4 | Conectiv Energy Supply, Inc. | American Exploration; EDF Renewable Energy | Fortistar Methane Group | Air Liquide Biogas; AXD Service Industries Corp.; Guild Associates, Inc. | 0.7354 | 0.0726
1007645 | 1254 | Alliance SLF | PA | Lackawanna | Waste Management, Inc. | 180862 | Operational | 2010-01-31 | Electricity | Gas Turbine |  | 4.39 | 9.2 | 2.47 | PEI Power; PJM Interconnection, LLC | PEI Power; Waste Management, Inc. |  | Solar Turbines Incorporated | 0.1983 | 0.0232
1007645; 1006261 | 1254; 1256 | Alliance SLF; Keystone Sanitary Landfill, Inc. | PA | Lackawanna | Waste Management, Inc.; Keystone Sanitary Landfill, Inc. | 167018 | Operational | 1998-07-28 | Electricity | Steam Turbine |  | 15.5 | 23.2 | 10.15 | Laminations Inc; PEI Power; PPL Corporation | PEI Power | PEI Power |  | 0.7003 | 0.0818
1003456 | 1276 | Arden LF | PA | Washington | Waste Management, Inc. | 1351 | Operational | 2009-01-30 | Electricity | Reciprocating Engine |  | 4.25 | 4.8 |  | Constellation | WM Renewable Energy, LLC | WM Renewable Energy, LLC | Caterpillar, Inc. | 0.192 | 0.0224
1003937 | 1293 | Bethlehem Landfill | PA | Northampton | Waste Connections, Inc. | 1368 | Operational | 2008-11-01 | Electricity | Gas Turbine |  | 2.17 | 5 | 1.88 | Constellation | Pepco Energy Services, Inc. |  | Solar Turbines Incorporated | 0.098 | 0.0114
1003773 | 1270 | Blue Ridge Landfill | PA | Franklin | Waste Connections, Inc. | 1345 | Operational | 2013-01-01 | Electricity | Reciprocating Engine |  | 5.65 | 6.4 | 2.83 | Borough of Chambersburg Electric Department, PA | PPL Corporation | Energy Power Partners | Caterpillar, Inc. | 0.2553 | 0.0298
1007976 | 1273 | Bradford County Landfill | PA | Bradford | Northern Tier Solid Waste Authority (NTSWA), PA | 1348 | Operational | 2002-04-01 | Electricity | Reciprocating Engine; Cogeneration |  | 1.26 | 1.6 | 0.7 | PenElec; Bradford County, PA | Northern Tier Solid Waste Authority (NTSWA), PA; PPL Corporation | Energy Power Partners | Caterpillar, Inc. | 0.0569 | 0.0066
1002232 | 1253 | Chrin Brothers LF | PA | Northampton | Chrin Brothers, Inc. | 1328 | Operational | 2011-07-28 | Electricity | Reciprocating Engine |  | 3.2 | 3.2 | 1.6 | PJM Interconnection, LLC | PPL Corporation | Energy Power Partners | Caterpillar, Inc.; Cleveland Brothers | 0.1446 | 0.0169
1004413 | 1294 | Commonwealth Environmental Systems (CES) LF | PA | Schuylkill | CES | 1369 | Operational | 2005-06-20 | Direct | Boiler |  |  |  | 0.24 | Keystone Potato Products |  |  |  | 0.021 | 0.0021
1004413 | 1294 | Commonwealth Environmental Systems (CES) LF | PA | Schuylkill | CES | 180907 | Operational | 2009-01-22 | Electricity | Gas Turbine |  | 11 | 11 | 6.48 | PJM Interconnection, LLC | UGI Development Company |  | Solar Turbines Incorporated | 0.497 | 0.058
1002556 | 1269 | Conestoga LF | PA | Berks | Republic Services, Inc. | 180899 | Operational | 2008-12-03 | Direct | Direct Thermal |  |  |  | 3.6 | Advanced Food Products; Case New Holland; Dart Corporation; H.R. Ewell; L&S Sweeteners; Tyson Foods Incorporated; York Building Products | Granger Energy |  | Lee Supply Company, Inc.; Pneumatech, LLC | 0.3152 | 0.0311
1002556; 1002391 | 1269; 1266 | Conestoga LF; Lanchester LF | PA | Berks; Lancaster | Republic Services, Inc.; Chester County Solid Waste Authority | 181069 | Operational | 2013-12-06 | Electricity | Reciprocating Engine |  | 3.2 | 3.2 |  | L&S Sweeteners | Granger Energy |  | Caterpillar, Inc. | 0.1446 | 0.0169
1002556; 1002391 | 1269; 1266 | Conestoga LF; Lanchester LF | PA | Berks; Lancaster | Republic Services, Inc.; Chester County Solid Waste Authority | 200412 | Operational | 2011-12-02 | Electricity | Cogeneration |  | 11.4 | 11.4 |  | Dart Corporation | Dart Corporation |  | Solar Turbines Incorporated | 0.5151 | 0.0601
1004162 | 1260 | Cumberland County LF | PA | Cumberland | Advanced Disposal Services | 1335 | Operational | 2009-06-26 | Electricity | Reciprocating Engine |  | 6.1 | 6.4 | 3.32 | Adams Electric Cooperative | PPL Corporation | Energy Power Partners | Caterpillar, Inc. | 0.2756 | 0.0322
1003521 | 1262 | Frey Farm-Creswell LF | PA | Lancaster | Lancaster County Solid Waste Management Authority, PA | 1383 | Operational | 2006-02-01 | Electricity | Reciprocating Engine; Cogeneration |  | 1.6 | 3.2 |  | PJM Interconnection, LLC; Turkey Hill Dairy | Lancaster County Solid Waste Management Authority, PA; PPL Corporation | Energy Power Partners | Caterpillar, Inc. | 0.0723 | 0.0084
1003460 | 1255 | Grand Central SLF | PA | Northampton | Waste Management, Inc. | 1330 | Operational | 2001-03-01 | Electricity | Gas Turbine |  | 3.6 | 9.3 | 4.2 | Exelon Power | Green Knight Economic Development Corporation; Waste Management, Inc. | Green Knight Economic Development Corporation | Solar Turbines Incorporated | 0.1626 | 0.019
1002786 | 1265 | Greater Lebanon Refuse Authority LF | PA | Lebanon | Greater Lebanon Refuse Authority, PA | 180910 | Operational | 2007-09-13 | Electricity | Reciprocating Engine |  | 2 | 3.2 | 1.08 | Metropolitan Edison Company | Greater Lebanon Refuse Authority, PA; PPL Corporation | Energy Power Partners | Caterpillar, Inc. | 0.0904 | 0.0106
1007615; 1007634 | 1249; 1252 | GROWS Landfill; Tullytown LF | PA | Bucks | Waste Management, Inc. | 1327 | Operational | 1997-01-01 | Electricity | Steam Turbine |  | 26.1 | 30 |  | Exelon Power | Exelon Power; Waste Management, Inc. | WM Renewable Energy, LLC |  | 1.1792 | 0.1377
1003103 | 1278 | Imperial Sanitary Landfill | PA | Allegheny | Republic Services, Inc. | 1353 | Operational | 2007-09-01 | Renewable Natural Gas | Electricity | Pipeline Injection |  |  | 4.2 | Conectiv Energy Supply, Inc. |  | Fortistar Methane Group |  | 0.3677 | 0.0363
| 1279 | J.J. Brunner LF | PA | Beaver | Joseph J. Brunner, Inc. | 200995 | Operational | 2015-12-01 | Direct | Leachate Evaporation |  |  | 0 |  | J.J. Brunner LF |  |  | Heartland Water Technology, Inc | 0 | 0
1006261 | 1256 | Keystone Sanitary Landfill, Inc. | PA | Lackawanna | Keystone Sanitary Landfill, Inc. | 1331 | Operational | 1995-01-01 | Electricity | Reciprocating Engine |  | 5.6 | 5.6 |  | PPL Corporation | Keystone Recovery |  |  | 0.253 | 0.0296
1007649 | 1290 | Lake View LF | PA | Erie | Waste Management, Inc. | 1365 | Operational | 1997-01-01 | Electricity | Reciprocating Engine |  | 4.8 | 6.1 | 2.44 | Constellation | Bio Energy Partners | WM Renewable Energy, LLC | Caterpillar, Inc. | 0.2169 | 0.0253
1002391 | 1266 | Lanchester LF | PA | Lancaster | Chester County Solid Waste Authority | 1341 | Operational | 2004-12-15 | Direct | Direct Thermal |  |  |  | 5.472 | Dart Corporation; Advanced Food Products; L&S Sweeteners | Granger Energy | Energy Developments, Inc |  | 0.479 | 0.0473
1002391 | 1266 | Lanchester LF | PA | Lancaster | Chester County Solid Waste Authority | 180969 | Operational | 2006-06-01 | Electricity | Reciprocating Engine |  | 3.2 | 3.2 | 1.58 | Energy Developments, Inc; PPL Corporation | Granger Energy | Energy Developments, Inc | Caterpillar, Inc. | 0.1446 | 0.0168
1007586 | 1286 | Laurel Highlands LF | PA | Cambria | Waste Management, Inc. | 1357 | Operational | 2006-07-01 | Renewable Natural Gas | Vehicle Fuel | Pipeline Injection |  | 0 | 1.4 | Peoples Natural Gas | Air Liquide Biogas; Leaf Clean Energy | Montauk Energy | Air Liquide Biogas | 0.1226 | 0.011
1004218 | 1275 | Lycoming County Landfill | PA | Lycoming | Lycoming County Resource Management Services, PA | 180777 | Operational | 2012-10-01 | Electricity | Cogeneration |  | 5.29 | 6.4 | 2.76 | Federal Bureau of Prisons; Lycoming County Resource Management Services, PA; PPL Corporation | PPL Corporation | Energy Power Partners | Caterpillar, Inc. | 0.239 | 0.0279
1004218 | 1275 | Lycoming County Landfill | PA | Lycoming | Lycoming County Resource Management Services, PA | 180916 | Operational | 2003-01-01 | Direct | Boiler |  |  | 0 | 0.019 | Lycoming County Resource Management Services, PA | Lycoming County Resource Management Services, PA | Lycoming County Resource Management Services, PA |  | 0.0017 | 0.0002
1007585 | 1280 | Monroeville LF | PA | Allegheny | Waste Management, Inc. | 1355 | Operational | 2004-10-29 | Renewable Natural Gas | Vehicle Fuel | Pipeline Injection |  | 0 | 2.1 | Peoples Natural Gas | Montauk Energy | Montauk Energy | Loci Controls, Inc. | 0.1838 | 0.0166
1004164 | 1297 | Mostoller Landfill, Inc. | PA | Somerset | Advanced Disposal Services | 1372 | Operational | 2012-01-01 | Electricity | Reciprocating Engine; Combined Cycle; Cogeneration |  | 3.5 | 3.5 |  | Pennsylvania Department of Corrections; PenElec | Johnson Controls, Inc.; Mostoller Landfill, Incorporated |  | Caterpillar, Inc. | 0.1582 | 0.0185
1007935 | 1259 | Mountain View Reclamation Landfill | PA | Franklin | Waste Management, Inc. | 1334 | Operational | 2003-06-30 | Electricity | Reciprocating Engine |  | 2.8 | 16.8 |  | PJM Interconnection, LLC | INGENCO |  |  | 0.1265 | 0.0147
1007616 | 1257 | Pine Grove Landfill Inc. | PA | Schuylkill | Waste Management, Inc. | 1332 | Operational | 2008-03-01 | Electricity | Cogeneration |  | 0.3 | 6.3 | 0.17 | Guilford Technical Textiles; PJM Interconnection, LLC | INGENCO |  |  | 0.0136 | 0.0016
1007616 | 1257 | Pine Grove Landfill Inc. | PA | Schuylkill | Waste Management, Inc. | 180903 | Operational | 2008-03-01 | Direct | Direct Thermal |  |  | 0 | 0.77 | Guilford Technical Textiles | INGENCO |  |  | 0.0674 | 0.0067
1011037 | 1263 | Pioneer Crossing LF | PA | Berks | J.P. Mascaro & Sons | 167019 | Operational | 2008-10-06 | Electricity | Reciprocating Engine |  | 5.4 | 8 | 2.9 | Constellation | Access Energy, LLC; Green Gas Americas, Inc. | Fortistar Methane Group |  | 0.244 | 0.0285
1009925 | 1250 | SECCRA Community Landfill | PA | Chester | Southeastern Chester County Refuse Authority (SECCRA), PA | 1325 | Operational | 2007-01-15 | Electricity | Reciprocating Engine |  | 1.23 | 2.47 | 1.04 | PJM Interconnection, LLC | Southeastern Chester County Refuse Authority (SECCRA), PA | Southeastern Chester County Refuse Authority (SECCRA), PA | Caterpillar, Inc. | 0.0555 | 0.0065
1002035 | 1298 | Seneca Landfill Inc. | PA | Butler | Vogel Disposal Service, Inc. | 180833 | Operational | 2011-02-01 | Renewable Natural Gas | Vehicle Fuel | Pipeline Injection |  | 0 | 2.45 | Peoples Natural Gas | Keystone Renewable Energy, LLC | Seneca Landfill | Air Liquide Biogas | 0.2145 | 0.0193
1002035 | 1298 | Seneca Landfill Inc. | PA | Butler | Vogel Disposal Service, Inc. | 181148 | Operational | 2012-03-28 | Direct | Direct Thermal |  |  |  | 0.02 | Seneca Landfill | Met-Pro Corp. | Lego-V, LP |  | 0.0018 | 0.0002
1002035 | 1298 | Seneca Landfill Inc. | PA | Butler | Vogel Disposal Service, Inc. | 201432 | Operational | 2018-06-01 | Renewable Natural Gas | Vehicle Fuel | Local Use |  | 0 | 0.29 | Vogel Holding, Inc. | InsightFuel; Lego-V, LP | Lego-V, LP | Air Liquide Biogas; Cummins Power Generation; InsightFuel | 0.0254 | 0.0023
1007718; 1007686 | 1284; 1282 | Southern Alleghenies LF; Shade Landfill | PA | Somerset | Waste Management, Inc. | 180815 | Operational | 2007-09-01 | Renewable Natural Gas | Vehicle Fuel | Pipeline Injection |  | 0 | 2.49 | Peoples Natural Gas | Keystone Renewable Energy, LLC; Leaf Clean Energy | Montauk Energy | Air Liquide Biogas | 0.218 | 0.0196
1007634 | 1252 | Tullytown LF | PA | Bucks | Waste Management, Inc. | 201440 | Operational | 2013-03-01 | Electricity | Reciprocating Engine |  | 1.4 | 1.6 | 0.74 | PECO Energy Company | WM Renewable Energy, LLC | WM Renewable Energy, LLC | Caterpillar, Inc. | 0.0633 | 0.0074
1007692 | 1285 | Valley LF | PA | Westmoreland | Waste Management, Inc. | 1360 | Operational | 2004-02-27 | Renewable Natural Gas | Vehicle Fuel | Pipeline Injection |  | 0 | 1.16 | Equitrans Midstream Corporation | Montauk Energy | Montauk Energy | Loci Controls, Inc. | 0.1015 | 0.0092
1000291 | 11721 | Westmoreland Waste SLF LLC | PA | Westmoreland | Noble Environmental | 181038 | Operational | 2020-05-11 | Renewable Natural Gas | Vehicle Fuel | Local Use |  | 0 | 2.01 | Noble Environmental | Noble Environmental | Noble Environmental | Air Liquide Biogas | 0.176 | 0.0159
1005158 | 2341 | Arecibo Landfill | PR | Arecibo | Municipality of Arecibo | 180444 | Operational | 2014-05-30 | Electricity | Reciprocating Engine |  | 0.075 | 0.075 | 0.02 |  | Green Fuels Corp.; Landfill Gas Technologies | Landfill Gas Technologies |  | 0.0034 | 0.0004
1007084 | 1931 | Fajardo Municipal Landfill | PR | Fajardo | Municipality of Fajardo, PR | 167002 | Operational | 2016-10-01 | Electricity | Reciprocating Engine |  | 1.9 | 2.4 |  | Electric Energy Authority (AEE) / Puerto Rico Electric Power Authority (PREPA) | Landfill Gas Technologies | Landfill Gas Technologies | Caterpillar, Inc. | 0.0858 | 0.01
1005166 | 1935 | Toa Baja LF | PR | Toa Baja | Municipality of Toa Baja, PR | 167006 | Operational | 2017-07-21 | Electricity | Reciprocating Engine |  | 2.4 | 2.4 | 1.296 | Electric Energy Authority (AEE) / Puerto Rico Electric Power Authority (PREPA) | Green Fuels Corp.; Landfill Gas Technologies |  | Caterpillar, Inc. | 0.1084 | 0.0127
1006283 | 1845 | Central LF | RI | Providence | Rhode Island Resource Recovery Corporation | 166424 | Operational | 1990-01-01 | Electricity | Reciprocating Engine |  | 6 | 6.4 |  | ISO - New England | Rhode Island Resource Recovery Corporation; Ridgewood Renewable Power LLC | Broadrock Renewables LLC | Caterpillar, Inc. | 0.2711 | 0.0317
1006283 | 1845 | Central LF | RI | Providence | Rhode Island Resource Recovery Corporation | 180983 | Operational | 2013-03-31 | Electricity | Combined Cycle |  | 32.8 | 35.7 |  | National Grid | Macquarie Infrastructure Partners II |  |  | 1.4819 | 0.173
| 1846 | Cranston Sanitary Landfill | RI | Providence | A. Capuano Brothers, Inc. | 166425 | Operational | 1996-01-01 | Electricity | Reciprocating Engine |  | 0.5 |  |  |  | Highland Power Co. |  |  | 0.0226 | 0.0026
1002813 | 2051 | Anderson Regional Landfill | SC | Anderson | Waste Connections, Inc. | 167138 | Operational | 2008-10-01 | Electricity | Reciprocating Engine |  | 1.7 | 3.2 | 0.9 | Santee Cooper | Santee Cooper | Santee Cooper | Caterpillar, Inc. | 0.0768 | 0.009
1003478 | 2109 | Berkeley County Subtitle D LF | SC | Berkeley | Berkeley County Water and Sanitation Authority, SC | 166977 | Operational | 2011-02-01 | Electricity | Reciprocating Engine |  | 0.8 | 1.6 | 0.5 | Santee Cooper | Berkeley County Water and Sanitation Authority, SC; Santee Cooper | Santee Cooper | Caterpillar, Inc. | 0.0361 | 0.0042
1004074 | 1848 | Enoree Landfill | SC | Greenville | Greenville County, SC | 166427 | Operational | 2008-08-08 | Electricity | Reciprocating Engine |  | 1.4 | 1.6 | 0.95 | Duke Energy | Greenville Gas Producers, LLC |  | Blanchard Caterpillar; Caterpillar, Inc.; Perennial Energy, Inc. | 0.0633 | 0.0074
1003528 | 2113 | Georgetown County Subtitle D LF | SC | Georgetown | Georgetown County Environmental Services Division, SC | 166429 | Operational | 2010-03-01 | Electricity | Reciprocating Engine |  | 0.05 | 1.1 |  | Santee Cooper | Santee Cooper | Santee Cooper | GE Energy - Jenbacher Gas Engines | 0.0023 | 0.0003
1003039 | 2115 | Greenwood County Landfills | SC | Greenwood | Greenwood County Public Works, SC | 180176 | Operational | 2009-06-25 | Direct | Boiler |  |  |  | 0.432 | FujiFilm | Methane Power, LLC | Greenwood County Public Works, SC |  | 0.0378 | 0.0037
1003394 | 1917 | Horry County SWA Landfill | SC | Horry | Horry County Solid Waste Authority, SC | 166972 | Operational | 2001-09-04 | Electricity | Reciprocating Engine |  | 3 | 3.3 | 1.397 | Santee Cooper | Enerdyne Power Systems, Inc.; Santee Cooper; SCS Engineers | Santee Cooper | GE Energy - Jenbacher Gas Engines | 0.1356 | 0.0159
| 1920 | Langley Landfill | SC | Aiken | Aiken County, SC | 166976 | Operational | 2007-01-01 | Direct | Direct Thermal |  |  |  | 1.296 | Kentucky Tennessee Clay Company |  |  |  | 0.1135 | 0.0112
1002557 | 2094 | Lee County LF, LLC | SC | Lee | Republic Services, Inc. | 180155 | Operational | 2005-03-01 | Electricity | Reciprocating Engine; Gas Turbine |  | 4.7 | 10.9 | 3.6 | Santee Cooper | Santee Cooper | Santee Cooper | GE Energy - Jenbacher Gas Engines; Nixon Energy Solutions; Solar Turbines Incorporated | 0.2124 | 0.0248
1007582 | 2000 | Oakridge Landfill Inc. | SC | Dorchester | Waste Management, Inc. | 167085 | Operational | 2018-05-03 | Direct | Leachate Evaporation |  |  | 0 | 0.86 | Waste Management, Inc. | Waste Management, Inc. |  |  | 0.0753 | 0.0074
1007892 | 1928 | Palmetto Landfill | SC | Spartanburg | Waste Management, Inc. | 166993 | Operational | 2003-04-01 | Electricity | Cogeneration |  | 6.5 | 11 |  | BMW Manufacturing Co., LLC | BMW Manufacturing Co., LLC |  |  | 0.2937 | 0.0343
1007706 | 1854 | Richland County Landfill | SC | Richland | Waste Management, Inc. | 166434 | Operational | 2006-02-28 | Electricity | Gas Turbine; Reciprocating Engine |  | 3.3 | 8.7 |  | Santee Cooper | Santee Cooper |  | Solar Turbines Incorporated; Caterpillar, Inc. | 0.1491 | 0.0174
1007706 | 1854 | Richland County Landfill | SC | Richland | Waste Management, Inc. | 201467 | Operational | 2016-10-15 | Direct | Leachate Evaporation |  |  | 0 | 0.92 | Waste Management, Inc. |  |  | APTIM LFG Specialties | 0.0805 | 0.008
1006351 | 2105 | Three Rivers Regional Subtitle D MSWLF | SC | Aiken | Three Rivers Solid Waste Authority, SC | 180166 | Operational | 2008-05-15 | Direct | Boiler |  |  |  | 1.95 | Kimberly Clark Beech Island Facility | Siemens Building Technologies, Inc. | Three Rivers Solid Waste Authority, SC | Siemens | 0.1707 | 0.0168
1004485 | 2126 | Union County Regional MSW Landfill | SC | Union | Republic Services, Inc. | 180187 | Operational | 2015-04-01 | Electricity | Reciprocating Engine |  | 3.2 | 3.2 |  | Duke Energy | Lockhart Power Company |  |  | 0.1446 | 0.0169
1004251 | 1918 | Wellford LF | SC | Spartanburg | Spartanburg County Public Works Department, SC | 166973 | Operational | 2011-06-22 | Direct | Boiler |  |  |  | 0.72 | Milliken & Company | Spartanburg County Public Works Department, SC |  |  | 0.063 | 0.0062
1004251 | 1918 | Wellford LF | SC | Spartanburg | Spartanburg County Public Works Department, SC | 180996 | Operational | 2011-05-31 | Electricity | Reciprocating Engine |  | 0.8 | 1.6 | 0.36 | Duke Energy | Lockhart Power Company |  | Caterpillar, Inc. | 0.0361 | 0.0042
1004676 | 2331 | Rapid City Landfill | SD | Pennington | City of Rapid City, SD | 180427 | Operational | 2014-01-01 | Direct | Boiler |  |  |  | 0.36 | City of Rapid City, SD |  |  |  | 0.0315 | 0.0031
1002656 | 2294 | Sioux Falls Regional Sanitary Landfill (SFRSL) | SD | Minnehaha | City of Sioux Falls, SD | 180387 | Operational | 2009-02-28 | Direct | Boiler |  |  |  | 1.8 | POET | City of Sioux Falls, SD; POET |  | Unison Solutions, Inc. | 0.1576 | 0.0156
1003147 | 1326 | Alcoa/ Maryville/ Blount County Landfill | TN | Blount | Blount County, TN; City of Alcoa, TN; City of Maryville, TN | 1402 | Operational | 2011-08-12 | Electricity | Reciprocating Engine |  | 0.999 | 0.999 | 0.5 | Tennessee Valley Authority (TVA) | Alcoa Gas Producers, LLC |  | Caterpillar, Inc. | 0.0451 | 0.0053
1005281 | 1332 | Bi-County LF | TN | Montgomery | Bi-County Solid Waste Management Systems, TN | 1408 | Operational | 2011-07-26 | Electricity | Reciprocating Engine |  | 1.3 | 2.952 |  | Tennessee Valley Authority (TVA) | Bi-County Gas Producers, LLC | ENERGYneering Solutions, Inc (ESI) | Caterpillar, Inc. | 0.0588 | 0.0068
1002649 | 1452 | Carter Valley Landfill | TN | Hawkins | Republic Services, Inc. | 1528 | Operational | 2009-04-01 | Renewable Natural Gas | Vehicle Fuel | Pipeline Injection |  | 0 | 1.728 | East Tennessee Natural Gas Company; General Gas Pipeline | Tennessee Renewable Group LLC | Tennessee Renewable Group LLC |  | 0.1513 | 0.0136
1002649 | 1452 | Carter Valley Landfill | TN | Hawkins | Republic Services, Inc. | 200975 | Operational | 2012-01-25 | Electricity | Reciprocating Engine |  | 0.5 | 0.99 | 0.432 | Holston Electric Cooperative, Inc.; Tennessee Valley Authority (TVA) | Tennessee Renewable Group LLC | Tennessee Renewable Group LLC | Caterpillar, Inc. | 0.0226 | 0.0026
1007795 | 1346 | Chestnut Ridge LF | TN | Anderson | Waste Management, Inc. | 1422 | Operational | 1992-01-01 | Electricity | Reciprocating Engine |  | 3.6 | 4.8 | 1.92 | Knoxville Utilities Board; Tennessee Valley Authority (TVA) | Bio Energy Partners; WM Renewable Energy, LLC | WM Renewable Energy, LLC | Caterpillar, Inc. | 0.1626 | 0.019
1003227 | 1388 | Iris Glen Environmental Center | TN | Washington | City of Johnson City, TN | 1464 | Operational | 2007-02-01 | Direct | Boiler |  |  |  | 2.16 | Veterans Affairs Medical Center, Mountain Home | Energy Systems Group, LLC |  | Air Liquide Biogas | 0.1891 | 0.0187
1003227 | 1388 | Iris Glen Environmental Center | TN | Washington | City of Johnson City, TN | 201477 | Operational | 2011-11-02 | Electricity | Reciprocating Engine |  |  | 0.92 |  | Tennessee Valley Authority (TVA) | Energy Systems Group, LLC |  | Caterpillar, Inc. | 0 | 0
1003269 | 1411 | Meadow Branch Landfill | TN | McMinn | Waste Connections, Inc. | 1487 | Operational | 2011-09-28 | Renewable Natural Gas | Vehicle Fuel | Pipeline Injection |  |  | 2.5 | Enbridge Inc. | Renewco LLC | PowerSecure Inc. | Air Liquide Biogas; PowerSecure Inc. | 0.2189 | 0.0197
1006303 | 1327 | North Shelby Landfill | TN | Shelby | Republic Services, Inc. | 1403 | Operational | 2014-09-30 | Renewable Natural Gas | Vehicle Fuel | Pipeline Injection |  | 0 | 2.24 | Memphis Light, Gas and Water (MLGW) | Clean Energy Renewable Fuels (CERF) | Aria Energy, LLC; Clean Energy Renewable Fuels (CERF) |  | 0.1961 | 0.0177
1002466 | 1330 | South Shelby Landfill | TN | Shelby | Republic Services, Inc. | 1406 | Operational | 2004-08-01 | Direct | Boiler |  |  |  | 7.2 | The Solae Company | CPL Systems, Inc.; Memphis Light, Gas and Water (MLGW) |  |  | 0.6303 | 0.0623
1007889 | 1387 | West Camden Sanitary Landfill | TN | Benton | Waste Management, Inc. | 1463 | Operational | 2012-12-31 | Electricity | Reciprocating Engine |  | 4.34 | 4.8 | 1.92 | Tennessee Valley Authority (TVA) | WM Renewable Energy, LLC | WM Renewable Energy, LLC | Caterpillar, Inc. | 0.1961 | 0.0229
1004377 | 12201 | 121 Regional Disposal Facility | TX | Collin | North Texas Municipal Water District, TX | 181123 | Operational | 2017-12-15 | Renewable Natural Gas | Vehicle Fuel | Pipeline Injection |  | 0 | 6.17 | Atmos Pipeline-Texas; Shell Energy North America | Morrow Renewables, LLC | Morrow Renewables, LLC |  | 0.5401 | 0.0486
1002645 | 1467 | Arlington LF | TX | Tarrant | City of Arlington, TX | 201244 | Operational | 2019-12-01 | Renewable Natural Gas | Vehicle Fuel | Pipeline Injection |  | 0 |  |  |  | Mas Energy, LLC |  | 0 | 0
1007800 | 1479 | Atascocita RDF | TX | Harris | Waste Management, Inc. | 200969 | Operational | 2018-05-02 | Renewable Natural Gas | Vehicle Fuel | Pipeline Injection |  | 0 | 5.87 | Houston Pipe Line Company LP | Montauk Energy | Montauk Energy | Air Liquide Biogas | 0.5139 | 0.0463
1007894 | 1464 | Austin Community RDF | TX | Travis | Waste Management, Inc. | 180432 | Operational | 2007-09-01 | Electricity | Reciprocating Engine |  | 4.4 | 6.4 | 2.65 | Electric Reliability Council of Texas [ERCOT] | WM Renewable Energy, LLC |  | Caterpillar, Inc. | 0.1988 | 0.0232
1005891 | 1812 | Blue Ridge LF | TX | Fort Bend | Republic Services, Inc. | 201010 | Operational | 2018-11-30 | Renewable Natural Gas | Vehicle Fuel | Pipeline Injection |  | 0 | 9.8 | Element Markets, LLC | Morrow Renewables, LLC | Morrow Renewables, LLC |  | 0.8579 | 0.0773
1007780 | 1480 | Camelot Landfill | TX | Denton | City of Farmers Branch, TX | 1557 | Operational | 2011-02-01 | Electricity | Reciprocating Engine |  | 2.8 | 3.2 | 1.58 | CoServ Electric | WM Renewable Energy, LLC |  | Caterpillar, Inc.; Houston Service Industries | 0.1265 | 0.0148
1000372 | 1805 | City of Denton Landfill | TX | Denton | City of Denton, TX | 180836 | Operational | 2008-12-17 | Electricity | Reciprocating Engine |  | 1.6 | 1.6 | 0.98 | Denton Municipal Electric | DTE Biomass Energy | DTE Biomass Energy | Caterpillar, Inc.; Hoffman & Lamson, Gardner Denver Products | 0.0723 | 0.0084
1007276 | 11822 | City of Edinburg Landfill | TX | Hidalgo | City of Edinburg, TX | 181051 | Operational | 2016-05-03 | Renewable Natural Gas | Vehicle Fuel | Pipeline Injection |  | 0 | 2.23 | Shell Energy North America | Morrow Renewables, LLC | Morrow Renewables, LLC |  | 0.1952 | 0.0176
1007802 | 1816 | City of Victoria Landfill | TX | Victoria | City of Victoria, TX | 101879 | Operational | 2014-03-27 | Direct | Direct Thermal |  |  |  | 1.584 | INEOS Nitriles | Renovar Energy Corp. | Mas Energy, LLC |  | 0.1387 | 0.0137
1003439 | 1509 | Covel Gardens RDF | TX | Bexar | Waste Management, Inc. | 1586 | Operational | 2005-12-20 | Electricity | Reciprocating Engine |  | 7.1 | 9.6 | 4.18 | CPS Energy | Energy Developments, Inc |  | Caterpillar, Inc. | 0.3208 | 0.0375
1005834 | 1461 | DFW Recycling & Disposal Facility | TX | Denton | Waste Management, Inc. | 1537 | Operational | 1988-05-01 | Electricity | Gas Turbine; Reciprocating Engine |  | 9.78 | 12.6 |  | Electric Reliability Council of Texas [ERCOT] | Bio Energy Partners; WM Renewable Energy, LLC | WM Renewable Energy, LLC | Solar Turbines Incorporated; Caterpillar, Inc. | 0.4419 | 0.0517
1002321 | 12101 | Fort Bend Regional Landfill | TX | Fort Bend | WCA Waste Corporation | 181097 | Operational | 2013-06-02 | Renewable Natural Gas | Vehicle Fuel | Pipeline Injection |  | 0 | 2.54 | GHI Energy | Enerdyne Power Systems, Inc.; Morrow Renewables, LLC | DTE Biomass Energy |  | 0.2224 | 0.02
1005894 | 1810 | Galveston County LF | TX | Galveston | Republic Services, Inc. | 101869 | Operational | 2019-10-02 | Renewable Natural Gas | Vehicle Fuel | Pipeline Injection |  | 0 | 3.6 | TruStar Energy LLC | Montauk Energy | Montauk Energy | BIOFerm Energy Systems | 0.3152 | 0.0284
1005895 | 1503 | Greenwood Farms Landfill | TX | Smith | City of Tyler, TX | 1580 | Operational | 2009-04-22 | Renewable Natural Gas | Vehicle Fuel | Pipeline Injection |  | 0 | 1.64 | Element Markets, LLC; Gulf South Pipeline; Morrow Renewables, LLC | Morrow Renewables, LLC | Morrow Renewables, LLC | Fluid Components International (FCI) | 0.1436 | 0.0129
1006465 | 1485 | IESI Turkey Creek Landfill | TX | Johnson | Waste Connections, Inc. | 1562 | Operational | 2012-09-30 | Renewable Natural Gas | Vehicle Fuel | Pipeline Injection |  | 0 | 1.22 | Element Markets, LLC; Shell Energy North America | Morrow Renewables, LLC | Morrow Renewables, LLC | Houston Service Industries | 0.1068 | 0.0096
1006899 | 1465 | McCarty Road LF | TX | Harris | Republic Services, Inc. | 1542 | Operational | 1986-03-01 | Renewable Natural Gas | Vehicle Fuel | Pipeline Injection |  | 0 | 6.36 | CenterPoint Energy | Montauk Energy | Montauk Energy |  | 0.5568 | 0.0502
1006899 | 1465 | McCarty Road LF | TX | Harris | Republic Services, Inc. | 180917 | Operational | 2009-05-22 | Direct | Boiler |  |  | 0 | 2.99 | Anheuser-Busch Companies | Ameresco, Inc. |  |  | 0.2618 | 0.0258
1006817 | 1459 | McCommas Bluff Landfill | TX | Dallas | City of Dallas, TX | 1535 | Operational | 2000-01-01 | Renewable Natural Gas | Vehicle Fuel | Pipeline Injection |  | 0 | 11.3 | Sacramento Municipal Utility District (SMUD); Shell Energy North America | Cambrian Energy Development LLC; Clean Energy Renewable Fuels (CERF) | Energy Power Partners | AirScience; Loci Controls, Inc. | 0.9892 | 0.0892
1007893 | 1807 | Mesquite Creek LF | TX | Comal | Waste Management, Inc. | 101866 | Operational | 2010-12-31 | Electricity | Reciprocating Engine |  | 2.7 | 3.2 | 1.44 | New Braunfels Municipal Utility | WM Renewable Energy, LLC | WM Renewable Energy, LLC | Caterpillar, Inc. | 0.122 | 0.0142
1011256 | 2285 | Nelson Gardens LF | TX | Bexar | City of San Antonio, TX | 180352 | Operational | 2014-04-01 | Electricity | Reciprocating Engine |  | 2.18 | 4.24 | 1.553 | CPS Energy | Greenfield Energy, LLC | Nelson Gardens Energy, LLC | GE Energy - Jenbacher Gas Engines | 0.0985 | 0.0115
1006227 | 1472 | Pine Hill LF | TX | Gregg | Four-S Oil Company | 1549 | Operational | 2017-07-31 | Renewable Natural Gas | Vehicle Fuel | Pipeline Injection |  | 0 | 2.45 | Gulf South Pipeline; Shell Energy North America | Morrow Renewables, LLC | Morrow Renewables, LLC |  | 0.2145 | 0.0193
1003281 | 1497 | Seabreeze Environmental Landfill | TX | Brazoria | Waste Connections Inc. - Central Region | 1574 | Operational | 2018-03-31 | Renewable Natural Gas | Industrial | Pipeline Injection |  | 0 | 3.48 | OCI NV | DTE Biomass Energy | DTE Biomass Energy |  | 0.3046 | 0.0301
1007895 | 1505 | Security Recycling and Disposal LF | TX | Montgomery | Waste Management, Inc. | 1582 | Operational | 2003-05-01 | Electricity | Reciprocating Engine |  | 2.54 | 3.33 | 1.31 | Entergy |  | Montauk Energy | GE Energy - Jenbacher Gas Engines | 0.1148 | 0.0134
1002471 | 1820 | Tessman Road Landfill | TX | Bexar | Republic Services, Inc. | 101883 | Operational | 2002-10-10 | Electricity | Reciprocating Engine |  | 9.4 | 9.424 | 5.075 | Austin Energy | Energy Developments, Inc |  | DEUTZ Power Systems GmbH & Co KG | 0.4247 | 0.0496
1007840 | 1519 | Westside RDF | TX | Tarrant | Waste Management, Inc. | 1596 | Operational | 2010-03-15 | Electricity | Reciprocating Engine |  | 3.45 | 4.8 | 1.88 | Electric Reliability Council of Texas [ERCOT] | WM Renewable Energy, LLC |  | Caterpillar, Inc. | 0.1559 | 0.0182
1007282 | 1541 | Davis County Landfill | UT | Davis | Wasatch Integrated Waste Management District, UT | 1618 | Operational | 2005-01-13 | Electricity | Reciprocating Engine |  | 2.25 | 2.37 | 1.45 | Hill Air Force Base | Ameresco, Inc. |  | Caterpillar, Inc.; GE Energy - Jenbacher Gas Engines | 0.1016 | 0.0118
1003471 | 1542 | Salt Lake Valley LF | UT | Salt Lake | Salt Lake City, UT; Salt Lake County, UT | 1619 | Operational | 2006-06-30 | Electricity | Reciprocating Engine |  | 3.08 | 3.2 | 1.6 | Murray City Power | Aria Energy, LLC; DTE Biomass Energy | Aria Energy, LLC; DTE Biomass Energy |  | 0.1392 | 0.0162
1003864 | 1543 | Trans-Jordan LF | UT | Salt Lake | Trans-Jordan Cities, UT | 1620 | Operational | 2009-04-01 | Electricity | Reciprocating Engine |  | 4.8 | 4.8 | 2.477 | Murray City Power | Granger Energy | Energy Developments, Inc | Caterpillar, Inc. | 0.2169 | 0.0253
1011009 | 1567 | Weber County LF | UT | Weber | Weber County, UT | 1644 | Operational | 2005-01-01 | Electricity | Reciprocating Engine |  | 0.18 | 1.03 | 0.1 | Rocky Mountain Power, Inc. | Cooler Skies Company |  | GE Energy - Jenbacher Gas Engines | 0.0081 | 0.0009
1007689 | 1584 | Bethel LF | VA | Hampton city | Waste Management, Inc. | 180857 | Operational | 2008-04-18 | Electricity | Reciprocating Engine |  | 4.3 | 4.8 | 2.47 | Constellation | WM Renewable Energy, LLC |  | Caterpillar, Inc. | 0.1943 | 0.0227
1007680 | 2333 | Brunswick Waste Management Facility | VA | Brunswick | Republic Services, Inc. | 180429 | Operational | 2007-12-06 | Electricity | Reciprocating Engine |  | 5.58 | 8 | 2.8 | PJM Interconnection, LLC | INGENCO | INGENCO |  | 0.2521 | 0.0295
1007583 | 1575 | Charles City County SLF | VA | Charles City | Waste Management, Inc. | 180276 | Operational | 2004-03-01 | Electricity | Reciprocating Engine |  | 6.23 | 16.8 | 3.22 | PJM Interconnection, LLC | INGENCO |  |  | 0.2815 | 0.0329
1004848 | 10081 | City of Bristol Virginia Integrated Solid Waste Management Facility | VA | Bristol city | City of Bristol, VA | 180819 | Operational | 2015-12-18 | Electricity | Reciprocating Engine |  | 1.3 | 6 | 0.7 | Tennessee Valley Authority (TVA) | INGENCO | INGENCO |  | 0.0588 | 0.0069
1003566 | 1587 | Concord Turnpike Regional Landfill | VA | Lynchburg city | Region 2000 Services Authority | 1665 | Operational | 2002-01-01 | Direct | Boiler |  |  | 0 | 0.28 | WestRock Company | Enerdyne Power Systems, Inc. |  | Siemens | 0.0245 | 0.0024
1004247 | 1583 | Frederick County Regional Landfill | VA | Frederick | County of Frederick, VA | 1660 | Operational | 2002-01-01 | Direct | Direct Thermal |  |  |  | 0.022 | Frederick County SLF | County of Frederick, VA | County of Frederick, VA |  | 0.0019 | 0.0002
1004247 | 1583 | Frederick County Regional Landfill | VA | Frederick | County of Frederick, VA | 181061 | Operational | 2010-11-04 | Electricity | Reciprocating Engine |  | 2.1 | 2.1 |  | PJM Interconnection, LLC | County of Frederick, VA | County of Frederick, VA | GE Energy - Jenbacher Gas Engines; Perennial Energy, Inc. | 0.0949 | 0.0111
| 10940 | Hanover 301 LF | VA | Hanover | Hanover County, VA | 180940 | Operational | 2008-06-15 | Direct | Direct Thermal |  |  |  | 0.015 | Hanover County, VA | Hanover County, VA |  |  | 0.0013 | 0.0001
1006057 | 12102 | I-66 Landfill | VA | Fairfax | County of Fairfax, VA | 181098 | Operational | 2009-01-01 | Direct | Direct Thermal |  |  |  | 0.476 | County of Fairfax, VA | County of Fairfax, VA | County of Fairfax, VA |  | 0.0417 | 0.0041
1002110 | 1580 | I-95 Landfill | VA | Fairfax | County of Fairfax, VA | 1657 | Operational | 1991-01-01 | Electricity | Reciprocating Engine |  | 3.2 | 6.4 | 1.686 | Dominion Energy Virginia | Aria Energy, LLC | Aria Energy, LLC | Caterpillar, Inc. | 0.1445 | 0.0169
1002110 | 1580 | I-95 Landfill | VA | Fairfax | County of Fairfax, VA | 166989 | Operational | 1997-05-01 | Direct | Direct Thermal |  |  |  | 0.252 | Noman Cole Jr. Pollution Control Plant | Aria Energy, LLC | Aria Energy, LLC |  | 0.0221 | 0.0022
1006300 | 2444 | King and Queen Landfill | VA | King and Queen | King and Queen County, VA | 180812 | Operational | 2007-12-07 | Electricity | Reciprocating Engine |  | 5.96 | 10 | 3.312 | PJM Interconnection, LLC | INGENCO | INGENCO | Fluid Components International (FCI) | 0.2693 | 0.0314
1007674 | 2071 | King George Landfill Inc. | VA | King George | King George County, VA | 180122 | Operational | 2010-05-01 | Electricity | Gas Turbine; Cogeneration |  | 9.6 | 12.4 | 8 | Constellation; King George County, VA | WM Renewable Energy, LLC |  | Solar Turbines Incorporated; Cameron Compression Systems; Heartland Water Technology, Inc | 0.4337 | 0.0507
1007610 | 1571 | Maplewood Recycling & Waste Disposal | VA | Amelia | Waste Management, Inc. | 1648 | Operational | 2001-08-28 | Electricity | Reciprocating Engine |  | 3.85 | 16.8 | 2.05 | PJM Interconnection, LLC | INGENCO |  |  | 0.174 | 0.0203
1004565 | 1588 | Martinsville SLF | VA | Henry | City of Martinsville, VA | 1667 | Operational | 2012-02-29 | Electricity | Reciprocating Engine |  | 0.44 | 1.06 | 0.2 | City of Martinsville, VA | Dominion Energy, Inc. |  | GE Energy - Jenbacher Gas Engines | 0.0199 | 0.0023
1007635 | 2072 | Middle Peninsula Landfill | VA | Gloucester | Waste Management, Inc. | 180123 | Operational | 2009-09-01 | Electricity | Reciprocating Engine |  | 5.8 | 6.4 | 2.97 | Constellation | WM Renewable Energy, LLC |  | Caterpillar, Inc. | 0.262 | 0.0306
1007662 | 2133 | New River Resource Authority SWMF | VA | Pulaski | New River Resource Authority (NRRA), VA | 180197 | Operational | 2015-01-31 | Electricity | Reciprocating Engine |  | 4.8 | 7.6 | 2.352 | PJM Interconnection, LLC | INGENCO | INGENCO | Perennial Energy, Inc. | 0.2168 | 0.0253
1005783 | 1589 | Newport News City Landfill No. 2 | VA | Newport News city | City of Newport News, VA | 1668 | Operational | 2013-06-30 | Direct | Boiler |  |  |  | 0.34 | Denbigh Community Center; Mary Passage Middle School |  |  |  | 0.0298 | 0.0029
1006252 | 2075 | Old Dominion LF | VA | Henrico | Republic Services, Inc. | 180130 | Operational | 2012-01-04 | Electricity | Reciprocating Engine |  | 6.4 | 6.4 | 3.5 | Old Dominion Electric Cooperative | Fortistar Methane Group |  | Caterpillar, Inc. | 0.2892 | 0.0338
1004707 | 1592 | Prince William County Sanitary Landfill | VA | Prince William | Prince William County, VA | 1671 | Operational | 1998-11-01 | Electricity | Reciprocating Engine |  | 6.7 | 6.7 | 3.542 | Northern Virginia Electric Cooperative (NOVEC) | NEO Corporation; Fortistar Methane Group | Fortistar Methane Group | Caterpillar, Inc.; Perennial Energy, Inc. | 0.3027 | 0.0353
1004707 | 1592 | Prince William County Sanitary Landfill | VA | Prince William | Prince William County, VA | 181089 | Operational | 2011-05-01 | Direct | Direct Thermal |  |  |  | 0.18 | Prince William County, VA | Prince William County, VA | Prince William County, VA | Perennial Energy, Inc. | 0.0158 | 0.0016
1004707 | 1592 | Prince William County Sanitary Landfill | VA | Prince William | Prince William County, VA | 181099 | Operational | 2011-07-01 | Direct | Direct Thermal |  |  |  | 0.034 | Prince William County, VA | Prince William County, VA | Prince William County, VA | Perennial Energy, Inc. | 0.003 | 0.0002
1007088 | 1576 | Shoosmith SLF | VA | Chesterfield | Shoosmith Brothers | 1653 | Operational | 2004-06-25 | Electricity | Reciprocating Engine |  | 10.8 | 16 | 6.7 | PJM Interconnection, LLC | INGENCO | INGENCO |  | 0.488 | 0.0569
1006071 | 1601 | Springfield Road LF | VA | Henrico | Henrico County, VA | 1680 | Operational | 2010-09-30 | Electricity | Reciprocating Engine |  | 2.1 |  | 1 | PJM Interconnection, LLC | INGENCO | INGENCO |  | 0.0949 | 0.0111
| 1597 | SPSA Regional LF | VA | Suffolk city | Southeastern Public Service Authority, VA | 1676 | Operational | 1994-11-01 | Electricity | Reciprocating Engine |  | 3.2 | 3.2 | 1.3 | Dominion Energy Virginia | Biogas Energy Solutions, LLC | Mas Energy, LLC | Caterpillar, Inc. | 0.1446 | 0.0169
| 1597 | SPSA Regional LF | VA | Suffolk city | Southeastern Public Service Authority, VA | 167139 | Operational | 2001-08-01 | Direct | Boiler |  |  | 0 | 0.576 | BASF Corporation - Suffolk | Biogas Energy Solutions, LLC | Mas Energy, LLC |  | 0.0504 | 0.005
1007096 | 1594 | Stafford County LF | VA | Stafford | Rappahannock Regional Solid Waste Management Board, VA | 1673 | Operational | 2009-06-01 | Electricity | Reciprocating Engine |  | 1.2 | 2.14 | 0.65 | Constellation | Ameresco, Inc. |  | GE Energy - Jenbacher Gas Engines; Northeast Energy Systems | 0.0542 | 0.0063
1006561 | 1596 | Virginia Beach Landfill No. 2 | VA | Virginia Beach city | City of Virginia Beach, VA | 1675 | Operational | 2001-11-23 | Electricity | Reciprocating Engine |  | 0.8 |  | 0.5 | PJM Interconnection, LLC | INGENCO | INGENCO |  | 0.0361 | 0.0042
1004320 | 2042 | Moretown Landfill Inc. | VT | Washington | Advanced Disposal Services | 167127 | Operational | 2008-12-01 | Electricity | Reciprocating Engine |  | 1.6 | 1.6 | 0.79 | Green Mountain Power Corporation |  | Energy Power Partners | Caterpillar, Inc. | 0.0723 | 0.0084
1005261 | 2041 | NEWSVT Landfill | VT | Orleans | Casella Waste Systems, Inc. | 167126 | Operational | 2005-06-24 | Electricity | Reciprocating Engine |  | 8 | 8 | 3.281 | Washington Electric Cooperative | Washington Electric Cooperative | Washington Electric Cooperative | Caterpillar, Inc.; Milton Cat | 0.3615 | 0.0421
1007822 | 1606 | Cedar Hills Regional LF | WA | King | King County Solid Waste Division, WA | 1685 | Operational | 2010-10-01 | Renewable Natural Gas | Vehicle Fuel | Pipeline Injection |  |  | 12 | Puget Sound Energy | Bio Energy Washington, LLC (BEW) |  | Guild Associates, Inc. | 1.0505 | 0.0946
| 1607 | Centralia LF | WA | Lewis | Lewis County Public Services | 1686 | Operational | 2001-01-01 | Direct | Leachate Evaporation |  |  |  | 0.077 | Centralia LF |  |  |  | 0.0067 | 0.0007
1004679 | 11040 | Land Recovery Landfill | WA | Pierce | Waste Connections, Inc. | 180950 | Operational | 2014-01-01 | Electricity | Reciprocating Engine |  | 4.05 | 4.8 | 2.18 | Puget Sound Energy | Biofuels Washington, LLC |  | Caterpillar, Inc. | 0.183 | 0.0214
1003676 | 1625 | Roosevelt Regional MSW Landfill | WA | Klickitat | Republic Services, Inc. | 200994 | Operational | 2018-11-01 | Renewable Natural Gas | Vehicle Fuel | Pipeline Injection |  | 0 | 8.64 | Puget Sound Energy | Public Utility District No. 1 of Klickitat County | Public Utility District No. 1 of Klickitat County |  | 0.7564 | 0.0682
1001845 | 1702 | Advanced Disposal Cranberry Creek Landfill LLC | WI | Wood | Advanced Disposal Services | 1782 | Operational | 2005-10-15 | Direct | Boiler |  |  | 0 | 1.44 | Ocean Spray Cranberries, Inc. |  |  | Unison Solutions, Inc. | 0.126 | 0.0125
1007212 | 1712 | Advanced Disposal Emerald Park Landfill LLC | WI | Waukesha | Advanced Disposal Services | 1792 | Operational | 2014-01-01 | Electricity | Cogeneration |  |  |  | 1.17 | Milwaukee Metropolitan Sewerage District, WI | Milwaukee Metropolitan Sewerage District, WI |  | Solar Turbines Incorporated; Unison Solutions, Inc. | 0.0951 | 0.0111
1007195 | 1667 | Advanced Disposal Glacier Ridge Landfill LLC | WI | Dodge | Advanced Disposal Services | 180388 | Operational | 2004-05-01 | Electricity | Microturbine |  | 0.3 | 0.3 | 0.187 | Alliant Energy |  |  | Capstone Turbine Corporation | 0.0136 | 0.0016
1001847 | 2152 | Advanced Disposal Hickory Meadows Landfill LLC | WI | Calumet | Advanced Disposal Services | 180221 | Operational | 2011-08-15 | Electricity | Reciprocating Engine |  | 4.8 | 4.8 |  | Wisconsin Public Service Corporation | Veolia Energy North America |  | Caterpillar, Inc. | 0.2169 | 0.0253
| 1709 | Dane County LF #1-Verona | WI | Dane | Dane County Public Works, WI | 1789 | Operational | 1995-01-01 | Electricity | Reciprocating Engine |  | 0.06 |  | 0.175 | Alliant Energy | Dane County Public Works, WI |  | Caterpillar, Inc. | 0.0027 | 0.0003
1006096 | 1660 | Dane County LF #2-Rodefeld | WI | Dane | Dane County Public Works, WI | 181070 | Operational | 2011-03-18 | Renewable Natural Gas | Vehicle Fuel | Local Use |  |  | 0.07 | Dane County Public Works, WI | Dane County Public Works, WI |  | ANGI Energy Systems; BioCNG, LLC; Unison Solutions, Inc. | 0.0061 | 0.0005
1006096 | 1660 | Dane County LF #2-Rodefeld | WI | Dane | Dane County Public Works, WI | 200991 | Operational | 2019-04-23 | Renewable Natural Gas | Vehicle Fuel | Pipeline Injection |  |  | 2.16 | ANR Pipeline Company; Kwik Trip | BIOFerm Energy Systems | Dane County Public Works, WI | BioCNG, LLC; BIOFerm Energy Systems | 0.1891 | 0.017
1007878 | 1661 | Deer Track Park Landfill | WI | Jefferson | Waste Management, Inc. | 1741 | Operational | 2006-02-01 | Electricity | Reciprocating Engine |  | 4.8 | 6.4 | 2.57 | We Energies | WM Renewable Energy, LLC |  | Caterpillar, Inc. | 0.2169 | 0.0253
1004328 | 1697 | Janesville City/Rock County Landfill | WI | Rock | City of Janesville, WI | 1777 | Operational | 2004-11-01 | Electricity | Reciprocating Engine |  | 3.15 | 3.15 | 1.31 | Alliant Energy | Ameresco, Inc. |  | General Electric - Distributed Power | 0.1423 | 0.0166
1003625 | 1674 | Kestrel Hawk Landfill | WI | Racine | Republic Services, Inc. | 180278 | Operational | 2003-11-01 | Electricity | Cogeneration |  | 3.2 | 3.2 |  | S.C. Johnson & Son, Inc.; We Energies | Northern Power Systems |  | Solar Turbines Incorporated | 0.1446 | 0.0169
1000536 | 1672 | La Crosse County Landfill | WI | La Crosse | La Crosse County Solid Waste, WI | 1752 | Operational | 2012-03-12 | Electricity | Cogeneration |  | 0.75 | 1.137 | 0.378 | Gundersen Health System; Xcel Energy | GL Biogas I, LLC; Gundersen Health System | GL Biogas I, LLC; Gundersen Health System | GE Energy - Jenbacher Gas Engines | 0.0339 | 0.004
1002307 | 1678 | Marathon County Landfill | WI | Marathon | Marathon County, WI | 180962 | Operational | 2008-01-31 | Electricity | Cogeneration |  | 2.4 | 2.4 |  | Wisconsin Public Service Corporation | Fiber Recovery, Inc. |  | Caterpillar, Inc. | 0.1084 | 0.0127
1007725 | 1681 | Metro RDF | WI | Milwaukee | Waste Management, Inc. | 1761 | Operational | 1986-01-01 | Electricity | Gas Turbine |  | 2.65 | 6.2 | 2.04 | We Energies | Bio Energy Partners | WM Renewable Energy, LLC | Solar Turbines Incorporated | 0.1197 | 0.014
1007725 | 1681 | Metro RDF | WI | Milwaukee | Waste Management, Inc. | 167058 | Operational | 2000-01-01 | Electricity | Reciprocating Engine |  | 2.7 | 3.2 | 1.38 | We Energies | Bio Energy Partners | WM Renewable Energy, LLC | Caterpillar, Inc. | 0.122 | 0.0142
1006876 | 2151 | Orchard Ridge RDF | WI | Waukesha | Waste Management, Inc. | 1765 | Operational | 1987-01-01 | Electricity | Gas Turbine |  | 10.2 | 12.4 |  | We Energies | WM Renewable Energy, LLC | WM Renewable Energy, LLC | Solar Turbines Incorporated | 0.4608 | 0.0538
1007075 | 1687 | Outagamie County LF | WI | Outagamie | Outagamie County, WI | 180963 | Operational | 2007-03-31 | Electricity | Reciprocating Engine |  | 4.8 | 4.8 | 2.16 |  | Bio-Gas Technologies, Ltd. |  | Caterpillar, Inc.; Houston Service Industries; Ro-Flo Compressors, LLC | 0.2169 | 0.0253
1007726 | 1689 | Pheasant Run Recycling and Disposal Facility | WI | Kenosha | Waste Management, Inc. | 1769 | Operational | 1992-01-01 | Electricity | Reciprocating Engine |  | 7.5 | 8.8 | 3.028 | We Energies | Bio Energy Partners | WM Renewable Energy, LLC | Caterpillar, Inc. | 0.3388 | 0.0396
1007834 | 1695 | Ridgeview RDF | WI | Manitowoc | Waste Management, Inc. | 1775 | Operational | 2002-09-15 | Electricity | Reciprocating Engine |  | 4.13 | 4.8 |  | Wisconsin Public Service Corporation | WM Renewable Energy, LLC | WM Renewable Energy, LLC | Caterpillar, Inc. | 0.1866 | 0.0218
| 1699 | Sauk County SLF | WI | Sauk | Sauk County, WI | 1779 | Operational | 2003-06-01 | Electricity | Microturbine |  | 0.72 | 0.72 | 0.518 | Alliant Energy | Alliant Energy |  | Capstone Turbine Corporation | 0.0325 | 0.0038
1007705 | 2407 | Timberline Trail Recycling & Disposal Facility | WI | Rusk | Waste Management, Inc. | 180768 | Operational | 2006-01-23 | Electricity | Cogeneration |  | 2.47 | 3.2 | 1.44 | Dairyland Power Cooperative | WM Renewable Energy, LLC | WM Renewable Energy, LLC | Caterpillar, Inc. | 0.1116 | 0.013
1007704 | 1705 | Valley Trail Recycling & Disposal Facility | WI | Green Lake | Waste Management, Inc. | 1785 | Operational | 1998-12-01 | Direct | Boiler |  |  | 0 | 0.46 | Darling International | Waste Management, Inc. |  |  | 0.0403 | 0.004
1007704 | 1705 | Valley Trail Recycling & Disposal Facility | WI | Green Lake | Waste Management, Inc. | 180237 | Operational | 2001-08-01 | Electricity | Reciprocating Engine |  | 1.86 | 2.4 | 0.95 | Alliant Energy | Alliant Energy | WM Renewable Energy, LLC | Caterpillar, Inc. | 0.084 | 0.0098
1007224 | 1707 | Winnebago County Sunnyview Landfill | WI | Winnebago | Winnebago County, WI | 180783 | Operational | 2007-04-01 | Electricity | Cogeneration |  | 1.06 | 1.06 | 0.526 | Winnebago Sheriffs Office; Wisconsin Public Service Corporation | Winnebago County, WI |  | GE Energy - Jenbacher Gas Engines | 0.0479 | 0.0056
1007224 | 1707 | Winnebago County Sunnyview Landfill | WI | Winnebago | Winnebago County, WI | 180929 | Operational | 2006-01-01 | Direct | Boiler |  |  |  | 0.122 | Winnebago County Highway Building |  |  |  | 0.0107 | 0.0011
1007224; 1007065 | 1707; 1706 | Winnebago County Sunnyview Landfill; Winnebago County Snell Road Landfill | WI | Winnebago | Winnebago County, WI | 1786 | Operational | 1989-01-01 | Electricity | Reciprocating Engine |  | 3 |  | 1.69 | Wisconsin Public Service Corporation | Winnebago County, WI |  | GE Energy - Jenbacher Gas Engines | 0.1355 | 0.0159
1002359 | 2207 | City of Charleston Landfill | WV | Kanawha | City of Charleston, WV | 200981 | Operational | 2018-02-01 | Renewable Natural Gas | Vehicle Fuel | Pipeline Injection |  | 0 | 0.677 | Mountaineer Gas Company | Tallarico Energy | Tallarico Energy |  | 0.0593 | 0.0053
1007785 | 2150 | Raleigh County SWA Landfill | WV | Raleigh | Raleigh County, WV | 180220 | Operational | 2017-03-15 | Electricity | Reciprocating Engine |  | 1.3 | 3.2 |  | American Electric Power | Seven Islands Environmental Solutions LLC |  | Caterpillar, Inc.; Houston Service Industries | 0.0587 | 0.0069
1011036 | 2225 | Wetzel County Landfill | WV | Wetzel | J.P. Mascaro & Sons | 180309 | Operational | 2003-01-01 | Direct | Boiler |  |  |  | 0.15 |  |  |  |  | 0.0131 | 0.0013
Note on A1: GHGRP ID corresponds to the 7-digit Facility Identifier assigned to facilities required to report under EPA's Greenhouse Gas Reporting Program
Note on B1: Unique identifying number for each landfill
Note on C1: Landfill name
Note on D1: State landfill is located in
Note on E1: County landfill is located in
Note on F1: Organization that owns the landfill
Note on G1: Unique identifying number combination for "parent" project and "expansion" number
Note on H1: Current project status (Operational, Construction, Planned, Shutdown, Candidate, Future Potential, Low Potential, Unknown)
Note on I1: Date project became operational (MM/DD/YYYY)
Note on J1: Category of LFG energy project type (Electricity, Direct, Renewable Natural Gas)
Note on K1: Specific type of LFG energy project technology
Note on L1: Method for delivery of the renewable natural gas (Pipeline Injection, Local Use, Unknown)
Note on M1: Total actual or estimated electric generation in megawatts for electricity-generating projects
Note on N1: Total rated capacity in megawatts for electricity-generating projects
Note on O1: Amount of landfill gas flowing to project or that will flow to the project when it becomes operational in million standard cubic feet per day
Note on P1: Name of end user organization
Note on Q1: Name of project developer organization
Note on R1: Name of project owner organization
Note on S1: Name of product supplier organization
Note on T1: Direct methane reductions by the energy project for the current year
Note on U1: Avoided carbon dioxide emission reductions by the energy project for the current year

## Field Descriptions
Field Name | Description
GHGRP ID(s) | GHGRP ID corresponds to the 7-digit Facility Identifier assigned to facilities required to report under EPA's Greenhouse Gas Reporting Program
Landfill ID(s) | Unique identifying number for each landfill
Landfill Name(s) | Landfill name
State | State landfill is located in
County(ies) | County landfill is located in
Landfill Owner Organization(s) | Organization that owns the landfill
Parent Project ID | Unique identifying number for project
Current Project Status | Current project status (Operational, Construction, Planned, Shutdown, Candidate, Future Potential, Low Potential, Unknown)
Initial Project Start Date | Date original project became operational (MM/DD/YYYY)
Project Type Category | Category of LFG energy project type (Electricity, Direct, Renewable Natural Gas)
LFG Energy Project Type(s) | Specific type of LFG energy project technology
RNG Delivery Method | Method for delivery of the renewable natural gas (Pipeline Injection, Local Use, Unknown)
Total Actual MW Generation | Total actual or estimated electric generation in megawatts for electricity-generating projects
Total Rated MW Capacity | Total rated capacity in megawatts for electricity-generating projects
Total LFG Flow to Project (mmscfd) | Total amount of landfill gas flowing to project in million standard cubic feet per day
End User(s) | Name of end user organization
Project Developer(s) | Name of project developer organization
Project Owner(s) | Name of project owner organization
Product Supplier(s) | Name of product supplier organization
Current Year Emission Reductions (MMTCO2e/yr) - Direct | Direct methane reductions by the energy project for the current year
Current Year Emission Reductions (MMTCO2e/yr) - Avoided | Avoided carbon dioxide emission reductions by the energy project for the current year