## Notes
HAP Emission Factors developed for the Mercury and Air Toxics (MATS) rule.
Based on MATS technical document providing the MATS Hg, acid gas and metal HAP Emissions:
http://www.epa.gov/ttn/atw/utility/mats_final_current_base_hap_inven.xlsx
Modified to add EIS ids and correct minor errors and remove data on one unit with more recent information.
Also modified to correct EF for Pb for units 3,4,5 at James River (Missouri) (August 27, 2012)
These emission factors are an interim result based on analysis available at the time of the final MATS rule. Continued analysis and inclusion of additional data is ongoing and will result in improvements and possible changes to these emission factors. Future EPA approved emission factors will be published in WebFIRE when complete and will be subject to public review and comment. Further, no conclusions should be made on the most effective control technologies based on the Hg or HCL bins, because analysis to resolve that particular question was not included in the work done to produce these emission factors. Nevertheless, these emission factors represent scientifically credible approaches and the best available factors based on the ICR data at the time of the MATS final rule.
Notes:
1-Boiler_List
Contains a merged list of the 1,500 boilers included on the original list provided by EPA and all boilers from the EGU ICR database.
Column N indicates which boilers were excluded (TRUE) from the emissions estimates used for the MATS rule. Depending upon the reason, they possibly should be included in the 2011 NEI
Column O provides notes as to why boilers were excluded.
2-Bin_Key
Contains the definition of the bins assigned to units and the avg emission factors used for each pollutant/bin combination for the untested units
3-Boiler_EFs_wEIS_IDs
Contains the emission factors for each of the 1,246 boilers based on the MATS test data and averaging routines (untested units)
Added EIS IDs (facility, unit and process) to show how the MATS emissions were assigned to facilities/units/processes for 2008.
where there are no values, it means we were unable to find the unit was not in operation in 2008.
Columns are provided to indicate if the emission factor used is a boiler-specific factor, site average factor, or bin average factor.
Some very minor errors were made in the original version of this workbook (http://www.epa.gov/ttn/atw/utility/mats_final_current_base_hap_inven.xlsx)
and are corrected here. (yellow highlighted cells). Also, we know of at least one facility with updated data/controls and we have removed the values for this unit (Cheswick Power Plant, CAMD Unit ID 3475)
4-Acid_Gas_Efstested and 5-Mercury_Efstested
Contains the boiler-specific emission factors from the EGU MACT ICR that were used to determine the facility and bin averages.
Note that the "exclude" column identifies the outliers determine from the EPA's Measurement Policy Group approach.
These values were only used at the boiler-specific level, not in determining bin emission factors.
6-As_Efstested,7-Cr_EFstested, and 8-Ni_EFstested
Contains unit-specific emission factors from the EGU MACT ICR that were used to deteremine the facility and bin averages
The "indicate outlier" column identifies the outliers

## 1-Boiler_List
Facility_ID_ORIS_ICR | ORIS_PL_MATS | Boiler_ID_ICR | Boiler_MATS | NEEDS_ID | CAMD_Unit_ID | Plant_Name | State | Generic_Fuel | Specific_Fuel | MATS | ICR | NEEDSv4_10 | Excluded | Notes
508 |  | 4 |  |  |  | Lamar Plant | CO | coal |  | FALSE | TRUE | FALSE | FALSE
594 |  | 2 |  |  |  | Indian River Generating Station | DE | coal |  | FALSE | TRUE | FALSE | FALSE
609 |  | PCC1 |  |  |  | Cape Canaveral | FL | oil |  | FALSE | TRUE | FALSE | FALSE
609 |  | PPC2 |  |  |  | Cape Canaveral | FL | oil |  | FALSE | TRUE | FALSE | FALSE
619 |  | PRV4 |  |  |  | Riviera | FL | oil |  | FALSE | TRUE | FALSE | FALSE
619 |  | PRV3 |  |  |  | Riviera | FL | oil |  | FALSE | TRUE | FALSE | FALSE
634 |  | 3 |  |  |  | Bartow Power Plant | FL | oil |  | FALSE | TRUE | FALSE | TRUE | Retired
634 |  | 2 |  |  |  | Bartow Power Plant | FL | oil |  | FALSE | TRUE | FALSE | TRUE | Retired
634 |  | 1 |  |  |  | Bartow Power Plant | FL | oil |  | FALSE | TRUE | FALSE | TRUE | Retired
727 |  | 3 |  |  |  | Mitchell | GA | coal |  | FALSE | TRUE | FALSE | FALSE
864 |  | 2 |  |  |  | Meredosia | IL | coal |  | FALSE | TRUE | FALSE | FALSE
864 |  | 3 |  |  |  | Meredosia | IL | coal |  | FALSE | TRUE | FALSE | FALSE
864 |  | 4 |  |  |  | Meredosia | IL | coal |  | FALSE | TRUE | FALSE | FALSE
864 |  | 1 |  |  |  | Meredosia | IL | coal |  | FALSE | TRUE | FALSE | FALSE
964 |  | 7 |  |  |  | Lakeside | IL | coal |  | FALSE | TRUE | FALSE | TRUE | Retired
964 |  | 8 |  |  |  | Lakeside | IL | coal |  | FALSE | TRUE | FALSE | TRUE | Retired
1004 |  | 7-1 |  |  |  | Edwardsport | IN | coal |  | FALSE | TRUE | FALSE | FALSE
1004 |  | 7-2 |  |  |  | Edwardsport | IN | coal |  | FALSE | TRUE | FALSE | FALSE
1004 |  | 6-1 |  |  |  | Edwardsport | IN | oil |  | FALSE | TRUE | FALSE | FALSE
1004 |  | 8-1 |  |  |  | Edwardsport | IN | coal |  | FALSE | TRUE | FALSE | FALSE
1058 |  | 2 |  |  |  | Sixth Street | IA | coal |  | FALSE | TRUE | FALSE | FALSE
1058 |  | 4 |  |  |  | Sixth Street | IA | coal |  | FALSE | TRUE | FALSE | FALSE
1058 |  | 3 |  |  |  | Sixth Street | IA | coal |  | FALSE | TRUE | FALSE | FALSE
1058 |  | 5 |  |  |  | Sixth Street | IA | coal |  | FALSE | TRUE | FALSE | FALSE
1073 |  | 1 |  |  |  | Prairie Creek | IA | coal |  | FALSE | TRUE | FALSE | TRUE | unit too small to be considered EGU
1073 |  | 2 |  |  |  | Prairie Creek | IA | coal |  | FALSE | TRUE | FALSE | TRUE | EPA directed to exclude this boiler due to size
1167 |  | 7 |  |  |  | Muscatine #1 | IA | coal |  | FALSE | TRUE | FALSE | FALSE
1218 |  | 1 |  |  |  | Fair Station | IA | coal |  | FALSE | TRUE | FALSE | FALSE
1613 |  | 8 |  |  |  | Somerset Station | MA | coal |  | FALSE | TRUE | FALSE | FALSE
1897 |  | 3 |  |  |  | Hibbard Energy Center | MN | coal |  | FALSE | TRUE | FALSE | FALSE
1897 |  | 4 |  |  |  | Hibbard Energy Center | MN | coal |  | FALSE | TRUE | FALSE | FALSE
2367 |  | 5 |  |  |  | SCHILLER | NH | biomass |  | FALSE | TRUE | FALSE | TRUE | Biomass boiler; not subject
2526 |  | 11 |  |  |  | AES Westover, LLC | NY | coal |  | FALSE | TRUE | FALSE | TRUE | Retired
2526 |  | 12 |  |  |  | AES Westover, LLC | NY | coal |  | FALSE | TRUE | FALSE | TRUE | Retired
2527 |  | 5 |  |  |  | AES Greenidge | NY | coal |  | FALSE | TRUE | FALSE | TRUE | Retired
2527 |  | 4 |  |  |  | AES Greenidge | NY | coal |  | FALSE | TRUE | FALSE | TRUE | Retired
2721 |  | 1 |  |  |  | Cliffside | NC | coal |  | FALSE | TRUE | FALSE | TRUE | Retired
2721 |  | 2 |  |  |  | Cliffside | NC | coal |  | FALSE | TRUE | FALSE | TRUE | Retired
2721 |  | 4 |  |  |  | Cliffside | NC | coal |  | FALSE | TRUE | FALSE | TRUE | Retired
2721 |  | 3 |  |  |  | Cliffside | NC | coal |  | FALSE | TRUE | FALSE | TRUE | Retired
2864 |  | 5 |  |  |  | R. E. Burger | OH | coal |  | FALSE | TRUE | FALSE | TRUE | Boiler was permanently disabled as of December 31, 2010, according to docket comment EPA-HQ-OAR-2009-0234-17718-A1
2864 |  | 6 |  |  |  | R. E. Burger | OH | coal |  | FALSE | TRUE | FALSE | FALSE
3159 |  | 1 |  |  |  | Cromby Generating Station | PA | coal |  | FALSE | TRUE | FALSE | TRUE | Retired
3161 |  | 1 |  |  |  | Eddystone Generating Station | PA | coal |  | FALSE | TRUE | FALSE | TRUE | Retired
3945 |  | 6 |  |  |  | Rivesville Power Station | WV | coal |  | FALSE | TRUE | FALSE | FALSE
3945 |  | 5 |  |  |  | Rivesville Power Station | WV | coal |  | FALSE | TRUE | FALSE | FALSE
3982 |  | 5 |  |  |  | Bay Front | WI | coal |  | FALSE | TRUE | FALSE | FALSE
3992 |  | 7 |  |  |  | Blount Street | WI | coal |  | FALSE | TRUE | FALSE | FALSE
4072 |  | 4 |  |  |  | Pulliam | WI | coal |  | FALSE | TRUE | FALSE | TRUE | Retired
4072 |  | 3 |  |  |  | Pulliam | WI | coal |  | FALSE | TRUE | FALSE | TRUE | Retired
6288 |  | 001 |  |  |  | Healy | AK | coal |  | FALSE | TRUE | FALSE | FALSE
10071 |  | 2C |  |  |  | Cogentrix Virginia Leasing Corporation | VA | coal |  | FALSE | TRUE | FALSE | TRUE | unit too small to be considered EGU
10071 |  | 1B |  |  |  | Cogentrix Virginia Leasing Corporation | VA | coal |  | FALSE | TRUE | FALSE | TRUE | unit too small to be considered EGU
10071 |  | 1C |  |  |  | Cogentrix Virginia Leasing Corporation | VA | coal |  | FALSE | TRUE | FALSE | TRUE | unit too small to be considered EGU
10071 |  | 1A |  |  |  | Cogentrix Virginia Leasing Corporation | VA | coal |  | FALSE | TRUE | FALSE | TRUE | unit too small to be considered EGU
10071 |  | 2A |  |  |  | Cogentrix Virginia Leasing Corporation | VA | coal |  | FALSE | TRUE | FALSE | TRUE | unit too small to be considered EGU
10071 |  | 2B |  |  |  | Cogentrix Virginia Leasing Corporation | VA | coal |  | FALSE | TRUE | FALSE | TRUE | unit too small to be considered EGU
10373 |  | CB1302 |  |  |  | Hanford | CA | petroleum coke |  | FALSE | TRUE | FALSE | FALSE
10377 |  | 2C |  |  |  | James River Cogeneration Co | VA | coal |  | FALSE | TRUE | FALSE | TRUE | unit too small to be considered EGU
10377 |  | 1A |  |  |  | James River Cogeneration Co | VA | coal |  | FALSE | TRUE | FALSE | TRUE | unit too small to be considered EGU
10377 |  | 1B |  |  |  | James River Cogeneration Co | VA | coal |  | FALSE | TRUE | FALSE | TRUE | unit too small to be considered EGU
10377 |  | 1C |  |  |  | James River Cogeneration Co | VA | coal |  | FALSE | TRUE | FALSE | TRUE | unit too small to be considered EGU
10377 |  | 2B |  |  |  | James River Cogeneration Co | VA | coal |  | FALSE | TRUE | FALSE | TRUE | unit too small to be considered EGU
10377 |  | 2A |  |  |  | James River Cogeneration Co | VA | coal |  | FALSE | TRUE | FALSE | TRUE | unit too small to be considered EGU
10676 |  | 5 |  |  |  | AES Beaver Valley | PA | coal |  | FALSE | TRUE | FALSE | FALSE
10743 |  | CFB2 |  |  |  | Morgantown Energy Facility | WV | coal |  | FALSE | TRUE | FALSE | FALSE
10743 |  | CFB1 |  |  |  | Morgantown Energy Facility | WV | coal |  | FALSE | TRUE | FALSE | FALSE
40429 |  | 23759 |  |  |  | Guam Power Authority | GU | oil |  | FALSE | TRUE | FALSE | FALSE
40429 |  | 23758 |  |  |  | Guam Power Authority | GU | oil |  | FALSE | TRUE | FALSE | FALSE
40430 |  | 1 |  |  |  | Tanguisson Power Plant | GU | oil |  | FALSE | TRUE | FALSE | FALSE
54081 |  | 3B |  |  |  | Spruance Genco, LLC | VA | coal |  | FALSE | TRUE | FALSE | FALSE
54081 |  | 4B |  |  |  | Spruance Genco, LLC | VA | coal |  | FALSE | TRUE | FALSE | FALSE
54081 |  | 4A |  |  |  | Spruance Genco, LLC | VA | coal |  | FALSE | TRUE | FALSE | FALSE
54081 |  | 3A |  |  |  | Spruance Genco, LLC | VA | coal |  | FALSE | TRUE | FALSE | FALSE
54238 |  | N64516 |  |  |  | Port of Stockton District Energy Facility | CA | coal |  | FALSE | TRUE | FALSE | FALSE
54238 |  | N64514 |  |  |  | Port of Stockton District Energy Facility | CA | coal |  | FALSE | TRUE | FALSE | FALSE
54626 |  | BL01 |  |  |  | Mt. Poso Cogeneration | CA | coal |  | FALSE | TRUE | FALSE | FALSE
54785 |  | 25 |  |  |  | Grays Ferry Cogen Partnership | PA | oil |  | FALSE | TRUE | FALSE | FALSE
56319 |  | 0001 |  |  |  | Wygen 2 | WY | coal |  | FALSE | TRUE | FALSE | FALSE
80001 |  | 13 |  |  |  | Randolph E. Harley Power Plant | VI | oil |  | FALSE | TRUE | FALSE | TRUE | boilers aren't large enough to be considered EGUs
3 | 3 | 2 | 2 | 3_B_2 | 2 | Barry | AL | coal | Bituminous | TRUE | TRUE | TRUE | FALSE
3 | 3 | 1 | 1 | 3_B_1 | 1 | Barry | AL | coal | Bituminous | TRUE | TRUE | TRUE | FALSE
3 | 3 | 5 | 5 | 3_B_5 | 5 | Barry | AL | coal | Bituminous | TRUE | TRUE | TRUE | FALSE
3 | 3 | 4 | 4 | 3_B_4 | 4 | Barry | AL | coal | Bituminous | TRUE | TRUE | TRUE | FALSE
3 | 3 | 3 | 3 | 3_B_3 | 3 | Barry | AL | coal | Bituminous | TRUE | TRUE | TRUE | FALSE
7 | 7 | 1 | 1 | 7_B_1 | 11 | Gadsden | AL | coal | Bituminous | TRUE | TRUE | TRUE | FALSE
7 | 7 | 2 | 2 | 7_B_2 | 12 | Gadsden | AL | coal | Bituminous | TRUE | TRUE | TRUE | FALSE
8 | 8 | 9 | 9 | 8_B_9 | 18 | Gorgas | AL | coal | Bituminous | TRUE | TRUE | TRUE | FALSE
8 | 8 | 8 | 8 | 8_B_8 | 17 | Gorgas | AL | coal | Bituminous | TRUE | TRUE | TRUE | FALSE
8 | 8 | 7 | 7 | 8_B_7 | 16 | Gorgas | AL | coal | Bituminous | TRUE | TRUE | TRUE | FALSE
8 | 8 | 6 | 6 | 8_B_6 | 15 | Gorgas | AL | coal | Bituminous | TRUE | TRUE | TRUE | FALSE
8 | 8 | 10 | 10 | 8_B_10 | 13 | Gorgas | AL | coal | Bituminous | TRUE | TRUE | TRUE | FALSE
10 | 10 | 1 | 1 | 10_B_1 | 19 | Greene County | AL | coal | Bituminous | TRUE | TRUE | TRUE | FALSE
10 | 10 | 2 | 2 | 10_B_2 | 20 | Greene County | AL | coal | Bituminous | TRUE | TRUE | TRUE | FALSE
26 | 26 | 5 | 5 | 26_B_5 | 34 | E. C. Gaston | AL | coal | Bituminous | TRUE | TRUE | TRUE | FALSE
26 | 26 | 4 | 4 | 26_B_4 | 33 | E. C. Gaston | AL | coal | Bituminous | TRUE | TRUE | TRUE | FALSE
26 | 26 | 3 | 3 | 26_B_3 | 32 | E. C. Gaston | AL | coal | Bituminous | TRUE | TRUE | TRUE | FALSE
26 | 26 | 2 | 2 | 26_B_2 | 31 | E. C. Gaston | AL | coal | Bituminous | TRUE | TRUE | TRUE | FALSE
26 | 26 | 1 | 1 | 26_B_1 | 30 | E. C. Gaston | AL | coal | Bituminous | TRUE | TRUE | TRUE | FALSE
47 | 47 | 1 | 1 | 47_B_1 | 35 | Colbert | AL | coal | Bituminous, Subbituminous | TRUE | TRUE | TRUE | FALSE
47 | 47 | 4 | 4 | 47_B_4 | 38 | Colbert | AL | coal | Bituminous, Subbituminous | TRUE | TRUE | TRUE | FALSE
47 | 47 | 5 | 5 | 47_B_5 | 39 | Colbert | AL | coal | Bituminous, Subbituminous | TRUE | TRUE | TRUE | FALSE
47 | 47 | 2 | 2 | 47_B_2 | 36 | Colbert | AL | coal | Bituminous, Subbituminous | TRUE | TRUE | TRUE | FALSE
47 | 47 | 3 | 3 | 47_B_3 | 37 | Colbert | AL | coal | Bituminous, Subbituminous | TRUE | TRUE | TRUE | FALSE
50 | 50 | 1 | 1 | 50_B_1 | 40 | Widows Creek | AL | coal | Bituminous, Subbituminous | TRUE | TRUE | TRUE | FALSE
50 | 50 | 2 | 2 | 50_B_2 | 41 | Widows Creek | AL | coal | Bituminous, Subbituminous | TRUE | TRUE | TRUE | FALSE
50 | 50 | 4 | 4 | 50_B_4 | 43 | Widows Creek | AL | coal | Bituminous, Subbituminous | TRUE | TRUE | TRUE | FALSE
50 | 50 | 8 | 8 | 50_B_8 | 47 | Widows Creek | AL | coal | Bituminous, Subbituminous | TRUE | TRUE | TRUE | FALSE
50 | 50 | 6 | 6 | 50_B_6 | 45 | Widows Creek | AL | coal | Bituminous, Subbituminous | TRUE | TRUE | TRUE | FALSE
50 | 50 | 7 | 7 | 50_B_7 | 46 | Widows Creek | AL | coal | Bituminous, Subbituminous | TRUE | TRUE | TRUE | FALSE
50 | 50 | 5 | 5 | 50_B_5 | 44 | Widows Creek | AL | coal | Bituminous, Subbituminous | TRUE | TRUE | TRUE | FALSE
50 | 50 | 3 | 3 | 50_B_3 | 42 | Widows Creek | AL | coal | Bituminous, Subbituminous | TRUE | TRUE | TRUE | FALSE
51 | 51 | 24641 | 1 | 51_B_1 | 48 | Dolet Hills | LA | coal | Lignite, Subbituminous | TRUE | TRUE | TRUE | FALSE
56 | 56 | 2 | 2 | 56_B_2 | 54 | Charles R. Lowman | AL | coal | Bituminous | TRUE | TRUE | TRUE | FALSE
56 | 56 | 3 | 3 | 56_B_3 | 55 | Charles R. Lowman | AL | coal | Bituminous | TRUE | TRUE | TRUE | FALSE
56 | 56 | 1 | 1 | 56_B_1 | 53 | Charles R. Lowman | AL | coal | Bituminous | TRUE | TRUE | TRUE | FALSE
59 | 59 | 1 | 1 | 59_B_1 | 56 | Platte | NE | coal | Subbituminous | TRUE | TRUE | TRUE | FALSE
| 60 |  | 2 | 60_B_2 |  | Whelan Energy Center | Nebraska | Coal | Subbituminous | TRUE | FALSE | FALSE | TRUE | Not in NEEDS 4.0 or 4.10; not in 2005 EIA
60 | 60 | 1 | 1 | 60_B_1 | 57 | Whelan Energy Center Unit 1 (WEC1) | NE | coal | Subbituminous | TRUE | TRUE | TRUE | FALSE
87 | 87 | 1 | 1 | 87_B_1 | 59 | Escalante | NM | coal | Subbituminous | TRUE | TRUE | TRUE | FALSE
108 | 108 | SGU1 | SGU1 | 108_B_SGU1 | 60 | HOLCOMB | KS | coal | Subbituminous | TRUE | TRUE | TRUE | FALSE
113 | 113 | 2 | 2 | 113_B_2 | 63 | Cholla | AZ | coal | Bituminous, Subbituminous | TRUE | TRUE | TRUE | FALSE
113 | 113 | 1 | 1 | 113_B_1 | 62 | Cholla | AZ | coal | Bituminous, Subbituminous | TRUE | TRUE | TRUE | FALSE
113 | 113 | 3 | 3 | 113_B_3 | 64 | Cholla | AZ | coal | Bituminous, Subbituminous | TRUE | TRUE | TRUE | FALSE
113 | 113 | 4 | 4 | 113_B_4 | 65 | Cholla | AZ | coal | Bituminous, Subbituminous | TRUE | TRUE | TRUE | FALSE
| 116 |  | 1 | 116_B_1 | 66 | Ocotillo | Arizona | Oil | Natural Gas, Distillate Fuel Oil, Residual Fuel Oil | TRUE | FALSE | FALSE | TRUE | 2005 EIA, NG/DFO
| 116 |  | 2 | 116_B_2 | 67 | Ocotillo | Arizona | Oil | Natural Gas, Distillate Fuel Oil, Residual Fuel Oil | TRUE | FALSE | FALSE | TRUE | 2005 EIA, NG/DFO
| 118 |  | 1 | 118_B_1 | 72 | Saguaro | Arizona | Oil | Natural Gas, Distillate Fuel Oil, Residual Fuel Oil | TRUE | FALSE | FALSE | TRUE | 2005 EIA, NG/RFO
| 118 |  | 2 | 118_B_2 | 73 | Saguaro | Arizona | Oil | Natural Gas, Distillate Fuel Oil, Residual Fuel Oil | TRUE | FALSE | FALSE | TRUE | 2005 EIA, NG/RFO
| 120 |  | 1 | 120_B_1 | 74 | Yucca | Arizona | Oil | Natural Gas, Distillate Fuel Oil, Residual Fuel Oil | TRUE | FALSE | FALSE | TRUE | 2005 EIA, no fuel
| 126 |  | 4 | 126_B_4 | 80 | H Wilson Sundt Generating Station | Arizona | Coal | Bituminous, Subbituminous | TRUE | FALSE | TRUE | FALSE | Is in NEEDS 4.0 and 4.10 BIT; is in 2005 EIA prim fuel = BIT/SUB
| 126 |  | 1 | 126_B_1 | 77 | H Wilson Sundt Generating Station | Arizona | Oil | Natural Gas, Residual Fuel Oil | TRUE | FALSE | FALSE | TRUE | 2005 EIA, NG/RFO
| 126 |  | 3 | 126_B_3 | 79 | H Wilson Sundt Generating Station | Arizona | Oil | Natural Gas, Residual Fuel Oil | TRUE | FALSE | FALSE | TRUE | 2005 EIA, NG/RFO
| 126 |  | 2 | 126_B_2 | 78 | H Wilson Sundt Generating Station | Arizona | Oil | Natural Gas, Residual Fuel Oil | TRUE | FALSE | FALSE | TRUE | 2005 EIA, NG/RFO
127 | 127 | 1 | 1 | 127_B_1 | 81 | Oklaunion | TX | coal | Subbituminous | TRUE | TRUE | TRUE | FALSE
130 | 130 | 1 | 1 | 130_B_1 | 82 | Cross | SC | coal | Bituminous | TRUE | TRUE | TRUE | FALSE
130 | 130 | 3 | 3 | 130_B_3 | 89490 | Cross | SC | coal | Bituminous | TRUE | TRUE | TRUE | FALSE
130 | 130 | 4 | 4 | 130_B_4 | 89491 | Cross | SC | coal | Bituminous | TRUE | TRUE | TRUE | FALSE
130 | 130 | 2 | 2 | 130_B_2 | 83 | Cross | SC | coal | Bituminous | TRUE | TRUE | TRUE | FALSE
136 | 136 | 1 | 1 | 136_B_1 | 84 | Seminole Generating Station | FL | coal | Bituminous | TRUE | TRUE | TRUE | FALSE
136 | 136 | 2 | 2 | 136_B_2 | 85 | Seminole Generating Station | FL | coal | Bituminous | TRUE | TRUE | TRUE | FALSE
| 141 |  | 3 | 141_B_3 | 88 | Agua Fria | Arizona | Oil | Natural Gas, Distillate Fuel Oil | TRUE | FALSE | FALSE | TRUE | 2005 EIA, NG/DFO
| 141 |  | 1 | 141_B_1 | 86 | Agua Fria | Arizona | Oil | Natural Gas, Distillate Fuel Oil | TRUE | FALSE | FALSE | TRUE | 2005 EIA, NG/DFO
| 141 |  | 2 | 141_B_2 | 87 | Agua Fria | Arizona | Oil | Natural Gas, Distillate Fuel Oil | TRUE | FALSE | FALSE | TRUE | 2005 EIA, NG/DFO
| 147 |  | K-1 | 147_B_K-1 | 89 | Kyrene | Arizona | Oil | Natural Gas, Distillate Fuel Oil | TRUE | FALSE | FALSE | TRUE | 2005 EIA, NG/DFO
| 147 |  | K-2 | 147_B_K-2 | 90 | Kyrene | Arizona | Oil | Natural Gas, Distillate Fuel Oil | TRUE | FALSE | FALSE | TRUE | 2005 EIA, NG/DFO
160 | 160 | 2 | 2 | 160_B_2 | 93 | Apache Station | AZ | coal | Bituminous, Subbituminous | TRUE | TRUE | TRUE | FALSE
160 | 160 | 3 | 3 | 160_B_3 | 94 | Apache Station | AZ | coal | Bituminous, Subbituminous | TRUE | TRUE | TRUE | FALSE
165 | 165 | 2 | 2 | 165_B_2 | 96 | GRDA | OK | coal | Bituminous, Subbituminous | TRUE | TRUE | TRUE | FALSE
165 | 165 | 1 | 1 | 165_B_1 | 95 | GRDA | OK | coal | Bituminous, Subbituminous | TRUE | TRUE | TRUE | FALSE
| 168 |  | 2 | 168_B_2 | 101 | Hamilton Moses | Arkansas | Oil | Natural Gas, Residual Fuel Oil | TRUE | FALSE | FALSE | TRUE | 2005 EIA, NG/RFO
| 168 |  | 1 | 168_B_1 | 100 | Hamilton Moses | Arkansas | Oil | Natural Gas, Residual Fuel Oil | TRUE | FALSE | FALSE | TRUE | 2005 EIA, NG/RFO
| 169 |  | 1 | 169_B_1 | 102 | Harvey Couch | Arkansas | Oil | Natural Gas, Residual Fuel Oil | TRUE | FALSE | FALSE | TRUE | 2005 EIA, NG/RFO
| 169 |  | 2 | 169_B_2 | 103 | Harvey Couch | Arkansas | Oil | Natural Gas, Residual Fuel Oil | TRUE | FALSE | FALSE | TRUE | 2005 EIA, NG/RFO
| 202 |  | 01 | 202_B_01 | 111 | Carl Bailey | Arkansas | Oil | Natural Gas, Residual Fuel Oil | TRUE | FALSE | FALSE | TRUE | 2005 EIA, NG/RFO
| 203 |  | 01 | 203_B_01 | 112 | McClellan | Arkansas | Oil | Natural Gas, Residual Fuel Oil | TRUE | FALSE | FALSE | TRUE | 2005 EIA, NG/RFO
207 | 207 | PPBoiler1 | 1 | 207_B_1 | 113 | St Johns River Power Park | FL | coal | Bituminous | TRUE | TRUE | TRUE | FALSE
207 | 207 | PPBoiler2 | 2 | 207_B_2 | 114 | St Johns River Power Park | FL | coal | Bituminous | TRUE | TRUE | TRUE | FALSE
| 246 |  | 2 | 246_B_2 | 131 | Humboldt Bay | California | Oil | Natural Gas, Residual Fuel Oil | TRUE | FALSE | FALSE | TRUE | 2005 EIA, NG/RFO
| 246 |  | 1 | 246_B_1 | 130 | Humboldt Bay | California | Oil | Natural Gas, Residual Fuel Oil | TRUE | FALSE | FALSE | TRUE | 2005 EIA, NG/RFO
| 273 |  | 3-1 | 273_B_3-1 | 175 | Potrero Power | California | Oil | Natural Gas, Residual Fuel Oil | TRUE | FALSE | FALSE | TRUE | 2005 EIA, NG/RFO
298 | 298 | LIM2 | LIM2 | 298_B_LIM2 | 177 | Limestone | TX | coal | Lignite, Subbituminous | TRUE | TRUE | TRUE | FALSE
298 | 298 | LIM1 | LIM1 | 298_B_LIM1 | 176 | Limestone | TX | coal | Lignite, Subbituminous | TRUE | TRUE | TRUE | FALSE
| 302 |  | 1 | 302_B_1 | 178 | Encina | California | Oil | Natural Gas, Residual Fuel Oil | TRUE | FALSE | FALSE | TRUE | 2005 EIA, NG/RFO
| 302 |  | 2 | 302_B_2 | 179 | Encina | California | Oil | Natural Gas, Residual Fuel Oil | TRUE | FALSE | FALSE | TRUE | 2005 EIA, NG/RFO
| 302 |  | 3 | 302_B_3 | 180 | Encina | California | Oil | Natural Gas, Residual Fuel Oil | TRUE | FALSE | FALSE | TRUE | 2005 EIA, NG/RFO
| 302 |  | 4 | 302_B_4 | 181 | Encina | California | Oil | Natural Gas, Residual Fuel Oil | TRUE | FALSE | FALSE | TRUE | 2005 EIA, NG/RFO
| 302 |  | 5 | 302_B_5 | 182 | Encina | California | Oil | Natural Gas, Residual Fuel Oil | TRUE | FALSE | FALSE | TRUE | 2005 EIA, NG/RFO
| 310 |  | 2 | 310_B_2 | 190 | South Bay Power Plant | California | Oil | Natural Gas, Residual Fuel Oil | TRUE | FALSE | FALSE | TRUE | 2005 EIA, NG/RFO
| 310 |  | 1 | 310_B_1 | 189 | South Bay Power Plant | California | Oil | Natural Gas, Residual Fuel Oil | TRUE | FALSE | FALSE | TRUE | 2005 EIA, NG/RFO
| 310 |  | 4 | 310_B_4 | 192 | South Bay Power Plant | California | Oil | Natural Gas, Residual Fuel Oil | TRUE | FALSE | FALSE | TRUE | 2005 EIA, NG/RFO
| 310 |  | 3 | 310_B_3 | 191 | South Bay Power Plant | California | Oil | Natural Gas, Residual Fuel Oil | TRUE | FALSE | FALSE | TRUE | 2005 EIA, NG/RFO
| 329 |  | 2 | 329_B_2 | 206 | Coolwater | California | Oil | Natural Gas, Distillate Fuel Oil | TRUE | FALSE | FALSE | TRUE | 2005 EIA, NG only
| 329 |  | 1 | 329_B_1 | 205 | Coolwater | California | Oil | Natural Gas, Distillate Fuel Oil | TRUE | FALSE | FALSE | TRUE | 2005 EIA, NG only
| 377 |  | 5 | 377_B_5 | 249 | Grayson | California | Oil | Natural Gas, Distillate Fuel Oil | TRUE | FALSE | FALSE | TRUE | 2005 EIA, NG/LFG
384 | 384 | 81 | 81 | 384_B_81 | 252 | Joliet 29 | IL | coal | Subbituminous | TRUE | TRUE | TRUE | FALSE
384 | 384 | 71 | 71 | 384_B_71 | 250 | Joliet 29 | IL | coal | Subbituminous | TRUE | TRUE | TRUE | FALSE
384 | 384 | 82 | 82 | 384_B_82 | 253 | Joliet 29 | IL | coal | Subbituminous | TRUE | TRUE | TRUE | FALSE
384 | 384 | 72 | 72 | 384_B_72 | 251 | Joliet 29 | IL | coal | Subbituminous | TRUE | TRUE | TRUE | FALSE
| 389 |  | 4 | 389_B_4 | 257 | El Centro | California | Oil | Natural Gas, Residual Fuel Oil | TRUE | FALSE | FALSE | TRUE | 2005 EIA, NG/RFO
| 389 |  | 3 | 389_B_3 | 256 | El Centro | California | Oil | Natural Gas, Residual Fuel Oil | TRUE | FALSE | FALSE | TRUE | 2005 EIA, NG/RFO
| 400 |  | 1 | 400_B_1 | 271 | Haynes | California | Oil | Natural Gas, Residual Fuel Oil | TRUE | FALSE | FALSE | TRUE | 2005 EIA, NG/RFO
| 400 |  | 2 | 400_B_2 | 272 | Haynes | California | Oil | Natural Gas, Residual Fuel Oil | TRUE | FALSE | FALSE | TRUE | 2005 EIA, NG/RFO
| 400 |  | 5 | 400_B_5 | 275 | Haynes | California | Oil | Natural Gas, Residual Fuel Oil | TRUE | FALSE | FALSE | TRUE | 2005 EIA, NG/RFO
| 400 |  | 6 | 400_B_6 | 276 | Haynes | California | Oil | Natural Gas, Residual Fuel Oil | TRUE | FALSE | FALSE | TRUE | 2005 EIA, NG/RFO
| 404 |  | 2 | 404_B_2 | 278 | Scattergood | California | Oil | Natural Gas, Residual Fuel Oil | TRUE | FALSE | FALSE | TRUE | 2005 EIA, NG only
| 404 |  | 1 | 404_B_1 | 277 | Scattergood | California | Oil | Natural Gas, Residual Fuel Oil | TRUE | FALSE | FALSE | TRUE | 2005 EIA, NG only
465 | 465 | 4 | 4 | 465_B_4 | 293 | Arapahoe | CO | coal | Subbituminous | TRUE | TRUE | TRUE | FALSE
465 | 465 | 3 | 3 | 465_B_3 | 292 | Arapahoe | CO | coal | Subbituminous | TRUE | TRUE | TRUE | FALSE
469 | 469 | 4 | 4 | 469_B_4 | 298 | Cherokee | CO | coal | Bituminous, Subbituminous | TRUE | TRUE | TRUE | FALSE
469 | 469 | 3 | 3 | 469_B_3 | 297 | Cherokee | CO | coal | Bituminous, Subbituminous | TRUE | TRUE | TRUE | FALSE
469 | 469 | 2 | 2 | 469_B_2 | 296 | Cherokee | CO | coal | Bituminous, Subbituminous | TRUE | TRUE | TRUE | FALSE
469 | 469 | 1 | 1 | 469_B_1 | 295 | Cherokee | CO | coal | Bituminous, Subbituminous | TRUE | TRUE | TRUE | FALSE
470 | 470 | 2 | 2 | 470_B_2 | 300 | Comanche | CO | coal | Subbituminous | TRUE | TRUE | TRUE | FALSE
470 | 470 | 1 | 1 | 470_B_1 | 299 | Comanche | CO | coal | Subbituminous | TRUE | TRUE | TRUE | FALSE
470 | 470 | 3 | 3 | 470_B_3 |  | Comanche | CO | coal | Subbituminous | TRUE | TRUE | TRUE | FALSE
477 | 477 | 5 | 5 | 477_B_5 | 309 | Valmont | CO | coal | Bituminous, Subbituminous | TRUE | TRUE | TRUE | FALSE
| 478 |  | 1 | 478_B_1 | 310 | Zuni | Colorado | Oil | Natural Gas, Residual Fuel Oil | TRUE | FALSE | FALSE | TRUE | 2005 EIA, NG/RFO
| 478 |  | 3 | 478_B_3 | 312 | Zuni | Colorado | Oil | Natural Gas, Residual Fuel Oil | TRUE | FALSE | FALSE | TRUE | 2005 EIA, NG/RFO
492 | 492 | 6 | 6 | 492_B_6 | 314 | Martin Drake | CO | coal | Bituminous, Subbituminous | TRUE | TRUE | TRUE | FALSE
492 | 492 | 7 | 7 | 492_B_7 | 315 | Martin Drake | CO | coal | Bituminous, Subbituminous | TRUE | TRUE | TRUE | FALSE
492 | 492 | 5 | 5 | 492_B_5 | 313 | Martin Drake | CO | coal | Bituminous, Subbituminous | TRUE | TRUE | TRUE | FALSE
525 | 525 | 1 | H1 | 525_B_H1 | 317 | Hayden | CO | coal | Bituminous, Subbituminous | TRUE | TRUE | TRUE | FALSE
525 | 525 | 2 | H2 | 525_B_H2 | 318 | Hayden | CO | coal | Bituminous, Subbituminous | TRUE | TRUE | TRUE | FALSE
527 | 527 | 1 | 1 | 527_B_1 | 319 | Nucla | CO | coal | Bituminous | TRUE | TRUE | TRUE | FALSE
546 | 546 | 5 | 5 | 546_B_5 | 343 | Montville Station | CT | oil | Natural Gas, Residual Fuel Oil | TRUE | TRUE | TRUE | FALSE | Is in NEEDS 4.0 and 4.10 NG; is in 2005 EIA prim fuel = RFO/NG
546 | 546 | 6 | 6 | 546_B_6 | 344 | Montville Station | CT | oil | Residual Fuel Oil | TRUE | TRUE | TRUE | FALSE
548 | 548 | 1 | 1 | 548_B_1 | 345 | Norwalk - Norwalk Power LLC | CT | oil | Distillate Fuel Oil, Residual Fuel Oil | TRUE | TRUE | TRUE | FALSE
548 | 548 | 2 | 2 | 548_B_2 | 347 | Norwalk - Norwalk Power LLC | CT | oil | Distillate Fuel Oil, Residual Fuel Oil | TRUE | TRUE | TRUE | FALSE
| 562 |  | 3 | 562_B_3 | 354 | Middletown | Connecticut | Oil | Natural Gas, Residual Fuel Oil | TRUE | FALSE | FALSE | TRUE | 2005 EIA, NG/RFO
562 | 562 | 4 | 4 | 562_B_4 | 355 | Middletown | CT | oil | Residual Fuel Oil | TRUE | TRUE | TRUE | FALSE
562 | 562 | 2 | 2 | 562_B_2 | 353 | Middletown | CT | oil | Natural Gas, Residual Fuel Oil | TRUE | TRUE | TRUE | FALSE | Is in NEEDS 4.0 and 4.10 NG; is in 2005 EIA prim fuel = RFO/NG
564 | 564 | 2 | 2 | 564_B_2 | 369 | Stanton Energy Center | FL | coal | Bituminous | TRUE | TRUE | TRUE | FALSE
564 | 564 | 1 | 1 | 564_B_1 | 368 | Stanton Energy Center | FL | coal | Bituminous | TRUE | TRUE | TRUE | FALSE
568 | 568 | BHB2 | BHB2 | 568_B_BHB2 | 372 | Bridgeport Station | CT | oil | Residual Fuel Oil | TRUE | TRUE | TRUE | FALSE
568 | 568 | BHB3 | BHB3 | 568_B_BHB3 | 373 | Bridgeport Station | CT | coal | Bituminous, Subbituminous | TRUE | TRUE | TRUE | FALSE
593 | 593 | 3 | 3 | 593_B_3 | 382 | Edge Moor | DE | coal | Bituminous | TRUE | TRUE | TRUE | FALSE
593 | 593 | 4 | 4 | 593_B_4 | 383 | Edge Moor | DE | coal | Bituminous | TRUE | TRUE | TRUE | FALSE
593 | 593 | 5 | 5 | 593_B_5 | 384 | Edge Moor | DE | oil | Natural Gas, Residual Fuel Oil | TRUE | TRUE | TRUE | FALSE | Is in NEEDS 4.0 and 4.10 NG; is in 2005 EIA prim fuel = RFO/NG
594 | 594 | 3 | 3 | 594_B_3 | 388 | Indian River Generating Station | DE | coal | Bituminous, Subbituminous | TRUE | TRUE | TRUE | FALSE
594 | 594 | 4 | 4 | 594_B_4 | 389 | Indian River Generating Station | DE | coal | Bituminous | TRUE | TRUE | TRUE | FALSE
599 | 599 | No. 3 | 3 | 599_B_3 | 394 | McKee Run Generating Station | DE | oil | Natural Gas, Distillate Fuel Oil | TRUE | TRUE | TRUE | FALSE | Is in NEEDS 4.0 and 4.10 NG; is in 2005 EIA prim fuel = RFO/NG
602 | 602 | 1 | 1 | 602_B_1 | 395 | Brandon Shores | MD | coal | Bituminous | TRUE | TRUE | TRUE | FALSE
602 | 602 | 2 | 2 | 602_B_2 | 396 | Brandon Shores | MD | coal | Bituminous | TRUE | TRUE | TRUE | FALSE
603 | 603 | 16 | 16 | 603_B_16 | 398 | Benning | DC | oil | Distillate Fuel Oil | TRUE | TRUE | TRUE | FALSE
603 | 603 | 15 | 15 | 603_B_15 | 397 | Benning | DC | oil | Distillate Fuel Oil | TRUE | TRUE | TRUE | FALSE
617 | 617 | PPE4 | PPE4 | 617_B_PPE4 | 422 | Port Everglades | FL | oil | Natural Gas, Residual Fuel Oil | TRUE | TRUE | TRUE | FALSE | Is in NEEDS 4.0 and 4.10 NG; is in 2005 EIA prim fuel = RFO/NG
617 | 617 | PPE1 | PPE1 | 617_B_PPE1 | 419 | Port Everglades | FL | oil | Natural Gas, Residual Fuel Oil | TRUE | TRUE | TRUE | FALSE | Is in NEEDS 4.0 and 4.10 NG; is in 2005 EIA prim fuel = RFO/NG
617 | 617 | PPE3 | PPE3 | 617_B_PPE3 | 421 | Port Everglades | FL | oil | Natural Gas, Residual Fuel Oil | TRUE | TRUE | TRUE | FALSE | Is in NEEDS 4.0 and 4.10 NG; is in 2005 EIA prim fuel = RFO/NG
617 | 617 | PPE2 | PPE2 | 617_B_PPE2 | 420 | Port Everglades | FL | oil | Natural Gas, Residual Fuel Oil | TRUE | TRUE | TRUE | FALSE | Is in NEEDS 4.0 and 4.10 NG; is in 2005 EIA prim fuel = RFO/NG
620 | 620 | PSN3 | PSN3 | 620_B_PSN3 | 426 | Sanford | FL | oil | Natural Gas, Residual Fuel Oil | TRUE | TRUE | TRUE | FALSE | Is in NEEDS 4.0 and 4.10 NG; is in 2005 EIA prim fuel = RFO/NG
621 | 621 | PTF2 | PTP2 | 621_B_PTP2 | 438 | Turkey Point | FL | oil | Natural Gas, Residual Fuel Oil | TRUE | TRUE | TRUE | FALSE | Is in NEEDS 4.0 and 4.10 NG; is in 2005 EIA prim fuel = RFO/NG
621 | 621 | PTF1 | PTP1 | 621_B_PTP1 | 437 | Turkey Point | FL | oil | Natural Gas, Residual Fuel Oil | TRUE | TRUE | TRUE | FALSE | Is in NEEDS 4.0 and 4.10 NG; is in 2005 EIA prim fuel = RFO/NG
628 | 628 | 5 | 5 | 628_B_5 | 443 | Crystal River Power Plant | FL | coal | Bituminous, Subbituminous | TRUE | TRUE | TRUE | FALSE
628 | 628 | 4 | 4 | 628_B_4 | 442 | Crystal River Power Plant | FL | coal | Bituminous, Subbituminous | TRUE | TRUE | TRUE | FALSE
628 | 628 | 1 | 1 | 628_B_1 | 440 | Crystal River Power Plant | FL | coal | Bituminous, Subbituminous | TRUE | TRUE | TRUE | FALSE
628 | 628 | 2 | 2 | 628_B_2 | 441 | Crystal River Power Plant | FL | coal | Bituminous, Subbituminous | TRUE | TRUE | TRUE | FALSE
638 | 638 | 2 | 2 | 638_B_2 | 454 | Suwannee River Plant | FL | oil | Natural Gas, Residual Fuel Oil | TRUE | TRUE | TRUE | FALSE | Is in NEEDS 4.0 and 4.10 NG; is in 2005 EIA prim fuel = RFO/DFO
638 | 638 | 1 | 1 | 638_B_1 | 453 | Suwannee River Plant | FL | oil | Natural Gas, Residual Fuel Oil | TRUE | TRUE | TRUE | FALSE | Is in NEEDS 4.0 and 4.10 NG; is in 2005 EIA prim fuel = RFO
638 | 638 | 3 | 3 | 638_B_3 | 455 | Suwannee River Plant | FL | oil | Natural Gas, Residual Fuel Oil | TRUE | TRUE | TRUE | FALSE | Is in NEEDS 4.0 and 4.10 NG; is in 2005 EIA prim fuel = RFO/DFO/NG
641 | 641 | 7 | 7 | 641_B_7 | 462 | Crist | FL | coal | Bituminous | TRUE | TRUE | TRUE | FALSE
641 | 641 | 6 | 6 | 641_B_6 | 461 | Crist | FL | coal | Bituminous | TRUE | TRUE | TRUE | FALSE
641 | 641 | 4 | 4 | 641_B_4 | 459 | Crist | FL | coal | Bituminous | TRUE | TRUE | TRUE | FALSE
641 | 641 | 5 | 5 | 641_B_5 | 460 | Crist | FL | coal | Bituminous | TRUE | TRUE | TRUE | FALSE
642 | 642 | 2 | 2 | 642_B_2 | 464 | Scholz | FL | coal | Bituminous | TRUE | TRUE | TRUE | FALSE
642 | 642 | 1 | 1 | 642_B_1 | 463 | Scholz | FL | coal | Bituminous | TRUE | TRUE | TRUE | FALSE
643 | 643 | 2 | 2 | 643_B_2 | 466 | Lansing Smith | FL | coal | Bituminous | TRUE | TRUE | TRUE | FALSE
643 | 643 | 1 | 1 | 643_B_1 | 465 | Lansing Smith | FL | coal | Bituminous | TRUE | TRUE | TRUE | FALSE
645 | 645 | 4 | BB04 | 645_B_BB04 | 470 | Big Bend | FL | coal | Bituminous, Subbituminous | TRUE | TRUE | TRUE | FALSE
645 | 645 | 3 | BB03 | 645_B_BB03 | 469 | Big Bend | FL | coal | Bituminous, Subbituminous | TRUE | TRUE | TRUE | FALSE
645 | 645 | 2 | BB02 | 645_B_BB02 | 468 | Big Bend | FL | coal | Bituminous, Subbituminous | TRUE | TRUE | TRUE | FALSE
645 | 645 | 1 | BB01 | 645_B_BB01 | 467 | Big Bend | FL | coal | Bituminous, Subbituminous | TRUE | TRUE | TRUE | FALSE
| 663 |  | B1 | 663_B_B1 | 486 | Deerhaven Generating Station | Florida | Oil | Natural Gas, Residual Fuel Oil | TRUE | FALSE | FALSE | TRUE | 2005 EIA, NG/RFO
663 | 663 | B-2 | B2 | 663_B_B2 | 487 | Deerhaven Generating Station | FL | coal | Bituminous | TRUE | TRUE | TRUE | FALSE
667 | 667 | 1A | 1 | 667_B_1 | 497 | Northside Generating Station | FL | petroleum coke | Petroleum Coke | TRUE | TRUE | TRUE | FALSE
667 | 667 | 2A | 2 | 667_B_2 | 499 | Northside Generating Station | FL | petroleum coke | Petroleum Coke | TRUE | TRUE | TRUE | FALSE
667 | 667 | 3 | 3 | 667_B_3 | 500 | Northside Generating Station | FL | oil | Natural Gas, Residual Fuel Oil | TRUE | TRUE | TRUE | FALSE | Is in NEEDS 4.0 and 4.10 NG; is in 2005 EIA prim fuel = RFO/NG
| 675 |  | 7 | 675_B_7 | 511 | Larsen Memorial | Florida | Oil | Natural Gas, Residual Fuel Oil | TRUE | FALSE | FALSE | TRUE | 2005 EIA, no fuel
676 | 676 | 3 | 3 | 676_B_3 | 514 | C D McIntosh Jr | FL | coal | Bituminous | TRUE | TRUE | TRUE | FALSE
676 | 676 | 1 | 1 | 676_B_1 | 512 | C D McIntosh Jr | FL | oil | Natural Gas, Residual Fuel Oil | TRUE | TRUE | TRUE | FALSE | Is in NEEDS 4.0 and 4.10 NG; is in 2005 EIA prim fuel = NG/RFO
676 | 676 | 2 | 2 | 676_B_2 | 513 | C D McIntosh Jr | FL | oil | Natural Gas, Residual Fuel Oil | TRUE | TRUE | TRUE | FALSE | Is in NEEDS 4.0 and 4.10 NG; is in 2005 EIA prim fuel = NG/RFO
| 688 |  | 1 | 688_B_1 | 518 | Arvah B Hopkins | Florida | Oil | Natural Gas, Residual Fuel Oil | TRUE | FALSE | FALSE | TRUE | 2005 EIA, NG/RFO
| 693 |  | 4 | 693_B_4 | 524 | Vero Beach Municipal Power Plant | Florida | Oil | Natural Gas, Residual Fuel Oil | TRUE | FALSE | FALSE | TRUE | 2005 EIA, NG/RFO
| 693 |  | 3 | 693_B_3 | 523 | Vero Beach Municipal Power Plant | Florida | Oil | Natural Gas, Residual Fuel Oil | TRUE | FALSE | FALSE | TRUE | 2005 EIA, NG/RFO
703 | 703 | 3 | 3BLR | 703_B_3BLR | 536 | Bowen | GA | coal | Bituminous | TRUE | TRUE | TRUE | FALSE
703 | 703 | 4 | 4BLR | 703_B_4BLR | 537 | Bowen | GA | coal | Bituminous | TRUE | TRUE | TRUE | FALSE
703 | 703 | 1 | 1BLR | 703_B_1BLR | 534 | Bowen | GA | coal | Bituminous | TRUE | TRUE | TRUE | FALSE
703 | 703 | 2 | 2BLR | 703_B_2BLR | 535 | Bowen | GA | coal | Bituminous | TRUE | TRUE | TRUE | FALSE
708 | 708 | 1 | 1 | 708_B_1 | 538 | Hammond | GA | coal | Bituminous | TRUE | TRUE | TRUE | FALSE
708 | 708 | 2 | 2 | 708_B_2 | 539 | Hammond | GA | coal | Bituminous | TRUE | TRUE | TRUE | FALSE
708 | 708 | 4 | 4 | 708_B_4 | 541 | Hammond | GA | coal | Bituminous | TRUE | TRUE | TRUE | FALSE
708 | 708 | 3 | 3 | 708_B_3 | 540 | Hammond | GA | coal | Bituminous | TRUE | TRUE | TRUE | FALSE
709 | 709 | 4 | 4 | 709_B_4 | 545 | Harllee Branch | GA | coal | Bituminous | TRUE | TRUE | TRUE | FALSE
709 | 709 | 3 | 3 | 709_B_3 | 544 | Harllee Branch | GA | coal | Bituminous | TRUE | TRUE | TRUE | FALSE
709 | 709 | 1 | 1 | 709_B_1 | 542 | Harllee Branch | GA | coal | Bituminous | TRUE | TRUE | TRUE | FALSE
709 | 709 | 2 | 2 | 709_B_2 | 543 | Harllee Branch | GA | coal | Bituminous | TRUE | TRUE | TRUE | FALSE
710 | 710 | MB2 | MB2 | 710_B_MB2 | 547 | Jack McDonough | GA | coal | Bituminous | TRUE | TRUE | TRUE | TRUE | Retired
710 | 710 | MB1 | MB1 | 710_B_MB1 | 546 | Jack McDonough | GA | coal | Bituminous | TRUE | TRUE | TRUE | FALSE
715 | 715 | 1 | 1 | 715_B_1 | 548 | McManus | GA | oil | Distillate Fuel Oil, Residual Fuel Oil | TRUE | TRUE | TRUE | FALSE
715 | 715 | 2 | 2 | 715_B_2 | 549 | McManus | GA | oil | Distillate Fuel Oil, Residual Fuel Oil | TRUE | TRUE | TRUE | FALSE
728 | 728 | Y5BR | Y5BR | 728_B_Y5BR | 555 | Yates | GA | coal | Bituminous | TRUE | TRUE | TRUE | FALSE
728 | 728 | Y4BR | Y4BR | 728_B_Y4BR | 554 | Yates | GA | coal | Bituminous | TRUE | TRUE | TRUE | FALSE
728 | 728 | Y3BR | Y3BR | 728_B_Y3BR | 553 | Yates | GA | coal | Bituminous | TRUE | TRUE | TRUE | FALSE
728 | 728 | Y6BR | Y6BR | 728_B_Y6BR | 556 | Yates | GA | coal | Bituminous | TRUE | TRUE | TRUE | FALSE
728 | 728 | Y7BR | Y7BR | 728_B_Y7BR | 557 | Yates | GA | coal | Bituminous | TRUE | TRUE | TRUE | FALSE
728 | 728 | Y2BR | Y2BR | 728_B_Y2BR | 552 | Yates | GA | coal | Bituminous | TRUE | TRUE | TRUE | FALSE
728 | 728 | Y1BR | Y1BR | 728_B_Y1BR | 551 | Yates | GA | coal | Bituminous | TRUE | TRUE | TRUE | FALSE
| 733 |  | 4 | 733_B_4 | 561 | Kraft | Georgia | Oil | Natural Gas, Residual Fuel Oil | TRUE | FALSE | FALSE | TRUE | 2005 EIA, RFO/NG
733 | 733 | 2 | 2 | 733_B_2 | 559 | Kraft | GA | coal | Bituminous | TRUE | TRUE | TRUE | FALSE
733 | 733 | 1 | 1 | 733_B_1 | 558 | Kraft | GA | coal | Bituminous | TRUE | TRUE | TRUE | FALSE
733 | 733 | 3 | 3 | 733_B_3 | 560 | Kraft | GA | coal | Bituminous | TRUE | TRUE | TRUE | FALSE
764 | 764 | 16 | 16 | 764_B_16 |  | Honolulu | HI | oil | Residual Fuel Oil | TRUE | TRUE | TRUE | FALSE
764 | 764 | 17 | 17 | 764_B_17 |  | Honolulu | HI | oil | Residual Fuel Oil | TRUE | TRUE | TRUE | FALSE
765 | 765 | 6 | 6 | 765_B_6 |  | Kahe | HI | oil | Residual Fuel Oil | TRUE | TRUE | TRUE | FALSE
765 | 765 | 1 | 1 | 765_B_1 |  | Kahe | HI | oil | Residual Fuel Oil | TRUE | TRUE | TRUE | FALSE
765 | 765 | 2 | 2 | 765_B_2 |  | Kahe | HI | oil | Residual Fuel Oil | TRUE | TRUE | TRUE | FALSE
765 | 765 | 3 | 3 | 765_B_3 |  | Kahe | HI | oil | Residual Fuel Oil | TRUE | TRUE | TRUE | FALSE
765 | 765 | 4 | 4 | 765_B_4 |  | Kahe | HI | oil | Residual Fuel Oil | TRUE | TRUE | TRUE | FALSE
765 | 765 | 5 | 5 | 765_B_5 |  | Kahe | HI | oil | Residual Fuel Oil | TRUE | TRUE | TRUE | FALSE
766 | 766 | 7 | 7 | 766_B_7 |  | Waiau | HI | oil | Residual Fuel Oil | TRUE | TRUE | TRUE | FALSE
766 | 766 | 6 | 6 | 766_B_6 |  | Waiau | HI | oil | Residual Fuel Oil | TRUE | TRUE | TRUE | FALSE
766 | 766 | 5 | 5 | 766_B_5 |  | Waiau | HI | oil | Residual Fuel Oil | TRUE | TRUE | TRUE | FALSE
766 | 766 | 3 | 3 | 766_B_3 |  | Waiau | HI | oil | Residual Fuel Oil | TRUE | TRUE | TRUE | FALSE
766 | 766 | 8 | 8 | 766_B_8 |  | Waiau | HI | oil | Residual Fuel Oil | TRUE | TRUE | TRUE | FALSE
766 | 766 | 4 | 4 | 766_B_4 |  | Waiau | HI | oil | Residual Fuel Oil | TRUE | TRUE | TRUE | FALSE
856 | 856 | 2 | 2 | 856_B_2 | 569 | ED Edwards | IL | coal | Bituminous, Subbituminous | TRUE | TRUE | TRUE | FALSE
856 | 856 | 1 | 1 | 856_B_1 | 568 | ED Edwards | IL | coal | Bituminous, Subbituminous | TRUE | TRUE | TRUE | FALSE
856 | 856 | 3 | 3 | 856_B_3 | 570 | ED Edwards | IL | coal | Bituminous, Subbituminous | TRUE | TRUE | TRUE | FALSE
861 | 861 | 1 | 01 | 861_B_01 | 573 | Coffeen | IL | coal | Bituminous, Subbituminous | TRUE | TRUE | TRUE | FALSE
861 | 861 | 2 | 02 | 861_B_02 | 574 | Coffeen | IL | coal | Bituminous, Subbituminous | TRUE | TRUE | TRUE | FALSE
863 | 863 | 6 | 06 | 863_B_06 | 581 | Hutsonville | IL | coal | Bituminous, Subbituminous | TRUE | TRUE | TRUE | FALSE
863 | 863 | 5 | 05 | 863_B_05 | 580 | Hutsonville | IL | coal | Bituminous, Subbituminous | TRUE | TRUE | TRUE | FALSE
864 | 864 | 6 | 06 | 864_B_06 | 587 | Meredosia | IL | oil | Distillate Fuel Oil, Residual Fuel Oil | TRUE | TRUE | TRUE | FALSE
864 | 864 | 5 | 05 | 864_B_05 | 586 | Meredosia | IL | coal | Bituminous, Subbituminous | TRUE | TRUE | TRUE | FALSE
867 | 867 | 8 | 8 | 867_B_8 | 589 | Crawford | IL | coal | Bituminous, Subbituminous | TRUE | TRUE | TRUE | FALSE
867 | 867 | 7 | 7 | 867_B_7 | 588 | Crawford | IL | coal | Bituminous, Subbituminous | TRUE | TRUE | TRUE | FALSE
874 | 874 | 5 | 5 | 874_B_5 | 590 | Joliet 9 | IL | coal | Subbituminous | TRUE | TRUE | TRUE | FALSE
876 | 876 | 1 | 1 | 876_B_1 | 591 | Kincaid Generation LLC | IL | coal | Bituminous, Subbituminous | TRUE | TRUE | TRUE | FALSE
876 | 876 | 2 | 2 | 876_B_2 | 592 | Kincaid Generation LLC | IL | coal | Bituminous, Subbituminous | TRUE | TRUE | TRUE | FALSE
879 | 879 | 51 | 51 | 879_B_51 | 593 | Powerton | IL | coal | Bituminous, Subbituminous | TRUE | TRUE | TRUE | FALSE
879 | 879 | 52 | 52 | 879_B_52 | 594 | Powerton | IL | coal | Bituminous, Subbituminous | TRUE | TRUE | TRUE | FALSE
879 | 879 | 61 | 61 | 879_B_61 | 595 | Powerton | IL | coal | Bituminous, Subbituminous | TRUE | TRUE | TRUE | FALSE
879 | 879 | 62 | 62 | 879_B_62 | 596 | Powerton | IL | coal | Bituminous, Subbituminous | TRUE | TRUE | TRUE | FALSE
883 | 883 | 17 | 17 | 883_B_17 | 597 | Waukegan | IL | coal | Bituminous, Subbituminous | TRUE | TRUE | TRUE | TRUE | Retired
883 | 883 | 7 | 7 | 883_B_7 | 598 | Waukegan | IL | coal | Bituminous, Subbituminous | TRUE | TRUE | TRUE | FALSE
883 | 883 | 8 | 8 | 883_B_8 | 599 | Waukegan | IL | coal | Bituminous, Subbituminous | TRUE | TRUE | TRUE | FALSE
884 | 884 | 4 | 4 | 884_B_4 | 603 | Will County | IL | coal | Bituminous, Subbituminous | TRUE | TRUE | TRUE | FALSE
884 | 884 | 2 | 2 | 884_B_2 | 601 | Will County | IL | coal | Bituminous, Subbituminous | TRUE | TRUE | TRUE | TRUE | Retired
884 | 884 | 1 | 1 | 884_B_1 | 600 | Will County | IL | coal | Bituminous, Subbituminous | TRUE | TRUE | TRUE | TRUE | Retired
884 | 884 | 3 | 3 | 884_B_3 | 602 | Will County | IL | coal | Bituminous, Subbituminous | TRUE | TRUE | TRUE | FALSE
886 | 886 | 19 | 19 | 886_B_19 | 604 | Fisk | IL | coal | Bituminous, Subbituminous | TRUE | TRUE | TRUE | FALSE
887 | 887 | 1 | 1 | 887_B_1 | 605 | Joppa Steam | IL | coal | Bituminous, Subbituminous | TRUE | TRUE | TRUE | FALSE
887 | 887 | 2 | 2 | 887_B_2 | 606 | Joppa Steam | IL | coal | Bituminous, Subbituminous | TRUE | TRUE | TRUE | FALSE
887 | 887 | 3 | 3 | 887_B_3 | 607 | Joppa Steam | IL | coal | Bituminous, Subbituminous | TRUE | TRUE | TRUE | FALSE
887 | 887 | 4 | 4 | 887_B_4 | 608 | Joppa Steam | IL | coal | Bituminous, Subbituminous | TRUE | TRUE | TRUE | FALSE
887 | 887 | 5 | 5 | 887_B_5 | 609 | Joppa Steam | IL | coal | Bituminous, Subbituminous | TRUE | TRUE | TRUE | FALSE
887 | 887 | 6 | 6 | 887_B_6 | 610 | Joppa Steam | IL | coal | Bituminous, Subbituminous | TRUE | TRUE | TRUE | FALSE
889 | 889 | Unit 2 | 2 | 889_B_2 | 612 | Baldwin Energy Complex | IL | coal | Subbituminous | TRUE | TRUE | TRUE | FALSE
889 | 889 | Unit 1 | 1 | 889_B_1 | 611 | Baldwin Energy Complex | IL | coal | Subbituminous | TRUE | TRUE | TRUE | FALSE
889 | 889 | Unit 3 | 3 | 889_B_3 | 613 | Baldwin Energy Complex | IL | coal | Subbituminous | TRUE | TRUE | TRUE | FALSE
891 | 891 | Boiler 6 | 6 | 891_B_6 | 619 | Havana | IL | oil | Distillate Fuel Oil, Residual Fuel Oil | TRUE | TRUE | TRUE | FALSE
891 | 891 | Boiler 9 | 9 | 891_B_9 | 622 | Havana | IL | coal | Subbituminous | TRUE | TRUE | TRUE | FALSE
891 | 891 | Boiler 8 | 8 | 891_B_8 | 621 | Havana | IL | oil | Distillate Fuel Oil, Residual Fuel Oil | TRUE | TRUE | TRUE | FALSE
891 | 891 | Boiler 7 | 7 | 891_B_7 | 620 | Havana | IL | oil | Distillate Fuel Oil, Residual Fuel Oil | TRUE | TRUE | TRUE | FALSE
891 | 891 | Boiler 5 | 5 | 891_B_5 | 618 | Havana | IL | oil | Distillate Fuel Oil, Residual Fuel Oil | TRUE | TRUE | TRUE | FALSE
891 | 891 | Boiler 4 | 4 | 891_B_4 | 617 | Havana | IL | oil | Distillate Fuel Oil, Residual Fuel Oil | TRUE | TRUE | TRUE | FALSE
891 | 891 | Boiler 3 | 3 | 891_B_3 | 616 | Havana | IL | oil | Distillate Fuel Oil, Residual Fuel Oil | TRUE | TRUE | TRUE | FALSE
891 | 891 | Boiler 1 | 1 | 891_B_1 | 614 | Havana | IL | oil | Distillate Fuel Oil, Residual Fuel Oil | TRUE | TRUE | TRUE | FALSE
891 | 891 | Boiler 2 | 2 | 891_B_2 | 615 | Havana | IL | oil | Distillate Fuel Oil, Residual Fuel Oil | TRUE | TRUE | TRUE | FALSE
892 | 892 | Unit 1 | 1 | 892_B_1 | 623 | Hennepin Power Station | IL | coal | Subbituminous | TRUE | TRUE | TRUE | FALSE
892 | 892 | Unit 2 | 2 | 892_B_2 | 624 | Hennepin Power Station | IL | coal | Subbituminous | TRUE | TRUE | TRUE | FALSE
897 | 897 | Unit 1 | 1 | 897_B_1 | 625 | Vermilion |  | coal | Subbituminous | TRUE | TRUE | TRUE | FALSE
897 | 897 | Unit 2 | 2 | 897_B_2 | 626 | Vermilion |  | coal | Subbituminous | TRUE | TRUE | TRUE | FALSE
898 | 898 | Unit 4 | 4 | 898_B_4 | 630 | Wood River | IL | coal | Subbituminous | TRUE | TRUE | TRUE | FALSE
898 | 898 | Unit 5 | 5 | 898_B_5 | 631 | Wood River | IL | coal | Subbituminous | TRUE | TRUE | TRUE | FALSE
963 | 963 | 31 | 31 | 963_B_31 | 645 | Dallman | IL | coal | Bituminous | TRUE | TRUE | TRUE | FALSE
963 | 963 | 32 | 32 | 963_B_32 | 646 | Dallman | IL | coal | Bituminous | TRUE | TRUE | TRUE | FALSE
963 | 963 | 33 | 33 | 963_B_33 | 647 | Dallman | IL | coal | Bituminous | TRUE | TRUE | TRUE | FALSE
963 | 963 | 34 | 4 | 963_B_4 | 89910 | Dallman | IL | coal | Bituminous | TRUE | TRUE | TRUE | FALSE
976 | 976 | 123 | 123 | 976_B_123 | 9173 | Marion Generating Station | IL | coal | Waste Coal | TRUE | TRUE | TRUE | FALSE
976 | 976 | 4 | 4 | 976_B_4 | 655 | Marion Generating Station | IL | coal | Bituminous, Subbituminous | TRUE | TRUE | TRUE | FALSE
981 | 981 | 4 | 4 | 981_B_4 | 657 | State Line | IN | coal | Subbituminous | TRUE | TRUE | TRUE | FALSE
981 | 981 | 3 | 3 | 981_B_3 | 656 | State Line | IN | coal | Subbituminous | TRUE | TRUE | TRUE | FALSE
983 | 983 | 1 | 1 | 983_B_1 | 658 | Clifty Creek | IN | coal | Bituminous, Subbituminous | TRUE | TRUE | TRUE | FALSE
983 | 983 | 4 | 4 | 983_B_4 | 661 | Clifty Creek | IN | coal | Bituminous, Subbituminous | TRUE | TRUE | TRUE | FALSE
983 | 983 | 3 | 3 | 983_B_3 | 660 | Clifty Creek | IN | coal | Bituminous, Subbituminous | TRUE | TRUE | TRUE | FALSE
983 | 983 | 2 | 2 | 983_B_2 | 659 | Clifty Creek | IN | coal | Bituminous, Subbituminous | TRUE | TRUE | TRUE | FALSE
983 | 983 | 6 | 6 | 983_B_6 | 663 | Clifty Creek | IN | coal | Bituminous, Subbituminous | TRUE | TRUE | TRUE | FALSE
983 | 983 | 5 | 5 | 983_B_5 | 662 | Clifty Creek | IN | coal | Bituminous, Subbituminous | TRUE | TRUE | TRUE | FALSE
988 | 988 | 2 | U2 | 988_B_U2 | 666 | Tanners Creek | IN | coal | Bituminous | TRUE | TRUE | TRUE | FALSE
988 | 988 | 4 | U4 | 988_B_U4 | 668 | Tanners Creek | IN | coal | Bituminous, Subbituminous | TRUE | TRUE | TRUE | FALSE
988 | 988 | 3 | U3 | 988_B_U3 | 667 | Tanners Creek | IN | coal | Bituminous | TRUE | TRUE | TRUE | FALSE
988 | 988 | 1 | U1 | 988_B_U1 | 665 | Tanners Creek | IN | coal | Bituminous | TRUE | TRUE | TRUE | FALSE
990 | 990 | 60 | 60 | 990_B_60 | 677 | Harding Street | IN | coal | Bituminous | TRUE | TRUE | TRUE | FALSE
990 | 990 | 50 | 50 | 990_B_50 | 675 | Harding Street | IN | coal | Bituminous | TRUE | TRUE | TRUE | FALSE
990 | 990 | 70 | 70 | 990_B_70 | 679 | Harding Street | IN | coal | Bituminous | TRUE | TRUE | TRUE | FALSE
990 | 990 | 09 | 9 | 990_B_9 | 681 | Harding Street | IN | oil | Distillate Fuel Oil | TRUE | TRUE | TRUE | FALSE
990 | 990 | 10 | 10 | 990_B_10 | 670 | Harding Street | IN | oil | Distillate Fuel Oil | TRUE | TRUE | TRUE | FALSE
991 | 991 | 2 | 2 | 991_B_2 | 686 | Eagle Valley | IN | oil | Distillate Fuel Oil | TRUE | TRUE | TRUE | FALSE
991 | 991 | 5 | 5 | 991_B_5 | 689 | Eagle Valley | IN | coal | Bituminous | TRUE | TRUE | TRUE | FALSE
991 | 991 | 4 | 4 | 991_B_4 | 688 | Eagle Valley | IN | coal | Bituminous | TRUE | TRUE | TRUE | FALSE
991 | 991 | 6 | 6 | 991_B_6 | 690 | Eagle Valley | IN | coal | Bituminous | TRUE | TRUE | TRUE | FALSE
991 | 991 | 3 | 3 | 991_B_3 | 687 | Eagle Valley | IN | coal | Bituminous | TRUE | TRUE | TRUE | FALSE
991 | 991 | 1 | 1 | 991_B_1 | 685 | Eagle Valley | IN | oil | Distillate Fuel Oil | TRUE | TRUE | TRUE | FALSE
994 | 994 | 2 | 2 | 994_B_2 | 693 | AES Petersburg | IN | coal | Bituminous | TRUE | TRUE | TRUE | FALSE
994 | 994 | 3 | 3 | 994_B_3 | 694 | AES Petersburg | IN | coal | Bituminous | TRUE | TRUE | TRUE | FALSE
994 | 994 | 4 | 4 | 994_B_4 | 695 | AES Petersburg | IN | coal | Bituminous | TRUE | TRUE | TRUE | FALSE
994 | 994 | 1 | 1 | 994_B_1 | 692 | AES Petersburg | IN | coal | Bituminous | TRUE | TRUE | TRUE | FALSE
995 | 995 | 7 | 7 | 995_B_7 | 696 | Bailly | IN | coal | Bituminous | TRUE | TRUE | TRUE | FALSE
995 | 995 | 8 | 8 | 995_B_8 | 697 | Bailly | IN | coal | Bituminous | TRUE | TRUE | TRUE | FALSE
| 996 |  | 11 | 996_B_11 | 698 | Dean H Mitchell | Indiana | Coal | Bituminous, Subbituminous | TRUE | FALSE | TRUE | TRUE | Out of operation since 2002
| 996 |  | 4 | 996_B_4 | 699 | Dean H Mitchell | Indiana | Coal | Bituminous, Subbituminous | TRUE | FALSE | TRUE | TRUE | Out of operation since 2002
| 996 |  | 5 | 996_B_5 | 700 | Dean H Mitchell | Indiana | Coal | Bituminous, Subbituminous | TRUE | FALSE | TRUE | TRUE | Out of operation since 2002
| 996 |  | 6 | 996_B_6 | 701 | Dean H Mitchell | Indiana | Coal | Bituminous, Subbituminous | TRUE | FALSE | TRUE | TRUE | Out of operation since 2002
997 | 997 | 12 | 12 | 997_B_12 | 702 | Michigan City | IN | coal | Bituminous, Subbituminous | TRUE | TRUE | TRUE | FALSE
1001 | 1001 | 2 | 2 | 1001_B_2 | 707 | Cayuga | IN | coal | Bituminous | TRUE | TRUE | TRUE | FALSE
1001 | 1001 | 1 | 1 | 1001_B_1 | 706 | Cayuga | IN | coal | Bituminous | TRUE | TRUE | TRUE | FALSE
1008 | 1008 | 1 | 1 | 1008_B_1 | 716 | R. Gallagher | IN | coal | Bituminous | TRUE | TRUE | TRUE | FALSE
1008 | 1008 | 2 | 2 | 1008_B_2 | 717 | R. Gallagher | IN | coal | Bituminous | TRUE | TRUE | TRUE | FALSE
1008 | 1008 | 3 | 3 | 1008_B_3 | 718 | R. Gallagher | IN | coal | Bituminous | TRUE | TRUE | TRUE | FALSE
1008 | 1008 | 4 | 4 | 1008_B_4 | 719 | R. Gallagher | IN | coal | Bituminous | TRUE | TRUE | TRUE | FALSE
| 1010 |  | 1A | 1010_G_1A | 720 | Wabash River | Indiana | Coal | Bituminous | TRUE | FALSE | TRUE | TRUE | Same as 1010 unit 1/PG7221FA
1010 | 1010 | 2 | 2 | 1010_B_2 | 721 | Wabash River | IN | coal | Bituminous | TRUE | TRUE | TRUE | FALSE
1010 | 1010 | 3 | 3 | 1010_B_3 | 722 | Wabash River | IN | coal | Bituminous | TRUE | TRUE | TRUE | FALSE
1010 | 1010 | 4 | 4 | 1010_B_4 | 723 | Wabash River | IN | coal | Bituminous | TRUE | TRUE | TRUE | FALSE
1010 | 1010 | 5 | 5 | 1010_B_5 | 724 | Wabash River | IN | coal | Bituminous | TRUE | TRUE | TRUE | FALSE
1010 | 1010 | 6 | 6 | 1010_B_6 | 725 | Wabash River | IN | coal | Bituminous | TRUE | TRUE | TRUE | FALSE
1010 | 1010 | PG7221FA | 1 | 1010_G_1 | 720 | Wabash River | IN | coal gas | Bituminous | TRUE | TRUE | TRUE | FALSE
1012 | 1012 | 2 | 2 | 1012_B_2 | 727 | F. B. Culley | IN | coal | Bituminous | TRUE | TRUE | TRUE | FALSE
1012 | 1012 | 3 | 3 | 1012_B_3 | 728 | F. B. Culley | IN | coal | Bituminous | TRUE | TRUE | TRUE | FALSE
1040 | 1040 | 1 | 1 | 1040_B_1 | 729 | Whitewater Valley | IN | coal | Bituminous | TRUE | TRUE | TRUE | FALSE
1040 | 1040 | 2 | 2 | 1040_B_2 | 730 | Whitewater Valley | IN | coal | Bituminous | TRUE | TRUE | TRUE | FALSE
1043 | 1043 | 1SG1 | 1SG1 | 1043_B_1SG1 | 731 | Frank E. Ratts | IN | coal | Bituminous | TRUE | TRUE | TRUE | FALSE
1043 | 1043 | 2SG1 | 2SG1 | 1043_B_2SG1 | 732 | Frank E. Ratts | IN | coal | Bituminous | TRUE | TRUE | TRUE | FALSE
1046 | 1046 | 5 | 5 | 1046_B_5 | 734 | Dubuque | IA | coal | Bituminous, Subbituminous | TRUE | TRUE | TRUE | FALSE
1046 | 1046 | 1 | 1 | 1046_B_1 | 733 | Dubuque | IA | coal | Bituminous, Subbituminous | TRUE | TRUE | TRUE | FALSE
1047 | 1047 | 4 | 4 | 1047_B_4 | 739 | Lansing | IA | coal | Bituminous, Subbituminous | TRUE | TRUE | TRUE | FALSE
1047 | 1047 | 3 | 3 | 1047_B_3 | 738 | Lansing | IA | coal | Bituminous, Subbituminous | TRUE | TRUE | TRUE | FALSE
1048 | 1048 | 2 | 2 | 1048_B_2 | 740 | ML Kapp | IA | coal | Bituminous, Subbituminous | TRUE | TRUE | TRUE | FALSE
1073 | 1073 | 4 | 4 | 1073_B_4 | 747 | Prairie Creek | IA | coal | Bituminous, Subbituminous | TRUE | TRUE | TRUE | FALSE
1073 | 1073 | 3 | 3 | 1073_B_3 | 746 | Prairie Creek | IA | coal | Bituminous, Subbituminous | TRUE | TRUE | TRUE | FALSE
1077 | 1077 | 1 | 1 | 1077_B_1 | 748 | Sutherland | IA | coal | Bituminous, Subbituminous | TRUE | TRUE | TRUE | FALSE
1077 | 1077 | 3 | 3 | 1077_B_3 | 750 | Sutherland | IA | coal | Bituminous, Subbituminous | TRUE | TRUE | TRUE | FALSE
1077 | 1077 | 2 | 2 | 1077_B_2 | 749 | Sutherland | IA | coal | Bituminous, Subbituminous | TRUE | TRUE | TRUE | FALSE
1081 | 1081 | 9 | 9 | 1081_B_9 | 753 | Riverside | IA | coal | Subbituminous | TRUE | TRUE | TRUE | FALSE
1082 | 1082 | 2 | 2 | 1082_B_2 | 755 | Walter Scott Jr. Energy Center | IA | coal | Subbituminous | TRUE | TRUE | TRUE | FALSE
1082 | 1082 | 1 | 1 | 1082_B_1 | 754 | Walter Scott Jr. Energy Center | IA | coal | Subbituminous | TRUE | TRUE | TRUE | FALSE
1082 | 1082 | 3 | 3 | 1082_B_3 | 756 | Walter Scott Jr. Energy Center | IA | coal | Subbituminous | TRUE | TRUE | TRUE | FALSE
1082 | 1082 | 4 | 4 | 1082_B_4 | 89556 | Walter Scott Jr. Energy Center | IA | coal | Subbituminous | TRUE | TRUE | TRUE | FALSE
1091 | 1091 | 2 | 2 | 1091_B_2 | 761 | George Neal North | IA | coal | Subbituminous | TRUE | TRUE | TRUE | FALSE
1091 | 1091 | 1 | 1 | 1091_B_1 | 760 | George Neal North | IA | coal | Subbituminous | TRUE | TRUE | TRUE | FALSE
1091 | 1091 | 3 | 3 | 1091_B_3 | 762 | George Neal North | IA | coal | Subbituminous | TRUE | TRUE | TRUE | FALSE
1104 | 1104 | 1 | 1 | 1104_B_1 | 764 | Burlington | IA | coal | Bituminous, Subbituminous | TRUE | TRUE | TRUE | FALSE
1122 | 1122 | Boiler 8 | 8 | 1122_B_8 | 768 | Ames Electric Services Power Plant | IA | coal | Subbituminous | TRUE | TRUE | TRUE | FALSE
1122 | 1122 | Boiler 7 | 7 | 1122_B_7 | 767 | Ames Electric Services Power Plant | IA | coal | Subbituminous | TRUE | TRUE | TRUE | FALSE
1131 | 1131 | 7 | 7 | 1131_B_7 | 772 | Streeter Station | IA | coal | Bituminous, Subbituminous | TRUE | TRUE | TRUE | FALSE
1167 | 1167 | 8 | 8 | 1167_B_8 | 787 | Muscatine #1 | IA | coal | Subbituminous | TRUE | TRUE | TRUE | FALSE
1167 | 1167 | 9 | 9 | 1167_B_9 | 788 | Muscatine #1 | IA | coal | Subbituminous | TRUE | TRUE | TRUE | FALSE
1217 | 1217 | 1 | 1 | 1217_B_1 | 806 | Earl F Wisdom | IA | coal | Bituminous | TRUE | TRUE | TRUE | FALSE
1218 | 1218 | 2 | 2 | 1218_B_2 | 807 | Fair Station | IA | coal | Bituminous | TRUE | TRUE | TRUE | FALSE
1239 | 1239 | 40 | 40 | 1239_B_40 | 813 | Riverton | KS | coal | Bituminous, Subbituminous | TRUE | TRUE | TRUE | FALSE
1239 | 1239 | 39 | 39 | 1239_B_39 | 812 | Riverton | KS | coal | Bituminous, Subbituminous | TRUE | TRUE | TRUE | FALSE
| 1240 |  | 2 | 1240_B_2 | 815 | Gordon Evans Energy Center | Kansas | Oil | Natural Gas, Residual Fuel Oil | TRUE | FALSE | FALSE | TRUE | 2005 EIA, RFO/NG
| 1240 |  | 1 | 1240_B_1 | 814 | Gordon Evans Energy Center | Kansas | Oil | Natural Gas, Residual Fuel Oil | TRUE | FALSE | FALSE | TRUE | 2005 EIA, RFO/NG
1241 | 1241 | 2 | 2 | 1241_B_2 | 820 | La Cygne | KS | coal | Bituminous, Subbituminous | TRUE | TRUE | TRUE | FALSE
1241 | 1241 | 1 | 1 | 1241_B_1 | 819 | La Cygne | KS | coal | Bituminous, Subbituminous | TRUE | TRUE | TRUE | FALSE
| 1242 |  | 3 | 1242_B_3 | 823 | Murray Gill | Kansas | Oil | Natural Gas, Residual Fuel Oil | TRUE | FALSE | FALSE | TRUE | 2005 EIA, RFO/NG
| 1242 |  | 4 | 1242_B_4 | 824 | Murray Gill | Kansas | Oil | Natural Gas, Residual Fuel Oil | TRUE | FALSE | FALSE | TRUE | 2005 EIA, RFO/NG
| 1248 |  | 3 | 1248_B_3 | 830 | Hutchinson Energy Center | Kansas | Oil | Natural Gas, Residual Fuel Oil | TRUE | FALSE | FALSE | TRUE | 2005 EIA, NG/RFO
| 1248 |  | 4 | 1248_B_4 | 831 | Hutchinson Energy Center | Kansas | Oil | Natural Gas, Residual Fuel Oil | TRUE | FALSE | FALSE | TRUE | 2005 EIA, RFO/NG
1250 | 1250 | 3 | 3 | 1250_B_3 | 833 | Lawrence Energy Center | KS | coal | Bituminous, Subbituminous | TRUE | TRUE | TRUE | FALSE
1250 | 1250 | 4 | 4 | 1250_B_4 | 834 | Lawrence Energy Center | KS | coal | Bituminous, Subbituminous | TRUE | TRUE | TRUE | FALSE
1250 | 1250 | 5 | 5 | 1250_B_5 | 835 | Lawrence Energy Center | KS | coal | Bituminous, Subbituminous | TRUE | TRUE | TRUE | FALSE
1252 | 1252 | 10 | 10 | 1252_B_10 | 836 | Tecumseh Energy Center | KS | coal | Bituminous, Subbituminous | TRUE | TRUE | TRUE | FALSE
1252 | 1252 | 9 | 9 | 1252_B_9 | 840 | Tecumseh Energy Center | KS | coal | Bituminous, Subbituminous | TRUE | TRUE | TRUE | FALSE
1295 | 1295 | 1 | 1 | 1295_B_1 | 855 | Quindaro | KS | coal | Bituminous, Subbituminous | TRUE | TRUE | TRUE | FALSE
1295 | 1295 | 2 | 2 | 1295_B_2 | 856 | Quindaro | KS | coal | Bituminous, Subbituminous | TRUE | TRUE | TRUE | FALSE
1353 | 1353 | BSU2 | BSU2 | 1353_B_BSU2 | 873 | Big Sandy | KY | coal | Bituminous | TRUE | TRUE | TRUE | FALSE
1353 | 1353 | BSU1 | BSU1 | 1353_B_BSU1 | 872 | Big Sandy | KY | coal | Bituminous | TRUE | TRUE | TRUE | FALSE
1355 | 1355 | 1 | 1 | 1355_B_1 | 874 | E.W. Brown | KY | coal | Bituminous | TRUE | TRUE | TRUE | FALSE
1355 | 1355 | 2 | 2 | 1355_B_2 | 877 | E.W. Brown | KY | coal | Bituminous | TRUE | TRUE | TRUE | FALSE
1355 | 1355 | 3 | 3 | 1355_B_3 | 878 | E.W. Brown | KY | coal | Bituminous | TRUE | TRUE | TRUE | FALSE
1356 | 1356 | 3 | 3 | 1356_B_3 | 886 | Ghent | KY | coal | Bituminous, Subbituminous | TRUE | TRUE | TRUE | FALSE
1356 | 1356 | 1 | 1 | 1356_B_1 | 884 | Ghent | KY | coal | Bituminous, Subbituminous | TRUE | TRUE | TRUE | FALSE
1356 | 1356 | 2 | 2 | 1356_B_2 | 885 | Ghent | KY | coal | Bituminous, Subbituminous | TRUE | TRUE | TRUE | FALSE
1356 | 1356 | 4 | 4 | 1356_B_4 | 887 | Ghent | KY | coal | Bituminous, Subbituminous | TRUE | TRUE | TRUE | FALSE
1357 | 1357 | 5 | 5 | 1357_B_5 | 892 | Green River | KY | coal | Bituminous | TRUE | TRUE | TRUE | FALSE
1357 | 1357 | 4 | 4 | 1357_B_4 | 891 | Green River | KY | coal | Bituminous | TRUE | TRUE | TRUE | FALSE
1361 | 1361 | 5 | 5 | 1361_B_5 | 898 | Tyrone | KY | coal | Bituminous | TRUE | TRUE | TRUE | FALSE
1363 | 1363 | 4 | 4 | 1363_B_4 | 902 | Cane Run | KY | coal | Bituminous | TRUE | TRUE | TRUE | FALSE
1363 | 1363 | 5 | 5 | 1363_B_5 | 903 | Cane Run | KY | coal | Bituminous | TRUE | TRUE | TRUE | FALSE
1363 | 1363 | 6 | 6 | 1363_B_6 | 904 | Cane Run | KY | coal | Bituminous | TRUE | TRUE | TRUE | FALSE
1364 | 1364 | 1 | 1 | 1364_B_1 | 905 | Mill Creek | KY | coal | Bituminous | TRUE | TRUE | TRUE | FALSE
1364 | 1364 | 2 | 2 | 1364_B_2 | 906 | Mill Creek | KY | coal | Bituminous | TRUE | TRUE | TRUE | FALSE
1364 | 1364 | 3 | 3 | 1364_B_3 | 907 | Mill Creek | KY | coal | Bituminous | TRUE | TRUE | TRUE | FALSE
1364 | 1364 | 4 | 4 | 1364_B_4 | 908 | Mill Creek | KY | coal | Bituminous | TRUE | TRUE | TRUE | FALSE
1374 | 1374 | 1374-2 | 2 | 1374_B_2 | 912 | Elmer Smith Station | KY | coal | Bituminous | TRUE | TRUE | TRUE | FALSE
1374 | 1374 | 1374 | 1 | 1374_B_1 | 911 | Elmer Smith Station | KY | coal | Bituminous | TRUE | TRUE | TRUE | FALSE
1378 | 1378 | 3 | 3 | 1378_B_3 | 915 | Paradise | KY | coal | Bituminous, Subbituminous | TRUE | TRUE | TRUE | FALSE
1378 | 1378 | 2 | 2 | 1378_B_2 | 914 | Paradise | KY | coal | Bituminous, Subbituminous | TRUE | TRUE | TRUE | FALSE
1378 | 1378 | 1 | 1 | 1378_B_1 | 913 | Paradise | KY | coal | Bituminous, Subbituminous | TRUE | TRUE | TRUE | FALSE
1379 | 1379 | 1 | 1 | 1379_B_1 | 916 | Shawnee | KY | coal | Bituminous, Subbituminous | TRUE | TRUE | TRUE | FALSE
1379 | 1379 | 2 | 2 | 1379_B_2 | 918 | Shawnee | KY | coal | Bituminous, Subbituminous | TRUE | TRUE | TRUE | FALSE
1379 | 1379 | 3 | 3 | 1379_B_3 | 919 | Shawnee | KY | coal | Bituminous, Subbituminous | TRUE | TRUE | TRUE | FALSE
1379 | 1379 | 4 | 4 | 1379_B_4 | 920 | Shawnee | KY | coal | Bituminous, Subbituminous | TRUE | TRUE | TRUE | FALSE
1379 | 1379 | 5 | 5 | 1379_B_5 | 921 | Shawnee | KY | coal | Bituminous, Subbituminous | TRUE | TRUE | TRUE | FALSE
1379 | 1379 | 6 | 6 | 1379_B_6 | 922 | Shawnee | KY | coal | Bituminous, Subbituminous | TRUE | TRUE | TRUE | FALSE
1379 | 1379 | 7 | 7 | 1379_B_7 | 923 | Shawnee | KY | coal | Bituminous, Subbituminous | TRUE | TRUE | TRUE | FALSE
1379 | 1379 | 8 | 8 | 1379_B_8 | 924 | Shawnee | KY | coal | Bituminous, Subbituminous | TRUE | TRUE | TRUE | FALSE
1379 | 1379 | 9 | 9 | 1379_B_9 | 925 | Shawnee | KY | coal | Bituminous, Subbituminous | TRUE | TRUE | TRUE | FALSE
1379 | 1379 | 10 | 10 | 1379_B_10 | 917 | Shawnee | KY | coal | Bituminous, Subbituminous | TRUE | TRUE | TRUE | FALSE
1381 | 1381 | C2 | C2 | 1381_B_C2 | 927 | Kenneth C Coleman | KY | coal | Bituminous | TRUE | TRUE | TRUE | FALSE
1381 | 1381 | C3 | C3 | 1381_B_C3 | 928 | Kenneth C Coleman | KY | coal | Bituminous | TRUE | TRUE | TRUE | FALSE
1381 | 1381 | C1 | C1 | 1381_B_C1 | 926 | Kenneth C Coleman | KY | coal | Bituminous | TRUE | TRUE | TRUE | FALSE
1382 | 1382 | H2 | H2 | 1382_B_H2 | 930 | HMP&L Station Two Henderson | KY | coal | Bituminous | TRUE | TRUE | TRUE | FALSE
1382 | 1382 | H1 | H1 | 1382_B_H1 | 929 | HMP&L Station Two Henderson | KY | coal | Bituminous | TRUE | TRUE | TRUE | FALSE
1383 | 1383 | R1 | R1 | 1383_B_R1 | 931 | Robert A Reid | KY | coal | Bituminous | TRUE | TRUE | TRUE | FALSE
1384 | 1384 | 2 | 2 | 1384_B_2 | 933 | Cooper Station. | KY | coal | Bituminous | TRUE | TRUE | TRUE | FALSE
1384 | 1384 | 1 | 1 | 1384_B_1 | 932 | Cooper Station. | KY | coal | Bituminous | TRUE | TRUE | TRUE | FALSE
1385 | 1385 | 3 | 3 | 1385_B_3 | 934 | Dale Station | KY | coal | Bituminous | TRUE | TRUE | TRUE | FALSE
1385 | 1385 | 2 | 2 | 1385_B_2 | 9394 | Dale Station | KY | coal | Bituminous | TRUE | TRUE | TRUE | FALSE
1385 | 1385 | 4 | 4 | 1385_B_4 | 935 | Dale Station | KY | coal | Bituminous | TRUE | TRUE | TRUE | FALSE
1385 | 1385 | 1 | 1 | 1385_B_1 | 9393 | Dale Station | KY | coal | Bituminous | TRUE | TRUE | TRUE | FALSE
1393 | 1393 | 6 | 6 | 1393_B_6 | 950 | RS Nelson | LA | coal | Bituminous, Subbituminous | TRUE | TRUE | TRUE | FALSE
| 1400 |  | 3 | 1400_B_3 | 962 | Teche | Louisiana | Oil | Natural Gas, Distillate Fuel Oil | TRUE | FALSE | FALSE | TRUE | 2005 EIA, NG/DFO
| 1402 |  | 2 | 1402_B_2 | 964 | Little Gypsy | Louisiana | Oil | Natural Gas, Distillate Fuel Oil | TRUE | FALSE | FALSE | TRUE | 2005 EIA, NG only
| 1403 |  | 4 | 1403_B_4 | 969 | Nine Mile Point | Louisiana | Oil | Natural Gas, Distillate Fuel Oil | TRUE | FALSE | FALSE | TRUE | 2005 EIA, NG/DFO
| 1403 |  | 5 | 1403_B_5 | 970 | Nine Mile Point | Louisiana | Oil | Natural Gas, Distillate Fuel Oil | TRUE | FALSE | FALSE | TRUE | 2005 EIA, NG/DFO
| 1403 |  | 2 | 1403_B_2 | 967 | Nine Mile Point | Louisiana | Oil | Natural Gas, Distillate Fuel Oil | TRUE | FALSE | FALSE | TRUE | 2005 EIA, NG/DFO
1409 | 1409 | 3 | 3 | 1409_B_3 | 978 | Michoud | LA | oil | Natural Gas, Residual Fuel Oil | TRUE | TRUE | TRUE | FALSE | Is in NEEDS 4.0 and 4.10 NG; is in 2005 EIA prim fuel = NG/RFO
| 1416 |  | 5A | 1416_B_5A | 979 | J. Lamar Stall Unit at Arsenal Hill | Louisiana | Oil | Natural Gas, Distillate Fuel Oil | TRUE | FALSE | FALSE | TRUE | 2005 EIA, NG only
| 1417 |  | 3 | 1417_B_3 | 980 | Lieberman | Louisiana | Oil | Natural Gas, Distillate Fuel Oil | TRUE | FALSE | FALSE | TRUE | 2005 EIA, NG/DFO
| 1417 |  | 4 | 1417_B_4 | 981 | Lieberman | Louisiana | Oil | Natural Gas, Distillate Fuel Oil | TRUE | FALSE | FALSE | TRUE | 2005 EIA, NG/DFO
| 1464 |  | 1B1 | 1464_B_1B1 | 994 | Big Cajun 1 | Louisiana | Oil | Natural Gas, Distillate Fuel Oil | TRUE | FALSE | FALSE | TRUE | 2005 EIA, NG/DFO
| 1464 |  | 1B2 | 1464_B_1B2 | 995 | Big Cajun 1 | Louisiana | Oil | Natural Gas, Distillate Fuel Oil | TRUE | FALSE | FALSE | TRUE | 2005 EIA, NG/DFO
1507 | 1507 | 4 | 4 | 1507_B_4 | 1003 | William F Wyman | ME | oil | Residual Fuel Oil | TRUE | TRUE | TRUE | FALSE
1507 | 1507 | 1 | 1 | 1507_B_1 | 1000 | William F Wyman | ME | oil | Residual Fuel Oil | TRUE | TRUE | TRUE | FALSE
1507 | 1507 | 2 | 2 | 1507_B_2 | 1001 | William F Wyman | ME | oil | Residual Fuel Oil | TRUE | TRUE | TRUE | FALSE
1507 | 1507 | 3 | 3 | 1507_B_3 | 1002 | William F Wyman | ME | oil | Residual Fuel Oil | TRUE | TRUE | TRUE | FALSE
1552 | 1552 | 2 | 2 | 1552_B_2 | 1005 | Charles P. Crane | MD | coal | Subbituminous | TRUE | TRUE | TRUE | FALSE
1552 | 1552 | 1 | 1 | 1552_B_1 | 1004 | Charles P. Crane | MD | coal | Subbituminous | TRUE | TRUE | TRUE | FALSE
1554 | 1554 | 1 | 1 | 1554_B_1 | 1007 | Herbert A. Wagner | MD | oil | Natural Gas, Residual Fuel Oil | TRUE | TRUE | TRUE | FALSE | Is in NEEDS 4.0 and 4.10 NG; is in 2005 EIA prim fuel = RFO/NG
1554 | 1554 | 2 | 2 | 1554_B_2 | 1008 | Herbert A. Wagner | MD | coal | Subbituminous | TRUE | TRUE | TRUE | FALSE
1554 | 1554 | 3 | 3 | 1554_B_3 | 1009 | Herbert A. Wagner | MD | coal | Subbituminous | TRUE | TRUE | TRUE | FALSE
1554 | 1554 | 4 | 4 | 1554_B_4 | 1010 | Herbert A. Wagner | MD | oil | Residual Fuel Oil | TRUE | TRUE | TRUE | FALSE
1564 | 1564 | 8 | 8 | 1564_B_8 | 1043 | Vienna Generating Station | MD | oil | Residual Fuel Oil | TRUE | TRUE | TRUE | FALSE
1570 | 1570 | 11 | 11 | 1570_B_11 | 1044 | R. Paul Smith Power Station | MD | coal | Bituminous | TRUE | TRUE | TRUE | FALSE
1570 | 1570 | 9 | 9 | 1570_B_9 | 1045 | R. Paul Smith Power Station | MD | coal | Bituminous | TRUE | TRUE | TRUE | FALSE
1571 | 1571 | ST2 | 2 | 1571_B_2 | 1051 | Chalk Point LLC | MD | coal | Bituminous | TRUE | TRUE | TRUE | FALSE
1571 | 1571 | 3 | 3 | 1571_B_3 | 1052 | Chalk Point LLC | MD | oil | Natural Gas, Residual Fuel Oil | TRUE | TRUE | TRUE | FALSE | Is in NEEDS 4.0 and 4.10 NG; is in 2005 EIA prim fuel = RFO/DFO
1571 | 1571 | ST1 | 1 | 1571_B_1 | 1050 | Chalk Point LLC | MD | coal | Bituminous | TRUE | TRUE | TRUE | FALSE
1571 | 1571 | 4 | 4 | 1571_B_4 | 1053 | Chalk Point LLC | MD | oil | Natural Gas, Residual Fuel Oil | TRUE | TRUE | TRUE | FALSE | Is in NEEDS 4.0 and 4.10 NG; is in 2005 EIA prim fuel = RFO/DFO
1572 | 1572 | 1 | 1 | 1572_B_1 | 1057 | Dickerson | MD | coal | Bituminous | TRUE | TRUE | TRUE | FALSE
1572 | 1572 | 2 | 2 | 1572_B_2 | 1058 | Dickerson | MD | coal | Bituminous | TRUE | TRUE | TRUE | FALSE
1572 | 1572 | 3 | 3 | 1572_B_3 | 1059 | Dickerson | MD | coal | Bituminous | TRUE | TRUE | TRUE | FALSE
1573 | 1573 | 1 | 1 | 1573_B_1 | 1065 | Morgantown Generating Plant | MD | coal | Bituminous | TRUE | TRUE | TRUE | FALSE
1573 | 1573 | 2 | 2 | 1573_B_2 | 1066 | Morgantown Generating Plant | MD | coal | Bituminous | TRUE | TRUE | TRUE | FALSE
1588 | 1588 | 7 | 7 | 1588_B_7 | 1083 | Mystic Generating Station | MA | oil | Natural Gas, Residual Fuel Oil | TRUE | TRUE | TRUE | FALSE | Is in NEEDS 4.0 and 4.10 NG; is in 2005 EIA prim fuel = RFO/NG
1599 | 1599 | 2 | 2 | 1599_B_2 | 1103 | MIRANT CANAL LLC | MA | oil | Natural Gas, Residual Fuel Oil | TRUE | TRUE | TRUE | FALSE | Is in NEEDS 4.0 and 4.10 NG; is in 2005 EIA prim fuel = RFO/NG
1599 | 1599 | 1 | 1 | 1599_B_1 | 1102 | MIRANT CANAL LLC | MA | oil | Residual Fuel Oil | TRUE | TRUE | TRUE | FALSE
1606 | 1606 | 1 | 1 | 1606_B_1 | 1108 | Mount Tom | MA | coal | Bituminous | TRUE | TRUE | TRUE | FALSE
1619 | 1619 | 4 | 4 | 1619_B_4 | 1125 | Brayton Point | MA | oil | Natural Gas, Residual Fuel Oil | TRUE | TRUE | TRUE | FALSE | Is in NEEDS 4.0 and 4.10 NG; is in 2005 EIA prim fuel = RFO/NG
1619 | 1619 | 1 | 1 | 1619_B_1 | 1122 | Brayton Point | MA | coal | Bituminous | TRUE | TRUE | TRUE | FALSE
1619 | 1619 | 2 | 2 | 1619_B_2 | 1123 | Brayton Point | MA | coal | Bituminous | TRUE | TRUE | TRUE | FALSE
1619 | 1619 | 3 | 3 | 1619_B_3 | 1124 | Brayton Point | MA | coal | Bituminous | TRUE | TRUE | TRUE | FALSE
1626 | 1626 | 4 | 4 | 1626_B_4 | 1129 | Salem Harbor | MA | oil | Residual Fuel Oil | TRUE | TRUE | TRUE | FALSE
1626 | 1626 | 3 | 3 | 1626_B_3 | 1128 | Salem Harbor | MA | coal | Bituminous | TRUE | TRUE | TRUE | FALSE
1626 | 1626 | 2 | 2 | 1626_B_2 | 1127 | Salem Harbor | MA | coal | Bituminous | TRUE | TRUE | TRUE | FALSE
1626 | 1626 | 1 | 1 | 1626_B_1 | 1126 | Salem Harbor | MA | coal | Bituminous | TRUE | TRUE | TRUE | FALSE
1642 | 1642 | 3 | 3 | 1642_B_3 | 1138 | West Springfield | MA | oil | Natural Gas, Residual Fuel Oil | TRUE | TRUE | TRUE | FALSE | Is in NEEDS 4.0 and 4.10 NG; is in 2005 EIA prim fuel = RFO/NG
1682 | 1682 | 8 | 8 | 1682_B_8 | 1142 | Cleary-Flood Generating Station | MA | oil | Residual Fuel Oil | TRUE | TRUE | TRUE | FALSE
1695 | 1695 | 5 | 5 | 1695_B_5 | 1148 | B.C. Cobb | MI | coal | Bituminous, Subbituminous | TRUE | TRUE | TRUE | FALSE
1695 | 1695 | 4 | 4 | 1695_B_4 | 1147 | B.C. Cobb | MI | coal | Bituminous, Subbituminous | TRUE | TRUE | TRUE | FALSE
1702 | 1702 | 3 | 3 | 1702_B_3 | 1155 | D.E. Karn | MI | oil | Natural Gas, Residual Fuel Oil | TRUE | TRUE | TRUE | FALSE | Is in NEEDS 4.0 and 4.10 NG; is in 2005 EIA prim fuel = RFO/DFO/NG
1702 | 1702 | 2 | 2 | 1702_B_2 | 1154 | D.E. Karn | MI | coal | Bituminous, Subbituminous | TRUE | TRUE | TRUE | FALSE
1702 | 1702 | 1 | 1 | 1702_B_1 | 1153 | D.E. Karn | MI | coal | Bituminous, Subbituminous | TRUE | TRUE | TRUE | FALSE
1702 | 1702 | 4 | 4 | 1702_B_4 | 1156 | D.E. Karn | MI | oil | Natural Gas, Residual Fuel Oil | TRUE | TRUE | TRUE | FALSE | Is in NEEDS 4.0 and 4.10 NG; is in 2005 EIA prim fuel = RFO/DFO/NG
1710 | 1710 | Unit 1 | 1 | 1710_B_1 | 1157 | Consumers Energy - J.H. Campbell | MI | coal | Bituminous, Subbituminous | TRUE | TRUE | TRUE | FALSE
1710 | 1710 | Unit 2 | 2 | 1710_B_2 | 1158 | Consumers Energy - J.H. Campbell | MI | coal | Bituminous, Subbituminous | TRUE | TRUE | TRUE | FALSE
1710 | 1710 | Unit 3 | 3 | 1710_B_3 | 1159 | Consumers Energy - J.H. Campbell | MI | coal | Bituminous, Subbituminous | TRUE | TRUE | TRUE | FALSE
1720 | 1720 | 8 | 8 | 1720_B_8 | 1161 | J.C. Weadock | MI | coal | Bituminous, Subbituminous | TRUE | TRUE | TRUE | FALSE
1720 | 1720 | 7 | 7 | 1720_B_7 | 1160 | J.C. Weadock | MI | coal | Bituminous, Subbituminous | TRUE | TRUE | TRUE | FALSE
1723 | 1723 | 3 | 3 | 1723_B_3 | 1164 | J.R Whiting | MI | coal | Bituminous, Subbituminous | TRUE | TRUE | TRUE | FALSE
1723 | 1723 | 2 | 2 | 1723_B_2 | 1163 | J.R Whiting | MI | coal | Bituminous, Subbituminous | TRUE | TRUE | TRUE | FALSE
1723 | 1723 | 1 | 1 | 1723_B_1 | 1162 | J.R Whiting | MI | coal | Bituminous, Subbituminous | TRUE | TRUE | TRUE | FALSE
1731 | 1731 | 1 | 1 | 1731_B_1 | 1177 | Harbor Beach Power Plant | MI | coal | Bituminous | TRUE | TRUE | TRUE | FALSE
| 1732 |  | 10 | 1732_B_10 | 1178 | Marysville | Michigan | Coal | Bituminous | TRUE | FALSE | TRUE | FALSE | Is in NEEDS 4.0 and 4.10 BIT; is in 2005 EIA prim fuel = BIT
| 1732 |  | 12 | 1732_B_12 | 1180 | Marysville | Michigan | Coal | Bituminous | TRUE | FALSE | TRUE | FALSE | Is in NEEDS 4.0 and 4.10 BIT; is in 2005 EIA prim fuel = BIT
| 1732 |  | 11 | 1732_B_11 | 1179 | Marysville | Michigan | Coal | Bituminous | TRUE | FALSE | TRUE | FALSE | Is in NEEDS 4.0 and 4.10 BIT; is in 2005 EIA prim fuel = BIT
| 1732 |  | 9 | 1732_B_9 | 1181 | Marysville | Michigan | Coal | Bituminous | TRUE | FALSE | TRUE | FALSE | Is in NEEDS 4.0 and 4.10 BIT; is in 2005 EIA prim fuel = BIT
1733 | 1733 | 1 | 1 | 1733_B_1 | 1182 | Monroe Power Plant | MI | coal | Bituminous, Subbituminous | TRUE | TRUE | TRUE | FALSE
1733 | 1733 | 4 | 4 | 1733_B_4 | 1185 | Monroe Power Plant | MI | coal | Bituminous, Subbituminous | TRUE | TRUE | TRUE | FALSE
1733 | 1733 | 2 | 2 | 1733_B_2 | 1183 | Monroe Power Plant | MI | coal | Bituminous, Subbituminous | TRUE | TRUE | TRUE | FALSE
1733 | 1733 | 3 | 3 | 1733_B_3 | 1184 | Monroe Power Plant | MI | coal | Bituminous, Subbituminous | TRUE | TRUE | TRUE | FALSE
1740 | 1740 | 3 | 3 | 1740_B_3 | 1188 | River Rouge Power Plant | MI | coal | Bituminous, Subbituminous | TRUE | TRUE | TRUE | FALSE
1740 | 1740 | 2 | 2 | 1740_B_2 | 1187 | River Rouge Power Plant | MI | coal | Bituminous, Subbituminous | TRUE | TRUE | TRUE | FALSE
1743 | 1743 | 2 | 2 | 1743_B_2 | 1190 | St Clair Power Plant | MI | coal | Bituminous, Subbituminous | TRUE | TRUE | TRUE | FALSE
1743 | 1743 | 1 | 1 | 1743_B_1 | 1189 | St Clair Power Plant | MI | coal | Bituminous, Subbituminous | TRUE | TRUE | TRUE | FALSE
1743 | 1743 | 3 | 3 | 1743_B_3 | 1191 | St Clair Power Plant | MI | coal | Bituminous, Subbituminous | TRUE | TRUE | TRUE | FALSE
1743 | 1743 | 6 | 6 | 1743_B_6 | 1194 | St Clair Power Plant | MI | coal | Bituminous, Subbituminous | TRUE | TRUE | TRUE | FALSE
1743 | 1743 | 7 | 7 | 1743_B_7 | 1195 | St Clair Power Plant | MI | coal | Bituminous, Subbituminous | TRUE | TRUE | TRUE | FALSE
1743 | 1743 | 4 | 4 | 1743_B_4 | 1192 | St Clair Power Plant | MI | coal | Bituminous, Subbituminous | TRUE | TRUE | TRUE | FALSE
1745 | 1745 | 9A | 9A | 1745_B_9A | 1200 | Trenton Channel Power Plant | MI | coal | Bituminous, Subbituminous | TRUE | TRUE | TRUE | FALSE
1745 | 1745 | 17 | 17 | 1745_B_17 | 1197 | Trenton Channel Power Plant | MI | coal | Bituminous, Subbituminous | TRUE | TRUE | TRUE | FALSE
1745 | 1745 | 19 | 19 | 1745_B_19 | 1199 | Trenton Channel Power Plant | MI | coal | Bituminous, Subbituminous | TRUE | TRUE | TRUE | FALSE
1745 | 1745 | 16 | 16 | 1745_B_16 | 1196 | Trenton Channel Power Plant | MI | coal | Bituminous, Subbituminous | TRUE | TRUE | TRUE | FALSE
1745 | 1745 | 18 | 18 | 1745_B_18 | 1198 | Trenton Channel Power Plant | MI | coal | Bituminous, Subbituminous | TRUE | TRUE | TRUE | FALSE
1769 | 1769 | 6 | 6 | 1769_B_6 | 1206 | Presque Isle | MI | coal | Bituminous | TRUE | TRUE | TRUE | FALSE
1769 | 1769 | 9 | 9 | 1769_B_9 | 1209 | Presque Isle | MI | coal | Subbituminous | TRUE | TRUE | TRUE | FALSE
1769 | 1769 | 8 | 8 | 1769_B_8 | 1208 | Presque Isle | MI | coal | Subbituminous | TRUE | TRUE | TRUE | FALSE
1769 | 1769 | 5 | 5 | 1769_B_5 | 1205 | Presque Isle | MI | coal | Bituminous | TRUE | TRUE | TRUE | FALSE
1769 | 1769 | 7 | 7 | 1769_B_7 | 1207 | Presque Isle | MI | coal | Subbituminous | TRUE | TRUE | TRUE | FALSE
| 1822 |  | 7 | 1822_B_7 | 1212 | Mistersky | Michigan | Oil | Natural Gas, Distillate Fuel Oil | TRUE | FALSE | FALSE | TRUE | 2005 EIA, NG only
| 1822 |  | 5 | 1822_B_5 | 1210 | Mistersky | Michigan | Oil | Natural Gas, Distillate Fuel Oil | TRUE | FALSE | FALSE | TRUE | 2005 EIA, NG only
1825 | 1825 | 3 | 3 | 1825_B_3 | 1213 | Grand Haven City of J.B. Sims | MI | coal | Bituminous | TRUE | TRUE | TRUE | FALSE
1830 | 1830 | 5 | 5 | 1830_B_5 | 1214 | James De Young | MI | coal | Bituminous | TRUE | TRUE | TRUE | FALSE
1831 | 1831 | EUBoiler6 | 6 | 1831_B_6 | 1220 | Otto E. Eckert Station | MI | coal | Bituminous, Subbituminous | TRUE | TRUE | TRUE | FALSE
1831 | 1831 | EUBoiler2 | 2 | 1831_B_2 | 1216 | Otto E. Eckert Station | MI | coal | Bituminous, Subbituminous | TRUE | TRUE | TRUE | FALSE
1831 | 1831 | EUBoiler1 | 1 | 1831_B_1 | 1215 | Otto E. Eckert Station | MI | coal | Bituminous, Subbituminous | TRUE | TRUE | TRUE | FALSE
1831 | 1831 | EUBoiler5 | 5 | 1831_B_5 | 1219 | Otto E. Eckert Station | MI | coal | Bituminous, Subbituminous | TRUE | TRUE | TRUE | FALSE
1831 | 1831 | EUBoiler3 | 3 | 1831_B_3 | 1217 | Otto E. Eckert Station | MI | coal | Bituminous, Subbituminous | TRUE | TRUE | TRUE | FALSE
1831 | 1831 | EUBoiler4 | 4 | 1831_B_4 | 1218 | Otto E. Eckert Station | MI | coal | Bituminous, Subbituminous | TRUE | TRUE | TRUE | FALSE
1832 | 1832 | EU001 | 1 | 1832_B_1 | 1221 | Erickson Station | MI | coal | Bituminous, Subbituminous | TRUE | TRUE | TRUE | FALSE
1843 | 1843 | 3 | 3 | 1843_B_3 | 1222 | Shiras | MI | coal | Bituminous, Subbituminous | TRUE | TRUE | TRUE | FALSE
| 1866 |  | 7 | 1866_B_7 | 1224 | Wyandotte | Michigan | Coal | Bituminous | TRUE | FALSE | TRUE | FALSE | Is in NEEDS 4.0 and 4.10 BIT; is in 2005 EIA prim fuel = BIT
| 1888 |  | 3 | 1888_B_3 | 1228 | Fox Lake | Minnesota | Oil | Natural Gas, Residual Fuel Oil | TRUE | FALSE | FALSE | TRUE | 2005 EIA, NG/SUB
1891 | 1891 | 2 | 2 | 1891_B_2 | 1230 | Laskin Energy Center | MN | coal | Bituminous, Subbituminous | TRUE | TRUE | TRUE | FALSE
1891 | 1891 | 1 | 1 | 1891_B_1 | 1229 | Laskin Energy Center | MN | coal | Bituminous, Subbituminous | TRUE | TRUE | TRUE | FALSE
1893 | 1893 | 4 | 4 | 1893_B_4 | 1234 | Boswell Energy Center | MN | coal | Subbituminous | TRUE | TRUE | TRUE | FALSE
1893 | 1893 | 1 | 1 | 1893_B_1 | 1231 | Boswell Energy Center | MN | coal | Subbituminous | TRUE | TRUE | TRUE | FALSE
1893 | 1893 | 3 | 3 | 1893_B_3 | 1233 | Boswell Energy Center | MN | coal | Subbituminous | TRUE | TRUE | TRUE | FALSE
1893 | 1893 | 2 | 2 | 1893_B_2 | 1232 | Boswell Energy Center | MN | coal | Subbituminous | TRUE | TRUE | TRUE | FALSE
1904 | 1904 | 3 | 3 | 1904_B_3 | 1239 | Black Dog | MN | coal | Bituminous, Subbituminous | TRUE | TRUE | TRUE | FALSE
1904 | 1904 | 4 | 4 | 1904_B_4 | 1240 | Black Dog | MN | coal | Bituminous, Subbituminous | TRUE | TRUE | TRUE | FALSE
1915 | 1915 | Boiler 1 | 1 | 1915_B_1 | 1248 | Allen S King | MN | coal | Bituminous, Subbituminous | TRUE | TRUE | TRUE | FALSE
1943 | 1943 | 003 | 3 | 1943_B_3 | 1254 | Hoot Lake | MN | coal | Subbituminous | TRUE | TRUE | TRUE | FALSE
1943 | 1943 | 002 | 2 | 1943_B_2 | 1253 | Hoot Lake | MN | coal | Subbituminous | TRUE | TRUE | TRUE | FALSE
| 1961 |  | NEPP | 1961_B_NEPP | 1258 | Austin Northeast | Minnesota | Coal | Bituminous | TRUE | FALSE | TRUE | FALSE | Is in NEEDS 4.0 and 4.10 BIT; is in 2005 EIA prim fuel = BIT
2008 | 2008 | 4 | 4 | 2008_B_4 | 1278 | Silver Lake | MN | coal | Bituminous, Subbituminous | TRUE | TRUE | TRUE | FALSE
| 2049 |  | 3 | 2049_B_3 | 1290 | Jack Watson | Mississippi | Oil | Natural Gas, Distillate Fuel Oil | TRUE | FALSE | FALSE | TRUE | 2005 EIA, NG only
| 2049 |  | 2 | 2049_B_2 | 1289 | Jack Watson | Mississippi | Oil | Natural Gas, Distillate Fuel Oil | TRUE | FALSE | FALSE | TRUE | 2005 EIA, NG only
| 2049 |  | 1 | 2049_B_1 | 1288 | Jack Watson | Mississippi | Oil | Natural Gas, Distillate Fuel Oil | TRUE | FALSE | FALSE | TRUE | 2005 EIA, NG only
2049 | 2049 | 5 | 5 | 2049_B_5 | 1292 | Jack Watson | MS | coal | Bituminous, Subbituminous | TRUE | TRUE | TRUE | FALSE
2049 | 2049 | 4 | 4 | 2049_B_4 | 1291 | Jack Watson | MS | coal | Bituminous, Subbituminous | TRUE | TRUE | TRUE | FALSE
2050 | 2050 | 2 | 2 | 2050_B_2 | 1294 | Baxter Wilson | MS | oil | Natural Gas, Residual Fuel Oil | TRUE | TRUE | TRUE | FALSE | Is in NEEDS 4.0 and 4.10 NG; is in 2005 EIA prim fuel = NG/RFO
2050 | 2050 | 1 | 1 | 2050_B_1 | 1293 | Baxter Wilson | MS | oil | Natural Gas, Residual Fuel Oil | TRUE | TRUE | TRUE | FALSE | Is in NEEDS 4.0 and 4.10 NG; is in 2005 EIA prim fuel = NG/RFO
| 2051 |  | 2 | 2051_B_2 | 1296 | Delta | Mississippi | Oil | Natural Gas, Residual Fuel Oil | TRUE | FALSE | FALSE | TRUE | 2005 EIA, NG only
| 2051 |  | 1 | 2051_B_1 | 1295 | Delta | Mississippi | Oil | Natural Gas, Residual Fuel Oil | TRUE | FALSE | FALSE | TRUE | 2005 EIA, NG only
| 2053 |  | 4 | 2053_B_4 | 1301 | Rex Brown | Mississippi | Oil | Natural Gas, Residual Fuel Oil | TRUE | FALSE | FALSE | TRUE | 2005 EIA, NG/RFO
| 2053 |  | 1A | 2053_B_1A | 1298 | Rex Brown | Mississippi | Oil | Natural Gas, Residual Fuel Oil | TRUE | FALSE | FALSE | TRUE | 2005 EIA, NG/RFO
| 2053 |  | 3 | 2053_B_3 | 1300 | Rex Brown | Mississippi | Oil | Natural Gas, Residual Fuel Oil | TRUE | FALSE | FALSE | TRUE | 2005 EIA, NG/RFO
| 2070 |  | 2 | 2070_B_2 | 1308 | Moselle | Mississippi | Oil | Natural Gas, Residual Fuel Oil | TRUE | FALSE | FALSE | TRUE | 2005 EIA, NG/RFO
| 2070 |  | 3 | 2070_B_3 | 1309 | Moselle | Mississippi | Oil | Natural Gas, Residual Fuel Oil | TRUE | FALSE | FALSE | TRUE | 2005 EIA, NG/RFO
| 2070 |  | 1 | 2070_B_1 | 1307 | Moselle | Mississippi | Oil | Natural Gas, Residual Fuel Oil | TRUE | FALSE | FALSE | TRUE | 2005 EIA, NG/RFO
2076 | 2076 | 1 | 1 | 2076_B_1 | 1311 | Asbury | MO | coal | Bituminous, Subbituminous | TRUE | TRUE | TRUE | FALSE
2079 | 2079 | 5A | 5A | 2079_B_5A | 1315 | Hawthorn | MO | coal | Subbituminous | TRUE | TRUE | TRUE | FALSE
2080 | 2080 | 3 | 3 | 2080_B_3 | 1322 | Montrose | MO | coal | Subbituminous | TRUE | TRUE | TRUE | FALSE
2080 | 2080 | 2 | 2 | 2080_B_2 | 1321 | Montrose | MO | coal | Subbituminous | TRUE | TRUE | TRUE | FALSE
2080 | 2080 | 1 | 1 | 2080_B_1 | 1320 | Montrose | MO | coal | Subbituminous | TRUE | TRUE | TRUE | FALSE
2094 | 2094 | 3 | 3 | 2094_B_3 | 1325 | Sibley | MO | coal | Bituminous, Subbituminous | TRUE | TRUE | TRUE | FALSE
2094 | 2094 | 1 | 1 | 2094_B_1 | 1323 | Sibley | MO | coal | Bituminous, Subbituminous | TRUE | TRUE | TRUE | FALSE
2094 | 2094 | 2 | 2 | 2094_B_2 | 1324 | Sibley | MO | coal | Bituminous, Subbituminous | TRUE | TRUE | TRUE | FALSE
2098 | 2098 | 6 | 6 | 2098_B_6 | 1327 | Lake Road | MO | coal | Bituminous, Subbituminous | TRUE | TRUE | TRUE | FALSE
2103 | 2103 | 3 | 3 | 2103_B_3 | 1330 | Labadie | MO | coal | Bituminous, Subbituminous | TRUE | TRUE | TRUE | FALSE
2103 | 2103 | 1 | 1 | 2103_B_1 | 1328 | Labadie | MO | coal | Bituminous, Subbituminous | TRUE | TRUE | TRUE | FALSE
2103 | 2103 | 2 | 2 | 2103_B_2 | 1329 | Labadie | MO | coal | Bituminous, Subbituminous | TRUE | TRUE | TRUE | FALSE
2103 | 2103 | 4 | 4 | 2103_B_4 | 1331 | Labadie | MO | coal | Bituminous, Subbituminous | TRUE | TRUE | TRUE | FALSE
2104 | 2104 | 4 | 4 | 2104_B_4 | 1335 | Meramec | MO | coal | Bituminous, Subbituminous | TRUE | TRUE | TRUE | FALSE
2104 | 2104 | 1 | 1 | 2104_B_1 | 1332 | Meramec | MO | coal | Bituminous, Subbituminous | TRUE | TRUE | TRUE | FALSE
2104 | 2104 | 2 | 2 | 2104_B_2 | 1333 | Meramec | MO | coal | Bituminous, Subbituminous | TRUE | TRUE | TRUE | FALSE
2104 | 2104 | 3 | 3 | 2104_B_3 | 1334 | Meramec | MO | coal | Bituminous, Subbituminous | TRUE | TRUE | TRUE | FALSE
2107 | 2107 | 1 | 1 | 2107_B_1 | 1336 | Sioux | MO | coal | Bituminous, Subbituminous | TRUE | TRUE | TRUE | FALSE
2107 | 2107 | 2 | 2 | 2107_B_2 | 1337 | Sioux | MO | coal | Bituminous, Subbituminous | TRUE | TRUE | TRUE | FALSE
2132 | 2132 | BV3 | 3 | 2132_B_3 | 1342 | Independence Power & Light - Blue Valley Station | MO | coal | Bituminous | TRUE | TRUE | TRUE | FALSE
2161 | 2161 | 3 | 3 | 2161_B_3 | 1351 | James River Power Station | MO | coal | Bituminous, Subbituminous | TRUE | TRUE | TRUE | FALSE
2161 | 2161 | 5 | 5 | 2161_B_5 | 1353 | James River Power Station | MO | coal | Bituminous, Subbituminous | TRUE | TRUE | TRUE | FALSE
2161 | 2161 | 4 | 4 | 2161_B_4 | 1352 | James River Power Station | MO | coal | Bituminous, Subbituminous | TRUE | TRUE | TRUE | FALSE
2167 | 2167 | 2 | 2 | 2167_B_2 | 1358 | New Madrid | MO | coal | Bituminous, Subbituminous | TRUE | TRUE | TRUE | FALSE
2167 | 2167 | 1 | 1 | 2167_B_1 | 1357 | New Madrid | MO | coal | Bituminous, Subbituminous | TRUE | TRUE | TRUE | FALSE
2168 | 2168 | MB3 | MB3 | 2168_B_MB3 | 1361 | Thomas Hill | MO | coal | Subbituminous | TRUE | TRUE | TRUE | FALSE
2168 | 2168 | MB2 | MB2 | 2168_B_MB2 | 1360 | Thomas Hill | MO | coal | Subbituminous | TRUE | TRUE | TRUE | FALSE
2168 | 2168 | MB1 | MB1 | 2168_B_MB1 | 1359 | Thomas Hill | MO | coal | Subbituminous | TRUE | TRUE | TRUE | FALSE
2169 | 2169 | 2 | 2 | 2169_B_2 | 1362 | Chamois Power Plant | MO | coal | Bituminous, Subbituminous | TRUE | TRUE | TRUE | FALSE
2187 | 2187 | 2 | 2 | 2187_B_2 | 1365 | JE Corette Plant | MT | coal | Subbituminous | TRUE | TRUE | TRUE | FALSE
| 2226 |  | 1 | 2226_B_1 | 1367 | Canaday | Nebraska | Oil | Natural Gas, Residual Fuel Oil | TRUE | FALSE | FALSE | TRUE | 2005 EIA, NG/RFO
2240 | 2240 | 8 | 8 | 2240_B_8 | 1371 | Lon Wright | NE | coal | Subbituminous | TRUE | TRUE | TRUE | FALSE
| 2241 |  | B-3 | 2241_B_B-3 | 1372 | C W Burdick | Nebraska | Oil | Natural Gas, Residual Fuel Oil | TRUE | FALSE | FALSE | TRUE | 2005 EIA, no fuel
2277 | 2277 | 2 | 2 | 2277_B_2 | 1380 | Sheldon Station | NE | coal | Subbituminous | TRUE | TRUE | TRUE | FALSE
2277 | 2277 | 1 | 1 | 2277_B_1 | 1379 | Sheldon Station | NE | coal | Subbituminous | TRUE | TRUE | TRUE | FALSE
2291 | 2291 | NO3 | 3 | 2291_B_3 | 1383 | North Omaha | NE | coal | Subbituminous | TRUE | TRUE | TRUE | FALSE
2291 | 2291 | NO4 | 4 | 2291_B_4 | 1384 | North Omaha | NE | coal | Subbituminous | TRUE | TRUE | TRUE | FALSE
2291 | 2291 | NO2 | 2 | 2291_B_2 | 1382 | North Omaha | NE | coal | Subbituminous | TRUE | TRUE | TRUE | FALSE
2291 | 2291 | NO5 | 5 | 2291_B_5 | 1385 | North Omaha | NE | coal | Subbituminous | TRUE | TRUE | TRUE | FALSE
2291 | 2291 | NO1 | 1 | 2291_B_1 | 1381 | North Omaha | NE | coal | Subbituminous | TRUE | TRUE | TRUE | FALSE
2324 | 2324 | 3 | 3 | 2324_B_3 | 1403 | Reid Gardner | NV | coal | Bituminous | TRUE | TRUE | TRUE | FALSE
2324 | 2324 | 4 | 4 | 2324_B_4 | 1404 | Reid Gardner | NV | coal | Bituminous | TRUE | TRUE | TRUE | FALSE
2324 | 2324 | 1 | 1 | 2324_B_1 | 1401 | Reid Gardner | NV | coal | Bituminous | TRUE | TRUE | TRUE | FALSE
2324 | 2324 | 2 | 2 | 2324_B_2 | 1402 | Reid Gardner | NV | coal | Bituminous | TRUE | TRUE | TRUE | FALSE
| 2326 |  | 1 | 2326_B_1 | 1405 | Sunrise | Nevada | Oil | Natural Gas, Residual Fuel Oil | TRUE | FALSE | FALSE | TRUE | 2005 EIA, no fuel
| 2330 |  | 1 | 2330_B_1 | 1406 | Fort Churchill | Nevada | Oil | Natural Gas, Residual Fuel Oil | TRUE | FALSE | FALSE | TRUE | 2005 EIA, NG/RFO
| 2330 |  | 2 | 2330_B_2 | 1407 | Fort Churchill | Nevada | Oil | Natural Gas, Residual Fuel Oil | TRUE | FALSE | FALSE | TRUE | 2005 EIA, NG/RFO
| 2336 |  | 1 | 2336_B_1 | 1408 | Tracy | Nevada | Oil | Natural Gas, Distillate Fuel Oil | TRUE | FALSE | FALSE | TRUE | 2005 EIA, NG/RFO
| 2336 |  | 2 | 2336_B_2 | 1409 | Tracy | Nevada | Oil | Natural Gas, Residual Fuel Oil | TRUE | FALSE | FALSE | TRUE | 2005 EIA, NG/RFO
| 2336 |  | 3 | 2336_B_3 | 1410 | Tracy | Nevada | Oil | Natural Gas, Residual Fuel Oil | TRUE | FALSE | FALSE | TRUE | 2005 EIA, NG/RFO
2364 | 2364 | 1 | 1 | 2364_B_1 | 1417 | Merrimack Station | NH | coal | Bituminous | TRUE | TRUE | TRUE | FALSE
2364 | 2364 | 2 | 2 | 2364_B_2 | 1418 | Merrimack Station | NH | coal | Bituminous | TRUE | TRUE | TRUE | FALSE
2367 | 2367 | 6 | 6 | 2367_B_6 | 1423 | SCHILLER | NH | coal | Bituminous | TRUE | TRUE | TRUE | FALSE
2367 | 2367 | 4 | 4 | 2367_B_4 | 1421 | SCHILLER | NH | coal | Bituminous | TRUE | TRUE | TRUE | FALSE
| 2378 |  | 1 | 2378_B_1 | 1426 | B L England | New Jersey | Coal | Bituminous, Subbituminous | TRUE | FALSE | TRUE | FALSE | Is in NEEDS 4.0 and 4.10 BIT/SUB; is in 2005 EIA prim fuel = BIT/SUB
2378 | 2378 | 2 | 2 | 2378_B_2 | 1427 | BL England | NJ | coal | Bituminous, Subbituminous | TRUE | TRUE | TRUE | FALSE
2378 | 2378 | 3 | 3 | 2378_B_3 | 1428 | BL England | NJ | oil | Distillate Fuel Oil, Residual Fuel Oil | TRUE | TRUE | TRUE | FALSE
| 2384 |  | 1 | 2384_B_1 | 1444 | Deepwater | New Jersey | Oil | Natural Gas, Residual Fuel Oil | TRUE | FALSE | FALSE | TRUE | 2005 EIA, NG/DFO
2384 | 2384 | 8 | 8 | 2384_B_8 | 1449 | Deepwater | NJ | coal | Bituminous | TRUE | TRUE | TRUE | FALSE
| 2403 |  | 1 | 2403_B_1 | 1536 | PSEG Hudson Generating Station | New Jersey | Oil | Natural Gas, Residual Fuel Oil | TRUE | FALSE | FALSE | TRUE | 2005 EIA, NG/RFO
2403 | 2403 | U2 | 2 | 2403_B_2 | 1537 | PSEG Hudson Generating Station | NJ | coal | Bituminous | TRUE | TRUE | TRUE | FALSE
2408 | 2408 | E1 | 1 | 2408_B_1 | 1568 | PSEG Mercer Generating Station | NJ | coal | Bituminous | TRUE | TRUE | TRUE | FALSE
2408 | 2408 | E2 | 2 | 2408_B_2 | 1569 | PSEG Mercer Generating Station | NJ | coal | Bituminous | TRUE | TRUE | TRUE | FALSE
2411 | 2411 | E1 | 1 | 2411_B_1 | 1573 | PSEG Sewaren Generating Station | NJ | oil | Natural Gas, Residual Fuel Oil | TRUE | TRUE | TRUE | FALSE | Is in NEEDS 4.0 and 4.10 NG; is in 2005 EIA prim fuel = NG/RFO
2411 | 2411 | E2 | 2 | 2411_B_2 | 1575 | PSEG Sewaren Generating Station | NJ | oil | Natural Gas, Residual Fuel Oil | TRUE | TRUE | TRUE | FALSE | Is in NEEDS 4.0 and 4.10 NG; is in 2005 EIA prim fuel = NG/RFO
2411 | 2411 | E3 | 3 | 2411_B_3 | 1576 | PSEG Sewaren Generating Station | NJ | oil | Natural Gas, Residual Fuel Oil | TRUE | TRUE | TRUE | FALSE | Is in NEEDS 4.0 and 4.10 NG; is in 2005 EIA prim fuel = NG/RFO
2411 | 2411 | E4 | 4 | 2411_B_4 | 1577 | PSEG Sewaren Generating Station | NJ | oil | Natural Gas, Residual Fuel Oil | TRUE | TRUE | TRUE | FALSE | Is in NEEDS 4.0 and 4.10 NG; is in 2005 EIA prim fuel = NG/RFO
2442 | 2442 | 1 | 1 | 2442_B_1 | 1581 | Four Corners | NM | coal | Subbituminous | TRUE | TRUE | TRUE | FALSE
2442 | 2442 | 3 | 3 | 2442_B_3 | 1583 | Four Corners | NM | coal | Subbituminous | TRUE | TRUE | TRUE | FALSE
2442 | 2442 | 2 | 2 | 2442_B_2 | 1582 | Four Corners | NM | coal | Subbituminous | TRUE | TRUE | TRUE | FALSE
2442 | 2442 | 5 | 5 | 2442_B_5 | 1585 | Four Corners | NM | coal | Subbituminous | TRUE | TRUE | TRUE | FALSE
2442 | 2442 | 4 | 4 | 2442_B_4 | 1584 | Four Corners | NM | coal | Subbituminous | TRUE | TRUE | TRUE | FALSE
| 2444 |  | 7 | 2444_B_7 | 1587 | Rio Grande | New Mexico | Oil | Natural Gas, Distillate Fuel Oil | TRUE | FALSE | FALSE | TRUE | 2005 EIA, NG/DFO
| 2444 |  | 8 | 2444_B_8 | 1588 | Rio Grande | New Mexico | Oil | Natural Gas, Distillate Fuel Oil | TRUE | FALSE | FALSE | TRUE | 2005 EIA, NG/DFO
| 2444 |  | 6 | 2444_B_6 | 1586 | Rio Grande | New Mexico | Oil | Natural Gas, Distillate Fuel Oil | TRUE | FALSE | FALSE | TRUE | 2005 EIA, NG/DFO
2451 | 2451 | Unit 1 | 1 | 2451_B_1 | 1596 | San Juan | NM | coal | Subbituminous | TRUE | TRUE | TRUE | FALSE
2451 | 2451 | Unit 2 | 2 | 2451_B_2 | 1597 | San Juan | NM | coal | Subbituminous | TRUE | TRUE | TRUE | FALSE
2451 | 2451 | Unit 3 | 3 | 2451_B_3 | 1598 | San Juan | NM | coal | Subbituminous | TRUE | TRUE | TRUE | FALSE
2451 | 2451 | Unit 4 | 4 | 2451_B_4 | 1599 | San Juan | NM | coal | Subbituminous | TRUE | TRUE | TRUE | FALSE
2480 | 2480 | 3 | 3 | 2480_B_3 | 1608 | Danskammer Generating Station | NY | coal | Bituminous | TRUE | TRUE | TRUE | FALSE
2480 | 2480 | 1 | 1 | 2480_B_1 | 1606 | Danskammer Generating Station | NY | oil | Natural Gas, Residual Fuel Oil | TRUE | TRUE | TRUE | FALSE | Is in NEEDS 4.0 and 4.10 NG; is in 2005 EIA prim fuel = RFO/NG
2480 | 2480 | 4 | 4 | 2480_B_4 | 1609 | Danskammer Generating Station | NY | coal | Bituminous | TRUE | TRUE | TRUE | FALSE
2480 | 2480 | 2 | 2 | 2480_B_2 | 1607 | Danskammer Generating Station | NY | oil | Natural Gas, Residual Fuel Oil | TRUE | TRUE | TRUE | FALSE | Is in NEEDS 4.0 and 4.10 NG; is in 2005 EIA prim fuel = RFO/NG
| 2490 |  | 20 | 2490_B_20 | 1610 | Arthur Kill Generating Station | New York | Oil | Natural Gas, Residual Fuel Oil | TRUE | FALSE | FALSE | TRUE | 2005 EIA, NG/RFO
| 2490 |  | 30 | 2490_B_30 | 1611 | Arthur Kill Generating Station | New York | Oil | Natural Gas, Residual Fuel Oil | TRUE | FALSE | FALSE | TRUE | 2005 EIA, NG/RFO
2491 | 2491 | 01 | 001 | 2491_B_001 | 1613 | Charles Poletti Power Project | NY | oil | Natural Gas, Residual Fuel Oil | TRUE | TRUE | TRUE | TRUE | Retired; Is in NEEDS 4.0 and 4.10 NG; is in 2005 EIA prim fuel = NG/RFO
2493 | 2493 | 70 | 70 | 2493_B_70 | 1618 | East River | NY | oil | Natural Gas, Residual Fuel Oil | TRUE | TRUE | TRUE | FALSE | Is in NEEDS 4.0 and 4.10 NG; is in 2005 EIA prim fuel = NG/RFO
2493 | 2493 | 60 | 60 | 2493_B_60 | 1617 | East River | NY | oil | Natural Gas, Residual Fuel Oil | TRUE | TRUE | TRUE | FALSE | Is in NEEDS 4.0 and 4.10 NG; is in 2005 EIA prim fuel = NG/RFO
2500 | 2500 | 20 | 20 | 2500_B_20 | 1676 | Ravenswood | NY | oil | Natural Gas, Residual Fuel Oil | TRUE | TRUE | TRUE | FALSE | Is in NEEDS 4.0 and 4.10 NG; is in 2005 EIA prim fuel = NG/RFO
2500 | 2500 | 10 | 10 | 2500_B_10 | 1675 | Ravenswood | NY | oil | Natural Gas, Residual Fuel Oil | TRUE | TRUE | TRUE | FALSE | Is in NEEDS 4.0 and 4.10 NG; is in 2005 EIA prim fuel = NG/RFO
2500 | 2500 | 30 | 30 | 2500_B_30 | 1677 | Ravenswood | NY | oil | Natural Gas, Residual Fuel Oil | TRUE | TRUE | TRUE | FALSE | Is in NEEDS 4.0 and 4.10 NG; is in 2005 EIA prim fuel = NG/RFO
| 2511 |  | 20 | 2511_B_20 | 1720 | E F Barrett | New York | Oil | Natural Gas, Residual Fuel Oil | TRUE | FALSE | FALSE | TRUE | 2005 EIA, NG/RFO
| 2511 |  | 10 | 2511_B_10 | 1719 | E F Barrett | New York | Oil | Natural Gas, Residual Fuel Oil | TRUE | FALSE | FALSE | TRUE | 2005 EIA, NG/RFO
2516 | 2516 | 4 | 4 | 2516_B_4 | 1746 | Northport | NY | oil | Natural Gas, Residual Fuel Oil | TRUE | TRUE | TRUE | FALSE | Is in NEEDS 4.0 and 4.10 NG; is in 2005 EIA prim fuel = RFO/NG
2516 | 2516 | 3 | 3 | 2516_B_3 | 1745 | Northport | NY | oil | Natural Gas, Residual Fuel Oil | TRUE | TRUE | TRUE | FALSE | Is in NEEDS 4.0 and 4.10 NG; is in 2005 EIA prim fuel = RFO
2516 | 2516 | 1 | 1 | 2516_B_1 | 1743 | Northport | NY | oil | Natural Gas, Residual Fuel Oil | TRUE | TRUE | TRUE | FALSE | Is in NEEDS 4.0 and 4.10 NG; is in 2005 EIA prim fuel = RFO/NG
2516 | 2516 | 2 | 2 | 2516_B_2 | 1744 | Northport | NY | oil | Natural Gas, Residual Fuel Oil | TRUE | TRUE | TRUE | FALSE | Is in NEEDS 4.0 and 4.10 NG; is in 2005 EIA prim fuel = NG/RFO
2517 | 2517 | 3 | 3 | 2517_B_3 | 1750 | Port Jefferson | NY | oil | Natural Gas, Residual Fuel Oil | TRUE | TRUE | TRUE | FALSE | Is in NEEDS 4.0 and 4.10 NG; is in 2005 EIA prim fuel = RFO/NG
2517 | 2517 | 4 | 4 | 2517_B_4 | 1751 | Port Jefferson | NY | oil | Natural Gas, Residual Fuel Oil | TRUE | TRUE | TRUE | FALSE | Is in NEEDS 4.0 and 4.10 NG; is in 2005 EIA prim fuel = NG/RFO
2526 | 2526 | 13 | 13 | 2526_B_13 | 1756 | AES Westover, LLC | NY | coal | Bituminous | TRUE | TRUE | TRUE | FALSE
2527 | 2527 | 6 | 6 | 2527_B_6 | 1759 | AES Greenidge | NY | coal | Bituminous | TRUE | TRUE | TRUE | FALSE
2535 | 2535 | 1 | 1 | 2535_B_1 | 1768 | AES Cayuga, LLC | NY | coal | Bituminous | TRUE | TRUE | TRUE | FALSE
2535 | 2535 | 2 | 2 | 2535_B_2 | 1769 | AES Cayuga, LLC | NY | coal | Bituminous | TRUE | TRUE | TRUE | FALSE
2549 | 2549 | 68 | 68 | 2549_B_68 | 1782 | CR Huntley Generating Station | NY | coal | Bituminous, Subbituminous | TRUE | TRUE | TRUE | FALSE
2549 | 2549 | 67 | 67 | 2549_B_67 | 1781 | CR Huntley Generating Station | NY | coal | Bituminous, Subbituminous | TRUE | TRUE | TRUE | FALSE
2554 | 2554 | 2 | 2 | 2554_B_2 | 1784 | Dunkirk Generating Plant | NY | coal | Bituminous, Subbituminous | TRUE | TRUE | TRUE | FALSE
2554 | 2554 | 3 | 3 | 2554_B_3 | 1785 | Dunkirk Generating Plant | NY | coal | Bituminous, Subbituminous | TRUE | TRUE | TRUE | FALSE
2554 | 2554 | 1 | 1 | 2554_B_1 | 1783 | Dunkirk Generating Plant | NY | coal | Bituminous, Subbituminous | TRUE | TRUE | TRUE | FALSE
2554 | 2554 | 4 | 4 | 2554_B_4 | 1786 | Dunkirk Generating Plant | NY | coal | Bituminous, Subbituminous | TRUE | TRUE | TRUE | FALSE
2594 | 2594 | 5 | 5 | 2594_B_5 | 1791 | Oswego Harbor Power | NY | oil | Residual Fuel Oil | TRUE | TRUE | TRUE | FALSE
2594 | 2594 | 6 | 6 | 2594_B_6 | 1792 | Oswego Harbor Power | NY | oil | Natural Gas, Residual Fuel Oil | TRUE | TRUE | TRUE | FALSE | Is in NEEDS 4.0 and 4.10 NG; is in 2005 EIA prim fuel = RFO/NG
2625 | 2625 | 1 | 1 | 2625_B_1 | 1793 | BOWLINE POINT | NY | oil | Natural Gas, Residual Fuel Oil | TRUE | TRUE | TRUE | FALSE | Is in NEEDS 4.0 and 4.10 NG; is in 2005 EIA prim fuel = NG/RFO
2625 | 2625 | 2 | 2 | 2625_B_2 | 1794 | BOWLINE POINT | NY | oil | Natural Gas, Residual Fuel Oil | TRUE | TRUE | TRUE | FALSE | Is in NEEDS 4.0 and 4.10 NG; is in 2005 EIA prim fuel = NG/RFO
2706 | 2706 | 1 | 1 | 2706_B_1 | 1816 | Asheville Steam Electric Plant | NC | coal | Bituminous | TRUE | TRUE | TRUE | FALSE
2706 | 2706 | 2 | 2 | 2706_B_2 | 1817 | Asheville Steam Electric Plant | NC | coal | Bituminous | TRUE | TRUE | TRUE | FALSE
2708 | 2708 | 5 | 5 | 2708_B_5 | 1822 | Cape Fear Steam Electric Plant | NC | coal | Bituminous | TRUE | TRUE | TRUE | FALSE
2708 | 2708 | 6 | 6 | 2708_B_6 | 1823 | Cape Fear Steam Electric Plant | NC | coal | Bituminous | TRUE | TRUE | TRUE | FALSE
2709 | 2709 | 1 | 1 | 2709_B_1 | 1824 | H.F. Lee Plant | NC | coal | Bituminous | TRUE | TRUE | TRUE | FALSE
2709 | 2709 | 2 | 2 | 2709_B_2 | 1829 | H.F. Lee Plant | NC | coal | Bituminous | TRUE | TRUE | TRUE | FALSE
2709 | 2709 | 3 | 3 | 2709_B_3 | 1830 | H.F. Lee Plant | NC | coal | Bituminous | TRUE | TRUE | TRUE | FALSE
2712 | 2712 | 3A | 3A | 2712_B_3A | 1833 | Roxboro Steam Electric Plant | NC | coal | Bituminous, Subbituminous | TRUE | TRUE | TRUE | FALSE
2712 | 2712 | 3B | 3B | 2712_B_3B | 1834 | Roxboro Steam Electric Plant | NC | coal | Bituminous, Subbituminous | TRUE | TRUE | TRUE | FALSE
2712 | 2712 | 1 | 1 | 2712_B_1 | 1831 | Roxboro Steam Electric Plant | NC | coal | Bituminous, Subbituminous | TRUE | TRUE | TRUE | FALSE
2712 | 2712 | 4A | 4A | 2712_B_4A | 1835 | Roxboro Steam Electric Plant | NC | coal | Bituminous, Subbituminous | TRUE | TRUE | TRUE | FALSE
2712 | 2712 | 4B | 4B | 2712_B_4B | 1836 | Roxboro Steam Electric Plant | NC | coal | Bituminous, Subbituminous | TRUE | TRUE | TRUE | FALSE
2712 | 2712 | 2 | 2 | 2712_B_2 | 1832 | Roxboro Steam Electric Plant | NC | coal | Bituminous, Subbituminous | TRUE | TRUE | TRUE | FALSE
2713 | 2713 | 1 | 1 | 2713_B_1 | 1837 | L.V. Sutton Electric Plant | NC | coal | Bituminous | TRUE | TRUE | TRUE | FALSE
2713 | 2713 | 3 | 3 | 2713_B_3 | 1839 | L.V. Sutton Electric Plant | NC | coal | Bituminous | TRUE | TRUE | TRUE | FALSE
2713 | 2713 | 2 | 2 | 2713_B_2 | 1838 | L.V. Sutton Electric Plant | NC | coal | Bituminous | TRUE | TRUE | TRUE | FALSE
2716 | 2716 | 1 | 1 | 2716_B_1 | 1840 | W.H. Weatherspoon Plant | NC | coal | Bituminous | TRUE | TRUE | TRUE | FALSE
2716 | 2716 | 3 | 3 | 2716_B_3 | 1842 | W.H. Weatherspoon Plant | NC | coal | Bituminous | TRUE | TRUE | TRUE | FALSE
2716 | 2716 | 2 | 2 | 2716_B_2 | 1841 | W.H. Weatherspoon Plant | NC | coal | Bituminous | TRUE | TRUE | TRUE | FALSE
2718 | 2718 | ES-5 | 5 | 2718_B_5 | 1847 | G G Allen | NC | coal | Bituminous | TRUE | TRUE | TRUE | FALSE
2718 | 2718 | ES-2 | 2 | 2718_B_2 | 1844 | G G Allen | NC | coal | Bituminous | TRUE | TRUE | TRUE | FALSE
2718 | 2718 | ES-4 | 4 | 2718_B_4 | 1846 | G G Allen | NC | coal | Bituminous | TRUE | TRUE | TRUE | FALSE
2718 | 2718 | ES-1 | 1 | 2718_B_1 | 1843 | G G Allen | NC | coal | Bituminous | TRUE | TRUE | TRUE | FALSE
2718 | 2718 | ES-3 | 3 | 2718_B_3 | 1845 | G G Allen | NC | coal | Bituminous | TRUE | TRUE | TRUE | FALSE
2720 | 2720 | Boiler 5 | 5 | 2720_B_5 | 1848 | Buck | NC | coal | Bituminous | TRUE | TRUE | TRUE | FALSE
2720 | 2720 | Boiler 8 | 8 | 2720_B_8 | 1851 | Buck | NC | coal | Bituminous | TRUE | TRUE | TRUE | FALSE
2720 | 2720 | Boiler 9 | 9 | 2720_B_9 | 1852 | Buck | NC | coal | Bituminous | TRUE | TRUE | TRUE | FALSE
2720 | 2720 | Boiler 6 | 6 | 2720_B_6 | 1849 | Buck | NC | coal | Bituminous | TRUE | TRUE | TRUE | FALSE
2720 | 2720 | Boiler 7 | 7 | 2720_B_7 | 1850 | Buck | NC | coal | Bituminous | TRUE | TRUE | TRUE | FALSE
| 2721 |  | 6 | 2721_B_6 |  | Cliffside | North Carolina | Coal | Bituminous | TRUE | FALSE | TRUE | TRUE | Unit has not come online yet
2721 | 2721 | 5 | 5 | 2721_B_5 | 1857 | Cliffside | NC | coal | Bituminous | TRUE | TRUE | TRUE | FALSE
2723 | 2723 | 1 | 1 | 2723_B_1 | 1858 | Dan River | NC | coal | Bituminous | TRUE | TRUE | TRUE | FALSE
2723 | 2723 | 2 | 2 | 2723_B_2 | 1859 | Dan River | NC | coal | Bituminous | TRUE | TRUE | TRUE | FALSE
2723 | 2723 | 3 | 3 | 2723_B_3 | 1860 | Dan River | NC | coal | Bituminous | TRUE | TRUE | TRUE | FALSE
2727 | 2727 | Unit 1 | 1 | 2727_B_1 | 1861 | Marshall | NC | coal | Bituminous | TRUE | TRUE | TRUE | FALSE
2727 | 2727 | Unit 2 | 2 | 2727_B_2 | 1862 | Marshall | NC | coal | Bituminous | TRUE | TRUE | TRUE | FALSE
2727 | 2727 | Unit 3 | 3 | 2727_B_3 | 1863 | Marshall | NC | coal | Bituminous | TRUE | TRUE | TRUE | FALSE
2727 | 2727 | Unit 4 | 4 | 2727_B_4 | 1864 | Marshall | NC | coal | Bituminous | TRUE | TRUE | TRUE | FALSE
2732 | 2732 | 7 | 7 | 2732_B_7 | 1866 | Riverbend | NC | coal | Bituminous | TRUE | TRUE | TRUE | FALSE
2732 | 2732 | 9 | 9 | 2732_B_9 | 1868 | Riverbend | NC | coal | Bituminous | TRUE | TRUE | TRUE | FALSE
2732 | 2732 | 8 | 8 | 2732_B_8 | 1867 | Riverbend | NC | coal | Bituminous | TRUE | TRUE | TRUE | FALSE
2732 | 2732 | 10 | 10 | 2732_B_10 | 1865 | Riverbend | NC | coal | Bituminous | TRUE | TRUE | TRUE | FALSE
2790 | 2790 | B1 | B1 | 2790_B_B1 |  | R.M. Heskett Station | ND | coal | Lignite, Subbituminous | TRUE | TRUE | TRUE | FALSE
2790 | 2790 | B2 | B2 | 2790_B_B2 | 1875 | R.M. Heskett Station | ND | coal | Lignite, Subbituminous | TRUE | TRUE | TRUE | FALSE
2817 | 2817 | 2 | 2 | 2817_B_2 | 1877 | Leland Olds | ND | coal | Lignite, Subbituminous | TRUE | TRUE | TRUE | FALSE
2817 | 2817 | 1 | 1 | 2817_B_1 | 1876 | Leland Olds | ND | coal | Lignite, Subbituminous | TRUE | TRUE | TRUE | FALSE
2823 | 2823 | B1 | B1 | 2823_B_B1 | 1878 | Milton R. Young Station | ND | coal | Lignite, Subbituminous | TRUE | TRUE | TRUE | FALSE
2823 | 2823 | B2 | B2 | 2823_B_B2 | 1879 | Milton R. Young Station | ND | coal | Lignite, Subbituminous | TRUE | TRUE | TRUE | FALSE
2824 | 2824 | 1 | 1 | 2824_B_1 | 1880 | Stanton | ND | coal | Lignite, Subbituminous | TRUE | TRUE | TRUE | FALSE
2824 | 2824 | 10 | 10 | 2824_B_10 | 1881 | Stanton | ND | coal | Lignite, Subbituminous | TRUE | TRUE | TRUE | FALSE
2828 | 2828 | 1 | 1 | 2828_B_1 | 1883 | Cardinal | OH | coal | Bituminous | TRUE | TRUE | TRUE | FALSE
2828 | 2828 | 2 | 2 | 2828_B_2 | 1884 | Cardinal | OH | coal | Bituminous | TRUE | TRUE | TRUE | FALSE
2828 | 2828 | 3 | 3 | 2828_B_3 | 1885 | Cardinal | OH | coal | Bituminous, Subbituminous | TRUE | TRUE | TRUE | FALSE
2830 | 2830 | 3 | 3 | 2830_B_3 | 1888 | Walter C Beckjord | OH | coal | Bituminous | TRUE | TRUE | TRUE | FALSE
2830 | 2830 | 6 | 6 | 2830_B_6 | 1891 | Walter C Beckjord | OH | coal | Bituminous | TRUE | TRUE | TRUE | FALSE
2830 | 2830 | 4 | 4 | 2830_B_4 | 1889 | Walter C Beckjord | OH | coal | Bituminous | TRUE | TRUE | TRUE | FALSE
2830 | 2830 | 2 | 2 | 2830_B_2 | 1887 | Walter C Beckjord | OH | coal | Bituminous | TRUE | TRUE | TRUE | FALSE
2830 | 2830 | 1 | 1 | 2830_B_1 | 1886 | Walter C Beckjord | OH | coal | Bituminous | TRUE | TRUE | TRUE | FALSE
2830 | 2830 | 5 | 5 | 2830_B_5 | 1890 | Walter C Beckjord | OH | coal | Bituminous | TRUE | TRUE | TRUE | FALSE
2832 | 2832 | Unit 6 | 6 | 2832_B_6 | 1894 | Miami Fort | OH | coal | Bituminous | TRUE | TRUE | TRUE | FALSE
2832 | 2832 | Unit 8 | 8 | 2832_B_8 | 1896 | Miami Fort | OH | coal | Bituminous, Subbituminous | TRUE | TRUE | TRUE | FALSE
2832 | 2832 | Unit 7 | 7 | 2832_B_7 | 1895 | Miami Fort | OH | coal | Bituminous, Subbituminous | TRUE | TRUE | TRUE | FALSE
2835 | 2835 | 7 | 7 | 2835_B_7 | 1901 | Ashtabula | OH | coal | Subbituminous | TRUE | TRUE | TRUE | FALSE
2836 | 2836 | 10 | 10 | 2836_B_10 | 1904 | Avon Lake | OH | coal | Bituminous | TRUE | TRUE | TRUE | FALSE
2836 | 2836 | 12 | 12 | 2836_B_12 | 1906 | Avon Lake | OH | coal | Bituminous | TRUE | TRUE | TRUE | FALSE
2837 | 2837 | 2 | 2 | 2837_B_2 | 1909 | Eastlake | OH | coal | Bituminous, Subbituminous | TRUE | TRUE | TRUE | FALSE
2837 | 2837 | 1 | 1 | 2837_B_1 | 1908 | Eastlake | OH | coal | Bituminous, Subbituminous | TRUE | TRUE | TRUE | FALSE
2837 | 2837 | 4 | 4 | 2837_B_4 | 1911 | Eastlake | OH | coal | Bituminous, Subbituminous | TRUE | TRUE | TRUE | FALSE
2837 | 2837 | 5 | 5 | 2837_B_5 | 1912 | Eastlake | OH | coal | Bituminous, Subbituminous | TRUE | TRUE | TRUE | FALSE
2837 | 2837 | 3 | 3 | 2837_B_3 | 1910 | Eastlake | OH | coal | Bituminous, Subbituminous | TRUE | TRUE | TRUE | FALSE
2838 | 2838 | 18 | 18 | 2838_B_18 | 1913 | Lake Shore | OH | coal | Bituminous, Subbituminous | TRUE | TRUE | TRUE | FALSE
2840 | 2840 | 4 | 4 | 2840_B_4 | 1921 | Conesville | OH | coal | Bituminous | TRUE | TRUE | TRUE | FALSE
2840 | 2840 | 5 | 5 | 2840_B_5 | 1922 | Conesville | OH | coal | Bituminous | TRUE | TRUE | TRUE | FALSE
2840 | 2840 | 6 | 6 | 2840_B_6 | 1923 | Conesville | OH | coal | Bituminous | TRUE | TRUE | TRUE | FALSE
2840 | 2840 | 3 | 3 | 2840_B_3 | 1920 | Conesville | OH | coal | Bituminous | TRUE | TRUE | TRUE | FALSE
2843 | 2843 | 9 | 9 | 2843_B_9 | 1924 | Picway | OH | coal | Bituminous | TRUE | TRUE | TRUE | FALSE
2848 | 2848 | H-2 | H-2 | 2848_B_H-2 | 1932 | O H Hutchings | OH | coal | Bituminous | TRUE | TRUE | TRUE | FALSE
2848 | 2848 | H-3 | H-3 | 2848_B_H-3 | 1933 | O H Hutchings | OH | coal | Bituminous | TRUE | TRUE | TRUE | FALSE
2848 | 2848 | H-4 | H-4 | 2848_B_H-4 | 1934 | O H Hutchings | OH | coal | Bituminous | TRUE | TRUE | TRUE | FALSE
2848 | 2848 | H-5 | H-5 | 2848_B_H-5 | 1935 | O H Hutchings | OH | coal | Bituminous | TRUE | TRUE | TRUE | FALSE
2848 | 2848 | H-6 | H-6 | 2848_B_H-6 | 1936 | O H Hutchings | OH | coal | Bituminous | TRUE | TRUE | TRUE | FALSE
2848 | 2848 | H-1 | H-1 | 2848_B_H-1 | 1931 | O H Hutchings | OH | coal | Bituminous | TRUE | TRUE | TRUE | FALSE
2850 | 2850 | B001 | 1 | 2850_B_1 | 1937 | J M Stuart | OH | coal | Bituminous | TRUE | TRUE | TRUE | FALSE
2850 | 2850 | B002 | 2 | 2850_B_2 | 1938 | J M Stuart | OH | coal | Bituminous | TRUE | TRUE | TRUE | FALSE
2850 | 2850 | B003 | 3 | 2850_B_3 | 1939 | J M Stuart | OH | coal | Bituminous | TRUE | TRUE | TRUE | FALSE
2850 | 2850 | B004 | 4 | 2850_B_4 | 1940 | J M Stuart | OH | coal | Bituminous | TRUE | TRUE | TRUE | FALSE
2861 | 2861 | 1 | 1 | 2861_B_1 | 1946 | Niles Plant | OH | coal | Bituminous | TRUE | TRUE | TRUE | FALSE
2861 | 2861 | 2 | 2 | 2861_B_2 | 1947 | Niles Plant | OH | coal | Bituminous | TRUE | TRUE | TRUE | FALSE
2864 | 2864 | 7 | 7 | 2864_B_7 | 1954 | R. E. Burger | OH | coal | Bituminous, Subbituminous | TRUE | TRUE | TRUE | FALSE
2864 | 2864 | 8 | 8 | 2864_B_8 | 1955 | R. E. Burger | OH | coal | Bituminous, Subbituminous | TRUE | TRUE | TRUE | FALSE
2866 | 2866 | 6 | 6 | 2866_B_6 | 1961 | W. H. Sammis | OH | coal | Bituminous, Subbituminous | TRUE | TRUE | TRUE | FALSE
2866 | 2866 | 5 | 5 | 2866_B_5 | 1960 | W. H. Sammis | OH | coal | Bituminous, Subbituminous | TRUE | TRUE | TRUE | FALSE
2866 | 2866 | 4 | 4 | 2866_B_4 | 1959 | W. H. Sammis | OH | coal | Bituminous, Subbituminous | TRUE | TRUE | TRUE | FALSE
2866 | 2866 | 3 | 3 | 2866_B_3 | 1958 | W. H. Sammis | OH | coal | Bituminous, Subbituminous | TRUE | TRUE | TRUE | FALSE
2866 | 2866 | 2 | 2 | 2866_B_2 | 1957 | W. H. Sammis | OH | coal | Bituminous, Subbituminous | TRUE | TRUE | TRUE | FALSE
2866 | 2866 | 1 | 1 | 2866_B_1 | 1956 | W. H. Sammis | OH | coal | Bituminous, Subbituminous | TRUE | TRUE | TRUE | FALSE
2866 | 2866 | 7 | 7 | 2866_B_7 | 1962 | W. H. Sammis | OH | coal | Bituminous, Subbituminous | TRUE | TRUE | TRUE | FALSE
2872 | 2872 | 2 | 2 | 2872_B_2 | 1967 | Muskingum River | OH | coal | Bituminous | TRUE | TRUE | TRUE | FALSE
2872 | 2872 | 5 | 5 | 2872_B_5 | 1970 | Muskingum River | OH | coal | Bituminous | TRUE | TRUE | TRUE | FALSE
2872 | 2872 | 3 | 3 | 2872_B_3 | 1968 | Muskingum River | OH | coal | Bituminous | TRUE | TRUE | TRUE | FALSE
2872 | 2872 | 1 | 1 | 2872_B_1 | 1966 | Muskingum River | OH | coal | Bituminous | TRUE | TRUE | TRUE | FALSE
2872 | 2872 | 4 | 4 | 2872_B_4 | 1969 | Muskingum River | OH | coal | Bituminous | TRUE | TRUE | TRUE | FALSE
2876 | 2876 | 3 | 3 | 2876_B_3 | 1973 | Kyger Creek | OH | coal | Bituminous, Subbituminous | TRUE | TRUE | TRUE | FALSE
2876 | 2876 | 1 | 1 | 2876_B_1 | 1971 | Kyger Creek | OH | coal | Bituminous, Subbituminous | TRUE | TRUE | TRUE | FALSE
2876 | 2876 | 2 | 2 | 2876_B_2 | 1972 | Kyger Creek | OH | coal | Bituminous, Subbituminous | TRUE | TRUE | TRUE | FALSE
2876 | 2876 | 4 | 4 | 2876_B_4 | 1974 | Kyger Creek | OH | coal | Bituminous, Subbituminous | TRUE | TRUE | TRUE | FALSE
2876 | 2876 | 5 | 5 | 2876_B_5 | 1975 | Kyger Creek | OH | coal | Bituminous, Subbituminous | TRUE | TRUE | TRUE | FALSE
2878 | 2878 | 4 | 4 | 2878_B_4 | 1987 | Bay Shore | OH | coal | Bituminous, Subbituminous | TRUE | TRUE | TRUE | FALSE
2878 | 2878 | 1 | 1 | 2878_B_1 | 1984 | Bay Shore | OH | petroleum coke | Petroleum Coke | TRUE | TRUE | TRUE | FALSE
2878 | 2878 | 2 | 2 | 2878_B_2 | 1985 | Bay Shore | OH | coal | Bituminous, Subbituminous | TRUE | TRUE | TRUE | FALSE
2878 | 2878 | 3 | 3 | 2878_B_3 | 1986 | Bay Shore | OH | coal | Bituminous, Subbituminous | TRUE | TRUE | TRUE | FALSE
| 2917 |  | 8 | 2917_B_8 | 9527 | Hamilton | Ohio | Coal | Bituminous | TRUE | FALSE | TRUE | FALSE | Is in NEEDS 4.0 and 4.10 BIT; in 2005 EIA BIT/NG
2917 | 2917 | 9 | 9 | 2917_B_9 | 1994 | Hamilton | OH | coal | Bituminous | TRUE | TRUE | TRUE | FALSE
| 2951 |  | 6 | 2951_B_6 | 2000 | Horseshoe Lake | Oklahoma | Oil | Natural Gas, Residual Fuel Oil | TRUE | FALSE | FALSE | TRUE | 2005 EIA, NG/RFO
| 2952 |  | 3 | 2952_B_3 | 2004 | Muskogee | Oklahoma | Oil | Natural Gas, Residual Fuel Oil | TRUE | FALSE | FALSE | TRUE | 2005 EIA, NG/RFO
2952 | 2952 | 4 | 4 | 2952_B_4 | 2005 | Muskogee | OK | coal | Subbituminous | TRUE | TRUE | TRUE | FALSE
2952 | 2952 | 5 | 5 | 2952_B_5 | 2006 | Muskogee | OK | coal | Subbituminous | TRUE | TRUE | TRUE | FALSE
2952 | 2952 | 6 | 6 | 2952_B_6 | 2007 | Muskogee | OK | coal | Subbituminous | TRUE | TRUE | TRUE | FALSE
| 2956 |  | 3 | 2956_B_3 | 2014 | Seminole | Oklahoma | Oil | Natural Gas, Residual Fuel Oil | TRUE | FALSE | FALSE | TRUE | 2005 EIA, NG/DFO/RFO
| 2963 |  | 3302 | 2963_B_3302 | 2018 | Northeastern | Oklahoma | Oil | Natural Gas, Distillate Fuel Oil | TRUE | FALSE | FALSE | TRUE | 2005 EIA, NG only
2963 | 2963 | 3313 | 3313 | 2963_B_3313 | 2019 | Northeastern | OK | coal | Bituminous, Subbituminous | TRUE | TRUE | TRUE | FALSE
2963 | 2963 | 3314 | 3314 | 2963_B_3314 | 2020 | Northeastern | OK | coal | Bituminous, Subbituminous | TRUE | TRUE | TRUE | FALSE
| 2964 |  | 801S | 2964_B_801S | 2024 | Southwestern | Oklahoma | Oil | Natural Gas, Distillate Fuel Oil | TRUE | FALSE | FALSE | TRUE | 2005 EIA, NG only
| 2964 |  | 801N | 2964_B_801N | 2023 | Southwestern | Oklahoma | Oil | Natural Gas, Distillate Fuel Oil | TRUE | FALSE | FALSE | TRUE | 2005 EIA, NG only
| 2964 |  | 8003 | 2964_B_8003 | 2022 | Southwestern | Oklahoma | Oil | Natural Gas, Distillate Fuel Oil | TRUE | FALSE | FALSE | TRUE | 2005 EIA, NG only
| 2964 |  | 8002 | 2964_B_8002 | 2021 | Southwestern | Oklahoma | Oil | Natural Gas, Distillate Fuel Oil | TRUE | FALSE | FALSE | TRUE | 2005 EIA, NG only
| 2965 |  | 1404 | 2965_B_1404 | 2027 | Tulsa | Oklahoma | Oil | Natural Gas, Distillate Fuel Oil | TRUE | FALSE | FALSE | TRUE | 2005 EIA, NG only
| 2965 |  | 1402 | 2965_B_1402 | 2025 | Tulsa | Oklahoma | Oil | Natural Gas, Distillate Fuel Oil | TRUE | FALSE | FALSE | TRUE | 2005 EIA, NG only
| 2965 |  | 1403 | 2965_B_1403 | 2026 | Tulsa | Oklahoma | Oil | Natural Gas, Distillate Fuel Oil | TRUE | FALSE | FALSE | TRUE | 2005 EIA, NG only
3098 | 3098 | 3 | 3 | 3098_B_3 | 2037 | Elrama Power Plant | PA | coal | Bituminous | TRUE | TRUE | TRUE | FALSE
3098 | 3098 | 2 | 2 | 3098_B_2 | 2036 | Elrama Power Plant | PA | coal | Bituminous | TRUE | TRUE | TRUE | FALSE
3098 | 3098 | 4 | 4 | 3098_B_4 | 2038 | Elrama Power Plant | PA | coal | Bituminous | TRUE | TRUE | TRUE | FALSE
3098 | 3098 | 1 | 1 | 3098_B_1 | 2035 | Elrama Power Plant | PA | coal | Bituminous | TRUE | TRUE | TRUE | FALSE
3113 | 3113 | 1 | 1 | 3113_B_1 | 2054 | Portland | PA | coal | Bituminous | TRUE | TRUE | TRUE | FALSE
3113 | 3113 | 2 | 2 | 3113_B_2 | 2055 | Portland | PA | coal | Bituminous | TRUE | TRUE | TRUE | FALSE
3115 | 3115 | 1 | 1 | 3115_B_1 | 2060 | Titus | PA | coal | Bituminous | TRUE | TRUE | TRUE | FALSE
3115 | 3115 | 2 | 2 | 3115_B_2 | 2061 | Titus | PA | coal | Bituminous | TRUE | TRUE | TRUE | FALSE
3115 | 3115 | 3 | 3 | 3115_B_3 | 2062 | Titus | PA | coal | Bituminous | TRUE | TRUE | TRUE | FALSE
3118 | 3118 | 2 | 2 | 3118_B_2 | 2066 | Conemaugh | PA | coal | Bituminous | TRUE | TRUE | TRUE | FALSE
3118 | 3118 | 1 | 1 | 3118_B_1 | 2065 | Conemaugh | PA | coal | Bituminous | TRUE | TRUE | TRUE | FALSE
3122 | 3122 | 1 | 1 | 3122_B_1 | 2072 | Homer City Station | PA | coal | Bituminous | TRUE | TRUE | TRUE | FALSE
3122 | 3122 | 2 | 2 | 3122_B_2 | 2073 | Homer City Station | PA | coal | Bituminous | TRUE | TRUE | TRUE | FALSE
3122 | 3122 | 3 | 3 | 3122_B_3 | 2074 | Homer City Station | PA | coal | Bituminous | TRUE | TRUE | TRUE | FALSE
3130 | 3130 | 2 | 2 | 3130_B_2 | 88265 | Seward | PA | coal | Waste Coal | TRUE | TRUE | TRUE | FALSE
3130 | 3130 | 1 | 1 | 3130_B_1 | 88264 | Seward | PA | coal | Waste Coal | TRUE | TRUE | TRUE | FALSE
3131 | 3131 | 1 | 1 | 3131_B_1 | 2078 | Shawville | PA | coal | Bituminous | TRUE | TRUE | TRUE | FALSE
3131 | 3131 | 2 | 2 | 3131_B_2 | 2079 | Shawville | PA | coal | Bituminous | TRUE | TRUE | TRUE | FALSE
3131 | 3131 | 3 | 3 | 3131_B_3 | 2080 | Shawville | PA | coal | Bituminous | TRUE | TRUE | TRUE | FALSE
3131 | 3131 | 4 | 4 | 3131_B_4 | 2081 | Shawville | PA | coal | Bituminous | TRUE | TRUE | TRUE | FALSE
3136 | 3136 | 1 | 1 | 3136_B_1 | 2089 | Keystone | PA | coal | Bituminous | TRUE | TRUE | TRUE | FALSE
3136 | 3136 | 2 | 2 | 3136_B_2 | 2090 | Keystone | PA | coal | Bituminous | TRUE | TRUE | TRUE | FALSE
3138 | 3138 | 5 | 5 | 3138_B_5 | 2095 | New Castle Plant | PA | coal | Bituminous | TRUE | TRUE | TRUE | FALSE
3138 | 3138 | 4 | 4 | 3138_B_4 | 2094 | New Castle Plant | PA | coal | Bituminous | TRUE | TRUE | TRUE | FALSE
3138 | 3138 | 3 | 3 | 3138_B_3 | 2093 | New Castle Plant | PA | coal | Bituminous | TRUE | TRUE | TRUE | FALSE
3140 | 3140 | 2 | 2 | 3140_B_2 | 2101 | PPL Brunner Island | PA | coal | Bituminous | TRUE | TRUE | TRUE | FALSE
3140 | 3140 | 3 | 3 | 3140_B_3 | 2102 | PPL Brunner Island | PA | coal | Bituminous | TRUE | TRUE | TRUE | FALSE
3140 | 3140 | 1 | 1 | 3140_B_1 | 2100 | PPL Brunner Island | PA | coal | Bituminous | TRUE | TRUE | TRUE | FALSE
3148 | 3148 | 4 | 4 | 3148_B_4 | 2118 | PPL Martins Creek | PA | oil | Natural Gas, Residual Fuel Oil | TRUE | TRUE | TRUE | FALSE | Is in NEEDS 4.0 and 4.10 NG; in 2005 EIA NG/RFO/DFO
3148 | 3148 | 3 | 3 | 3148_B_3 | 2117 | PPL Martins Creek | PA | oil | Natural Gas, Residual Fuel Oil | TRUE | TRUE | TRUE | FALSE | Is in NEEDS 4.0 and 4.10 NG; in 2005 EIA NG/DFO/RFO
3149 | 3149 | 1 | 1 | 3149_B_1 | 2124 | PPL Montour | PA | coal | Bituminous | TRUE | TRUE | TRUE | FALSE
3149 | 3149 | 2 | 2 | 3149_B_2 | 2125 | PPL Montour | PA | coal | Bituminous | TRUE | TRUE | TRUE | FALSE
3152 | 3152 | 3 | 3 | 3152_B_3 | 2132 | Sunbury Generation LP | PA | coal | Bituminous | TRUE | TRUE | TRUE | FALSE
3152 | 3152 | 2B | 2B | 3152_B_2B | 2131 | Sunbury Generation LP | PA | coal | Bituminous | TRUE | TRUE | TRUE | FALSE
3152 | 3152 | 2A | 2A | 3152_B_2A | 2130 | Sunbury Generation LP | PA | coal | Bituminous | TRUE | TRUE | TRUE | FALSE
3152 | 3152 | 1B | 1B | 3152_B_1B | 2129 | Sunbury Generation LP | PA | coal | Waste Coal | TRUE | TRUE | TRUE | FALSE
3152 | 3152 | 4 | 4 | 3152_B_4 | 2133 | Sunbury Generation LP | PA | coal | Bituminous | TRUE | TRUE | TRUE | FALSE
3152 | 3152 | 1A | 1A | 3152_B_1A | 2128 | Sunbury Generation LP | PA | coal | Waste Coal | TRUE | TRUE | TRUE | FALSE
3159 | 3159 | 2 | 2 | 3159_B_2 | 2146 | Cromby Generating Station | PA | oil | Natural Gas, Residual Fuel Oil | TRUE | TRUE | TRUE | FALSE | Is in NEEDS 4.0 and 4.10 NG; in 2005 EIA RFO/NG
3161 | 3161 | 3 | 3 | 3161_B_3 | 2152 | Eddystone Generating Station | PA | oil | Natural Gas, Residual Fuel Oil | TRUE | TRUE | TRUE | FALSE | Is in NEEDS 4.0 and 4.10 NG; in 2005 EIA RFO/NG
3161 | 3161 | 4 | 4 | 3161_B_4 | 2154 | Eddystone Generating Station | PA | oil | Natural Gas, Residual Fuel Oil | TRUE | TRUE | TRUE | FALSE | Is in NEEDS 4.0 and 4.10 NG; in 2005 EIA RFO/NG
3161 | 3161 | 2 | 2 | 3161_B_2 | 2151 | Eddystone Generating Station | PA | coal | Bituminous | TRUE | TRUE | TRUE | FALSE
3169 | 3169 | 3169-1 | 1 | 3169_B_1 | 2166 | Exelon - Schuylkill Generating Station | PA | oil | Distillate Fuel Oil, Residual Fuel Oil | TRUE | TRUE | TRUE | FALSE
3178 | 3178 | 2 | 2 | 3178_B_2 | 2179 | Armstrong Power Station | PA | coal | Bituminous | TRUE | TRUE | TRUE | FALSE
3178 | 3178 | 1 | 1 | 3178_B_1 | 2178 | Armstrong Power Station | PA | coal | Bituminous | TRUE | TRUE | TRUE | FALSE
3179 | 3179 | 2 | 2 | 3179_B_2 | 2181 | Hatfield's Ferry Power Station | PA | coal | Bituminous, Subbituminous | TRUE | TRUE | TRUE | FALSE
3179 | 3179 | 1 | 1 | 3179_B_1 | 2180 | Hatfield's Ferry Power Station | PA | coal | Bituminous, Subbituminous | TRUE | TRUE | TRUE | FALSE
3179 | 3179 | 3 | 3 | 3179_B_3 | 2182 | Hatfield's Ferry Power Station | PA | coal | Bituminous, Subbituminous | TRUE | TRUE | TRUE | FALSE
3181 | 3181 | 33 | 33 | 3181_B_33 | 2186 | Mitchell Power Station | PA | coal | Bituminous | TRUE | TRUE | TRUE | FALSE
3181 | 3181 | 1 | 1 | 3181_B_1 | 2183 | Mitchell Power Station | PA | oil | Distillate Fuel Oil | TRUE | TRUE | TRUE | FALSE
3181 | 3181 | 3 | 3 | 3181_B_3 | 2185 | Mitchell Power Station | PA | oil | Distillate Fuel Oil | TRUE | TRUE | TRUE | FALSE
3181 | 3181 | 2 | 2 | 3181_B_2 | 2184 | Mitchell Power Station | PA | oil | Distillate Fuel Oil | TRUE | TRUE | TRUE | FALSE
3251 | 3251 | 1 | 1 | 3251_B_1 | 2201 | HB Robinson / Darlington Electric Power Plant | SC | coal | Bituminous | TRUE | TRUE | TRUE | FALSE
3264 | 3264 | 3 | 3 | 3264_B_3 | 2218 | W. S. Lee | SC | coal | Bituminous | TRUE | TRUE | TRUE | FALSE
3264 | 3264 | 2 | 2 | 3264_B_2 | 2217 | W. S. Lee | SC | coal | Bituminous | TRUE | TRUE | TRUE | FALSE
3264 | 3264 | 1 | 1 | 3264_B_1 | 2216 | W. S. Lee | SC | coal | Bituminous | TRUE | TRUE | TRUE | FALSE
3280 | 3280 | CAN2 | CAN2 | 3280_B_CAN2 | 2220 | Canadys Steam | SC | coal | Bituminous | TRUE | TRUE | TRUE | FALSE
3280 | 3280 | CAN1 | CAN1 | 3280_B_CAN1 | 2219 | Canadys Steam | SC | coal | Bituminous | TRUE | TRUE | TRUE | FALSE
3280 | 3280 | CAN3 | CAN3 | 3280_B_CAN3 | 2221 | Canadys Steam | SC | coal | Bituminous | TRUE | TRUE | TRUE | FALSE
3287 | 3287 | MCM1 | MCM1 | 3287_B_MCM1 | 2226 | McMeekin | SC | coal | Bituminous | TRUE | TRUE | TRUE | FALSE
3287 | 3287 | MCM2 | MCM2 | 3287_B_MCM2 | 2227 | McMeekin | SC | coal | Bituminous | TRUE | TRUE | TRUE | FALSE
3295 | 3295 | URQ3 | URQ3 | 3295_B_URQ3 | 2230 | Urquhart | SC | coal | Bituminous | TRUE | TRUE | TRUE | FALSE
3297 | 3297 | WAT1 | WAT1 | 3297_B_WAT1 | 2232 | Wateree | SC | coal | Bituminous | TRUE | TRUE | TRUE | FALSE
3297 | 3297 | WAT2 | WAT2 | 3297_B_WAT2 | 2233 | Wateree | SC | coal | Bituminous | TRUE | TRUE | TRUE | FALSE
3298 | 3298 | WIL1 | WIL1 | 3298_B_WIL1 | 2234 | Williams | SC | coal | Bituminous | TRUE | TRUE | TRUE | FALSE
3317 | 3317 | 2 | 2 | 3317_B_2 | 2236 | Dolphus M Grainger | SC | coal | Bituminous | TRUE | TRUE | TRUE | FALSE
3317 | 3317 | 1 | 1 | 3317_B_1 | 2235 | Dolphus M Grainger | SC | coal | Bituminous | TRUE | TRUE | TRUE | FALSE
3319 | 3319 | 4 | 4 | 3319_B_4 | 2240 | Jefferies | SC | coal | Bituminous | TRUE | TRUE | TRUE | FALSE
3319 | 3319 | 3 | 3 | 3319_B_3 | 2239 | Jefferies | SC | coal | Bituminous | TRUE | TRUE | TRUE | FALSE
3319 | 3319 | 2 | 2 | 3319_B_2 | 2238 | Jefferies | SC | oil | Residual Fuel Oil | TRUE | TRUE | TRUE | FALSE
3319 | 3319 | 1 | 1 | 3319_B_1 | 2237 | Jefferies | SC | oil | Residual Fuel Oil | TRUE | TRUE | TRUE | FALSE
3393 | 3393 | 1 | 1 | 3393_B_1 | 2248 | Allen Steam Plant | TN | coal | Bituminous, Subbituminous | TRUE | TRUE | TRUE | FALSE
3393 | 3393 | 2 | 2 | 3393_B_2 | 2249 | Allen Steam Plant | TN | coal | Bituminous, Subbituminous | TRUE | TRUE | TRUE | FALSE
3393 | 3393 | 3 | 3 | 3393_B_3 | 2250 | Allen Steam Plant | TN | coal | Bituminous, Subbituminous | TRUE | TRUE | TRUE | FALSE
3396 | 3396 | 1 | 1 | 3396_B_1 | 2251 | Bull Run | TN | coal | Bituminous | TRUE | TRUE | TRUE | FALSE
3399 | 3399 | 1 | 1 | 3399_B_1 | 2252 | Cumberland | TN | coal | Bituminous | TRUE | TRUE | TRUE | FALSE
3399 | 3399 | 2 | 2 | 3399_B_2 | 2253 | Cumberland | TN | coal | Bituminous | TRUE | TRUE | TRUE | FALSE
3403 | 3403 | 3 | 3 | 3403_B_3 | 2256 | Gallatin | TN | coal | Bituminous, Subbituminous | TRUE | TRUE | TRUE | FALSE
3403 | 3403 | 2 | 2 | 3403_B_2 | 2255 | Gallatin | TN | coal | Bituminous, Subbituminous | TRUE | TRUE | TRUE | FALSE
3403 | 3403 | 1 | 1 | 3403_B_1 | 2254 | Gallatin | TN | coal | Bituminous, Subbituminous | TRUE | TRUE | TRUE | FALSE
3403 | 3403 | 4 | 4 | 3403_B_4 | 2257 | Gallatin | TN | coal | Bituminous, Subbituminous | TRUE | TRUE | TRUE | FALSE
3405 | 3405 | 1 | 1 | 3405_B_1 | 2262 | John Sevier | TN | coal | Bituminous | TRUE | TRUE | TRUE | FALSE
3405 | 3405 | 2 | 2 | 3405_B_2 | 2263 | John Sevier | TN | coal | Bituminous | TRUE | TRUE | TRUE | FALSE
3405 | 3405 | 3 | 3 | 3405_B_3 | 2264 | John Sevier | TN | coal | Bituminous | TRUE | TRUE | TRUE | FALSE
3405 | 3405 | 4 | 4 | 3405_B_4 | 2265 | John Sevier | TN | coal | Bituminous | TRUE | TRUE | TRUE | FALSE
3406 | 3406 | 2 | 2 | 3406_B_2 | 2268 | Johnsonville | TN | coal | Bituminous, Subbituminous | TRUE | TRUE | TRUE | FALSE
3406 | 3406 | 9 | 9 | 3406_B_9 | 2275 | Johnsonville | TN | coal | Bituminous, Subbituminous | TRUE | TRUE | TRUE | FALSE
3406 | 3406 | 8 | 8 | 3406_B_8 | 2274 | Johnsonville | TN | coal | Bituminous, Subbituminous | TRUE | TRUE | TRUE | FALSE
3406 | 3406 | 7 | 7 | 3406_B_7 | 2273 | Johnsonville | TN | coal | Bituminous, Subbituminous | TRUE | TRUE | TRUE | FALSE
3406 | 3406 | 6 | 6 | 3406_B_6 | 2272 | Johnsonville | TN | coal | Bituminous, Subbituminous | TRUE | TRUE | TRUE | FALSE
3406 | 3406 | 5 | 5 | 3406_B_5 | 2271 | Johnsonville | TN | coal | Bituminous, Subbituminous | TRUE | TRUE | TRUE | FALSE
3406 | 3406 | 3 | 3 | 3406_B_3 | 2269 | Johnsonville | TN | coal | Bituminous, Subbituminous | TRUE | TRUE | TRUE | FALSE
3406 | 3406 | 10 | 10 | 3406_B_10 | 2267 | Johnsonville | TN | coal | Bituminous, Subbituminous | TRUE | TRUE | TRUE | FALSE
3406 | 3406 | 1 | 1 | 3406_B_1 | 2266 | Johnsonville | TN | coal | Bituminous, Subbituminous | TRUE | TRUE | TRUE | FALSE
3406 | 3406 | 4 | 4 | 3406_B_4 | 2270 | Johnsonville | TN | coal | Bituminous, Subbituminous | TRUE | TRUE | TRUE | FALSE
3407 | 3407 | 6 | 6 | 3407_B_6 | 2285 | Kingston | TN | coal | Bituminous, Subbituminous | TRUE | TRUE | TRUE | FALSE
3407 | 3407 | 9 | 9 | 3407_B_9 | 2288 | Kingston | TN | coal | Bituminous, Subbituminous | TRUE | TRUE | TRUE | FALSE
3407 | 3407 | 8 | 8 | 3407_B_8 | 2287 | Kingston | TN | coal | Bituminous, Subbituminous | TRUE | TRUE | TRUE | FALSE
3407 | 3407 | 7 | 7 | 3407_B_7 | 2286 | Kingston | TN | coal | Bituminous, Subbituminous | TRUE | TRUE | TRUE | FALSE
3407 | 3407 | 4 | 4 | 3407_B_4 | 2283 | Kingston | TN | coal | Bituminous, Subbituminous | TRUE | TRUE | TRUE | FALSE
3407 | 3407 | 3 | 3 | 3407_B_3 | 2282 | Kingston | TN | coal | Bituminous, Subbituminous | TRUE | TRUE | TRUE | FALSE
3407 | 3407 | 1 | 1 | 3407_B_1 | 2280 | Kingston | TN | coal | Bituminous, Subbituminous | TRUE | TRUE | TRUE | FALSE
3407 | 3407 | 2 | 2 | 3407_B_2 | 2281 | Kingston | TN | coal | Bituminous, Subbituminous | TRUE | TRUE | TRUE | FALSE
3407 | 3407 | 5 | 5 | 3407_B_5 | 2284 | Kingston | TN | coal | Bituminous, Subbituminous | TRUE | TRUE | TRUE | FALSE
| 3439 |  | 1 | 3439_B_1 | 2296 | Laredo | Texas | Oil | Natural Gas, Distillate Fuel Oil | TRUE | FALSE | FALSE | TRUE | 2005 EIA, NG only
| 3439 |  | 2 | 3439_B_2 | 2297 | Laredo | Texas | Oil | Natural Gas, Distillate Fuel Oil | TRUE | FALSE | FALSE | TRUE | 2005 EIA, NG only
| 3439 |  | 3 | 3439_B_3 | 2298 | Laredo | Texas | Oil | Natural Gas, Distillate Fuel Oil | TRUE | FALSE | FALSE | TRUE | 2005 EIA, NG only
| 3452 |  | 1 | 3452_B_1 | 2313 | Lake Hubbard | Texas | Oil | Natural Gas, Distillate Fuel Oil | TRUE | FALSE | FALSE | TRUE | 2005 EIA, NG only
| 3452 |  | 2 | 3452_B_2 | 2314 | Lake Hubbard | Texas | Oil | Natural Gas, Distillate Fuel Oil | TRUE | FALSE | FALSE | TRUE | 2005 EIA, NG only
| 3454 |  | 3 | 3454_B_3 | 2323 | North Lake | Texas | Oil | Natural Gas, Distillate Fuel Oil | TRUE | FALSE | FALSE | TRUE | 2005 EIA, NG only
| 3454 |  | 1 | 3454_B_1 | 2321 | North Lake | Texas | Oil | Natural Gas, Distillate Fuel Oil | TRUE | FALSE | FALSE | TRUE | 2005 EIA, NG only
| 3454 |  | 2 | 3454_B_2 | 2322 | North Lake | Texas | Oil | Natural Gas, Distillate Fuel Oil | TRUE | FALSE | FALSE | TRUE | 2005 EIA, NG only
| 3456 |  | 3 | 3456_B_3 | 2331 | Newman | Texas | Oil | Natural Gas, Distillate Fuel Oil | TRUE | FALSE | FALSE | TRUE | 2005 EIA, NG/DFO
| 3456 |  | 1 | 3456_B_1 | 2329 | Newman | Texas | Oil | Natural Gas, Distillate Fuel Oil | TRUE | FALSE | FALSE | TRUE | 2005 EIA, NG/DFO
| 3456 |  | 2 | 3456_B_2 | 2330 | Newman | Texas | Oil | Natural Gas, Distillate Fuel Oil | TRUE | FALSE | FALSE | TRUE | 2005 EIA, NG/DFO
| 3464 |  | GBY5 | 3464_B_GBY5 | 2359 | Greens Bayou | Texas | Oil | Natural Gas, Distillate Fuel Oil | TRUE | FALSE | FALSE | TRUE | 2005 EIA, NG only
3470 | 3470 | WAP5 | WAP5 | 3470_B_WAP5 | 2378 | W. A. Parish | TX | coal | Subbituminous | TRUE | TRUE | TRUE | FALSE
3470 | 3470 | WAP6 | WAP6 | 3470_B_WAP6 | 2379 | W. A. Parish | TX | coal | Subbituminous | TRUE | TRUE | TRUE | FALSE
3470 | 3470 | WAP7 | WAP7 | 3470_B_WAP7 | 2380 | W. A. Parish | TX | coal | Subbituminous | TRUE | TRUE | TRUE | FALSE
3470 | 3470 | WAP8 | WAP8 | 3470_B_WAP8 | 2381 | W. A. Parish | TX | coal | Subbituminous | TRUE | TRUE | TRUE | FALSE
| 3476 |  | 4 | 3476_B_4 | 2387 | Knox Lee | Texas | Oil | Natural Gas, Distillate Fuel Oil | TRUE | FALSE | FALSE | TRUE | 2005 EIA, NG only
| 3476 |  | 5 | 3476_B_5 | 2388 | Knox Lee | Texas | Oil | Natural Gas, Residual Fuel Oil | TRUE | FALSE | FALSE | TRUE | 2005 EIA, NG/DFO
| 3477 |  | 1 | 3477_B_1 | 2389 | Lone Star | Texas | Oil | Natural Gas, Distillate Fuel Oil | TRUE | FALSE | FALSE | TRUE | 2005 EIA, no fuel
| 3478 |  | 2 | 3478_B_2 | 2391 | Wilkes | Texas | Oil | Natural Gas, Distillate Fuel Oil | TRUE | FALSE | FALSE | TRUE | 2005 EIA, NG only
| 3478 |  | 1 | 3478_B_1 | 2390 | Wilkes | Texas | Oil | Natural Gas, Distillate Fuel Oil | TRUE | FALSE | FALSE | TRUE | 2005 EIA, NG/DFO/RFO
| 3478 |  | 3 | 3478_B_3 | 2392 | Wilkes | Texas | Oil | Natural Gas, Distillate Fuel Oil | TRUE | FALSE | FALSE | TRUE | 2005 EIA, NG only
| 3482 |  | 152B | 3482_B_152B | 2395 | Jones | Texas | Oil | Natural Gas, Distillate Fuel Oil | TRUE | FALSE | FALSE | TRUE | 2005 EIA, NG only
| 3482 |  | 151B | 3482_B_151B | 2394 | Jones | Texas | Oil | Natural Gas, Distillate Fuel Oil | TRUE | FALSE | FALSE | TRUE | 2005 EIA, NG only
| 3485 |  | 112B | 3485_B_112B | 2402 | Plant X | Texas | Oil | Natural Gas, Distillate Fuel Oil | TRUE | FALSE | FALSE | TRUE | 2005 EIA, NG only
| 3485 |  | 111B | 3485_B_111B | 2401 | Plant X | Texas | Oil | Natural Gas, Distillate Fuel Oil | TRUE | FALSE | FALSE | TRUE | 2005 EIA, NG only
| 3485 |  | 113B | 3485_B_113B | 2403 | Plant X | Texas | Oil | Natural Gas, Distillate Fuel Oil | TRUE | FALSE | FALSE | TRUE | 2005 EIA, NG only
| 3485 |  | 114B | 3485_B_114B | 2404 | Plant X | Texas | Oil | Natural Gas, Distillate Fuel Oil | TRUE | FALSE | FALSE | TRUE | 2005 EIA, NG only
| 3489 |  | 1 | 3489_B_1 | 2405 | Eagle Mountain | Texas | Oil | Natural Gas, Residual Fuel Oil | TRUE | FALSE | FALSE | TRUE | 2005 EIA, NG only
| 3489 |  | 2 | 3489_B_2 | 2406 | Eagle Mountain | Texas | Oil | Natural Gas, Residual Fuel Oil | TRUE | FALSE | FALSE | TRUE | 2005 EIA, NG only
| 3490 |  | 2 | 3490_B_2 | 2409 | Graham | Texas | Oil | Natural Gas, Residual Fuel Oil | TRUE | FALSE | FALSE | TRUE | 2005 EIA, NG only
| 3490 |  | 1 | 3490_B_1 | 2408 | Graham | Texas | Oil | Natural Gas, Residual Fuel Oil | TRUE | FALSE | FALSE | TRUE | 2005 EIA, NG only
| 3492 |  | 5 | 3492_B_5 | 2418 | Morgan Creek | Texas | Oil | Natural Gas, Residual Fuel Oil | TRUE | FALSE | FALSE | TRUE | 2005 EIA, NG only
| 3492 |  | 6 | 3492_B_6 | 2419 | Morgan Creek | Texas | Oil | Natural Gas, Residual Fuel Oil | TRUE | FALSE | FALSE | TRUE | 2005 EIA, NG only
| 3494 |  | 5 | 3494_B_5 | 2421 | Permian Basin | Texas | Oil | Natural Gas, Residual Fuel Oil | TRUE | FALSE | FALSE | TRUE | 2005 EIA, NG only
| 3494 |  | 6 | 3494_B_6 | 2422 | Permian Basin | Texas | Oil | Natural Gas, Residual Fuel Oil | TRUE | FALSE | FALSE | TRUE | 2005 EIA, NG only
3497 | 3497 | 2 | 2 | 3497_B_2 | 2424 | Big Brown | TX | coal | Lignite, Subbituminous | TRUE | TRUE | TRUE | FALSE
3497 | 3497 | 1 | 1 | 3497_B_1 | 2423 | Big Brown | TX | coal | Lignite, Subbituminous | TRUE | TRUE | TRUE | FALSE
| 3500 |  | 1 | 3500_B_1 | 2425 | Collin | Texas | Oil | Natural Gas, Residual Fuel Oil | TRUE | FALSE | FALSE | TRUE | 2005 EIA, NG only
| 3502 |  | 1 | 3502_B_1 | 2426 | Lake Creek | Texas | Oil | Natural Gas, Distillate Fuel Oil | TRUE | FALSE | FALSE | TRUE | 2005 EIA, NG only
| 3502 |  | 2 | 3502_B_2 | 2427 | Lake Creek | Texas | Oil | Natural Gas, Distillate Fuel Oil | TRUE | FALSE | FALSE | TRUE | 2005 EIA, NG only
| 3504 |  | 1 | 3504_B_1 | 2429 | Stryker Creek | Texas | Oil | Natural Gas, Residual Fuel Oil | TRUE | FALSE | FALSE | TRUE | 2005 EIA, NG only
| 3504 |  | 2 | 3504_B_2 | 2430 | Stryker Creek | Texas | Oil | Natural Gas, Residual Fuel Oil | TRUE | FALSE | FALSE | TRUE | 2005 EIA, NG only
| 3506 |  | 1 | 3506_B_1 | 2431 | Tradinghouse | Texas | Oil | Natural Gas, Distillate Fuel Oil | TRUE | FALSE | FALSE | TRUE | 2005 EIA, NG only
| 3506 |  | 2 | 3506_B_2 | 2432 | Tradinghouse | Texas | Oil | Natural Gas, Distillate Fuel Oil | TRUE | FALSE | FALSE | TRUE | 2005 EIA, NG only
| 3507 |  | 9 | 3507_B_9 | 2435 | Trinidad | Texas | Oil | Natural Gas, Residual Fuel Oil | TRUE | FALSE | FALSE | TRUE | 2005 EIA, NG only
| 3508 |  | 1 | 3508_B_1 | 2436 | Valley | Texas | Oil | Natural Gas, Distillate Fuel Oil | TRUE | FALSE | FALSE | TRUE | 2005 EIA, NG only
| 3508 |  | 2 | 3508_B_2 | 2437 | Valley | Texas | Oil | Natural Gas, Distillate Fuel Oil | TRUE | FALSE | FALSE | TRUE | 2005 EIA, NG only
| 3548 |  | 1 | 3548_B_1 | 2454 | Decker Creek | Texas | Oil | Natural Gas, Distillate Fuel Oil | TRUE | FALSE | FALSE | TRUE | 2005 EIA, NG/DFO
| 3548 |  | 2 | 3548_B_2 | 2455 | Decker Creek | Texas | Oil | Natural Gas, Distillate Fuel Oil | TRUE | FALSE | FALSE | TRUE | 2005 EIA, NG/DFO
| 3561 |  | 6 | 3561_B_6 | 2462 | Bryan | Texas | Oil | Natural Gas, Distillate Fuel Oil | TRUE | FALSE | FALSE | TRUE | 2005 EIA, NG/DFO
| 3576 |  | BW2 | 3576_B_BW2 | 2464 | Ray Olinger | Texas | Oil | Natural Gas, Distillate Fuel Oil | TRUE | FALSE | FALSE | TRUE | 2005 EIA, NG/DFO
| 3576 |  | BW3 | 3576_B_BW3 | 2465 | Ray Olinger | Texas | Oil | Natural Gas, Distillate Fuel Oil | TRUE | FALSE | FALSE | TRUE | 2005 EIA, NG/DFO
| 3576 |  | CE1 | 3576_B_CE1 | 2466 | Ray Olinger | Texas | Oil | Natural Gas, Distillate Fuel Oil | TRUE | FALSE | FALSE | TRUE | 2005 EIA, NG/DFO
| 3601 |  | 2 | 3601_B_2 | 2469 | Sim Gideon | Texas | Oil | Natural Gas, Distillate Fuel Oil | TRUE | FALSE | FALSE | TRUE | 2005 EIA, NG/DFO
| 3601 |  | 3 | 3601_B_3 | 2470 | Sim Gideon | Texas | Oil | Natural Gas, Distillate Fuel Oil | TRUE | FALSE | FALSE | TRUE | 2005 EIA, NG/DFO
| 3601 |  | 1 | 3601_B_1 | 2468 | Sim Gideon | Texas | Oil | Natural Gas, Distillate Fuel Oil | TRUE | FALSE | FALSE | TRUE | 2005 EIA, NG/DFO
| 3611 |  | 2 | 3611_B_2 | 2480 | O W Sommers | Texas | Oil | Natural Gas, Distillate Fuel Oil | TRUE | FALSE | FALSE | TRUE | 2005 EIA, NG only
| 3611 |  | 1 | 3611_B_1 | 2479 | O W Sommers | Texas | Oil | Natural Gas, Distillate Fuel Oil | TRUE | FALSE | FALSE | TRUE | 2005 EIA, NG only
| 3612 |  | 1 | 3612_B_1 | 2481 | V H Braunig | Texas | Oil | Natural Gas, Distillate Fuel Oil | TRUE | FALSE | FALSE | TRUE | 2005 EIA, NG only
| 3612 |  | 2 | 3612_B_2 | 2482 | V H Braunig | Texas | Oil | Natural Gas, Distillate Fuel Oil | TRUE | FALSE | FALSE | TRUE | 2005 EIA, NG only
| 3612 |  | 3 | 3612_B_3 | 2483 | V H Braunig | Texas | Oil | Natural Gas, Distillate Fuel Oil | TRUE | FALSE | FALSE | TRUE | 2005 EIA, NG only
| 3627 |  | 3 | 3627_B_3 | 2490 | North Texas | Texas | Oil | Natural Gas, Distillate Fuel Oil | TRUE | FALSE | FALSE | TRUE | 2005 EIA,no fuel
| 3628 |  | 1 | 3628_B_1 | 2493 | R W Miller | Texas | Oil | Natural Gas, Distillate Fuel Oil | TRUE | FALSE | FALSE | TRUE | 2005 EIA, NG only
| 3628 |  | 3 | 3628_B_3 | 2495 | R W Miller | Texas | Oil | Natural Gas, Distillate Fuel Oil | TRUE | FALSE | FALSE | TRUE | 2005 EIA, NG/DFO
| 3628 |  | 2 | 3628_B_2 | 2494 | R W Miller | Texas | Oil | Natural Gas, Distillate Fuel Oil | TRUE | FALSE | FALSE | TRUE | 2005 EIA, NG/DFO
3644 | 3644 | Unit 1 | 1 | 3644_B_1 | 2496 | Carbon Plant | UT | coal | Bituminous | TRUE | TRUE | TRUE | FALSE
3644 | 3644 | Unit 2 | 2 | 3644_B_2 | 2497 | Carbon Plant | UT | coal | Bituminous | TRUE | TRUE | TRUE | FALSE
3775 | 3775 | 1 | 1 | 3775_B_1 | 2502 | Clinch River | VA | coal | Bituminous | TRUE | TRUE | TRUE | FALSE
3775 | 3775 | 2 | 2 | 3775_B_2 | 2503 | Clinch River | VA | coal | Bituminous | TRUE | TRUE | TRUE | FALSE
3775 | 3775 | 3 | 3 | 3775_B_3 | 2504 | Clinch River | VA | coal | Bituminous | TRUE | TRUE | TRUE | FALSE
3776 | 3776 | 51 | 51 | 3776_B_51 | 2505 | Glen Lyn | VA | coal | Bituminous | TRUE | TRUE | TRUE | FALSE
3776 | 3776 | 52 | 52 | 3776_B_52 | 2506 | Glen Lyn | VA | coal | Bituminous | TRUE | TRUE | TRUE | FALSE
3776 | 3776 | 6 | 6 | 3776_B_6 | 2507 | Glen Lyn | VA | coal | Bituminous | TRUE | TRUE | TRUE | FALSE
3788 | 3788 | 1 | 1 | 3788_B_1 | 2508 | Potomac River | VA | coal | Bituminous | TRUE | TRUE | TRUE | FALSE
3788 | 3788 | 2 | 2 | 3788_B_2 | 2509 | Potomac River | VA | coal | Bituminous | TRUE | TRUE | TRUE | FALSE
3788 | 3788 | 3 | 3 | 3788_B_3 | 2510 | Potomac River | VA | coal | Bituminous | TRUE | TRUE | TRUE | FALSE
3788 | 3788 | 4 | 4 | 3788_B_4 | 2511 | Potomac River | VA | coal | Bituminous | TRUE | TRUE | TRUE | FALSE
3788 | 3788 | 5 | 5 | 3788_B_5 | 2512 | Potomac River | VA | coal | Bituminous | TRUE | TRUE | TRUE | FALSE
3796 | 3796 | #3 | 3 | 3796_B_3 | 2513 | Bremo Bluff | VA | coal | Bituminous | TRUE | TRUE | TRUE | FALSE
3796 | 3796 | #4 | 4 | 3796_B_4 | 2514 | Bremo Bluff | VA | coal | Bituminous | TRUE | TRUE | TRUE | FALSE
3797 | 3797 | 3 | 3 | 3797_B_3 | 2517 | Chesterfield | VA | coal | Bituminous | TRUE | TRUE | TRUE | FALSE
3797 | 3797 | 4 | 4 | 3797_B_4 | 2518 | Chesterfield | VA | coal | Bituminous | TRUE | TRUE | TRUE | FALSE
3797 | 3797 | 5 | 5 | 3797_B_5 | 2519 | Chesterfield | VA | coal | Bituminous | TRUE | TRUE | TRUE | FALSE
3797 | 3797 | 6 | 6 | 3797_B_6 | 2520 | Chesterfield | VA | coal | Bituminous | TRUE | TRUE | TRUE | FALSE
3803 | 3803 | 3 | 3 | 3803_B_3 | 2523 | Chesapeake Energy Center | VA | coal | Bituminous | TRUE | TRUE | TRUE | FALSE
3803 | 3803 | 4 | 4 | 3803_B_4 | 2524 | Chesapeake Energy Center | VA | coal | Bituminous | TRUE | TRUE | TRUE | FALSE
3803 | 3803 | 2 | 2 | 3803_B_2 | 2522 | Chesapeake Energy Center | VA | coal | Bituminous | TRUE | TRUE | TRUE | FALSE
3803 | 3803 | 1 | 1 | 3803_B_1 | 2521 | Chesapeake Energy Center | VA | coal | Bituminous | TRUE | TRUE | TRUE | FALSE
3804 | 3804 | 5 | 5 | 3804_B_5 | 2529 | Possum Point | VA | oil | Residual Fuel Oil | TRUE | TRUE | TRUE | FALSE
3809 | 3809 | 1 | 1 | 3809_B_1 | 2530 | Yorktown | VA | coal | Bituminous | TRUE | TRUE | TRUE | FALSE
3809 | 3809 | 2 | 2 | 3809_B_2 | 2531 | Yorktown | VA | coal | Bituminous | TRUE | TRUE | TRUE | FALSE
3809 | 3809 | 3 | 3 | 3809_B_3 | 2532 | Yorktown | VA | oil | Residual Fuel Oil | TRUE | TRUE | TRUE | FALSE
3845 | 3845 | BD21 | BW21 | 3845_B_BW21 | 2533 | TransAlta Centralia Generation | WA | coal | Subbituminous | TRUE | TRUE | TRUE | FALSE
3845 | 3845 | BD22 | BW22 | 3845_B_BW22 | 2534 | TransAlta Centralia Generation | WA | coal | Subbituminous | TRUE | TRUE | TRUE | FALSE
3935 | 3935 | 2 | 2 | 3935_B_2 | 2539 | John E. Amos | WV | coal | Bituminous | TRUE | TRUE | TRUE | FALSE
3935 | 3935 | 3 | 3 | 3935_B_3 | 2540 | John E. Amos | WV | coal | Bituminous | TRUE | TRUE | TRUE | FALSE
3935 | 3935 | 1 | 1 | 3935_B_1 | 2538 | John E. Amos | WV | coal | Bituminous | TRUE | TRUE | TRUE | FALSE
3936 | 3936 | 1 | 1 | 3936_B_1 | 2541 | Kanawha River | WV | coal | Bituminous | TRUE | TRUE | TRUE | FALSE
3936 | 3936 | 2 | 2 | 3936_B_2 | 2542 | Kanawha River | WV | coal | Bituminous | TRUE | TRUE | TRUE | FALSE
3938 | 3938 | 11 | 11 | 3938_B_11 | 2543 | Philip Sporn | WV | coal | Bituminous | TRUE | TRUE | TRUE | FALSE
3938 | 3938 | 21 | 21 | 3938_B_21 | 2544 | Philip Sporn | WV | coal | Bituminous | TRUE | TRUE | TRUE | FALSE
3938 | 3938 | 31 | 31 | 3938_B_31 | 2545 | Philip Sporn | WV | coal | Bituminous | TRUE | TRUE | TRUE | FALSE
3938 | 3938 | 41 | 41 | 3938_B_41 | 2546 | Philip Sporn | WV | coal | Bituminous | TRUE | TRUE | TRUE | FALSE
3938 | 3938 | 51 | 51 | 3938_B_51 | 2547 | Philip Sporn | WV | coal | Bituminous | TRUE | TRUE | TRUE | FALSE
3942 | 3942 | 1 | 1 | 3942_B_1 | 2548 | Albright Power Station | WV | coal | Bituminous | TRUE | TRUE | TRUE | FALSE
3942 | 3942 | 2 | 2 | 3942_B_2 | 2549 | Albright Power Station | WV | coal | Bituminous | TRUE | TRUE | TRUE | FALSE
3942 | 3942 | 3 | 3 | 3942_B_3 | 2550 | Albright Power Station | WV | coal | Bituminous | TRUE | TRUE | TRUE | FALSE
3943 | 3943 | 1 | 1 | 3943_B_1 | 2551 | Fort Martin Power Station | WV | coal | Bituminous, Subbituminous | TRUE | TRUE | TRUE | FALSE
3943 | 3943 | 2 | 2 | 3943_B_2 | 2552 | Fort Martin Power Station | WV | coal | Bituminous, Subbituminous | TRUE | TRUE | TRUE | FALSE
3944 | 3944 | 1 | 1 | 3944_B_1 | 2553 | Harrison Power Station | WV | coal | Bituminous | TRUE | TRUE | TRUE | FALSE
3944 | 3944 | 2 | 2 | 3944_B_2 | 2554 | Harrison Power Station | WV | coal | Bituminous | TRUE | TRUE | TRUE | FALSE
3944 | 3944 | 3 | 3 | 3944_B_3 | 2555 | Harrison Power Station | WV | coal | Bituminous | TRUE | TRUE | TRUE | FALSE
| 3945 |  | 8 | 3945_B_8 | 2557 | Rivesville | West Virginia | Coal | Bituminous | TRUE | FALSE | TRUE | FALSE | Is in NEEDS 4.0 and 4.10 BIT; in 2005 EIA BIT
| 3945 |  | 7 | 3945_B_7 | 2556 | Rivesville | West Virginia | Coal | Bituminous | TRUE | FALSE | TRUE | FALSE | Is in NEEDS 4.0 and 4.10 BIT; in 2005 EIA BIT
3946 | 3946 | 2 | 2 | 3946_B_2 | 2559 | Willow Island | WV | coal | Bituminous | TRUE | TRUE | TRUE | FALSE
3946 | 3946 | 1 | 1 | 3946_B_1 | 2558 | Willow Island | WV | coal | Bituminous | TRUE | TRUE | TRUE | FALSE
3947 | 3947 | 1 | 1 | 3947_B_1 | 2560 | Kammer | WV | coal | Bituminous | TRUE | TRUE | TRUE | FALSE
3947 | 3947 | 2 | 2 | 3947_B_2 | 2561 | Kammer | WV | coal | Bituminous | TRUE | TRUE | TRUE | FALSE
3947 | 3947 | 3 | 3 | 3947_B_3 | 2562 | Kammer | WV | coal | Bituminous | TRUE | TRUE | TRUE | FALSE
3948 | 3948 | 1 | 1 | 3948_B_1 | 2563 | Mitchell | WV | coal | Bituminous | TRUE | TRUE | TRUE | FALSE
3948 | 3948 | 2 | 2 | 3948_B_2 | 2564 | Mitchell | WV | coal | Bituminous | TRUE | TRUE | TRUE | FALSE
3954 | 3954 | 3 | 3 | 3954_B_3 | 2567 | Mt. Storm | WV | coal | Bituminous | TRUE | TRUE | TRUE | FALSE
3954 | 3954 | 1 | 1 | 3954_B_1 | 2565 | Mt. Storm | WV | coal | Bituminous | TRUE | TRUE | TRUE | FALSE
3954 | 3954 | 2 | 2 | 3954_B_2 | 2566 | Mt. Storm | WV | coal | Bituminous | TRUE | TRUE | TRUE | FALSE
3992 | 3992 | 8 | 8 | 3992_B_8 | 2578 | Blount Street | WI | coal | Bituminous | TRUE | TRUE | TRUE | FALSE
3992 | 3992 | 9 | 9 | 3992_B_9 | 2579 | Blount Street | WI | coal | Bituminous | TRUE | TRUE | TRUE | FALSE
4041 | 4041 | 5 | 5 | 4041_B_5 | 2590 | South Oak Creek | WI | coal | Subbituminous | TRUE | TRUE | TRUE | FALSE
4041 | 4041 | 6 | 6 | 4041_B_6 | 2591 | South Oak Creek | WI | coal | Subbituminous | TRUE | TRUE | TRUE | FALSE
4041 | 4041 | 7 | 7 | 4041_B_7 | 2592 | South Oak Creek | WI | coal | Subbituminous | TRUE | TRUE | TRUE | FALSE
4041 | 4041 | 8 | 8 | 4041_B_8 | 2593 | South Oak Creek | WI | coal | Subbituminous | TRUE | TRUE | TRUE | FALSE
4042 | 4042 | 1 | 1 | 4042_B_1 | 2594 | Valley | WI | coal | Bituminous | TRUE | TRUE | TRUE | FALSE
4042 | 4042 | 4 | 4 | 4042_B_4 | 2597 | Valley | WI | coal | Bituminous | TRUE | TRUE | TRUE | FALSE
4042 | 4042 | 2 | 2 | 4042_B_2 | 2595 | Valley | WI | coal | Bituminous | TRUE | TRUE | TRUE | FALSE
4042 | 4042 | 3 | 3 | 4042_B_3 | 2596 | Valley | WI | coal | Bituminous | TRUE | TRUE | TRUE | FALSE
4050 | 4050 | 3 | 3 | 4050_B_3 | 2598 | Edgewater | WI | coal | Bituminous, Subbituminous | TRUE | TRUE | TRUE | FALSE
4050 | 4050 | 4 | 4 | 4050_B_4 | 2599 | Edgewater | WI | coal | Bituminous, Subbituminous | TRUE | TRUE | TRUE | FALSE
4050 | 4050 | 5 | 5 | 4050_B_5 | 2600 | Edgewater | WI | coal | Bituminous, Subbituminous | TRUE | TRUE | TRUE | FALSE
4054 | 4054 | 1 | 1 | 4054_B_1 | 2601 | Nelson Dewey | WI | coal | Bituminous, Subbituminous | TRUE | TRUE | TRUE | FALSE
4054 | 4054 | 2 | 2 | 4054_B_2 | 2602 | Nelson Dewey | WI | coal | Bituminous, Subbituminous | TRUE | TRUE | TRUE | FALSE
| 4057 |  | 1 | 4057_B_1 | 2603 | Rock River | Wisconsin | Oil | Natural Gas, Distillate Fuel Oil | TRUE | FALSE | FALSE | TRUE | 2005 EIA, NG/SUB
| 4057 |  | 2 | 4057_B_2 | 2604 | Rock River | Wisconsin | Oil | Natural Gas, Distillate Fuel Oil | TRUE | FALSE | FALSE | TRUE | 2005 EIA, NG/SUB
4072 | 4072 | 5 | 5 | 4072_B_5 | 2607 | Pulliam | WI | coal | Bituminous, Subbituminous | TRUE | TRUE | TRUE | FALSE
4072 | 4072 | 6 | 6 | 4072_B_6 | 2608 | Pulliam | WI | coal | Bituminous, Subbituminous | TRUE | TRUE | TRUE | FALSE
4072 | 4072 | 7 | 7 | 4072_B_7 | 2609 | Pulliam | WI | coal | Bituminous, Subbituminous | TRUE | TRUE | TRUE | FALSE
4072 | 4072 | 8 | 8 | 4072_B_8 | 2610 | Pulliam | WI | coal | Bituminous, Subbituminous | TRUE | TRUE | TRUE | FALSE
4078 | 4078 | 4 | 4 | 4078_B_4 | 89565 | Weston | WI | coal | Bituminous, Subbituminous | TRUE | TRUE | TRUE | FALSE
4078 | 4078 | 1 | 1 | 4078_B_1 | 2613 | Weston | WI | coal | Bituminous, Subbituminous | TRUE | TRUE | TRUE | FALSE
4078 | 4078 | 3 | 3 | 4078_B_3 | 2615 | Weston | WI | coal | Bituminous, Subbituminous | TRUE | TRUE | TRUE | FALSE
4078 | 4078 | 2 | 2 | 4078_B_2 | 2614 | Weston | WI | coal | Bituminous, Subbituminous | TRUE | TRUE | TRUE | FALSE
4125 | 4125 | 9 | 9 | 4125_B_9 | 2622 | Manitowoc | WI | petroleum coke | Petroleum Coke | TRUE | TRUE | TRUE | FALSE
4140 | 4140 | B4 | B4 | 4140_B_B4 | 2628 | Alma | WI | coal | Bituminous, Subbituminous | TRUE | TRUE | TRUE | FALSE
4140 | 4140 | B5 | B5 | 4140_B_B5 | 2629 | Alma | WI | coal | Bituminous, Subbituminous | TRUE | TRUE | TRUE | FALSE
4143 | 4143 | 1 | 1 | 4143_B_1 | 2630 | Genoa | WI | coal | Bituminous, Subbituminous | TRUE | TRUE | TRUE | FALSE
4158 | 4158 | BW41 | BW41 | 4158_B_BW41 | 2633 | Dave Johnston Plant | WY | coal | Subbituminous | TRUE | TRUE | TRUE | FALSE
4158 | 4158 | BW42 | BW42 | 4158_B_BW42 | 2634 | Dave Johnston Plant | WY | coal | Subbituminous | TRUE | TRUE | TRUE | FALSE
4158 | 4158 | BW43 | BW43 | 4158_B_BW43 | 2635 | Dave Johnston Plant | WY | coal | Subbituminous | TRUE | TRUE | TRUE | FALSE
4158 | 4158 | BW44 | BW44 | 4158_B_BW44 | 2636 | Dave Johnston Plant | WY | coal | Subbituminous | TRUE | TRUE | TRUE | FALSE
4162 | 4162 | 1 | 1 | 4162_B_1 | 2637 | Naughton Plant | WY | coal | Subbituminous | TRUE | TRUE | TRUE | FALSE
4162 | 4162 | 2 | 2 | 4162_B_2 | 2638 | Naughton Plant | WY | coal | Subbituminous | TRUE | TRUE | TRUE | FALSE
4162 | 4162 | 3 | 3 | 4162_B_3 | 2639 | Naughton Plant | WY | coal | Subbituminous | TRUE | TRUE | TRUE | FALSE
| 4195 |  | 2 | 4195_B_2 | 2640 | Powerlane Plant | Texas | Oil | Natural Gas, Distillate Fuel Oil | TRUE | FALSE | FALSE | TRUE | 2005 EIA,no fuel
| 4195 |  | 3 | 4195_B_3 | 2641 | Powerlane Plant | Texas | Oil | Natural Gas, Distillate Fuel Oil | TRUE | FALSE | FALSE | TRUE | 2005 EIA,no fuel
4259 | 4259 | 1 | 1 | 4259_B_1 | 2650 | Endicott Station | MI | coal | Bituminous | TRUE | TRUE | TRUE | FALSE
| 4266 |  | 4 | 4266_B_4 | 2651 | Spencer | Texas | Oil | Natural Gas, Distillate Fuel Oil | TRUE | FALSE | FALSE | TRUE | 2005 EIA, NG only
| 4266 |  | 5 | 4266_B_5 | 2652 | Spencer | Texas | Oil | Natural Gas, Distillate Fuel Oil | TRUE | FALSE | FALSE | TRUE | 2005 EIA, NG only
4271 | 4271 | B1 | B1 | 4271_B_B1 | 2653 | John P. Madgett | WI | coal | Subbituminous | TRUE | TRUE | TRUE | FALSE
| 4937 |  | 1 | 4937_B_1 | 2655 | Thomas C Ferguson | Texas | Oil | Natural Gas, Distillate Fuel Oil | TRUE | FALSE | FALSE | TRUE | 2005 EIA, NG/DFO
| 4939 |  | 1 | 4939_B_1 | 2658 | Barney M Davis | Texas | Oil | Natural Gas, Distillate Fuel Oil | TRUE | FALSE | FALSE | TRUE | 2005 EIA, NG only
| 4939 |  | 2 | 4939_B_2 | 2659 | Barney M Davis | Texas | Oil | Natural Gas, Distillate Fuel Oil | TRUE | FALSE | FALSE | TRUE | 2005 EIA, NG only
| 4940 |  | 1501 | 4940_B_1501 | 2660 | Riverside | Oklahoma | Oil | Natural Gas, Distillate Fuel Oil | TRUE | FALSE | FALSE | TRUE | 2005 EIA, NG only
| 4940 |  | 1502 | 4940_B_1502 | 2661 | Riverside | Oklahoma | Oil | Natural Gas, Distillate Fuel Oil | TRUE | FALSE | FALSE | TRUE | 2005 EIA, NG only
4941 | 4941 | 1 | 1 | 4941_B_1 | 2662 | Navajo Generating Station | AZ | coal | Bituminous, Subbituminous | TRUE | TRUE | TRUE | FALSE
4941 | 4941 | 2 | 2 | 4941_B_2 | 2663 | Navajo Generating Station | AZ | coal | Bituminous, Subbituminous | TRUE | TRUE | TRUE | FALSE
4941 | 4941 | 3 | 3 | 4941_B_3 | 2664 | Navajo Generating Station | AZ | coal | Bituminous, Subbituminous | TRUE | TRUE | TRUE | FALSE
6002 | 6002 | 2 | 2 | 6002_B_2 | 2670 | James H. Miller Jr. | AL | coal | Bituminous, Subbituminous | TRUE | TRUE | TRUE | FALSE
6002 | 6002 | 3 | 3 | 6002_B_3 | 2671 | James H. Miller Jr. | AL | coal | Bituminous, Subbituminous | TRUE | TRUE | TRUE | FALSE
6002 | 6002 | 1 | 1 | 6002_B_1 | 2669 | James H. Miller Jr. | AL | coal | Bituminous, Subbituminous | TRUE | TRUE | TRUE | FALSE
6002 | 6002 | 4 | 4 | 6002_B_4 | 2672 | James H. Miller Jr. | AL | coal | Bituminous, Subbituminous | TRUE | TRUE | TRUE | FALSE
6004 | 6004 | 2 | 2 | 6004_B_2 | 2674 | Pleasants Power Station | WV | coal | Bituminous | TRUE | TRUE | TRUE | FALSE
6004 | 6004 | 1 | 1 | 6004_B_1 | 2673 | Pleasants Power Station | WV | coal | Bituminous | TRUE | TRUE | TRUE | FALSE
6009 | 6009 | 2 | 2 | 6009_B_2 | 2676 | White Bluff | AR | coal | Subbituminous | TRUE | TRUE | TRUE | FALSE
6009 | 6009 | 1 | 1 | 6009_B_1 | 2675 | White Bluff | AR | coal | Subbituminous | TRUE | TRUE | TRUE | FALSE
6016 | 6016 | 1 | 1 | 6016_B_1 | 2679 | Duck Creek | IL | coal | Bituminous, Subbituminous | TRUE | TRUE | TRUE | FALSE
6017 | 6017 | 1 | 1 | 6017_B_1 | 2680 | Newton | IL | coal | Bituminous, Subbituminous | TRUE | TRUE | TRUE | FALSE
6017 | 6017 | 2 | 2 | 6017_B_2 | 2681 | Newton | IL | coal | Bituminous, Subbituminous | TRUE | TRUE | TRUE | FALSE
6018 | 6018 | 2 | 2 | 6018_B_2 | 2682 | East Bend Station | KY | coal | Bituminous | TRUE | TRUE | TRUE | FALSE
6019 | 6019 | 1 | 1 | 6019_B_1 | 2683 | W H Zimmer | OH | coal | Bituminous | TRUE | TRUE | TRUE | FALSE
6021 | 6021 | C1 | C1 | 6021_B_C1 | 2684 | Craig | CO | coal | Bituminous, Subbituminous | TRUE | TRUE | TRUE | FALSE
6021 | 6021 | C2 | C2 | 6021_B_C2 | 2685 | Craig | CO | coal | Bituminous, Subbituminous | TRUE | TRUE | TRUE | FALSE
6021 | 6021 | C3 | C3 | 6021_B_C3 | 2686 | Craig | CO | coal | Bituminous, Subbituminous | TRUE | TRUE | TRUE | FALSE
6030 | 6030 | 2 | 2 | 6030_B_2 | 2693 | Coal Creek | ND | coal | Lignite, Subbituminous | TRUE | TRUE | TRUE | FALSE
6030 | 6030 | 1 | 1 | 6030_B_1 | 2692 | Coal Creek | ND | coal | Lignite, Subbituminous | TRUE | TRUE | TRUE | FALSE
6031 | 6031 | 2 | 2 | 6031_B_2 | 2694 | Killen Station | OH | coal | Bituminous | TRUE | TRUE | TRUE | FALSE
6034 | 6034 | 2 | 2 | 6034_B_2 | 2696 | Belle River | MI | coal | Subbituminous | TRUE | TRUE | TRUE | FALSE
6034 | 6034 | 1 | 1 | 6034_B_1 | 2695 | Belle River | MI | coal | Subbituminous | TRUE | TRUE | TRUE | FALSE
| 6035 |  | 1 | 6035_B_1 | 2700 | Greenwood | Michigan | Oil | Natural Gas, Distillate Fuel Oil, Residual Fuel Oil | TRUE | FALSE | FALSE | TRUE | 2005 EIA, NG/DFO/RFO
6041 | 6041 | 1 | 1 | 6041_B_1 | 2704 | H L Spurlock Station | KY | coal | Bituminous | TRUE | TRUE | TRUE | FALSE
6041 | 6041 | 2 | 2 | 6041_B_2 | 2705 | H L Spurlock Station | KY | coal | Bituminous | TRUE | TRUE | TRUE | FALSE
6041 | 6041 | 3 | 3 | 6041_B_3 | 89571 | H L Spurlock Station | KY | coal | Bituminous | TRUE | TRUE | TRUE | FALSE
6041 | 6041 | 4 | 4 | 6041_B_4 | 90241 | H L Spurlock Station | KY | coal | Bituminous | TRUE | TRUE | TRUE | FALSE
6042 | 6042 | PMT1 | PMT1 | 6042_B_PMT1 | 2706 | Manatee | FL | oil | Natural Gas, Residual Fuel Oil | TRUE | TRUE | TRUE | FALSE | Is in NEEDS 4.0 and 4.10 NG; in 2005 EIA RFO/NG
6042 | 6042 | PMT2 | PMT2 | 6042_B_PMT2 | 2707 | Manatee | FL | oil | Natural Gas, Residual Fuel Oil | TRUE | TRUE | TRUE | FALSE | Is in NEEDS 4.0 and 4.10 NG; in 2005 EIA RFO/NG
6043 | 6043 | PMR1 | PMR1 | 6043_B_PMR1 | 2714 | Martin | FL | oil | Natural Gas, Residual Fuel Oil | TRUE | TRUE | TRUE | FALSE | Is in NEEDS 4.0 and 4.10 NG; in 2005 EIA RFO/NG
6043 | 6043 | PMR2 | PMR2 | 6043_B_PMR2 | 2715 | Martin | FL | oil | Natural Gas, Residual Fuel Oil | TRUE | TRUE | TRUE | FALSE | Is in NEEDS 4.0 and 4.10 NG; in 2005 EIA RFO/NG
6052 | 6052 | 1 | 1 | 6052_B_1 | 2722 | Wansley | GA | coal | Bituminous | TRUE | TRUE | TRUE | FALSE
6052 | 6052 | 2 | 2 | 6052_B_2 | 2723 | Wansley | GA | coal | Bituminous | TRUE | TRUE | TRUE | FALSE
6055 | 6055 | 2B1 | 2B1 | 6055_B_2B1 | 2724 | Big Cajun 2 | LA | coal | Subbituminous | TRUE | TRUE | TRUE | FALSE
6055 | 6055 | 2B2 | 2B2 | 6055_B_2B2 | 2725 | Big Cajun 2 | LA | coal | Subbituminous | TRUE | TRUE | TRUE | FALSE
6055 | 6055 | 2B3 | 2B3 | 6055_B_2B3 | 2726 | Big Cajun 2 | LA | coal | Subbituminous | TRUE | TRUE | TRUE | FALSE
6061 | 6061 | 1 | 1 | 6061_B_1 | 2729 | South Mississippi El Pwr Assn | MS | coal | Bituminous | TRUE | TRUE | TRUE | FALSE
6061 | 6061 | 2 | 2 | 6061_B_2 | 2730 | South Mississippi El Pwr Assn | MS | coal | Bituminous | TRUE | TRUE | TRUE | FALSE
6064 | 6064 | N1 | N1 | 6064_B_N1 | 2731 | Nearman Creek | KS | coal | Subbituminous | TRUE | TRUE | TRUE | FALSE
6065 | 6065 | 1 | 1 | 6065_B_1 | 2733 | Iatan | MO | coal | Subbituminous | TRUE | TRUE | TRUE | FALSE
6068 | 6068 | 1 | 1 | 6068_B_1 | 2734 | Jeffrey Energy Center | KS | coal | Subbituminous | TRUE | TRUE | TRUE | FALSE
6068 | 6068 | 2 | 2 | 6068_B_2 | 2735 | Jeffrey Energy Center | KS | coal | Subbituminous | TRUE | TRUE | TRUE | FALSE
6068 | 6068 | 3 | 3 | 6068_B_3 | 2736 | Jeffrey Energy Center | KS | coal | Subbituminous | TRUE | TRUE | TRUE | FALSE
| 6071 |  | 2&3 | 6071_B_2&3 |  | Trimble County | Kentucky | Coal | Bituminous | TRUE | FALSE | FALSE | TRUE | Not in NEEDS 4.0 or 4.10; not in 2005 EIA
6071 | 6071 | 1 | 1 | 6071_B_1 | 2737 | Trimble Co. | KY | coal | Bituminous | TRUE | TRUE | TRUE | FALSE
6073 | 6073 | 1 | 1 | 6073_B_1 | 2744 | Victor J. Daniel Jr | MS | coal | Bituminous, Subbituminous | TRUE | TRUE | TRUE | FALSE
6073 | 6073 | 2 | 2 | 6073_B_2 | 2745 | Victor J. Daniel Jr | MS | coal | Bituminous, Subbituminous | TRUE | TRUE | TRUE | FALSE
6076 | 6076 | 1 | 1 | 6076_B_1 | 2750 | Colstrip | MT | coal | Subbituminous | TRUE | TRUE | TRUE | FALSE
6076 | 6076 | 2 | 2 | 6076_B_2 | 2751 | Colstrip | MT | coal | Subbituminous | TRUE | TRUE | TRUE | FALSE
6076 | 6076 | 3 | 3 | 6076_B_3 | 2752 | Colstrip | MT | coal | Subbituminous | TRUE | TRUE | TRUE | FALSE
6076 | 6076 | 4 | 4 | 6076_B_4 | 2753 | Colstrip | MT | coal | Subbituminous | TRUE | TRUE | TRUE | FALSE
6077 | 6077 | 1 | 1 | 6077_B_1 | 2754 | Gerald Gentleman | NE | coal | Subbituminous | TRUE | TRUE | TRUE | FALSE
6077 | 6077 | 2 | 2 | 6077_B_2 | 2755 | Gerald Gentleman | NE | coal | Subbituminous | TRUE | TRUE | TRUE | FALSE
6082 | 6082 | 1 | 1 | 6082_B_1 | 2761 | AES Somerset LLC | NY | coal | Bituminous | TRUE | TRUE | TRUE | FALSE
6085 | 6085 | 14 | 14 | 6085_B_14 | 2762 | R.M. Schahfer | IN | coal | Bituminous, Subbituminous | TRUE | TRUE | TRUE | FALSE
6085 | 6085 | 15 | 15 | 6085_B_15 | 2763 | R.M. Schahfer | IN | coal | Subbituminous | TRUE | TRUE | TRUE | FALSE
6085 | 6085 | 18 | 18 | 6085_B_18 | 2765 | R.M. Schahfer | IN | coal | Bituminous | TRUE | TRUE | TRUE | FALSE
6085 | 6085 | 17 | 17 | 6085_B_17 | 2764 | R.M. Schahfer | IN | coal | Bituminous | TRUE | TRUE | TRUE | FALSE
6089 | 6089 | B1 | B1 | 6089_B_B1 | 2766 | Lewis & Clark | MT | coal | Lignite, Subbituminous | TRUE | TRUE | TRUE | FALSE
6090 | 6090 | 3 | 3 | 6090_B_3 | 2769 | Sherburne County | MN | coal | Subbituminous | TRUE | TRUE | TRUE | FALSE
6090 | 6090 | 2 | 2 | 6090_B_2 | 2768 | Sherburne County | MN | coal | Subbituminous | TRUE | TRUE | TRUE | FALSE
6090 | 6090 | 1 | 1 | 6090_B_1 | 2767 | Sherburne County | MN | coal | Subbituminous | TRUE | TRUE | TRUE | FALSE
6094 | 6094 | 1 | 1 | 6094_B_1 | 2770 | Bruce Mansfield | PA | coal | Bituminous | TRUE | TRUE | TRUE | FALSE
6094 | 6094 | 2 | 2 | 6094_B_2 | 2771 | Bruce Mansfield | PA | coal | Bituminous | TRUE | TRUE | TRUE | FALSE
6094 | 6094 | 3 | 3 | 6094_B_3 | 2772 | Bruce Mansfield | PA | coal | Bituminous | TRUE | TRUE | TRUE | FALSE
6095 | 6095 | 1 | 1 | 6095_B_1 | 2773 | Sooner | OK | coal | Subbituminous | TRUE | TRUE | TRUE | FALSE
6095 | 6095 | 2 | 2 | 6095_B_2 | 2774 | Sooner | OK | coal | Subbituminous | TRUE | TRUE | TRUE | FALSE
6096 | 6096 | NC1 | 1 | 6096_B_1 | 2775 | Nebraska City | NE | coal | Subbituminous | TRUE | TRUE | TRUE | FALSE
6096 | 6096 | NC2 | 2 | 6096_B_2 |  | Nebraska City | NE | coal | Subbituminous | TRUE | TRUE | TRUE | FALSE
6098 | 6098 | 001 | 1 | 6098_B_1 | 2776 | Big Stone | SD | coal | Subbituminous | TRUE | TRUE | TRUE | FALSE
6101 | 6101 | BW91 | BW91 | 6101_B_BW91 | 2777 | Wyodak Plant | WY | coal | Subbituminous | TRUE | TRUE | TRUE | FALSE
6106 | 6106 | 1SG | 1SG | 6106_B_1SG | 2778 | Boardman | OR | coal | Bituminous, Subbituminous | TRUE | TRUE | TRUE | FALSE
6113 | 6113 | 1 | 1 | 6113_B_1 | 2782 | Gibson | IN | coal | Bituminous | TRUE | TRUE | TRUE | FALSE
6113 | 6113 | 5 | 5 | 6113_B_5 | 2786 | Gibson | IN | coal | Bituminous | TRUE | TRUE | TRUE | FALSE
6113 | 6113 | 4 | 4 | 6113_B_4 | 2785 | Gibson | IN | coal | Bituminous | TRUE | TRUE | TRUE | FALSE
6113 | 6113 | 2 | 2 | 6113_B_2 | 2783 | Gibson | IN | coal | Bituminous | TRUE | TRUE | TRUE | FALSE
6113 | 6113 | 3 | 3 | 6113_B_3 | 2784 | Gibson | IN | coal | Bituminous | TRUE | TRUE | TRUE | FALSE
6124 | 6124 | 1 | 1 | 6124_B_1 | 2787 | McIntosh | GA | coal | Bituminous | TRUE | TRUE | TRUE | FALSE
6136 | 6136 | 1 | 1 | 6136_B_1 | 2796 | Gibbons Creek Steam Electric Station | TX | coal | Lignite, Subbituminous | TRUE | TRUE | TRUE | FALSE
6137 | 6137 | 1 | 1 | 6137_B_1 | 2797 | A. B. Brown Generating Station | IN | coal | Bituminous | TRUE | TRUE | TRUE | FALSE
6137 | 6137 | 2 | 2 | 6137_B_2 | 2798 | A. B. Brown Generating Station | IN | coal | Bituminous | TRUE | TRUE | TRUE | FALSE
6138 | 6138 | 1 | 1 | 6138_B_1 | 2800 | Flint Creek | AR | coal | Subbituminous | TRUE | TRUE | TRUE | FALSE
6139 | 6139 | 1 | 1 | 6139_B_1 | 2801 | Welsh | TX | coal | Subbituminous | TRUE | TRUE | TRUE | FALSE
6139 | 6139 | 2 | 2 | 6139_B_2 | 2802 | Welsh | TX | coal | Subbituminous | TRUE | TRUE | TRUE | FALSE
6139 | 6139 | 3 | 3 | 6139_B_3 | 2803 | Welsh | TX | coal | Subbituminous | TRUE | TRUE | TRUE | FALSE
6146 | 6146 | 1 | 1 | 6146_B_1 | 2804 | Martin Lake | TX | coal | Lignite, Subbituminous | TRUE | TRUE | TRUE | FALSE
6146 | 6146 | 3 | 3 | 6146_B_3 | 2806 | Martin Lake | TX | coal | Lignite, Subbituminous | TRUE | TRUE | TRUE | FALSE
6146 | 6146 | 2 | 2 | 6146_B_2 | 2805 | Martin Lake | TX | coal | Lignite, Subbituminous | TRUE | TRUE | TRUE | FALSE
6147 | 6147 | 1 | 1 | 6147_B_1 | 2807 | Monticello | TX | coal | Lignite, Subbituminous | TRUE | TRUE | TRUE | FALSE
6147 | 6147 | 2 | 2 | 6147_B_2 | 2808 | Monticello | TX | coal | Lignite, Subbituminous | TRUE | TRUE | TRUE | FALSE
6147 | 6147 | 3 | 3 | 6147_B_3 | 2809 | Monticello | TX | coal | Lignite, Subbituminous | TRUE | TRUE | TRUE | FALSE
6155 | 6155 | 1 | 1 | 6155_B_1 | 2813 | Rush Island | MO | coal | Subbituminous | TRUE | TRUE | TRUE | FALSE
6155 | 6155 | 2 | 2 | 6155_B_2 | 2814 | Rush Island | MO | coal | Subbituminous | TRUE | TRUE | TRUE | FALSE
6156 | 6156 | NHB1 | NHB1 | 6156_B_NHB1 | 2815 | New Haven Harbor | CT | oil | Natural Gas, Distillate Fuel Oil, Residual Fuel Oil | TRUE | TRUE | TRUE | FALSE | Is in NEEDS 4.0 and 4.10 NG; in 2005 EIA RFO/DFO/NG
6165 | 6165 | 1 | 1 | 6165_B_1 | 2816 | Hunter Plant | UT | coal | Bituminous | TRUE | TRUE | TRUE | FALSE
6165 | 6165 | 2 | 2 | 6165_B_2 | 2817 | Hunter Plant | UT | coal | Bituminous | TRUE | TRUE | TRUE | FALSE
6165 | 6165 | 3 | 3 | 6165_B_3 | 2818 | Hunter Plant | UT | coal | Bituminous | TRUE | TRUE | TRUE | FALSE
6166 | 6166 | MB2 | MB2 | 6166_B_MB2 | 2820 | Rockport | IN | coal | Bituminous, Subbituminous | TRUE | TRUE | TRUE | FALSE
6166 | 6166 | MB1 | MB1 | 6166_B_MB1 | 2819 | Rockport | IN | coal | Bituminous, Subbituminous | TRUE | TRUE | TRUE | FALSE
6170 | 6170 | 1 | 1 | 6170_B_1 | 2821 | Pleasant Prairie | WI | coal | Subbituminous | TRUE | TRUE | TRUE | FALSE
6170 | 6170 | 2 | 2 | 6170_B_2 | 2822 | Pleasant Prairie | WI | coal | Subbituminous | TRUE | TRUE | TRUE | FALSE
6177 | 6177 | U1B | U1B | 6177_B_U1B | 2823 | Coronado Generating Station | AZ | coal | Bituminous, Subbituminous | TRUE | TRUE | TRUE | FALSE
6177 | 6177 | U2B | U2B | 6177_B_U2B | 2824 | Coronado Generating Station | AZ | coal | Bituminous, Subbituminous | TRUE | TRUE | TRUE | FALSE
6178 | 6178 | 001 | 1 | 6178_B_1 | 2826 | Coleto Creek | TX | coal | Bituminous, Subbituminous | TRUE | TRUE | TRUE | FALSE
6179 | 6179 | 1 | 1 | 6179_B_1 | 2827 | Fayette Power Project | TX | coal | Subbituminous | TRUE | TRUE | TRUE | FALSE
6179 | 6179 | 2 | 2 | 6179_B_2 | 2828 | Fayette Power Project | TX | coal | Subbituminous | TRUE | TRUE | TRUE | FALSE
6179 | 6179 | 3 | 3 | 6179_B_3 | 2829 | Fayette Power Project | TX | coal | Subbituminous | TRUE | TRUE | TRUE | FALSE
6180 | 6180 | 1 | OG1 | 6180_B_OG1 | 2830 | Oak Grove | TX | coal | Lignite | TRUE | TRUE | TRUE | FALSE
6180 | 6180 | 2 | OG2 | 6180_B_OG2 | 2831 | Oak Grove | TX | coal | Lignite | TRUE | TRUE | TRUE | FALSE
6181 | 6181 | 1 | 1 | 6181_B_1 | 2832 | J T Deely | TX | coal | Bituminous, Subbituminous | TRUE | TRUE | TRUE | FALSE
6181 | 6181 | 2 | 2 | 6181_B_2 | 2833 | J T Deely | TX | coal | Bituminous, Subbituminous | TRUE | TRUE | TRUE | FALSE
6183 | 6183 | SM-1 | SM-1 | 6183_B_SM-1 | 2835 | San Miguel | TX | coal | Lignite | TRUE | TRUE | TRUE | FALSE
| 6190 |  | 1 | 6190_B_1 | 2836 | Rodemacher | LA | coal | Natural Gas, Distillate Fuel Oil, Residual Fuel Oil | TRUE | FALSE | TRUE | TRUE | 2005 EIA, NG/DFO
6190 | 6190 | 3-1 | 3A | 6190_B_3A |  | Rodemacher | LA | petroleum coke | Petroleum Coke | TRUE | TRUE | TRUE | FALSE
6190 | 6190 | 6794 | 2 | 6190_B_2 | 2837 | Rodemacher | LA | Coal | Subbituminous | TRUE | TRUE | TRUE | FALSE
6190 | 6190 | 3-2 | 3B | 6190_B_3B |  | Rodemacher | Louisiana | petroleum coke | Petroleum Coke | TRUE | TRUE | TRUE | FALSE
6193 | 6193 | 062B | 062B | 6193_B_062B | 2839 | Harrington | TX | coal | Subbituminous | TRUE | TRUE | TRUE | FALSE
6193 | 6193 | 061B | 061B | 6193_B_061B | 2838 | Harrington | TX | coal | Subbituminous | TRUE | TRUE | TRUE | FALSE
6193 | 6193 | 063B | 063B | 6193_B_063B | 2840 | Harrington | TX | coal | Subbituminous | TRUE | TRUE | TRUE | FALSE
6194 | 6194 | 171B | 171B | 6194_B_171B | 2841 | Tolk | TX | coal | Subbituminous | TRUE | TRUE | TRUE | FALSE
6194 | 6194 | 172B | 172B | 6194_B_172B | 2842 | Tolk | TX | coal | Subbituminous | TRUE | TRUE | TRUE | FALSE
6195 | 6195 | 1 | 1 | 6195_B_1 | 2843 | Southwest Power Station | MO | coal | Subbituminous | TRUE | TRUE | TRUE | FALSE
6204 | 6204 | 1 | 1 | 6204_B_1 | 2844 | Laramie River Station | WY | coal | Lignite, Subbituminous | TRUE | TRUE | TRUE | FALSE
6204 | 6204 | 2 | 2 | 6204_B_2 | 2845 | Laramie River Station | WY | coal | Lignite, Subbituminous | TRUE | TRUE | TRUE | FALSE
6204 | 6204 | 3 | 3 | 6204_B_3 | 2846 | Laramie River Station | WY | coal | Lignite, Subbituminous | TRUE | TRUE | TRUE | FALSE
6213 | 6213 | 1SG1 | 1SG1 | 6213_B_1SG1 | 2853 | Merom | IN | coal | Bituminous | TRUE | TRUE | TRUE | FALSE
6213 | 6213 | 2SG1 | 2SG1 | 6213_B_2SG1 | 2854 | Merom | IN | coal | Bituminous | TRUE | TRUE | TRUE | FALSE
| 6243 |  | 1 | 6243_B_1 | 2860 | Dansby | Texas | Oil | Natural Gas, Distillate Fuel Oil | TRUE | FALSE | FALSE | TRUE | 2005 EIA, NG only
6248 | 6248 | 1 | 1 | 6248_B_1 | 2866 | Pawnee | CO | coal | Subbituminous | TRUE | TRUE | TRUE | FALSE
6249 | 6249 | 3 | 3 | 6249_B_3 | 2869 | Winyah | SC | coal | Bituminous | TRUE | TRUE | TRUE | FALSE
6249 | 6249 | 2 | 2 | 6249_B_2 | 2868 | Winyah | SC | coal | Bituminous | TRUE | TRUE | TRUE | FALSE
6249 | 6249 | 4 | 4 | 6249_B_4 | 2870 | Winyah | SC | coal | Bituminous | TRUE | TRUE | TRUE | FALSE
6249 | 6249 | 1 | 1 | 6249_B_1 | 2867 | Winyah | SC | coal | Bituminous | TRUE | TRUE | TRUE | FALSE
6250 | 6250 | 1B | 1B | 6250_B_1B | 2872 | Mayo Electric Generating Facility | NC | coal | Bituminous, Subbituminous | TRUE | TRUE | TRUE | FALSE
6250 | 6250 | 1A | 1A | 6250_B_1A | 2871 | Mayo Electric Generating Facility | NC | coal | Bituminous, Subbituminous | TRUE | TRUE | TRUE | FALSE
6254 | 6254 | 1 | 1 | 6254_B_1 | 2874 | Ottumwa | IA | coal | Bituminous, Subbituminous | TRUE | TRUE | TRUE | FALSE
6257 | 6257 | 1 | 1 | 6257_B_1 | 2875 | Scherer | GA | coal | Bituminous, Subbituminous | TRUE | TRUE | TRUE | FALSE
6257 | 6257 | 3 | 3 | 6257_B_3 | 2877 | Scherer | GA | coal | Bituminous, Subbituminous | TRUE | TRUE | TRUE | FALSE
6257 | 6257 | 4 | 4 | 6257_B_4 | 2878 | Scherer | GA | coal | Bituminous, Subbituminous | TRUE | TRUE | TRUE | FALSE
6257 | 6257 | 2 | 2 | 6257_B_2 | 2876 | Scherer | GA | coal | Bituminous, Subbituminous | TRUE | TRUE | TRUE | FALSE
6264 | 6264 | 1 | 1 | 6264_B_1 | 2879 | Mountaineer | WV | coal | Bituminous, Subbituminous | TRUE | TRUE | TRUE | FALSE
6469 | 6469 | B1 | B1 | 6469_B_B1 | 2885 | Antelope Valley Station | ND | coal | Lignite, Subbituminous | TRUE | TRUE | TRUE | FALSE
6469 | 6469 | B2 | B2 | 6469_B_B2 | 2886 | Antelope Valley Station | ND | coal | Lignite, Subbituminous | TRUE | TRUE | TRUE | FALSE
6481 | 6481 | 1SGA | 1SGA | 6481_B_1SGA | 2887 | Intermountain Power Project | UT | coal | Bituminous, Subbituminous | TRUE | TRUE | TRUE | FALSE
6481 | 6481 | 2SGA | 2SGA | 6481_B_2SGA | 2888 | Intermountain Power Project | UT | coal | Bituminous, Subbituminous | TRUE | TRUE | TRUE | FALSE
| 6558 |  | 3 | 6558_B_3 | 2890 | D G Hunter | Louisiana | Oil | Natural Gas, Distillate Fuel Oil | TRUE | FALSE | FALSE | TRUE | 2005 EIA, NG only
| 6558 |  | 4 | 6558_B_4 | 2891 | D G Hunter | Louisiana | Oil | Natural Gas, Distillate Fuel Oil | TRUE | FALSE | FALSE | TRUE | 2005 EIA, NG only
6639 | 6639 | G2 | G2 | 6639_B_G2 | 2897 | R D Green | KY | coal | Bituminous | TRUE | TRUE | TRUE | FALSE
6639 | 6639 | G1 | G1 | 6639_B_G1 | 2896 | R D Green | KY | coal | Bituminous | TRUE | TRUE | TRUE | FALSE
6641 | 6641 | 1 | 1 | 6641_B_1 | 2898 | Independence | AR | coal | Subbituminous | TRUE | TRUE | TRUE | FALSE
6641 | 6641 | 2 | 2 | 6641_B_2 | 2899 | Independence | AR | coal | Subbituminous | TRUE | TRUE | TRUE | FALSE
6648 | 6648 | 4 | 4 | 6648_B_4 | 2900 | Sandow No 4 | TX | coal | Lignite | TRUE | TRUE | TRUE | FALSE
6664 | 6664 | 101 | 101 | 6664_B_101 | 2901 | Louisa | IA | coal | Subbituminous | TRUE | TRUE | TRUE | FALSE
| 6705 |  | 1 | 6705_B_1 | 2902 | Warrick | Indiana | Coal | Bituminous | TRUE | FALSE | TRUE | FALSE | Is in NEEDS 4.0 and 4.10 BIT; in 2005 EIA BIT/NG
| 6705 |  | 2 | 6705_B_2 | 2903 | Warrick | Indiana | Coal | Bituminous | TRUE | FALSE | TRUE | FALSE | Is in NEEDS 4.0 and 4.10 BIT; in 2005 EIA BIT/NG
| 6705 |  | 3 | 6705_B_3 | 2904 | Warrick | Indiana | Coal | Bituminous | TRUE | FALSE | TRUE | FALSE | Is in NEEDS 4.0 and 4.10 BIT; in 2005 EIA BIT/NG
6705 | 6705 | Boiler 4 | 4 | 6705_B_4 | 2905 | Warrick Power Plant | IN | coal | Bituminous | TRUE | TRUE | TRUE | FALSE
6761 | 6761 | 101 | 101 | 6761_B_101 | 2906 | Rawhide | CO | coal | Subbituminous | TRUE | TRUE | TRUE | FALSE
6768 | 6768 | 1 | 1 | 6768_B_1 | 2907 | Sikeston Power Station | MO | coal | Bituminous, Subbituminous | TRUE | TRUE | TRUE | FALSE
6772 | 6772 | 1 | 1 | 6772_B_1 | 2908 | Hugo | OK | coal | Bituminous, Subbituminous | TRUE | TRUE | TRUE | FALSE
6823 | 6823 | W1 | W1 | 6823_B_W1 | 2910 | D B Wilson | KY | coal | Petroleum Coke | TRUE | TRUE | TRUE | FALSE
| 7013 |  | 4 | 7013_B_4 | 2915 | Winfield 2 | Kansas | Oil | Natural Gas, Distillate Fuel Oil | TRUE | FALSE | FALSE | TRUE | 2005 EIA,no fuel
7030 | 7030 | U1 | U1 | 7030_B_U1 | 2920 | Twin Oaks Power One | TX | coal | Lignite, Subbituminous | TRUE | TRUE | TRUE | FALSE
7030 | 7030 | U2 | U2 | 7030_B_U2 | 2921 | Twin Oaks Power One | TX | coal | Lignite, Subbituminous | TRUE | TRUE | TRUE | FALSE
7097 | 7097 | BLR1 | BLR1 | 7097_B_BLR1 | 2939 | J K Spruce | TX | coal | Subbituminous | TRUE | TRUE | TRUE | FALSE
7097 | 7097 | BLR2 | BLR2 | 7097_B_BLR2 |  | J K Spruce | TX | coal | Subbituminous | TRUE | TRUE | TRUE | FALSE
7210 | 7210 | COP1 | COP1 | 7210_B_COP1 | 3006 | Cope | SC | coal | Bituminous | TRUE | TRUE | TRUE | FALSE
7213 | 7213 | 1 | 1 | 7213_B_1 | 3007 | Clover | VA | coal | Bituminous | TRUE | TRUE | TRUE | FALSE
7213 | 7213 | 2 | 2 | 7213_B_2 | 3008 | Clover | VA | coal | Bituminous | TRUE | TRUE | TRUE | FALSE
| 7242 |  | 1CT | 7242_G_1CT | 3047 | Polk | Florida | Coal | Bituminous | TRUE | FALSE | TRUE | TRUE | Same as 7242 unit 1/1CA
7242 | 7242 | 1 | 1CA | 7242_G_1CA | 3047 | Polk | FL | coal gas | Bituminous | TRUE | TRUE | TRUE | FALSE
7253 | 7286 | 1 | 1 | 7286_B_1 | 3057 | Richard Gorsuch | OH | coal | Bituminous | TRUE | TRUE | TRUE | FALSE | 7286 is correct ORIS
7253 | 7286 | 2 | 2 | 7286_B_2 | 3058 | Richard Gorsuch | OH | coal | Bituminous | TRUE | TRUE | TRUE | FALSE | 7286 is correct ORIS
7253 | 7286 | 3 | 3 | 7286_B_3 | 3059 | Richard Gorsuch | OH | coal | Bituminous | TRUE | TRUE | TRUE | FALSE | 7286 is correct ORIS
7253 | 7286 | 4 | 4 | 7286_B_4 | 3060 | Richard Gorsuch | OH | coal | Bituminous | TRUE | TRUE | TRUE | FALSE | 7286 is correct ORIS
7343 | 7343 | 4 | 4 | 7343_B_4 | 3101 | George Neal South | IA | coal | Subbituminous | TRUE | TRUE | TRUE | FALSE
7504 | 7504 | 2 | 2 | 7504_B_2 | 3120 | Neil Simpson II | WY | coal | Subbituminous | TRUE | TRUE | TRUE | FALSE
7537 | 7537 | 1B | 1B | 7537_B_1B | 3128 | North Branch | WV | coal | Waste Coal | TRUE | TRUE | TRUE | FALSE
7537 | 7537 | 1A | 1A | 7537_B_1A | 3127 | North Branch | WV | coal | Waste Coal | TRUE | TRUE | TRUE | FALSE
| 7737 |  | B001 | 7737_B_B001 | 88328 | Cogen South | South Carolina | Coal | Bituminous | TRUE | FALSE | TRUE | FALSE | Is in NEEDS 4.0 and 4.10 BIT; in 2005 EIA BIT
7790 | 7790 | 1-1 | 1-1 | 7790_B_1-1 | 3228 | Bonanza Power Plant | UT | coal | Bituminous | TRUE | TRUE | TRUE | FALSE
7902 | 7902 | 1 | 1 | 7902_B_1 | 3360 | Pirkey | TX | coal | Lignite, Subbituminous | TRUE | TRUE | TRUE | FALSE
8002 | 8002 | 1 | 1 | 8002_B_1 | 3399 | Newington Station | NH | oil | Natural Gas, Distillate Fuel Oil, Residual Fuel Oil | TRUE | TRUE | TRUE | FALSE | Is in NEEDS 4.0 and 4.10 NG; in 2005 EIA RFO/DFO/NG
8006 | 8006 | 1 | 1 | 8006_B_1 | 3400 | Roseton Generating Station | NY | oil | Natural Gas, Residual Fuel Oil | TRUE | TRUE | TRUE | FALSE | Is in NEEDS 4.0 and 4.10 NG; in 2005 EIA RFO/NG
8006 | 8006 | 2 | 2 | 8006_B_2 | 3401 | Roseton Generating Station | NY | oil | Natural Gas, Residual Fuel Oil | TRUE | TRUE | TRUE | FALSE | Is in NEEDS 4.0 and 4.10 NG; in 2005 EIA RFO/NG
8023 | 8023 | 1 | 1 | 8023_B_1 | 3431 | Columbia | WI | coal | Subbituminous | TRUE | TRUE | TRUE | FALSE
8023 | 8023 | 2 | 2 | 8023_B_2 | 3432 | Columbia | WI | coal | Subbituminous | TRUE | TRUE | TRUE | FALSE
8042 | 8042 | Unit 1 | 1 | 8042_B_1 | 3433 | Belews Creek Steam Station | NC | coal | Bituminous | TRUE | TRUE | TRUE | FALSE
8042 | 8042 | Unit 2 | 2 | 8042_B_2 | 3434 | Belews Creek Steam Station | NC | coal | Bituminous | TRUE | TRUE | TRUE | FALSE
8048 | 8048 | 2 | 2 | 8048_B_2 | 3439 | Anclote Power Plant | FL | oil | Natural Gas, Residual Fuel Oil | TRUE | TRUE | TRUE | FALSE | Is in NEEDS 4.0 and 4.10 NG; in 2005 EIA NG/DFO/RFO
8048 | 8048 | 1 | 1 | 8048_B_1 | 3438 | Anclote Power Plant | FL | oil | Natural Gas, Residual Fuel Oil | TRUE | TRUE | TRUE | FALSE | Is in NEEDS 4.0 and 4.10 NG; in 2005 EIA NG/RFO/DFO
8054 | 8054 | 1 | 1 | 8054_B_1 | 3449 | Gerald Andrus | MS | oil | Natural Gas, Residual Fuel Oil | TRUE | TRUE | TRUE | FALSE | Is in NEEDS 4.0 and 4.10 NG; in 2005 EIA NG/RFO
| 8056 |  | 1 | 8056_B_1 | 3450 | Waterford 1 & 2 | Louisiana | Oil | Natural Gas, Residual Fuel Oil | TRUE | FALSE | FALSE | TRUE | 2005 EIA, NG only
| 8056 |  | 2 | 8056_B_2 | 3451 | Waterford 1 & 2 | Louisiana | Oil | Natural Gas, Residual Fuel Oil | TRUE | FALSE | FALSE | TRUE | 2005 EIA, NG only
| 8063 |  | 1 | 8063_B_1 | 3454 | Decordova Steam Electric Station | Texas | Oil | Natural Gas, Distillate Fuel Oil | TRUE | FALSE | FALSE | TRUE | 2005 EIA, NG only
8066 | 8066 | BW71 | BW71 | 8066_B_BW71 | 3455 | Jim Bridger Plant Units 1-4 | WY | coal | Subbituminous | TRUE | TRUE | TRUE | FALSE
8066 | 8066 | BW72 | BW72 | 8066_B_BW72 | 3456 | Jim Bridger Plant Units 1-4 | WY | coal | Subbituminous | TRUE | TRUE | TRUE | FALSE
8066 | 8066 | BW73 | BW73 | 8066_B_BW73 | 3457 | Jim Bridger Plant Units 1-4 | WY | coal | Subbituminous | TRUE | TRUE | TRUE | FALSE
8066 | 8066 | BW74 | BW74 | 8066_B_BW74 | 3458 | Jim Bridger Plant Units 1-4 | WY | coal | Subbituminous | TRUE | TRUE | TRUE | FALSE
8069 | 8069 | 1 | 1 | 8069_B_1 | 3459 | Huntington Plant | UT | coal | Bituminous | TRUE | TRUE | TRUE | FALSE
8069 | 8069 | 2 | 2 | 8069_B_2 | 3460 | Huntington Plant | UT | coal | Bituminous | TRUE | TRUE | TRUE | FALSE
8102 | 8102 | 1 | 1 | 8102_B_1 | 3461 | General James M. Gavin | OH | coal | Bituminous, Subbituminous | TRUE | TRUE | TRUE | FALSE
8102 | 8102 | 2 | 2 | 8102_B_2 | 3462 | General James M. Gavin | OH | coal | Bituminous, Subbituminous | TRUE | TRUE | TRUE | FALSE
8219 | 8219 | 1 | 1 | 8219_B_1 | 3466 | Ray D Nixon | CO | coal | Bituminous, Subbituminous | TRUE | TRUE | TRUE | FALSE
8222 | 8222 | B1 | B1 | 8222_B_B1 | 3469 | Coyote | ND | coal | Lignite | TRUE | TRUE | TRUE | FALSE
8223 | 8223 | 1 | 1 | 8223_B_1 | 3470 | Springerville | AZ | coal | Bituminous, Subbituminous | TRUE | TRUE | TRUE | FALSE
8223 | 8223 | 3 | 3 | 8223_B_3 | 89514 | Springerville | AZ | coal | Subbituminous | TRUE | TRUE | TRUE | FALSE
8223 | 8223 | 4 | 4 | 8223_B_4 | 90132 | Springerville | AZ | coal | Bituminous, Subbituminous | TRUE | TRUE | TRUE | FALSE
8223 | 8223 | 2 | 2 | 8223_B_2 | 3471 | Springerville | AZ | coal | Bituminous, Subbituminous | TRUE | TRUE | TRUE | FALSE
8224 | 8224 | 2 | 2 | 8224_B_2 | 3474 | North Valmy | NV | coal | Bituminous, Subbituminous | TRUE | TRUE | TRUE | FALSE
8224 | 8224 | 1 | 1 | 8224_B_1 | 3473 | North Valmy | NV | coal | Bituminous, Subbituminous | TRUE | TRUE | TRUE | FALSE
8226 | 8226 | 1 | 1 | 8226_B_1 | 3475 | Cheswick Power Plant | PA | coal | Bituminous | TRUE | TRUE | TRUE | FALSE | Note from M.Strum: per 04/02/2012 from Gary Fischman (Allegheny county) this unit put on a control in 2010 and testing occurred 2011. This email provides updated information from the data in this spreadsheet and therefore the data in this spreadsheet should not be used.
8906 | 8906 | 50 | 50 | 8906_B_50 | 3488 | Astoria Generating Station | NY | oil | Natural Gas, Distillate Fuel Oil, Residual Fuel Oil | TRUE | TRUE | TRUE | FALSE | Is in NEEDS 4.0 and 4.10 NG; in 2005 EIA NG/RFO
8906 | 8906 | 40 | 40 | 8906_B_40 | 3487 | Astoria Generating Station | NY | oil | Natural Gas, Distillate Fuel Oil, Residual Fuel Oil | TRUE | TRUE | TRUE | FALSE | Is in NEEDS 4.0 and 4.10 NG; in 2005 EIA NG/RFO
8906 | 8906 | 30 | 30 | 8906_B_30 | 3486 | Astoria Generating Station | NY | oil | Natural Gas, Distillate Fuel Oil, Residual Fuel Oil | TRUE | TRUE | TRUE | FALSE | Is in NEEDS 4.0 and 4.10 NG; in 2005 EIA NG/RFO
10002 | 10002 | 1 | CFB | 10002_B_CFB |  | ACE Cogeneration Company | CA | coal | Bituminous | TRUE | TRUE | TRUE | FALSE
10043 | 10043 | B01 | B01 | 10043_B_B01 | 3524 | Logan Generating Plant | NJ | coal | Bituminous | TRUE | TRUE | TRUE | FALSE
10075 | 10075 | 3 | 3 | 10075_B_3 | 9005 | Taconite Harbor Energy Center | MN | coal | Subbituminous | TRUE | TRUE | TRUE | FALSE
10075 | 10075 | 1 | 1 | 10075_B_1 | 9003 | Taconite Harbor Energy Center | MN | coal | Subbituminous | TRUE | TRUE | TRUE | FALSE
10075 | 10075 | 2 | 2 | 10075_B_2 | 9004 | Taconite Harbor Energy Center | MN | coal | Subbituminous | TRUE | TRUE | TRUE | FALSE
10113 | 10113 | CFB2 | CFB2 | 10113_B_CFB2 | 3528 | John B Rich Memorial Power Station | PA | coal | Waste Coal | TRUE | TRUE | TRUE | FALSE
10113 | 10113 | CFB1 | CFB1 | 10113_B_CFB1 | 3527 | John B Rich Memorial Power Station | PA | coal | Waste Coal | TRUE | TRUE | TRUE | FALSE
10143 | 10143 | AAB01 | ABB01 | 10143_B_ABB01 | 3529 | Colver Power Project | PA | coal | Waste Coal | TRUE | TRUE | TRUE | FALSE | ABB01
10151 | 10151 | BLR1A | BLR1A | 10151_B_BLR1A | 10068 | Grant Town Power Plant | WV | coal | Waste Coal | TRUE | TRUE | TRUE | FALSE
10151 | 10151 | BLR1B | BLR1B | 10151_B_BLR1B | 10069 | Grant Town Power Plant | WV | coal | Waste Coal | TRUE | TRUE | TRUE | FALSE
10333 | 10333 | 1 | 1 | 10333_B_1 | 89797 | Central Power and Lime | FL | coal | Bituminous | TRUE | TRUE | TRUE | FALSE
10343 | 10343 | SG-101 | SG-101 | 10343_B_SG-101 | 3542 | Foster Wheeler Mt Carmel Cogen | PA | coal | Waste Coal | TRUE | TRUE | TRUE | FALSE
| 10356 |  | BOIL1 | 10356_B_BOIL1 |  | Boralex Ashland | Maine | Oil | Distillate Fuel Oil | TRUE | FALSE | TRUE | TRUE | Biomass boiler
10384 | 10384 | 1A | 1A | 10384_B_1A | 9927 | Edgecombe Genco, LLC | NC | coal | Bituminous | TRUE | TRUE | TRUE | FALSE
10384 | 10384 | 2A | 2A | 10384_B_2A | 9929 | Edgecombe Genco, LLC | NC | coal | Bituminous | TRUE | TRUE | TRUE | FALSE
10384 | 10384 | 2B | 2B | 10384_B_2B | 9930 | Edgecombe Genco, LLC | NC | coal | Bituminous | TRUE | TRUE | TRUE | FALSE
10384 | 10384 | 1B | 1B | 10384_B_1B | 9928 | Edgecombe Genco, LLC | NC | coal | Bituminous | TRUE | TRUE | TRUE | FALSE
| 10495 |  | 7 | 10495_B_7 |  | Rumford Cogeneration | Maine | Coal | Bituminous | TRUE | FALSE | TRUE | FALSE | Is in NEEDS 4.0 and 4.10 BIT; in 2005 EIA BIT/WDS/TDF
| 10495 |  | 6 | 10495_B_6 |  | Rumford Cogeneration | Maine | Coal | Bituminous | TRUE | FALSE | TRUE | FALSE | Is in NEEDS 4.0 and 4.10 BIT; in 2005 EIA BIT/WDS/TDF
10566 | 10566 | Boil 2 | BOIL2 | 10566_B_BOIL2 | 3555 | Chambers Cogeneration LP | NJ | coal | Bituminous | TRUE | TRUE | TRUE | FALSE
10566 | 10566 | Boil 1 | BOIL1 | 10566_B_BOIL1 | 3554 | Chambers Cogeneration LP | NJ | coal | Bituminous | TRUE | TRUE | TRUE | FALSE
| 10601 |  | GEN1 | 10601_G_GEN1 |  | BP Wilmington Calciner | California | Coal | Petroleum Coke | TRUE | FALSE | TRUE | TRUE | Not an EGU
10603 | 10603 | 031 | 031 | 10603_B_031 | 3557 | Ebensburg Power Company | PA | coal | Waste Coal | TRUE | TRUE | TRUE | FALSE
10641 | 10641 | B1 | B1 | 10641_B_B1 | 3566 | Cambria Cogen | PA | coal | Waste Coal | TRUE | TRUE | TRUE | FALSE
10641 | 10641 | B2 | B2 | 10641_B_B2 | 3567 | Cambria Cogen | PA | coal | Waste Coal | TRUE | TRUE | TRUE | FALSE
10670 | 10670 | AAB001 | AAB001 | 10670_B_AAB001 | 88080 | AES Deepwater | TX | petroleum coke | Petroleum Coke | TRUE | TRUE | TRUE | FALSE
10671 | 10671 | 2a | 2A | 10671_B_2A |  | AES Shady Point,LLC | OK | coal | Bituminous, Subbituminous | TRUE | TRUE | TRUE | FALSE
10671 | 10671 | 2b | 2B | 10671_B_2B |  | AES Shady Point,LLC | OK | coal | Bituminous, Subbituminous | TRUE | TRUE | TRUE | FALSE
10671 | 10671 | 1b | 1B | 10671_B_1B |  | AES Shady Point,LLC | OK | coal | Bituminous, Subbituminous | TRUE | TRUE | TRUE | FALSE
10671 | 10671 | 1A | 1A | 10671_B_1A |  | AES Shady Point,LLC | OK | coal | Bituminous, Subbituminous | TRUE | TRUE | TRUE | FALSE
10672 | 10672 | CBB | CBB | 10672_B_CBB | 90112 | Cedar Bay Generating Company L.P. | FL | coal | Bituminous | TRUE | TRUE | TRUE | FALSE
10672 | 10672 | CBA | CBA | 10672_B_CBA | 89859 | Cedar Bay Generating Company L.P. | FL | coal | Bituminous | TRUE | TRUE | TRUE | FALSE
10672 | 10672 | CBC | CBC | 10672_B_CBC | 90113 | Cedar Bay Generating Company L.P. | FL | coal | Bituminous | TRUE | TRUE | TRUE | FALSE
10673 | 10673 | BLR A | BLRA | 10673_B_BLRA |  | AES Hawaii | HI | coal | Subbituminous | TRUE | TRUE | TRUE | FALSE
10673 | 10673 | BLR B | BLRB | 10673_B_BLRB |  | AES Hawaii | HI | coal | Subbituminous | TRUE | TRUE | TRUE | FALSE
10675 | 10675 | A | A | 10675_B_A | 3569 | AES Thames | CT | coal | Bituminous | TRUE | TRUE | TRUE | FALSE
10675 | 10675 | B | B | 10675_B_B | 3570 | AES Thames | CT | coal | Bituminous | TRUE | TRUE | TRUE | FALSE
10676 | 10676 | 2 | 2 | 10676_B_2 | 3571 | AES Beaver Valley | PA | coal | Bituminous | TRUE | TRUE | TRUE | FALSE
10676 | 10676 | 3 | 3 | 10676_B_3 | 3572 | AES Beaver Valley | PA | coal | Bituminous | TRUE | TRUE | TRUE | FALSE
10676 | 10676 | 4 | 4 | 10676_B_4 | 3573 | AES Beaver Valley | PA | coal | Bituminous | TRUE | TRUE | TRUE | FALSE
10678 | 10678 | BLR1 | BLR1 | 10678_B_BLR1 | 3575 | AES Warrior Run Cogeneration Facility | MD | coal | Bituminous | TRUE | TRUE | TRUE | FALSE
10768 | 10768 | S-1715-3-13 | CFB | 10768_B_CFB |  | Rio Bravo Jasmin | CA | coal | Petroleum Coke | TRUE | TRUE | TRUE | FALSE
10769 | 10769 | C-E CONTRACT 24687 | CFB | 10769_B_CFB |  | Rio Bravo Poso | CA | coal | Petroleum Coke | TRUE | TRUE | TRUE | FALSE
10771 | 10771 | 10771-02 | 2 | 10771_B_2 | 3592 | Hopewell | VA | coal | Bituminous | TRUE | TRUE | TRUE | FALSE
10771 | 10771 | 10771-01 | 1 | 10771_B_1 | 3591 | Hopewell | VA | coal | Bituminous | TRUE | TRUE | TRUE | FALSE
10773 | 10773 | 1 | 1 | 10773_B_1 | 3593 | Altavista Power Station | VA | coal | Bituminous | TRUE | TRUE | TRUE | FALSE
10773 | 10773 | 2 | 2 | 10773_B_2 | 3594 | Altavista Power Station | VA | coal | Bituminous | TRUE | TRUE | TRUE | FALSE
10774 | 10774 | 1 | 1 | 10774_B_1 | 3595 | Southampton Power Station | VA | coal | Bituminous | TRUE | TRUE | TRUE | FALSE
10774 | 10774 | 2 | 2 | 10774_B_2 | 3596 | Southampton Power Station | VA | coal | Bituminous | TRUE | TRUE | TRUE | FALSE
10784 | 10784 | BLR1 | BLR1 | 10784_B_BLR1 |  | Colstrip Energy LP | MT | coal | Waste Coal | TRUE | TRUE | TRUE | FALSE
10849 | 10849 | BLR1 | BLR1 | 10849_B_BLR1 | 89908 | Silver Bay Power | MN | coal | Subbituminous | TRUE | TRUE | TRUE | FALSE
10849 | 10849 | BLR2 | BLR2 | 10849_B_BLR2 | 89909 | Silver Bay Power | MN | coal | Subbituminous | TRUE | TRUE | TRUE | FALSE
| 50012 |  | BLR4 | 50012_B_BLR4 | 89365 | Alloy Steam Station | West Virginia | Coal | Bituminous | TRUE | FALSE | TRUE | FALSE | Is in NEEDS 4.0 and 4.10 BIT; in 2005 EIA BIT
| 50030 |  | 2A | 50030_B_2A | 90015 | Nelson Industrial Steam and Operating Company | Louisiana | Coal | Petroleum Coke | TRUE | FALSE | FALSE | TRUE | Not in NEEDS 4.0 or 4.10; not in 2005 EIA
| 50030 |  | 1A | 50030_B_1A | 90014 | Nelson Industrial Steam and Operating Company | Louisiana | Coal | Petroleum Coke | TRUE | FALSE | FALSE | TRUE | Not in NEEDS 4.0 or 4.10; not in 2005 EIA
50039 | 50039 | 001 | 1 | 50039_B_1 | 3636 | Kline Township Cogen Facility | PA | coal | Waste Coal | TRUE | TRUE | TRUE | FALSE
| 50130 |  | BLR2 | 50130_B_BLR2 | 3639 | G F Weaton Power Station | Pennsylvania | Coal | Bituminous, Subbituminous | TRUE | FALSE | TRUE | FALSE | Is in NEEDS 4.0 and 4.10 BIT/SUB; in 2005 EIA SUB/BIT
| 50130 |  | BLR1 | 50130_B_BLR1 | 3638 | G F Weaton Power Station | Pennsylvania | Coal | Bituminous | TRUE | FALSE | TRUE | FALSE | Is in NEEDS 4.0 and 4.10 BIT; in 2005 EIA SUB/BIT
50202 | 50202 | Unit 1 | 1 | 50202_B_1 | 3641 | WPS Power Niagara | NY | coal | Bituminous | TRUE | TRUE | TRUE | FALSE
| 50397 |  | 5PB036 | 50397_B_5PB036 | 3656 | P H Glatfelter | Pennsylvania | Coal | Bituminous | TRUE | FALSE | TRUE | FALSE | Is in NEEDS 4.0 and 4.10 BIT; in 2005 EIA BIT
| 50410 |  | 10 | 50410_B_10 | 3659 | Chester Operations | Pennsylvania | Coal | Petroleum Coke | TRUE | FALSE | TRUE | FALSE | Is in NEEDS 4.0 and 4.10 PET COKE; in 2005 EIA PC
50611 | 50611 | 031 | 031 | 50611_B_031 | 3677 | WPS Westwood Generation, LLC | PA | coal | Waste Coal | TRUE | TRUE | TRUE | FALSE
50776 | 50776 | BLR2 | BLR2 | 50776_B_BLR2 | 3694 | PANTHER CREEK ENERGY FACILITY | PA | coal | Waste Coal | TRUE | TRUE | TRUE | FALSE
50776 | 50776 | BLR1 | BLR1 | 50776_B_BLR1 | 3693 | PANTHER CREEK ENERGY FACILITY | PA | coal | Waste Coal | TRUE | TRUE | TRUE | FALSE
| 50806 |  | PB4 | 50806_B_PB4 | 88341 | Stone Container Florence Mill | South Carolina | Coal | Bituminous | TRUE | FALSE | TRUE | TRUE | Not an EGU
50835 | 50835 | 2 | 2 | 50835_B_2 | 90184 | TES Filer City Station | MI | coal | Bituminous | TRUE | TRUE | TRUE | FALSE
50835 | 50835 | 1 | 1 | 50835_B_1 | 90183 | TES Filer City Station | MI | coal | Bituminous | TRUE | TRUE | TRUE | FALSE
50879 | 50879 | 50879 | BLR1 | 50879_B_BLR1 | 3701 | Wheelabrator Frackville Energy Co. | PA | coal | Waste Coal | TRUE | TRUE | TRUE | FALSE | OK
50888 | 50888 | BLR1 | BLR1 | 50888_B_BLR1 | 3702 | Northampton Generating Company, L.P. | PA | coal | Waste Coal | TRUE | TRUE | TRUE | FALSE
50931 | 50931 | BLR2 | BLR2 | 50931_B_BLR2 |  | Yellowstone Energy LP | MT | petroleum coke | Petroleum Coke | TRUE | TRUE | TRUE | FALSE
50931 | 50931 | BLR1 | BLR1 | 50931_B_BLR1 |  | Yellowstone Energy LP | MT | petroleum coke | Petroleum Coke | TRUE | TRUE | TRUE | FALSE
50951 | 50951 | 1 | 1 | 50951_B_1 |  | Sunnyside Cogen Associates | UT | coal | Waste Coal | TRUE | TRUE | TRUE | FALSE
50974 | 50974 | #1 CFB boiler | UNIT 1 | 50974_B_UNIT 1 | 3706 | Scrubgrass Generating Company L.P. | PA | coal | Waste Coal | TRUE | TRUE | TRUE | FALSE
50974 | 50974 | #2 CFB Boiler | UNIT 2 | 50974_B_UNIT 2 | 3707 | Scrubgrass Generating Company L.P. | PA | coal | Waste Coal | TRUE | TRUE | TRUE | FALSE
50976 | 50976 | AABO1 | AAB01 | 50976_B_AAB01 | 89972 | INDIANTOWN COGENERATION L.P. | FL | coal | Bituminous | TRUE | TRUE | TRUE | FALSE
52007 | 52007 | BLR2 | BLR2 | 52007_B_BLR2 | 10100 | Mecklenburg Power Station | VA | coal | Bituminous | TRUE | TRUE | TRUE | FALSE
52007 | 52007 | BLR1 | BLR1 | 52007_B_BLR1 | 10099 | Mecklenburg Power Station | VA | coal | Bituminous | TRUE | TRUE | TRUE | FALSE
52071 | 52071 | 5A | 5A | 52071_B_5A | 89920 | Sandow Station | TX | coal | Lignite | TRUE | TRUE | TRUE | FALSE
52071 | 52071 | 5B | 5B | 52071_B_5B | 89921 | Sandow Station | TX | coal | Lignite | TRUE | TRUE | TRUE | FALSE
54035 | 54035 | BLR1 | BLR1 | 54035_B_BLR1 | 88354 | Roanoke Valley I | NC | coal | Bituminous | TRUE | TRUE | TRUE | FALSE
54081 | 54081 | 1B | 1B | 54081_B_1B | 88189 | Spruance Genco, LLC | VA | coal | Bituminous | TRUE | TRUE | TRUE | FALSE
54081 | 54081 | 1A | 1A | 54081_B_1A | 88188 | Spruance Genco, LLC | VA | coal | Bituminous | TRUE | TRUE | TRUE | FALSE
54081 | 54081 | 2A | 2A | 54081_B_2A | 88190 | Spruance Genco, LLC | VA | coal | Bituminous | TRUE | TRUE | TRUE | FALSE
54081 | 54081 | 2B | 2B | 54081_B_2B | 88191 | Spruance Genco, LLC | VA | coal | Bituminous | TRUE | TRUE | TRUE | FALSE
54144 | 54144 | BRBR1 | BRBR1 | 54144_B_BRBR1 | 3756 | Piney Creek Project | PA | coal | Waste Coal | TRUE | TRUE | TRUE | FALSE
54304 | 54304 | 1A | 1A | 54304_B_1A | 10104 | Birchwood Power Facility | VA | coal | Bituminous | TRUE | TRUE | TRUE | FALSE
54634 | 54634 | 1 | 1 | 54634_B_1 | 3787 | St. Nicholas Cogen Project | PA | coal | Waste Coal | TRUE | TRUE | TRUE | FALSE
54755 | 54755 | BLR2 | BLR2 | 54755_B_BLR2 | 88357 | Roanoke Valley II | NC | coal | Bituminous | TRUE | TRUE | TRUE | FALSE
55076 | 55076 | AA-002 | AA002 | 55076_B_AA002 | 3857 | Red Hills Generating Facility | MS | coal | Lignite | TRUE | TRUE | TRUE | FALSE
55076 | 55076 | AA-001 | AA001 | 55076_B_AA001 | 3856 | Red Hills Generating Facility | MS | coal | Lignite | TRUE | TRUE | TRUE | FALSE
55318 | 55318 | 2 | 2 | 55318_B_2 | 4491 | Indian River | FL | oil | Natural Gas, Residual Fuel Oil | TRUE | TRUE | TRUE | FALSE | Is in NEEDS 4.0 and 4.10 NG/RFO; in 2005 EIA RFO/NG
55318 | 55318 | 3 | 3 | 55318_B_3 | 4492 | Indian River | FL | oil | Natural Gas, Residual Fuel Oil | TRUE | TRUE | TRUE | FALSE | Is in NEEDS 4.0 and 4.10 NG/RFO; in 2005 EIA RFO/NG
55318 | 55318 | 1 | 1 | 55318_B_1 | 4490 | Indian River | FL | oil | Natural Gas, Residual Fuel Oil | TRUE | TRUE | TRUE | FALSE | Is in NEEDS 4.0 and 4.10 NG/RFO; in 2005 EIA RFO/NG
| 55360 |  | 1 | 55360_B_1 |  | Two Elk Generating Station | Wyoming | Coal | Waste Coal | TRUE | FALSE | TRUE | FALSE | Is in NEEDS 4.0 and 4.10 WC; not in 2005 EIA
55479 | 55479 | 3 | 3 | 55479_B_3 | 4852 | Wygen 1 | WY | coal | Subbituminous | TRUE | TRUE | TRUE | FALSE
55749 | 55749 | PC1 | PC1 | 55749_B_PC1 | 9114 | Hardin Generator Project | MT | coal | Subbituminous | TRUE | TRUE | TRUE | FALSE
| 55856 |  | PC1 | 55856_B_PC1 |  | Prairie State Generating Company LLC | Illinois | Coal | Bituminous | TRUE | FALSE | FALSE | TRUE | Not in NEEDS 4.0 or 4.10; in 2005 EIA, but no fuel type
| 55856 |  | PC2 | 55856_B_PC2 |  | Prairie State Generating Company LLC | Illinois | Coal | Bituminous | TRUE | FALSE | FALSE | TRUE | Not in NEEDS 4.0 or 4.10; in 2005 EIA, but no fuel type
56068 | 56068 | 2 | 2 | 56068_B_2 | 89798 | Elm Road Generating Station | WI | coal | Bituminous | TRUE | TRUE | TRUE | FALSE
56068 | 56068 | 1 | 1 | 56068_B_1 | 89796 | Elm Road Generating Station | WI | coal | Bituminous | TRUE | TRUE | TRUE | FALSE
| 56163 |  | 4 | 56163_B_4 |  | KUCC | Utah | Coal | Bituminous, Subbituminous | TRUE | FALSE | TRUE | TRUE | Not an EGU
| 56163 |  | 3 | 56163_B_3 |  | KUCC | Utah | Coal | Bituminous, Subbituminous | TRUE | FALSE | TRUE | TRUE | Not an EGU
| 56163 |  | 2 | 56163_B_2 |  | KUCC | Utah | Coal | Bituminous, Subbituminous | TRUE | FALSE | TRUE | TRUE | Not an EGU
| 56163 |  | 1 | 56163_B_1 |  | KUCC | Utah | Coal | Bituminous, Subbituminous | TRUE | FALSE | TRUE | TRUE | Not an EGU
56224 | 56224 | BLR100 | 001 | 56224_B_001 | 89529 | TS Power Plant | NV | coal | Subbituminous | TRUE | TRUE | TRUE | FALSE
| 56319 |  | 4 | 56319_B_4 | 89633 | Wygen | Wyoming | Coal | Subbituminous | TRUE | FALSE | TRUE | FALSE | Is in NEEDS 4.0 and 4.10 SUB; not in 2005 EIA
| 56319 |  | 5 | 56319_B_5 | 89633 | Wygen | Wyoming | Coal | Subbituminous | TRUE | FALSE | TRUE | FALSE | Is in NEEDS 4.0 and 4.10 SUB; not in 2005 EIA
| 56456 |  | STG1 | 56456_B_STG1 | 90208 | Plum Point Energy | Arkansas | Coal | Subbituminous | TRUE | FALSE | TRUE | FALSE | Is in NEEDS 4.0 and 4.10 SUB; not in 2005 EIA
| 56671 |  | 1 | 56671_B_1 |  | Longview Power | West Virginia | Coal | Bituminous, Subbituminous | TRUE | FALSE | FALSE | TRUE | Not in NEEDS 4.0 or 4.10; not in 2005 EIA
70000 | 68000 | AG1 | 1 | 68000_B_1 |  | PREPA Aguirre Power Station | PR | oil | Residual Fuel Oil | TRUE | TRUE | FALSE | FALSE | NEEDS 4.0, 68000 = Aguirre; 70000 was a placeholder in ICR
70000 | 68000 | AG2 | 2 | 68000_B_2 |  | PREPA Aguirre Power Station | PR | oil | Residual Fuel Oil | TRUE | TRUE | FALSE | FALSE | NEEDS 4.0, 68000 = Aguirre; 70000 was a placeholder in ICR
| 68002 |  | 1 | 68002_B_1 |  | Costa Sur | Puerto Rico | Oil | Residual Fuel Oil | TRUE | FALSE | FALSE | TRUE | In NEEDS 4.0 RFO; not in NEEDS 4.10; not in 2005 EIA
| 68002 |  | 2 | 68002_B_2 |  | Costa Sur | Puerto Rico | Oil | Residual Fuel Oil | TRUE | FALSE | FALSE | TRUE | In NEEDS 4.0 RFO; not in NEEDS 4.10; not in 2005 EIA
70002 | 68002 | CS6 | 6 | 68002_B_6 |  | PREPA South Coast Steam Power Plant | PR | oil | Residual Fuel Oil | TRUE | TRUE | FALSE | FALSE | NEEDS 4.0, 68002 = Costa Sur; 70002 was a placeholder in ICR
70002 | 68002 | CS4 | 4 | 68002_B_4 |  | PREPA South Coast Steam Power Plant | PR | oil | Residual Fuel Oil | TRUE | TRUE | FALSE | FALSE | NEEDS 4.0, 68002 = Costa Sur; 70002 was a placeholder in ICR
70002 | 68002 | CS5 | 5 | 68002_B_5 |  | PREPA South Coast Steam Power Plant | PR | oil | Residual Fuel Oil | TRUE | TRUE | FALSE | FALSE | NEEDS 4.0, 68002 = Costa Sur; 70002 was a placeholder in ICR
70002 | 68002 | CS3 | 3 | 68002_B_3 |  | PREPA South Coast Steam Power Plant | PR | oil | Residual Fuel Oil | TRUE | TRUE | FALSE | FALSE | NEEDS 4.0, 68002 = Costa Sur; 70002 was a placeholder in ICR
70001 | 68003 | PS3 | 3 | 68003_B_3 |  | PREPA Palo Seco Steam Power Plant | PR | oil | Residual Fuel Oil | TRUE | TRUE | FALSE | FALSE | NEEDS 4.0, 68003 = Palo Seco; 70001 was a placeholder in ICR
70001 | 68003 | PS2 | 2 | 68003_B_2 |  | PREPA Palo Seco Steam Power Plant | PR | oil | Residual Fuel Oil | TRUE | TRUE | FALSE | FALSE | NEEDS 4.0, 68003 = Palo Seco; 70001 was a placeholder in ICR
70001 | 68003 | PS1 | 1 | 68003_B_1 |  | PREPA Palo Seco Steam Power Plant | PR | oil | Residual Fuel Oil | TRUE | TRUE | FALSE | FALSE | NEEDS 4.0, 68003 = Palo Seco; 70001 was a placeholder in ICR
70001 | 68003 | PS4 | 4 | 68003_B_4 |  | PREPA Palo Seco Steam Power Plant | PR | oil | Residual Fuel Oil | TRUE | TRUE | FALSE | FALSE | NEEDS 4.0, 68003 = Palo Seco; 70001 was a placeholder in ICR
70003 | 68004 | SJ10 | 1 | 68004_B_1 |  | PREPA San Juan Steam Power Plant | PR | oil | Residual Fuel Oil | TRUE | TRUE | FALSE | FALSE | NEEDS 4.0, 68004 = San Juan; 70003 was a placeholder in ICR
70003 | 68004 | SJ7 | 2 | 68004_B_2 |  | PREPA San Juan Steam Power Plant | PR | oil | Residual Fuel Oil | TRUE | TRUE | FALSE | FALSE | NEEDS 4.0, 68004 = San Juan; 70003 was a placeholder in ICR
70003 | 68004 | SJ9 | 4 | 68004_B_4 |  | PREPA San Juan Steam Power Plant | PR | oil | Residual Fuel Oil | TRUE | TRUE | FALSE | FALSE | NEEDS 4.0, 68004 = San Juan; 70003 was a placeholder in ICR
70003 | 68004 | SJ8 | 3 | 68004_B_3 |  | PREPA San Juan Steam Power Plant | PR | oil | Residual Fuel Oil | TRUE | TRUE | FALSE | FALSE | NEEDS 4.0, 68004 = San Juan; 70003 was a placeholder in ICR
68029 | 68029 | BLR1 | 1 | 68029_B_1 |  | AES Puerto Rico Cogeneration Facility | PR | coal | Bituminous | TRUE | TRUE | TRUE | FALSE
68029 | 68029 | BLR2 | 2 | 68029_B_2 |  | AES Puerto Rico Cogeneration Facility | PR | coal | Bituminous | TRUE | TRUE | TRUE | FALSE
| 68500 |  | 13 | 68500_B_13 |  | Krum Bay | US Virgin Islands | Oil | Residual Fuel Oil | TRUE | FALSE | FALSE | TRUE | In NEEDS 4.0 RFO; not in NEEDS 4.10; not in 2005 EIA
| 82821 |  | 1 | 82821_B_1 |  | Great River Energy Spiritwood Station | North Dakota | Coal | Lignite | TRUE | FALSE | TRUE | FALSE | Is in NEEDS 4.0 and 4.10 LIGNITE; not in 2005 EIA
| 82998 |  | CFB1 | 82998_B_CFB1 |  | Virginia City Hybrid Energy Center | Virginia | Coal | Bituminous | TRUE | FALSE | FALSE | TRUE | Not in NEEDS 4.0 or 4.10; not in 2005 EIA
| 82998 |  | CFB2 | 82998_B_CFB2 |  | Virginia City Hybrid Energy Center | Virginia | Coal | Bituminous | TRUE | FALSE | FALSE | TRUE | Not in NEEDS 4.0 or 4.10; not in 2005 EIA

## 2-Bin_Key
Bin_Number | HAP_Category | Fuel_Type | Boiler_Type | Control_Scheme | Hydrogen Cyanide | Hydrogen Chloride | Hydrogen Fluoride
1 | Acid Gases | Bituminous | Conventional | Wet FGD | 0.00023147 | 0.00058261 | 0.00017965
2 | Acid Gases | Bituminous | Conventional | Dry FGD | 0.00034538 | 0.0064789 | 0.00010909
3 | Acid Gases | Bituminous | Conventional | Sorbent/Carbon Injection | No emission data were available for this bin; default is to the next most conservative (higher) emission factor set, which is bin 4.
4 | Acid Gases | Bituminous | Conventional | No Acid Gas Control | 0.00047871 | 0.059473 | 0.00619
5 | Acid Gases | Bituminous | Fluidized Bed | Dry FGD | 0.0010252 | 0.027614 | 6.5028e-05
6 | Acid Gases | Bituminous | Fluidized Bed | No Acid Gas Control | 0.0020565 | 0.010287 | 7.3765e-05
7 | Acid Gases | Coal Refuse | Fluidized Bed | Dry FGD | 0.0004262 | 0.035278 | 0.00030971
8 | Acid Gases | Coal Refuse | Fluidized Bed | No Acid Gas Control | 0.00059988 | 0.010682 | 0.0011014
9 | Acid Gases | Lignite | Conventional | Wet FGD | 1.5867e-05 | 0.00012026 | 9.3473e-05
10 | Acid Gases | Lignite | Conventional | Sorbent/Carbon Injection | 2.0067e-05 | 0.00074886 | 0.0026295
11 | Acid Gases | Lignite | Fluidized Bed | Dry FGD | 2.1398e-05 | 6.131e-05 | 6.9613e-05
12 | Acid Gases | Lignite | Fluidized Bed | No Acid Gas Control | 1.3143e-05 | 0.00036675 | 8.7975e-06
13 | Acid Gases | Subbituminous | Conventional | Wet FGD | 0.00010154 | 0.0021581 | 0.0030467
14 | Acid Gases | Subbituminous | Conventional | Dry FGD | 0.00018552 | 0.00019188 | 0.00027291
15 | Acid Gases | Subbituminous | Conventional | Sorbent/Carbon Injection | 0.00011268 | 0.00088546 | 0.0010188
16 | Acid Gases | Subbituminous | Conventional | No Acid Gas Control | 0.0015232 | 0.0031989 | 0.0010123
17 | Acid Gases | IGCC | IGCC | PM Scrubber | 5.1873e-05 | 8.1225e-05 | 8.3211e-05
18 | Acid Gases | IGCC | IGCC | No Acid Gas Control | 3.2067e-05 | 0.00028367 | 0.00017067
19 | Acid Gases | No. 2 Fuel Oil | Conventional | No Acid Gas Control | 2.2095e-05 | 0.00036881 | 0.00011017
20 | Acid Gases | No. 6 Fuel Oil | Conventional | No Acid Gas Control | 0.00032886 | 0.00090711 | 0.00020182
21 | Acid Gases | Petroleum Coke | Conventional | Wet FGD | 8.1324e-05 | 1.874e-05 | 4.9525e-05
22 | Acid Gases | Petroleum Coke | Fluidized Bed | Dry FGD | 0.0011032 | 0.00023406 | 6.7368e-05
23 | Acid Gases | Petroleum Coke | Fluidized Bed | No Acid Gas Control | 0.0024247 | 0.0037826 | 0.00015079
All data are provided in units of lb/MMBtu
Bin_Number | HAP_Category | Fuel_Type | Boiler_Type | Control_Scheme | Mercury
50 | Mercury | Bituminous | Conventional | Activated Carbon Injection | 1.9444e-06
51 | Mercury | Bituminous | Conventional | Dry FGD + Fabric Filter | 1.137e-07
52 | Mercury | Bituminous | Conventional | Fabric Filter + Wet FGD | 8.0304e-07
53 | Mercury | Bituminous | Conventional | Fabric Filter | 4.3664e-08
54 | Mercury | Bituminous | Conventional | ESP + Wet FGD | 1.2522e-06
55 | Mercury | Bituminous | Conventional | Cold-side ESP | 5.6368e-06
56 | Mercury | Bituminous | Conventional | No Mercury Control (includes hot-side ESP's) | 1.1049e-05
57 | Mercury | Bituminous | Fluidized Bed | Dry FGD + Fabric Filter | 5.7975e-08
58 | Mercury | Bituminous | Fluidized Bed | Fabric Filter | 1.1519e-08
59 | Mercury | Bituminous | Fluidized Bed | Cold-side ESP | 1.7317e-06
60 | Mercury | Coal Refuse | Fluidized Bed | Dry FGD + Fabric Filter | 3.7796e-07
61 | Mercury | Coal Refuse | Fluidized Bed | Fabric Filter | 1.6293e-07
62 | Mercury | Lignite | Conventional | Activated Carbon Injection | 3.9023e-06
63 | Mercury | LIgnite | Fluidized Bed | Activated Carbon Injection | 4.6733e-06
64 | Mercury | LIgnite | Fluidized Bed | Fabric Filter | 1.0771e-05
65 | Mercury | Subbituminous | Conventional | Activated Carbon Injection | 1.2955e-06
66 | Mercury | Subbituminous | Conventional | Dry FGD + Fabric Filter | 4.6877e-06
67 | Mercury | Subbituminous | Conventional | Fabric Filter + Wet FGD | 1.4708e-07
68 | Mercury | Subbituminous | Conventional | Fabric Filter | 3.0345e-06
69 | Mercury | Subbituminous | Conventional | Wet FGD | 3.3153e-06
70 | Mercury | Subbituminous | Conventional | Cold-side ESP | 3.2785e-06
71 | Mercury | Subbituminous | Conventional | No Mercury Control (includes hot-side ESP's) | 5.2533e-06
72 | Mercury | IGCC | IGCC | No Mercury Control | 8.175e-07
73 | Mercury | No. 2 Fuel Oil | Conventional | No Mercury Control | 1.1409e-07
74 | Mercury | No. 6 Fuel Oil | Conventional | Cold-Side ESP | 6.2274e-08
75 | Mercury | No. 6 Fuel Oil | Conventional | No Mercury Control (includes hot-side ESP's) | 1.1167e-07
76 | Mercury | Petroleum Coke | Conventional | Wet FGD | 6.4833e-08
77 | Mercury | Petroleum Coke | Fluidized Bed | Dry FGD + Fabric Filter | 5.9605e-08
78 | Mercury | Petroleum Coke | Fluidized Bed | Fabric Filter | 9.6282e-07
All data are provided in units of lb/MMBtu
Bin_Number | HAP_Category | Fuel_Type | Boiler_Type | Control_Scheme | Antimony | Arsenic | Beryllium | Cadmium | Chromium | Cobalt | Lead | Manganese | Nickel | Selenium
100 | PM/Metals | Bituminous | Conventional | Fabric Filter + Wet FGD | 4.22e-07 | 9.72e-07 | 1.18e-07 | 2.2e-07 | 4.75e-06 | 5.1e-07 | 2.25e-06 | 1.01e-05 | 2.74e-05 | 9.24e-06
101 | PM/Metals | Bituminous | Conventional | Fabric Filter | 4.22e-07 | 9.72e-07 | 1.18e-07 | 2.2e-07 | 4.89e-05 | 1.58e-06 | 2.25e-06 | 1.01e-05 | 2.74e-05 | 3.69e-05
102 | PM/Metals | Bituminous | Conventional | ESP + Wet FGD | 4.22e-07 | 2.52e-06 | 1.18e-07 | 2.2e-07 | 4.75e-06 | 5.1e-07 | 2.25e-06 | 1.01e-05 | 2.74e-05 | 9.24e-06
103 | PM/Metals | Bituminous | Conventional | ESP | 1.45e-06 | 1.25e-05 | 4.16e-07 | 3.81e-07 | 4.89e-05 | 1.58e-06 | 6.61e-06 | 1.01e-05 | 2.74e-05 | 3.69e-05
104 | PM/Metals | Bituminous | Fluidized Bed | Fabric Filter | 4.22e-07 | 9.72e-07 | 1.18e-07 | 2.2e-07 | 4.89e-05 | 1.58e-06 | 2.25e-06 | 1.01e-05 | 2.74e-05 | 3.69e-05
105 | PM/Metals | Bituminous | Fluidized Bed | ESP | 1.45e-06 | 1.25e-05 | 4.16e-07 | 3.81e-07 | 4.89e-05 | 1.58e-06 | 6.61e-06 | 1.01e-05 | 2.74e-05 | 3.69e-05
106 | PM/Metals | Coal Refuse | Fluidized Bed | Fabric Filter | 4.22e-07 | 9.72e-07 | 1.18e-07 | 2.2e-07 | 4.89e-05 | 1.58e-06 | 2.25e-06 | 1.01e-05 | 2.74e-05 | 3.69e-05
107 | PM/Metals | Lignite | Conventional | Fabric Filter + Wet FGD | 4.22e-07 | 9.72e-07 | 1.18e-07 | 2.2e-07 | 4.75e-06 | 5.1e-07 | 2.25e-06 | 1.01e-05 | 2.74e-05 | 9.24e-06
108 | PM/Metals | Lignite | Conventional | Fabric Filter | 4.22e-07 | 9.72e-07 | 1.18e-07 | 2.2e-07 | 4.89e-05 | 1.58e-06 | 2.25e-06 | 1.01e-05 | 2.74e-05 | 3.69e-05
109 | PM/Metals | Lignite | Fluidized Bed | Fabric Filter | 4.22e-07 | 9.72e-07 | 1.18e-07 | 2.2e-07 | 4.89e-05 | 1.58e-06 | 2.25e-06 | 1.01e-05 | 2.74e-05 | 3.69e-05
110 | PM/Metals | Subbituminous | Conventional | Fabric Filter + Wet FGD | 4.22e-07 | 9.72e-07 | 1.18e-07 | 2.2e-07 | 4.75e-06 | 5.1e-07 | 2.25e-06 | 1.01e-05 | 2.74e-05 | 9.24e-06
111 | PM/Metals | Subbituminous | Conventional | Fabric Filter | 4.22e-07 | 9.72e-07 | 1.18e-07 | 2.2e-07 | 4.89e-05 | 1.58e-06 | 2.25e-06 | 1.01e-05 | 2.74e-05 | 3.69e-05
112 | PM/Metals | Subbituminous | Conventional | ESP + Wet FGD | 4.22e-07 | 2.52e-06 | 1.18e-07 | 2.2e-07 | 4.75e-06 | 5.1e-07 | 2.25e-06 | 1.01e-05 | 2.74e-05 | 9.24e-06
113 | PM/Metals | Subbituminous | Conventional | ESP | 1.45e-06 | 1.25e-05 | 4.16e-07 | 3.81e-07 | 4.89e-05 | 1.58e-06 | 6.61e-06 | 1.01e-05 | 2.74e-05 | 3.69e-05
114 | PM/Metals | Subbituminous | Conventional | Wet FGD/PM Scrubber | 4.22e-07 | 2.52e-06 | 1.18e-07 | 2.2e-07 | 4.75e-06 | 5.1e-07 | 2.25e-06 | 1.01e-05 | 2.74e-05 | 9.24e-06
115 | PM/Metals | IGCC | IGCC | PM Scrubber | 4.22e-07 | 9.72e-07 | 1.18e-07 | 2.2e-07 | 4.75e-06 | 5.1e-07 | 2.25e-06 | 1.01e-05 | 2.74e-05 | 3.69e-05
116 | PM/Metals | IGCC | IGCC | No PM Control | 4.22e-07 | 9.72e-07 | 1.18e-07 | 2.2e-07 | 4.75e-06 | 5.1e-07 | 2.25e-06 | 1.01e-05 | 2.74e-05 | 3.69e-05
117 | PM/Metals | No. 2 Fuel Oil | Conventional | No PM Control | 3.3e-05 | 2.55e-06 | 1.62e-07 | 3.62e-07 | 5.7e-06 | 1.71e-05 | 1.3e-05 | 9.42e-06 | 0.000346 | 2.0209e-06
118 | PM/Metals | No. 6 Fuel Oil | Conventional | ESP | 3.3e-05 | 2.55e-06 | 1.62e-07 | 3.62e-07 | 5.7e-06 | 1.71e-05 | 1.3e-05 | 9.42e-06 | 0.000346 | 2.0209e-06
119 | PM/Metals | No. 6 Fuel Oil | Conventional | No PM Control (includes multiclones) | 3.3e-05 | 2.55e-06 | 1.62e-07 | 3.62e-07 | 5.7e-06 | 1.71e-05 | 1.3e-05 | 9.42e-06 | 0.000346 | 2.0209e-06
120 | PM/Metals | Petroleum coke | Conventional | ESP + Wet FGD + Wet ESP | 1.5931e-06 | 4.8139e-05 | 1.1668e-07 | 4.8562e-07 | 2.7636e-06 | 1.0002e-06 | 3.8334e-06 | 4.6588e-06 | 1.5871e-05 | 1.5385e-06
121 | PM/Metals | Petroleum Coke | Fluidized Bed | Fabric Filter | 1.5931e-06 | 4.8139e-05 | 1.1668e-07 | 4.8562e-07 | 2.7636e-06 | 1.0002e-06 | 3.8334e-06 | 4.6588e-06 | 1.5871e-05 | 1.5385e-06

## 3-Boiler_EFs_wEIS_IDs
FACILITY_NAME | State | ORIS_FacilityID | ORIS_Boiler_ID | EISFacilitySiteIdentifier | EISEmissionsUnitIdentifier | EISEmissionsProcessIdentifier | Excluded_from_MACT_Output | Exclude | Metals_bin | Mercury_bin | Acid_gas_bin | Hg_EF (lb/MMBtu) | Hg_EF_Source | HCl_EF (lb/MMBtu) | HCl_EF_Source | HF_EF (lb/MMBtu) | HF_EF_Source | HCN_EF (lb/MMBtu) | HCN_EF_Source | Sb_EF (lb/MMBtu) | Sb_EF_Source | As_EF (lb/MMBtu) | As_EF_Source | Be_EF (lb/MMBtu) | Be_EF_Source | Cd_EF (lb/MMBtu) | Cd_EF_Source | Cr_EF (lb/MMBtu) | Cr_EF_Source | Co_EF (lb/MMBtu) | Co_EF_Source | Pb_EF (lb/MMBtu) | Pb_EF_Source | Mn_EF (lb/MMBtu) | Mn_EF_Source | Ni_EF (lb/MMBtu) | Ni_EF_Source | Se_EF (lb/MMBtu) | Se_EF_Source
Comanche | CO | 470 | 3 | 4367811 |  |  | FALSE |  | 111 | 65 | 14 | 3.084e-06 | Facility | 0.00019188 | Bin | 0.00027291 | Bin | 0.00018552 | Bin | 3.7311e-07 | Facility | 3.7162e-07 | Facility | 3.072e-08 | Facility | 8.5504e-08 | Facility | 1.4946e-06 | Facility | 3.0135e-07 | Facility | 6.8083e-07 | Facility | 1.2619e-06 | Facility | 4.3251e-07 | Facility | 2.1286e-07 | Facility
Guam Power Authority | GU | 40429 | 23758 |  |  |  | FALSE |  | 119 | 75 | 20 | 8.3367e-08 | Facility | 0.00090711 | Bin | 0.00020182 | Bin | 0.00032886 | Bin | 5.5229e-05 | Facility | 4.5482e-06 | Facility | 6.8853e-08 | Facility | 8.8657e-07 | Facility | 3.8374e-06 | Facility | 2.1469e-05 | Facility | 3.7075e-06 | Facility | 6.4589e-06 | Facility | 0.00075444 | Facility | 3.4444e-06 | Facility
Guam Power Authority | GU | 40429 | 23759 |  |  |  | FALSE |  | 119 | 75 | 20 | 8.3367e-08 | Unit | 0.00090711 | Bin | 0.00020182 | Bin | 0.00032886 | Bin | 5.5229e-05 | Unit | 4.5482e-06 | Unit | 6.8853e-08 | Unit | 8.8657e-07 | Unit | 3.8374e-06 | Unit | 2.1469e-05 | Unit | 3.7075e-06 | Unit | 6.4589e-06 | Unit | 0.00075444 | Unit | 3.4444e-06 | Unit
Tanguisson Power Plant | GU | 40430 | 1 |  |  |  | FALSE |  | 119 | 75 | 20 | 1.1167e-07 | Bin | 0.00090711 | Bin | 0.00020182 | Bin | 0.00032886 | Bin | 3.3e-05 | Bin | 2.55e-06 | Bin | 1.62e-07 | Bin | 3.62e-07 | Bin | 5.7e-06 | Bin | 1.71e-05 | Bin | 1.3e-05 | Bin | 9.42e-06 | Bin | 0.000346 | Bin | 2.0209e-06 | Bin
Alloy Steam Station | WV | 50012 | BLR4 |  |  |  | FALSE |  | 103 | 55 | 4 | 5.6368e-06 | Bin | 0.059473 | Bin | 0.00619 | Bin | 0.00047871 | Bin | 1.45e-06 | Bin | 1.25e-05 | Bin | 4.16e-07 | Bin | 3.81e-07 | Bin | 4.89e-05 | Bin | 1.58e-06 | Bin | 6.61e-06 | Bin | 1.01e-05 | Bin | 2.74e-05 | Bin | 3.69e-05 | Bin
Elm Road Generating Station | WI | 56068 | 1 |  |  |  | FALSE |  | 100 | 52 | 1 | 7.5333e-08 | Unit | 7.6401e-05 | Unit | 5.7206e-05 | Unit | 0.00016667 | Unit | 1.6536e-07 | Unit | 2.8954e-07 | Unit | 4.1341e-08 | Unit | 7.3499e-08 | Unit | 2.257e-06 | Unit | 7.6895e-08 | Unit | 2.7919e-07 | Unit | 1.5982e-06 | Unit | 1.7893e-06 | Unit | 9.7731e-07 | Unit
Elm Road Generating Station | WI | 56068 | 2 |  |  |  | FALSE |  | 100 | 52 | 1 | 7.5333e-08 | Facility | 7.6401e-05 | Facility | 5.7206e-05 | Facility | 0.00016667 | Facility | 1.6536e-07 | Facility | 2.8954e-07 | Facility | 4.1341e-08 | Facility | 7.3499e-08 | Facility | 2.257e-06 | Facility | 7.6895e-08 | Facility | 2.7919e-07 | Facility | 1.5982e-06 | Facility | 1.7893e-06 | Facility | 9.7731e-07 | Facility
Plum Point Energy | AR | 56456 | STG1 |  |  |  | FALSE |  | 111 | 66 | 14 | 4.6877e-06 | Bin | 0.00019188 | Bin | 0.00027291 | Bin | 0.00018552 | Bin | 4.22e-07 | Bin | 9.72e-07 | Bin | 1.18e-07 | Bin | 2.2e-07 | Bin | 4.89e-05 | Bin | 1.58e-06 | Bin | 2.25e-06 | Bin | 1.01e-05 | Bin | 2.74e-05 | Bin | 3.69e-05 | Bin
Great River Energy Spiritwood Station | ND | 82821 | 1 |  |  |  | FALSE |  | 108 | 62 | 10 | 3.9023e-06 | Bin | 0.00074886 | Bin | 0.0026295 | Bin | 2.0067e-05 | Bin | 4.22e-07 | Bin | 9.72e-07 | Bin | 1.18e-07 | Bin | 2.2e-07 | Bin | 4.89e-05 | Bin | 1.58e-06 | Bin | 2.25e-06 | Bin | 1.01e-05 | Bin | 2.74e-05 | Bin | 3.69e-05 | Bin
Barry | AL | 3 | 1 | 1056111 | 47671513 | 61246814 | FALSE |  | 103 | 56 | 4 | 1.1049e-05 | Bin | 0.059473 | Bin | 0.00619 | Bin | 0.00047871 | Bin | 1.45e-06 | Bin | 1.25e-05 | Bin | 4.16e-07 | Bin | 3.81e-07 | Bin | 4.89e-05 | Bin | 1.58e-06 | Bin | 6.61e-06 | Bin | 1.01e-05 | Bin | 2.74e-05 | Bin | 3.69e-05 | Bin
Barry | AL | 3 | 2 | 1056111 | 47671213 | 61247114 | FALSE |  | 103 | 56 | 4 | 1.1049e-05 | Bin | 0.059473 | Bin | 0.00619 | Bin | 0.00047871 | Bin | 1.45e-06 | Bin | 1.25e-05 | Bin | 4.16e-07 | Bin | 3.81e-07 | Bin | 4.89e-05 | Bin | 1.58e-06 | Bin | 6.61e-06 | Bin | 1.01e-05 | Bin | 2.74e-05 | Bin | 3.69e-05 | Bin
Barry | AL | 3 | 3 | 1056111 | 47671313 | 61247014 | FALSE |  | 103 | 56 | 4 | 1.1049e-05 | Bin | 0.059473 | Bin | 0.00619 | Bin | 0.00047871 | Bin | 1.45e-06 | Bin | 1.25e-05 | Bin | 4.16e-07 | Bin | 3.81e-07 | Bin | 4.89e-05 | Bin | 1.58e-06 | Bin | 6.61e-06 | Bin | 1.01e-05 | Bin | 2.74e-05 | Bin | 3.69e-05 | Bin
Barry | AL | 3 | 4 | 1056111 | 47671413 | 61246914 | FALSE |  | 103 | 55 | 4 | 5.6368e-06 | Bin | 0.059473 | Bin | 0.00619 | Bin | 0.00047871 | Bin | 1.45e-06 | Bin | 1.25e-05 | Bin | 4.16e-07 | Bin | 3.81e-07 | Bin | 4.89e-05 | Bin | 1.58e-06 | Bin | 6.61e-06 | Bin | 1.01e-05 | Bin | 2.74e-05 | Bin | 3.69e-05 | Bin
Barry | AL | 3 | 5 | 1056111 | 47671613 | 61246714 | FALSE |  | 102 | 54 | 1 | 1.2522e-06 | Bin | 0.00058261 | Bin | 0.00017965 | Bin | 0.00023147 | Bin | 4.22e-07 | Bin | 2.52e-06 | Bin | 1.18e-07 | Bin | 2.2e-07 | Bin | 4.75e-06 | Bin | 5.1e-07 | Bin | 2.25e-06 | Bin | 1.01e-05 | Bin | 2.74e-05 | Bin | 9.24e-06 | Bin
Gadsden | AL | 7 | 1 | 1021011 | 47695513 | 61493514 | FALSE |  | 103 | 55 | 4 | 5.6368e-06 | Bin | 0.059473 | Bin | 0.00619 | Bin | 0.00047871 | Bin | 1.45e-06 | Bin | 1.25e-05 | Bin | 4.16e-07 | Bin | 3.81e-07 | Bin | 4.89e-05 | Bin | 1.58e-06 | Bin | 6.61e-06 | Bin | 1.01e-05 | Bin | 2.74e-05 | Bin | 3.69e-05 | Bin
Gadsden | AL | 7 | 2 | 1021011 | 47695413 | 61493614 | FALSE |  | 103 | 55 | 4 | 5.6368e-06 | Bin | 0.059473 | Bin | 0.00619 | Bin | 0.00047871 | Bin | 1.45e-06 | Bin | 1.25e-05 | Bin | 4.16e-07 | Bin | 3.81e-07 | Bin | 4.89e-05 | Bin | 1.58e-06 | Bin | 6.61e-06 | Bin | 1.01e-05 | Bin | 2.74e-05 | Bin | 3.69e-05 | Bin
Gorgas | AL | 8 | 6 | 7917311 | 3531713 | 61692314 | FALSE |  | 103 | 55 | 4 | 5.6368e-06 | Bin | 0.059473 | Bin | 0.00619 | Bin | 0.00047871 | Bin | 1.45e-06 | Bin | 1.25e-05 | Bin | 4.16e-07 | Bin | 3.81e-07 | Bin | 4.89e-05 | Bin | 1.58e-06 | Bin | 6.61e-06 | Bin | 1.01e-05 | Bin | 2.74e-05 | Bin | 3.69e-05 | Bin
Gorgas | AL | 8 | 7 | 7917311 | 3531513 | 61692514 | FALSE |  | 103 | 55 | 4 | 5.6368e-06 | Bin | 0.059473 | Bin | 0.00619 | Bin | 0.00047871 | Bin | 1.45e-06 | Bin | 1.25e-05 | Bin | 4.16e-07 | Bin | 3.81e-07 | Bin | 4.89e-05 | Bin | 1.58e-06 | Bin | 6.61e-06 | Bin | 1.01e-05 | Bin | 2.74e-05 | Bin | 3.69e-05 | Bin
Gorgas | AL | 8 | 8 | 7917311 | 3531613 | 61692414 | FALSE |  | 102 | 54 | 1 | 1.2522e-06 | Bin | 0.00058261 | Bin | 0.00017965 | Bin | 0.00023147 | Bin | 4.22e-07 | Bin | 2.52e-06 | Bin | 1.18e-07 | Bin | 2.2e-07 | Bin | 4.75e-06 | Bin | 5.1e-07 | Bin | 2.25e-06 | Bin | 1.01e-05 | Bin | 2.74e-05 | Bin | 9.24e-06 | Bin
Gorgas | AL | 8 | 9 | 7917311 | 3532013 | 61692014 | FALSE |  | 102 | 54 | 1 | 1.2522e-06 | Bin | 0.00058261 | Bin | 0.00017965 | Bin | 0.00023147 | Bin | 4.22e-07 | Bin | 2.52e-06 | Bin | 1.18e-07 | Bin | 2.2e-07 | Bin | 4.75e-06 | Bin | 5.1e-07 | Bin | 2.25e-06 | Bin | 1.01e-05 | Bin | 2.74e-05 | Bin | 9.24e-06 | Bin
Gorgas | AL | 8 | 10 | 7917311 | 3531813 | 61692214 | FALSE |  | 102 | 54 | 1 | 1.2522e-06 | Bin | 0.00058261 | Bin | 0.00017965 | Bin | 0.00023147 | Bin | 4.22e-07 | Bin | 2.52e-06 | Bin | 1.18e-07 | Bin | 2.2e-07 | Bin | 4.75e-06 | Bin | 5.1e-07 | Bin | 2.25e-06 | Bin | 1.01e-05 | Bin | 2.74e-05 | Bin | 9.24e-06 | Bin
Greene County | AL | 10 | 1 | 1036811 | 47690913 | 61484414 | FALSE |  | 103 | 56 | 4 | 1.1049e-05 | Bin | 0.059473 | Bin | 0.00619 | Bin | 0.00047871 | Bin | 1.45e-06 | Bin | 1.25e-05 | Bin | 4.16e-07 | Bin | 3.81e-07 | Bin | 4.89e-05 | Bin | 1.58e-06 | Bin | 6.61e-06 | Bin | 1.01e-05 | Bin | 2.74e-05 | Bin | 3.69e-05 | Bin
Greene County | AL | 10 | 2 | 1036811 | 47691613 | 61483714 | FALSE |  | 103 | 56 | 4 | 1.1049e-05 | Bin | 0.059473 | Bin | 0.00619 | Bin | 0.00047871 | Bin | 1.45e-06 | Bin | 1.25e-05 | Bin | 4.16e-07 | Bin | 3.81e-07 | Bin | 4.89e-05 | Bin | 1.58e-06 | Bin | 6.61e-06 | Bin | 1.01e-05 | Bin | 2.74e-05 | Bin | 3.69e-05 | Bin
E. C. Gaston | AL | 26 | 1 | 949211 | 47874813 | 61465414 | FALSE |  | 103 | 56 | 4 | 1.1049e-05 | Bin | 0.059473 | Bin | 0.00619 | Bin | 0.00047871 | Bin | 1.45e-06 | Bin | 1.25e-05 | Bin | 4.16e-07 | Bin | 3.81e-07 | Bin | 4.89e-05 | Bin | 1.58e-06 | Bin | 6.61e-06 | Bin | 1.01e-05 | Bin | 2.74e-05 | Bin | 3.69e-05 | Bin
E. C. Gaston | AL | 26 | 2 | 949211 | 47874513 | 61465714 | FALSE |  | 101 | 53 | 4 | 4.3664e-08 | Bin | 0.059473 | Bin | 0.00619 | Bin | 0.00047871 | Bin | 4.22e-07 | Bin | 9.72e-07 | Bin | 1.18e-07 | Bin | 2.2e-07 | Bin | 4.89e-05 | Bin | 1.58e-06 | Bin | 2.25e-06 | Bin | 1.01e-05 | Bin | 2.74e-05 | Bin | 3.69e-05 | Bin
E. C. Gaston | AL | 26 | 3 | 949211 | 47875013 | 61465214 | FALSE |  | 101 | 53 | 4 | 4.3664e-08 | Bin | 0.059473 | Bin | 0.00619 | Bin | 0.00047871 | Bin | 4.22e-07 | Bin | 9.72e-07 | Bin | 1.18e-07 | Bin | 2.2e-07 | Bin | 4.89e-05 | Bin | 1.58e-06 | Bin | 2.25e-06 | Bin | 1.01e-05 | Bin | 2.74e-05 | Bin | 3.69e-05 | Bin
E. C. Gaston | AL | 26 | 4 | 949211 | 47875113 | 61465114 | FALSE |  | 103 | 56 | 4 | 1.1049e-05 | Bin | 0.059473 | Bin | 0.00619 | Bin | 0.00047871 | Bin | 1.45e-06 | Bin | 1.25e-05 | Bin | 4.16e-07 | Bin | 3.81e-07 | Bin | 4.89e-05 | Bin | 1.58e-06 | Bin | 6.61e-06 | Bin | 1.01e-05 | Bin | 2.74e-05 | Bin | 3.69e-05 | Bin
E. C. Gaston | AL | 26 | 5 | 949211 | 47874613 | 61465614 | FALSE |  | 102 | 54 | 1 | 1.2522e-06 | Bin | 0.00058261 | Bin | 0.00017965 | Bin | 0.00023147 | Bin | 4.22e-07 | Bin | 2.52e-06 | Bin | 1.18e-07 | Bin | 2.2e-07 | Bin | 4.75e-06 | Bin | 5.1e-07 | Bin | 2.25e-06 | Bin | 1.01e-05 | Bin | 2.74e-05 | Bin | 9.24e-06 | Bin
Colbert | AL | 47 | 1 | 7212811 | 10817613 | 61092614 | FALSE |  | 103 | 55 | 4 | 5.6433e-07 | Facility | 0.013641 | Facility | 0.0058475 | Facility | 0.00048 | Facility | 5.059e-07 | Facility | 3.8095e-07 | Facility | 7.91e-08 | Facility | 5.7519e-07 | Facility | 8.9064e-05 | Facility | 7.3117e-07 | Facility | 2.323e-06 | Facility | 1.6638e-05 | Facility | 8.3904e-05 | Facility | 2.5853e-05 | Facility
Colbert | AL | 47 | 2 | 7212811 | 10818413 | 61091814 | FALSE |  | 103 | 55 | 4 | 5.6433e-07 | Facility | 0.013641 | Facility | 0.0058475 | Facility | 0.00048 | Facility | 5.059e-07 | Facility | 3.8095e-07 | Facility | 7.91e-08 | Facility | 5.7519e-07 | Facility | 8.9064e-05 | Facility | 7.3117e-07 | Facility | 2.323e-06 | Facility | 1.6638e-05 | Facility | 8.3904e-05 | Facility | 2.5853e-05 | Facility
Colbert | AL | 47 | 3 | 7212811 | 10818313 | 61091914 | FALSE |  | 103 | 55 | 4 | 6.4433e-07 | Unit | 0.013641 | Unit | 0.0058475 | Unit | 0.00048 | Unit | 3.0294e-07 | Unit | 1.7514e-07 | Unit | 5.6255e-08 | Unit | 7.4e-07 | Unit | 1.6118e-05 | Unit | 1.8922e-07 | Unit | 2.4785e-06 | Unit | 4.8412e-06 | Unit | 2.0069e-05 | Unit | 2.8589e-05 | Unit
Colbert | AL | 47 | 4 | 7212811 | 10817313 | 61092914 | FALSE |  | 103 | 55 | 4 | 4.8433e-07 | Unit | 0.013641 | Facility | 0.0058475 | Facility | 0.00048 | Facility | 7.0887e-07 | Unit | 5.8676e-07 | Unit | 1.0195e-07 | Unit | 4.1037e-07 | Unit | 0.00016201 | Unit | 1.2731e-06 | Unit | 2.1675e-06 | Unit | 2.8435e-05 | Unit | 0.00014774 | Unit | 2.3118e-05 | Unit
Colbert | AL | 47 | 5 | 7212811 | 10818213 | 61092014 | FALSE |  | 103 | 55 | 4 | 5.6433e-07 | Facility | 0.013641 | Facility | 0.0058475 | Facility | 0.00048 | Facility | 5.059e-07 | Facility | 3.8095e-07 | Facility | 7.91e-08 | Facility | 5.7519e-07 | Facility | 8.9064e-05 | Facility | 7.3117e-07 | Facility | 2.323e-06 | Facility | 1.6638e-05 | Facility | 8.3904e-05 | Facility | 2.5853e-05 | Facility
Widows Creek | AL | 50 | 1 | 1018911 | 47716513 | 61324814 | FALSE |  | 103 | 55 | 4 | 5.6368e-06 | Bin | 0.059473 | Bin | 0.00619 | Bin | 0.00047871 | Bin | 1.45e-06 | Bin | 1.25e-05 | Bin | 4.16e-07 | Bin | 3.81e-07 | Bin | 4.89e-05 | Bin | 1.58e-06 | Bin | 6.61e-06 | Bin | 1.01e-05 | Bin | 2.74e-05 | Bin | 3.69e-05 | Bin
Widows Creek | AL | 50 | 2 | 1018911 | 47716413 | 61324914 | FALSE |  | 103 | 55 | 4 | 5.6368e-06 | Bin | 0.059473 | Bin | 0.00619 | Bin | 0.00047871 | Bin | 1.45e-06 | Bin | 1.25e-05 | Bin | 4.16e-07 | Bin | 3.81e-07 | Bin | 4.89e-05 | Bin | 1.58e-06 | Bin | 6.61e-06 | Bin | 1.01e-05 | Bin | 2.74e-05 | Bin | 3.69e-05 | Bin
Widows Creek | AL | 50 | 3 | 1018911 | 47716313 | 61325014 | FALSE |  | 103 | 55 | 4 | 5.6368e-06 | Bin | 0.059473 | Bin | 0.00619 | Bin | 0.00047871 | Bin | 1.45e-06 | Bin | 1.25e-05 | Bin | 4.16e-07 | Bin | 3.81e-07 | Bin | 4.89e-05 | Bin | 1.58e-06 | Bin | 6.61e-06 | Bin | 1.01e-05 | Bin | 2.74e-05 | Bin | 3.69e-05 | Bin
Widows Creek | AL | 50 | 4 | 1018911 | 47716213 | 61325114 | FALSE |  | 103 | 55 | 4 | 5.6368e-06 | Bin | 0.059473 | Bin | 0.00619 | Bin | 0.00047871 | Bin | 1.45e-06 | Bin | 1.25e-05 | Bin | 4.16e-07 | Bin | 3.81e-07 | Bin | 4.89e-05 | Bin | 1.58e-06 | Bin | 6.61e-06 | Bin | 1.01e-05 | Bin | 2.74e-05 | Bin | 3.69e-05 | Bin
Widows Creek | AL | 50 | 5 | 1018911 | 47716913 | 61324414 | FALSE |  | 103 | 55 | 4 | 5.6368e-06 | Bin | 0.059473 | Bin | 0.00619 | Bin | 0.00047871 | Bin | 1.45e-06 | Bin | 1.25e-05 | Bin | 4.16e-07 | Bin | 3.81e-07 | Bin | 4.89e-05 | Bin | 1.58e-06 | Bin | 6.61e-06 | Bin | 1.01e-05 | Bin | 2.74e-05 | Bin | 3.69e-05 | Bin
Widows Creek | AL | 50 | 6 | 1018911 | 47716713 | 61324614 | FALSE |  | 103 | 55 | 4 | 5.6368e-06 | Bin | 0.059473 | Bin | 0.00619 | Bin | 0.00047871 | Bin | 1.45e-06 | Bin | 1.25e-05 | Bin | 4.16e-07 | Bin | 3.81e-07 | Bin | 4.89e-05 | Bin | 1.58e-06 | Bin | 6.61e-06 | Bin | 1.01e-05 | Bin | 2.74e-05 | Bin | 3.69e-05 | Bin
Widows Creek | AL | 50 | 7 | 1018911 | 47716813 | 61324514 | FALSE |  | 102 | 54 | 1 | 1.2522e-06 | Bin | 0.00058261 | Bin | 0.00017965 | Bin | 0.00023147 | Bin | 4.22e-07 | Bin | 2.52e-06 | Bin | 1.18e-07 | Bin | 2.2e-07 | Bin | 4.75e-06 | Bin | 5.1e-07 | Bin | 2.25e-06 | Bin | 1.01e-05 | Bin | 2.74e-05 | Bin | 9.24e-06 | Bin
Widows Creek | AL | 50 | 8 | 1018911 | 47717013 | 61324314 | FALSE |  | 102 | 54 | 1 | 1.2522e-06 | Bin | 0.00058261 | Bin | 0.00017965 | Bin | 0.00023147 | Bin | 4.22e-07 | Bin | 2.52e-06 | Bin | 1.18e-07 | Bin | 2.2e-07 | Bin | 4.75e-06 | Bin | 5.1e-07 | Bin | 2.25e-06 | Bin | 1.01e-05 | Bin | 2.74e-05 | Bin | 9.24e-06 | Bin
Dolet Hills | LA | 51 | 24641 | 7354411 | 80274313 | 103614814 | FALSE |  | 107 | 64 | 9 | 1.0771e-05 | Bin | 0.00012026 | Bin | 9.3473e-05 | Bin | 1.5867e-05 | Bin | 4.22e-07 | Bin | 9.72e-07 | Bin | 1.18e-07 | Bin | 2.2e-07 | Bin | 4.75e-06 | Bin | 5.1e-07 | Bin | 2.25e-06 | Bin | 1.01e-05 | Bin | 2.74e-05 | Bin | 9.24e-06 | Bin
Charles R. Lowman | AL | 56 | 1 | 1028611 | 46970513 | 61690414 | FALSE |  | 102 | 54 | 1 | 1.2522e-06 | Bin | 0.00058261 | Bin | 0.00017965 | Bin | 0.00023147 | Bin | 4.22e-07 | Bin | 2.52e-06 | Bin | 1.18e-07 | Bin | 2.2e-07 | Bin | 4.75e-06 | Bin | 5.1e-07 | Bin | 2.25e-06 | Bin | 1.01e-05 | Bin | 2.74e-05 | Bin | 9.24e-06 | Bin
Charles R. Lowman | AL | 56 | 2 | 1028611 | 46970713 | 61690214 | FALSE |  | 102 | 54 | 1 | 1.2522e-06 | Bin | 0.00058261 | Bin | 0.00017965 | Bin | 0.00023147 | Bin | 4.22e-07 | Bin | 2.52e-06 | Bin | 1.18e-07 | Bin | 2.2e-07 | Bin | 4.75e-06 | Bin | 5.1e-07 | Bin | 2.25e-06 | Bin | 1.01e-05 | Bin | 2.74e-05 | Bin | 9.24e-06 | Bin
Charles R. Lowman | AL | 56 | 3 | 1028611 | 46970613 | 61690314 | FALSE |  | 102 | 54 | 1 | 1.2522e-06 | Bin | 0.00058261 | Bin | 0.00017965 | Bin | 0.00023147 | Bin | 4.22e-07 | Bin | 2.52e-06 | Bin | 1.18e-07 | Bin | 2.2e-07 | Bin | 4.75e-06 | Bin | 5.1e-07 | Bin | 2.25e-06 | Bin | 1.01e-05 | Bin | 2.74e-05 | Bin | 9.24e-06 | Bin
Platte | NE | 59 | 1 | 8212011 | 6705013 | 21294914 | FALSE |  | 113 | 71 | 16 | 5.2533e-06 | Bin | 0.0031989 | Bin | 0.0010123 | Bin | 0.0015232 | Bin | 1.45e-06 | Bin | 1.25e-05 | Bin | 4.16e-07 | Bin | 3.81e-07 | Bin | 4.89e-05 | Bin | 1.58e-06 | Bin | 6.61e-06 | Bin | 1.01e-05 | Bin | 2.74e-05 | Bin | 3.69e-05 | Bin
Whelan Energy Center Unit 1 (WEC1) | NE | 60 | 1 | 8399211 | 724613 | 21709114 | FALSE |  | 113 | 70 | 16 | 8.7667e-06 | Unit | 0.0001624 | Unit | 0.00026261 | Unit | 0.00433 | Unit | 3.727e-07 | Unit | 3.7029e-07 | Unit | 3.0985e-08 | Unit | 8.5441e-08 | Unit | 1.6828e-06 | Unit | 3.0043e-07 | Unit | 7.7806e-07 | Unit | 1.4829e-06 | Unit | 8.929e-07 | Unit | 2.1473e-07 | Unit
Escalante | NM | 87 | 1 | 5597111 | 82448113 | 105977214 | FALSE |  | 110 | 67 | 13 | 1.4708e-07 | Bin | 0.0021581 | Bin | 0.0030467 | Bin | 0.00010154 | Bin | 4.22e-07 | Bin | 9.72e-07 | Bin | 1.18e-07 | Bin | 2.2e-07 | Bin | 4.75e-06 | Bin | 5.1e-07 | Bin | 2.25e-06 | Bin | 1.01e-05 | Bin | 2.74e-05 | Bin | 9.24e-06 | Bin
HOLCOMB | KS | 108 | SGU1 | 3167611 | 38766713 | 38274614 | FALSE |  | 111 | 66 | 14 | 4.6877e-06 | Bin | 0.00019188 | Bin | 0.00027291 | Bin | 0.00018552 | Bin | 4.22e-07 | Bin | 9.72e-07 | Bin | 1.18e-07 | Bin | 2.2e-07 | Bin | 4.89e-05 | Bin | 1.58e-06 | Bin | 2.25e-06 | Bin | 1.01e-05 | Bin | 2.74e-05 | Bin | 3.69e-05 | Bin
Cholla | AZ | 113 | 1 | 863011 | 47501813 | 61755714 | FALSE |  | 100 | 52 | 1 | 2.5042e-06 | Facility | 8.2757e-05 | Facility | 8.4763e-05 | Facility | 5.6667e-05 | Facility | 4.36e-08 | Facility | 1.6712e-07 | Facility | 6.8755e-09 | Facility | 1.8916e-08 | Facility | 3.2486e-07 | Facility | 2.5824e-08 | Facility | 5.966e-07 | Facility | 1.7431e-06 | Facility | 6.2062e-07 | Facility | 9.2622e-06 | Facility
Cholla | AZ | 113 | 2 | 863011 | 47501813 | 61755514 | FALSE |  | 102 | 54 | 1 | 1.2522e-06 | Bin | 8.2757e-05 | Facility | 8.4763e-05 | Facility | 5.6667e-05 | Facility | 4.22e-07 | Bin | 2.52e-06 | Bin | 1.18e-07 | Bin | 2.2e-07 | Bin | 4.75e-06 | Bin | 5.1e-07 | Bin | 2.25e-06 | Bin | 1.01e-05 | Bin | 2.74e-05 | Bin | 9.24e-06 | Bin
Cholla | AZ | 113 | 3 | 863011 | 47501813 | 61755814 | FALSE |  | 100 | 52 | 1 | 3.2774e-06 | Unit | 8.0274e-05 | Unit | 8.2224e-05 | Unit | 5.3667e-05 | Unit | 4.6798e-08 | Unit | 1.3302e-07 | Unit | 4.2074e-09 | Unit | 1.9907e-08 | Unit | 1.3625e-07 | Unit | 1.4315e-08 | Unit | 1.0104e-06 | Unit | 2.591e-06 | Unit | 8.6545e-07 | Unit | 5.4579e-06 | Unit
Cholla | AZ | 113 | 4 | 863011 | 47501813 | 61755414 | FALSE |  | 100 | 52 | 1 | 1.731e-06 | Unit | 8.5239e-05 | Unit | 8.7302e-05 | Unit | 5.9667e-05 | Unit | 4.0403e-08 | Unit | 2.0122e-07 | Unit | 9.5437e-09 | Unit | 1.7924e-08 | Unit | 5.1347e-07 | Unit | 3.7332e-08 | Unit | 1.8284e-07 | Unit | 8.953e-07 | Unit | 3.7579e-07 | Unit | 1.3066e-05 | Unit
H Wilson Sundt Generating Station | AZ | 126 | 4 | 977911 | 48108713 | 62456514 | FALSE |  | 101 | 53 | 4 | 4.3664e-08 | Bin | 0.059473 | Bin | 0.00619 | Bin | 0.00047871 | Bin | 4.22e-07 | Bin | 9.72e-07 | Bin | 1.18e-07 | Bin | 2.2e-07 | Bin | 4.89e-05 | Bin | 1.58e-06 | Bin | 2.25e-06 | Bin | 1.01e-05 | Bin | 2.74e-05 | Bin | 3.69e-05 | Bin
Oklaunion | TX | 127 | 1 | 7927311 | 2546713 | 4034114 | FALSE |  | 112 | 69 | 13 | 3.3153e-06 | Bin | 0.0021581 | Bin | 0.0030467 | Bin | 0.00010154 | Bin | 4.22e-07 | Bin | 2.52e-06 | Bin | 1.18e-07 | Bin | 2.2e-07 | Bin | 4.75e-06 | Bin | 5.1e-07 | Bin | 2.25e-06 | Bin | 1.01e-05 | Bin | 2.74e-05 | Bin | 9.24e-06 | Bin
Cross | SC | 130 | 1 | 4120411 | 34984413 | 11657514 | FALSE |  | 102 | 54 | 1 | 1.5033e-07 | Unit | 0.00024375 | Unit | 0.00012186 | Unit | 2.0667e-05 | Unit | 2.6912e-07 | Unit | 5.0776e-06 | Unit | 1.4496e-08 | Unit | 1.1194e-07 | Unit | 9.6112e-06 | Unit | 4.9014e-07 | Unit | 1.1159e-06 | Unit | 1.3018e-05 | Unit | 5.2891e-06 | Unit | 4.5108e-05 | Unit
Cross | SC | 130 | 2 | 4120411 | 34984313 | 11657814 | FALSE |  | 102 | 54 | 1 | 2.1867e-07 | Facility | 0.00018055 | Facility | 9.7253e-05 | Facility | 1.6413e-05 | Facility | 2.0484e-07 | Facility | 3.7209e-06 | Facility | 1.1349e-08 | Facility | 7.8015e-08 | Facility | 7.4035e-06 | Facility | 3.8359e-07 | Facility | 7.6635e-07 | Facility | 8.0029e-06 | Facility | 5.2305e-06 | Facility | 3.4404e-05 | Facility
Cross | SC | 130 | 3 | 4120411 | 69629813 | 95977014 | FALSE |  | 102 | 54 | 1 | 2.29e-07 | Unit | 6.894e-05 | Unit | 6.7011e-05 | Unit | 1.1373e-05 | Unit | 1.5579e-07 | Unit | 2.546e-06 | Unit | 9.4527e-09 | Unit | 4.3666e-08 | Unit | 5.8519e-06 | Unit | 3.2102e-07 | Unit | 3.9976e-07 | Unit | 1.749e-06 | Unit | 6.7078e-06 | Unit | 2.6355e-05 | Unit
Cross | SC | 130 | 4 | 4120411 | 69630213 | 95980714 | FALSE |  | 102 | 54 | 1 | 2.7667e-07 | Unit | 0.00022897 | Unit | 0.00010289 | Unit | 1.72e-05 | Unit | 1.896e-07 | Unit | 3.539e-06 | Unit | 1.0098e-08 | Unit | 7.8441e-08 | Unit | 6.7473e-06 | Unit | 3.396e-07 | Unit | 7.8335e-07 | Unit | 9.2417e-06 | Unit | 3.6946e-06 | Unit | 3.175e-05 | Unit
Seminole Generating Station | FL | 136 | 1 | 2474411 | 40414713 | 48543514 | FALSE |  | 102 | 54 | 1 | 1.2522e-06 | Bin | 0.00058261 | Bin | 0.00017965 | Bin | 0.00023147 | Bin | 4.22e-07 | Bin | 2.52e-06 | Bin | 1.18e-07 | Bin | 2.2e-07 | Bin | 4.75e-06 | Bin | 5.1e-07 | Bin | 2.25e-06 | Bin | 1.01e-05 | Bin | 2.74e-05 | Bin | 9.24e-06 | Bin
Seminole Generating Station | FL | 136 | 2 | 2474411 | 40414813 | 48543214 | FALSE |  | 102 | 54 | 1 | 1.2522e-06 | Bin | 0.00058261 | Bin | 0.00017965 | Bin | 0.00023147 | Bin | 4.22e-07 | Bin | 2.52e-06 | Bin | 1.18e-07 | Bin | 2.2e-07 | Bin | 4.75e-06 | Bin | 5.1e-07 | Bin | 2.25e-06 | Bin | 1.01e-05 | Bin | 2.74e-05 | Bin | 9.24e-06 | Bin
Apache Station | AZ | 160 | 2 | 862811 | 47506113 | 62002414 | FALSE |  | 112 | 69 | 13 | 3.3153e-06 | Bin | 0.0021581 | Bin | 0.0030467 | Bin | 0.00010154 | Bin | 4.22e-07 | Bin | 2.52e-06 | Bin | 1.18e-07 | Bin | 2.2e-07 | Bin | 4.75e-06 | Bin | 5.1e-07 | Bin | 2.25e-06 | Bin | 1.01e-05 | Bin | 2.74e-05 | Bin | 9.24e-06 | Bin
Apache Station | AZ | 160 | 3 | 862811 | 47506113 | 62002514 | FALSE |  | 112 | 69 | 13 | 3.3153e-06 | Bin | 0.0021581 | Bin | 0.0030467 | Bin | 0.00010154 | Bin | 4.22e-07 | Bin | 2.52e-06 | Bin | 1.18e-07 | Bin | 2.2e-07 | Bin | 4.75e-06 | Bin | 5.1e-07 | Bin | 2.25e-06 | Bin | 1.01e-05 | Bin | 2.74e-05 | Bin | 9.24e-06 | Bin
GRDA | OK | 165 | 1 | 8522311 | 484813 | 16100314 | FALSE |  | 113 | 70 | 16 | 3.2785e-06 | Bin | 0.0031989 | Bin | 0.0010123 | Bin | 0.0015232 | Bin | 1.45e-06 | Bin | 1.25e-05 | Bin | 4.16e-07 | Bin | 3.81e-07 | Bin | 4.89e-05 | Bin | 1.58e-06 | Bin | 6.61e-06 | Bin | 1.01e-05 | Bin | 2.74e-05 | Bin | 3.69e-05 | Bin
GRDA | OK | 165 | 2 | 8522311 | 484513 | 16100914 | FALSE |  | 113 | 70 | 14 | 3.2785e-06 | Bin | 0.00019188 | Bin | 0.00027291 | Bin | 0.00018552 | Bin | 1.45e-06 | Bin | 1.25e-05 | Bin | 4.16e-07 | Bin | 3.81e-07 | Bin | 4.89e-05 | Bin | 1.58e-06 | Bin | 6.61e-06 | Bin | 1.01e-05 | Bin | 2.74e-05 | Bin | 3.69e-05 | Bin
St Johns River Power Park | FL | 207 | PPBoiler1 | 640211 | 46484213 | 46590914 | FALSE |  | 102 | 54 | 1 | 1.2522e-06 | Bin | 0.00058261 | Bin | 0.00017965 | Bin | 0.00023147 | Bin | 4.22e-07 | Bin | 2.52e-06 | Bin | 1.18e-07 | Bin | 2.2e-07 | Bin | 4.75e-06 | Bin | 5.1e-07 | Bin | 2.25e-06 | Bin | 1.01e-05 | Bin | 2.74e-05 | Bin | 9.24e-06 | Bin
St Johns River Power Park | FL | 207 | PPBoiler2 | 640211 | 46484113 | 46591214 | FALSE |  | 102 | 54 | 1 | 1.2522e-06 | Bin | 0.00058261 | Bin | 0.00017965 | Bin | 0.00023147 | Bin | 4.22e-07 | Bin | 2.52e-06 | Bin | 1.18e-07 | Bin | 2.2e-07 | Bin | 4.75e-06 | Bin | 5.1e-07 | Bin | 2.25e-06 | Bin | 1.01e-05 | Bin | 2.74e-05 | Bin | 9.24e-06 | Bin
Limestone | TX | 298 | LIM1 | 5650511 | 19920713 | 5523614 | FALSE |  | 107 | 64 | 9 | 1.0771e-05 | Bin | 0.00012026 | Bin | 9.3473e-05 | Bin | 1.5867e-05 | Bin | 4.22e-07 | Bin | 9.72e-07 | Bin | 1.18e-07 | Bin | 2.2e-07 | Bin | 4.75e-06 | Bin | 5.1e-07 | Bin | 2.25e-06 | Bin | 1.01e-05 | Bin | 2.74e-05 | Bin | 9.24e-06 | Bin
Limestone | TX | 298 | LIM2 | 5650511 | 19919113 | 5525214 | FALSE |  | 107 | 64 | 9 | 1.0771e-05 | Bin | 0.00012026 | Bin | 9.3473e-05 | Bin | 1.5867e-05 | Bin | 4.22e-07 | Bin | 9.72e-07 | Bin | 1.18e-07 | Bin | 2.2e-07 | Bin | 4.75e-06 | Bin | 5.1e-07 | Bin | 2.25e-06 | Bin | 1.01e-05 | Bin | 2.74e-05 | Bin | 9.24e-06 | Bin
Joliet 29 | IL | 384 | 71 | 7973011 | 2981413 | 43333214 | FALSE |  | 113 | 65 | 15 | 1.2955e-06 | Bin | 0.00088546 | Bin | 0.0010188 | Bin | 0.00011268 | Bin | 1.45e-06 | Bin | 1.25e-05 | Bin | 4.16e-07 | Bin | 3.81e-07 | Bin | 4.89e-05 | Bin | 1.58e-06 | Bin | 6.61e-06 | Bin | 1.01e-05 | Bin | 2.74e-05 | Bin | 3.69e-05 | Bin
Joliet 29 | IL | 384 | 72 | 7973011 | 2981413 | 43333214 | FALSE |  | 113 | 65 | 15 | 1.2955e-06 | Bin | 0.00088546 | Bin | 0.0010188 | Bin | 0.00011268 | Bin | 1.45e-06 | Bin | 1.25e-05 | Bin | 4.16e-07 | Bin | 3.81e-07 | Bin | 4.89e-05 | Bin | 1.58e-06 | Bin | 6.61e-06 | Bin | 1.01e-05 | Bin | 2.74e-05 | Bin | 3.69e-05 | Bin
Joliet 29 | IL | 384 | 81 | 7973011 | 2980313 | 43334414 | FALSE |  | 113 | 65 | 15 | 1.2955e-06 | Bin | 0.00088546 | Bin | 0.0010188 | Bin | 0.00011268 | Bin | 1.45e-06 | Bin | 1.25e-05 | Bin | 4.16e-07 | Bin | 3.81e-07 | Bin | 4.89e-05 | Bin | 1.58e-06 | Bin | 6.61e-06 | Bin | 1.01e-05 | Bin | 2.74e-05 | Bin | 3.69e-05 | Bin
Joliet 29 | IL | 384 | 82 | 7973011 | 2980313 | 43334414 | FALSE |  | 113 | 65 | 15 | 1.2955e-06 | Bin | 0.00088546 | Bin | 0.0010188 | Bin | 0.00011268 | Bin | 1.45e-06 | Bin | 1.25e-05 | Bin | 4.16e-07 | Bin | 3.81e-07 | Bin | 4.89e-05 | Bin | 1.58e-06 | Bin | 6.61e-06 | Bin | 1.01e-05 | Bin | 2.74e-05 | Bin | 3.69e-05 | Bin
Arapahoe | CO | 465 | 3 | 1699811 | 44962113 | 50854014 | FALSE |  | 111 | 66 | 14 | 4.6877e-06 | Bin | 0.00021753 | Unit | 0.00054868 | Unit | 3.5733e-06 | Unit | 4.22e-07 | Bin | 9.72e-07 | Bin | 1.18e-07 | Bin | 2.2e-07 | Bin | 4.89e-05 | Bin | 1.58e-06 | Bin | 2.25e-06 | Bin | 1.01e-05 | Bin | 2.74e-05 | Bin | 3.69e-05 | Bin
Arapahoe | CO | 465 | 4 | 1699811 | 44962813 | 50853214 | FALSE |  | 111 | 66 | 14 | 4.6877e-06 | Bin | 0.0061502 | Unit | 0.00062002 | Unit | 3.7733e-06 | Unit | 4.22e-07 | Bin | 9.72e-07 | Bin | 1.18e-07 | Bin | 2.2e-07 | Bin | 4.89e-05 | Bin | 1.58e-06 | Bin | 2.25e-06 | Bin | 1.01e-05 | Bin | 2.74e-05 | Bin | 3.69e-05 | Bin
Cherokee | CO | 469 | 1 | 3555811 | 36702913 | 49794014 | FALSE |  | 101 | 51 | 2 | 1.137e-07 | Bin | 0.00022537 | Unit | 0.00063932 | Unit | 3.1033e-05 | Unit | 4.22e-07 | Bin | 9.72e-07 | Bin | 1.18e-07 | Bin | 2.2e-07 | Bin | 4.89e-05 | Bin | 1.58e-06 | Bin | 2.25e-06 | Bin | 1.01e-05 | Bin | 2.74e-05 | Bin | 3.69e-05 | Bin
Cherokee | CO | 469 | 2 | 3555811 | 36702113 | 49794914 | FALSE |  | 101 | 51 | 2 | 1.137e-07 | Bin | 0.00018637 | Unit | 0.00071596 | Unit | 3.6633e-05 | Unit | 4.22e-07 | Bin | 9.72e-07 | Bin | 1.18e-07 | Bin | 2.2e-07 | Bin | 4.89e-05 | Bin | 1.58e-06 | Bin | 2.25e-06 | Bin | 1.01e-05 | Bin | 2.74e-05 | Bin | 3.69e-05 | Bin
Cherokee | CO | 469 | 3 | 3555811 | 36702613 | 49794314 | FALSE |  | 101 | 51 | 2 | 1.137e-07 | Bin | 0.0003054 | Unit | 0.00014827 | Unit | 1.9067e-05 | Unit | 4.22e-07 | Bin | 9.72e-07 | Bin | 1.18e-07 | Bin | 2.2e-07 | Bin | 4.89e-05 | Bin | 1.58e-06 | Bin | 2.25e-06 | Bin | 1.01e-05 | Bin | 2.74e-05 | Bin | 3.69e-05 | Bin
Cherokee | CO | 469 | 4 | 3555811 | 36702513 | 49794414 | FALSE |  | 101 | 51 | 2 | 1.137e-07 | Bin | 0.00023684 | Unit | 0.00012964 | Unit | 4.0333e-06 | Unit | 4.22e-07 | Bin | 9.72e-07 | Bin | 1.18e-07 | Bin | 2.2e-07 | Bin | 4.89e-05 | Bin | 1.58e-06 | Bin | 2.25e-06 | Bin | 1.01e-05 | Bin | 2.74e-05 | Bin | 3.69e-05 | Bin
Comanche | CO | 470 | 1 | 4367811 | 36421513 | 48010414 | FALSE |  | 111 | 65 | 14 | 3.084e-06 | Facility | 0.00019188 | Bin | 0.00027291 | Bin | 0.00018552 | Bin | 3.7311e-07 | Facility | 3.7162e-07 | Facility | 3.072e-08 | Facility | 8.5504e-08 | Facility | 1.4946e-06 | Facility | 3.0135e-07 | Facility | 6.8083e-07 | Facility | 1.2619e-06 | Facility | 4.3251e-07 | Facility | 2.1286e-07 | Facility
Comanche | CO | 470 | 2 | 4367811 | 36421413 | 48010514 | FALSE |  | 111 | 65 | 14 | 3.084e-06 | Unit | 0.00019188 | Bin | 0.00027291 | Bin | 0.00018552 | Bin | 3.7311e-07 | Unit | 3.7162e-07 | Unit | 3.072e-08 | Unit | 8.5504e-08 | Unit | 1.4946e-06 | Unit | 3.0135e-07 | Unit | 6.8083e-07 | Unit | 1.2619e-06 | Unit | 4.3251e-07 | Unit | 2.1286e-07 | Unit
Valmont | CO | 477 | 5 | 778211 | 45916413 | 50860514 | FALSE |  | 101 | 51 | 2 | 1.137e-07 | Bin | 0.00021111 | Unit | 7.246e-05 | Unit | 1.9767e-06 | Unit | 4.22e-07 | Bin | 9.72e-07 | Bin | 1.18e-07 | Bin | 2.2e-07 | Bin | 4.89e-05 | Bin | 1.58e-06 | Bin | 2.25e-06 | Bin | 1.01e-05 | Bin | 2.74e-05 | Bin | 3.69e-05 | Bin
Martin Drake | CO | 492 | 5 | 4391711 | 36145313 | 50295714 | FALSE |  | 111 | 68 | 16 | 3.75e-08 | Unit | 0.0031989 | Bin | 0.0010123 | Bin | 0.0015232 | Bin | 4.3434e-08 | Unit | 1.6404e-07 | Unit | 1.0727e-08 | Unit | 6.7594e-08 | Unit | 1.9802e-07 | Unit | 2.9239e-08 | Unit | 1.069e-06 | Unit | 2.5234e-07 | Unit | 1.542e-07 | Unit | 2.1901e-07 | Unit
Martin Drake | CO | 492 | 6 | 4391711 | 36145413 | 50295614 | FALSE |  | 101 | 53 | 4 | 3.1133e-08 | Facility | 0.059473 | Bin | 0.00619 | Bin | 0.00047871 | Bin | 3.0371e-08 | Facility | 3.6811e-07 | Facility | 1.7617e-08 | Facility | 2.2759e-07 | Facility | 7.5232e-07 | Facility | 5.4409e-08 | Facility | 2.868e-06 | Facility | 6.5187e-07 | Facility | 3.2532e-07 | Facility | 9.8555e-07 | Facility
Martin Drake | CO | 492 | 7 | 4391711 | 36145513 | 50295514 | FALSE |  | 101 | 53 | 4 | 3.1133e-08 | Unit | 0.059473 | Bin | 0.00619 | Bin | 0.00047871 | Bin | 3.0371e-08 | Unit | 3.6811e-07 | Unit | 1.7617e-08 | Unit | 2.2759e-07 | Unit | 7.5232e-07 | Unit | 5.4409e-08 | Unit | 2.868e-06 | Unit | 6.5187e-07 | Unit | 3.2532e-07 | Unit | 9.8555e-07 | Unit
Lamar Plant | CO | 508 | 4 | 4229911 | 90941913 | 123339214 | FALSE |  | 111 | 68 | 16 | 3.0345e-06 | Bin | 0.0031989 | Bin | 0.0010123 | Bin | 0.0015232 | Bin | 4.22e-07 | Bin | 9.72e-07 | Bin | 1.18e-07 | Bin | 2.2e-07 | Bin | 4.89e-05 | Bin | 1.58e-06 | Bin | 2.25e-06 | Bin | 1.01e-05 | Bin | 2.74e-05 | Bin | 3.69e-05 | Bin
Hayden | CO | 525 | 1 | 4458511 | 36377413 | 51224614 | FALSE |  | 101 | 51 | 2 | 3.3353e-07 | Unit | 0.00021783 | Unit | 7.315e-05 | Unit | 6.13e-06 | Unit | 7.0754e-08 | Unit | 8.1962e-08 | Unit | 1.6847e-08 | Unit | 8.0974e-07 | Unit | 1.0925e-06 | Unit | 5.8212e-08 | Unit | 9.5925e-07 | Unit | 5.3478e-07 | Unit | 4.732e-07 | Unit | 1.3548e-07 | Unit
Hayden | CO | 525 | 2 | 4458511 | 36377313 | 51224714 | FALSE |  | 101 | 51 | 2 | 4.4833e-07 | Unit | 0.00014256 | Unit | 6.2331e-05 | Unit | 1.7067e-06 | Unit | 1.2161e-07 | Unit | 7.7572e-08 | Unit | 1.488e-08 | Unit | 3.2789e-07 | Unit | 1.8026e-06 | Unit | 5.6334e-08 | Unit | 1.065e-06 | Unit | 4.7748e-07 | Unit | 8.57e-07 | Unit | 5.0933e-08 | Unit
Nucla | CO | 527 | 1 | 3457111 | 36572413 | 51253014 | FALSE |  | 104 | 58 | 6 | 9.8533e-09 | Unit | 0.010287 | Bin | 7.3765e-05 | Bin | 0.0020565 | Bin | 6.7809e-07 | Unit | 7.114e-07 | Unit | 4.8409e-07 | Unit | 1.6952e-07 | Unit | 4.9924e-05 | Unit | 1.1298e-06 | Unit | 1.5908e-06 | Unit | 2.0564e-05 | Unit | 3.7248e-05 | Unit | 1.7617e-06 | Unit
Montville Station | CT | 546 | 5 | 552611 | 48259613 | 48211214 | FALSE |  | 118 | 74 | 20 | 5.2515e-08 | Unit | 0.00094038 | Unit | 0.00017298 | Unit | 0.000379 | Unit | 3.8042e-06 | Unit | 3.2441e-07 | Unit | 5.0866e-08 | Unit | 4.2553e-08 | Unit | 1.3827e-06 | Unit | 1.901e-06 | Unit | 1.8734e-06 | Unit | 7.859e-06 | Unit | 2.3421e-05 | Unit | 9.5245e-07 | Unit
Montville Station | CT | 546 | 6 | 552611 | 48259513 | 48211614 | FALSE |  | 119 | 75 | 20 | 1.1167e-07 | Bin | 0.00094038 | Facility | 0.00017298 | Facility | 0.000379 | Facility | 3.3e-05 | Bin | 2.55e-06 | Bin | 1.62e-07 | Bin | 3.62e-07 | Bin | 5.7e-06 | Bin | 1.71e-05 | Bin | 1.3e-05 | Bin | 9.42e-06 | Bin | 0.000346 | Bin | 2.0209e-06 | Bin
Norwalk - Norwalk Power LLC | CT | 548 | 1 | 843611 | 46206713 | 49096814 | FALSE |  | 118 | 74 | 20 | 7.1931e-08 | Facility | 0.0014471 | Facility | 0.00012569 | Facility | 0.000839 | Facility | 1.0616e-06 | Facility | 7.2542e-07 | Facility | 6.08e-08 | Facility | 3.3574e-07 | Facility | 2.5013e-06 | Facility | 1.0679e-06 | Facility | 7.793e-06 | Facility | 5.3835e-06 | Facility | 1.8462e-05 | Facility | 1.1861e-06 | Facility
Norwalk - Norwalk Power LLC | CT | 548 | 2 | 843611 | 46206813 | 49096614 | FALSE |  | 118 | 74 | 20 | 7.1931e-08 | Unit | 0.0014471 | Unit | 0.00012569 | Unit | 0.000839 | Unit | 1.0616e-06 | Unit | 7.2542e-07 | Unit | 6.08e-08 | Unit | 3.3574e-07 | Unit | 2.5013e-06 | Unit | 1.0679e-06 | Unit | 7.793e-06 | Unit | 5.3835e-06 | Unit | 1.8462e-05 | Unit | 1.1861e-06 | Unit
Middletown | CT | 562 | 2 | 715711 | 46361413 | 47533414 | FALSE |  | 118 | 75 | 20 | 4.3831e-08 | Unit | 0.00091 | Unit | 0.00011806 | Unit | 0.00041513 | Unit | 2.9696e-06 | Unit | 3.7129e-07 | Unit | 7.3382e-08 | Unit | 5.3287e-08 | Unit | 2.3481e-06 | Unit | 1.5394e-06 | Unit | 2.0534e-06 | Unit | 4.7282e-06 | Unit | 2.7359e-05 | Unit | 1.5109e-06 | Unit
Middletown | CT | 562 | 4 | 715711 | 46360913 | 47534114 | FALSE |  | 119 | 75 | 20 | 4.3831e-08 | Facility | 0.00091 | Facility | 0.00011806 | Facility | 0.00041513 | Facility | 3.3e-05 | Bin | 2.55e-06 | Bin | 1.62e-07 | Bin | 3.62e-07 | Bin | 5.7e-06 | Bin | 1.71e-05 | Bin | 1.3e-05 | Bin | 9.42e-06 | Bin | 0.000346 | Bin | 2.0209e-06 | Bin
Stanton Energy Center | FL | 564 | 1 | 845411 | 46192513 | 48649714 | FALSE |  | 102 | 54 | 1 | 6.15e-07 | Facility | 0.0010495 | Facility | 8.4724e-05 | Facility | 0.000323 | Facility | 3.8423e-07 | Facility | 3.8423e-07 | Facility | 9.6058e-08 | Facility | 1.0038e-07 | Facility | 1.6553e-06 | Facility | 1.6064e-06 | Facility | 3.4737e-07 | Facility | 4.7395e-06 | Facility | 5.9208e-06 | Facility | 2.9271e-05 | Facility
Stanton Energy Center | FL | 564 | 2 | 845411 | 46192013 | 48650714 | FALSE |  | 102 | 54 | 1 | 6.15e-07 | Unit | 0.0010495 | Unit | 8.4724e-05 | Unit | 0.000323 | Unit | 3.8423e-07 | Unit | 3.8423e-07 | Unit | 9.6058e-08 | Unit | 1.0038e-07 | Unit | 1.6553e-06 | Unit | 1.6064e-06 | Unit | 3.4737e-07 | Unit | 4.7395e-06 | Unit | 5.9208e-06 | Unit | 2.9271e-05 | Unit
Bridgeport Station | CT | 568 | BHB2 | 754311 | 46286513 | 47339614 | FALSE |  | 118 | 74 | 20 | 6.2274e-08 | Bin | 0.00090711 | Bin | 0.00020182 | Bin | 0.00032886 | Bin | 3.3e-05 | Bin | 2.55e-06 | Bin | 1.62e-07 | Bin | 3.62e-07 | Bin | 5.7e-06 | Bin | 1.71e-05 | Bin | 1.3e-05 | Bin | 9.42e-06 | Bin | 0.000346 | Bin | 2.0209e-06 | Bin
Bridgeport Station | CT | 568 | BHB3 | 754311 | 46286413 | 47339814 | FALSE |  | 111 | 65 | 15 | 1.2167e-07 | Unit | 0.0018993 | Unit | 0.00021086 | Unit | 3.9033e-05 | Unit | 6.5281e-08 | Unit | 2.8982e-07 | Unit | 6.6657e-08 | Unit | 4.1957e-08 | Unit | 6.1689e-07 | Unit | 1.7041e-07 | Unit | 3.4743e-07 | Unit | 2.8782e-06 | Unit | 1.0761e-06 | Unit | 5.7739e-07 | Unit
Edge Moor | DE | 593 | 3 | 827811 | 46233113 | 48461814 | FALSE |  | 103 | 50 | 2 | 1.9444e-06 | Bin | 0.0064789 | Bin | 0.00010909 | Bin | 0.00034538 | Bin | 1.45e-06 | Bin | 1.25e-05 | Bin | 4.16e-07 | Bin | 3.81e-07 | Bin | 4.89e-05 | Bin | 1.58e-06 | Bin | 6.61e-06 | Bin | 1.01e-05 | Bin | 2.74e-05 | Bin | 3.69e-05 | Bin
Edge Moor | DE | 593 | 4 | 827811 | 46232713 | 48462914 | FALSE |  | 103 | 50 | 2 | 1.9444e-06 | Bin | 0.0064789 | Bin | 0.00010909 | Bin | 0.00034538 | Bin | 1.45e-06 | Bin | 1.25e-05 | Bin | 4.16e-07 | Bin | 3.81e-07 | Bin | 4.89e-05 | Bin | 1.58e-06 | Bin | 6.61e-06 | Bin | 1.01e-05 | Bin | 2.74e-05 | Bin | 3.69e-05 | Bin
Edge Moor | DE | 593 | 5 | 827811 | 46233313 | 48461214 | FALSE |  | 119 | 75 | 20 | 1.1167e-07 | Bin | 0.00090711 | Bin | 0.00020182 | Bin | 0.00032886 | Bin | 3.3e-05 | Bin | 2.55e-06 | Bin | 1.62e-07 | Bin | 3.62e-07 | Bin | 5.7e-06 | Bin | 1.71e-05 | Bin | 1.3e-05 | Bin | 9.42e-06 | Bin | 0.000346 | Bin | 2.0209e-06 | Bin
Indian River Generating Station | DE | 594 | 2 | 640911 | 46475013 | 48643314 | FALSE |  | 103 | 50 | 4 | 1.9444e-06 | Bin | 0.059473 | Bin | 0.00619 | Bin | 0.00047871 | Bin | 1.45e-06 | Bin | 1.25e-05 | Bin | 4.16e-07 | Bin | 3.81e-07 | Bin | 4.89e-05 | Bin | 1.58e-06 | Bin | 6.61e-06 | Bin | 1.01e-05 | Bin | 2.74e-05 | Bin | 3.69e-05 | Bin
Indian River Generating Station | DE | 594 | 3 | 640911 | 46475113 | 48643014 | FALSE |  | 103 | 50 | 4 | 1.9444e-06 | Bin | 0.059473 | Bin | 0.00619 | Bin | 0.00047871 | Bin | 1.45e-06 | Bin | 1.25e-05 | Bin | 4.16e-07 | Bin | 3.81e-07 | Bin | 4.89e-05 | Bin | 1.58e-06 | Bin | 6.61e-06 | Bin | 1.01e-05 | Bin | 2.74e-05 | Bin | 3.69e-05 | Bin
Indian River Generating Station | DE | 594 | 4 | 640911 | 46474713 | 48643714 | FALSE |  | 103 | 50 | 4 | 1.9444e-06 | Bin | 0.059473 | Bin | 0.00619 | Bin | 0.00047871 | Bin | 1.45e-06 | Bin | 1.25e-05 | Bin | 4.16e-07 | Bin | 3.81e-07 | Bin | 4.89e-05 | Bin | 1.58e-06 | Bin | 6.61e-06 | Bin | 1.01e-05 | Bin | 2.74e-05 | Bin | 3.69e-05 | Bin
McKee Run Generating Station | DE | 599 | No. 3 | 588111 | 46182213 | 48778114 | FALSE |  | 117 | 73 | 19 | 1.1409e-07 | Bin | 0.00036881 | Bin | 0.00011017 | Bin | 2.2095e-05 | Bin | 3.3e-05 | Bin | 2.55e-06 | Bin | 1.62e-07 | Bin | 3.62e-07 | Bin | 5.7e-06 | Bin | 1.71e-05 | Bin | 1.3e-05 | Bin | 9.42e-06 | Bin | 0.000346 | Bin | 2.0209e-06 | Bin
Brandon Shores | MD | 602 | 1 | 6084311 | 87886313 | 119292514 | FALSE |  | 100 | 50 | 1 | 1.847e-07 | Facility | 0.00058261 | Bin | 0.00017965 | Bin | 0.00023147 | Bin | 2.5777e-07 | Facility | 2.5777e-07 | Facility | 6.4442e-08 | Facility | 8.7609e-08 | Facility | 6.8892e-07 | Facility | 6.7093e-08 | Facility | 1.4171e-07 | Facility | 4.5299e-06 | Facility | 1.8839e-06 | Facility | 1.2973e-06 | Facility
Brandon Shores | MD | 602 | 2 | 6084311 | 87886413 | 119292614 | FALSE |  | 100 | 50 | 1 | 1.847e-07 | Unit | 0.00058261 | Bin | 0.00017965 | Bin | 0.00023147 | Bin | 2.5777e-07 | Unit | 2.5777e-07 | Unit | 6.4442e-08 | Unit | 8.7609e-08 | Unit | 6.8892e-07 | Unit | 6.7093e-08 | Unit | 1.4171e-07 | Unit | 4.5299e-06 | Unit | 1.8839e-06 | Unit | 1.2973e-06 | Unit
Benning | DC | 603 | 15 | 589411 | 46139513 | 48457314 | FALSE |  | 117 | 73 | 19 | 1.1409e-07 | Bin | 0.00036881 | Bin | 0.00011017 | Bin | 2.2095e-05 | Bin | 3.3e-05 | Bin | 2.55e-06 | Bin | 1.62e-07 | Bin | 3.62e-07 | Bin | 5.7e-06 | Bin | 1.71e-05 | Bin | 1.3e-05 | Bin | 9.42e-06 | Bin | 0.000346 | Bin | 2.0209e-06 | Bin
Benning | DC | 603 | 16 | 589411 | 46139613 | 48457214 | FALSE |  | 117 | 73 | 19 | 1.1409e-07 | Bin | 0.00036881 | Bin | 0.00011017 | Bin | 2.2095e-05 | Bin | 3.3e-05 | Bin | 2.55e-06 | Bin | 1.62e-07 | Bin | 3.62e-07 | Bin | 5.7e-06 | Bin | 1.71e-05 | Bin | 1.3e-05 | Bin | 9.42e-06 | Bin | 0.000346 | Bin | 2.0209e-06 | Bin
Cape Canaveral | FL | 609 | PCC1 | 590411 | 46129713 | 48889214 | FALSE |  | 119 | 75 | 20 | 1.1167e-07 | Bin | 0.00090711 | Bin | 0.00020182 | Bin | 0.00032886 | Bin | 3.3e-05 | Bin | 2.55e-06 | Bin | 1.62e-07 | Bin | 3.62e-07 | Bin | 5.7e-06 | Bin | 1.71e-05 | Bin | 1.3e-05 | Bin | 9.42e-06 | Bin | 0.000346 | Bin | 2.0209e-06 | Bin
Cape Canaveral | FL | 609 | PPC2 | 590411 | 46129913 | 48888914 | FALSE |  | 119 | 75 | 20 | 1.1167e-07 | Bin | 0.00090711 | Bin | 0.00020182 | Bin | 0.00032886 | Bin | 3.3e-05 | Bin | 2.55e-06 | Bin | 1.62e-07 | Bin | 3.62e-07 | Bin | 5.7e-06 | Bin | 1.71e-05 | Bin | 1.3e-05 | Bin | 9.42e-06 | Bin | 0.000346 | Bin | 2.0209e-06 | Bin
Port Everglades | FL | 617 | PPE1 | 591611 | 46120913 | 48871514 | FALSE |  | 118 | 74 | 20 | 6.553e-08 | Facility | 0.00067246 | Facility | 0.00015132 | Facility | 0.00054562 | Facility | 2.1696e-07 | Facility | 1.8518e-07 | Facility | 7.9563e-08 | Facility | 6.7014e-08 | Facility | 6.4981e-07 | Facility | 9.3797e-07 | Facility | 1.8624e-07 | Facility | 6.8046e-07 | Facility | 4.0616e-06 | Facility | 2.7043e-06 | Facility
Port Everglades | FL | 617 | PPE2 | 591611 | 46121113 | 48871214 | FALSE |  | 118 | 74 | 20 | 6.553e-08 | Facility | 0.00067246 | Facility | 0.00015132 | Facility | 0.00054562 | Facility | 2.1696e-07 | Facility | 1.8518e-07 | Facility | 7.9563e-08 | Facility | 6.7014e-08 | Facility | 6.4981e-07 | Facility | 9.3797e-07 | Facility | 1.8624e-07 | Facility | 6.8046e-07 | Facility | 4.0616e-06 | Facility | 2.7043e-06 | Facility
Port Everglades | FL | 617 | PPE3 | 591611 | 46121313 | 48870614 | FALSE |  | 118 | 74 | 20 | 7.1696e-08 | Unit | 0.00060784 | Unit | 0.00014567 | Unit | 0.00065979 | Unit | 3.3519e-07 | Unit | 1.6383e-07 | Unit | 2.8409e-08 | Unit | 1.4205e-08 | Unit | 8.6871e-07 | Unit | 3.3974e-07 | Unit | 2.3555e-07 | Unit | 8.3343e-07 | Unit | 4.8607e-06 | Unit | 3.2479e-06 | Unit
Port Everglades | FL | 617 | PPE4 | 591611 | 46121413 | 48870514 | FALSE |  | 118 | 74 | 20 | 5.9364e-08 | Unit | 0.00073709 | Unit | 0.00015696 | Unit | 0.00043145 | Unit | 9.8724e-08 | Unit | 2.0653e-07 | Unit | 1.3072e-07 | Unit | 1.1982e-07 | Unit | 4.3092e-07 | Unit | 1.5362e-06 | Unit | 1.3693e-07 | Unit | 5.2749e-07 | Unit | 3.2625e-06 | Unit | 2.1606e-06 | Unit
Riviera | FL | 619 | PRV3 | 921511 | 46505813 | 48830014 | FALSE |  | 119 | 75 | 20 | 1.1167e-07 | Bin | 0.00090711 | Bin | 0.00020182 | Bin | 0.00032886 | Bin | 3.3e-05 | Bin | 2.55e-06 | Bin | 1.62e-07 | Bin | 3.62e-07 | Bin | 5.7e-06 | Bin | 1.71e-05 | Bin | 1.3e-05 | Bin | 9.42e-06 | Bin | 0.000346 | Bin | 2.0209e-06 | Bin
Riviera | FL | 619 | PRV4 | 921511 | 46505713 | 48830414 | FALSE |  | 119 | 75 | 20 | 1.1167e-07 | Bin | 0.00090711 | Bin | 0.00020182 | Bin | 0.00032886 | Bin | 3.3e-05 | Bin | 2.55e-06 | Bin | 1.62e-07 | Bin | 3.62e-07 | Bin | 5.7e-06 | Bin | 1.71e-05 | Bin | 1.3e-05 | Bin | 9.42e-06 | Bin | 0.000346 | Bin | 2.0209e-06 | Bin
Sanford | FL | 620 | PSN3 | 845211 | 46194513 | 49095614 | FALSE |  | 119 | 75 | 20 | 1.1167e-07 | Bin | 0.00090711 | Bin | 0.00020182 | Bin | 0.00032886 | Bin | 3.3e-05 | Bin | 2.55e-06 | Bin | 1.62e-07 | Bin | 3.62e-07 | Bin | 5.7e-06 | Bin | 1.71e-05 | Bin | 1.3e-05 | Bin | 9.42e-06 | Bin | 0.000346 | Bin | 2.0209e-06 | Bin
Turkey Point | FL | 621 | PTF1 | 900011 | 46585213 | 48879114 | FALSE |  | 119 | 75 | 20 | 5.0837e-07 | Unit | 0.00082003 | Unit | 0.00020805 | Unit | 0.00041811 | Unit | 4.36e-05 | Unit | 2.8263e-06 | Unit | 1.6725e-07 | Unit | 8.4652e-08 | Unit | 4.7071e-06 | Unit | 2.5086e-05 | Unit | 5.896e-06 | Unit | 3.03e-05 | Unit | 0.00055192 | Unit | 3.6553e-06 | Unit
Turkey Point | FL | 621 | PTF2 | 900011 | 46585113 | 48879314 | FALSE |  | 119 | 75 | 20 | 5.0837e-07 | Facility | 0.00091647 | Unit | 0.00014857 | Unit | 0.0005166 | Unit | 3.8104e-05 | Unit | 2.0896e-06 | Unit | 1.1301e-07 | Unit | 7.9506e-08 | Unit | 4.2346e-06 | Unit | 2.0982e-05 | Unit | 5.6701e-06 | Unit | 2.0419e-05 | Unit | 0.00042756 | Unit | 1.9939e-06 | Unit
Crystal River Power Plant | FL | 628 | 1 | 640611 | 46477413 | 48393114 | FALSE |  | 103 | 55 | 4 | 3.37e-06 | Unit | 0.074352 | Unit | 0.007471 | Unit | 2.9133e-05 | Unit | 1.1065e-06 | Unit | 1.0397e-05 | Unit | 1.17e-06 | Unit | 4.0625e-07 | Unit | 2.3622e-05 | Unit | 4.7766e-06 | Unit | 9.6333e-06 | Unit | 1.2042e-05 | Unit | 7.6263e-05 | Unit | 0.00011808 | Unit
Crystal River Power Plant | FL | 628 | 2 | 640611 | 46477913 | 48392514 | FALSE |  | 103 | 55 | 4 | 3.37e-06 | Facility | 0.074352 | Facility | 0.007471 | Facility | 2.9133e-05 | Facility | 1.1065e-06 | Facility | 1.0397e-05 | Facility | 1.17e-06 | Facility | 4.0625e-07 | Facility | 2.3622e-05 | Facility | 4.7766e-06 | Facility | 9.6333e-06 | Facility | 1.2042e-05 | Facility | 7.6263e-05 | Facility | 0.00011808 | Facility
Crystal River Power Plant | FL | 628 | 4 | 640611 | 46478213 | 48392014 | FALSE |  | 103 | 55 | 4 | 3.37e-06 | Facility | 0.074352 | Facility | 0.007471 | Facility | 2.9133e-05 | Facility | 1.1065e-06 | Facility | 1.0397e-05 | Facility | 1.17e-06 | Facility | 4.0625e-07 | Facility | 2.3622e-05 | Facility | 4.7766e-06 | Facility | 9.6333e-06 | Facility | 1.2042e-05 | Facility | 7.6263e-05 | Facility | 0.00011808 | Facility
Crystal River Power Plant | FL | 628 | 5 | 640611 | 46478413 | 48391714 | FALSE |  | 102 | 54 | 1 | 1.2522e-06 | Bin | 0.00027384 | Unit | 0.00025606 | Unit | 3.76e-05 | Unit | 4.22e-07 | Bin | 2.52e-06 | Bin | 1.18e-07 | Bin | 2.2e-07 | Bin | 4.75e-06 | Bin | 5.1e-07 | Bin | 2.25e-06 | Bin | 1.01e-05 | Bin | 2.74e-05 | Bin | 9.24e-06 | Bin
Suwannee River Plant | FL | 638 | 1 | 642811 | 46455313 | 48598314 | FALSE |  | 119 | 75 | 20 | 3.282e-08 | Unit | 0.00031807 | Unit | 4.5011e-05 | Unit | 4.5233e-05 | Unit | 1.6713e-05 | Unit | 5.2051e-07 | Unit | 4.4927e-08 | Unit | 1.4885e-07 | Unit | 1.9953e-06 | Unit | 2.0544e-06 | Unit | 1.6087e-05 | Unit | 1.6787e-05 | Unit | 3.6538e-05 | Unit | 9.5269e-07 | Unit
Suwannee River Plant | FL | 638 | 2 | 642811 | 46455013 | 48598814 | FALSE |  | 119 | 75 | 20 | 6.6667e-08 | Unit | 0.00073546 | Unit | 9.3639e-05 | Unit | 3.2333e-05 | Unit | 3.0806e-05 | Unit | 1.5589e-06 | Unit | 4.2014e-08 | Unit | 1.6e-07 | Unit | 2.4225e-06 | Unit | 4.9015e-06 | Unit | 3.034e-05 | Unit | 3.0107e-05 | Unit | 6.6502e-05 | Unit | 1.2059e-06 | Unit
Suwannee River Plant | FL | 638 | 3 | 642811 | 46454913 | 48599214 | FALSE |  | 119 | 75 | 20 | 6.0275e-07 | Unit | 0.0020352 | Unit | 0.00028727 | Unit | 0.00021 | Unit | 8.0584e-05 | Unit | 2.7682e-06 | Unit | 1.0106e-07 | Unit | 3.9581e-07 | Unit | 1.0588e-05 | Unit | 3.0457e-05 | Unit | 2.748e-05 | Unit | 1.8551e-05 | Unit | 0.00033299 | Unit | 3.1892e-06 | Unit
Crist | FL | 641 | 4 | 752711 | 46305913 | 48675714 | FALSE |  | 102 | 54 | 1 | 8.9067e-07 | Unit | 0.00058261 | Bin | 0.00017965 | Bin | 0.00023147 | Bin | 4.9257e-07 | Unit | 5.9498e-07 | Unit | 1.2314e-07 | Unit | 1.441e-07 | Unit | 5.4737e-07 | Unit | 2.5056e-07 | Unit | 2.7154e-07 | Unit | 9.1099e-07 | Unit | 7.3951e-07 | Unit | 1.435e-05 | Unit
Crist | FL | 641 | 5 | 752711 | 46305813 | 48676114 | FALSE |  | 102 | 54 | 1 | 8.9067e-07 | Unit | 0.00058261 | Bin | 0.00017965 | Bin | 0.00023147 | Bin | 4.9257e-07 | Unit | 5.9498e-07 | Unit | 1.2314e-07 | Unit | 1.441e-07 | Unit | 5.4737e-07 | Unit | 2.5056e-07 | Unit | 2.7154e-07 | Unit | 9.1099e-07 | Unit | 7.3951e-07 | Unit | 1.435e-05 | Unit
Crist | FL | 641 | 6 | 752711 | 46305713 | 48676314 | FALSE |  | 102 | 54 | 1 | 8.9067e-07 | Unit | 0.00058261 | Bin | 0.00017965 | Bin | 0.00023147 | Bin | 4.9257e-07 | Unit | 5.9498e-07 | Unit | 1.2314e-07 | Unit | 1.441e-07 | Unit | 5.4737e-07 | Unit | 2.5056e-07 | Unit | 2.7154e-07 | Unit | 9.1099e-07 | Unit | 7.3951e-07 | Unit | 1.435e-05 | Unit
Crist | FL | 641 | 7 | 752711 | 46305613 | 48676814 | FALSE |  | 102 | 54 | 1 | 8.9067e-07 | Unit | 0.00058261 | Bin | 0.00017965 | Bin | 0.00023147 | Bin | 4.9257e-07 | Unit | 5.9498e-07 | Unit | 1.2314e-07 | Unit | 1.441e-07 | Unit | 5.4737e-07 | Unit | 2.5056e-07 | Unit | 2.7154e-07 | Unit | 9.1099e-07 | Unit | 7.3951e-07 | Unit | 1.435e-05 | Unit
Scholz | FL | 642 | 1 | 1968811 | 41787413 | 48420914 | FALSE |  | 103 | 55 | 4 | 1.1523e-06 | Unit | 0.10835 | Unit | 0.0059504 | Unit | 4.2667e-05 | Unit | 1.5586e-06 | Unit | 4.0684e-06 | Unit | 4.4109e-07 | Unit | 3.8816e-07 | Unit | 2.5718e-06 | Unit | 6.6203e-07 | Unit | 1.5356e-06 | Unit | 3.4946e-06 | Unit | 3.0306e-06 | Unit | 7.2925e-05 | Unit
Scholz | FL | 642 | 2 | 1968811 | 41787313 | 48421014 | FALSE |  | 103 | 55 | 4 | 1.1523e-06 | Unit | 0.10835 | Unit | 0.0059504 | Unit | 4.2667e-05 | Unit | 1.5586e-06 | Unit | 4.0684e-06 | Unit | 4.4109e-07 | Unit | 3.8816e-07 | Unit | 2.5718e-06 | Unit | 6.6203e-07 | Unit | 1.5356e-06 | Unit | 3.4946e-06 | Unit | 3.0306e-06 | Unit | 7.2925e-05 | Unit
Lansing Smith | FL | 643 | 1 | 554911 | 48231013 | 48531214 | FALSE |  | 103 | 55 | 4 | 5.6368e-06 | Bin | 0.059473 | Bin | 0.00619 | Bin | 0.00047871 | Bin | 1.45e-06 | Bin | 1.25e-05 | Bin | 4.16e-07 | Bin | 3.81e-07 | Bin | 4.89e-05 | Bin | 1.58e-06 | Bin | 6.61e-06 | Bin | 1.01e-05 | Bin | 2.74e-05 | Bin | 3.69e-05 | Bin
Lansing Smith | FL | 643 | 2 | 554911 | 48231113 | 48530814 | FALSE |  | 103 | 55 | 4 | 5.6368e-06 | Bin | 0.059473 | Bin | 0.00619 | Bin | 0.00047871 | Bin | 1.45e-06 | Bin | 1.25e-05 | Bin | 4.16e-07 | Bin | 3.81e-07 | Bin | 4.89e-05 | Bin | 1.58e-06 | Bin | 6.61e-06 | Bin | 1.01e-05 | Bin | 2.74e-05 | Bin | 3.69e-05 | Bin
Big Bend | FL | 645 | 1 | 538611 | 48397513 | 49076814 | FALSE |  | 112 | 69 | 13 | 3.3153e-06 | Bin | 0.003789 | Unit | 8.9805e-05 | Unit | 0.030062 | Unit | 4.22e-07 | Bin | 2.52e-06 | Bin | 1.18e-07 | Bin | 2.2e-07 | Bin | 4.75e-06 | Bin | 5.1e-07 | Bin | 2.25e-06 | Bin | 1.01e-05 | Bin | 2.74e-05 | Bin | 9.24e-06 | Bin
Big Bend | FL | 645 | 2 | 538611 | 48398413 | 49075614 | FALSE |  | 112 | 69 | 13 | 3.3153e-06 | Bin | 0.0063388 | Unit | 9.1702e-05 | Unit | 3.5806e-05 | Unit | 4.22e-07 | Bin | 2.52e-06 | Bin | 1.18e-07 | Bin | 2.2e-07 | Bin | 4.75e-06 | Bin | 5.1e-07 | Bin | 2.25e-06 | Bin | 1.01e-05 | Bin | 2.74e-05 | Bin | 9.24e-06 | Bin
Big Bend | FL | 645 | 3 | 538611 | 48398013 | 49076314 | FALSE |  | 112 | 69 | 13 | 3.3153e-06 | Bin | 0.0050639 | Facility | 9.0754e-05 | Facility | 3.5806e-05 | Facility | 4.22e-07 | Bin | 2.52e-06 | Bin | 1.18e-07 | Bin | 2.2e-07 | Bin | 4.75e-06 | Bin | 5.1e-07 | Bin | 2.25e-06 | Bin | 1.01e-05 | Bin | 2.74e-05 | Bin | 9.24e-06 | Bin
Big Bend | FL | 645 | 4 | 538611 | 48398913 | 49074814 | FALSE |  | 112 | 69 | 13 | 3.3153e-06 | Bin | 0.0050639 | Facility | 9.0754e-05 | Facility | 3.5806e-05 | Facility | 4.22e-07 | Bin | 2.52e-06 | Bin | 1.18e-07 | Bin | 2.2e-07 | Bin | 4.75e-06 | Bin | 5.1e-07 | Bin | 2.25e-06 | Bin | 1.01e-05 | Bin | 2.74e-05 | Bin | 9.24e-06 | Bin
Deerhaven Generating Station | FL | 663 | B-2 | 535011 | 48439813 | 46186614 | FALSE |  | 103 | 54 | 2 | 1.2522e-06 | Bin | 0.0064789 | Bin | 0.00010909 | Bin | 0.00034538 | Bin | 1.45e-06 | Bin | 1.25e-05 | Bin | 4.16e-07 | Bin | 3.81e-07 | Bin | 4.89e-05 | Bin | 1.58e-06 | Bin | 6.61e-06 | Bin | 1.01e-05 | Bin | 2.74e-05 | Bin | 3.69e-05 | Bin
Northside Generating Station | FL | 667 | 3 | 640211 | 46483913 | 46591514 | FALSE |  | 119 | 75 | 20 | 4.4067e-08 | Unit | 0.00096793 | Unit | 8.5359e-05 | Unit | 6.9733e-05 | Unit | 2.9515e-05 | Unit | 4.2451e-06 | Unit | 1.0958e-07 | Unit | 3.983e-07 | Unit | 1.3292e-05 | Unit | 2.7377e-05 | Unit | 4.6338e-06 | Unit | 1.0812e-05 | Unit | 0.0012613 | Unit | 8.5592e-06 | Unit
Northside Generating Station | FL | 667 | 1A | 640211 | 46483513 | 46592214 | FALSE |  | 121 | 77 | 22 | 4.9508e-08 | Unit | 0.00037718 | Unit | 7.9511e-05 | Unit | 0.0015997 | Unit | 1.0784e-06 | Unit | 2.363e-07 | Unit | 5.5547e-08 | Unit | 1.8509e-07 | Unit | 1.6629e-07 | Unit | 3.9357e-07 | Unit | 0.00013779 | Unit | 1.8021e-07 | Unit | 2.2368e-07 | Unit | 3.0067e-07 | Unit
Northside Generating Station | FL | 667 | 2A | 640211 | 46484313 | 46590714 | FALSE |  | 121 | 77 | 22 | 7.98e-08 | Unit | 9.0944e-05 | Unit | 5.5225e-05 | Unit | 0.00060663 | Unit | 4.96e-08 | Unit | 6.0781e-08 | Unit | 5.8939e-08 | Unit | 3.531e-07 | Unit | 1.3964e-07 | Unit | 1.8418e-07 | Unit | 1.0686e-05 | Unit | 2.096e-07 | Unit | 3.2537e-06 | Unit | 7.9199e-08 | Unit
C D McIntosh Jr | FL | 676 | 1 | 643111 | 46453813 | 45839514 | FALSE |  | 119 | 75 | 20 | 2.5533e-08 | Facility | 0.00016162 | Facility | 7.8575e-05 | Facility | 0.0005 | Facility | 1.6877e-06 | Facility | 7.3721e-07 | Facility | 1.5946e-07 | Facility | 3.3288e-07 | Facility | 1.216e-05 | Facility | 3.0968e-06 | Facility | 0.00011178 | Facility | 6.5569e-06 | Facility | 0.00015433 | Facility | 1.6869e-06 | Facility
C D McIntosh Jr | FL | 676 | 2 | 643111 | 46452813 | 45841014 | FALSE |  | 119 | 75 | 20 | 2.5533e-08 | Unit | 0.00016162 | Unit | 7.8575e-05 | Unit | 0.0005 | Unit | 1.6877e-06 | Unit | 7.3721e-07 | Unit | 1.5946e-07 | Unit | 3.3288e-07 | Unit | 1.216e-05 | Unit | 3.0968e-06 | Unit | 0.00011178 | Unit | 6.5569e-06 | Unit | 0.00015433 | Unit | 1.6869e-06 | Unit
C D McIntosh Jr | FL | 676 | 3 | 643111 | 46452713 | 45841414 | FALSE |  | 102 | 54 | 1 | 1.2522e-06 | Bin | 0.00058261 | Bin | 0.00017965 | Bin | 0.00023147 | Bin | 4.22e-07 | Bin | 2.52e-06 | Bin | 1.18e-07 | Bin | 2.2e-07 | Bin | 4.75e-06 | Bin | 5.1e-07 | Bin | 2.25e-06 | Bin | 1.01e-05 | Bin | 2.74e-05 | Bin | 9.24e-06 | Bin
Bowen | GA | 703 | 1 | 2813011 | 40818913 | 45843114 | FALSE |  | 102 | 54 | 1 | 1.2522e-06 | Bin | 0.00017487 | Facility | 4.4138e-05 | Facility | 1.0956e-05 | Facility | 4.22e-07 | Bin | 2.52e-06 | Bin | 1.18e-07 | Bin | 2.2e-07 | Bin | 4.75e-06 | Bin | 5.1e-07 | Bin | 2.25e-06 | Bin | 1.01e-05 | Bin | 2.74e-05 | Bin | 9.24e-06 | Bin
Bowen | GA | 703 | 2 | 2813011 | 40818813 | 45843314 | FALSE |  | 102 | 54 | 1 | 1.2522e-06 | Bin | 0.00015567 | Unit | 2.9983e-05 | Unit | 1.0733e-05 | Unit | 4.22e-07 | Bin | 2.52e-06 | Bin | 1.18e-07 | Bin | 2.2e-07 | Bin | 4.75e-06 | Bin | 5.1e-07 | Bin | 2.25e-06 | Bin | 1.01e-05 | Bin | 2.74e-05 | Bin | 9.24e-06 | Bin
Bowen | GA | 703 | 3 | 2813011 | 40819213 | 45802414 | FALSE |  | 102 | 54 | 1 | 1.2522e-06 | Bin | 0.00024955 | Unit | 4.4955e-05 | Unit | 1.13e-05 | Unit | 4.22e-07 | Bin | 2.52e-06 | Bin | 1.18e-07 | Bin | 2.2e-07 | Bin | 4.75e-06 | Bin | 5.1e-07 | Bin | 2.25e-06 | Bin | 1.01e-05 | Bin | 2.74e-05 | Bin | 9.24e-06 | Bin
Bowen | GA | 703 | 4 | 2813011 | 40819013 | 45842914 | FALSE |  | 102 | 54 | 1 | 1.2522e-06 | Bin | 0.00011939 | Unit | 5.7474e-05 | Unit | 1.0833e-05 | Unit | 4.22e-07 | Bin | 2.52e-06 | Bin | 1.18e-07 | Bin | 2.2e-07 | Bin | 4.75e-06 | Bin | 5.1e-07 | Bin | 2.25e-06 | Bin | 1.01e-05 | Bin | 2.74e-05 | Bin | 9.24e-06 | Bin
Hammond | GA | 708 | 1 | 3713211 | 36848013 | 90806314 | FALSE |  | 102 | 54 | 1 | 5.1512e-07 | Unit | 7.8767e-05 | Unit | 2.1654e-05 | Unit | 8.9383e-06 | Unit | 2.336e-07 | Unit | 3.3869e-06 | Unit | 5.687e-08 | Unit | 8.5308e-08 | Unit | 1.1501e-06 | Unit | 2.0159e-07 | Unit | 6.4907e-07 | Unit | 3.6408e-06 | Unit | 1.1079e-06 | Unit | 1.8483e-05 | Unit
Hammond | GA | 708 | 2 | 3713211 | 36848113 | 90806514 | FALSE |  | 102 | 54 | 1 | 5.1512e-07 | Unit | 7.8767e-05 | Unit | 2.1654e-05 | Unit | 8.9383e-06 | Unit | 2.336e-07 | Unit | 3.3869e-06 | Unit | 5.687e-08 | Unit | 8.5308e-08 | Unit | 1.1501e-06 | Unit | 2.0159e-07 | Unit | 6.4907e-07 | Unit | 3.6408e-06 | Unit | 1.1079e-06 | Unit | 1.8483e-05 | Unit
Hammond | GA | 708 | 3 | 3713211 | 36847913 | 90806714 | FALSE |  | 102 | 54 | 1 | 5.1512e-07 | Unit | 7.8767e-05 | Unit | 2.1654e-05 | Unit | 8.9383e-06 | Unit | 2.336e-07 | Unit | 3.3869e-06 | Unit | 5.687e-08 | Unit | 8.5308e-08 | Unit | 1.1501e-06 | Unit | 2.0159e-07 | Unit | 6.4907e-07 | Unit | 3.6408e-06 | Unit | 1.1079e-06 | Unit | 1.8483e-05 | Unit
Hammond | GA | 708 | 4 | 3713211 | 36847813 | 90806914 | FALSE |  | 102 | 54 | 1 | 5.1512e-07 | Unit | 7.8767e-05 | Unit | 2.1654e-05 | Unit | 8.9383e-06 | Unit | 2.336e-07 | Unit | 3.3869e-06 | Unit | 5.687e-08 | Unit | 8.5308e-08 | Unit | 1.1501e-06 | Unit | 2.0159e-07 | Unit | 6.4907e-07 | Unit | 3.6408e-06 | Unit | 1.1079e-06 | Unit | 1.8483e-05 | Unit
Harllee Branch | GA | 709 | 1 | 2532311 | 40371513 | 46499514 | FALSE |  | 103 | 55 | 4 | 5.6368e-06 | Bin | 0.059473 | Bin | 0.00619 | Bin | 0.00047871 | Bin | 1.45e-06 | Bin | 1.25e-05 | Bin | 4.16e-07 | Bin | 3.81e-07 | Bin | 4.89e-05 | Bin | 1.58e-06 | Bin | 6.61e-06 | Bin | 1.01e-05 | Bin | 2.74e-05 | Bin | 3.69e-05 | Bin
Harllee Branch | GA | 709 | 2 | 2532311 | 40371313 | 46499914 | FALSE |  | 103 | 55 | 4 | 5.6368e-06 | Bin | 0.059473 | Bin | 0.00619 | Bin | 0.00047871 | Bin | 1.45e-06 | Bin | 1.25e-05 | Bin | 4.16e-07 | Bin | 3.81e-07 | Bin | 4.89e-05 | Bin | 1.58e-06 | Bin | 6.61e-06 | Bin | 1.01e-05 | Bin | 2.74e-05 | Bin | 3.69e-05 | Bin
Harllee Branch | GA | 709 | 3 | 2532311 | 40371413 | 46499714 | FALSE |  | 103 | 55 | 4 | 5.6368e-06 | Bin | 0.059473 | Bin | 0.00619 | Bin | 0.00047871 | Bin | 1.45e-06 | Bin | 1.25e-05 | Bin | 4.16e-07 | Bin | 3.81e-07 | Bin | 4.89e-05 | Bin | 1.58e-06 | Bin | 6.61e-06 | Bin | 1.01e-05 | Bin | 2.74e-05 | Bin | 3.69e-05 | Bin
Harllee Branch | GA | 709 | 4 | 2532311 | 40371213 | 46500114 | FALSE |  | 103 | 55 | 4 | 5.6368e-06 | Bin | 0.059473 | Bin | 0.00619 | Bin | 0.00047871 | Bin | 1.45e-06 | Bin | 1.25e-05 | Bin | 4.16e-07 | Bin | 3.81e-07 | Bin | 4.89e-05 | Bin | 1.58e-06 | Bin | 6.61e-06 | Bin | 1.01e-05 | Bin | 2.74e-05 | Bin | 3.69e-05 | Bin
Jack McDonough | GA | 710 | MB1 | 3699211 | 36889813 | 46394814 | FALSE |  | 103 | 55 | 4 | 5.6368e-06 | Bin | 0.059473 | Bin | 0.00619 | Bin | 0.00047871 | Bin | 1.45e-06 | Bin | 1.25e-05 | Bin | 4.16e-07 | Bin | 3.81e-07 | Bin | 4.89e-05 | Bin | 1.58e-06 | Bin | 6.61e-06 | Bin | 1.01e-05 | Bin | 2.74e-05 | Bin | 3.69e-05 | Bin
McManus | GA | 715 | 1 | 3721111 | 36833913 | 46144814 | FALSE |  | 119 | 75 | 20 | 5.9767e-08 | Unit | 0.0010748 | Unit | 0.00029717 | Unit | 0.00016433 | Unit | 1.5788e-05 | Unit | 2.6573e-06 | Unit | 3.131e-07 | Unit | 3.9302e-07 | Unit | 3.7501e-06 | Unit | 2.4352e-05 | Unit | 4.5551e-06 | Unit | 0.00012071 | Unit | 0.00096893 | Unit | 4.9635e-06 | Unit
McManus | GA | 715 | 2 | 3721111 | 36834013 | 46144614 | FALSE |  | 119 | 75 | 20 | 5.9767e-08 | Facility | 0.0010748 | Facility | 0.00029717 | Facility | 0.00016433 | Facility | 1.5788e-05 | Facility | 2.6573e-06 | Facility | 3.131e-07 | Facility | 3.9302e-07 | Facility | 3.7501e-06 | Facility | 2.4352e-05 | Facility | 4.5551e-06 | Facility | 0.00012071 | Facility | 0.00096893 | Facility | 4.9635e-06 | Facility
Mitchell | GA | 727 | 3 | 3709711 | 36856213 | 46301514 | FALSE |  | 103 | 55 | 4 | 5.6368e-06 | Bin | 0.059473 | Bin | 0.00619 | Bin | 0.00047871 | Bin | 1.45e-06 | Bin | 1.25e-05 | Bin | 4.16e-07 | Bin | 3.81e-07 | Bin | 4.89e-05 | Bin | 1.58e-06 | Bin | 6.61e-06 | Bin | 1.01e-05 | Bin | 2.74e-05 | Bin | 3.69e-05 | Bin
Yates | GA | 728 | Y1BR | 3703111 | 36868113 | 45758314 | FALSE |  | 102 | 54 | 1 | 1.2522e-06 | Bin | 0.00016306 | Unit | 0.00012767 | Unit | 0.000363 | Unit | 4.22e-07 | Bin | 2.52e-06 | Bin | 1.18e-07 | Bin | 2.2e-07 | Bin | 4.75e-06 | Bin | 5.1e-07 | Bin | 2.25e-06 | Bin | 1.01e-05 | Bin | 2.74e-05 | Bin | 9.24e-06 | Bin
Yates | GA | 728 | Y2BR | 3703111 | 36868313 | 45757614 | FALSE |  | 103 | 55 | 4 | 5.6368e-06 | Bin | 0.059473 | Bin | 0.00619 | Bin | 0.00047871 | Bin | 1.45e-06 | Bin | 1.25e-05 | Bin | 4.16e-07 | Bin | 3.81e-07 | Bin | 4.89e-05 | Bin | 1.58e-06 | Bin | 6.61e-06 | Bin | 1.01e-05 | Bin | 2.74e-05 | Bin | 3.69e-05 | Bin
Yates | GA | 728 | Y3BR | 3703111 | 36868413 | 45757414 | FALSE |  | 103 | 55 | 4 | 5.6368e-06 | Bin | 0.059473 | Bin | 0.00619 | Bin | 0.00047871 | Bin | 1.45e-06 | Bin | 1.25e-05 | Bin | 4.16e-07 | Bin | 3.81e-07 | Bin | 4.89e-05 | Bin | 1.58e-06 | Bin | 6.61e-06 | Bin | 1.01e-05 | Bin | 2.74e-05 | Bin | 3.69e-05 | Bin
Yates | GA | 728 | Y4BR | 3703111 | 36868013 | 45758614 | FALSE |  | 103 | 55 | 4 | 5.6368e-06 | Bin | 0.059473 | Bin | 0.00619 | Bin | 0.00047871 | Bin | 1.45e-06 | Bin | 1.25e-05 | Bin | 4.16e-07 | Bin | 3.81e-07 | Bin | 4.89e-05 | Bin | 1.58e-06 | Bin | 6.61e-06 | Bin | 1.01e-05 | Bin | 2.74e-05 | Bin | 3.69e-05 | Bin
Yates | GA | 728 | Y5BR | 3703111 | 36868613 | 45756614 | FALSE |  | 103 | 55 | 4 | 5.6368e-06 | Bin | 0.059473 | Bin | 0.00619 | Bin | 0.00047871 | Bin | 1.45e-06 | Bin | 1.25e-05 | Bin | 4.16e-07 | Bin | 3.81e-07 | Bin | 4.89e-05 | Bin | 1.58e-06 | Bin | 6.61e-06 | Bin | 1.01e-05 | Bin | 2.74e-05 | Bin | 3.69e-05 | Bin
Yates | GA | 728 | Y6BR | 3703111 | 36868513 | 45757014 | FALSE |  | 103 | 55 | 4 | 5.6368e-06 | Bin | 0.059473 | Bin | 0.00619 | Bin | 0.00047871 | Bin | 1.45e-06 | Bin | 1.25e-05 | Bin | 4.16e-07 | Bin | 3.81e-07 | Bin | 4.89e-05 | Bin | 1.58e-06 | Bin | 6.61e-06 | Bin | 1.01e-05 | Bin | 2.74e-05 | Bin | 3.69e-05 | Bin
Yates | GA | 728 | Y7BR | 3703111 | 36868213 | 45757914 | FALSE |  | 103 | 55 | 4 | 5.6368e-06 | Bin | 0.059473 | Bin | 0.00619 | Bin | 0.00047871 | Bin | 1.45e-06 | Bin | 1.25e-05 | Bin | 4.16e-07 | Bin | 3.81e-07 | Bin | 4.89e-05 | Bin | 1.58e-06 | Bin | 6.61e-06 | Bin | 1.01e-05 | Bin | 2.74e-05 | Bin | 3.69e-05 | Bin
Kraft | GA | 733 | 1 | 3677911 | 36921113 | 46110214 | FALSE |  | 103 | 55 | 4 | 5.6368e-06 | Bin | 0.059473 | Bin | 0.00619 | Bin | 0.00047871 | Bin | 1.45e-06 | Bin | 1.25e-05 | Bin | 4.16e-07 | Bin | 3.81e-07 | Bin | 4.89e-05 | Bin | 1.58e-06 | Bin | 6.61e-06 | Bin | 1.01e-05 | Bin | 2.74e-05 | Bin | 3.69e-05 | Bin
Kraft | GA | 733 | 2 | 3677911 | 36921013 | 46110314 | FALSE |  | 103 | 55 | 4 | 5.6368e-06 | Bin | 0.059473 | Bin | 0.00619 | Bin | 0.00047871 | Bin | 1.45e-06 | Bin | 1.25e-05 | Bin | 4.16e-07 | Bin | 3.81e-07 | Bin | 4.89e-05 | Bin | 1.58e-06 | Bin | 6.61e-06 | Bin | 1.01e-05 | Bin | 2.74e-05 | Bin | 3.69e-05 | Bin
Kraft | GA | 733 | 3 | 3677911 | 36921213 | 46110114 | FALSE |  | 103 | 55 | 4 | 5.6368e-06 | Bin | 0.059473 | Bin | 0.00619 | Bin | 0.00047871 | Bin | 1.45e-06 | Bin | 1.25e-05 | Bin | 4.16e-07 | Bin | 3.81e-07 | Bin | 4.89e-05 | Bin | 1.58e-06 | Bin | 6.61e-06 | Bin | 1.01e-05 | Bin | 2.74e-05 | Bin | 3.69e-05 | Bin
Honolulu | HI | 764 | 16 | 928811 | 47995713 | 47209414 | FALSE |  | 119 | 75 | 20 | 3.8e-08 | Unit | 0.00076791 | Unit | 0.00015504 | Unit | 2.92e-05 | Unit | 7.5622e-07 | Unit | 2.6144e-06 | Unit | 2.3985e-07 | Unit | 8.6765e-08 | Unit | 2.0444e-06 | Unit | 3.271e-05 | Unit | 6.0902e-06 | Unit | 1.1427e-05 | Unit | 0.00079186 | Unit | 1.2165e-06 | Unit
Honolulu | HI | 764 | 17 | 928811 | 47995813 | 47209114 | FALSE |  | 119 | 75 | 20 | 2.5533e-08 | Unit | 0.00069344 | Unit | 0.00019319 | Unit | 3.15e-05 | Unit | 4.1707e-07 | Unit | 3.8472e-06 | Unit | 5.221e-07 | Unit | 4.7324e-07 | Unit | 2.0058e-06 | Unit | 2.6235e-05 | Unit | 9.3131e-07 | Unit | 1.5328e-05 | Unit | 0.00056134 | Unit | 2.92e-06 | Unit
Kahe | HI | 765 | 1 | 7429511 | 9207413 | 47208514 | FALSE |  | 119 | 75 | 20 | 1.007e-07 | Unit | 9.679e-05 | Unit | 0.00016706 | Unit | 3.2867e-05 | Unit | 1.4733e-06 | Unit | 6.1971e-06 | Unit | 1.1838e-07 | Unit | 1.458e-07 | Unit | 1.9148e-06 | Unit | 4.1329e-05 | Unit | 1.7871e-06 | Unit | 1.0475e-05 | Unit | 0.0010163 | Unit | 7.8394e-07 | Unit
Kahe | HI | 765 | 2 | 7429511 | 9207313 | 47208914 | FALSE |  | 119 | 75 | 20 | 6.7967e-08 | Facility | 0.00016946 | Facility | 0.00014757 | Facility | 2.61e-05 | Facility | 1.1365e-06 | Facility | 5.388e-06 | Facility | 1.0139e-07 | Facility | 1.3333e-07 | Facility | 2.5763e-06 | Facility | 3.9524e-05 | Facility | 1.6522e-06 | Facility | 8.6971e-06 | Facility | 0.00081294 | Facility | 1.6537e-06 | Facility
Kahe | HI | 765 | 3 | 7429511 | 9207613 | 47208214 | FALSE |  | 119 | 75 | 20 | 3.5233e-08 | Unit | 0.00024212 | Unit | 0.00012808 | Unit | 1.9333e-05 | Unit | 7.9978e-07 | Unit | 4.5789e-06 | Unit | 8.4395e-08 | Unit | 1.2086e-07 | Unit | 3.2378e-06 | Unit | 3.772e-05 | Unit | 1.5174e-06 | Unit | 6.9187e-06 | Unit | 0.00060958 | Unit | 2.5234e-06 | Unit
Kahe | HI | 765 | 4 | 7429511 | 9207713 | 47207714 | FALSE |  | 119 | 75 | 20 | 6.7967e-08 | Facility | 0.00016946 | Facility | 0.00014757 | Facility | 2.61e-05 | Facility | 1.1365e-06 | Facility | 5.388e-06 | Facility | 1.0139e-07 | Facility | 1.3333e-07 | Facility | 2.5763e-06 | Facility | 3.9524e-05 | Facility | 1.6522e-06 | Facility | 8.6971e-06 | Facility | 0.00081294 | Facility | 1.6537e-06 | Facility
Kahe | HI | 765 | 5 | 7429511 | 9207013 | 47132814 | FALSE |  | 119 | 75 | 20 | 6.7967e-08 | Facility | 0.00016946 | Facility | 0.00014757 | Facility | 2.61e-05 | Facility | 1.1365e-06 | Facility | 5.388e-06 | Facility | 1.0139e-07 | Facility | 1.3333e-07 | Facility | 2.5763e-06 | Facility | 3.9524e-05 | Facility | 1.6522e-06 | Facility | 8.6971e-06 | Facility | 0.00081294 | Facility | 1.6537e-06 | Facility
Kahe | HI | 765 | 6 | 7429511 | 9207113 | 47132714 | FALSE |  | 119 | 75 | 20 | 6.7967e-08 | Facility | 0.00016946 | Facility | 0.00014757 | Facility | 2.61e-05 | Facility | 1.1365e-06 | Facility | 5.388e-06 | Facility | 1.0139e-07 | Facility | 1.3333e-07 | Facility | 2.5763e-06 | Facility | 3.9524e-05 | Facility | 1.6522e-06 | Facility | 8.6971e-06 | Facility | 0.00081294 | Facility | 1.6537e-06 | Facility
Waiau | HI | 766 | 3 | 7320911 | 8329013 | 47130614 | FALSE |  | 119 | 75 | 20 | 2.6817e-08 | Facility | 0.00023922 | Facility | 0.0001534 | Facility | 2.8783e-05 | Facility | 4.9042e-07 | Facility | 3.3417e-06 | Facility | 2.3483e-07 | Facility | 1.32e-07 | Facility | 1.9534e-06 | Facility | 2.4034e-05 | Facility | 1.0084e-06 | Facility | 1.3806e-05 | Facility | 0.00052099 | Facility | 2.3784e-06 | Facility
Waiau | HI | 766 | 4 | 7320911 | 8328913 | 47130814 | FALSE |  | 119 | 75 | 20 | 2.6817e-08 | Facility | 0.00023922 | Facility | 0.0001534 | Facility | 2.8783e-05 | Facility | 4.9042e-07 | Facility | 3.3417e-06 | Facility | 2.3483e-07 | Facility | 1.32e-07 | Facility | 1.9534e-06 | Facility | 2.4034e-05 | Facility | 1.0084e-06 | Facility | 1.3806e-05 | Facility | 0.00052099 | Facility | 2.3784e-06 | Facility
Waiau | HI | 766 | 5 | 7320911 | 8328813 | 47131214 | FALSE |  | 119 | 75 | 20 | 2.6817e-08 | Facility | 0.00023922 | Facility | 0.0001534 | Facility | 2.8783e-05 | Facility | 4.9042e-07 | Facility | 3.3417e-06 | Facility | 2.3483e-07 | Facility | 1.32e-07 | Facility | 1.9534e-06 | Facility | 2.4034e-05 | Facility | 1.0084e-06 | Facility | 1.3806e-05 | Facility | 0.00052099 | Facility | 2.3784e-06 | Facility
Waiau | HI | 766 | 6 | 7320911 | 8328713 | 47131514 | FALSE |  | 119 | 75 | 20 | 2.88e-08 | Unit | 0.00033334 | Unit | 0.00016068 | Unit | 2.93e-05 | Unit | 4.787e-07 | Unit | 2.7873e-06 | Unit | 1.5808e-07 | Unit | 1.5023e-07 | Unit | 8.5221e-07 | Unit | 1.8097e-05 | Unit | 1.2318e-06 | Unit | 1.1882e-05 | Unit | 0.00042194 | Unit | 1.1036e-06 | Unit
Waiau | HI | 766 | 7 | 7320911 | 8328613 | 47131914 | FALSE |  | 119 | 75 | 20 | 2.4833e-08 | Unit | 0.0001451 | Unit | 0.00014612 | Unit | 2.8267e-05 | Unit | 5.0213e-07 | Unit | 3.896e-06 | Unit | 3.1158e-07 | Unit | 1.1378e-07 | Unit | 3.0546e-06 | Unit | 2.9971e-05 | Unit | 7.8488e-07 | Unit | 1.5731e-05 | Unit | 0.00062004 | Unit | 3.6532e-06 | Unit
Waiau | HI | 766 | 8 | 7320911 | 8328513 | 47132214 | FALSE |  | 119 | 75 | 20 | 2.6817e-08 | Facility | 0.00023922 | Facility | 0.0001534 | Facility | 2.8783e-05 | Facility | 4.9042e-07 | Facility | 3.3417e-06 | Facility | 2.3483e-07 | Facility | 1.32e-07 | Facility | 1.9534e-06 | Facility | 2.4034e-05 | Facility | 1.0084e-06 | Facility | 1.3806e-05 | Facility | 0.00052099 | Facility | 2.3784e-06 | Facility
ED Edwards | IL | 856 | 1 | 5422711 | 26814513 | 43140814 | FALSE |  | 113 | 65 | 15 | 1.2955e-06 | Bin | 0.00088546 | Bin | 0.0010188 | Bin | 0.00011268 | Bin | 1.45e-06 | Bin | 1.25e-05 | Bin | 4.16e-07 | Bin | 3.81e-07 | Bin | 4.89e-05 | Bin | 1.58e-06 | Bin | 6.61e-06 | Bin | 1.01e-05 | Bin | 2.74e-05 | Bin | 3.69e-05 | Bin
ED Edwards | IL | 856 | 2 | 5422711 | 26814813 | 43140514 | FALSE |  | 113 | 65 | 15 | 1.2955e-06 | Bin | 0.00088546 | Bin | 0.0010188 | Bin | 0.00011268 | Bin | 1.45e-06 | Bin | 1.25e-05 | Bin | 4.16e-07 | Bin | 3.81e-07 | Bin | 4.89e-05 | Bin | 1.58e-06 | Bin | 6.61e-06 | Bin | 1.01e-05 | Bin | 2.74e-05 | Bin | 3.69e-05 | Bin
ED Edwards | IL | 856 | 3 | 5422711 | 26814713 | 43140614 | FALSE |  | 113 | 65 | 15 | 1.2955e-06 | Bin | 0.00088546 | Bin | 0.0010188 | Bin | 0.00011268 | Bin | 1.45e-06 | Bin | 1.25e-05 | Bin | 4.16e-07 | Bin | 3.81e-07 | Bin | 4.89e-05 | Bin | 1.58e-06 | Bin | 6.61e-06 | Bin | 1.01e-05 | Bin | 2.74e-05 | Bin | 3.69e-05 | Bin
Coffeen | IL | 861 | 1 | 7340311 | 8199413 | 42809314 | FALSE |  | 102 | 54 | 1 | 1.2522e-06 | Bin | 0.0015179 | Unit | 0.00067536 | Unit | 0.00011233 | Unit | 4.22e-07 | Bin | 2.52e-06 | Bin | 1.18e-07 | Bin | 2.2e-07 | Bin | 4.75e-06 | Bin | 5.1e-07 | Bin | 2.25e-06 | Bin | 1.01e-05 | Bin | 2.74e-05 | Bin | 9.24e-06 | Bin
Coffeen | IL | 861 | 2 | 7340311 | 8200213 | 42808414 | FALSE |  | 102 | 54 | 1 | 1.2522e-06 | Bin | 0.0015179 | Facility | 0.00067536 | Facility | 0.00011233 | Facility | 4.22e-07 | Bin | 2.52e-06 | Bin | 1.18e-07 | Bin | 2.2e-07 | Bin | 4.75e-06 | Bin | 5.1e-07 | Bin | 2.25e-06 | Bin | 1.01e-05 | Bin | 2.74e-05 | Bin | 9.24e-06 | Bin
Hutsonville | IL | 863 | 5 | 2667311 | 41250713 | 44758614 | FALSE |  | 103 | 55 | 4 | 5.6368e-06 | Bin | 0.059473 | Bin | 0.00619 | Bin | 0.00047871 | Bin | 1.45e-06 | Bin | 1.25e-05 | Bin | 4.16e-07 | Bin | 3.81e-07 | Bin | 4.89e-05 | Bin | 1.58e-06 | Bin | 6.61e-06 | Bin | 1.01e-05 | Bin | 2.74e-05 | Bin | 3.69e-05 | Bin
Hutsonville | IL | 863 | 6 | 2667311 | 41250813 | 44758514 | FALSE |  | 103 | 55 | 4 | 5.6368e-06 | Bin | 0.059473 | Bin | 0.00619 | Bin | 0.00047871 | Bin | 1.45e-06 | Bin | 1.25e-05 | Bin | 4.16e-07 | Bin | 3.81e-07 | Bin | 4.89e-05 | Bin | 1.58e-06 | Bin | 6.61e-06 | Bin | 1.01e-05 | Bin | 2.74e-05 | Bin | 3.69e-05 | Bin
Meredosia | IL | 864 | 1 | 4639611 | 28190213 | 43185414 | FALSE |  | 103 | 55 | 4 | 5.6368e-06 | Bin | 0.059473 | Bin | 0.00619 | Bin | 0.00047871 | Bin | 1.45e-06 | Bin | 1.25e-05 | Bin | 4.16e-07 | Bin | 3.81e-07 | Bin | 4.89e-05 | Bin | 1.58e-06 | Bin | 6.61e-06 | Bin | 1.01e-05 | Bin | 2.74e-05 | Bin | 3.69e-05 | Bin
Meredosia | IL | 864 | 2 | 4639611 | 28190513 | 43185114 | FALSE |  | 103 | 55 | 4 | 5.6368e-06 | Bin | 0.059473 | Bin | 0.00619 | Bin | 0.00047871 | Bin | 1.45e-06 | Bin | 1.25e-05 | Bin | 4.16e-07 | Bin | 3.81e-07 | Bin | 4.89e-05 | Bin | 1.58e-06 | Bin | 6.61e-06 | Bin | 1.01e-05 | Bin | 2.74e-05 | Bin | 3.69e-05 | Bin
Meredosia | IL | 864 | 3 | 4639611 | 28190913 | 43184714 | FALSE |  | 103 | 55 | 4 | 5.6368e-06 | Bin | 0.059473 | Bin | 0.00619 | Bin | 0.00047871 | Bin | 1.45e-06 | Bin | 1.25e-05 | Bin | 4.16e-07 | Bin | 3.81e-07 | Bin | 4.89e-05 | Bin | 1.58e-06 | Bin | 6.61e-06 | Bin | 1.01e-05 | Bin | 2.74e-05 | Bin | 3.69e-05 | Bin
Meredosia | IL | 864 | 4 | 4639611 | 28190313 | 43185314 | FALSE |  | 103 | 55 | 4 | 5.6368e-06 | Bin | 0.059473 | Bin | 0.00619 | Bin | 0.00047871 | Bin | 1.45e-06 | Bin | 1.25e-05 | Bin | 4.16e-07 | Bin | 3.81e-07 | Bin | 4.89e-05 | Bin | 1.58e-06 | Bin | 6.61e-06 | Bin | 1.01e-05 | Bin | 2.74e-05 | Bin | 3.69e-05 | Bin
Meredosia | IL | 864 | 5 | 4639611 | 28190813 | 43184814 | FALSE |  | 113 | 65 | 15 | 1.7972e-06 | Unit | 0.00088546 | Bin | 0.0010188 | Bin | 0.00011268 | Bin | 1.6038e-07 | Unit | 1.9405e-06 | Unit | 1.3667e-07 | Unit | 1.6982e-07 | Unit | 2.0397e-06 | Unit | 9.193e-07 | Unit | 2.3292e-06 | Unit | 4.5364e-06 | Unit | 1.8316e-06 | Unit | 1.547e-05 | Unit
Meredosia | IL | 864 | 6 | 4639611 | 28190613 | 43185014 | FALSE |  | 117 | 73 | 19 | 1.1409e-07 | Bin | 0.00036881 | Bin | 0.00011017 | Bin | 2.2095e-05 | Bin | 3.3e-05 | Bin | 2.55e-06 | Bin | 1.62e-07 | Bin | 3.62e-07 | Bin | 5.7e-06 | Bin | 1.71e-05 | Bin | 1.3e-05 | Bin | 9.42e-06 | Bin | 0.000346 | Bin | 2.0209e-06 | Bin
Crawford | IL | 867 | 7 | 7995611 | 4070313 | 44821214 | FALSE |  | 113 | 65 | 15 | 1.2955e-06 | Bin | 0.00088546 | Bin | 0.0010188 | Bin | 0.00011268 | Bin | 1.45e-06 | Bin | 1.25e-05 | Bin | 4.16e-07 | Bin | 3.81e-07 | Bin | 4.89e-05 | Bin | 1.58e-06 | Bin | 6.61e-06 | Bin | 1.01e-05 | Bin | 2.74e-05 | Bin | 3.69e-05 | Bin
Crawford | IL | 867 | 8 | 7995611 | 4070513 | 44820914 | FALSE |  | 113 | 65 | 15 | 1.2955e-06 | Bin | 0.00088546 | Bin | 0.0010188 | Bin | 0.00011268 | Bin | 1.45e-06 | Bin | 1.25e-05 | Bin | 4.16e-07 | Bin | 3.81e-07 | Bin | 4.89e-05 | Bin | 1.58e-06 | Bin | 6.61e-06 | Bin | 1.01e-05 | Bin | 2.74e-05 | Bin | 3.69e-05 | Bin
Joliet 9 | IL | 874 | 5 | 7973011 | 2982713 | 43331714 | FALSE |  | 113 | 65 | 15 | 1.029e-06 | Unit | 0.00054129 | Unit | 0.00047383 | Unit | 0.00021667 | Unit | 7.0062e-07 | Unit | 2.8315e-06 | Unit | 2.3478e-07 | Unit | 5.5663e-07 | Unit | 4.8094e-06 | Unit | 1.4165e-06 | Unit | 6.3056e-06 | Unit | 1.1187e-05 | Unit | 3.6264e-06 | Unit | 3.1572e-06 | Unit
Kincaid Generation LLC | IL | 876 | 1 | 1929211 | 41602913 | 46204814 | FALSE |  | 113 | 65 | 15 | 1.2955e-06 | Bin | 0.00088546 | Bin | 0.0010188 | Bin | 0.00011268 | Bin | 1.45e-06 | Bin | 1.25e-05 | Bin | 4.16e-07 | Bin | 3.81e-07 | Bin | 4.89e-05 | Bin | 1.58e-06 | Bin | 6.61e-06 | Bin | 1.01e-05 | Bin | 2.74e-05 | Bin | 3.69e-05 | Bin
Kincaid Generation LLC | IL | 876 | 2 | 1929211 | 41603313 | 46204314 | FALSE |  | 113 | 65 | 15 | 1.2955e-06 | Bin | 0.00088546 | Bin | 0.0010188 | Bin | 0.00011268 | Bin | 1.45e-06 | Bin | 1.25e-05 | Bin | 4.16e-07 | Bin | 3.81e-07 | Bin | 4.89e-05 | Bin | 1.58e-06 | Bin | 6.61e-06 | Bin | 1.01e-05 | Bin | 2.74e-05 | Bin | 3.69e-05 | Bin
Powerton | IL | 879 | 51 | 8199411 | 5805313 | 44308914 | FALSE |  | 113 | 65 | 15 | 1.2955e-06 | Bin | 0.00088546 | Bin | 0.0010188 | Bin | 0.00011268 | Bin | 1.45e-06 | Bin | 1.25e-05 | Bin | 4.16e-07 | Bin | 3.81e-07 | Bin | 4.89e-05 | Bin | 1.58e-06 | Bin | 6.61e-06 | Bin | 1.01e-05 | Bin | 2.74e-05 | Bin | 3.69e-05 | Bin
Powerton | IL | 879 | 52 | 8199411 | 5805313 | 44308914 | FALSE |  | 113 | 65 | 15 | 1.2955e-06 | Bin | 0.00088546 | Bin | 0.0010188 | Bin | 0.00011268 | Bin | 1.45e-06 | Bin | 1.25e-05 | Bin | 4.16e-07 | Bin | 3.81e-07 | Bin | 4.89e-05 | Bin | 1.58e-06 | Bin | 6.61e-06 | Bin | 1.01e-05 | Bin | 2.74e-05 | Bin | 3.69e-05 | Bin
Powerton | IL | 879 | 61 | 8199411 | 5804813 | 44084214 | FALSE |  | 113 | 65 | 15 | 1.2955e-06 | Bin | 0.00088546 | Bin | 0.0010188 | Bin | 0.00011268 | Bin | 1.45e-06 | Bin | 1.25e-05 | Bin | 4.16e-07 | Bin | 3.81e-07 | Bin | 4.89e-05 | Bin | 1.58e-06 | Bin | 6.61e-06 | Bin | 1.01e-05 | Bin | 2.74e-05 | Bin | 3.69e-05 | Bin
Powerton | IL | 879 | 62 | 8199411 | 5804813 | 44084214 | FALSE |  | 113 | 65 | 15 | 1.2955e-06 | Bin | 0.00088546 | Bin | 0.0010188 | Bin | 0.00011268 | Bin | 1.45e-06 | Bin | 1.25e-05 | Bin | 4.16e-07 | Bin | 3.81e-07 | Bin | 4.89e-05 | Bin | 1.58e-06 | Bin | 6.61e-06 | Bin | 1.01e-05 | Bin | 2.74e-05 | Bin | 3.69e-05 | Bin
Waukegan | IL | 883 | 7 | 7792311 | 2286113 | 45614414 | FALSE |  | 113 | 65 | 15 | 3.69e-07 | Facility | 0.00094097 | Facility | 0.00041367 | Facility | 0.00018 | Facility | 1.0682e-06 | Facility | 3.0481e-06 | Facility | 3.236e-07 | Facility | 4.175e-07 | Facility | 4.7797e-06 | Facility | 1.7037e-06 | Facility | 4.0178e-06 | Facility | 1.5965e-05 | Facility | 3.8311e-06 | Facility | 4.7773e-06 | Facility
Waukegan | IL | 883 | 8 | 7792311 | 2286713 | 45613614 | FALSE |  | 113 | 65 | 15 | 3.69e-07 | Unit | 0.00094097 | Unit | 0.00041367 | Unit | 0.00018 | Unit | 1.0682e-06 | Unit | 3.0481e-06 | Unit | 3.236e-07 | Unit | 4.175e-07 | Unit | 4.7797e-06 | Unit | 1.7037e-06 | Unit | 4.0178e-06 | Unit | 1.5965e-05 | Unit | 3.8311e-06 | Unit | 4.7773e-06 | Unit
Will County | IL | 884 | 3 | 8018111 | 3978013 | 43291414 | FALSE |  | 113 | 65 | 15 | 1.0677e-06 | Facility | 0.00088546 | Bin | 0.0010188 | Bin | 0.00011268 | Bin | 7.4648e-07 | Facility | 1.0917e-06 | Facility | 1.8662e-07 | Facility | 1.9255e-07 | Facility | 3.2522e-06 | Facility | 7.6303e-07 | Facility | 2.2532e-06 | Facility | 5.9113e-06 | Facility | 4.9804e-06 | Facility | 3.1649e-06 | Facility
Will County | IL | 884 | 4 | 8018111 | 3978313 | 43291014 | FALSE |  | 113 | 65 | 15 | 1.0677e-06 | Unit | 0.00088546 | Bin | 0.0010188 | Bin | 0.00011268 | Bin | 7.4648e-07 | Unit | 1.0917e-06 | Unit | 1.8662e-07 | Unit | 1.9255e-07 | Unit | 3.2522e-06 | Unit | 7.6303e-07 | Unit | 2.2532e-06 | Unit | 5.9113e-06 | Unit | 4.9804e-06 | Unit | 3.1649e-06 | Unit
Fisk | IL | 886 | 19 | 1731811 | 41553513 | 44730614 | FALSE |  | 113 | 65 | 15 | 1.2955e-06 | Bin | 0.00088546 | Bin | 0.0010188 | Bin | 0.00011268 | Bin | 1.45e-06 | Bin | 1.25e-05 | Bin | 4.16e-07 | Bin | 3.81e-07 | Bin | 4.89e-05 | Bin | 1.58e-06 | Bin | 6.61e-06 | Bin | 1.01e-05 | Bin | 2.74e-05 | Bin | 3.69e-05 | Bin
Joppa Steam | IL | 887 | 1 | 7808911 | 2230813 | 42784514 | FALSE |  | 113 | 65 | 15 | 2.03e-06 | Unit | 0.00064118 | Unit | 0.00057567 | Unit | 7.4667e-05 | Unit | 2.4788e-07 | Unit | 1.6562e-06 | Unit | 7.5785e-08 | Unit | 2.2079e-07 | Unit | 2.048e-06 | Unit | 6.6453e-07 | Unit | 1.8556e-06 | Unit | 6.9486e-06 | Unit | 1.8335e-06 | Unit | 1.0689e-05 | Unit
Joppa Steam | IL | 887 | 2 | 7808911 | 2231013 | 42784314 | FALSE |  | 113 | 65 | 15 | 2.03e-06 | Facility | 0.00064118 | Facility | 0.00057567 | Facility | 7.4667e-05 | Facility | 2.4788e-07 | Facility | 1.6562e-06 | Facility | 7.5785e-08 | Facility | 2.2079e-07 | Facility | 2.048e-06 | Facility | 6.6453e-07 | Facility | 1.8556e-06 | Facility | 6.9486e-06 | Facility | 1.8335e-06 | Facility | 1.0689e-05 | Facility
Joppa Steam | IL | 887 | 3 | 7808911 | 2230913 | 42784414 | FALSE |  | 113 | 65 | 15 | 2.03e-06 | Facility | 0.00064118 | Facility | 0.00057567 | Facility | 7.4667e-05 | Facility | 2.4788e-07 | Facility | 1.6562e-06 | Facility | 7.5785e-08 | Facility | 2.2079e-07 | Facility | 2.048e-06 | Facility | 6.6453e-07 | Facility | 1.8556e-06 | Facility | 6.9486e-06 | Facility | 1.8335e-06 | Facility | 1.0689e-05 | Facility
Joppa Steam | IL | 887 | 4 | 7808911 | 2230713 | 42784614 | FALSE |  | 113 | 65 | 15 | 2.03e-06 | Facility | 0.00064118 | Facility | 0.00057567 | Facility | 7.4667e-05 | Facility | 2.4788e-07 | Facility | 1.6562e-06 | Facility | 7.5785e-08 | Facility | 2.2079e-07 | Facility | 2.048e-06 | Facility | 6.6453e-07 | Facility | 1.8556e-06 | Facility | 6.9486e-06 | Facility | 1.8335e-06 | Facility | 1.0689e-05 | Facility
Joppa Steam | IL | 887 | 5 | 7808911 | 2230613 | 42784714 | FALSE |  | 113 | 65 | 15 | 2.03e-06 | Facility | 0.00064118 | Facility | 0.00057567 | Facility | 7.4667e-05 | Facility | 2.4788e-07 | Facility | 1.6562e-06 | Facility | 7.5785e-08 | Facility | 2.2079e-07 | Facility | 2.048e-06 | Facility | 6.6453e-07 | Facility | 1.8556e-06 | Facility | 6.9486e-06 | Facility | 1.8335e-06 | Facility | 1.0689e-05 | Facility
Joppa Steam | IL | 887 | 6 | 7808911 | 2230513 | 42784814 | FALSE |  | 113 | 65 | 15 | 2.03e-06 | Facility | 0.00064118 | Facility | 0.00057567 | Facility | 7.4667e-05 | Facility | 2.4788e-07 | Facility | 1.6562e-06 | Facility | 7.5785e-08 | Facility | 2.2079e-07 | Facility | 2.048e-06 | Facility | 6.6453e-07 | Facility | 1.8556e-06 | Facility | 6.9486e-06 | Facility | 1.8335e-06 | Facility | 1.0689e-05 | Facility
Baldwin Energy Complex | IL | 889 | Unit 1 | 7954611 | 3024213 | 43383514 | FALSE |  | 113 | 65 | 15 | 1.2955e-06 | Bin | 0.00088546 | Bin | 0.0010188 | Bin | 0.00011268 | Bin | 1.45e-06 | Bin | 1.25e-05 | Bin | 4.16e-07 | Bin | 3.81e-07 | Bin | 4.89e-05 | Bin | 1.58e-06 | Bin | 6.61e-06 | Bin | 1.01e-05 | Bin | 2.74e-05 | Bin | 3.69e-05 | Bin
Baldwin Energy Complex | IL | 889 | Unit 2 | 7954611 | 3024313 | 43383414 | FALSE |  | 113 | 65 | 15 | 1.2955e-06 | Bin | 0.00088546 | Bin | 0.0010188 | Bin | 0.00011268 | Bin | 1.45e-06 | Bin | 1.25e-05 | Bin | 4.16e-07 | Bin | 3.81e-07 | Bin | 4.89e-05 | Bin | 1.58e-06 | Bin | 6.61e-06 | Bin | 1.01e-05 | Bin | 2.74e-05 | Bin | 3.69e-05 | Bin
Baldwin Energy Complex | IL | 889 | Unit 3 | 7954611 | 3025413 | 43382314 | FALSE |  | 111 | 65 | 15 | 1.2955e-06 | Bin | 0.00088546 | Bin | 0.0010188 | Bin | 0.00011268 | Bin | 4.22e-07 | Bin | 9.72e-07 | Bin | 1.18e-07 | Bin | 2.2e-07 | Bin | 4.89e-05 | Bin | 1.58e-06 | Bin | 2.25e-06 | Bin | 1.01e-05 | Bin | 2.74e-05 | Bin | 3.69e-05 | Bin
Havana | IL | 891 | Boiler 1 | 7337411 | 8279913 | 43133614 | FALSE |  | 119 | 75 | 20 | 1.1167e-07 | Bin | 0.00090711 | Bin | 0.00020182 | Bin | 0.00032886 | Bin | 3.3e-05 | Bin | 2.55e-06 | Bin | 1.62e-07 | Bin | 3.62e-07 | Bin | 5.7e-06 | Bin | 1.71e-05 | Bin | 1.3e-05 | Bin | 9.42e-06 | Bin | 0.000346 | Bin | 2.0209e-06 | Bin
Havana | IL | 891 | Boiler 2 | 7337411 | 8279913 | 43133614 | FALSE |  | 119 | 75 | 20 | 1.1167e-07 | Bin | 0.00090711 | Bin | 0.00020182 | Bin | 0.00032886 | Bin | 3.3e-05 | Bin | 2.55e-06 | Bin | 1.62e-07 | Bin | 3.62e-07 | Bin | 5.7e-06 | Bin | 1.71e-05 | Bin | 1.3e-05 | Bin | 9.42e-06 | Bin | 0.000346 | Bin | 2.0209e-06 | Bin
Havana | IL | 891 | Boiler 3 | 7337411 | 8279913 | 43133614 | FALSE |  | 119 | 75 | 20 | 1.1167e-07 | Bin | 0.00090711 | Bin | 0.00020182 | Bin | 0.00032886 | Bin | 3.3e-05 | Bin | 2.55e-06 | Bin | 1.62e-07 | Bin | 3.62e-07 | Bin | 5.7e-06 | Bin | 1.71e-05 | Bin | 1.3e-05 | Bin | 9.42e-06 | Bin | 0.000346 | Bin | 2.0209e-06 | Bin
Havana | IL | 891 | Boiler 4 | 7337411 | 8279913 | 43133614 | FALSE |  | 119 | 75 | 20 | 1.1167e-07 | Bin | 0.00090711 | Bin | 0.00020182 | Bin | 0.00032886 | Bin | 3.3e-05 | Bin | 2.55e-06 | Bin | 1.62e-07 | Bin | 3.62e-07 | Bin | 5.7e-06 | Bin | 1.71e-05 | Bin | 1.3e-05 | Bin | 9.42e-06 | Bin | 0.000346 | Bin | 2.0209e-06 | Bin
Havana | IL | 891 | Boiler 5 | 7337411 | 8279913 | 43133614 | FALSE |  | 119 | 75 | 20 | 1.1167e-07 | Bin | 0.00090711 | Bin | 0.00020182 | Bin | 0.00032886 | Bin | 3.3e-05 | Bin | 2.55e-06 | Bin | 1.62e-07 | Bin | 3.62e-07 | Bin | 5.7e-06 | Bin | 1.71e-05 | Bin | 1.3e-05 | Bin | 9.42e-06 | Bin | 0.000346 | Bin | 2.0209e-06 | Bin
Havana | IL | 891 | Boiler 6 | 7337411 | 8279913 | 43133614 | FALSE |  | 119 | 75 | 20 | 1.1167e-07 | Bin | 0.00090711 | Bin | 0.00020182 | Bin | 0.00032886 | Bin | 3.3e-05 | Bin | 2.55e-06 | Bin | 1.62e-07 | Bin | 3.62e-07 | Bin | 5.7e-06 | Bin | 1.71e-05 | Bin | 1.3e-05 | Bin | 9.42e-06 | Bin | 0.000346 | Bin | 2.0209e-06 | Bin
Havana | IL | 891 | Boiler 7 | 7337411 | 8279913 | 43133614 | FALSE |  | 119 | 75 | 20 | 1.1167e-07 | Bin | 0.00090711 | Bin | 0.00020182 | Bin | 0.00032886 | Bin | 3.3e-05 | Bin | 2.55e-06 | Bin | 1.62e-07 | Bin | 3.62e-07 | Bin | 5.7e-06 | Bin | 1.71e-05 | Bin | 1.3e-05 | Bin | 9.42e-06 | Bin | 0.000346 | Bin | 2.0209e-06 | Bin
Havana | IL | 891 | Boiler 8 | 7337411 | 8279913 | 43133614 | FALSE |  | 119 | 75 | 20 | 1.1167e-07 | Bin | 0.00090711 | Bin | 0.00020182 | Bin | 0.00032886 | Bin | 3.3e-05 | Bin | 2.55e-06 | Bin | 1.62e-07 | Bin | 3.62e-07 | Bin | 5.7e-06 | Bin | 1.71e-05 | Bin | 1.3e-05 | Bin | 9.42e-06 | Bin | 0.000346 | Bin | 2.0209e-06 | Bin
Havana | IL | 891 | Boiler 9 | 7337411 | 8279713 | 43133814 | FALSE |  | 111 | 65 | 15 | 1.5967e-07 | Unit | 0.00088546 | Bin | 0.0010188 | Bin | 0.00011268 | Bin | 3.7518e-08 | Unit | 1.8829e-07 | Unit | 3.2786e-08 | Unit | 3.2814e-08 | Unit | 3.2238e-07 | Unit | 4.8202e-08 | Unit | 1.5555e-07 | Unit | 3.884e-07 | Unit | 3.1316e-07 | Unit | 6.3014e-07 | Unit
Hennepin Power Station | IL | 892 | Unit 1 | 4685311 | 27779113 | 42967714 | FALSE |  | 111 | 65 | 15 | 1.6167e-07 | Unit | 0.00088546 | Bin | 0.0010188 | Bin | 0.00011268 | Bin | 3.9839e-07 | Unit | 5.0034e-07 | Unit | 5.1564e-08 | Unit | 1.3227e-07 | Unit | 2.2455e-06 | Unit | 2.5853e-07 | Unit | 2.8625e-06 | Unit | 1.7003e-06 | Unit | 2.1366e-06 | Unit | 1.4935e-06 | Unit
Hennepin Power Station | IL | 892 | Unit 2 | 4685311 | 27779013 | 42967914 | FALSE |  | 111 | 65 | 15 | 1.6167e-07 | Unit | 0.00088546 | Bin | 0.0010188 | Bin | 0.00011268 | Bin | 3.9839e-07 | Unit | 5.0034e-07 | Unit | 5.1564e-08 | Unit | 1.3227e-07 | Unit | 2.2455e-06 | Unit | 2.5853e-07 | Unit | 2.8625e-06 | Unit | 1.7003e-06 | Unit | 2.1366e-06 | Unit | 1.4935e-06 | Unit
Vermilion |  | 897 | Unit 1 | 8074211 | 4908113 | 44089814 | FALSE |  | 111 | 65 | 15 | 3.97e-07 | Unit | 0.00064118 | Unit | 0.00057567 | Unit | 0.00011268 | Bin | 1.0626e-06 | Unit | 2.3813e-06 | Unit | 1.1169e-07 | Unit | 3.1872e-07 | Unit | 4.2368e-06 | Unit | 1.025e-06 | Unit | 5.7378e-06 | Unit | 8.7827e-06 | Unit | 6.2209e-06 | Unit | 1.291e-05 | Unit
Vermilion |  | 897 | Unit 2 | 8074211 | 4908013 | 44090014 | FALSE |  | 111 | 65 | 15 | 3.97e-07 | Unit | 0.00064118 | Unit | 0.00057567 | Unit | 0.00011268 | Bin | 1.0626e-06 | Unit | 2.3813e-06 | Unit | 1.1169e-07 | Unit | 3.1872e-07 | Unit | 4.2368e-06 | Unit | 1.025e-06 | Unit | 5.7378e-06 | Unit | 8.7827e-06 | Unit | 6.2209e-06 | Unit | 1.291e-05 | Unit
Wood River | IL | 898 | Unit 4 | 7791011 | 2330413 | 43238214 | FALSE |  | 113 | 70 | 16 | 3.2785e-06 | Bin | 0.0031989 | Bin | 0.0010123 | Bin | 0.0015232 | Bin | 1.45e-06 | Bin | 1.25e-05 | Bin | 4.16e-07 | Bin | 3.81e-07 | Bin | 4.89e-05 | Bin | 1.58e-06 | Bin | 6.61e-06 | Bin | 1.01e-05 | Bin | 2.74e-05 | Bin | 3.69e-05 | Bin
Wood River | IL | 898 | Unit 5 | 7791011 | 2330613 | 43237814 | FALSE |  | 113 | 65 | 15 | 1.2955e-06 | Bin | 0.00088546 | Bin | 0.0010188 | Bin | 0.00011268 | Bin | 1.45e-06 | Bin | 1.25e-05 | Bin | 4.16e-07 | Bin | 3.81e-07 | Bin | 4.89e-05 | Bin | 1.58e-06 | Bin | 6.61e-06 | Bin | 1.01e-05 | Bin | 2.74e-05 | Bin | 3.69e-05 | Bin
Dallman | IL | 963 | 31 | 7377311 | 10532913 | 43972314 | FALSE |  | 102 | 54 | 1 | 1.2522e-06 | Bin | 0.01259 | Unit | 0.056089 | Unit | 0.00020967 | Unit | 4.22e-07 | Bin | 2.52e-06 | Bin | 1.18e-07 | Bin | 2.2e-07 | Bin | 4.75e-06 | Bin | 5.1e-07 | Bin | 2.25e-06 | Bin | 1.01e-05 | Bin | 2.74e-05 | Bin | 9.24e-06 | Bin
Dallman | IL | 963 | 32 | 7377311 | 10533113 | 43972114 | FALSE |  | 102 | 54 | 1 | 1.2522e-06 | Bin | 0.01259 | Unit | 0.056089 | Unit | 0.00020967 | Unit | 4.22e-07 | Bin | 2.52e-06 | Bin | 1.18e-07 | Bin | 2.2e-07 | Bin | 4.75e-06 | Bin | 5.1e-07 | Bin | 2.25e-06 | Bin | 1.01e-05 | Bin | 2.74e-05 | Bin | 9.24e-06 | Bin
Dallman | IL | 963 | 33 | 7377311 | 10532813 | 43972414 | FALSE |  | 102 | 54 | 1 | 1.2522e-06 | Bin | 0.00010033 | Facility | 6.7e-05 | Facility | 0.00022133 | Facility | 4.22e-07 | Bin | 2.52e-06 | Bin | 1.18e-07 | Bin | 2.2e-07 | Bin | 4.75e-06 | Bin | 5.1e-07 | Bin | 2.25e-06 | Bin | 1.01e-05 | Bin | 2.74e-05 | Bin | 9.24e-06 | Bin
Dallman | IL | 963 | 34 | 7377311 | 91371513 | 124509414 | FALSE |  | 100 | 52 | 1 | 5.7269e-07 | Unit | 0.00010033 | Unit | 6.7e-05 | Unit | 0.00024467 | Unit | 3.6033e-07 | Unit | 3.62e-07 | Unit | 9.04e-08 | Unit | 1.071e-07 | Unit | 2.5e-06 | Unit | 5.1e-07 | Bin | 2.3e-07 | Unit | 9.82e-07 | Unit | 1.71e-06 | Unit | 1.5e-06 | Unit
Marion Generating Station | IL | 976 | 4 | 8164511 | 5925213 | 43280214 | FALSE |  | 102 | 54 | 1 | 1.2522e-06 | Bin | 0.00058261 | Bin | 0.00017965 | Bin | 0.00023147 | Bin | 4.22e-07 | Bin | 2.52e-06 | Bin | 1.18e-07 | Bin | 2.2e-07 | Bin | 4.75e-06 | Bin | 5.1e-07 | Bin | 2.25e-06 | Bin | 1.01e-05 | Bin | 2.74e-05 | Bin | 9.24e-06 | Bin
Marion Generating Station | IL | 976 | 123 | 8164511 | 60406513 | 86538814 | FALSE |  | 104 | 58 | 6 | 1.1519e-08 | Bin | 0.020798 | Unit | 9.7766e-05 | Unit | 1.38e-05 | Unit | 1.7911e-07 | Unit | 1.574e-06 | Unit | 2.6884e-07 | Unit | 4.2597e-07 | Unit | 4.9469e-06 | Unit | 1.1455e-06 | Unit | 5.3424e-06 | Unit | 2.1592e-05 | Unit | 3.6593e-06 | Unit | 6.8388e-07 | Unit
State Line | IN | 981 | 3 | 3985111 | 32591513 | 124129214 | FALSE |  | 111 | 68 | 16 | 7.7033e-06 | Unit | 0.0031989 | Bin | 0.0010123 | Bin | 0.0015232 | Bin | 1.8522e-07 | Unit | 1.0605e-06 | Unit | 1.163e-07 | Unit | 1.5496e-07 | Unit | 9.1237e-06 | Unit | 9.6301e-07 | Unit | 1.4339e-06 | Unit | 9.6881e-06 | Unit | 4.7183e-06 | Unit | 2.9696e-06 | Unit
State Line | IN | 981 | 4 | 3985111 | 32590713 | 124127514 | FALSE |  | 113 | 71 | 16 | 5.2533e-06 | Bin | 0.0031989 | Bin | 0.0010123 | Bin | 0.0015232 | Bin | 1.45e-06 | Bin | 1.25e-05 | Bin | 4.16e-07 | Bin | 3.81e-07 | Bin | 4.89e-05 | Bin | 1.58e-06 | Bin | 6.61e-06 | Bin | 1.01e-05 | Bin | 2.74e-05 | Bin | 3.69e-05 | Bin
Clifty Creek | IN | 983 | 1 | 7744211 | 1875813 | 123697414 | FALSE |  | 113 | 70 | 16 | 3.2785e-06 | Bin | 0.0031989 | Bin | 0.0010123 | Bin | 0.0015232 | Bin | 1.45e-06 | Bin | 1.25e-05 | Bin | 4.16e-07 | Bin | 3.81e-07 | Bin | 4.89e-05 | Bin | 1.58e-06 | Bin | 6.61e-06 | Bin | 1.01e-05 | Bin | 2.74e-05 | Bin | 3.69e-05 | Bin
Clifty Creek | IN | 983 | 2 | 7744211 | 1875913 | 123697614 | FALSE |  | 113 | 70 | 16 | 3.2785e-06 | Bin | 0.0031989 | Bin | 0.0010123 | Bin | 0.0015232 | Bin | 1.45e-06 | Bin | 1.25e-05 | Bin | 4.16e-07 | Bin | 3.81e-07 | Bin | 4.89e-05 | Bin | 1.58e-06 | Bin | 6.61e-06 | Bin | 1.01e-05 | Bin | 2.74e-05 | Bin | 3.69e-05 | Bin
Clifty Creek | IN | 983 | 3 | 7744211 | 1876213 | 123697814 | FALSE |  | 113 | 70 | 16 | 3.2785e-06 | Bin | 0.0031989 | Bin | 0.0010123 | Bin | 0.0015232 | Bin | 1.45e-06 | Bin | 1.25e-05 | Bin | 4.16e-07 | Bin | 3.81e-07 | Bin | 4.89e-05 | Bin | 1.58e-06 | Bin | 6.61e-06 | Bin | 1.01e-05 | Bin | 2.74e-05 | Bin | 3.69e-05 | Bin
Clifty Creek | IN | 983 | 4 | 7744211 | 1876113 | 123698014 | FALSE |  | 113 | 70 | 16 | 3.2785e-06 | Bin | 0.0031989 | Bin | 0.0010123 | Bin | 0.0015232 | Bin | 1.45e-06 | Bin | 1.25e-05 | Bin | 4.16e-07 | Bin | 3.81e-07 | Bin | 4.89e-05 | Bin | 1.58e-06 | Bin | 6.61e-06 | Bin | 1.01e-05 | Bin | 2.74e-05 | Bin | 3.69e-05 | Bin
Clifty Creek | IN | 983 | 5 | 7744211 | 1876313 | 123698214 | FALSE |  | 113 | 70 | 16 | 3.2785e-06 | Bin | 0.0031989 | Bin | 0.0010123 | Bin | 0.0015232 | Bin | 1.45e-06 | Bin | 1.25e-05 | Bin | 4.16e-07 | Bin | 3.81e-07 | Bin | 4.89e-05 | Bin | 1.58e-06 | Bin | 6.61e-06 | Bin | 1.01e-05 | Bin | 2.74e-05 | Bin | 3.69e-05 | Bin
Clifty Creek | IN | 983 | 6 | 7744211 | 1876413 | 123698414 | FALSE |  | 113 | 71 | 16 | 5.2533e-06 | Bin | 0.0031989 | Bin | 0.0010123 | Bin | 0.0015232 | Bin | 1.45e-06 | Bin | 1.25e-05 | Bin | 4.16e-07 | Bin | 3.81e-07 | Bin | 4.89e-05 | Bin | 1.58e-06 | Bin | 6.61e-06 | Bin | 1.01e-05 | Bin | 2.74e-05 | Bin | 3.69e-05 | Bin
Tanners Creek | IN | 988 | 1 | 7972611 | 2990213 | 123733414 | FALSE |  | 103 | 55 | 4 | 5.6368e-06 | Bin | 0.059473 | Bin | 0.00619 | Bin | 0.00047871 | Bin | 1.45e-06 | Bin | 1.25e-05 | Bin | 4.16e-07 | Bin | 3.81e-07 | Bin | 4.89e-05 | Bin | 1.58e-06 | Bin | 6.61e-06 | Bin | 1.01e-05 | Bin | 2.74e-05 | Bin | 3.69e-05 | Bin
Tanners Creek | IN | 988 | 2 | 7972611 | 2990313 | 123733614 | FALSE |  | 103 | 55 | 4 | 5.6368e-06 | Bin | 0.059473 | Bin | 0.00619 | Bin | 0.00047871 | Bin | 1.45e-06 | Bin | 1.25e-05 | Bin | 4.16e-07 | Bin | 3.81e-07 | Bin | 4.89e-05 | Bin | 1.58e-06 | Bin | 6.61e-06 | Bin | 1.01e-05 | Bin | 2.74e-05 | Bin | 3.69e-05 | Bin
Tanners Creek | IN | 988 | 3 | 7972611 | 2990113 | 123733814 | FALSE |  | 103 | 55 | 4 | 5.6368e-06 | Bin | 0.059473 | Bin | 0.00619 | Bin | 0.00047871 | Bin | 1.45e-06 | Bin | 1.25e-05 | Bin | 4.16e-07 | Bin | 3.81e-07 | Bin | 4.89e-05 | Bin | 1.58e-06 | Bin | 6.61e-06 | Bin | 1.01e-05 | Bin | 2.74e-05 | Bin | 3.69e-05 | Bin
Tanners Creek | IN | 988 | 4 | 7972611 | 2990013 | 123734014 | FALSE |  | 113 | 70 | 16 | 6.7625e-07 | Unit | 0.017865 | Unit | 0.0038116 | Unit | 0.00019333 | Unit | 9.596e-07 | Unit | 1.6384e-06 | Unit | 2.4123e-07 | Unit | 2.399e-07 | Unit | 3.137e-06 | Unit | 4.1581e-07 | Unit | 1.4723e-06 | Unit | 2.3583e-06 | Unit | 4.4253e-06 | Unit | 1.4473e-05 | Unit
Harding Street | IN | 990 | 09 | 7255211 | 91188413 | 123966314 | FALSE |  | 117 | 73 | 19 | 8.8233e-08 | Unit | 9.5896e-05 | Unit | 9.8308e-05 | Unit | 1.9226e-05 | Unit | 2.1226e-08 | Unit | 2.1801e-07 | Unit | 1.6033e-08 | Unit | 7.9957e-08 | Unit | 4.831e-07 | Unit | 8.0152e-08 | Unit | 4.2701e-06 | Unit | 8.3983e-07 | Unit | 7.8153e-07 | Unit | 1.8038e-07 | Unit
Harding Street | IN | 990 | 10 | 7255211 | 91188513 | 123966414 | FALSE |  | 117 | 73 | 19 | 2.8971e-07 | Unit | 0.00011276 | Unit | 0.00011553 | Unit | 2.5264e-05 | Unit | 9.8104e-08 | Unit | 1.1138e-06 | Unit | 3.4656e-08 | Unit | 6.0577e-07 | Unit | 2.5613e-06 | Unit | 9.5372e-06 | Unit | 5.721e-06 | Unit | 4.0608e-06 | Unit | 2.8318e-06 | Unit | 4.7288e-07 | Unit
Harding Street | IN | 990 | 50 | 7255211 | 91188613 | 123966614 | FALSE |  | 103 | 55 | 4 | 3.8034e-06 | Facility | 0.059473 | Bin | 0.00619 | Bin | 0.00047871 | Bin | 9.907e-07 | Facility | 1.3843e-05 | Facility | 6.569e-07 | Facility | 3.6936e-07 | Facility | 2.8131e-06 | Facility | 1.231e-06 | Facility | 6.9041e-06 | Facility | 2.4559e-06 | Facility | 6.3473e-06 | Facility | 0.00011793 | Facility
Harding Street | IN | 990 | 60 | 7255211 | 91188713 | 123966814 | FALSE |  | 103 | 55 | 4 | 3.8034e-06 | Unit | 0.059473 | Bin | 0.00619 | Bin | 0.00047871 | Bin | 9.907e-07 | Unit | 1.3843e-05 | Unit | 6.569e-07 | Unit | 3.6936e-07 | Unit | 2.8131e-06 | Unit | 1.231e-06 | Unit | 6.9041e-06 | Unit | 2.4559e-06 | Unit | 6.3473e-06 | Unit | 0.00011793 | Unit
Harding Street | IN | 990 | 70 | 7255211 | 91188813 | 123966914 | FALSE |  | 102 | 54 | 1 | 9.886e-07 | Unit | 0.00091 | Unit | 0.00011806 | Unit | 0.00023147 | Bin | 2.9696e-06 | Unit | 3.7129e-07 | Unit | 7.3382e-08 | Unit | 5.3287e-08 | Unit | 2.3481e-06 | Unit | 1.5394e-06 | Unit | 2.0534e-06 | Unit | 4.7282e-06 | Unit | 2.7359e-05 | Unit | 1.5109e-06 | Unit
Eagle Valley | IN | 991 | 1 | 8225111 | 4234513 | 41205014 | FALSE |  | 117 | 73 | 19 | 1.362e-07 | Unit | 9.3457e-05 | Unit | 9.5868e-05 | Unit | 2.584e-05 | Unit | 1.1476e-07 | Unit | 1.1028e-06 | Unit | 4.3643e-08 | Unit | 5.5408e-08 | Unit | 9.9028e-07 | Unit | 1.71e-05 | Bin | 7.1964e-06 | Unit | 1.4861e-06 | Unit | 1.1888e-06 | Unit | 6.2094e-07 | Unit
Eagle Valley | IN | 991 | 2 | 8225111 | 4234313 | 41205314 | FALSE |  | 117 | 73 | 19 | 1.362e-07 | Unit | 9.3457e-05 | Unit | 9.5868e-05 | Unit | 2.584e-05 | Unit | 1.1476e-07 | Unit | 1.1028e-06 | Unit | 4.3643e-08 | Unit | 5.5408e-08 | Unit | 9.9028e-07 | Unit | 1.71e-05 | Bin | 7.1964e-06 | Unit | 1.4861e-06 | Unit | 1.1888e-06 | Unit | 6.2094e-07 | Unit
Eagle Valley | IN | 991 | 3 | 8225111 | 4234713 | 123795114 | FALSE |  | 103 | 55 | 4 | 3.8125e-06 | Facility | 0.059473 | Bin | 0.00619 | Bin | 0.00047871 | Bin | 7.5335e-07 | Facility | 7.9463e-06 | Facility | 2.1632e-07 | Facility | 1.0768e-07 | Facility | 2.1341e-06 | Facility | 1.58e-06 | Bin | 7.2803e-06 | Facility | 1.1776e-06 | Facility | 3.1103e-06 | Facility | 8.7091e-05 | Facility
Eagle Valley | IN | 991 | 4 | 8225111 | 4235113 | 123795314 | FALSE |  | 103 | 55 | 4 | 3.8125e-06 | Facility | 0.059473 | Bin | 0.00619 | Bin | 0.00047871 | Bin | 7.5335e-07 | Facility | 7.9463e-06 | Facility | 2.1632e-07 | Facility | 1.0768e-07 | Facility | 2.1341e-06 | Facility | 1.58e-06 | Bin | 7.2803e-06 | Facility | 1.1776e-06 | Facility | 3.1103e-06 | Facility | 8.7091e-05 | Facility
Eagle Valley | IN | 991 | 5 | 8225111 | 4234613 | 123795514 | FALSE |  | 103 | 55 | 4 | 3.8125e-06 | Facility | 0.059473 | Bin | 0.00619 | Bin | 0.00047871 | Bin | 7.5335e-07 | Facility | 7.9463e-06 | Facility | 2.1632e-07 | Facility | 1.0768e-07 | Facility | 2.1341e-06 | Facility | 1.58e-06 | Bin | 7.2803e-06 | Facility | 1.1776e-06 | Facility | 3.1103e-06 | Facility | 8.7091e-05 | Facility
Eagle Valley | IN | 991 | 6 | 8225111 | 4235013 | 123795714 | FALSE |  | 103 | 55 | 4 | 3.8125e-06 | Unit | 0.059473 | Bin | 0.00619 | Bin | 0.00047871 | Bin | 7.5335e-07 | Unit | 7.9463e-06 | Unit | 2.1632e-07 | Unit | 1.0768e-07 | Unit | 2.1341e-06 | Unit | 1.58e-06 | Bin | 7.2803e-06 | Unit | 1.1776e-06 | Unit | 3.1103e-06 | Unit | 8.7091e-05 | Unit
AES Petersburg | IN | 994 | 1 | 7362411 | 10579213 | 123746014 | FALSE |  | 102 | 54 | 1 | 1.2522e-06 | Bin | 0.00017578 | Unit | 0.00016914 | Unit | 2.9085e-05 | Unit | 4.22e-07 | Bin | 2.52e-06 | Bin | 1.18e-07 | Bin | 2.2e-07 | Bin | 4.75e-06 | Bin | 5.1e-07 | Bin | 2.25e-06 | Bin | 1.01e-05 | Bin | 2.74e-05 | Bin | 9.24e-06 | Bin
AES Petersburg | IN | 994 | 2 | 7362411 | 10578813 | 123746314 | FALSE |  | 102 | 54 | 1 | 1.2522e-06 | Bin | 0.00016245 | Unit | 0.00011555 | Unit | 2.1131e-05 | Unit | 4.22e-07 | Bin | 2.52e-06 | Bin | 1.18e-07 | Bin | 2.2e-07 | Bin | 4.75e-06 | Bin | 5.1e-07 | Bin | 2.25e-06 | Bin | 1.01e-05 | Bin | 2.74e-05 | Bin | 9.24e-06 | Bin
AES Petersburg | IN | 994 | 3 | 7362411 | 10579113 | 123746614 | FALSE |  | 102 | 54 | 1 | 1.2522e-06 | Bin | 0.00016911 | Facility | 0.00014235 | Facility | 2.5108e-05 | Facility | 4.22e-07 | Bin | 2.52e-06 | Bin | 1.18e-07 | Bin | 2.2e-07 | Bin | 4.75e-06 | Bin | 5.1e-07 | Bin | 2.25e-06 | Bin | 1.01e-05 | Bin | 2.74e-05 | Bin | 9.24e-06 | Bin
AES Petersburg | IN | 994 | 4 | 7362411 | 10578713 | 123746814 | FALSE |  | 102 | 54 | 1 | 1.2522e-06 | Bin | 0.00016911 | Facility | 0.00014235 | Facility | 2.5108e-05 | Facility | 4.22e-07 | Bin | 2.52e-06 | Bin | 1.18e-07 | Bin | 2.2e-07 | Bin | 4.75e-06 | Bin | 5.1e-07 | Bin | 2.25e-06 | Bin | 1.01e-05 | Bin | 2.74e-05 | Bin | 9.24e-06 | Bin
Bailly | IN | 995 | 7 | 7376611 | 10538613 | 123747714 | FALSE |  | 102 | 54 | 1 | 1.2522e-06 | Bin | 0.0005752 | Unit | 0.00011799 | Unit | 3.7367e-05 | Unit | 4.22e-07 | Bin | 2.52e-06 | Bin | 1.18e-07 | Bin | 2.2e-07 | Bin | 4.75e-06 | Bin | 5.1e-07 | Bin | 2.25e-06 | Bin | 1.01e-05 | Bin | 2.74e-05 | Bin | 9.24e-06 | Bin
Bailly | IN | 995 | 8 | 7376611 | 10538513 | 123747914 | FALSE |  | 102 | 54 | 1 | 1.2522e-06 | Bin | 0.0005752 | Unit | 0.00011799 | Unit | 3.7367e-05 | Unit | 4.22e-07 | Bin | 2.52e-06 | Bin | 1.18e-07 | Bin | 2.2e-07 | Bin | 4.75e-06 | Bin | 5.1e-07 | Bin | 2.25e-06 | Bin | 1.01e-05 | Bin | 2.74e-05 | Bin | 9.24e-06 | Bin
Michigan City | IN | 997 | 12 | 8011511 | 4010013 | 123933614 | FALSE |  | 113 | 70 | 16 | 3.7367e-06 | Unit | 0.0031989 | Bin | 0.0010123 | Bin | 0.0015232 | Bin | 2.1556e-06 | Unit | 2.3796e-05 | Unit | 8.8828e-07 | Unit | 2.1335e-07 | Unit | 2.2012e-05 | Unit | 3.302e-06 | Unit | 9.9384e-06 | Unit | 2.1857e-05 | Unit | 2.0725e-05 | Unit | 2.3767e-05 | Unit
Cayuga | IN | 1001 | 1 | 7248511 | 7458513 | 123723314 | FALSE |  | 102 | 54 | 1 | 1.2522e-06 | Bin | 0.00058261 | Bin | 0.00017965 | Bin | 0.00023147 | Bin | 4.22e-07 | Bin | 2.52e-06 | Bin | 1.18e-07 | Bin | 2.2e-07 | Bin | 4.75e-06 | Bin | 5.1e-07 | Bin | 2.25e-06 | Bin | 1.01e-05 | Bin | 2.74e-05 | Bin | 9.24e-06 | Bin
Cayuga | IN | 1001 | 2 | 7248511 | 7458613 | 123723514 | FALSE |  | 102 | 54 | 1 | 1.2522e-06 | Bin | 0.00058261 | Bin | 0.00017965 | Bin | 0.00023147 | Bin | 4.22e-07 | Bin | 2.52e-06 | Bin | 1.18e-07 | Bin | 2.2e-07 | Bin | 4.75e-06 | Bin | 5.1e-07 | Bin | 2.25e-06 | Bin | 1.01e-05 | Bin | 2.74e-05 | Bin | 9.24e-06 | Bin
Edwardsport | IN | 1004 | 6-1 | 4478911 | 28309513 | 123761914 | FALSE |  | 117 | 73 | 19 | 1.1409e-07 | Bin | 0.00036881 | Bin | 0.00011017 | Bin | 2.2095e-05 | Bin | 3.3e-05 | Bin | 2.55e-06 | Bin | 1.62e-07 | Bin | 3.62e-07 | Bin | 5.7e-06 | Bin | 1.71e-05 | Bin | 1.3e-05 | Bin | 9.42e-06 | Bin | 0.000346 | Bin | 2.0209e-06 | Bin
Edwardsport | IN | 1004 | 7-1 | 4478911 | 28309713 | 123762014 | FALSE |  | 103 | 56 | 4 | 1.1049e-05 | Bin | 0.059473 | Bin | 0.00619 | Bin | 0.00047871 | Bin | 1.45e-06 | Bin | 1.25e-05 | Bin | 4.16e-07 | Bin | 3.81e-07 | Bin | 4.89e-05 | Bin | 1.58e-06 | Bin | 6.61e-06 | Bin | 1.01e-05 | Bin | 2.74e-05 | Bin | 3.69e-05 | Bin
Edwardsport | IN | 1004 | 7-2 | 4478911 | 28309813 | 123762214 | FALSE |  | 103 | 56 | 4 | 1.1049e-05 | Bin | 0.059473 | Bin | 0.00619 | Bin | 0.00047871 | Bin | 1.45e-06 | Bin | 1.25e-05 | Bin | 4.16e-07 | Bin | 3.81e-07 | Bin | 4.89e-05 | Bin | 1.58e-06 | Bin | 6.61e-06 | Bin | 1.01e-05 | Bin | 2.74e-05 | Bin | 3.69e-05 | Bin
Edwardsport | IN | 1004 | 8-1 | 4478911 | 28309613 | 123762414 | FALSE |  | 103 | 56 | 4 | 1.1049e-05 | Bin | 0.059473 | Bin | 0.00619 | Bin | 0.00047871 | Bin | 1.45e-06 | Bin | 1.25e-05 | Bin | 4.16e-07 | Bin | 3.81e-07 | Bin | 4.89e-05 | Bin | 1.58e-06 | Bin | 6.61e-06 | Bin | 1.01e-05 | Bin | 2.74e-05 | Bin | 3.69e-05 | Bin
R. Gallagher | IN | 1008 | 1 | 7742411 | 1881713 | 123788914 | FALSE |  | 101 | 53 | 4 | 4.3664e-08 | Bin | 0.059473 | Bin | 0.00619 | Bin | 0.00047871 | Bin | 4.22e-07 | Bin | 9.72e-07 | Bin | 1.18e-07 | Bin | 2.2e-07 | Bin | 4.89e-05 | Bin | 1.58e-06 | Bin | 2.25e-06 | Bin | 1.01e-05 | Bin | 2.74e-05 | Bin | 3.69e-05 | Bin
R. Gallagher | IN | 1008 | 2 | 7742411 | 1881913 | 123789114 | FALSE |  | 101 | 53 | 4 | 4.3664e-08 | Bin | 0.059473 | Bin | 0.00619 | Bin | 0.00047871 | Bin | 4.22e-07 | Bin | 9.72e-07 | Bin | 1.18e-07 | Bin | 2.2e-07 | Bin | 4.89e-05 | Bin | 1.58e-06 | Bin | 2.25e-06 | Bin | 1.01e-05 | Bin | 2.74e-05 | Bin | 3.69e-05 | Bin
R. Gallagher | IN | 1008 | 3 | 7742411 | 1881813 | 123789314 | FALSE |  | 101 | 53 | 4 | 4.3664e-08 | Bin | 0.059473 | Bin | 0.00619 | Bin | 0.00047871 | Bin | 4.22e-07 | Bin | 9.72e-07 | Bin | 1.18e-07 | Bin | 2.2e-07 | Bin | 4.89e-05 | Bin | 1.58e-06 | Bin | 2.25e-06 | Bin | 1.01e-05 | Bin | 2.74e-05 | Bin | 3.69e-05 | Bin
R. Gallagher | IN | 1008 | 4 | 7742411 | 1881613 | 123789514 | FALSE |  | 101 | 53 | 4 | 4.3664e-08 | Bin | 0.059473 | Bin | 0.00619 | Bin | 0.00047871 | Bin | 4.22e-07 | Bin | 9.72e-07 | Bin | 1.18e-07 | Bin | 2.2e-07 | Bin | 4.89e-05 | Bin | 1.58e-06 | Bin | 2.25e-06 | Bin | 1.01e-05 | Bin | 2.74e-05 | Bin | 3.69e-05 | Bin
Wabash River | IN | 1010 | 2 | 4147311 | 33172913 | 123936214 | FALSE |  | 103 | 55 | 4 | 6.3756e-06 | Facility | 0.012675 | Facility | 0.0046267 | Facility | 2.24e-05 | Facility | 1.7287e-06 | Facility | 3.213e-05 | Facility | 1.2515e-06 | Facility | 1.8678e-07 | Facility | 1.0966e-05 | Facility | 2.8308e-06 | Facility | 9.3568e-06 | Facility | 3.078e-05 | Facility | 1.1871e-05 | Facility | 8.4462e-05 | Facility
Wabash River | IN | 1010 | 3 | 4147311 | 33173313 | 123936414 | FALSE |  | 103 | 55 | 4 | 6.3756e-06 | Facility | 0.012675 | Facility | 0.0046267 | Facility | 2.24e-05 | Facility | 1.7287e-06 | Facility | 3.213e-05 | Facility | 1.2515e-06 | Facility | 1.8678e-07 | Facility | 1.0966e-05 | Facility | 2.8308e-06 | Facility | 9.3568e-06 | Facility | 3.078e-05 | Facility | 1.1871e-05 | Facility | 8.4462e-05 | Facility
Wabash River | IN | 1010 | 4 | 4147311 | 33172613 | 123936614 | FALSE |  | 103 | 55 | 4 | 6.3756e-06 | Unit | 0.012675 | Unit | 0.0046267 | Unit | 2.24e-05 | Unit | 1.7287e-06 | Unit | 3.213e-05 | Unit | 1.2515e-06 | Unit | 1.8678e-07 | Unit | 1.0966e-05 | Unit | 2.8308e-06 | Unit | 9.3568e-06 | Unit | 3.078e-05 | Unit | 1.1871e-05 | Unit | 8.4462e-05 | Unit
Wabash River | IN | 1010 | 5 | 4147311 | 33172413 | 123936814 | FALSE |  | 103 | 55 | 4 | 6.3756e-06 | Facility | 0.012675 | Facility | 0.0046267 | Facility | 2.24e-05 | Facility | 1.7287e-06 | Facility | 3.213e-05 | Facility | 1.2515e-06 | Facility | 1.8678e-07 | Facility | 1.0966e-05 | Facility | 2.8308e-06 | Facility | 9.3568e-06 | Facility | 3.078e-05 | Facility | 1.1871e-05 | Facility | 8.4462e-05 | Facility
Wabash River | IN | 1010 | 6 | 4147311 | 33173213 | 123937014 | FALSE |  | 103 | 55 | 4 | 6.3756e-06 | Unit | 0.012675 | Unit | 0.0046267 | Unit | 2.24e-05 | Unit | 1.7287e-06 | Unit | 3.213e-05 | Unit | 1.2515e-06 | Unit | 1.8678e-07 | Unit | 1.0966e-05 | Unit | 2.8308e-06 | Unit | 9.3568e-06 | Unit | 3.078e-05 | Unit | 1.1871e-05 | Unit | 8.4462e-05 | Unit
Wabash River | IN | 1010 | PG7221FA | 4147311 | 33172113 | 40357314 | FALSE |  | 116 | 72 | 18 | 4.0167e-07 | Unit | 0.00028367 | Unit | 0.00017067 | Unit | 3.2067e-05 | Unit | 5.265e-08 | Unit | 3.72e-07 | Unit | 6.03e-09 | Unit | 3.3857e-08 | Unit | 1.78e-06 | Unit | 1.8007e-07 | Unit | 2.3467e-07 | Unit | 1.5267e-06 | Unit | 1.42e-06 | Unit | 1.46e-05 | Unit
F. B. Culley | IN | 1012 | 2 | 8183011 | 5840013 | 123726014 | FALSE |  | 100 | 52 | 1 | 8.0304e-07 | Bin | 0.10233 | Unit | 0.068221 | Unit | 0.00026133 | Unit | 4.22e-07 | Bin | 9.72e-07 | Bin | 1.18e-07 | Bin | 2.2e-07 | Bin | 4.75e-06 | Bin | 5.1e-07 | Bin | 2.25e-06 | Bin | 1.01e-05 | Bin | 2.74e-05 | Bin | 9.24e-06 | Bin
F. B. Culley | IN | 1012 | 3 | 8183011 | 5839913 | 123726214 | FALSE |  | 100 | 52 | 1 | 8.0304e-07 | Bin | 0.10233 | Unit | 0.068221 | Unit | 0.00026133 | Unit | 4.22e-07 | Bin | 9.72e-07 | Bin | 1.18e-07 | Bin | 2.2e-07 | Bin | 4.75e-06 | Bin | 5.1e-07 | Bin | 2.25e-06 | Bin | 1.01e-05 | Bin | 2.74e-05 | Bin | 9.24e-06 | Bin
Whitewater Valley | IN | 1040 | 1 | 5506011 | 27516313 | 123864014 | FALSE |  | 101 | 53 | 4 | 4.3664e-08 | Bin | 0.0072622 | Facility | 0.0046959 | Facility | 2.6233e-05 | Facility | 4.22e-07 | Bin | 9.72e-07 | Bin | 1.18e-07 | Bin | 2.2e-07 | Bin | 4.89e-05 | Bin | 1.58e-06 | Bin | 2.25e-06 | Bin | 1.01e-05 | Bin | 2.74e-05 | Bin | 3.69e-05 | Bin
Whitewater Valley | IN | 1040 | 2 | 5506011 | 27516713 | 123864214 | FALSE |  | 101 | 53 | 4 | 4.3664e-08 | Bin | 0.0072622 | Unit | 0.0046959 | Unit | 2.6233e-05 | Unit | 4.22e-07 | Bin | 9.72e-07 | Bin | 1.18e-07 | Bin | 2.2e-07 | Bin | 4.89e-05 | Bin | 1.58e-06 | Bin | 2.25e-06 | Bin | 1.01e-05 | Bin | 2.74e-05 | Bin | 3.69e-05 | Bin
Frank E. Ratts | IN | 1043 | 1SG1 | 4672011 | 28364613 | 123704914 | FALSE |  | 103 | 55 | 4 | 5.6368e-06 | Bin | 0.059473 | Bin | 0.00619 | Bin | 0.00047871 | Bin | 1.45e-06 | Bin | 1.25e-05 | Bin | 4.16e-07 | Bin | 3.81e-07 | Bin | 4.89e-05 | Bin | 1.58e-06 | Bin | 6.61e-06 | Bin | 1.01e-05 | Bin | 2.74e-05 | Bin | 3.69e-05 | Bin
Frank E. Ratts | IN | 1043 | 2SG1 | 4672011 | 28364513 | 123705214 | FALSE |  | 103 | 55 | 4 | 5.6368e-06 | Bin | 0.059473 | Bin | 0.00619 | Bin | 0.00047871 | Bin | 1.45e-06 | Bin | 1.25e-05 | Bin | 4.16e-07 | Bin | 3.81e-07 | Bin | 4.89e-05 | Bin | 1.58e-06 | Bin | 6.61e-06 | Bin | 1.01e-05 | Bin | 2.74e-05 | Bin | 3.69e-05 | Bin
Dubuque | IA | 1046 | 1 | 5335511 | 26892613 | 93568514 | FALSE |  | 113 | 70 | 16 | 3.2785e-06 | Bin | 0.0031989 | Bin | 0.0010123 | Bin | 0.0015232 | Bin | 1.45e-06 | Bin | 1.25e-05 | Bin | 4.16e-07 | Bin | 3.81e-07 | Bin | 4.89e-05 | Bin | 1.58e-06 | Bin | 6.61e-06 | Bin | 1.01e-05 | Bin | 2.74e-05 | Bin | 3.69e-05 | Bin
Dubuque | IA | 1046 | 5 | 5335511 | 26892713 | 93568614 | FALSE |  | 113 | 70 | 16 | 3.2785e-06 | Bin | 0.0031989 | Bin | 0.0010123 | Bin | 0.0015232 | Bin | 1.45e-06 | Bin | 1.25e-05 | Bin | 4.16e-07 | Bin | 3.81e-07 | Bin | 4.89e-05 | Bin | 1.58e-06 | Bin | 6.61e-06 | Bin | 1.01e-05 | Bin | 2.74e-05 | Bin | 3.69e-05 | Bin
Lansing | IA | 1047 | 3 | 5509311 | 27501613 | 42263814 | FALSE |  | 113 | 70 | 16 | 3.2785e-06 | Bin | 0.0031989 | Bin | 0.0010123 | Bin | 0.0015232 | Bin | 1.45e-06 | Bin | 1.25e-05 | Bin | 4.16e-07 | Bin | 3.81e-07 | Bin | 4.89e-05 | Bin | 1.58e-06 | Bin | 6.61e-06 | Bin | 1.01e-05 | Bin | 2.74e-05 | Bin | 3.69e-05 | Bin
Lansing | IA | 1047 | 4 | 5509311 | 27501713 | 42263414 | FALSE |  | 113 | 71 | 16 | 5.2533e-06 | Bin | 0.0031989 | Bin | 0.0010123 | Bin | 0.0015232 | Bin | 1.45e-06 | Bin | 1.25e-05 | Bin | 4.16e-07 | Bin | 3.81e-07 | Bin | 4.89e-05 | Bin | 1.58e-06 | Bin | 6.61e-06 | Bin | 1.01e-05 | Bin | 2.74e-05 | Bin | 3.69e-05 | Bin
ML Kapp | IA | 1048 | 2 | 5509811 | 27197513 | 42269414 | FALSE |  | 113 | 70 | 16 | 3.2785e-06 | Bin | 0.0031989 | Bin | 0.0010123 | Bin | 0.0015232 | Bin | 1.45e-06 | Bin | 1.25e-05 | Bin | 4.16e-07 | Bin | 3.81e-07 | Bin | 4.89e-05 | Bin | 1.58e-06 | Bin | 6.61e-06 | Bin | 1.01e-05 | Bin | 2.74e-05 | Bin | 3.69e-05 | Bin
Sixth Street | IA | 1058 | 2 | 3940111 | 37608513 | 42479914 | FALSE |  | 113 | 70 | 16 | 3.2785e-06 | Bin | 0.0031989 | Bin | 0.0010123 | Bin | 0.0015232 | Bin | 1.45e-06 | Bin | 1.25e-05 | Bin | 4.16e-07 | Bin | 3.81e-07 | Bin | 4.89e-05 | Bin | 1.58e-06 | Bin | 6.61e-06 | Bin | 1.01e-05 | Bin | 2.74e-05 | Bin | 3.69e-05 | Bin
Sixth Street | IA | 1058 | 3 | 3940111 | 37607913 | 41783214 | FALSE |  | 113 | 70 | 16 | 3.2785e-06 | Bin | 0.0031989 | Bin | 0.0010123 | Bin | 0.0015232 | Bin | 1.45e-06 | Bin | 1.25e-05 | Bin | 4.16e-07 | Bin | 3.81e-07 | Bin | 4.89e-05 | Bin | 1.58e-06 | Bin | 6.61e-06 | Bin | 1.01e-05 | Bin | 2.74e-05 | Bin | 3.69e-05 | Bin
Sixth Street | IA | 1058 | 4 | 3940111 | 37607713 | 41784014 | FALSE |  | 113 | 70 | 16 | 3.2785e-06 | Bin | 0.0031989 | Bin | 0.0010123 | Bin | 0.0015232 | Bin | 1.45e-06 | Bin | 1.25e-05 | Bin | 4.16e-07 | Bin | 3.81e-07 | Bin | 4.89e-05 | Bin | 1.58e-06 | Bin | 6.61e-06 | Bin | 1.01e-05 | Bin | 2.74e-05 | Bin | 3.69e-05 | Bin
Sixth Street | IA | 1058 | 5 | 3940111 | 37607413 | 41784514 | FALSE |  | 113 | 70 | 16 | 3.2785e-06 | Bin | 0.0031989 | Bin | 0.0010123 | Bin | 0.0015232 | Bin | 1.45e-06 | Bin | 1.25e-05 | Bin | 4.16e-07 | Bin | 3.81e-07 | Bin | 4.89e-05 | Bin | 1.58e-06 | Bin | 6.61e-06 | Bin | 1.01e-05 | Bin | 2.74e-05 | Bin | 3.69e-05 | Bin
Prairie Creek | IA | 1073 | 3 | 3940211 | 37605913 | 42363114 | FALSE |  | 113 | 70 | 16 | 3.2785e-06 | Bin | 0.0031989 | Bin | 0.0010123 | Bin | 0.0015232 | Bin | 1.45e-06 | Bin | 1.25e-05 | Bin | 4.16e-07 | Bin | 3.81e-07 | Bin | 4.89e-05 | Bin | 1.58e-06 | Bin | 6.61e-06 | Bin | 1.01e-05 | Bin | 2.74e-05 | Bin | 3.69e-05 | Bin
Prairie Creek | IA | 1073 | 4 | 3940211 | 37606013 | 42362814 | FALSE |  | 113 | 70 | 16 | 3.2785e-06 | Bin | 0.0031989 | Bin | 0.0010123 | Bin | 0.0015232 | Bin | 1.45e-06 | Bin | 1.25e-05 | Bin | 4.16e-07 | Bin | 3.81e-07 | Bin | 4.89e-05 | Bin | 1.58e-06 | Bin | 6.61e-06 | Bin | 1.01e-05 | Bin | 2.74e-05 | Bin | 3.69e-05 | Bin
Sutherland | IA | 1077 | 1 | 3779111 | 37005913 | 37890514 | FALSE |  | 113 | 70 | 16 | 3.2785e-06 | Bin | 0.0031989 | Bin | 0.0010123 | Bin | 0.0015232 | Bin | 1.45e-06 | Bin | 1.25e-05 | Bin | 4.16e-07 | Bin | 3.81e-07 | Bin | 4.89e-05 | Bin | 1.58e-06 | Bin | 6.61e-06 | Bin | 1.01e-05 | Bin | 2.74e-05 | Bin | 3.69e-05 | Bin
Sutherland | IA | 1077 | 2 | 3779111 | 37005813 | 37890714 | FALSE |  | 113 | 70 | 16 | 3.2785e-06 | Bin | 0.0031989 | Bin | 0.0010123 | Bin | 0.0015232 | Bin | 1.45e-06 | Bin | 1.25e-05 | Bin | 4.16e-07 | Bin | 3.81e-07 | Bin | 4.89e-05 | Bin | 1.58e-06 | Bin | 6.61e-06 | Bin | 1.01e-05 | Bin | 2.74e-05 | Bin | 3.69e-05 | Bin
Sutherland | IA | 1077 | 3 | 3779111 | 37005713 | 37949914 | FALSE |  | 113 | 70 | 16 | 3.2785e-06 | Bin | 0.0031989 | Bin | 0.0010123 | Bin | 0.0015232 | Bin | 1.45e-06 | Bin | 1.25e-05 | Bin | 4.16e-07 | Bin | 3.81e-07 | Bin | 4.89e-05 | Bin | 1.58e-06 | Bin | 6.61e-06 | Bin | 1.01e-05 | Bin | 2.74e-05 | Bin | 3.69e-05 | Bin
Riverside | IA | 1081 | 9 | 2995011 | 38035113 | 38209914 | FALSE |  | 113 | 70 | 16 | 3.2785e-06 | Bin | 0.0031989 | Bin | 0.0010123 | Bin | 0.0015232 | Bin | 1.45e-06 | Bin | 1.25e-05 | Bin | 4.16e-07 | Bin | 3.81e-07 | Bin | 4.89e-05 | Bin | 1.58e-06 | Bin | 6.61e-06 | Bin | 1.01e-05 | Bin | 2.74e-05 | Bin | 3.69e-05 | Bin
Walter Scott Jr. Energy Center | IA | 1082 | 1 | 2992611 | 38070513 | 37495514 | FALSE |  | 113 | 71 | 16 | 5.2533e-06 | Bin | 0.0031989 | Bin | 0.0010123 | Bin | 0.0015232 | Bin | 1.45e-06 | Bin | 1.25e-05 | Bin | 4.16e-07 | Bin | 3.81e-07 | Bin | 4.89e-05 | Bin | 1.58e-06 | Bin | 6.61e-06 | Bin | 1.01e-05 | Bin | 2.74e-05 | Bin | 3.69e-05 | Bin
Walter Scott Jr. Energy Center | IA | 1082 | 2 | 2992611 | 38070613 | 37495214 | FALSE |  | 113 | 71 | 16 | 5.2533e-06 | Bin | 0.0031989 | Bin | 0.0010123 | Bin | 0.0015232 | Bin | 1.45e-06 | Bin | 1.25e-05 | Bin | 4.16e-07 | Bin | 3.81e-07 | Bin | 4.89e-05 | Bin | 1.58e-06 | Bin | 6.61e-06 | Bin | 1.01e-05 | Bin | 2.74e-05 | Bin | 3.69e-05 | Bin
Walter Scott Jr. Energy Center | IA | 1082 | 3 | 2992611 | 38070713 | 37494714 | FALSE |  | 111 | 66 | 14 | 4.6877e-06 | Bin | 7.3724e-05 | Facility | 1.5307e-05 | Facility | 1.5134e-06 | Facility | 1.6993e-06 | Facility | 1.7911e-07 | Facility | 2.6047e-09 | Facility | 8.1778e-09 | Facility | 1.2305e-06 | Facility | 3.3751e-07 | Facility | 1.4205e-06 | Facility | 3.3751e-05 | Facility | 1.8148e-06 | Facility | 1.7083e-06 | Facility
Walter Scott Jr. Energy Center | IA | 1082 | 4 | 2992611 | 67981913 | 93795114 | FALSE |  | 111 | 65 | 14 | 2.9381e-06 | Unit | 7.3724e-05 | Unit | 1.5307e-05 | Unit | 1.5134e-06 | Unit | 1.6993e-06 | Unit | 1.7911e-07 | Unit | 2.6047e-09 | Unit | 8.1778e-09 | Unit | 1.2305e-06 | Unit | 3.3751e-07 | Unit | 1.4205e-06 | Unit | 3.3751e-05 | Unit | 1.8148e-06 | Unit | 1.7083e-06 | Unit
George Neal North | IA | 1091 | 1 | 2943411 | 38611513 | 37668614 | FALSE |  | 113 | 71 | 16 | 5.2533e-06 | Bin | 0.0031989 | Bin | 0.0010123 | Bin | 0.0015232 | Bin | 1.45e-06 | Bin | 1.25e-05 | Bin | 4.16e-07 | Bin | 3.81e-07 | Bin | 4.89e-05 | Bin | 1.58e-06 | Bin | 6.61e-06 | Bin | 1.01e-05 | Bin | 2.74e-05 | Bin | 3.69e-05 | Bin
George Neal North | IA | 1091 | 2 | 2943411 | 38611613 | 37668414 | FALSE |  | 113 | 70 | 16 | 3.2785e-06 | Bin | 0.0031989 | Bin | 0.0010123 | Bin | 0.0015232 | Bin | 1.45e-06 | Bin | 1.25e-05 | Bin | 4.16e-07 | Bin | 3.81e-07 | Bin | 4.89e-05 | Bin | 1.58e-06 | Bin | 6.61e-06 | Bin | 1.01e-05 | Bin | 2.74e-05 | Bin | 3.69e-05 | Bin
George Neal North | IA | 1091 | 3 | 2943411 | 38611713 | 37668114 | FALSE |  | 113 | 70 | 16 | 3.2785e-06 | Bin | 0.0031989 | Bin | 0.0010123 | Bin | 0.0015232 | Bin | 1.45e-06 | Bin | 1.25e-05 | Bin | 4.16e-07 | Bin | 3.81e-07 | Bin | 4.89e-05 | Bin | 1.58e-06 | Bin | 6.61e-06 | Bin | 1.01e-05 | Bin | 2.74e-05 | Bin | 3.69e-05 | Bin
Burlington | IA | 1104 | 1 | 5511811 | 27182013 | 41918614 | FALSE |  | 113 | 70 | 16 | 3.2785e-06 | Bin | 0.0031989 | Bin | 0.0010123 | Bin | 0.0015232 | Bin | 1.45e-06 | Bin | 1.25e-05 | Bin | 4.16e-07 | Bin | 3.81e-07 | Bin | 4.89e-05 | Bin | 1.58e-06 | Bin | 6.61e-06 | Bin | 1.01e-05 | Bin | 2.74e-05 | Bin | 3.69e-05 | Bin
Ames Electric Services Power Plant | IA | 1122 | Boiler 7 | 12806611 | 68177813 | 94054014 | FALSE |  | 113 | 70 | 16 | 3.2785e-06 | Bin | 0.0031989 | Bin | 0.0010123 | Bin | 0.0015232 | Bin | 1.45e-06 | Bin | 1.25e-05 | Bin | 4.16e-07 | Bin | 3.81e-07 | Bin | 4.89e-05 | Bin | 1.58e-06 | Bin | 6.61e-06 | Bin | 1.01e-05 | Bin | 2.74e-05 | Bin | 3.69e-05 | Bin
Ames Electric Services Power Plant | IA | 1122 | Boiler 8 | 12806611 | 68177713 | 94053914 | FALSE |  | 113 | 71 | 16 | 5.2533e-06 | Bin | 0.0031989 | Bin | 0.0010123 | Bin | 0.0015232 | Bin | 1.45e-06 | Bin | 1.25e-05 | Bin | 4.16e-07 | Bin | 3.81e-07 | Bin | 4.89e-05 | Bin | 1.58e-06 | Bin | 6.61e-06 | Bin | 1.01e-05 | Bin | 2.74e-05 | Bin | 3.69e-05 | Bin
Streeter Station | IA | 1131 | 7 | 12806211 | 67677813 | 93389914 | FALSE |  | 113 | 71 | 16 | 5.2533e-06 | Bin | 0.0031989 | Bin | 0.0010123 | Bin | 0.0015232 | Bin | 1.45e-06 | Bin | 1.25e-05 | Bin | 4.16e-07 | Bin | 3.81e-07 | Bin | 4.89e-05 | Bin | 1.58e-06 | Bin | 6.61e-06 | Bin | 1.01e-05 | Bin | 2.74e-05 | Bin | 3.69e-05 | Bin
Muscatine #1 | IA | 1167 | 7 | 7892811 | 2592713 | 42659614 | FALSE |  | 113 | 70 | 16 | 3.6006e-06 | Facility | 0.0031989 | Bin | 0.0010123 | Bin | 0.0015232 | Bin | 8.1332e-07 | Facility | 8.2602e-07 | Facility | 2.0185e-08 | Facility | 9.1245e-08 | Facility | 1.0327e-06 | Facility | 4.5363e-07 | Facility | 9.6746e-07 | Facility | 2.0136e-05 | Facility | 1.2492e-06 | Facility | 4.5998e-06 | Facility
Muscatine #1 | IA | 1167 | 8 | 7892811 | 2594313 | 42608414 | FALSE |  | 113 | 70 | 16 | 3.6006e-06 | Unit | 0.0031989 | Bin | 0.0010123 | Bin | 0.0015232 | Bin | 8.1332e-07 | Unit | 8.2602e-07 | Unit | 2.0185e-08 | Unit | 9.1245e-08 | Unit | 1.0327e-06 | Unit | 4.5363e-07 | Unit | 9.6746e-07 | Unit | 2.0136e-05 | Unit | 1.2492e-06 | Unit | 4.5998e-06 | Unit
Muscatine #1 | IA | 1167 | 9 | 7892811 | 2592613 | 42673414 | FALSE |  | 112 | 69 | 13 | 3.3153e-06 | Bin | 0.0021581 | Bin | 0.0030467 | Bin | 0.00010154 | Bin | 4.22e-07 | Bin | 2.52e-06 | Bin | 1.18e-07 | Bin | 2.2e-07 | Bin | 4.75e-06 | Bin | 5.1e-07 | Bin | 2.25e-06 | Bin | 1.01e-05 | Bin | 2.74e-05 | Bin | 9.24e-06 | Bin
Earl F Wisdom | IA | 1217 | 1 | 5509511 | 27280613 | 93460814 | FALSE |  | 103 | 55 | 4 | 5.6368e-06 | Bin | 0.059473 | Bin | 0.00619 | Bin | 0.00047871 | Bin | 1.45e-06 | Bin | 1.25e-05 | Bin | 4.16e-07 | Bin | 3.81e-07 | Bin | 4.89e-05 | Bin | 1.58e-06 | Bin | 6.61e-06 | Bin | 1.01e-05 | Bin | 2.74e-05 | Bin | 3.69e-05 | Bin
Fair Station | IA | 1218 | 1 | 3780911 | 67945313 | 93749214 | FALSE |  | 103 | 55 | 4 | 5.47e-06 | Facility | 0.17785 | Facility | 0.0047332 | Facility | 0.00018267 | Facility | 2.2816e-06 | Facility | 3.3506e-05 | Facility | 1.0341e-06 | Facility | 1.0346e-06 | Facility | 0.00013332 | Facility | 5.0013e-06 | Facility | 1.4066e-05 | Facility | 1.9047e-05 | Facility | 8.7666e-05 | Facility | 4.0965e-05 | Facility
Fair Station | IA | 1218 | 2 | 3780911 | 67945513 | 93749414 | FALSE |  | 103 | 55 | 4 | 5.47e-06 | Unit | 0.17785 | Unit | 0.0047332 | Unit | 0.00018267 | Unit | 2.2816e-06 | Unit | 3.3506e-05 | Unit | 1.0341e-06 | Unit | 1.0346e-06 | Unit | 0.00013332 | Unit | 5.0013e-06 | Unit | 1.4066e-05 | Unit | 1.9047e-05 | Unit | 8.7666e-05 | Unit | 4.0965e-05 | Unit
Riverton | KS | 1239 | 39 | 3878111 | 37460313 | 37598014 | FALSE |  | 113 | 70 | 16 | 3.2785e-06 | Bin | 0.0031989 | Bin | 0.0010123 | Bin | 0.0015232 | Bin | 1.45e-06 | Bin | 1.25e-05 | Bin | 4.16e-07 | Bin | 3.81e-07 | Bin | 4.89e-05 | Bin | 1.58e-06 | Bin | 6.61e-06 | Bin | 1.01e-05 | Bin | 2.74e-05 | Bin | 3.69e-05 | Bin
Riverton | KS | 1239 | 40 | 3878111 | 37460813 | 37597114 | FALSE |  | 113 | 70 | 16 | 3.2785e-06 | Bin | 0.0031989 | Bin | 0.0010123 | Bin | 0.0015232 | Bin | 1.45e-06 | Bin | 1.25e-05 | Bin | 4.16e-07 | Bin | 3.81e-07 | Bin | 4.89e-05 | Bin | 1.58e-06 | Bin | 6.61e-06 | Bin | 1.01e-05 | Bin | 2.74e-05 | Bin | 3.69e-05 | Bin
La Cygne | KS | 1241 | 1 | 5367811 | 27609713 | 37915814 | FALSE |  | 112 | 67 | 13 | 1.4708e-07 | Bin | 0.0021581 | Bin | 0.0030467 | Bin | 0.00010154 | Bin | 4.22e-07 | Bin | 2.52e-06 | Bin | 1.18e-07 | Bin | 2.2e-07 | Bin | 4.75e-06 | Bin | 5.1e-07 | Bin | 2.25e-06 | Bin | 1.01e-05 | Bin | 2.74e-05 | Bin | 9.24e-06 | Bin
La Cygne | KS | 1241 | 2 | 5367811 | 27609613 | 37916114 | FALSE |  | 113 | 70 | 16 | 5.96e-06 | Unit | 0.00073104 | Unit | 0.00079747 | Unit | 4.1067e-05 | Unit | 2.3966e-06 | Unit | 7.8785e-07 | Unit | 6.1332e-08 | Unit | 1.6523e-07 | Unit | 2.6886e-06 | Unit | 5.6997e-07 | Unit | 3.7716e-06 | Unit | 2.6078e-06 | Unit | 2.7391e-06 | Unit | 2.4568e-06 | Unit
Lawrence Energy Center | KS | 1250 | 3 | 4827111 | 28459713 | 38562314 | FALSE |  | 113 | 70 | 16 | 4.3267e-06 | Unit | 0.0031989 | Bin | 0.0009 | Unit | 0.0086667 | Unit | 3.9486e-07 | Unit | 2.5723e-07 | Unit | 1.6477e-09 | Unit | 8.7237e-08 | Unit | 1.5428e-06 | Unit | 2.4549e-07 | Unit | 4.5987e-06 | Unit | 8.8594e-06 | Unit | 2.5541e-06 | Unit | 8.096e-06 | Unit
Lawrence Energy Center | KS | 1250 | 4 | 4827111 | 28459613 | 38562514 | FALSE |  | 112 | 69 | 13 | 3.3153e-06 | Bin | 0.0021581 | Bin | 0.0030467 | Bin | 0.00010154 | Bin | 4.22e-07 | Bin | 2.52e-06 | Bin | 1.18e-07 | Bin | 2.2e-07 | Bin | 4.75e-06 | Bin | 5.1e-07 | Bin | 2.25e-06 | Bin | 1.01e-05 | Bin | 2.74e-05 | Bin | 9.24e-06 | Bin
Lawrence Energy Center | KS | 1250 | 5 | 4827111 | 28459513 | 38563014 | FALSE |  | 112 | 69 | 13 | 3.3153e-06 | Bin | 0.0021581 | Bin | 0.0030467 | Bin | 0.00010154 | Bin | 4.22e-07 | Bin | 2.52e-06 | Bin | 1.18e-07 | Bin | 2.2e-07 | Bin | 4.75e-06 | Bin | 5.1e-07 | Bin | 2.25e-06 | Bin | 1.01e-05 | Bin | 2.74e-05 | Bin | 9.24e-06 | Bin
Tecumseh Energy Center | KS | 1252 | 9 | 3823011 | 37489413 | 38755314 | FALSE |  | 113 | 70 | 16 | 3.2785e-06 | Bin | 0.0031989 | Bin | 0.0010123 | Bin | 0.0015232 | Bin | 1.45e-06 | Bin | 1.25e-05 | Bin | 4.16e-07 | Bin | 3.81e-07 | Bin | 4.89e-05 | Bin | 1.58e-06 | Bin | 6.61e-06 | Bin | 1.01e-05 | Bin | 2.74e-05 | Bin | 3.69e-05 | Bin
Tecumseh Energy Center | KS | 1252 | 10 | 3823011 | 37489213 | 38755714 | FALSE |  | 113 | 70 | 16 | 3.2785e-06 | Bin | 0.0031989 | Bin | 0.0010123 | Bin | 0.0015232 | Bin | 1.45e-06 | Bin | 1.25e-05 | Bin | 4.16e-07 | Bin | 3.81e-07 | Bin | 4.89e-05 | Bin | 1.58e-06 | Bin | 6.61e-06 | Bin | 1.01e-05 | Bin | 2.74e-05 | Bin | 3.69e-05 | Bin
Quindaro | KS | 1295 | 1 | 4627911 | 27807813 | 40281714 | FALSE |  | 113 | 70 | 16 | 4.2733e-06 | Facility | 0.0031989 | Bin | 0.0010123 | Bin | 0.0015232 | Bin | 7.0011e-07 | Facility | 1.9031e-06 | Facility | 2.6792e-07 | Facility | 2.8278e-07 | Facility | 4.001e-06 | Facility | 1.285e-06 | Facility | 3.9254e-06 | Facility | 1.1728e-05 | Facility | 5.6281e-06 | Facility | 4.3634e-06 | Facility
Quindaro | KS | 1295 | 2 | 4627911 | 27807613 | 40282114 | FALSE |  | 113 | 70 | 16 | 4.2733e-06 | Unit | 0.0031989 | Bin | 0.0010123 | Bin | 0.0015232 | Bin | 7.0011e-07 | Unit | 1.9031e-06 | Unit | 2.6792e-07 | Unit | 2.8278e-07 | Unit | 4.001e-06 | Unit | 1.285e-06 | Unit | 3.9254e-06 | Unit | 1.1728e-05 | Unit | 5.6281e-06 | Unit | 4.3634e-06 | Unit
Big Sandy | KY | 1353 | BSU1 | 6019011 | 82996713 | 107239814 | FALSE |  | 103 | 55 | 4 | 5.6368e-06 | Bin | 0.059473 | Bin | 0.00619 | Bin | 0.00047871 | Bin | 1.45e-06 | Bin | 1.25e-05 | Bin | 4.16e-07 | Bin | 3.81e-07 | Bin | 4.89e-05 | Bin | 1.58e-06 | Bin | 6.61e-06 | Bin | 1.01e-05 | Bin | 2.74e-05 | Bin | 3.69e-05 | Bin
Big Sandy | KY | 1353 | BSU2 | 6019011 | 82996613 | 107239614 | FALSE |  | 103 | 55 | 4 | 5.6368e-06 | Bin | 0.059473 | Bin | 0.00619 | Bin | 0.00047871 | Bin | 1.45e-06 | Bin | 1.25e-05 | Bin | 4.16e-07 | Bin | 3.81e-07 | Bin | 4.89e-05 | Bin | 1.58e-06 | Bin | 6.61e-06 | Bin | 1.01e-05 | Bin | 2.74e-05 | Bin | 3.69e-05 | Bin
E.W. Brown | KY | 1355 | 1 | 5933111 | 24595913 | 36221814 | FALSE |  | 102 | 54 | 1 | 1.2522e-06 | Bin | 0.00058261 | Bin | 0.00017965 | Bin | 0.00023147 | Bin | 4.22e-07 | Bin | 2.52e-06 | Bin | 1.18e-07 | Bin | 2.2e-07 | Bin | 4.75e-06 | Bin | 5.1e-07 | Bin | 2.25e-06 | Bin | 1.01e-05 | Bin | 2.74e-05 | Bin | 9.24e-06 | Bin
E.W. Brown | KY | 1355 | 2 | 5933111 | 24596013 | 36221714 | FALSE |  | 102 | 54 | 1 | 1.2522e-06 | Bin | 0.00058261 | Bin | 0.00017965 | Bin | 0.00023147 | Bin | 4.22e-07 | Bin | 2.52e-06 | Bin | 1.18e-07 | Bin | 2.2e-07 | Bin | 4.75e-06 | Bin | 5.1e-07 | Bin | 2.25e-06 | Bin | 1.01e-05 | Bin | 2.74e-05 | Bin | 9.24e-06 | Bin
E.W. Brown | KY | 1355 | 3 | 5933111 | 24596113 | 36221614 | FALSE |  | 102 | 54 | 1 | 1.2522e-06 | Bin | 0.00058261 | Bin | 0.00017965 | Bin | 0.00023147 | Bin | 4.22e-07 | Bin | 2.52e-06 | Bin | 1.18e-07 | Bin | 2.2e-07 | Bin | 4.75e-06 | Bin | 5.1e-07 | Bin | 2.25e-06 | Bin | 1.01e-05 | Bin | 2.74e-05 | Bin | 9.24e-06 | Bin
Ghent | KY | 1356 | 1 | 5198511 | 25720713 | 38309714 | FALSE |  | 102 | 54 | 1 | 1.2522e-06 | Bin | 0.00017961 | Unit | 8.39e-05 | Unit | 0.0011 | Unit | 4.22e-07 | Bin | 2.52e-06 | Bin | 1.18e-07 | Bin | 2.2e-07 | Bin | 4.75e-06 | Bin | 5.1e-07 | Bin | 2.25e-06 | Bin | 1.01e-05 | Bin | 2.74e-05 | Bin | 9.24e-06 | Bin
Ghent | KY | 1356 | 2 | 5198511 | 25720613 | 38309814 | FALSE |  | 102 | 54 | 1 | 1.2522e-06 | Bin | 0.0004676 | Facility | 0.000133 | Facility | 0.00097778 | Facility | 4.22e-07 | Bin | 2.52e-06 | Bin | 1.18e-07 | Bin | 2.2e-07 | Bin | 4.75e-06 | Bin | 5.1e-07 | Bin | 2.25e-06 | Bin | 1.01e-05 | Bin | 2.74e-05 | Bin | 9.24e-06 | Bin
Ghent | KY | 1356 | 3 | 5198511 | 25720413 | 38310014 | FALSE |  | 102 | 54 | 1 | 1.2522e-06 | Bin | 0.00052655 | Unit | 0.00014621 | Unit | 0.0009 | Unit | 4.22e-07 | Bin | 2.52e-06 | Bin | 1.18e-07 | Bin | 2.2e-07 | Bin | 4.75e-06 | Bin | 5.1e-07 | Bin | 2.25e-06 | Bin | 1.01e-05 | Bin | 2.74e-05 | Bin | 9.24e-06 | Bin
Ghent | KY | 1356 | 4 | 5198511 | 25720813 | 38309614 | FALSE |  | 102 | 54 | 1 | 1.2522e-06 | Bin | 0.00069665 | Unit | 0.0001689 | Unit | 0.00093333 | Unit | 4.22e-07 | Bin | 2.52e-06 | Bin | 1.18e-07 | Bin | 2.2e-07 | Bin | 4.75e-06 | Bin | 5.1e-07 | Bin | 2.25e-06 | Bin | 1.01e-05 | Bin | 2.74e-05 | Bin | 9.24e-06 | Bin
Green River | KY | 1357 | 4 | 5196411 | 26159613 | 35470714 | FALSE |  | 103 | 55 | 4 | 5.6368e-06 | Bin | 0.00069665 | Facility | 0.00619 | Bin | 0.00047871 | Bin | 1.45e-06 | Bin | 1.25e-05 | Bin | 4.16e-07 | Bin | 3.81e-07 | Bin | 4.89e-05 | Bin | 1.58e-06 | Bin | 6.61e-06 | Bin | 1.01e-05 | Bin | 2.74e-05 | Bin | 3.69e-05 | Bin
Green River | KY | 1357 | 5 | 5196411 | 26159413 | 35470914 | FALSE |  | 103 | 56 | 4 | 1.1049e-05 | Bin | 0.00069665 | Unit | 0.0001689 | Unit | 0.00047871 | Bin | 1.45e-06 | Bin | 1.25e-05 | Bin | 4.16e-07 | Bin | 3.81e-07 | Bin | 4.89e-05 | Bin | 1.58e-06 | Bin | 6.61e-06 | Bin | 1.01e-05 | Bin | 2.74e-05 | Bin | 3.69e-05 | Bin
Tyrone | KY | 1361 | 5 | 6101411 | 83025613 | 107674414 | FALSE |  | 103 | 55 | 4 | 5.6368e-06 | Bin | 0.059473 | Bin | 0.00619 | Bin | 0.00047871 | Bin | 1.45e-06 | Bin | 1.25e-05 | Bin | 4.16e-07 | Bin | 3.81e-07 | Bin | 4.89e-05 | Bin | 1.58e-06 | Bin | 6.61e-06 | Bin | 1.01e-05 | Bin | 2.74e-05 | Bin | 3.69e-05 | Bin
Cane Run | KY | 1363 | 4 | 5702411 | 20510313 | 35315314 | FALSE |  | 102 | 54 | 1 | 2.625e-06 | Unit | 0.00058261 | Bin | 0.00017965 | Bin | 0.00023147 | Bin | 7.5215e-07 | Unit | 3.674e-06 | Unit | 2.0358e-07 | Unit | 1.8804e-07 | Unit | 7.099e-07 | Unit | 4.0844e-07 | Unit | 4.7726e-06 | Unit | 1.1846e-06 | Unit | 1.2951e-06 | Unit | 2.7053e-05 | Unit
Cane Run | KY | 1363 | 5 | 5702411 | 20510213 | 35315414 | FALSE |  | 102 | 54 | 1 | 1.6434e-06 | Unit | 0.00058261 | Bin | 0.00017965 | Bin | 0.00023147 | Bin | 8.1998e-07 | Unit | 5.4631e-06 | Unit | 2.8687e-07 | Unit | 1.8431e-07 | Unit | 1.6734e-06 | Unit | 4.0944e-07 | Unit | 7.9696e-06 | Unit | 1.4698e-06 | Unit | 2.4126e-06 | Unit | 1.6616e-05 | Unit
Cane Run | KY | 1363 | 6 | 5702411 | 20510613 | 35314814 | FALSE |  | 102 | 54 | 1 | 2.1342e-06 | Facility | 0.00058261 | Bin | 0.00017965 | Bin | 0.00023147 | Bin | 7.8607e-07 | Facility | 4.5685e-06 | Facility | 2.4522e-07 | Facility | 1.8617e-07 | Facility | 1.1916e-06 | Facility | 4.0894e-07 | Facility | 6.3711e-06 | Facility | 1.3272e-06 | Facility | 1.8539e-06 | Facility | 2.1834e-05 | Facility
Mill Creek | KY | 1364 | 1 | 7353711 | 9603513 | 35314714 | FALSE |  | 102 | 54 | 1 | 1.2522e-06 | Bin | 0.00058261 | Bin | 0.00017965 | Bin | 0.00023147 | Bin | 4.22e-07 | Bin | 2.52e-06 | Bin | 1.18e-07 | Bin | 2.2e-07 | Bin | 4.75e-06 | Bin | 5.1e-07 | Bin | 2.25e-06 | Bin | 1.01e-05 | Bin | 2.74e-05 | Bin | 9.24e-06 | Bin
Mill Creek | KY | 1364 | 2 | 7353711 | 9603613 | 35314614 | FALSE |  | 102 | 54 | 1 | 1.2522e-06 | Bin | 0.00058261 | Bin | 0.00017965 | Bin | 0.00023147 | Bin | 4.22e-07 | Bin | 2.52e-06 | Bin | 1.18e-07 | Bin | 2.2e-07 | Bin | 4.75e-06 | Bin | 5.1e-07 | Bin | 2.25e-06 | Bin | 1.01e-05 | Bin | 2.74e-05 | Bin | 9.24e-06 | Bin
Mill Creek | KY | 1364 | 3 | 7353711 | 9603813 | 35314414 | FALSE |  | 102 | 54 | 1 | 1.2522e-06 | Bin | 0.00058261 | Bin | 0.00017965 | Bin | 0.00023147 | Bin | 4.22e-07 | Bin | 2.52e-06 | Bin | 1.18e-07 | Bin | 2.2e-07 | Bin | 4.75e-06 | Bin | 5.1e-07 | Bin | 2.25e-06 | Bin | 1.01e-05 | Bin | 2.74e-05 | Bin | 9.24e-06 | Bin
Mill Creek | KY | 1364 | 4 | 7353711 | 9603913 | 35314314 | FALSE |  | 102 | 54 | 1 | 1.2522e-06 | Bin | 0.00058261 | Bin | 0.00017965 | Bin | 0.00023147 | Bin | 4.22e-07 | Bin | 2.52e-06 | Bin | 1.18e-07 | Bin | 2.2e-07 | Bin | 4.75e-06 | Bin | 5.1e-07 | Bin | 2.25e-06 | Bin | 1.01e-05 | Bin | 2.74e-05 | Bin | 9.24e-06 | Bin
Elmer Smith Station | KY | 1374 | 1374 | 5891711 | 86751513 | 117335114 | FALSE |  | 102 | 54 | 1 | 3.61e-06 | Unit | 0.0013369 | Unit | 0.00022122 | Unit | 2.1e-05 | Unit | 1.1079e-06 | Unit | 1.3239e-05 | Unit | 1.5092e-07 | Unit | 4.8881e-07 | Unit | 2.1424e-06 | Unit | 4.0539e-07 | Unit | 1.1955e-06 | Unit | 2.2432e-06 | Unit | 2.7588e-06 | Unit | 8.3499e-05 | Unit
Elmer Smith Station | KY | 1374 | 1374-2 | 5891711 | 86751413 | 117334814 | FALSE |  | 102 | 54 | 1 | 3.61e-06 | Unit | 0.0013369 | Unit | 0.00022122 | Unit | 2.1e-05 | Unit | 1.1079e-06 | Unit | 1.3239e-05 | Unit | 1.5092e-07 | Unit | 4.8881e-07 | Unit | 2.1424e-06 | Unit | 4.0539e-07 | Unit | 1.1955e-06 | Unit | 2.2432e-06 | Unit | 2.7588e-06 | Unit | 8.3499e-05 | Unit
Paradise | KY | 1378 | 1 | 5196711 | 86764513 | 117364214 | FALSE |  | 102 | 54 | 1 | 1.2522e-06 | Bin | 0.00058261 | Bin | 0.00017965 | Bin | 0.00023147 | Bin | 4.22e-07 | Bin | 2.52e-06 | Bin | 1.18e-07 | Bin | 2.2e-07 | Bin | 4.75e-06 | Bin | 5.1e-07 | Bin | 2.25e-06 | Bin | 1.01e-05 | Bin | 2.74e-05 | Bin | 9.24e-06 | Bin
Paradise | KY | 1378 | 2 | 5196711 | 86764413 | 117363714 | FALSE |  | 102 | 54 | 1 | 1.2522e-06 | Bin | 0.00058261 | Bin | 0.00017965 | Bin | 0.00023147 | Bin | 4.22e-07 | Bin | 2.52e-06 | Bin | 1.18e-07 | Bin | 2.2e-07 | Bin | 4.75e-06 | Bin | 5.1e-07 | Bin | 2.25e-06 | Bin | 1.01e-05 | Bin | 2.74e-05 | Bin | 9.24e-06 | Bin
Paradise | KY | 1378 | 3 | 5196711 | 86762413 | 117359914 | FALSE |  | 102 | 54 | 1 | 1.2522e-06 | Bin | 0.00058261 | Bin | 0.00017965 | Bin | 0.00023147 | Bin | 4.22e-07 | Bin | 2.52e-06 | Bin | 1.18e-07 | Bin | 2.2e-07 | Bin | 4.75e-06 | Bin | 5.1e-07 | Bin | 2.25e-06 | Bin | 1.01e-05 | Bin | 2.74e-05 | Bin | 9.24e-06 | Bin
Shawnee | KY | 1379 | 1 | 6037011 | 24138113 | 35614314 | FALSE |  | 101 | 53 | 4 | 4.3664e-08 | Bin | 0.059473 | Bin | 0.00619 | Bin | 0.00047871 | Bin | 4.22e-07 | Bin | 9.72e-07 | Bin | 1.18e-07 | Bin | 2.2e-07 | Bin | 4.89e-05 | Bin | 1.58e-06 | Bin | 2.25e-06 | Bin | 1.01e-05 | Bin | 2.74e-05 | Bin | 3.69e-05 | Bin
Shawnee | KY | 1379 | 2 | 6037011 | 24138213 | 35614214 | FALSE |  | 101 | 53 | 4 | 4.3664e-08 | Bin | 0.059473 | Bin | 0.00619 | Bin | 0.00047871 | Bin | 4.22e-07 | Bin | 9.72e-07 | Bin | 1.18e-07 | Bin | 2.2e-07 | Bin | 4.89e-05 | Bin | 1.58e-06 | Bin | 2.25e-06 | Bin | 1.01e-05 | Bin | 2.74e-05 | Bin | 3.69e-05 | Bin
Shawnee | KY | 1379 | 3 | 6037011 | 24139013 | 35613414 | FALSE |  | 101 | 53 | 4 | 4.3664e-08 | Bin | 0.059473 | Bin | 0.00619 | Bin | 0.00047871 | Bin | 4.22e-07 | Bin | 9.72e-07 | Bin | 1.18e-07 | Bin | 2.2e-07 | Bin | 4.89e-05 | Bin | 1.58e-06 | Bin | 2.25e-06 | Bin | 1.01e-05 | Bin | 2.74e-05 | Bin | 3.69e-05 | Bin
Shawnee | KY | 1379 | 4 | 6037011 | 24138313 | 35614114 | FALSE |  | 101 | 53 | 4 | 4.3664e-08 | Bin | 0.059473 | Bin | 0.00619 | Bin | 0.00047871 | Bin | 4.22e-07 | Bin | 9.72e-07 | Bin | 1.18e-07 | Bin | 2.2e-07 | Bin | 4.89e-05 | Bin | 1.58e-06 | Bin | 2.25e-06 | Bin | 1.01e-05 | Bin | 2.74e-05 | Bin | 3.69e-05 | Bin
Shawnee | KY | 1379 | 5 | 6037011 | 24138913 | 35613514 | FALSE |  | 101 | 53 | 4 | 4.3664e-08 | Bin | 0.059473 | Bin | 0.00619 | Bin | 0.00047871 | Bin | 4.22e-07 | Bin | 9.72e-07 | Bin | 1.18e-07 | Bin | 2.2e-07 | Bin | 4.89e-05 | Bin | 1.58e-06 | Bin | 2.25e-06 | Bin | 1.01e-05 | Bin | 2.74e-05 | Bin | 3.69e-05 | Bin
Shawnee | KY | 1379 | 6 | 6037011 | 24138713 | 35613714 | FALSE |  | 101 | 53 | 4 | 4.3664e-08 | Bin | 0.059473 | Bin | 0.00619 | Bin | 0.00047871 | Bin | 4.22e-07 | Bin | 9.72e-07 | Bin | 1.18e-07 | Bin | 2.2e-07 | Bin | 4.89e-05 | Bin | 1.58e-06 | Bin | 2.25e-06 | Bin | 1.01e-05 | Bin | 2.74e-05 | Bin | 3.69e-05 | Bin
Shawnee | KY | 1379 | 7 | 6037011 | 24138613 | 35613814 | FALSE |  | 101 | 53 | 4 | 4.3664e-08 | Bin | 0.059473 | Bin | 0.00619 | Bin | 0.00047871 | Bin | 4.22e-07 | Bin | 9.72e-07 | Bin | 1.18e-07 | Bin | 2.2e-07 | Bin | 4.89e-05 | Bin | 1.58e-06 | Bin | 2.25e-06 | Bin | 1.01e-05 | Bin | 2.74e-05 | Bin | 3.69e-05 | Bin
Shawnee | KY | 1379 | 8 | 6037011 | 24138513 | 35613914 | FALSE |  | 101 | 53 | 4 | 4.3664e-08 | Bin | 0.059473 | Bin | 0.00619 | Bin | 0.00047871 | Bin | 4.22e-07 | Bin | 9.72e-07 | Bin | 1.18e-07 | Bin | 2.2e-07 | Bin | 4.89e-05 | Bin | 1.58e-06 | Bin | 2.25e-06 | Bin | 1.01e-05 | Bin | 2.74e-05 | Bin | 3.69e-05 | Bin
Shawnee | KY | 1379 | 9 | 6037011 | 24137713 | 35615414 | FALSE |  | 101 | 53 | 4 | 4.3664e-08 | Bin | 0.059473 | Bin | 0.00619 | Bin | 0.00047871 | Bin | 4.22e-07 | Bin | 9.72e-07 | Bin | 1.18e-07 | Bin | 2.2e-07 | Bin | 4.89e-05 | Bin | 1.58e-06 | Bin | 2.25e-06 | Bin | 1.01e-05 | Bin | 2.74e-05 | Bin | 3.69e-05 | Bin
Shawnee | KY | 1379 | 10 | 6037011 | 24137613 | 35615514 | FALSE |  | 104 | 58 | 6 | 1.1519e-08 | Bin | 0.010287 | Bin | 7.3765e-05 | Bin | 0.0020565 | Bin | 4.22e-07 | Bin | 9.72e-07 | Bin | 1.18e-07 | Bin | 2.2e-07 | Bin | 4.89e-05 | Bin | 1.58e-06 | Bin | 2.25e-06 | Bin | 1.01e-05 | Bin | 2.74e-05 | Bin | 3.69e-05 | Bin
Kenneth C Coleman | KY | 1381 | C1 | 5343711 | 26449313 | 39663814 | FALSE |  | 102 | 54 | 1 | 1.2522e-06 | Bin | 0.00058261 | Bin | 0.00017965 | Bin | 0.00023147 | Bin | 4.22e-07 | Bin | 2.52e-06 | Bin | 1.18e-07 | Bin | 2.2e-07 | Bin | 4.75e-06 | Bin | 5.1e-07 | Bin | 2.25e-06 | Bin | 1.01e-05 | Bin | 2.74e-05 | Bin | 9.24e-06 | Bin
Kenneth C Coleman | KY | 1381 | C2 | 5343711 | 26449013 | 39664114 | FALSE |  | 102 | 54 | 1 | 1.2522e-06 | Bin | 0.00058261 | Bin | 0.00017965 | Bin | 0.00023147 | Bin | 4.22e-07 | Bin | 2.52e-06 | Bin | 1.18e-07 | Bin | 2.2e-07 | Bin | 4.75e-06 | Bin | 5.1e-07 | Bin | 2.25e-06 | Bin | 1.01e-05 | Bin | 2.74e-05 | Bin | 9.24e-06 | Bin
Kenneth C Coleman | KY | 1381 | C3 | 5343711 | 26449213 | 39663914 | FALSE |  | 102 | 54 | 1 | 1.2522e-06 | Bin | 0.00058261 | Bin | 0.00017965 | Bin | 0.00023147 | Bin | 4.22e-07 | Bin | 2.52e-06 | Bin | 1.18e-07 | Bin | 2.2e-07 | Bin | 4.75e-06 | Bin | 5.1e-07 | Bin | 2.25e-06 | Bin | 1.01e-05 | Bin | 2.74e-05 | Bin | 9.24e-06 | Bin
HMP&L Station Two Henderson | KY | 1382 | H1 | 6067211 | 83024913 | 107658014 | FALSE |  | 102 | 54 | 1 | 1.2522e-06 | Bin | 0.00025197 | Unit | 0.0002677 | Unit | 2.2033e-05 | Unit | 4.22e-07 | Bin | 2.52e-06 | Bin | 1.18e-07 | Bin | 2.2e-07 | Bin | 4.75e-06 | Bin | 5.1e-07 | Bin | 2.25e-06 | Bin | 1.01e-05 | Bin | 2.74e-05 | Bin | 9.24e-06 | Bin
HMP&L Station Two Henderson | KY | 1382 | H2 | 6067211 | 83024713 | 107657614 | FALSE |  | 102 | 54 | 1 | 1.2522e-06 | Bin | 0.00030516 | Unit | 0.00019495 | Unit | 2.03e-05 | Unit | 4.22e-07 | Bin | 2.52e-06 | Bin | 1.18e-07 | Bin | 2.2e-07 | Bin | 4.75e-06 | Bin | 5.1e-07 | Bin | 2.25e-06 | Bin | 1.01e-05 | Bin | 2.74e-05 | Bin | 9.24e-06 | Bin
Robert A Reid | KY | 1383 | R1 | 6067211 | 83025013 | 107658214 | FALSE |  | 103 | 55 | 4 | 5.6368e-06 | Bin | 0.059473 | Bin | 0.00619 | Bin | 0.00047871 | Bin | 1.45e-06 | Bin | 1.25e-05 | Bin | 4.16e-07 | Bin | 3.81e-07 | Bin | 4.89e-05 | Bin | 1.58e-06 | Bin | 6.61e-06 | Bin | 1.01e-05 | Bin | 2.74e-05 | Bin | 3.69e-05 | Bin
Cooper Station. | KY | 1384 | 1 | 5787711 | 22947813 | 35719314 | FALSE |  | 103 | 55 | 4 | 5.6368e-06 | Bin | 0.059473 | Bin | 0.00619 | Bin | 0.00047871 | Bin | 1.45e-06 | Bin | 1.25e-05 | Bin | 4.16e-07 | Bin | 3.81e-07 | Bin | 4.89e-05 | Bin | 1.58e-06 | Bin | 6.61e-06 | Bin | 1.01e-05 | Bin | 2.74e-05 | Bin | 3.69e-05 | Bin
Cooper Station. | KY | 1384 | 2 | 5787711 | 22947713 | 35719414 | FALSE |  | 103 | 55 | 4 | 5.6368e-06 | Bin | 0.059473 | Bin | 0.00619 | Bin | 0.00047871 | Bin | 1.45e-06 | Bin | 1.25e-05 | Bin | 4.16e-07 | Bin | 3.81e-07 | Bin | 4.89e-05 | Bin | 1.58e-06 | Bin | 6.61e-06 | Bin | 1.01e-05 | Bin | 2.74e-05 | Bin | 3.69e-05 | Bin
Dale Station | KY | 1385 | 1 | 5523111 | 26663313 | 39339214 | FALSE |  | 103 | 55 | 4 | 1.59e-06 | Facility | 0.14401 | Facility | 0.0045301 | Facility | 0.00053333 | Facility | 1.5266e-06 | Facility | 5.2635e-06 | Facility | 9.0942e-07 | Facility | 3.1689e-07 | Facility | 1.0597e-05 | Facility | 3.3531e-06 | Facility | 7.9858e-06 | Facility | 5.9214e-06 | Facility | 1.1076e-05 | Facility | 0.00013553 | Facility
Dale Station | KY | 1385 | 2 | 5523111 | 26663813 | 39338414 | FALSE |  | 103 | 55 | 4 | 1.59e-06 | Facility | 0.14401 | Facility | 0.0045301 | Facility | 0.00053333 | Facility | 1.5266e-06 | Facility | 5.2635e-06 | Facility | 9.0942e-07 | Facility | 3.1689e-07 | Facility | 1.0597e-05 | Facility | 3.3531e-06 | Facility | 7.9858e-06 | Facility | 5.9214e-06 | Facility | 1.1076e-05 | Facility | 0.00013553 | Facility
Dale Station | KY | 1385 | 3 | 5523111 | 26663413 | 39339114 | FALSE |  | 103 | 55 | 4 | 1.59e-06 | Unit | 0.14401 | Unit | 0.0045301 | Unit | 0.00053333 | Unit | 1.5266e-06 | Unit | 5.2635e-06 | Unit | 9.0942e-07 | Unit | 3.1689e-07 | Unit | 1.0597e-05 | Unit | 3.3531e-06 | Unit | 7.9858e-06 | Unit | 5.9214e-06 | Unit | 1.1076e-05 | Unit | 0.00013553 | Unit
Dale Station | KY | 1385 | 4 | 5523111 | 26663713 | 39338514 | FALSE |  | 103 | 55 | 4 | 1.59e-06 | Facility | 0.14401 | Facility | 0.0045301 | Facility | 0.00053333 | Facility | 1.5266e-06 | Facility | 5.2635e-06 | Facility | 9.0942e-07 | Facility | 3.1689e-07 | Facility | 1.0597e-05 | Facility | 3.3531e-06 | Facility | 7.9858e-06 | Facility | 5.9214e-06 | Facility | 1.1076e-05 | Facility | 0.00013553 | Facility
RS Nelson | LA | 1393 | 6 | 8361211 | 82325613 | 105852514 | FALSE |  | 103 | 55 | 4 | 7.2666e-06 | Unit | 0.00258 | Unit | 0.0010497 | Unit | 0.00012867 | Unit | 1.2844e-06 | Unit | 3.4976e-07 | Unit | 2.0069e-07 | Unit | 2.9428e-07 | Unit | 6.779e-07 | Unit | 2.0069e-06 | Unit | 4.7787e-07 | Unit | 7.3393e-07 | Unit | 1.8918e-06 | Unit | 2.6803e-05 | Unit
Michoud | LA | 1409 | 3 | 7448111 | 80595813 | 103995414 | FALSE |  | 119 | 75 | 20 | 1.1167e-07 | Bin | 0.00090711 | Bin | 0.00020182 | Bin | 0.00032886 | Bin | 3.3e-05 | Bin | 2.55e-06 | Bin | 1.62e-07 | Bin | 3.62e-07 | Bin | 5.7e-06 | Bin | 1.71e-05 | Bin | 1.3e-05 | Bin | 9.42e-06 | Bin | 0.000346 | Bin | 2.0209e-06 | Bin
William F Wyman | ME | 1507 | 1 | 5823511 | 22917613 | 34471614 | FALSE |  | 119 | 75 | 20 | 2.0326e-08 | Unit | 0.0010772 | Unit | 0.00014891 | Facility | 0.00069608 | Unit | 0.00013766 | Unit | 2.997e-06 | Unit | 4.5014e-07 | Unit | 6.2625e-08 | Unit | 2.517e-06 | Unit | 2.9296e-05 | Unit | 6.3496e-06 | Unit | 5.0842e-05 | Unit | 0.00071718 | Unit | 5.2559e-07 | Unit
William F Wyman | ME | 1507 | 2 | 5823511 | 22917713 | 34471514 | FALSE |  | 119 | 75 | 20 | 1.9566e-07 | Unit | 0.00037012 | Unit | 0.00014891 | Unit | 0.00058986 | Unit | 0.00015133 | Unit | 3.362e-06 | Unit | 4.5752e-07 | Unit | 1.0972e-07 | Unit | 4.6968e-06 | Unit | 3.4945e-05 | Unit | 7.824e-06 | Unit | 5.7734e-05 | Unit | 0.00082748 | Unit | 7.5189e-07 | Unit
William F Wyman | ME | 1507 | 3 | 5823511 | 22917813 | 34471314 | FALSE |  | 118 | 75 | 20 | 1.0799e-07 | Facility | 0.00072367 | Facility | 0.00014891 | Facility | 0.00064297 | Facility | 3.3e-05 | Bin | 2.55e-06 | Bin | 1.62e-07 | Bin | 3.62e-07 | Bin | 5.7e-06 | Bin | 1.71e-05 | Bin | 1.3e-05 | Bin | 9.42e-06 | Bin | 0.000346 | Bin | 2.0209e-06 | Bin
William F Wyman | ME | 1507 | 4 | 5823511 | 22917913 | 34471214 | FALSE |  | 118 | 75 | 20 | 1.0799e-07 | Facility | 0.00072367 | Facility | 0.00014891 | Facility | 0.00064297 | Facility | 3.3e-05 | Bin | 2.55e-06 | Bin | 1.62e-07 | Bin | 3.62e-07 | Bin | 5.7e-06 | Bin | 1.71e-05 | Bin | 1.3e-05 | Bin | 9.42e-06 | Bin | 0.000346 | Bin | 2.0209e-06 | Bin
Charles P. Crane | MD | 1552 | 1 | 5155011 | 87895213 | 119302614 | FALSE |  | 101 | 50 | 4 | 1.9444e-06 | Bin | 0.059473 | Bin | 0.00619 | Bin | 0.00047871 | Bin | 4.22e-07 | Bin | 9.72e-07 | Bin | 1.18e-07 | Bin | 2.2e-07 | Bin | 4.89e-05 | Bin | 1.58e-06 | Bin | 2.25e-06 | Bin | 1.01e-05 | Bin | 2.74e-05 | Bin | 3.69e-05 | Bin
Charles P. Crane | MD | 1552 | 2 | 5155011 | 87895313 | 119302814 | FALSE |  | 101 | 50 | 4 | 1.9444e-06 | Bin | 0.059473 | Bin | 0.00619 | Bin | 0.00047871 | Bin | 4.22e-07 | Bin | 9.72e-07 | Bin | 1.18e-07 | Bin | 2.2e-07 | Bin | 4.89e-05 | Bin | 1.58e-06 | Bin | 2.25e-06 | Bin | 1.01e-05 | Bin | 2.74e-05 | Bin | 3.69e-05 | Bin
Herbert A. Wagner | MD | 1554 | 1 | 6084311 | 87887013 | 119293314 | FALSE |  | 118 | 74 | 20 | 6.2274e-08 | Bin | 0.00090711 | Bin | 0.00020182 | Bin | 0.00032886 | Bin | 3.3e-05 | Bin | 2.55e-06 | Bin | 1.62e-07 | Bin | 3.62e-07 | Bin | 5.7e-06 | Bin | 1.71e-05 | Bin | 1.3e-05 | Bin | 9.42e-06 | Bin | 0.000346 | Bin | 2.0209e-06 | Bin
Herbert A. Wagner | MD | 1554 | 2 | 6084311 | 87886513 | 119292714 | FALSE |  | 103 | 50 | 4 | 1.9444e-06 | Bin | 0.059473 | Bin | 0.00619 | Bin | 0.00047871 | Bin | 1.4641e-06 | Facility | 1.4641e-06 | Facility | 3.6604e-07 | Facility | 3.6604e-07 | Facility | 8.8287e-06 | Facility | 3.9925e-07 | Facility | 7.3207e-07 | Facility | 2.8828e-06 | Facility | 8.4637e-06 | Facility | 4.0755e-05 | Facility
Herbert A. Wagner | MD | 1554 | 3 | 6084311 | 87886213 | 119292414 | FALSE |  | 103 | 50 | 4 | 1.9444e-06 | Bin | 0.059473 | Bin | 0.00619 | Bin | 0.00047871 | Bin | 1.4641e-06 | Facility | 1.4641e-06 | Facility | 3.6604e-07 | Facility | 3.6604e-07 | Facility | 8.8287e-06 | Facility | 3.9925e-07 | Facility | 7.3207e-07 | Facility | 2.8828e-06 | Facility | 8.4637e-06 | Facility | 4.0755e-05 | Facility
Herbert A. Wagner | MD | 1554 | 4 | 6084311 | 87886713 | 119292914 | FALSE |  | 119 | 75 | 20 | 1.1167e-07 | Bin | 0.00090711 | Bin | 0.00020182 | Bin | 0.00032886 | Bin | 3.3e-05 | Bin | 2.55e-06 | Bin | 1.62e-07 | Bin | 3.62e-07 | Bin | 5.7e-06 | Bin | 1.71e-05 | Bin | 1.3e-05 | Bin | 9.42e-06 | Bin | 0.000346 | Bin | 2.0209e-06 | Bin
Vienna Generating Station | MD | 1564 | 8 | 7945511 | 87937513 | 119346614 | FALSE |  | 119 | 75 | 20 | 5.4137e-08 | Unit | 0.0014142 | Unit | 0.00024899 | Unit | 5.3333e-05 | Unit | 3.7682e-05 | Unit | 4.4209e-06 | Unit | 4.4586e-07 | Unit | 2.9682e-07 | Unit | 9.9717e-06 | Unit | 2.11e-05 | Unit | 7.5958e-06 | Unit | 2.9398e-05 | Unit | 0.00097749 | Unit | 3.3676e-06 | Unit
R. Paul Smith Power Station | MD | 1570 | 9 | 6463211 | 88029513 | 119450914 | FALSE |  | 103 | 55 | 4 | 5.6368e-06 | Bin | 0.059473 | Bin | 0.00619 | Bin | 0.00047871 | Bin | 1.45e-06 | Bin | 1.25e-05 | Bin | 4.16e-07 | Bin | 3.81e-07 | Bin | 4.89e-05 | Bin | 1.58e-06 | Bin | 6.61e-06 | Bin | 1.01e-05 | Bin | 2.74e-05 | Bin | 3.69e-05 | Bin
R. Paul Smith Power Station | MD | 1570 | 11 | 6463211 | 88029613 | 119451014 | FALSE |  | 101 | 53 | 4 | 4.3664e-08 | Bin | 0.059473 | Bin | 0.00619 | Bin | 0.00047871 | Bin | 4.22e-07 | Bin | 9.72e-07 | Bin | 1.18e-07 | Bin | 2.2e-07 | Bin | 4.89e-05 | Bin | 1.58e-06 | Bin | 2.25e-06 | Bin | 1.01e-05 | Bin | 2.74e-05 | Bin | 3.69e-05 | Bin
Chalk Point LLC | MD | 1571 | 3 | 6011911 | 88002213 | 119419814 | FALSE |  | 119 | 75 | 20 | 1.1167e-07 | Bin | 0.00090711 | Bin | 0.00020182 | Bin | 0.00032886 | Bin | 3.3e-05 | Bin | 2.55e-06 | Bin | 1.62e-07 | Bin | 3.62e-07 | Bin | 5.7e-06 | Bin | 1.71e-05 | Bin | 1.3e-05 | Bin | 9.42e-06 | Bin | 0.000346 | Bin | 2.0209e-06 | Bin
Chalk Point LLC | MD | 1571 | 4 | 6011911 | 88002313 | 119420014 | FALSE |  | 119 | 75 | 20 | 1.1167e-07 | Bin | 0.00090711 | Bin | 0.00020182 | Bin | 0.00032886 | Bin | 3.3e-05 | Bin | 2.55e-06 | Bin | 1.62e-07 | Bin | 3.62e-07 | Bin | 5.7e-06 | Bin | 1.71e-05 | Bin | 1.3e-05 | Bin | 9.42e-06 | Bin | 0.000346 | Bin | 2.0209e-06 | Bin
Chalk Point LLC | MD | 1571 | ST1 | 6011911 | 88001813 | 119419014 | FALSE |  | 102 | 54 | 1 | 1.2522e-06 | Bin | 0.00058261 | Bin | 0.00017965 | Bin | 0.00023147 | Bin | 4.22e-07 | Bin | 2.52e-06 | Bin | 1.18e-07 | Bin | 2.2e-07 | Bin | 4.75e-06 | Bin | 5.1e-07 | Bin | 2.25e-06 | Bin | 1.01e-05 | Bin | 2.74e-05 | Bin | 9.24e-06 | Bin
Chalk Point LLC | MD | 1571 | ST2 | 6011911 | 88001913 | 119419314 | FALSE |  | 102 | 54 | 1 | 1.2522e-06 | Bin | 0.00058261 | Bin | 0.00017965 | Bin | 0.00023147 | Bin | 4.22e-07 | Bin | 2.52e-06 | Bin | 1.18e-07 | Bin | 2.2e-07 | Bin | 4.75e-06 | Bin | 5.1e-07 | Bin | 2.25e-06 | Bin | 1.01e-05 | Bin | 2.74e-05 | Bin | 9.24e-06 | Bin
Dickerson | MD | 1572 | 1 | 5998011 | 87978113 | 119392514 | FALSE |  | 100 | 52 | 1 | 8.0304e-07 | Bin | 0.00058261 | Bin | 0.00017965 | Bin | 0.00023147 | Bin | 4.22e-07 | Bin | 9.72e-07 | Bin | 1.18e-07 | Bin | 2.2e-07 | Bin | 4.75e-06 | Bin | 5.1e-07 | Bin | 2.25e-06 | Bin | 1.01e-05 | Bin | 2.74e-05 | Bin | 9.24e-06 | Bin
Dickerson | MD | 1572 | 2 | 5998011 | 87978213 | 119392614 | FALSE |  | 100 | 52 | 1 | 8.0304e-07 | Bin | 0.00058261 | Bin | 0.00017965 | Bin | 0.00023147 | Bin | 4.22e-07 | Bin | 9.72e-07 | Bin | 1.18e-07 | Bin | 2.2e-07 | Bin | 4.75e-06 | Bin | 5.1e-07 | Bin | 2.25e-06 | Bin | 1.01e-05 | Bin | 2.74e-05 | Bin | 9.24e-06 | Bin
Dickerson | MD | 1572 | 3 | 5998011 | 87978313 | 119392714 | FALSE |  | 100 | 52 | 1 | 8.0304e-07 | Bin | 0.00058261 | Bin | 0.00017965 | Bin | 0.00023147 | Bin | 4.22e-07 | Bin | 9.72e-07 | Bin | 1.18e-07 | Bin | 2.2e-07 | Bin | 4.75e-06 | Bin | 5.1e-07 | Bin | 2.25e-06 | Bin | 1.01e-05 | Bin | 2.74e-05 | Bin | 9.24e-06 | Bin
Morgantown Generating Plant | MD | 1573 | 1 | 6011511 | 87935113 | 119344014 | FALSE |  | 102 | 54 | 1 | 1.2522e-06 | Bin | 0.00058261 | Bin | 0.00017965 | Bin | 0.00023147 | Bin | 4.22e-07 | Bin | 2.52e-06 | Bin | 1.18e-07 | Bin | 2.2e-07 | Bin | 4.75e-06 | Bin | 5.1e-07 | Bin | 2.25e-06 | Bin | 1.01e-05 | Bin | 2.74e-05 | Bin | 9.24e-06 | Bin
Morgantown Generating Plant | MD | 1573 | 2 | 6011511 | 87935213 | 119344214 | FALSE |  | 102 | 54 | 1 | 1.2522e-06 | Bin | 0.00058261 | Bin | 0.00017965 | Bin | 0.00023147 | Bin | 4.22e-07 | Bin | 2.52e-06 | Bin | 1.18e-07 | Bin | 2.2e-07 | Bin | 4.75e-06 | Bin | 5.1e-07 | Bin | 2.25e-06 | Bin | 1.01e-05 | Bin | 2.74e-05 | Bin | 9.24e-06 | Bin
Mystic Generating Station | MA | 1588 | 7 | 7240911 | 87693613 | 118975114 | FALSE |  | 118 | 74 | 20 | 6.2274e-08 | Bin | 0.00090711 | Bin | 0.00020182 | Bin | 0.00032886 | Bin | 3.3e-05 | Bin | 2.55e-06 | Bin | 1.62e-07 | Bin | 3.62e-07 | Bin | 5.7e-06 | Bin | 1.71e-05 | Bin | 1.3e-05 | Bin | 9.42e-06 | Bin | 0.000346 | Bin | 2.0209e-06 | Bin
MIRANT CANAL LLC | MA | 1599 | 1 | 7718511 | 87718513 | 119016614 | FALSE |  | 118 | 74 | 20 | 6.2274e-08 | Bin | 0.00090711 | Bin | 0.00020182 | Bin | 0.00032886 | Bin | 3.3e-05 | Bin | 2.55e-06 | Bin | 1.62e-07 | Bin | 3.62e-07 | Bin | 5.7e-06 | Bin | 1.71e-05 | Bin | 1.3e-05 | Bin | 9.42e-06 | Bin | 0.000346 | Bin | 2.0209e-06 | Bin
MIRANT CANAL LLC | MA | 1599 | 2 | 7718511 | 87718813 | 119017314 | FALSE |  | 118 | 74 | 20 | 6.2274e-08 | Bin | 0.00090711 | Bin | 0.00020182 | Bin | 0.00032886 | Bin | 3.3e-05 | Bin | 2.55e-06 | Bin | 1.62e-07 | Bin | 3.62e-07 | Bin | 5.7e-06 | Bin | 1.71e-05 | Bin | 1.3e-05 | Bin | 9.42e-06 | Bin | 0.000346 | Bin | 2.0209e-06 | Bin
Mount Tom | MA | 1606 | 1 | 5980711 | 87658813 | 118911714 | FALSE |  | 101 | 51 | 2 | 1.137e-07 | Bin | 0.0064789 | Bin | 0.00010909 | Bin | 0.00034538 | Bin | 4.22e-07 | Bin | 9.72e-07 | Bin | 1.18e-07 | Bin | 2.2e-07 | Bin | 4.89e-05 | Bin | 1.58e-06 | Bin | 2.25e-06 | Bin | 1.01e-05 | Bin | 2.74e-05 | Bin | 3.69e-05 | Bin
Somerset Station | MA | 1613 | 8 | 5058311 | 87560013 | 118742314 | FALSE |  | 103 | 55 | 4 | 5.6368e-06 | Bin | 0.059473 | Bin | 0.00619 | Bin | 0.00047871 | Bin | 1.45e-06 | Bin | 1.25e-05 | Bin | 4.16e-07 | Bin | 3.81e-07 | Bin | 4.89e-05 | Bin | 1.58e-06 | Bin | 6.61e-06 | Bin | 1.01e-05 | Bin | 2.74e-05 | Bin | 3.69e-05 | Bin
Brayton Point | MA | 1619 | 1 | 5058411 | 87340713 | 118373214 | FALSE |  | 111 | 65 | 14 | 1.2955e-06 | Bin | 0.00019188 | Bin | 0.00027291 | Bin | 0.00018552 | Bin | 4.22e-07 | Bin | 9.72e-07 | Bin | 1.18e-07 | Bin | 2.2e-07 | Bin | 4.89e-05 | Bin | 1.58e-06 | Bin | 2.25e-06 | Bin | 1.01e-05 | Bin | 2.74e-05 | Bin | 3.69e-05 | Bin
Brayton Point | MA | 1619 | 2 | 5058411 | 87339613 | 118371314 | FALSE |  | 111 | 65 | 14 | 1.2955e-06 | Bin | 0.00019188 | Bin | 0.00027291 | Bin | 0.00018552 | Bin | 4.22e-07 | Bin | 9.72e-07 | Bin | 1.18e-07 | Bin | 2.2e-07 | Bin | 4.89e-05 | Bin | 1.58e-06 | Bin | 2.25e-06 | Bin | 1.01e-05 | Bin | 2.74e-05 | Bin | 3.69e-05 | Bin
Brayton Point | MA | 1619 | 3 | 5058411 | 87340813 | 118373714 | FALSE |  | 113 | 65 | 14 | 1.2955e-06 | Bin | 0.00019188 | Bin | 0.00027291 | Bin | 0.00018552 | Bin | 1.45e-06 | Bin | 1.25e-05 | Bin | 4.16e-07 | Bin | 3.81e-07 | Bin | 4.89e-05 | Bin | 1.58e-06 | Bin | 6.61e-06 | Bin | 1.01e-05 | Bin | 2.74e-05 | Bin | 3.69e-05 | Bin
Brayton Point | MA | 1619 | 4 | 5058411 | 87339713 | 118371814 | FALSE |  | 118 | 74 | 20 | 6.2274e-08 | Bin | 0.00090711 | Bin | 0.00020182 | Bin | 0.00032886 | Bin | 3.3e-05 | Bin | 2.55e-06 | Bin | 1.62e-07 | Bin | 3.62e-07 | Bin | 5.7e-06 | Bin | 1.71e-05 | Bin | 1.3e-05 | Bin | 9.42e-06 | Bin | 0.000346 | Bin | 2.0209e-06 | Bin
Salem Harbor | MA | 1626 | 1 | 5090811 | 87668813 | 118931014 | FALSE |  | 103 | 55 | 4 | 3.982e-07 | Unit | 0.0020396 | Unit | 0.0019641 | Unit | 0.0055929 | Unit | 1.5016e-07 | Unit | 1.0887e-06 | Unit | 4.9881e-08 | Unit | 3.489e-08 | Unit | 4.9068e-07 | Unit | 6.6659e-08 | Unit | 4.9694e-07 | Unit | 6.8794e-07 | Unit | 1.0927e-06 | Unit | 3.5748e-05 | Unit
Salem Harbor | MA | 1626 | 2 | 5090811 | 87668913 | 118931414 | FALSE |  | 103 | 55 | 4 | 3.982e-07 | Facility | 0.0020396 | Facility | 0.0019641 | Facility | 0.0055929 | Facility | 1.5016e-07 | Facility | 1.0887e-06 | Facility | 4.9881e-08 | Facility | 3.489e-08 | Facility | 4.9068e-07 | Facility | 6.6659e-08 | Facility | 4.9694e-07 | Facility | 6.8794e-07 | Facility | 1.0927e-06 | Facility | 3.5748e-05 | Facility
Salem Harbor | MA | 1626 | 3 | 5090811 | 87669713 | 118932714 | FALSE |  | 103 | 55 | 4 | 3.982e-07 | Facility | 0.0020396 | Facility | 0.0019641 | Facility | 0.0055929 | Facility | 1.5016e-07 | Facility | 1.0887e-06 | Facility | 4.9881e-08 | Facility | 3.489e-08 | Facility | 4.9068e-07 | Facility | 6.6659e-08 | Facility | 4.9694e-07 | Facility | 6.8794e-07 | Facility | 1.0927e-06 | Facility | 3.5748e-05 | Facility
Salem Harbor | MA | 1626 | 4 | 5090811 | 87668713 | 118930414 | FALSE |  | 118 | 74 | 20 | 6.2274e-08 | Bin | 0.00090711 | Bin | 0.00020182 | Bin | 0.00032886 | Bin | 3.3e-05 | Bin | 2.55e-06 | Bin | 1.62e-07 | Bin | 3.62e-07 | Bin | 5.7e-06 | Bin | 1.71e-05 | Bin | 1.3e-05 | Bin | 9.42e-06 | Bin | 0.000346 | Bin | 2.0209e-06 | Bin
West Springfield | MA | 1642 | 3 | 6028411 | 87696613 | 118981714 | FALSE |  | 118 | 74 | 20 | 1.3937e-07 | Unit | 0.0013834 | Unit | 0.00038298 | Unit | 0.00032886 | Bin | 8.9396e-06 | Unit | 1.2655e-06 | Unit | 1.9751e-07 | Unit | 7.0057e-07 | Unit | 3.8277e-06 | Unit | 1.71e-05 | Bin | 5.9131e-06 | Unit | 8.8562e-06 | Unit | 9.9885e-05 | Unit | 9.7859e-07 | Unit
Cleary-Flood Generating Station | MA | 1682 | 8 | 5058811 | 87718213 | 119016114 | FALSE |  | 119 | 75 | 20 | 1.0739e-07 | Unit | 0.00084529 | Unit | 0.00019752 | Unit | 0.0019191 | Unit | 3.3e-05 | Bin | 3.2937e-06 | Unit | 3.6284e-07 | Unit | 4.4454e-07 | Unit | 1.1225e-05 | Unit | 1.71e-05 | Bin | 1.4416e-05 | Unit | 0.00047301 | Unit | 0.00069556 | Unit | 4.0735e-06 | Unit
B.C. Cobb | MI | 1695 | 4 | 7384111 | 82890813 | 106576814 | FALSE |  | 113 | 70 | 16 | 3.2785e-06 | Bin | 0.0031989 | Bin | 0.0010123 | Bin | 0.0015232 | Bin | 1.45e-06 | Bin | 1.25e-05 | Bin | 4.16e-07 | Bin | 3.81e-07 | Bin | 4.89e-05 | Bin | 1.58e-06 | Bin | 6.61e-06 | Bin | 1.01e-05 | Bin | 2.74e-05 | Bin | 3.69e-05 | Bin
B.C. Cobb | MI | 1695 | 5 | 7384111 | 82890813 | 106576814 | FALSE |  | 113 | 70 | 16 | 3.2785e-06 | Bin | 0.0031989 | Bin | 0.0010123 | Bin | 0.0015232 | Bin | 1.45e-06 | Bin | 1.25e-05 | Bin | 4.16e-07 | Bin | 3.81e-07 | Bin | 4.89e-05 | Bin | 1.58e-06 | Bin | 6.61e-06 | Bin | 1.01e-05 | Bin | 2.74e-05 | Bin | 3.69e-05 | Bin
D.E. Karn | MI | 1702 | 1 | 8172811 | 82867313 | 106534914 | FALSE |  | 113 | 70 | 16 | 3.2785e-06 | Bin | 0.0031989 | Bin | 0.0010123 | Bin | 0.0015232 | Bin | 1.45e-06 | Bin | 1.25e-05 | Bin | 4.16e-07 | Bin | 3.81e-07 | Bin | 4.89e-05 | Bin | 1.58e-06 | Bin | 6.61e-06 | Bin | 1.01e-05 | Bin | 2.74e-05 | Bin | 3.69e-05 | Bin
D.E. Karn | MI | 1702 | 2 | 8172811 | 82867313 | 106534914 | FALSE |  | 113 | 70 | 16 | 3.2785e-06 | Bin | 0.0031989 | Bin | 0.0010123 | Bin | 0.0015232 | Bin | 1.45e-06 | Bin | 1.25e-05 | Bin | 4.16e-07 | Bin | 3.81e-07 | Bin | 4.89e-05 | Bin | 1.58e-06 | Bin | 6.61e-06 | Bin | 1.01e-05 | Bin | 2.74e-05 | Bin | 3.69e-05 | Bin
D.E. Karn | MI | 1702 | 3 | 8172811 | 82867413 | 106535114 | FALSE |  | 117 | 73 | 19 | 1.1409e-07 | Bin | 0.00036881 | Bin | 0.00011017 | Bin | 2.2095e-05 | Bin | 3.3e-05 | Bin | 2.55e-06 | Bin | 1.62e-07 | Bin | 3.62e-07 | Bin | 5.7e-06 | Bin | 1.71e-05 | Bin | 1.3e-05 | Bin | 9.42e-06 | Bin | 0.000346 | Bin | 2.0209e-06 | Bin
D.E. Karn | MI | 1702 | 4 | 8172811 | 82867413 | 106535114 | FALSE |  | 117 | 73 | 19 | 1.1409e-07 | Bin | 0.00036881 | Bin | 0.00011017 | Bin | 2.2095e-05 | Bin | 3.3e-05 | Bin | 2.55e-06 | Bin | 1.62e-07 | Bin | 3.62e-07 | Bin | 5.7e-06 | Bin | 1.71e-05 | Bin | 1.3e-05 | Bin | 9.42e-06 | Bin | 0.000346 | Bin | 2.0209e-06 | Bin
Consumers Energy - J.H. Campbell | MI | 1710 | Unit 1 | 8125511 | 6964113 | 29227514 | FALSE |  | 113 | 70 | 16 | 6.8796e-07 | Unit | 0.0031989 | Bin | 0.0010123 | Bin | 0.0015232 | Bin | 7.76e-07 | Unit | 1.5043e-06 | Unit | 2.23e-07 | Unit | 2.6286e-07 | Unit | 1.8063e-06 | Unit | 6.3987e-07 | Unit | 1.8067e-06 | Unit | 6.5377e-06 | Unit | 2.7878e-06 | Unit | 2.3761e-05 | Unit
Consumers Energy - J.H. Campbell | MI | 1710 | Unit 2 | 8125511 | 6964413 | 29227014 | FALSE |  | 103 | 55 | 4 | 6.8796e-07 | Unit | 0.059473 | Bin | 0.00619 | Bin | 0.00047871 | Bin | 7.76e-07 | Unit | 1.5043e-06 | Unit | 2.23e-07 | Unit | 2.6286e-07 | Unit | 1.8063e-06 | Unit | 6.3987e-07 | Unit | 1.8067e-06 | Unit | 6.5377e-06 | Unit | 2.7878e-06 | Unit | 2.3761e-05 | Unit
Consumers Energy - J.H. Campbell | MI | 1710 | Unit 3 | 8125511 | 6964313 | 106576214 | FALSE |  | 113 | 70 | 16 | 6.8796e-07 | Facility | 0.0031989 | Bin | 0.0010123 | Bin | 0.0015232 | Bin | 7.76e-07 | Facility | 1.5043e-06 | Facility | 2.23e-07 | Facility | 2.6286e-07 | Facility | 1.8063e-06 | Facility | 6.3987e-07 | Facility | 1.8067e-06 | Facility | 6.5377e-06 | Facility | 2.7878e-06 | Facility | 2.3761e-05 | Facility
J.C. Weadock | MI | 1720 | 7 | 8172811 | 82867513 | 106535314 | FALSE |  | 113 | 70 | 16 | 3.2785e-06 | Bin | 0.0031989 | Bin | 0.0010123 | Bin | 0.0015232 | Bin | 1.45e-06 | Bin | 1.25e-05 | Bin | 4.16e-07 | Bin | 3.81e-07 | Bin | 4.89e-05 | Bin | 1.58e-06 | Bin | 6.61e-06 | Bin | 1.01e-05 | Bin | 2.74e-05 | Bin | 3.69e-05 | Bin
J.C. Weadock | MI | 1720 | 8 | 8172811 | 82867513 | 106535314 | FALSE |  | 113 | 70 | 16 | 3.2785e-06 | Bin | 0.0031989 | Bin | 0.0010123 | Bin | 0.0015232 | Bin | 1.45e-06 | Bin | 1.25e-05 | Bin | 4.16e-07 | Bin | 3.81e-07 | Bin | 4.89e-05 | Bin | 1.58e-06 | Bin | 6.61e-06 | Bin | 1.01e-05 | Bin | 2.74e-05 | Bin | 3.69e-05 | Bin
J.R Whiting | MI | 1723 | 1 | 7285811 | 8570413 | 29013814 | FALSE |  | 113 | 70 | 16 | 3.2785e-06 | Bin | 0.0031989 | Bin | 0.0010123 | Bin | 0.0015232 | Bin | 1.45e-06 | Bin | 1.25e-05 | Bin | 4.16e-07 | Bin | 3.81e-07 | Bin | 4.89e-05 | Bin | 1.58e-06 | Bin | 6.61e-06 | Bin | 1.01e-05 | Bin | 2.74e-05 | Bin | 3.69e-05 | Bin
J.R Whiting | MI | 1723 | 2 | 7285811 | 8570713 | 29013314 | FALSE |  | 113 | 70 | 16 | 3.2785e-06 | Bin | 0.0031989 | Bin | 0.0010123 | Bin | 0.0015232 | Bin | 1.45e-06 | Bin | 1.25e-05 | Bin | 4.16e-07 | Bin | 3.81e-07 | Bin | 4.89e-05 | Bin | 1.58e-06 | Bin | 6.61e-06 | Bin | 1.01e-05 | Bin | 2.74e-05 | Bin | 3.69e-05 | Bin
J.R Whiting | MI | 1723 | 3 | 7285811 | 8570613 | 29013514 | FALSE |  | 113 | 70 | 16 | 3.2785e-06 | Bin | 0.0031989 | Bin | 0.0010123 | Bin | 0.0015232 | Bin | 1.45e-06 | Bin | 1.25e-05 | Bin | 4.16e-07 | Bin | 3.81e-07 | Bin | 4.89e-05 | Bin | 1.58e-06 | Bin | 6.61e-06 | Bin | 1.01e-05 | Bin | 2.74e-05 | Bin | 3.69e-05 | Bin
Harbor Beach Power Plant | MI | 1731 | 1 | 7790211 | 2337613 | 28644614 | FALSE |  | 103 | 55 | 4 | 5.6368e-06 | Bin | 0.059473 | Bin | 0.00619 | Bin | 0.00047871 | Bin | 1.45e-06 | Bin | 1.25e-05 | Bin | 4.16e-07 | Bin | 3.81e-07 | Bin | 4.89e-05 | Bin | 1.58e-06 | Bin | 6.61e-06 | Bin | 1.01e-05 | Bin | 2.74e-05 | Bin | 3.69e-05 | Bin
Marysville | MI | 1732 | 9 | 8127911 | 6930013 | 28556514 | FALSE |  | 103 | 55 | 4 | 5.6368e-06 | Bin | 0.059473 | Bin | 0.00619 | Bin | 0.00047871 | Bin | 1.45e-06 | Bin | 1.25e-05 | Bin | 4.16e-07 | Bin | 3.81e-07 | Bin | 4.89e-05 | Bin | 1.58e-06 | Bin | 6.61e-06 | Bin | 1.01e-05 | Bin | 2.74e-05 | Bin | 3.69e-05 | Bin
Marysville | MI | 1732 | 10 | 8127911 | 6929813 | 28557014 | FALSE |  | 103 | 55 | 4 | 5.6368e-06 | Bin | 0.059473 | Bin | 0.00619 | Bin | 0.00047871 | Bin | 1.45e-06 | Bin | 1.25e-05 | Bin | 4.16e-07 | Bin | 3.81e-07 | Bin | 4.89e-05 | Bin | 1.58e-06 | Bin | 6.61e-06 | Bin | 1.01e-05 | Bin | 2.74e-05 | Bin | 3.69e-05 | Bin
Marysville | MI | 1732 | 11 | 8127911 | 6929713 | 28557114 | FALSE |  | 103 | 55 | 4 | 5.6368e-06 | Bin | 0.059473 | Bin | 0.00619 | Bin | 0.00047871 | Bin | 1.45e-06 | Bin | 1.25e-05 | Bin | 4.16e-07 | Bin | 3.81e-07 | Bin | 4.89e-05 | Bin | 1.58e-06 | Bin | 6.61e-06 | Bin | 1.01e-05 | Bin | 2.74e-05 | Bin | 3.69e-05 | Bin
Marysville | MI | 1732 | 12 | 8127911 | 6930113 | 28556314 | FALSE |  | 103 | 55 | 4 | 5.6368e-06 | Bin | 0.059473 | Bin | 0.00619 | Bin | 0.00047871 | Bin | 1.45e-06 | Bin | 1.25e-05 | Bin | 4.16e-07 | Bin | 3.81e-07 | Bin | 4.89e-05 | Bin | 1.58e-06 | Bin | 6.61e-06 | Bin | 1.01e-05 | Bin | 2.74e-05 | Bin | 3.69e-05 | Bin
Monroe Power Plant | MI | 1733 | 1 | 7888311 | 3285413 | 29014914 | FALSE |  | 113 | 70 | 16 | 3.2785e-06 | Bin | 0.0031989 | Bin | 0.0010123 | Bin | 0.0015232 | Bin | 1.45e-06 | Bin | 1.25e-05 | Bin | 4.16e-07 | Bin | 3.81e-07 | Bin | 4.89e-05 | Bin | 1.58e-06 | Bin | 6.61e-06 | Bin | 1.01e-05 | Bin | 2.74e-05 | Bin | 3.69e-05 | Bin
Monroe Power Plant | MI | 1733 | 2 | 7888311 | 3285113 | 29015914 | FALSE |  | 113 | 70 | 16 | 3.2785e-06 | Bin | 0.0031989 | Bin | 0.0010123 | Bin | 0.0015232 | Bin | 1.45e-06 | Bin | 1.25e-05 | Bin | 4.16e-07 | Bin | 3.81e-07 | Bin | 4.89e-05 | Bin | 1.58e-06 | Bin | 6.61e-06 | Bin | 1.01e-05 | Bin | 2.74e-05 | Bin | 3.69e-05 | Bin
Monroe Power Plant | MI | 1733 | 3 | 7888311 | 3285313 | 29015314 | FALSE |  | 112 | 69 | 13 | 3.3153e-06 | Bin | 0.0021581 | Bin | 0.0030467 | Bin | 0.00010154 | Bin | 4.22e-07 | Bin | 2.52e-06 | Bin | 1.18e-07 | Bin | 2.2e-07 | Bin | 4.75e-06 | Bin | 5.1e-07 | Bin | 2.25e-06 | Bin | 1.01e-05 | Bin | 2.74e-05 | Bin | 9.24e-06 | Bin
Monroe Power Plant | MI | 1733 | 4 | 7888311 | 3285213 | 29015614 | FALSE |  | 112 | 69 | 13 | 3.3153e-06 | Bin | 0.0021581 | Bin | 0.0030467 | Bin | 0.00010154 | Bin | 4.22e-07 | Bin | 2.52e-06 | Bin | 1.18e-07 | Bin | 2.2e-07 | Bin | 4.75e-06 | Bin | 5.1e-07 | Bin | 2.25e-06 | Bin | 1.01e-05 | Bin | 2.74e-05 | Bin | 9.24e-06 | Bin
River Rouge Power Plant | MI | 1740 | 2 | 8229311 | 6593713 | 26412114 | FALSE |  | 113 | 70 | 16 | 3.2785e-06 | Bin | 0.0031989 | Bin | 0.0010123 | Bin | 0.0015232 | Bin | 1.45e-06 | Bin | 1.25e-05 | Bin | 4.16e-07 | Bin | 3.81e-07 | Bin | 4.89e-05 | Bin | 1.58e-06 | Bin | 6.61e-06 | Bin | 1.01e-05 | Bin | 2.74e-05 | Bin | 3.69e-05 | Bin
River Rouge Power Plant | MI | 1740 | 3 | 8229311 | 6594613 | 26411114 | FALSE |  | 113 | 70 | 16 | 3.2785e-06 | Bin | 0.0031989 | Bin | 0.0010123 | Bin | 0.0015232 | Bin | 1.45e-06 | Bin | 1.25e-05 | Bin | 4.16e-07 | Bin | 3.81e-07 | Bin | 4.89e-05 | Bin | 1.58e-06 | Bin | 6.61e-06 | Bin | 1.01e-05 | Bin | 2.74e-05 | Bin | 3.69e-05 | Bin
St Clair Power Plant | MI | 1743 | 1 | 7239111 | 7540113 | 28524314 | FALSE |  | 113 | 70 | 16 | 3.2785e-06 | Bin | 0.0031989 | Bin | 0.0010123 | Bin | 0.0015232 | Bin | 1.45e-06 | Bin | 1.25e-05 | Bin | 4.16e-07 | Bin | 3.81e-07 | Bin | 4.89e-05 | Bin | 1.58e-06 | Bin | 6.61e-06 | Bin | 1.01e-05 | Bin | 2.74e-05 | Bin | 3.69e-05 | Bin
St Clair Power Plant | MI | 1743 | 2 | 7239111 | 7540013 | 28524714 | FALSE |  | 113 | 70 | 16 | 3.2785e-06 | Bin | 0.0031989 | Bin | 0.0010123 | Bin | 0.0015232 | Bin | 1.45e-06 | Bin | 1.25e-05 | Bin | 4.16e-07 | Bin | 3.81e-07 | Bin | 4.89e-05 | Bin | 1.58e-06 | Bin | 6.61e-06 | Bin | 1.01e-05 | Bin | 2.74e-05 | Bin | 3.69e-05 | Bin
St Clair Power Plant | MI | 1743 | 3 | 7239111 | 7539913 | 28525114 | FALSE |  | 113 | 70 | 16 | 3.2785e-06 | Bin | 0.0031989 | Bin | 0.0010123 | Bin | 0.0015232 | Bin | 1.45e-06 | Bin | 1.25e-05 | Bin | 4.16e-07 | Bin | 3.81e-07 | Bin | 4.89e-05 | Bin | 1.58e-06 | Bin | 6.61e-06 | Bin | 1.01e-05 | Bin | 2.74e-05 | Bin | 3.69e-05 | Bin
St Clair Power Plant | MI | 1743 | 4 | 7239111 | 7539813 | 28525514 | FALSE |  | 113 | 70 | 16 | 3.2785e-06 | Bin | 0.0031989 | Bin | 0.0010123 | Bin | 0.0015232 | Bin | 1.45e-06 | Bin | 1.25e-05 | Bin | 4.16e-07 | Bin | 3.81e-07 | Bin | 4.89e-05 | Bin | 1.58e-06 | Bin | 6.61e-06 | Bin | 1.01e-05 | Bin | 2.74e-05 | Bin | 3.69e-05 | Bin
St Clair Power Plant | MI | 1743 | 6 | 7239111 | 7539613 | 28526114 | FALSE |  | 113 | 70 | 16 | 3.2785e-06 | Bin | 0.0031989 | Bin | 0.0010123 | Bin | 0.0015232 | Bin | 1.45e-06 | Bin | 1.25e-05 | Bin | 4.16e-07 | Bin | 3.81e-07 | Bin | 4.89e-05 | Bin | 1.58e-06 | Bin | 6.61e-06 | Bin | 1.01e-05 | Bin | 2.74e-05 | Bin | 3.69e-05 | Bin
St Clair Power Plant | MI | 1743 | 7 | 7239111 | 7538213 | 28527814 | FALSE |  | 113 | 70 | 16 | 3.2785e-06 | Bin | 0.0031989 | Bin | 0.0010123 | Bin | 0.0015232 | Bin | 1.45e-06 | Bin | 1.25e-05 | Bin | 4.16e-07 | Bin | 3.81e-07 | Bin | 4.89e-05 | Bin | 1.58e-06 | Bin | 6.61e-06 | Bin | 1.01e-05 | Bin | 2.74e-05 | Bin | 3.69e-05 | Bin
Trenton Channel Power Plant | MI | 1745 | 16 | 7422511 | 10892413 | 26470314 | FALSE |  | 103 | 55 | 4 | 5.6368e-06 | Bin | 0.059473 | Bin | 0.00619 | Bin | 0.00047871 | Bin | 1.45e-06 | Bin | 1.25e-05 | Bin | 4.16e-07 | Bin | 3.81e-07 | Bin | 4.89e-05 | Bin | 1.58e-06 | Bin | 6.61e-06 | Bin | 1.01e-05 | Bin | 2.74e-05 | Bin | 3.69e-05 | Bin
Trenton Channel Power Plant | MI | 1745 | 17 | 7422511 | 10892513 | 26470214 | FALSE |  | 103 | 55 | 4 | 5.6368e-06 | Bin | 0.059473 | Bin | 0.00619 | Bin | 0.00047871 | Bin | 1.45e-06 | Bin | 1.25e-05 | Bin | 4.16e-07 | Bin | 3.81e-07 | Bin | 4.89e-05 | Bin | 1.58e-06 | Bin | 6.61e-06 | Bin | 1.01e-05 | Bin | 2.74e-05 | Bin | 3.69e-05 | Bin
Trenton Channel Power Plant | MI | 1745 | 18 | 7422511 | 10893113 | 26410314 | FALSE |  | 103 | 55 | 4 | 5.6368e-06 | Bin | 0.059473 | Bin | 0.00619 | Bin | 0.00047871 | Bin | 1.45e-06 | Bin | 1.25e-05 | Bin | 4.16e-07 | Bin | 3.81e-07 | Bin | 4.89e-05 | Bin | 1.58e-06 | Bin | 6.61e-06 | Bin | 1.01e-05 | Bin | 2.74e-05 | Bin | 3.69e-05 | Bin
Trenton Channel Power Plant | MI | 1745 | 19 | 7422511 | 10893013 | 26410614 | FALSE |  | 103 | 55 | 4 | 5.6368e-06 | Bin | 0.059473 | Bin | 0.00619 | Bin | 0.00047871 | Bin | 1.45e-06 | Bin | 1.25e-05 | Bin | 4.16e-07 | Bin | 3.81e-07 | Bin | 4.89e-05 | Bin | 1.58e-06 | Bin | 6.61e-06 | Bin | 1.01e-05 | Bin | 2.74e-05 | Bin | 3.69e-05 | Bin
Trenton Channel Power Plant | MI | 1745 | 9A | 7422511 | 10892713 | 26469714 | FALSE |  | 113 | 70 | 16 | 3.2785e-06 | Bin | 0.0031989 | Bin | 0.0010123 | Bin | 0.0015232 | Bin | 1.45e-06 | Bin | 1.25e-05 | Bin | 4.16e-07 | Bin | 3.81e-07 | Bin | 4.89e-05 | Bin | 1.58e-06 | Bin | 6.61e-06 | Bin | 1.01e-05 | Bin | 2.74e-05 | Bin | 3.69e-05 | Bin
Presque Isle | MI | 1769 | 5 | 7778411 | 3632613 | 29360114 | FALSE |  | 101 | 53 | 4 | 4.3664e-08 | Bin | 0.059473 | Bin | 0.00619 | Bin | 0.00047871 | Bin | 4.22e-07 | Bin | 9.72e-07 | Bin | 1.18e-07 | Bin | 2.2e-07 | Bin | 4.89e-05 | Bin | 1.58e-06 | Bin | 2.25e-06 | Bin | 1.01e-05 | Bin | 2.74e-05 | Bin | 3.69e-05 | Bin
Presque Isle | MI | 1769 | 6 | 7778411 | 3632713 | 29359914 | FALSE |  | 101 | 53 | 4 | 4.3664e-08 | Bin | 0.059473 | Bin | 0.00619 | Bin | 0.00047871 | Bin | 4.22e-07 | Bin | 9.72e-07 | Bin | 1.18e-07 | Bin | 2.2e-07 | Bin | 4.89e-05 | Bin | 1.58e-06 | Bin | 2.25e-06 | Bin | 1.01e-05 | Bin | 2.74e-05 | Bin | 3.69e-05 | Bin
Presque Isle | MI | 1769 | 7 | 7778411 | 3632213 | 29361014 | FALSE |  | 111 | 68 | 16 | 3.0345e-06 | Bin | 0.0031989 | Bin | 0.0010123 | Bin | 0.0015232 | Bin | 4.22e-07 | Bin | 9.72e-07 | Bin | 1.18e-07 | Bin | 2.2e-07 | Bin | 4.89e-05 | Bin | 1.58e-06 | Bin | 2.25e-06 | Bin | 1.01e-05 | Bin | 2.74e-05 | Bin | 3.69e-05 | Bin
Presque Isle | MI | 1769 | 8 | 7778411 | 3632513 | 29360314 | FALSE |  | 111 | 68 | 16 | 3.0345e-06 | Bin | 0.0031989 | Bin | 0.0010123 | Bin | 0.0015232 | Bin | 4.22e-07 | Bin | 9.72e-07 | Bin | 1.18e-07 | Bin | 2.2e-07 | Bin | 4.89e-05 | Bin | 1.58e-06 | Bin | 2.25e-06 | Bin | 1.01e-05 | Bin | 2.74e-05 | Bin | 3.69e-05 | Bin
Presque Isle | MI | 1769 | 9 | 7778411 | 3633013 | 29359414 | FALSE |  | 111 | 68 | 16 | 3.0345e-06 | Bin | 0.0031989 | Bin | 0.0010123 | Bin | 0.0015232 | Bin | 4.22e-07 | Bin | 9.72e-07 | Bin | 1.18e-07 | Bin | 2.2e-07 | Bin | 4.89e-05 | Bin | 1.58e-06 | Bin | 2.25e-06 | Bin | 1.01e-05 | Bin | 2.74e-05 | Bin | 3.69e-05 | Bin
Grand Haven City of J.B. Sims | MI | 1825 | 3 | 6336811 | 16370813 | 29313114 | FALSE |  | 102 | 54 | 1 | 1.2522e-06 | Bin | 0.00058261 | Bin | 0.00017965 | Bin | 0.00023147 | Bin | 4.22e-07 | Bin | 2.52e-06 | Bin | 1.18e-07 | Bin | 2.2e-07 | Bin | 4.75e-06 | Bin | 5.1e-07 | Bin | 2.25e-06 | Bin | 1.01e-05 | Bin | 2.74e-05 | Bin | 9.24e-06 | Bin
James De Young | MI | 1830 | 5 | 8129311 | 6902913 | 29230114 | FALSE |  | 103 | 55 | 4 | 5.6368e-06 | Bin | 0.059473 | Bin | 0.00619 | Bin | 0.00047871 | Bin | 1.45e-06 | Bin | 1.25e-05 | Bin | 4.16e-07 | Bin | 3.81e-07 | Bin | 4.89e-05 | Bin | 1.58e-06 | Bin | 6.61e-06 | Bin | 1.01e-05 | Bin | 2.74e-05 | Bin | 3.69e-05 | Bin
Otto E. Eckert Station | MI | 1831 | EUBoiler1 | 5985211 | 24541313 | 28257214 | FALSE |  | 113 | 70 | 16 | 3.2785e-06 | Bin | 0.0031989 | Bin | 0.0010123 | Bin | 0.0015232 | Bin | 1.45e-06 | Bin | 1.25e-05 | Bin | 4.16e-07 | Bin | 3.81e-07 | Bin | 4.89e-05 | Bin | 1.58e-06 | Bin | 6.61e-06 | Bin | 1.01e-05 | Bin | 2.74e-05 | Bin | 3.69e-05 | Bin
Otto E. Eckert Station | MI | 1831 | EUBoiler2 | 5985211 | 24541313 | 28257214 | FALSE |  | 113 | 70 | 16 | 3.2785e-06 | Bin | 0.0031989 | Bin | 0.0010123 | Bin | 0.0015232 | Bin | 1.45e-06 | Bin | 1.25e-05 | Bin | 4.16e-07 | Bin | 3.81e-07 | Bin | 4.89e-05 | Bin | 1.58e-06 | Bin | 6.61e-06 | Bin | 1.01e-05 | Bin | 2.74e-05 | Bin | 3.69e-05 | Bin
Otto E. Eckert Station | MI | 1831 | EUBoiler3 | 5985211 | 24541313 | 28257214 | FALSE |  | 113 | 70 | 16 | 3.2785e-06 | Bin | 0.0031989 | Bin | 0.0010123 | Bin | 0.0015232 | Bin | 1.45e-06 | Bin | 1.25e-05 | Bin | 4.16e-07 | Bin | 3.81e-07 | Bin | 4.89e-05 | Bin | 1.58e-06 | Bin | 6.61e-06 | Bin | 1.01e-05 | Bin | 2.74e-05 | Bin | 3.69e-05 | Bin
Otto E. Eckert Station | MI | 1831 | EUBoiler4 | 5985211 | 24540813 | 28257714 | FALSE |  | 113 | 70 | 16 | 3.2785e-06 | Bin | 0.0031989 | Bin | 0.0010123 | Bin | 0.0015232 | Bin | 1.45e-06 | Bin | 1.25e-05 | Bin | 4.16e-07 | Bin | 3.81e-07 | Bin | 4.89e-05 | Bin | 1.58e-06 | Bin | 6.61e-06 | Bin | 1.01e-05 | Bin | 2.74e-05 | Bin | 3.69e-05 | Bin
Otto E. Eckert Station | MI | 1831 | EUBoiler5 | 5985211 | 24540813 | 28257714 | FALSE |  | 113 | 70 | 16 | 3.2785e-06 | Bin | 0.0031989 | Bin | 0.0010123 | Bin | 0.0015232 | Bin | 1.45e-06 | Bin | 1.25e-05 | Bin | 4.16e-07 | Bin | 3.81e-07 | Bin | 4.89e-05 | Bin | 1.58e-06 | Bin | 6.61e-06 | Bin | 1.01e-05 | Bin | 2.74e-05 | Bin | 3.69e-05 | Bin
Otto E. Eckert Station | MI | 1831 | EUBoiler6 | 5985211 | 24540813 | 28257714 | FALSE |  | 113 | 70 | 16 | 3.2785e-06 | Bin | 0.0031989 | Bin | 0.0010123 | Bin | 0.0015232 | Bin | 1.45e-06 | Bin | 1.25e-05 | Bin | 4.16e-07 | Bin | 3.81e-07 | Bin | 4.89e-05 | Bin | 1.58e-06 | Bin | 6.61e-06 | Bin | 1.01e-05 | Bin | 2.74e-05 | Bin | 3.69e-05 | Bin
Erickson Station | MI | 1832 | EU001 | 4174811 | 34945413 | 106546914 | FALSE |  | 113 | 70 | 16 | 2.4167e-06 | Unit | 0.0031989 | Bin | 0.0010123 | Bin | 0.0015232 | Bin | 2.5109e-07 | Unit | 1.3712e-06 | Unit | 6.8821e-08 | Unit | 8.5379e-08 | Unit | 2.1314e-06 | Unit | 4.0384e-07 | Unit | 6.61e-06 | Bin | 3.6458e-06 | Unit | 4.123e-06 | Unit | 2.0582e-06 | Unit
Shiras | MI | 1843 | 3 | 7779711 | 3628313 | 106175314 | FALSE |  | 111 | 66 | 14 | 4.6877e-06 | Bin | 0.00019188 | Bin | 0.00027291 | Bin | 0.00018552 | Bin | 4.22e-07 | Bin | 9.72e-07 | Bin | 1.18e-07 | Bin | 2.2e-07 | Bin | 4.89e-05 | Bin | 1.58e-06 | Bin | 2.25e-06 | Bin | 1.01e-05 | Bin | 2.74e-05 | Bin | 3.69e-05 | Bin
Wyandotte | MI | 1866 | 7 | 7902611 | 3280213 | 29263614 | FALSE |  | 103 | 56 | 4 | 1.1049e-05 | Bin | 0.059473 | Bin | 0.00619 | Bin | 0.00047871 | Bin | 1.45e-06 | Bin | 1.25e-05 | Bin | 4.16e-07 | Bin | 3.81e-07 | Bin | 4.89e-05 | Bin | 1.58e-06 | Bin | 6.61e-06 | Bin | 1.01e-05 | Bin | 2.74e-05 | Bin | 3.69e-05 | Bin
Laskin Energy Center | MN | 1891 | 1 | 6941511 | 14934913 | 27444214 | FALSE |  | 114 | 69 | 13 | 3.3153e-06 | Bin | 0.0021581 | Bin | 0.0030467 | Bin | 0.00010154 | Bin | 4.22e-07 | Bin | 2.52e-06 | Bin | 1.18e-07 | Bin | 2.2e-07 | Bin | 4.75e-06 | Bin | 5.1e-07 | Bin | 2.25e-06 | Bin | 1.01e-05 | Bin | 2.74e-05 | Bin | 9.24e-06 | Bin
Laskin Energy Center | MN | 1891 | 2 | 6941511 | 14935113 | 27443614 | FALSE |  | 114 | 69 | 13 | 3.3153e-06 | Bin | 0.0021581 | Bin | 0.0030467 | Bin | 0.00010154 | Bin | 4.22e-07 | Bin | 2.52e-06 | Bin | 1.18e-07 | Bin | 2.2e-07 | Bin | 4.75e-06 | Bin | 5.1e-07 | Bin | 2.25e-06 | Bin | 1.01e-05 | Bin | 2.74e-05 | Bin | 9.24e-06 | Bin
Boswell Energy Center | MN | 1893 | 1 | 6173211 | 15285013 | 27078514 | FALSE |  | 111 | 68 | 16 | 3.0345e-06 | Bin | 0.0031989 | Bin | 0.0010123 | Bin | 0.0015232 | Bin | 4.22e-07 | Bin | 9.72e-07 | Bin | 1.18e-07 | Bin | 2.2e-07 | Bin | 4.89e-05 | Bin | 1.58e-06 | Bin | 2.25e-06 | Bin | 1.01e-05 | Bin | 2.74e-05 | Bin | 3.69e-05 | Bin
Boswell Energy Center | MN | 1893 | 2 | 6173211 | 15285513 | 26323414 | FALSE |  | 111 | 68 | 16 | 3.0345e-06 | Bin | 0.0031989 | Bin | 0.0010123 | Bin | 0.0015232 | Bin | 4.22e-07 | Bin | 9.72e-07 | Bin | 1.18e-07 | Bin | 2.2e-07 | Bin | 4.89e-05 | Bin | 1.58e-06 | Bin | 2.25e-06 | Bin | 1.01e-05 | Bin | 2.74e-05 | Bin | 3.69e-05 | Bin
Boswell Energy Center | MN | 1893 | 3 | 6173211 | 15284313 | 27079814 | FALSE |  | 110 | 65 | 13 | 1.2955e-06 | Bin | 0.00051267 | Unit | 0.037945 | Unit | 0.00010154 | Bin | 4.22e-07 | Bin | 9.72e-07 | Bin | 1.18e-07 | Bin | 2.2e-07 | Bin | 4.75e-06 | Bin | 5.1e-07 | Bin | 2.25e-06 | Bin | 1.01e-05 | Bin | 2.74e-05 | Bin | 9.24e-06 | Bin
Boswell Energy Center | MN | 1893 | 4 | 6173211 | 15284213 | 27079914 | FALSE |  | 114 | 69 | 13 | 3.3153e-06 | Bin | 0.00051267 | Facility | 0.037945 | Facility | 0.00010154 | Bin | 4.22e-07 | Bin | 2.52e-06 | Bin | 1.18e-07 | Bin | 2.2e-07 | Bin | 4.75e-06 | Bin | 5.1e-07 | Bin | 2.25e-06 | Bin | 1.01e-05 | Bin | 2.74e-05 | Bin | 9.24e-06 | Bin
Hibbard Energy Center | MN | 1897 | 3 | 7838011 | 2841413 | 27443214 | FALSE |  | 113 | 70 | 16 | 3.2785e-06 | Bin | 0.0031989 | Bin | 0.0010123 | Bin | 0.0015232 | Bin | 1.45e-06 | Bin | 1.25e-05 | Bin | 4.16e-07 | Bin | 3.81e-07 | Bin | 4.89e-05 | Bin | 1.58e-06 | Bin | 6.61e-06 | Bin | 1.01e-05 | Bin | 2.74e-05 | Bin | 3.69e-05 | Bin
Hibbard Energy Center | MN | 1897 | 4 | 7838011 | 2841513 | 27442914 | FALSE |  | 113 | 70 | 16 | 3.2785e-06 | Bin | 0.0031989 | Bin | 0.0010123 | Bin | 0.0015232 | Bin | 1.45e-06 | Bin | 1.25e-05 | Bin | 4.16e-07 | Bin | 3.81e-07 | Bin | 4.89e-05 | Bin | 1.58e-06 | Bin | 6.61e-06 | Bin | 1.01e-05 | Bin | 2.74e-05 | Bin | 3.69e-05 | Bin
Black Dog | MN | 1904 | 3 | 6275411 | 15814713 | 29096714 | FALSE |  | 113 | 70 | 16 | 3.2785e-06 | Bin | 0.0031989 | Bin | 0.0010123 | Bin | 0.0015232 | Bin | 1.45e-06 | Bin | 1.25e-05 | Bin | 4.16e-07 | Bin | 3.81e-07 | Bin | 4.89e-05 | Bin | 1.58e-06 | Bin | 6.61e-06 | Bin | 1.01e-05 | Bin | 2.74e-05 | Bin | 3.69e-05 | Bin
Black Dog | MN | 1904 | 4 | 6275411 | 15814813 | 29096414 | FALSE |  | 113 | 70 | 16 | 3.2785e-06 | Bin | 0.0031989 | Bin | 0.0010123 | Bin | 0.0015232 | Bin | 1.45e-06 | Bin | 1.25e-05 | Bin | 4.16e-07 | Bin | 3.81e-07 | Bin | 4.89e-05 | Bin | 1.58e-06 | Bin | 6.61e-06 | Bin | 1.01e-05 | Bin | 2.74e-05 | Bin | 3.69e-05 | Bin
Allen S King | MN | 1915 | Boiler 1 | 6772111 | 13604613 | 27897514 | FALSE |  | 111 | 66 | 14 | 4.6877e-06 | Bin | 0.00019188 | Bin | 0.00027291 | Bin | 0.00018552 | Bin | 4.22e-07 | Bin | 9.72e-07 | Bin | 1.18e-07 | Bin | 2.2e-07 | Bin | 4.89e-05 | Bin | 1.58e-06 | Bin | 2.25e-06 | Bin | 1.01e-05 | Bin | 2.74e-05 | Bin | 3.69e-05 | Bin
Hoot Lake | MN | 1943 | 002 | 7072311 | 15102413 | 27602214 | FALSE |  | 113 | 70 | 16 | 5.9107e-06 | Unit | 0.00068829 | Unit | 0.00036715 | Unit | 0.00066676 | Unit | 8.0889e-07 | Unit | 5.2938e-06 | Unit | 2.4386e-07 | Unit | 3.9328e-07 | Unit | 4.46e-06 | Unit | 2.2021e-06 | Unit | 4.1259e-06 | Unit | 2.6354e-05 | Unit | 3.1705e-06 | Unit | 3.4617e-06 | Unit
Hoot Lake | MN | 1943 | 003 | 7072311 | 15103013 | 27601314 | FALSE |  | 113 | 70 | 16 | 5.9107e-06 | Facility | 0.00068829 | Facility | 0.00036715 | Facility | 0.00066676 | Facility | 8.0889e-07 | Facility | 5.2938e-06 | Facility | 2.4386e-07 | Facility | 3.9328e-07 | Facility | 4.46e-06 | Facility | 2.2021e-06 | Facility | 4.1259e-06 | Facility | 2.6354e-05 | Facility | 3.1705e-06 | Facility | 3.4617e-06 | Facility
Austin Northeast | MN | 1961 | NEPP | 7002411 | 14231213 | 26906014 | FALSE |  | 103 | 55 | 4 | 5.6368e-06 | Bin | 0.059473 | Bin | 0.00619 | Bin | 0.00047871 | Bin | 1.45e-06 | Bin | 1.25e-05 | Bin | 4.16e-07 | Bin | 3.81e-07 | Bin | 4.89e-05 | Bin | 1.58e-06 | Bin | 6.61e-06 | Bin | 1.01e-05 | Bin | 2.74e-05 | Bin | 3.69e-05 | Bin
Silver Lake | MN | 2008 | 4 | 7149811 | 14414513 | 26803714 | FALSE |  | 101 | 51 | 2 | 1.137e-07 | Bin | 0.0064789 | Bin | 0.00010909 | Bin | 0.00034538 | Bin | 4.22e-07 | Bin | 9.72e-07 | Bin | 1.18e-07 | Bin | 2.2e-07 | Bin | 4.89e-05 | Bin | 1.58e-06 | Bin | 2.25e-06 | Bin | 1.01e-05 | Bin | 2.74e-05 | Bin | 3.69e-05 | Bin
Jack Watson | MS | 2049 | 4 | 6788111 | 13581913 | 27761614 | FALSE |  | 103 | 55 | 4 | 5.6368e-06 | Bin | 0.059473 | Bin | 0.00619 | Bin | 0.00047871 | Bin | 1.45e-06 | Bin | 1.25e-05 | Bin | 4.16e-07 | Bin | 3.81e-07 | Bin | 4.89e-05 | Bin | 1.58e-06 | Bin | 6.61e-06 | Bin | 1.01e-05 | Bin | 2.74e-05 | Bin | 3.69e-05 | Bin
Jack Watson | MS | 2049 | 5 | 6788111 | 13581613 | 27761914 | FALSE |  | 103 | 55 | 4 | 5.6368e-06 | Bin | 0.059473 | Bin | 0.00619 | Bin | 0.00047871 | Bin | 1.45e-06 | Bin | 1.25e-05 | Bin | 4.16e-07 | Bin | 3.81e-07 | Bin | 4.89e-05 | Bin | 1.58e-06 | Bin | 6.61e-06 | Bin | 1.01e-05 | Bin | 2.74e-05 | Bin | 3.69e-05 | Bin
Baxter Wilson | MS | 2050 | 1 | 8233711 | 5616513 | 25039014 | FALSE |  | 119 | 75 | 20 | 2.7735e-07 | Unit | 0.0035233 | Unit | 0.0014733 | Unit | 0.00025033 | Unit | 5.5825e-05 | Unit | 2.3194e-06 | Unit | 2.4576e-07 | Unit | 3.6864e-07 | Unit | 5.3071e-06 | Unit | 1.2027e-05 | Unit | 4.7416e-06 | Unit | 4.5398e-06 | Unit | 0.00023189 | Unit | 1.364e-06 | Unit
Baxter Wilson | MS | 2050 | 2 | 8233711 | 5616213 | 25039314 | FALSE |  | 119 | 75 | 20 | 2.7735e-07 | Facility | 0.0035233 | Facility | 0.00020182 | Bin | 0.00025033 | Facility | 5.5825e-05 | Facility | 2.3194e-06 | Facility | 2.4576e-07 | Facility | 3.6864e-07 | Facility | 5.3071e-06 | Facility | 1.2027e-05 | Facility | 4.7416e-06 | Facility | 4.5398e-06 | Facility | 0.00023189 | Facility | 1.364e-06 | Facility
Asbury | MO | 2076 | 1 | 5321511 | 26532413 | 23580114 | FALSE |  | 113 | 70 | 16 | 3.2785e-06 | Bin | 0.0031989 | Bin | 0.0010123 | Bin | 0.0015232 | Bin | 1.45e-06 | Bin | 1.25e-05 | Bin | 4.16e-07 | Bin | 3.81e-07 | Bin | 4.89e-05 | Bin | 1.58e-06 | Bin | 6.61e-06 | Bin | 1.01e-05 | Bin | 2.74e-05 | Bin | 3.69e-05 | Bin
Hawthorn | MO | 2079 | 5A | 7663711 | 12449713 | 88028114 | FALSE |  | 111 | 66 | 14 | 5.3e-06 | Unit | 7.2108e-05 | Unit | 7.3847e-05 | Unit | 4.6267e-05 | Unit | 4.9685e-07 | Unit | 3.0296e-07 | Unit | 7.41e-08 | Unit | 3.5812e-07 | Unit | 1.2364e-06 | Unit | 5.8796e-07 | Unit | 2.1791e-06 | Unit | 1.2681e-06 | Unit | 1.0196e-06 | Unit | 4.6595e-07 | Unit
Montrose | MO | 2080 | 1 | 7529611 | 11603713 | 87719514 | FALSE |  | 113 | 70 | 16 | 3.2785e-06 | Bin | 0.0031989 | Bin | 0.0010123 | Bin | 0.0015232 | Bin | 1.45e-06 | Bin | 1.25e-05 | Bin | 4.16e-07 | Bin | 3.81e-07 | Bin | 4.89e-05 | Bin | 1.58e-06 | Bin | 6.61e-06 | Bin | 1.01e-05 | Bin | 2.74e-05 | Bin | 3.69e-05 | Bin
Montrose | MO | 2080 | 2 | 7529611 | 11604113 | 87719214 | FALSE |  | 113 | 70 | 16 | 3.2785e-06 | Bin | 0.0031989 | Bin | 0.0010123 | Bin | 0.0015232 | Bin | 1.45e-06 | Bin | 1.25e-05 | Bin | 4.16e-07 | Bin | 3.81e-07 | Bin | 4.89e-05 | Bin | 1.58e-06 | Bin | 6.61e-06 | Bin | 1.01e-05 | Bin | 2.74e-05 | Bin | 3.69e-05 | Bin
Montrose | MO | 2080 | 3 | 7529611 | 11604413 | 87718914 | FALSE |  | 113 | 70 | 16 | 3.2785e-06 | Bin | 0.0031989 | Bin | 0.0010123 | Bin | 0.0015232 | Bin | 1.45e-06 | Bin | 1.25e-05 | Bin | 4.16e-07 | Bin | 3.81e-07 | Bin | 4.89e-05 | Bin | 1.58e-06 | Bin | 6.61e-06 | Bin | 1.01e-05 | Bin | 2.74e-05 | Bin | 3.69e-05 | Bin
Sibley | MO | 2094 | 1 | 7664111 | 12444813 | 25745614 | FALSE |  | 113 | 70 | 16 | 1.2967e-06 | Unit | 0.0031989 | Bin | 0.0010123 | Bin | 0.0015232 | Bin | 2.4313e-07 | Unit | 1.7858e-06 | Unit | 4.9791e-08 | Unit | 8.8744e-08 | Unit | 2.0528e-06 | Unit | 6.4664e-07 | Unit | 2.1273e-06 | Unit | 2.2683e-06 | Unit | 2.3712e-06 | Unit | 6.3081e-06 | Unit
Sibley | MO | 2094 | 2 | 7664111 | 12444413 | 25746414 | FALSE |  | 113 | 70 | 16 | 1.2967e-06 | Unit | 0.0031989 | Bin | 0.0010123 | Bin | 0.0015232 | Bin | 2.4313e-07 | Unit | 1.7858e-06 | Unit | 4.9791e-08 | Unit | 8.8744e-08 | Unit | 2.0528e-06 | Unit | 6.4664e-07 | Unit | 2.1273e-06 | Unit | 2.2683e-06 | Unit | 2.3712e-06 | Unit | 6.3081e-06 | Unit
Sibley | MO | 2094 | 3 | 7664111 | 12444113 | 25746914 | FALSE |  | 113 | 70 | 16 | 1.2967e-06 | Unit | 0.0031989 | Bin | 0.0010123 | Bin | 0.0015232 | Bin | 2.4313e-07 | Unit | 1.7858e-06 | Unit | 4.9791e-08 | Unit | 8.8744e-08 | Unit | 2.0528e-06 | Unit | 6.4664e-07 | Unit | 2.1273e-06 | Unit | 2.2683e-06 | Unit | 2.3712e-06 | Unit | 6.3081e-06 | Unit
Lake Road | MO | 2098 | 6 | 6346411 | 15422413 | 25248314 | FALSE |  | 113 | 70 | 16 | 1.4733e-06 | Unit | 0.0031989 | Bin | 0.0010123 | Bin | 0.0015232 | Bin | 1.5448e-06 | Unit | 6.7857e-06 | Unit | 4.9603e-07 | Unit | 4.718e-07 | Unit | 1.128e-05 | Unit | 6.2941e-06 | Unit | 2.1752e-05 | Unit | 7.7393e-06 | Unit | 1.4685e-05 | Unit | 2.9021e-06 | Unit
Labadie | MO | 2103 | 1 | 6032111 | 24463913 | 25828814 | FALSE |  | 113 | 70 | 16 | 3.2785e-06 | Bin | 0.0031989 | Bin | 0.0010123 | Bin | 0.0015232 | Bin | 1.45e-06 | Bin | 1.25e-05 | Bin | 4.16e-07 | Bin | 3.81e-07 | Bin | 4.89e-05 | Bin | 1.58e-06 | Bin | 6.61e-06 | Bin | 1.01e-05 | Bin | 2.74e-05 | Bin | 3.69e-05 | Bin
Labadie | MO | 2103 | 2 | 6032111 | 24464013 | 25828514 | FALSE |  | 113 | 70 | 16 | 3.2785e-06 | Bin | 0.0031989 | Bin | 0.0010123 | Bin | 0.0015232 | Bin | 1.45e-06 | Bin | 1.25e-05 | Bin | 4.16e-07 | Bin | 3.81e-07 | Bin | 4.89e-05 | Bin | 1.58e-06 | Bin | 6.61e-06 | Bin | 1.01e-05 | Bin | 2.74e-05 | Bin | 3.69e-05 | Bin
Labadie | MO | 2103 | 3 | 6032111 | 24464113 | 25828414 | FALSE |  | 113 | 70 | 16 | 3.2785e-06 | Bin | 0.0031989 | Bin | 0.0010123 | Bin | 0.0015232 | Bin | 1.45e-06 | Bin | 1.25e-05 | Bin | 4.16e-07 | Bin | 3.81e-07 | Bin | 4.89e-05 | Bin | 1.58e-06 | Bin | 6.61e-06 | Bin | 1.01e-05 | Bin | 2.74e-05 | Bin | 3.69e-05 | Bin
Labadie | MO | 2103 | 4 | 6032111 | 24464513 | 25827814 | FALSE |  | 113 | 70 | 16 | 3.2785e-06 | Bin | 0.0031989 | Bin | 0.0010123 | Bin | 0.0015232 | Bin | 1.45e-06 | Bin | 1.25e-05 | Bin | 4.16e-07 | Bin | 3.81e-07 | Bin | 4.89e-05 | Bin | 1.58e-06 | Bin | 6.61e-06 | Bin | 1.01e-05 | Bin | 2.74e-05 | Bin | 3.69e-05 | Bin
Meramec | MO | 2104 | 1 | 6816611 | 13792113 | 87927514 | FALSE |  | 113 | 70 | 16 | 3.2785e-06 | Bin | 0.0031989 | Bin | 0.0010123 | Bin | 0.0015232 | Bin | 1.45e-06 | Bin | 1.25e-05 | Bin | 4.16e-07 | Bin | 3.81e-07 | Bin | 4.89e-05 | Bin | 1.58e-06 | Bin | 6.61e-06 | Bin | 1.01e-05 | Bin | 2.74e-05 | Bin | 3.69e-05 | Bin
Meramec | MO | 2104 | 2 | 6816611 | 13792613 | 87927214 | FALSE |  | 113 | 70 | 16 | 3.2785e-06 | Bin | 0.0031989 | Bin | 0.0010123 | Bin | 0.0015232 | Bin | 1.45e-06 | Bin | 1.25e-05 | Bin | 4.16e-07 | Bin | 3.81e-07 | Bin | 4.89e-05 | Bin | 1.58e-06 | Bin | 6.61e-06 | Bin | 1.01e-05 | Bin | 2.74e-05 | Bin | 3.69e-05 | Bin
Meramec | MO | 2104 | 3 | 6816611 | 13793013 | 87927014 | FALSE |  | 113 | 70 | 16 | 3.2785e-06 | Bin | 0.0031989 | Bin | 0.0010123 | Bin | 0.0015232 | Bin | 1.45e-06 | Bin | 1.25e-05 | Bin | 4.16e-07 | Bin | 3.81e-07 | Bin | 4.89e-05 | Bin | 1.58e-06 | Bin | 6.61e-06 | Bin | 1.01e-05 | Bin | 2.74e-05 | Bin | 3.69e-05 | Bin
Meramec | MO | 2104 | 4 | 6816611 | 13792813 | 87926914 | FALSE |  | 113 | 70 | 16 | 3.2785e-06 | Bin | 0.0031989 | Bin | 0.0010123 | Bin | 0.0015232 | Bin | 1.45e-06 | Bin | 1.25e-05 | Bin | 4.16e-07 | Bin | 3.81e-07 | Bin | 4.89e-05 | Bin | 1.58e-06 | Bin | 6.61e-06 | Bin | 1.01e-05 | Bin | 2.74e-05 | Bin | 3.69e-05 | Bin
Sioux | MO | 2107 | 1 | 6783411 | 13832613 | 23348514 | FALSE |  | 112 | 69 | 13 | 3.3153e-06 | Bin | 0.016034 | Facility | 0.0016224 | Facility | 0.00011103 | Facility | 2.4691e-06 | Facility | 1.3973e-06 | Facility | 1.7848e-08 | Facility | 4.9019e-08 | Facility | 5.2073e-07 | Facility | 8.4769e-08 | Facility | 5.1346e-07 | Facility | 1.0892e-06 | Facility | 2.917e-07 | Facility | 1.6765e-05 | Facility
Sioux | MO | 2107 | 2 | 6783411 | 13831813 | 23349614 | FALSE |  | 112 | 69 | 13 | 1.44e-06 | Unit | 0.016034 | Unit | 0.0016224 | Unit | 0.00011103 | Unit | 2.4691e-06 | Unit | 1.3973e-06 | Unit | 1.7848e-08 | Unit | 4.9019e-08 | Unit | 5.2073e-07 | Unit | 8.4769e-08 | Unit | 5.1346e-07 | Unit | 1.0892e-06 | Unit | 2.917e-07 | Unit | 1.6765e-05 | Unit
Independence Power & Light - Blue Valley Station | MO | 2132 | BV3 | 8100311 | 6089113 | 25731914 | FALSE |  | 103 | 56 | 4 | 1.1049e-05 | Bin | 0.059473 | Bin | 0.00619 | Bin | 0.00047871 | Bin | 1.45e-06 | Bin | 1.25e-05 | Bin | 4.16e-07 | Bin | 3.81e-07 | Bin | 4.89e-05 | Bin | 1.58e-06 | Bin | 6.61e-06 | Bin | 1.01e-05 | Bin | 2.74e-05 | Bin | 3.69e-05 | Bin
James River Power Station | MO | 2161 | 3 | 7494511 | 11238513 | 26222914 | FALSE |  | 113 | 70 | 16 | 2.4587e-06 | Facility | 0.00083333 | Facility | 0.0019 | Facility | 0.00093333 | Facility | 1.0077e-06 | Facility | 2.3319e-06 | Facility | 2.7909e-07 | Facility | 8.8286e-07 | Facility | 0.00049516 | Facility | 7.8126e-06 | Facility | 6.17e-06 | Facility | 5.8774e-05 | Facility | 0.00037452 | Facility | 1.4917e-05 | Facility
James River Power Station | MO | 2161 | 4 | 7494511 | 11238613 | 26222514 | FALSE |  | 113 | 70 | 16 | 2.7243e-06 | Unit | 0.00083333 | Unit | 0.0019 | Unit | 0.00093333 | Unit | 8.8478e-07 | Unit | 2.071e-06 | Unit | 2.6469e-07 | Unit | 6.0003e-07 | Unit | 0.00015561 | Unit | 4.9572e-06 | Unit | 4.5e-06 | Unit | 3.8249e-05 | Unit | 0.00020414 | Unit | 6.6139e-06 | Unit
James River Power Station | MO | 2161 | 5 | 7494511 | 11237413 | 26225614 | FALSE |  | 113 | 70 | 16 | 2.1932e-06 | Unit | 0.00083333 | Facility | 0.0019 | Facility | 0.00093333 | Facility | 1.1307e-06 | Unit | 2.5928e-06 | Unit | 2.9349e-07 | Unit | 1.1657e-06 | Unit | 0.00083471 | Unit | 1.0668e-05 | Unit | 7.83e-06 | Unit | 7.9298e-05 | Unit | 0.0005449 | Unit | 2.3221e-05 | Unit
New Madrid | MO | 2167 | 1 | 5363811 | 26290513 | 26155714 | FALSE |  | 113 | 70 | 16 | 3.2785e-06 | Bin | 0.0031989 | Bin | 0.0010123 | Bin | 0.0015232 | Bin | 1.45e-06 | Bin | 1.25e-05 | Bin | 4.16e-07 | Bin | 3.81e-07 | Bin | 4.89e-05 | Bin | 1.58e-06 | Bin | 6.61e-06 | Bin | 1.01e-05 | Bin | 2.74e-05 | Bin | 3.69e-05 | Bin
New Madrid | MO | 2167 | 2 | 5363811 | 26289613 | 26157014 | FALSE |  | 113 | 70 | 16 | 3.2785e-06 | Bin | 0.0031989 | Bin | 0.0010123 | Bin | 0.0015232 | Bin | 1.45e-06 | Bin | 1.25e-05 | Bin | 4.16e-07 | Bin | 3.81e-07 | Bin | 4.89e-05 | Bin | 1.58e-06 | Bin | 6.61e-06 | Bin | 1.01e-05 | Bin | 2.74e-05 | Bin | 3.69e-05 | Bin
Thomas Hill | MO | 2168 | MB1 | 6688411 | 12909013 | 23655714 | FALSE |  | 113 | 70 | 16 | 3.2785e-06 | Bin | 0.0031989 | Bin | 0.0010123 | Bin | 0.0015232 | Bin | 1.45e-06 | Bin | 1.25e-05 | Bin | 4.16e-07 | Bin | 3.81e-07 | Bin | 4.89e-05 | Bin | 1.58e-06 | Bin | 6.61e-06 | Bin | 1.01e-05 | Bin | 2.74e-05 | Bin | 3.69e-05 | Bin
Thomas Hill | MO | 2168 | MB2 | 6688411 | 12908413 | 24359514 | FALSE |  | 113 | 70 | 16 | 3.2785e-06 | Bin | 0.0031989 | Bin | 0.0010123 | Bin | 0.0015232 | Bin | 1.45e-06 | Bin | 1.25e-05 | Bin | 4.16e-07 | Bin | 3.81e-07 | Bin | 4.89e-05 | Bin | 1.58e-06 | Bin | 6.61e-06 | Bin | 1.01e-05 | Bin | 2.74e-05 | Bin | 3.69e-05 | Bin
Thomas Hill | MO | 2168 | MB3 | 6688411 | 12908813 | 23656014 | FALSE |  | 113 | 70 | 16 | 3.2785e-06 | Bin | 0.0031989 | Bin | 0.0010123 | Bin | 0.0015232 | Bin | 1.45e-06 | Bin | 1.25e-05 | Bin | 4.16e-07 | Bin | 3.81e-07 | Bin | 4.89e-05 | Bin | 1.58e-06 | Bin | 6.61e-06 | Bin | 1.01e-05 | Bin | 2.74e-05 | Bin | 3.69e-05 | Bin
Chamois Power Plant | MO | 2169 | 2 | 6724711 | 12829113 | 87763914 | FALSE |  | 113 | 70 | 16 | 3.2785e-06 | Bin | 0.0031989 | Bin | 0.0010123 | Bin | 0.0015232 | Bin | 1.45e-06 | Bin | 1.25e-05 | Bin | 4.16e-07 | Bin | 3.81e-07 | Bin | 4.89e-05 | Bin | 1.58e-06 | Bin | 6.61e-06 | Bin | 1.01e-05 | Bin | 2.74e-05 | Bin | 3.69e-05 | Bin
JE Corette Plant | MT | 2187 | 2 | 5270511 | 24919113 | 21803414 | FALSE |  | 113 | 65 | 15 | 1.2955e-06 | Bin | 0.00088546 | Bin | 0.0010188 | Bin | 0.00011268 | Bin | 1.45e-06 | Bin | 1.25e-05 | Bin | 4.16e-07 | Bin | 3.81e-07 | Bin | 4.89e-05 | Bin | 1.58e-06 | Bin | 6.61e-06 | Bin | 1.01e-05 | Bin | 2.74e-05 | Bin | 3.69e-05 | Bin
Lon Wright | NE | 2240 | 8 | 7766111 | 1753213 | 21381314 | FALSE |  | 113 | 71 | 16 | 5.2533e-06 | Bin | 0.0031989 | Bin | 0.0010123 | Bin | 0.0015232 | Bin | 1.45e-06 | Bin | 1.25e-05 | Bin | 4.16e-07 | Bin | 3.81e-07 | Bin | 4.89e-05 | Bin | 1.58e-06 | Bin | 6.61e-06 | Bin | 1.01e-05 | Bin | 2.74e-05 | Bin | 3.69e-05 | Bin
Sheldon Station | NE | 2277 | 1 | 5281111 | 25619413 | 21757714 | FALSE |  | 111 | 68 | 16 | 3.1734e-06 | Unit | 0.0031989 | Bin | 0.0010123 | Bin | 0.0015232 | Bin | 5.8237e-07 | Unit | 5.8237e-07 | Unit | 1.4559e-07 | Unit | 1.5403e-07 | Unit | 4.5506e-07 | Unit | 1.4559e-07 | Unit | 2.9119e-07 | Unit | 8.6787e-07 | Unit | 7.3148e-07 | Unit | 1.5754e-06 | Unit
Sheldon Station | NE | 2277 | 2 | 5281111 | 25619513 | 21757614 | FALSE |  | 111 | 68 | 16 | 3.3075e-07 | Unit | 0.0031989 | Bin | 0.0010123 | Bin | 0.0015232 | Bin | 6.1233e-07 | Unit | 6.1233e-07 | Unit | 1.5308e-07 | Unit | 1.634e-07 | Unit | 5.6731e-07 | Unit | 1.5308e-07 | Unit | 3.2129e-07 | Unit | 8.782e-07 | Unit | 1.0008e-06 | Unit | 2.2357e-06 | Unit
North Omaha | NE | 2291 | NO1 | 6732411 | 12757713 | 21477714 | FALSE |  | 113 | 70 | 16 | 3.2785e-06 | Bin | 0.0031989 | Bin | 0.0010123 | Bin | 0.0015232 | Bin | 1.45e-06 | Bin | 1.25e-05 | Bin | 4.16e-07 | Bin | 3.81e-07 | Bin | 4.89e-05 | Bin | 1.58e-06 | Bin | 6.61e-06 | Bin | 1.01e-05 | Bin | 2.74e-05 | Bin | 3.69e-05 | Bin
North Omaha | NE | 2291 | NO2 | 6732411 | 12757513 | 21477914 | FALSE |  | 113 | 70 | 16 | 3.2785e-06 | Bin | 0.0031989 | Bin | 0.0010123 | Bin | 0.0015232 | Bin | 1.45e-06 | Bin | 1.25e-05 | Bin | 4.16e-07 | Bin | 3.81e-07 | Bin | 4.89e-05 | Bin | 1.58e-06 | Bin | 6.61e-06 | Bin | 1.01e-05 | Bin | 2.74e-05 | Bin | 3.69e-05 | Bin
North Omaha | NE | 2291 | NO3 | 6732411 | 12757613 | 21477814 | FALSE |  | 113 | 70 | 16 | 3.2785e-06 | Bin | 0.0031989 | Bin | 0.0010123 | Bin | 0.0015232 | Bin | 1.45e-06 | Bin | 1.25e-05 | Bin | 4.16e-07 | Bin | 3.81e-07 | Bin | 4.89e-05 | Bin | 1.58e-06 | Bin | 6.61e-06 | Bin | 1.01e-05 | Bin | 2.74e-05 | Bin | 3.69e-05 | Bin
North Omaha | NE | 2291 | NO4 | 6732411 | 12757413 | 21478014 | FALSE |  | 113 | 70 | 16 | 3.2785e-06 | Bin | 0.0031989 | Bin | 0.0010123 | Bin | 0.0015232 | Bin | 1.45e-06 | Bin | 1.25e-05 | Bin | 4.16e-07 | Bin | 3.81e-07 | Bin | 4.89e-05 | Bin | 1.58e-06 | Bin | 6.61e-06 | Bin | 1.01e-05 | Bin | 2.74e-05 | Bin | 3.69e-05 | Bin
North Omaha | NE | 2291 | NO5 | 6732411 | 12757313 | 21478114 | FALSE |  | 113 | 70 | 16 | 3.2785e-06 | Bin | 0.0031989 | Bin | 0.0010123 | Bin | 0.0015232 | Bin | 1.45e-06 | Bin | 1.25e-05 | Bin | 4.16e-07 | Bin | 3.81e-07 | Bin | 4.89e-05 | Bin | 1.58e-06 | Bin | 6.61e-06 | Bin | 1.01e-05 | Bin | 2.74e-05 | Bin | 3.69e-05 | Bin
Reid Gardner | NV | 2324 | 1 | 6815611 | 13798413 | 24471014 | FALSE |  | 100 | 52 | 1 | 2.0073e-08 | Unit | 0.0057131 | Unit | 0.00052785 | Unit | 0.000713 | Unit | 9.8044e-09 | Unit | 4.0506e-08 | Unit | 6.1627e-09 | Unit | 1.9836e-08 | Unit | 2.7654e-07 | Unit | 1.05e-06 | Unit | 9.0551e-08 | Unit | 2.5855e-07 | Unit | 3.9712e-07 | Unit | 1.7866e-07 | Unit
Reid Gardner | NV | 2324 | 2 | 6815611 | 13798513 | 24470914 | FALSE |  | 100 | 52 | 1 | 2.0073e-08 | Facility | 0.0057131 | Facility | 0.00052785 | Facility | 0.000713 | Facility | 9.8044e-09 | Facility | 4.0506e-08 | Facility | 6.1627e-09 | Facility | 1.9836e-08 | Facility | 2.7654e-07 | Facility | 1.05e-06 | Facility | 9.0551e-08 | Facility | 2.5855e-07 | Facility | 3.9712e-07 | Facility | 1.7866e-07 | Facility
Reid Gardner | NV | 2324 | 3 | 6815611 | 13798613 | 24470814 | FALSE |  | 100 | 52 | 1 | 2.0073e-08 | Facility | 0.0057131 | Facility | 0.00052785 | Facility | 0.000713 | Facility | 9.8044e-09 | Facility | 4.0506e-08 | Facility | 6.1627e-09 | Facility | 1.9836e-08 | Facility | 2.7654e-07 | Facility | 1.05e-06 | Facility | 9.0551e-08 | Facility | 2.5855e-07 | Facility | 3.9712e-07 | Facility | 1.7866e-07 | Facility
Reid Gardner | NV | 2324 | 4 | 6815611 | 13798913 | 21981114 | FALSE |  | 100 | 52 | 1 | 2.0073e-08 | Facility | 0.0057131 | Facility | 0.00052785 | Facility | 0.000713 | Facility | 9.8044e-09 | Facility | 4.0506e-08 | Facility | 6.1627e-09 | Facility | 1.9836e-08 | Facility | 2.7654e-07 | Facility | 1.05e-06 | Facility | 9.0551e-08 | Facility | 2.5855e-07 | Facility | 3.9712e-07 | Facility | 1.7866e-07 | Facility
Merrimack Station | NH | 2364 | 1 | 8178911 | 6758313 | 22137614 | FALSE |  | 103 | 55 | 4 | 5.6368e-06 | Bin | 0.059473 | Bin | 0.00619 | Bin | 0.00047871 | Bin | 2.914e-06 | Facility | 1.6209e-05 | Facility | 1.045e-06 | Facility | 9.5573e-07 | Facility | 1.8078e-05 | Facility | 1.8363e-06 | Facility | 7.7833e-06 | Facility | 9.1542e-06 | Facility | 9.0823e-06 | Facility | 9.2019e-05 | Facility
Merrimack Station | NH | 2364 | 2 | 8178911 | 6757913 | 22138214 | FALSE |  | 103 | 50 | 4 | 7.58e-06 | Unit | 0.059473 | Bin | 0.00619 | Bin | 0.00047871 | Bin | 2.914e-06 | Unit | 1.6209e-05 | Unit | 1.045e-06 | Unit | 9.5573e-07 | Unit | 1.8078e-05 | Unit | 1.8363e-06 | Unit | 7.7833e-06 | Unit | 9.1542e-06 | Unit | 9.0823e-06 | Unit | 9.2019e-05 | Unit
SCHILLER | NH | 2367 | 4 | 7287811 | 8539513 | 22130314 | FALSE |  | 103 | 55 | 4 | 5.6368e-06 | Bin | 0.059473 | Bin | 0.00619 | Bin | 0.00047871 | Bin | 1.45e-06 | Bin | 1.25e-05 | Bin | 4.16e-07 | Bin | 3.81e-07 | Bin | 4.89e-05 | Bin | 1.58e-06 | Bin | 6.61e-06 | Bin | 1.01e-05 | Bin | 2.74e-05 | Bin | 3.69e-05 | Bin
SCHILLER | NH | 2367 | 6 | 7287811 | 8539313 | 22130614 | FALSE |  | 101 | 53 | 4 | 4.3664e-08 | Bin | 0.059473 | Bin | 0.00619 | Bin | 0.00047871 | Bin | 4.22e-07 | Bin | 9.72e-07 | Bin | 1.18e-07 | Bin | 2.2e-07 | Bin | 4.89e-05 | Bin | 1.58e-06 | Bin | 2.25e-06 | Bin | 1.01e-05 | Bin | 2.74e-05 | Bin | 3.69e-05 | Bin
BL England | NJ | 2378 | 1 | 5133011 | 25812213 | 22417014 | FALSE |  | 103 | 55 | 4 | 5.6368e-06 | Bin | 0.059473 | Bin | 0.00619 | Bin | 0.00047871 | Bin | 1.45e-06 | Bin | 1.25e-05 | Bin | 4.16e-07 | Bin | 3.81e-07 | Bin | 4.89e-05 | Bin | 1.58e-06 | Bin | 6.61e-06 | Bin | 1.01e-05 | Bin | 2.74e-05 | Bin | 3.69e-05 | Bin
BL England | NJ | 2378 | 2 | 5133011 | 25811213 | 22418214 | FALSE |  | 102 | 50 | 1 | 1.9444e-06 | Bin | 0.0010058 | Unit | 7.9753e-05 | Unit | 0.00095 | Unit | 4.22e-07 | Bin | 2.52e-06 | Bin | 1.18e-07 | Bin | 2.2e-07 | Bin | 4.75e-06 | Bin | 5.1e-07 | Bin | 2.25e-06 | Bin | 1.01e-05 | Bin | 2.74e-05 | Bin | 9.24e-06 | Bin
BL England | NJ | 2378 | 3 | 5133011 | 25811113 | 22418314 | FALSE |  | 119 | 75 | 20 | 1.1167e-07 | Bin | 0.00090711 | Bin | 0.00020182 | Bin | 0.00032886 | Bin | 3.3e-05 | Bin | 2.55e-06 | Bin | 1.62e-07 | Bin | 3.62e-07 | Bin | 5.7e-06 | Bin | 1.71e-05 | Bin | 1.3e-05 | Bin | 9.42e-06 | Bin | 0.000346 | Bin | 2.0209e-06 | Bin
Deepwater | NJ | 2384 | 8 | 7479811 | 11632613 | 20057814 | FALSE |  | 101 | 53 | 4 | 4.3664e-08 | Bin | 0.059473 | Bin | 0.00619 | Bin | 0.00047871 | Bin | 4.22e-07 | Bin | 9.72e-07 | Bin | 1.18e-07 | Bin | 2.2e-07 | Bin | 4.89e-05 | Bin | 1.58e-06 | Bin | 2.25e-06 | Bin | 1.01e-05 | Bin | 2.74e-05 | Bin | 3.69e-05 | Bin
PSEG Hudson Generating Station | NJ | 2403 | U2 | 7591411 | 11870913 | 20113014 | FALSE |  | 113 | 70 | 16 | 3.2785e-06 | Bin | 0.0031989 | Bin | 0.0010123 | Bin | 0.0015232 | Bin | 1.45e-06 | Bin | 1.25e-05 | Bin | 4.16e-07 | Bin | 3.81e-07 | Bin | 4.89e-05 | Bin | 1.58e-06 | Bin | 6.61e-06 | Bin | 1.01e-05 | Bin | 2.74e-05 | Bin | 3.69e-05 | Bin
PSEG Mercer Generating Station | NJ | 2408 | E1 | 7474911 | 12061313 | 19903114 | FALSE |  | 101 | 50 | 4 | 3.1833e-07 | Unit | 0.059473 | Bin | 0.00619 | Bin | 0.00047871 | Bin | 1.6315e-07 | Unit | 2.8438e-07 | Unit | 1.7214e-07 | Unit | 1.1065e-07 | Unit | 6.2687e-07 | Unit | 3.9954e-08 | Unit | 1.8879e-07 | Unit | 7.7107e-07 | Unit | 6.9012e-07 | Unit | 6.9247e-06 | Unit
PSEG Mercer Generating Station | NJ | 2408 | E2 | 7474911 | 12061613 | 19902714 | FALSE |  | 101 | 50 | 4 | 4.8033e-07 | Unit | 0.059473 | Bin | 0.00619 | Bin | 0.00047871 | Bin | 2.3767e-07 | Unit | 3.4347e-07 | Unit | 2.6544e-07 | Unit | 1.6713e-07 | Unit | 8.181e-07 | Unit | 5.9678e-08 | Unit | 3.0277e-07 | Unit | 7.5119e-07 | Unit | 1.0357e-06 | Unit | 1.0501e-05 | Unit
PSEG Sewaren Generating Station | NJ | 2411 | E1 | 6719611 | 12842913 | 19863014 | FALSE |  | 119 | 75 | 20 | 2.89e-08 | Unit | 0.0036999 | Unit | 0.0010334 | Unit | 0.000178 | Unit | 7.1359e-05 | Unit | 2.0002e-06 | Unit | 6.3655e-07 | Unit | 1.2882e-07 | Unit | 1.9598e-06 | Unit | 3.0629e-05 | Unit | 5.8264e-06 | Unit | 5.138e-05 | Unit | 0.00055091 | Unit | 1.4712e-06 | Unit
PSEG Sewaren Generating Station | NJ | 2411 | E2 | 6719611 | 12843013 | 19862914 | FALSE |  | 119 | 75 | 20 | 2.8822e-08 | Facility | 0.0020133 | Facility | 0.00047586 | Facility | 0.000179 | Facility | 7.2737e-05 | Facility | 2.5647e-06 | Facility | 5.618e-07 | Facility | 9.8481e-08 | Facility | 5.2059e-06 | Facility | 3.672e-05 | Facility | 7.448e-06 | Facility | 6.815e-05 | Facility | 0.00061923 | Facility | 1.5136e-06 | Facility
PSEG Sewaren Generating Station | NJ | 2411 | E3 | 6719611 | 12842813 | 19863214 | FALSE |  | 119 | 75 | 20 | 2.6967e-08 | Unit | 0.0014429 | Unit | 0.00016962 | Unit | 0.00015433 | Unit | 7.4319e-05 | Unit | 3.7523e-06 | Unit | 5.6591e-07 | Unit | 9.1679e-08 | Unit | 1.2183e-05 | Unit | 4.3153e-05 | Unit | 1.09e-05 | Unit | 9.1751e-05 | Unit | 0.00068417 | Unit | 2.0408e-06 | Unit
PSEG Sewaren Generating Station | NJ | 2411 | E4 | 6719611 | 12843113 | 19862614 | FALSE |  | 119 | 75 | 20 | 3.06e-08 | Unit | 0.00089704 | Unit | 0.00022453 | Unit | 0.00020467 | Unit | 7.2534e-05 | Unit | 1.9415e-06 | Unit | 4.8295e-07 | Unit | 7.4948e-08 | Unit | 1.475e-06 | Unit | 3.6379e-05 | Unit | 5.6174e-06 | Unit | 6.1318e-05 | Unit | 0.00062262 | Unit | 1.0287e-06 | Unit
Four Corners | NM | 2442 | 1 | 7197711 | 79765813 | 103061814 | FALSE |  | 114 | 69 | 15 | 3.3153e-06 | Bin | 0.00088546 | Bin | 0.0010188 | Bin | 0.00011268 | Bin | 4.22e-07 | Bin | 2.52e-06 | Bin | 1.18e-07 | Bin | 2.2e-07 | Bin | 4.75e-06 | Bin | 5.1e-07 | Bin | 2.25e-06 | Bin | 1.01e-05 | Bin | 2.74e-05 | Bin | 9.24e-06 | Bin
Four Corners | NM | 2442 | 2 | 7197711 | 79764913 | 103060914 | FALSE |  | 114 | 69 | 15 | 3.3153e-06 | Bin | 0.00088546 | Bin | 0.0010188 | Bin | 0.00011268 | Bin | 4.22e-07 | Bin | 2.52e-06 | Bin | 1.18e-07 | Bin | 2.2e-07 | Bin | 4.75e-06 | Bin | 5.1e-07 | Bin | 2.25e-06 | Bin | 1.01e-05 | Bin | 2.74e-05 | Bin | 9.24e-06 | Bin
Four Corners | NM | 2442 | 3 | 7197711 | 79765913 | 103061914 | FALSE |  | 114 | 69 | 15 | 3.3153e-06 | Bin | 0.00088546 | Bin | 0.0010188 | Bin | 0.00011268 | Bin | 4.22e-07 | Bin | 2.52e-06 | Bin | 1.18e-07 | Bin | 2.2e-07 | Bin | 4.75e-06 | Bin | 5.1e-07 | Bin | 2.25e-06 | Bin | 1.01e-05 | Bin | 2.74e-05 | Bin | 9.24e-06 | Bin
Four Corners | NM | 2442 | 4 | 7197711 | 79766013 | 103062014 | FALSE |  | 110 | 67 | 13 | 1.4708e-07 | Bin | 0.0021581 | Bin | 0.0030467 | Bin | 0.00010154 | Bin | 4.22e-07 | Bin | 9.72e-07 | Bin | 1.18e-07 | Bin | 2.2e-07 | Bin | 4.75e-06 | Bin | 5.1e-07 | Bin | 2.25e-06 | Bin | 1.01e-05 | Bin | 2.74e-05 | Bin | 9.24e-06 | Bin
Four Corners | NM | 2442 | 5 | 7197711 | 79765113 | 103061114 | FALSE |  | 110 | 67 | 13 | 1.4708e-07 | Bin | 0.0021581 | Bin | 0.0030467 | Bin | 0.00010154 | Bin | 4.22e-07 | Bin | 9.72e-07 | Bin | 1.18e-07 | Bin | 2.2e-07 | Bin | 4.75e-06 | Bin | 5.1e-07 | Bin | 2.25e-06 | Bin | 1.01e-05 | Bin | 2.74e-05 | Bin | 9.24e-06 | Bin
San Juan | NM | 2451 | Unit 1 | 7991911 | 82423613 | 105955314 | FALSE |  | 110 | 65 | 13 | 1.309e-07 | Unit | 0.00011135 | Unit | 0.00022659 | Unit | 0.00025289 | Unit | 1.0907e-07 | Unit | 4.7797e-08 | Unit | 1.18e-07 | Bin | 2.3965e-07 | Unit | 3.7338e-06 | Unit | 6.9088e-07 | Unit | 1.0505e-06 | Unit | 4.7734e-06 | Unit | 2.9823e-06 | Unit | 1.3251e-07 | Unit
San Juan | NM | 2451 | Unit 2 | 7991911 | 82423513 | 105955214 | FALSE |  | 110 | 65 | 13 | 6.1033e-08 | Unit | 0.00012406 | Unit | 0.00025217 | Unit | 2.2185e-05 | Unit | 4.6294e-08 | Unit | 4.6294e-08 | Unit | 1.18e-07 | Bin | 8.4983e-08 | Unit | 1.4776e-06 | Unit | 4.4069e-07 | Unit | 3.7876e-07 | Unit | 2.9165e-06 | Unit | 2.5505e-06 | Unit | 1.9178e-07 | Unit
San Juan | NM | 2451 | Unit 3 | 7991911 | 82425313 | 105956414 | FALSE |  | 110 | 65 | 13 | 4.6833e-08 | Unit | 9.5979e-05 | Unit | 0.0001111 | Unit | 1.4709e-05 | Unit | 7.1528e-08 | Unit | 2.3374e-08 | Unit | 1.18e-07 | Bin | 1.066e-07 | Unit | 1.1431e-06 | Unit | 2.5719e-07 | Unit | 3.2299e-07 | Unit | 1.8789e-06 | Unit | 2.3637e-06 | Unit | 3.1668e-07 | Unit
San Juan | NM | 2451 | Unit 4 | 7991911 | 82425213 | 105956314 | FALSE |  | 110 | 65 | 13 | 3.43e-08 | Unit | 0.00011782 | Unit | 0.00011285 | Unit | 2.0997e-05 | Unit | 1.0782e-07 | Unit | 8.2493e-08 | Unit | 1.18e-07 | Bin | 2.9463e-07 | Unit | 3.7171e-06 | Unit | 5.2722e-07 | Unit | 5.8652e-07 | Unit | 1.9775e-06 | Unit | 2.1933e-06 | Unit | 1.7116e-07 | Unit
Danskammer Generating Station | NY | 2480 | 1 | 8427711 | 1625313 | 21099514 | FALSE |  | 118 | 74 | 20 | 6.55e-08 | Unit | 0.00082531 | Unit | 0.00011624 | Unit | 0.0001385 | Unit | 1.315e-06 | Unit | 1.1662e-06 | Unit | 2.4803e-07 | Unit | 2.2555e-06 | Unit | 3.3034e-06 | Unit | 9.8722e-07 | Unit | 1.0244e-05 | Unit | 7.6643e-06 | Unit | 2.3437e-05 | Unit | 2.6153e-06 | Unit
Danskammer Generating Station | NY | 2480 | 2 | 8427711 | 1625013 | 21099914 | FALSE |  | 118 | 74 | 20 | 6.5333e-08 | Unit | 0.00079952 | Unit | 0.00014321 | Unit | 0.00015933 | Unit | 1.5012e-06 | Unit | 1.4206e-06 | Unit | 3.4684e-07 | Unit | 6.8442e-06 | Unit | 3.4023e-06 | Unit | 1.0362e-06 | Unit | 1.3833e-05 | Unit | 1.0327e-05 | Unit | 2.2196e-05 | Unit | 3.5991e-06 | Unit
Danskammer Generating Station | NY | 2480 | 3 | 8427711 | 1625613 | 21098614 | FALSE |  | 103 | 55 | 4 | 5.6368e-06 | Bin | 0.059473 | Bin | 0.00619 | Bin | 0.00047871 | Bin | 1.45e-06 | Bin | 1.25e-05 | Bin | 4.16e-07 | Bin | 3.81e-07 | Bin | 4.89e-05 | Bin | 1.58e-06 | Bin | 6.61e-06 | Bin | 1.01e-05 | Bin | 2.74e-05 | Bin | 3.69e-05 | Bin
Danskammer Generating Station | NY | 2480 | 4 | 8427711 | 1625413 | 21099214 | FALSE |  | 103 | 55 | 4 | 5.6368e-06 | Bin | 0.059473 | Bin | 0.00619 | Bin | 0.00047871 | Bin | 1.45e-06 | Bin | 1.25e-05 | Bin | 4.16e-07 | Bin | 3.81e-07 | Bin | 4.89e-05 | Bin | 1.58e-06 | Bin | 6.61e-06 | Bin | 1.01e-05 | Bin | 2.74e-05 | Bin | 3.69e-05 | Bin
East River | NY | 2493 | 60 | 7994011 | 4097013 | 18112614 | FALSE |  | 119 | 75 | 20 | 1.6074e-07 | Unit | 1.02e-05 | Unit | 1.05e-05 | Unit | 1.7833e-06 | Unit | 9.9071e-05 | Unit | 2.2742e-06 | Unit | 4.7881e-07 | Unit | 9.3137e-07 | Unit | 1.7982e-06 | Unit | 1.71e-05 | Bin | 2.9791e-06 | Unit | 9.42e-06 | Bin | 0.00052712 | Unit | 3.2229e-06 | Unit
East River | NY | 2493 | 70 | 7994011 | 64129113 | 88946914 | FALSE |  | 119 | 75 | 20 | 1.6074e-07 | Facility | 0.00090711 | Bin | 0.00020182 | Bin | 1.7833e-06 | Facility | 9.9071e-05 | Facility | 2.2742e-06 | Facility | 4.7881e-07 | Facility | 9.3137e-07 | Facility | 1.7982e-06 | Facility | 1.71e-05 | Bin | 2.9791e-06 | Facility | 9.42e-06 | Bin | 0.00052712 | Facility | 3.2229e-06 | Facility
Ravenswood | NY | 2500 | 10 | 8309011 | 202213 | 20876414 | FALSE |  | 119 | 75 | 20 | 5.9225e-09 | Facility | 0.00018775 | Facility | 0.00011347 | Facility | 3.2103e-06 | Facility | 3.3696e-05 | Facility | 4.5676e-07 | Facility | 9.1685e-08 | Facility | 7.7386e-08 | Facility | 1.6756e-06 | Facility | 4.807e-06 | Facility | 7.5464e-07 | Facility | 1.2652e-05 | Facility | 7.451e-05 | Facility | 3.4345e-07 | Facility
Ravenswood | NY | 2500 | 20 | 8309011 | 202113 | 20876514 | FALSE |  | 119 | 75 | 20 | 5.9238e-09 | Unit | 0.0002376 | Unit | 0.00017092 | Unit | 3.5842e-06 | Unit | 3.7344e-05 | Unit | 4.2524e-07 | Unit | 8.988e-08 | Unit | 9.4047e-08 | Unit | 2.4586e-06 | Unit | 4.8482e-06 | Unit | 1.0014e-06 | Unit | 1.0963e-05 | Unit | 7.5899e-05 | Unit | 4.049e-07 | Unit
Ravenswood | NY | 2500 | 30 | 8309011 | 203413 | 20873914 | FALSE |  | 119 | 75 | 20 | 5.9211e-09 | Unit | 0.0001379 | Unit | 5.6022e-05 | Unit | 2.8364e-06 | Unit | 3.0049e-05 | Unit | 4.8827e-07 | Unit | 9.3489e-08 | Unit | 6.0725e-08 | Unit | 8.9264e-07 | Unit | 4.7658e-06 | Unit | 5.0787e-07 | Unit | 1.4341e-05 | Unit | 7.3121e-05 | Unit | 2.82e-07 | Unit
Northport | NY | 2516 | 1 | 8121711 | 4705613 | 17615214 | FALSE |  | 118 | 74 | 20 | 7.9835e-09 | Facility | 0.00020209 | Facility | 0.00020574 | Facility | 3.6008e-06 | Facility | 2.3271e-05 | Facility | 7.8945e-07 | Facility | 6.0102e-08 | Facility | 7.4884e-08 | Facility | 1.4099e-06 | Facility | 1.71e-05 | Bin | 1.5823e-06 | Facility | 0.00014298 | Facility | 0.00016759 | Facility | 9.3187e-07 | Facility
Northport | NY | 2516 | 2 | 8121711 | 4705713 | 17614914 | FALSE |  | 118 | 74 | 20 | 6.6613e-09 | Unit | 0.00018824 | Unit | 0.0002798 | Unit | 3.9883e-06 | Unit | 1.7593e-05 | Unit | 7.4214e-07 | Unit | 5.1178e-08 | Unit | 6.2787e-08 | Unit | 8.9322e-07 | Unit | 1.71e-05 | Bin | 1.2005e-06 | Unit | 0.00013317 | Unit | 0.00014024 | Unit | 8.5937e-07 | Unit
Northport | NY | 2516 | 3 | 8121711 | 4705813 | 17614514 | FALSE |  | 118 | 74 | 20 | 9.3057e-09 | Unit | 0.00021594 | Unit | 0.00013168 | Unit | 3.2133e-06 | Unit | 2.8949e-05 | Unit | 8.3675e-07 | Unit | 6.9027e-08 | Unit | 8.698e-08 | Unit | 1.9266e-06 | Unit | 1.71e-05 | Bin | 1.964e-06 | Unit | 0.0001528 | Unit | 0.00019494 | Unit | 1.0044e-06 | Unit
Northport | NY | 2516 | 4 | 8121711 | 4705913 | 17613914 | FALSE |  | 118 | 74 | 20 | 7.9835e-09 | Facility | 0.00020209 | Facility | 0.00020574 | Facility | 3.6008e-06 | Facility | 2.3271e-05 | Facility | 7.8945e-07 | Facility | 6.0102e-08 | Facility | 7.4884e-08 | Facility | 1.4099e-06 | Facility | 1.71e-05 | Bin | 1.5823e-06 | Facility | 0.00014298 | Facility | 0.00016759 | Facility | 9.3187e-07 | Facility
Port Jefferson | NY | 2517 | 3 | 7981511 | 6455313 | 17945714 | FALSE |  | 118 | 74 | 20 | 8.1067e-08 | Facility | 0.00024656 | Facility | 0.00010521 | Facility | 3.5267e-06 | Facility | 0.00016341 | Facility | 2.6167e-06 | Facility | 1.9957e-07 | Facility | 1.9432e-07 | Facility | 7.1253e-06 | Facility | 1.71e-05 | Bin | 3.9645e-06 | Facility | 4.1248e-05 | Facility | 0.00056183 | Facility | 4.47e-06 | Facility
Port Jefferson | NY | 2517 | 4 | 7981511 | 6455613 | 17945314 | FALSE |  | 118 | 74 | 20 | 8.1067e-08 | Unit | 0.00024656 | Unit | 0.00010521 | Unit | 3.5267e-06 | Unit | 0.00016341 | Unit | 2.6167e-06 | Unit | 1.9957e-07 | Unit | 1.9432e-07 | Unit | 7.1253e-06 | Unit | 1.71e-05 | Bin | 3.9645e-06 | Unit | 4.1248e-05 | Unit | 0.00056183 | Unit | 4.47e-06 | Unit
AES Westover, LLC | NY | 2526 | 13 | 8380411 | 1485913 | 20627714 | FALSE |  | 101 | 51 | 2 | 1.137e-07 | Bin | 0.0064789 | Bin | 0.00010909 | Bin | 0.00034538 | Bin | 4.22e-07 | Bin | 9.72e-07 | Bin | 1.18e-07 | Bin | 2.2e-07 | Bin | 4.89e-05 | Bin | 1.58e-06 | Bin | 2.25e-06 | Bin | 1.01e-05 | Bin | 2.74e-05 | Bin | 3.69e-05 | Bin
AES Greenidge | NY | 2527 | 6 | 7935711 | 3543313 | 20622614 | FALSE |  | 101 | 50 | 2 | 1.9444e-06 | Bin | 0.0064789 | Bin | 0.00010909 | Bin | 0.00034538 | Bin | 4.22e-07 | Bin | 9.72e-07 | Bin | 1.18e-07 | Bin | 2.2e-07 | Bin | 4.89e-05 | Bin | 1.58e-06 | Bin | 2.25e-06 | Bin | 1.01e-05 | Bin | 2.74e-05 | Bin | 3.69e-05 | Bin
AES Cayuga, LLC | NY | 2535 | 1 | 8542611 | 228113 | 20574414 | FALSE |  | 102 | 54 | 1 | 1.2522e-06 | Bin | 0.00035901 | Unit | 0.00010627 | Unit | 0.00023147 | Bin | 4.22e-07 | Bin | 2.52e-06 | Bin | 1.18e-07 | Bin | 2.2e-07 | Bin | 4.75e-06 | Bin | 5.1e-07 | Bin | 2.25e-06 | Bin | 1.01e-05 | Bin | 2.74e-05 | Bin | 9.24e-06 | Bin
AES Cayuga, LLC | NY | 2535 | 2 | 8542611 | 228113 | 20574614 | FALSE |  | 102 | 54 | 1 | 1.2522e-06 | Bin | 0.00046614 | Unit | 8.7624e-05 | Unit | 0.00023147 | Bin | 4.22e-07 | Bin | 2.52e-06 | Bin | 1.18e-07 | Bin | 2.2e-07 | Bin | 4.75e-06 | Bin | 5.1e-07 | Bin | 2.25e-06 | Bin | 1.01e-05 | Bin | 2.74e-05 | Bin | 9.24e-06 | Bin
CR Huntley Generating Station | NY | 2549 | 67 | 8504011 | 550613 | 20787914 | FALSE |  | 111 | 65 | 14 | 1.2955e-06 | Bin | 0.00019188 | Bin | 0.00027291 | Bin | 0.00018552 | Bin | 4.22e-07 | Bin | 9.72e-07 | Bin | 1.18e-07 | Bin | 2.2e-07 | Bin | 4.89e-05 | Bin | 1.58e-06 | Bin | 2.25e-06 | Bin | 1.01e-05 | Bin | 2.74e-05 | Bin | 3.69e-05 | Bin
CR Huntley Generating Station | NY | 2549 | 68 | 8504011 | 550713 | 20787714 | FALSE |  | 111 | 65 | 14 | 1.2955e-06 | Bin | 0.00019188 | Bin | 0.00027291 | Bin | 0.00018552 | Bin | 4.22e-07 | Bin | 9.72e-07 | Bin | 1.18e-07 | Bin | 2.2e-07 | Bin | 4.89e-05 | Bin | 1.58e-06 | Bin | 2.25e-06 | Bin | 1.01e-05 | Bin | 2.74e-05 | Bin | 3.69e-05 | Bin
Dunkirk Generating Plant | NY | 2554 | 1 | 7805611 | 2860713 | 18163814 | FALSE |  | 111 | 68 | 15 | 1.0073e-06 | Unit | 0.00091345 | Unit | 0.0012551 | Unit | 1e-05 | Unit | 4.5962e-07 | Unit | 4.5962e-07 | Unit | 1.1491e-07 | Unit | 1.8575e-07 | Unit | 1.356e-06 | Unit | 1.1491e-07 | Unit | 3.1348e-07 | Unit | 7.29e-07 | Unit | 9.8019e-07 | Unit | 1.2168e-06 | Unit
Dunkirk Generating Plant | NY | 2554 | 2 | 7805611 | 2860813 | 18163714 | FALSE |  | 111 | 68 | 15 | 9.0617e-07 | Facility | 0.0009402 | Facility | 0.0010079 | Facility | 1e-05 | Facility | 4.8043e-07 | Facility | 4.8043e-07 | Facility | 1.2011e-07 | Facility | 1.9243e-07 | Facility | 1.4003e-06 | Facility | 1.2011e-07 | Facility | 3.2595e-07 | Facility | 7.6102e-07 | Facility | 1.0167e-06 | Facility | 1.2687e-06 | Facility
Dunkirk Generating Plant | NY | 2554 | 3 | 7805611 | 2860913 | 18163514 | FALSE |  | 111 | 68 | 15 | 9.0617e-07 | Facility | 0.0009402 | Facility | 0.0010079 | Facility | 1e-05 | Facility | 4.8043e-07 | Facility | 4.8043e-07 | Facility | 1.2011e-07 | Facility | 1.9243e-07 | Facility | 1.4003e-06 | Facility | 1.2011e-07 | Facility | 3.2595e-07 | Facility | 7.6102e-07 | Facility | 1.0167e-06 | Facility | 1.2687e-06 | Facility
Dunkirk Generating Plant | NY | 2554 | 4 | 7805611 | 2860913 | 18163514 | FALSE |  | 111 | 68 | 15 | 8.0508e-07 | Unit | 0.00096696 | Unit | 0.00076075 | Unit | 1e-05 | Unit | 5.0124e-07 | Unit | 5.0124e-07 | Unit | 1.2531e-07 | Unit | 1.9911e-07 | Unit | 1.4447e-06 | Unit | 1.2531e-07 | Unit | 3.3841e-07 | Unit | 7.9304e-07 | Unit | 1.0533e-06 | Unit | 1.3207e-06 | Unit
Oswego Harbor Power | NY | 2594 | 5 | 7980511 | 6466313 | 21209914 | FALSE |  | 118 | 74 | 20 | 6.2274e-08 | Bin | 0.00090711 | Bin | 0.00020182 | Bin | 0.00032886 | Bin | 3.3e-05 | Bin | 2.55e-06 | Bin | 1.62e-07 | Bin | 3.62e-07 | Bin | 5.7e-06 | Bin | 1.71e-05 | Bin | 1.3e-05 | Bin | 9.42e-06 | Bin | 0.000346 | Bin | 2.0209e-06 | Bin
Oswego Harbor Power | NY | 2594 | 6 | 7980511 | 6466613 | 21208714 | FALSE |  | 118 | 74 | 20 | 6.2274e-08 | Bin | 0.00090711 | Bin | 0.00020182 | Bin | 0.00032886 | Bin | 3.3e-05 | Bin | 2.55e-06 | Bin | 1.62e-07 | Bin | 3.62e-07 | Bin | 5.7e-06 | Bin | 1.71e-05 | Bin | 1.3e-05 | Bin | 9.42e-06 | Bin | 0.000346 | Bin | 2.0209e-06 | Bin
BOWLINE POINT | NY | 2625 | 1 | 8175411 | 4454713 | 20634614 | FALSE |  | 119 | 75 | 20 | 1.1167e-07 | Bin | 0.00090711 | Bin | 0.00020182 | Bin | 0.00032886 | Bin | 3.3e-05 | Bin | 2.55e-06 | Bin | 1.62e-07 | Bin | 3.62e-07 | Bin | 5.7e-06 | Bin | 1.71e-05 | Bin | 1.3e-05 | Bin | 9.42e-06 | Bin | 0.000346 | Bin | 2.0209e-06 | Bin
BOWLINE POINT | NY | 2625 | 2 | 8175411 | 4454813 | 20634314 | FALSE |  | 119 | 75 | 20 | 1.1167e-07 | Bin | 0.00090711 | Bin | 0.00020182 | Bin | 0.00032886 | Bin | 3.3e-05 | Bin | 2.55e-06 | Bin | 1.62e-07 | Bin | 3.62e-07 | Bin | 5.7e-06 | Bin | 1.71e-05 | Bin | 1.3e-05 | Bin | 9.42e-06 | Bin | 0.000346 | Bin | 2.0209e-06 | Bin
Asheville Steam Electric Plant | NC | 2706 | 1 | 8392811 | 1654113 | 17761914 | FALSE |  | 102 | 54 | 1 | 6.7033e-07 | Unit | 0.0061356 | Unit | 6.2577e-05 | Unit | 0.000321 | Unit | 6.9085e-08 | Unit | 2.4535e-06 | Unit | 1.9411e-08 | Unit | 1.462e-07 | Unit | 1.1388e-05 | Unit | 9.5372e-07 | Unit | 4.0292e-06 | Unit | 7.2983e-06 | Unit | 0.00016533 | Unit | 1.6006e-05 | Unit
Asheville Steam Electric Plant | NC | 2706 | 2 | 8392811 | 1654213 | 17761814 | FALSE |  | 102 | 54 | 1 | 1.2767e-06 | Unit | 0.0061356 | Facility | 6.2577e-05 | Facility | 0.000321 | Facility | 1.6272e-07 | Unit | 3.1536e-06 | Unit | 2.918e-08 | Unit | 5.2276e-08 | Unit | 1.4001e-06 | Unit | 2.9469e-07 | Unit | 2.1983e-07 | Unit | 2.3765e-06 | Unit | 3.5961e-05 | Unit | 1.9342e-05 | Unit
Cape Fear Steam Electric Plant | NC | 2708 | 5 | 8430611 | 1452213 | 17995314 | FALSE |  | 103 | 55 | 4 | 3.0994e-06 | Unit | 0.059473 | Bin | 0.00619 | Bin | 0.00047871 | Bin | 1.9203e-06 | Unit | 1.9909e-05 | Unit | 8.7453e-07 | Unit | 4.4917e-07 | Unit | 7.2567e-06 | Unit | 6.003e-06 | Unit | 5.8286e-06 | Unit | 1.0724e-05 | Unit | 9.1369e-06 | Unit | 0.0001905 | Unit
Cape Fear Steam Electric Plant | NC | 2708 | 6 | 8430611 | 1451913 | 17995614 | FALSE |  | 103 | 55 | 4 | 3.0994e-06 | Facility | 0.059473 | Bin | 0.00619 | Bin | 0.00047871 | Bin | 1.9203e-06 | Facility | 1.9909e-05 | Facility | 8.7453e-07 | Facility | 4.4917e-07 | Facility | 7.2567e-06 | Facility | 6.003e-06 | Facility | 5.8286e-06 | Facility | 1.0724e-05 | Facility | 9.1369e-06 | Facility | 0.0001905 | Facility
H.F. Lee Plant | NC | 2709 | 1 | 7265811 | 10757413 | 18659814 | FALSE |  | 103 | 55 | 4 | 5.6368e-06 | Bin | 0.059473 | Bin | 0.00619 | Bin | 0.00047871 | Bin | 1.45e-06 | Bin | 1.25e-05 | Bin | 4.16e-07 | Bin | 3.81e-07 | Bin | 4.89e-05 | Bin | 1.58e-06 | Bin | 6.61e-06 | Bin | 1.01e-05 | Bin | 2.74e-05 | Bin | 3.69e-05 | Bin
H.F. Lee Plant | NC | 2709 | 2 | 7265811 | 10757613 | 18659614 | FALSE |  | 103 | 55 | 4 | 5.6368e-06 | Bin | 0.059473 | Bin | 0.00619 | Bin | 0.00047871 | Bin | 1.45e-06 | Bin | 1.25e-05 | Bin | 4.16e-07 | Bin | 3.81e-07 | Bin | 4.89e-05 | Bin | 1.58e-06 | Bin | 6.61e-06 | Bin | 1.01e-05 | Bin | 2.74e-05 | Bin | 3.69e-05 | Bin
H.F. Lee Plant | NC | 2709 | 3 | 7265811 | 10757513 | 18659714 | FALSE |  | 103 | 55 | 4 | 5.6368e-06 | Bin | 0.059473 | Bin | 0.00619 | Bin | 0.00047871 | Bin | 1.45e-06 | Bin | 1.25e-05 | Bin | 4.16e-07 | Bin | 3.81e-07 | Bin | 4.89e-05 | Bin | 1.58e-06 | Bin | 6.61e-06 | Bin | 1.01e-05 | Bin | 2.74e-05 | Bin | 3.69e-05 | Bin
Roxboro Steam Electric Plant | NC | 2712 | 1 | 7826011 | 2214613 | 101491514 | FALSE |  | 102 | 54 | 1 | 1.2938e-07 | Unit | 0.00058261 | Bin | 0.00017965 | Bin | 0.00023147 | Bin | 1.119e-07 | Unit | 1.018e-06 | Unit | 3.2712e-08 | Unit | 1.3098e-07 | Unit | 1.1769e-06 | Unit | 2.3664e-07 | Unit | 4.5783e-07 | Unit | 7.6205e-07 | Unit | 9.6828e-07 | Unit | 1.7261e-05 | Unit
Roxboro Steam Electric Plant | NC | 2712 | 2 | 7826011 | 2215413 | 101491714 | FALSE |  | 102 | 54 | 1 | 1.5089e-07 | Unit | 0.00058261 | Bin | 0.00017965 | Bin | 0.00023147 | Bin | 1.4182e-07 | Unit | 7.6176e-07 | Unit | 5.3718e-08 | Unit | 1.5573e-07 | Unit | 1.7699e-06 | Unit | 3.3304e-07 | Unit | 5.1169e-07 | Unit | 1.2989e-06 | Unit | 1.35e-06 | Unit | 3.2341e-06 | Unit
Roxboro Steam Electric Plant | NC | 2712 | 3A | 7826011 | 2215313 | 101492414 | FALSE |  | 102 | 54 | 1 | 1.4014e-07 | Facility | 0.00058261 | Bin | 0.00017965 | Bin | 0.00023147 | Bin | 1.2686e-07 | Facility | 8.8986e-07 | Facility | 4.3215e-08 | Facility | 1.4335e-07 | Facility | 1.4734e-06 | Facility | 2.8484e-07 | Facility | 4.8476e-07 | Facility | 1.0305e-06 | Facility | 1.1591e-06 | Facility | 1.0247e-05 | Facility
Roxboro Steam Electric Plant | NC | 2712 | 3B | 7826011 | 2215313 | 101492414 | FALSE |  | 102 | 54 | 1 | 1.4014e-07 | Facility | 0.00058261 | Bin | 0.00017965 | Bin | 0.00023147 | Bin | 1.2686e-07 | Facility | 8.8986e-07 | Facility | 4.3215e-08 | Facility | 1.4335e-07 | Facility | 1.4734e-06 | Facility | 2.8484e-07 | Facility | 4.8476e-07 | Facility | 1.0305e-06 | Facility | 1.1591e-06 | Facility | 1.0247e-05 | Facility
Roxboro Steam Electric Plant | NC | 2712 | 4A | 7826011 | 2214813 | 101492714 | FALSE |  | 102 | 54 | 1 | 1.4014e-07 | Facility | 0.00058261 | Bin | 0.00017965 | Bin | 0.00023147 | Bin | 1.2686e-07 | Facility | 8.8986e-07 | Facility | 4.3215e-08 | Facility | 1.4335e-07 | Facility | 1.4734e-06 | Facility | 2.8484e-07 | Facility | 4.8476e-07 | Facility | 1.0305e-06 | Facility | 1.1591e-06 | Facility | 1.0247e-05 | Facility
Roxboro Steam Electric Plant | NC | 2712 | 4B | 7826011 | 2214813 | 101492714 | FALSE |  | 102 | 54 | 1 | 1.4014e-07 | Facility | 0.00058261 | Bin | 0.00017965 | Bin | 0.00023147 | Bin | 1.2686e-07 | Facility | 8.8986e-07 | Facility | 4.3215e-08 | Facility | 1.4335e-07 | Facility | 1.4734e-06 | Facility | 2.8484e-07 | Facility | 4.8476e-07 | Facility | 1.0305e-06 | Facility | 1.1591e-06 | Facility | 1.0247e-05 | Facility
L.V. Sutton Electric Plant | NC | 2713 | 1 | 8547211 | 1554413 | 18824314 | FALSE |  | 103 | 56 | 4 | 1.1049e-05 | Bin | 0.059473 | Bin | 0.00619 | Bin | 0.00047871 | Bin | 1.45e-06 | Bin | 1.25e-05 | Bin | 4.16e-07 | Bin | 3.81e-07 | Bin | 4.89e-05 | Bin | 1.58e-06 | Bin | 6.61e-06 | Bin | 1.01e-05 | Bin | 2.74e-05 | Bin | 3.69e-05 | Bin
L.V. Sutton Electric Plant | NC | 2713 | 2 | 8547211 | 1554313 | 18824514 | FALSE |  | 103 | 56 | 4 | 1.1049e-05 | Bin | 0.059473 | Bin | 0.00619 | Bin | 0.00047871 | Bin | 1.45e-06 | Bin | 1.25e-05 | Bin | 4.16e-07 | Bin | 3.81e-07 | Bin | 4.89e-05 | Bin | 1.58e-06 | Bin | 6.61e-06 | Bin | 1.01e-05 | Bin | 2.74e-05 | Bin | 3.69e-05 | Bin
L.V. Sutton Electric Plant | NC | 2713 | 3 | 8547211 | 1554213 | 18824614 | FALSE |  | 103 | 55 | 4 | 5.6368e-06 | Bin | 0.059473 | Bin | 0.00619 | Bin | 0.00047871 | Bin | 1.45e-06 | Bin | 1.25e-05 | Bin | 4.16e-07 | Bin | 3.81e-07 | Bin | 4.89e-05 | Bin | 1.58e-06 | Bin | 6.61e-06 | Bin | 1.01e-05 | Bin | 2.74e-05 | Bin | 3.69e-05 | Bin
W.H. Weatherspoon Plant | NC | 2716 | 1 | 8491111 | 279013 | 18769414 | FALSE |  | 103 | 55 | 4 | 4.3333e-06 | Unit | 0.096485 | Unit | 0.0076149 | Unit | 4.1933e-05 | Unit | 5.4767e-07 | Unit | 3.9247e-06 | Unit | 9.5089e-08 | Unit | 7.9321e-08 | Unit | 5.8362e-06 | Unit | 9.0362e-07 | Unit | 1.3095e-06 | Unit | 1.2928e-05 | Unit | 5.314e-06 | Unit | 6.4189e-05 | Unit
W.H. Weatherspoon Plant | NC | 2716 | 2 | 8491111 | 278913 | 18769514 | FALSE |  | 103 | 55 | 4 | 4.3333e-06 | Unit | 0.096485 | Unit | 0.0076149 | Unit | 4.1933e-05 | Unit | 5.4767e-07 | Unit | 3.9247e-06 | Unit | 9.5089e-08 | Unit | 7.9321e-08 | Unit | 5.8362e-06 | Unit | 9.0362e-07 | Unit | 1.3095e-06 | Unit | 1.2928e-05 | Unit | 5.314e-06 | Unit | 6.4189e-05 | Unit
W.H. Weatherspoon Plant | NC | 2716 | 3 | 8491111 | 278813 | 18769614 | FALSE |  | 103 | 55 | 4 | 4.3333e-06 | Facility | 0.096485 | Facility | 0.0076149 | Facility | 4.1933e-05 | Facility | 5.4767e-07 | Facility | 3.9247e-06 | Facility | 9.5089e-08 | Facility | 7.9321e-08 | Facility | 5.8362e-06 | Facility | 9.0362e-07 | Facility | 1.3095e-06 | Facility | 1.2928e-05 | Facility | 5.314e-06 | Facility | 6.4189e-05 | Facility
G G Allen | NC | 2718 | ES-1 | 8137511 | 4670513 | 17451414 | FALSE |  | 102 | 54 | 1 | 7.3787e-07 | Facility | 0.0011427 | Unit | 0.00041785 | Unit | 6.376e-06 | Unit | 6.1903e-08 | Facility | 7.2805e-07 | Facility | 1.853e-08 | Facility | 8.971e-08 | Facility | 3.4919e-06 | Facility | 1.2619e-07 | Facility | 5.2983e-07 | Facility | 2.4843e-06 | Facility | 4.1894e-06 | Facility | 2.374e-05 | Facility
G G Allen | NC | 2718 | ES-2 | 8137511 | 4669913 | 17389714 | FALSE |  | 102 | 54 | 1 | 7.3787e-07 | Facility | 0.0011427 | Unit | 0.00041785 | Unit | 6.376e-06 | Unit | 6.1903e-08 | Facility | 7.2805e-07 | Facility | 1.853e-08 | Facility | 8.971e-08 | Facility | 3.4919e-06 | Facility | 1.2619e-07 | Facility | 5.2983e-07 | Facility | 2.4843e-06 | Facility | 4.1894e-06 | Facility | 2.374e-05 | Facility
G G Allen | NC | 2718 | ES-3 | 8137511 | 4670413 | 17451614 | FALSE |  | 102 | 54 | 1 | 7.3787e-07 | Unit | 0.0010591 | Unit | 0.00048488 | Unit | 3.8917e-05 | Unit | 6.1903e-08 | Unit | 7.2805e-07 | Unit | 1.853e-08 | Unit | 8.971e-08 | Unit | 3.4919e-06 | Unit | 1.2619e-07 | Unit | 5.2983e-07 | Unit | 2.4843e-06 | Unit | 4.1894e-06 | Unit | 2.374e-05 | Unit
G G Allen | NC | 2718 | ES-4 | 8137511 | 4670113 | 17389414 | FALSE |  | 102 | 54 | 1 | 7.3787e-07 | Unit | 0.0010591 | Unit | 0.00048488 | Unit | 3.8917e-05 | Unit | 6.1903e-08 | Unit | 7.2805e-07 | Unit | 1.853e-08 | Unit | 8.971e-08 | Unit | 3.4919e-06 | Unit | 1.2619e-07 | Unit | 5.2983e-07 | Unit | 2.4843e-06 | Unit | 4.1894e-06 | Unit | 2.374e-05 | Unit
G G Allen | NC | 2718 | ES-5 | 8137511 | 4670213 | 17389314 | FALSE |  | 102 | 54 | 1 | 7.3787e-07 | Facility | 0.0011427 | Unit | 0.00041785 | Unit | 6.376e-06 | Unit | 6.1903e-08 | Facility | 7.2805e-07 | Facility | 1.853e-08 | Facility | 8.971e-08 | Facility | 3.4919e-06 | Facility | 1.2619e-07 | Facility | 5.2983e-07 | Facility | 2.4843e-06 | Facility | 4.1894e-06 | Facility | 2.374e-05 | Facility
Buck | NC | 2720 | Boiler 5 | 8506911 | 265513 | 18934314 | FALSE |  | 103 | 56 | 4 | 1.1049e-05 | Bin | 0.059473 | Bin | 0.00619 | Bin | 0.00047871 | Bin | 1.45e-06 | Bin | 1.25e-05 | Bin | 4.16e-07 | Bin | 3.81e-07 | Bin | 4.89e-05 | Bin | 1.58e-06 | Bin | 6.61e-06 | Bin | 1.01e-05 | Bin | 2.74e-05 | Bin | 3.69e-05 | Bin
Buck | NC | 2720 | Boiler 6 | 8506911 | 264813 | 18935214 | FALSE |  | 103 | 56 | 4 | 1.1049e-05 | Bin | 0.059473 | Bin | 0.00619 | Bin | 0.00047871 | Bin | 1.45e-06 | Bin | 1.25e-05 | Bin | 4.16e-07 | Bin | 3.81e-07 | Bin | 4.89e-05 | Bin | 1.58e-06 | Bin | 6.61e-06 | Bin | 1.01e-05 | Bin | 2.74e-05 | Bin | 3.69e-05 | Bin
Buck | NC | 2720 | Boiler 7 | 8506911 | 264713 | 18935514 | FALSE |  | 103 | 56 | 4 | 1.1049e-05 | Bin | 0.059473 | Bin | 0.00619 | Bin | 0.00047871 | Bin | 1.45e-06 | Bin | 1.25e-05 | Bin | 4.16e-07 | Bin | 3.81e-07 | Bin | 4.89e-05 | Bin | 1.58e-06 | Bin | 6.61e-06 | Bin | 1.01e-05 | Bin | 2.74e-05 | Bin | 3.69e-05 | Bin
Buck | NC | 2720 | Boiler 8 | 8506911 | 265713 | 19062114 | FALSE |  | 103 | 56 | 4 | 1.1049e-05 | Bin | 0.059473 | Bin | 0.00619 | Bin | 0.00047871 | Bin | 1.45e-06 | Bin | 1.25e-05 | Bin | 4.16e-07 | Bin | 3.81e-07 | Bin | 4.89e-05 | Bin | 1.58e-06 | Bin | 6.61e-06 | Bin | 1.01e-05 | Bin | 2.74e-05 | Bin | 3.69e-05 | Bin
Buck | NC | 2720 | Boiler 9 | 8506911 | 265613 | 19062314 | FALSE |  | 103 | 56 | 4 | 1.1049e-05 | Bin | 0.059473 | Bin | 0.00619 | Bin | 0.00047871 | Bin | 1.45e-06 | Bin | 1.25e-05 | Bin | 4.16e-07 | Bin | 3.81e-07 | Bin | 4.89e-05 | Bin | 1.58e-06 | Bin | 6.61e-06 | Bin | 1.01e-05 | Bin | 2.74e-05 | Bin | 3.69e-05 | Bin
Cliffside | NC | 2721 | 5 | 8300611 | 452213 | 18274714 | FALSE |  | 102 | 54 | 1 | 1.2522e-06 | Bin | 0.00058261 | Bin | 0.00017965 | Bin | 0.00023147 | Bin | 4.22e-07 | Bin | 2.52e-06 | Bin | 1.18e-07 | Bin | 2.2e-07 | Bin | 4.75e-06 | Bin | 5.1e-07 | Bin | 2.25e-06 | Bin | 1.01e-05 | Bin | 2.74e-05 | Bin | 9.24e-06 | Bin
Dan River | NC | 2723 | 1 | 8009611 | 4041513 | 18583914 | FALSE |  | 103 | 56 | 4 | 1.1049e-05 | Bin | 0.059473 | Bin | 0.00619 | Bin | 0.00047871 | Bin | 1.45e-06 | Bin | 1.25e-05 | Bin | 4.16e-07 | Bin | 3.81e-07 | Bin | 4.89e-05 | Bin | 1.58e-06 | Bin | 6.61e-06 | Bin | 1.01e-05 | Bin | 2.74e-05 | Bin | 3.69e-05 | Bin
Dan River | NC | 2723 | 2 | 8009611 | 4041913 | 18583314 | FALSE |  | 103 | 56 | 4 | 1.1049e-05 | Bin | 0.059473 | Bin | 0.00619 | Bin | 0.00047871 | Bin | 1.45e-06 | Bin | 1.25e-05 | Bin | 4.16e-07 | Bin | 3.81e-07 | Bin | 4.89e-05 | Bin | 1.58e-06 | Bin | 6.61e-06 | Bin | 1.01e-05 | Bin | 2.74e-05 | Bin | 3.69e-05 | Bin
Dan River | NC | 2723 | 3 | 8009611 | 4041413 | 101519314 | FALSE |  | 103 | 55 | 4 | 5.6368e-06 | Bin | 0.059473 | Bin | 0.00619 | Bin | 0.00047871 | Bin | 1.45e-06 | Bin | 1.25e-05 | Bin | 4.16e-07 | Bin | 3.81e-07 | Bin | 4.89e-05 | Bin | 1.58e-06 | Bin | 6.61e-06 | Bin | 1.01e-05 | Bin | 2.74e-05 | Bin | 3.69e-05 | Bin
Marshall | NC | 2727 | Unit 1 | 8370411 | 75331613 | 101520214 | FALSE |  | 102 | 54 | 1 | 1.2522e-06 | Bin | 0.0002859 | Unit | 0.00017508 | Unit | 5.3933e-05 | Unit | 4.22e-07 | Bin | 2.52e-06 | Bin | 1.18e-07 | Bin | 2.2e-07 | Bin | 4.75e-06 | Bin | 5.1e-07 | Bin | 2.25e-06 | Bin | 1.01e-05 | Bin | 2.74e-05 | Bin | 9.24e-06 | Bin
Marshall | NC | 2727 | Unit 2 | 8370411 | 75331813 | 101520514 | FALSE |  | 102 | 54 | 1 | 1.2522e-06 | Bin | 0.0002859 | Unit | 0.00017508 | Unit | 5.3933e-05 | Unit | 4.22e-07 | Bin | 2.52e-06 | Bin | 1.18e-07 | Bin | 2.2e-07 | Bin | 4.75e-06 | Bin | 5.1e-07 | Bin | 2.25e-06 | Bin | 1.01e-05 | Bin | 2.74e-05 | Bin | 9.24e-06 | Bin
Marshall | NC | 2727 | Unit 3 | 8370411 | 408613 | 17773214 | FALSE |  | 102 | 54 | 1 | 1.2522e-06 | Bin | 0.00032635 | Unit | 0.00017206 | Unit | 2.3867e-05 | Unit | 4.22e-07 | Bin | 2.52e-06 | Bin | 1.18e-07 | Bin | 2.2e-07 | Bin | 4.75e-06 | Bin | 5.1e-07 | Bin | 2.25e-06 | Bin | 1.01e-05 | Bin | 2.74e-05 | Bin | 9.24e-06 | Bin
Marshall | NC | 2727 | Unit 4 | 8370411 | 408113 | 17773814 | FALSE |  | 102 | 54 | 1 | 1.2522e-06 | Bin | 0.00028343 | Unit | 0.00017169 | Unit | 1.995e-05 | Unit | 4.22e-07 | Bin | 2.52e-06 | Bin | 1.18e-07 | Bin | 2.2e-07 | Bin | 4.75e-06 | Bin | 5.1e-07 | Bin | 2.25e-06 | Bin | 1.01e-05 | Bin | 2.74e-05 | Bin | 9.24e-06 | Bin
Riverbend | NC | 2732 | 7 | 8176211 | 6828113 | 17388514 | FALSE |  | 103 | 56 | 4 | 1.5446e-05 | Unit | 0.14385 | Unit | 0.014787 | Unit | 5.5499e-06 | Unit | 1.9941e-06 | Unit | 5.0754e-05 | Unit | 3.2792e-06 | Unit | 1.8507e-06 | Unit | 2.0831e-05 | Unit | 1.1507e-05 | Unit | 1.8077e-05 | Unit | 1.8654e-05 | Unit | 2.0948e-05 | Unit | 0.0006326 | Unit
Riverbend | NC | 2732 | 8 | 8176211 | 6827813 | 17389114 | FALSE |  | 103 | 56 | 4 | 1.5446e-05 | Facility | 0.14385 | Facility | 0.014787 | Facility | 5.5499e-06 | Facility | 1.9941e-06 | Facility | 5.0754e-05 | Facility | 3.2792e-06 | Facility | 1.8507e-06 | Facility | 2.0831e-05 | Facility | 1.1507e-05 | Facility | 1.8077e-05 | Facility | 1.8654e-05 | Facility | 2.0948e-05 | Facility | 0.0006326 | Facility
Riverbend | NC | 2732 | 9 | 8176211 | 6827913 | 17388914 | FALSE |  | 103 | 56 | 4 | 1.5446e-05 | Facility | 0.14385 | Facility | 0.014787 | Facility | 5.5499e-06 | Facility | 1.9941e-06 | Facility | 5.0754e-05 | Facility | 3.2792e-06 | Facility | 1.8507e-06 | Facility | 2.0831e-05 | Facility | 1.1507e-05 | Facility | 1.8077e-05 | Facility | 1.8654e-05 | Facility | 2.0948e-05 | Facility | 0.0006326 | Facility
Riverbend | NC | 2732 | 10 | 8176211 | 6828413 | 17388114 | FALSE |  | 103 | 56 | 4 | 1.5446e-05 | Facility | 0.14385 | Facility | 0.014787 | Facility | 5.5499e-06 | Facility | 1.9941e-06 | Facility | 5.0754e-05 | Facility | 3.2792e-06 | Facility | 1.8507e-06 | Facility | 2.0831e-05 | Facility | 1.1507e-05 | Facility | 1.8077e-05 | Facility | 1.8654e-05 | Facility | 2.0948e-05 | Facility | 0.0006326 | Facility
R.M. Heskett Station | ND | 2790 | B1 | 8087011 | 64287213 | 89235414 | FALSE |  | 108 | 64 | 12 | 1.0771e-05 | Bin | 0.00036675 | Bin | 8.7975e-06 | Bin | 1.3143e-05 | Bin | 4.22e-07 | Bin | 9.72e-07 | Bin | 1.18e-07 | Bin | 2.2e-07 | Bin | 4.89e-05 | Bin | 1.58e-06 | Bin | 2.25e-06 | Bin | 1.01e-05 | Bin | 2.74e-05 | Bin | 3.69e-05 | Bin
R.M. Heskett Station | ND | 2790 | B2 | 8087011 | 64287313 | 89235514 | FALSE |  | 109 | 64 | 12 | 1.0771e-05 | Bin | 0.00036675 | Bin | 8.7975e-06 | Bin | 1.3143e-05 | Bin | 4.22e-07 | Bin | 9.72e-07 | Bin | 1.18e-07 | Bin | 2.2e-07 | Bin | 4.89e-05 | Bin | 1.58e-06 | Bin | 2.25e-06 | Bin | 1.01e-05 | Bin | 2.74e-05 | Bin | 3.69e-05 | Bin
Leland Olds | ND | 2817 | 1 | 8086311 | 64283513 | 89231614 | FALSE |  | 108 | 64 | 12 | 1.0771e-05 | Bin | 0.00036675 | Bin | 8.7975e-06 | Bin | 1.3143e-05 | Bin | 4.22e-07 | Bin | 9.72e-07 | Bin | 1.18e-07 | Bin | 2.2e-07 | Bin | 4.89e-05 | Bin | 1.58e-06 | Bin | 2.25e-06 | Bin | 1.01e-05 | Bin | 2.74e-05 | Bin | 3.69e-05 | Bin
Leland Olds | ND | 2817 | 2 | 8086311 | 64283613 | 89231714 | FALSE |  | 108 | 64 | 12 | 1.0771e-05 | Bin | 0.00036675 | Bin | 8.7975e-06 | Bin | 1.3143e-05 | Bin | 4.22e-07 | Bin | 9.72e-07 | Bin | 1.18e-07 | Bin | 2.2e-07 | Bin | 4.89e-05 | Bin | 1.58e-06 | Bin | 2.25e-06 | Bin | 1.01e-05 | Bin | 2.74e-05 | Bin | 3.69e-05 | Bin
Milton R. Young Station | ND | 2823 | B1 | 8087911 | 5528513 | 16181314 | FALSE |  | 108 | 64 | 12 | 1.0771e-05 | Bin | 0.00036675 | Bin | 8.7975e-06 | Bin | 1.3143e-05 | Bin | 4.22e-07 | Bin | 9.72e-07 | Bin | 1.18e-07 | Bin | 2.2e-07 | Bin | 4.89e-05 | Bin | 1.58e-06 | Bin | 2.25e-06 | Bin | 1.01e-05 | Bin | 2.74e-05 | Bin | 3.69e-05 | Bin
Milton R. Young Station | ND | 2823 | B2 | 8087911 | 67602113 | 93234514 | FALSE |  | 107 | 64 | 9 | 1.0771e-05 | Bin | 0.00012026 | Bin | 9.3473e-05 | Bin | 1.5867e-05 | Bin | 4.22e-07 | Bin | 9.72e-07 | Bin | 1.18e-07 | Bin | 2.2e-07 | Bin | 4.75e-06 | Bin | 5.1e-07 | Bin | 2.25e-06 | Bin | 1.01e-05 | Bin | 2.74e-05 | Bin | 9.24e-06 | Bin
Stanton | ND | 2824 | 1 | 8086411 | 64288913 | 89237214 | FALSE |  | 113 | 70 | 16 | 3.2785e-06 | Bin | 0.0031989 | Bin | 0.0010123 | Bin | 0.0015232 | Bin | 1.45e-06 | Bin | 1.25e-05 | Bin | 4.16e-07 | Bin | 3.81e-07 | Bin | 4.89e-05 | Bin | 1.58e-06 | Bin | 6.61e-06 | Bin | 1.01e-05 | Bin | 2.74e-05 | Bin | 3.69e-05 | Bin
Stanton | ND | 2824 | 10 | 8086411 | 64289013 | 89237414 | FALSE |  | 111 | 66 | 14 | 4.6877e-06 | Bin | 0.00019188 | Bin | 0.00027291 | Bin | 0.00018552 | Bin | 4.22e-07 | Bin | 9.72e-07 | Bin | 1.18e-07 | Bin | 2.2e-07 | Bin | 4.89e-05 | Bin | 1.58e-06 | Bin | 2.25e-06 | Bin | 1.01e-05 | Bin | 2.74e-05 | Bin | 3.69e-05 | Bin
Cardinal | OH | 2828 | 1 | 8115711 | 6046013 | 100839414 | FALSE |  | 102 | 54 | 1 | 1.2522e-06 | Bin | 0.00014296 | Unit | 8.6175e-05 | Unit | 0.00024633 | Unit | 4.22e-07 | Bin | 2.52e-06 | Bin | 1.18e-07 | Bin | 2.2e-07 | Bin | 4.75e-06 | Bin | 5.1e-07 | Bin | 2.25e-06 | Bin | 1.01e-05 | Bin | 2.74e-05 | Bin | 9.24e-06 | Bin
Cardinal | OH | 2828 | 2 | 8115711 | 6045913 | 100839614 | FALSE |  | 102 | 54 | 1 | 1.2522e-06 | Bin | 0.00018536 | Unit | 8.1572e-05 | Unit | 0.00023667 | Unit | 4.22e-07 | Bin | 2.52e-06 | Bin | 1.18e-07 | Bin | 2.2e-07 | Bin | 4.75e-06 | Bin | 5.1e-07 | Bin | 2.25e-06 | Bin | 1.01e-05 | Bin | 2.74e-05 | Bin | 9.24e-06 | Bin
Cardinal | OH | 2828 | 3 | 8115711 | 6046113 | 100839914 | FALSE |  | 103 | 56 | 4 | 7.6487e-06 | Unit | 0.034472 | Unit | 0.0031369 | Unit | 0.00018633 | Unit | 4.0498e-07 | Unit | 8.191e-07 | Unit | 1.2046e-07 | Unit | 1.1958e-07 | Unit | 3.2884e-06 | Unit | 2.8788e-07 | Unit | 7.0213e-07 | Unit | 2.1816e-06 | Unit | 3.7885e-06 | Unit | 6.5898e-05 | Unit
Walter C Beckjord | OH | 2830 | 1 | 8294411 | 1539213 | 101028314 | FALSE |  | 103 | 55 | 4 | 5.6368e-06 | Bin | 0.059473 | Bin | 0.00619 | Bin | 0.00047871 | Bin | 1.45e-06 | Bin | 1.25e-05 | Bin | 4.16e-07 | Bin | 3.81e-07 | Bin | 4.89e-05 | Bin | 1.58e-06 | Bin | 6.61e-06 | Bin | 1.01e-05 | Bin | 2.74e-05 | Bin | 3.69e-05 | Bin
Walter C Beckjord | OH | 2830 | 2 | 8294411 | 1539113 | 117241614 | FALSE |  | 103 | 55 | 4 | 5.6368e-06 | Bin | 0.059473 | Bin | 0.00619 | Bin | 0.00047871 | Bin | 1.45e-06 | Bin | 1.25e-05 | Bin | 4.16e-07 | Bin | 3.81e-07 | Bin | 4.89e-05 | Bin | 1.58e-06 | Bin | 6.61e-06 | Bin | 1.01e-05 | Bin | 2.74e-05 | Bin | 3.69e-05 | Bin
Walter C Beckjord | OH | 2830 | 3 | 8294411 | 1539013 | 117241714 | FALSE |  | 103 | 55 | 4 | 5.6368e-06 | Bin | 0.059473 | Bin | 0.00619 | Bin | 0.00047871 | Bin | 1.45e-06 | Bin | 1.25e-05 | Bin | 4.16e-07 | Bin | 3.81e-07 | Bin | 4.89e-05 | Bin | 1.58e-06 | Bin | 6.61e-06 | Bin | 1.01e-05 | Bin | 2.74e-05 | Bin | 3.69e-05 | Bin
Walter C Beckjord | OH | 2830 | 4 | 8294411 | 1539513 | 117241814 | FALSE |  | 103 | 55 | 4 | 5.6368e-06 | Bin | 0.059473 | Bin | 0.00619 | Bin | 0.00047871 | Bin | 1.45e-06 | Bin | 1.25e-05 | Bin | 4.16e-07 | Bin | 3.81e-07 | Bin | 4.89e-05 | Bin | 1.58e-06 | Bin | 6.61e-06 | Bin | 1.01e-05 | Bin | 2.74e-05 | Bin | 3.69e-05 | Bin
Walter C Beckjord | OH | 2830 | 5 | 8294411 | 1538613 | 117241914 | FALSE |  | 103 | 55 | 4 | 5.6368e-06 | Bin | 0.059473 | Bin | 0.00619 | Bin | 0.00047871 | Bin | 1.45e-06 | Bin | 1.25e-05 | Bin | 4.16e-07 | Bin | 3.81e-07 | Bin | 4.89e-05 | Bin | 1.58e-06 | Bin | 6.61e-06 | Bin | 1.01e-05 | Bin | 2.74e-05 | Bin | 3.69e-05 | Bin
Walter C Beckjord | OH | 2830 | 6 | 8294411 | 1539613 | 117242014 | FALSE |  | 103 | 55 | 4 | 5.6368e-06 | Bin | 0.059473 | Bin | 0.00619 | Bin | 0.00047871 | Bin | 1.45e-06 | Bin | 1.25e-05 | Bin | 4.16e-07 | Bin | 3.81e-07 | Bin | 4.89e-05 | Bin | 1.58e-06 | Bin | 6.61e-06 | Bin | 1.01e-05 | Bin | 2.74e-05 | Bin | 3.69e-05 | Bin
Miami Fort | OH | 2832 | Unit 6 | 7738711 | 2471113 | 101059214 | FALSE |  | 103 | 55 | 4 | 5.6368e-06 | Bin | 0.059473 | Bin | 0.00619 | Bin | 0.00047871 | Bin | 1.45e-06 | Bin | 1.25e-05 | Bin | 4.16e-07 | Bin | 3.81e-07 | Bin | 4.89e-05 | Bin | 1.58e-06 | Bin | 6.61e-06 | Bin | 1.01e-05 | Bin | 2.74e-05 | Bin | 3.69e-05 | Bin
Miami Fort | OH | 2832 | Unit 7 | 7738711 | 2471413 | 117288714 | FALSE |  | 102 | 54 | 1 | 1.2522e-06 | Bin | 0.00058261 | Bin | 0.00017965 | Bin | 0.00023147 | Bin | 4.22e-07 | Bin | 2.52e-06 | Bin | 1.18e-07 | Bin | 2.2e-07 | Bin | 4.75e-06 | Bin | 5.1e-07 | Bin | 2.25e-06 | Bin | 1.01e-05 | Bin | 2.74e-05 | Bin | 9.24e-06 | Bin
Miami Fort | OH | 2832 | Unit 8 | 7738711 | 2470813 | 117288814 | FALSE |  | 102 | 54 | 1 | 1.2522e-06 | Bin | 0.00058261 | Bin | 0.00017965 | Bin | 0.00023147 | Bin | 4.22e-07 | Bin | 2.52e-06 | Bin | 1.18e-07 | Bin | 2.2e-07 | Bin | 4.75e-06 | Bin | 5.1e-07 | Bin | 2.25e-06 | Bin | 1.01e-05 | Bin | 2.74e-05 | Bin | 9.24e-06 | Bin
Ashtabula | OH | 2835 | 7 | 8103911 | 5517913 | 100523114 | FALSE |  | 113 | 70 | 16 | 3.2785e-06 | Bin | 0.0031989 | Bin | 0.0010123 | Bin | 0.0015232 | Bin | 1.45e-06 | Bin | 1.25e-05 | Bin | 4.16e-07 | Bin | 3.81e-07 | Bin | 4.89e-05 | Bin | 1.58e-06 | Bin | 6.61e-06 | Bin | 1.01e-05 | Bin | 2.74e-05 | Bin | 3.69e-05 | Bin
Avon Lake | OH | 2836 | 10 | 8130811 | 6011613 | 100555314 | FALSE |  | 103 | 55 | 4 | 5.6368e-06 | Bin | 0.059473 | Bin | 0.00619 | Bin | 0.00047871 | Bin | 1.45e-06 | Bin | 1.25e-05 | Bin | 4.16e-07 | Bin | 3.81e-07 | Bin | 4.89e-05 | Bin | 1.58e-06 | Bin | 6.61e-06 | Bin | 1.01e-05 | Bin | 2.74e-05 | Bin | 3.69e-05 | Bin
Avon Lake | OH | 2836 | 12 | 8130811 | 6011813 | 100555414 | FALSE |  | 103 | 55 | 4 | 5.6368e-06 | Bin | 0.059473 | Bin | 0.00619 | Bin | 0.00047871 | Bin | 1.45e-06 | Bin | 1.25e-05 | Bin | 4.16e-07 | Bin | 3.81e-07 | Bin | 4.89e-05 | Bin | 1.58e-06 | Bin | 6.61e-06 | Bin | 1.01e-05 | Bin | 2.74e-05 | Bin | 3.69e-05 | Bin
Eastlake | OH | 2837 | 1 | 8149511 | 5943713 | 117757514 | FALSE |  | 103 | 55 | 4 | 2.7867e-06 | Unit | 0.048399 | Unit | 0.0039485 | Unit | 0.00097362 | Unit | 3.541e-06 | Unit | 2.3321e-07 | Unit | 1.6389e-08 | Unit | 1.6973e-08 | Unit | 2.6093e-06 | Unit | 1.4112e-06 | Unit | 1.1756e-06 | Unit | 5.6884e-06 | Unit | 5.9787e-06 | Unit | 9.3684e-06 | Unit
Eastlake | OH | 2837 | 2 | 8149511 | 5943913 | 117757614 | FALSE |  | 103 | 55 | 4 | 2.1783e-06 | Facility | 0.056048 | Facility | 0.0042039 | Facility | 0.0010767 | Facility | 1.7933e-06 | Facility | 4.4618e-07 | Facility | 1.9417e-08 | Facility | 4.3225e-08 | Facility | 5.228e-06 | Facility | 9.0413e-07 | Facility | 9.0731e-07 | Facility | 4.3185e-06 | Facility | 7.7056e-06 | Facility | 1.6279e-05 | Facility
Eastlake | OH | 2837 | 3 | 8149511 | 5943813 | 100553114 | FALSE |  | 103 | 55 | 4 | 1.57e-06 | Unit | 0.063698 | Unit | 0.0044592 | Unit | 0.0011797 | Unit | 4.5696e-08 | Unit | 6.5914e-07 | Unit | 2.2444e-08 | Unit | 6.9477e-08 | Unit | 7.8467e-06 | Unit | 3.9706e-07 | Unit | 6.3901e-07 | Unit | 2.9487e-06 | Unit | 9.4326e-06 | Unit | 2.3189e-05 | Unit
Eastlake | OH | 2837 | 4 | 8149511 | 5943413 | 100553214 | FALSE |  | 103 | 55 | 4 | 2.1783e-06 | Facility | 0.056048 | Facility | 0.0042039 | Facility | 0.0010767 | Facility | 1.7933e-06 | Facility | 4.4618e-07 | Facility | 1.9417e-08 | Facility | 4.3225e-08 | Facility | 5.228e-06 | Facility | 9.0413e-07 | Facility | 9.0731e-07 | Facility | 4.3185e-06 | Facility | 7.7056e-06 | Facility | 1.6279e-05 | Facility
Eastlake | OH | 2837 | 5 | 8149511 | 5943313 | 100553314 | FALSE |  | 103 | 55 | 4 | 2.1783e-06 | Facility | 0.056048 | Facility | 0.0042039 | Facility | 0.0010767 | Facility | 1.7933e-06 | Facility | 4.4618e-07 | Facility | 1.9417e-08 | Facility | 4.3225e-08 | Facility | 5.228e-06 | Facility | 9.0413e-07 | Facility | 9.0731e-07 | Facility | 4.3185e-06 | Facility | 7.7056e-06 | Facility | 1.6279e-05 | Facility
Lake Shore | OH | 2838 | 18 | 8250811 | 62513 | 100963014 | FALSE |  | 113 | 70 | 16 | 3.2785e-06 | Bin | 0.0031989 | Bin | 0.0010123 | Bin | 0.0015232 | Bin | 1.45e-06 | Bin | 1.25e-05 | Bin | 4.16e-07 | Bin | 3.81e-07 | Bin | 4.89e-05 | Bin | 1.58e-06 | Bin | 6.61e-06 | Bin | 1.01e-05 | Bin | 2.74e-05 | Bin | 3.69e-05 | Bin
Conesville | OH | 2840 | 3 | 8010811 | 4031713 | 100823814 | FALSE |  | 103 | 55 | 4 | 1.1625e-05 | Unit | 0.035774 | Unit | 0.0058129 | Unit | 0.000762 | Unit | 1.2333e-05 | Unit | 1.4439e-05 | Unit | 1.9929e-06 | Unit | 7.9465e-07 | Unit | 0.00086763 | Unit | 9.1491e-06 | Unit | 8.9236e-06 | Unit | 7.1218e-05 | Unit | 0.00055744 | Unit | 0.00011669 | Unit
Conesville | OH | 2840 | 4 | 8010811 | 4031113 | 100824014 | FALSE |  | 102 | 54 | 1 | 1.2522e-06 | Bin | 0.00016321 | Unit | 6.5255e-05 | Unit | 0.00023333 | Unit | 4.22e-07 | Bin | 2.52e-06 | Bin | 1.18e-07 | Bin | 2.2e-07 | Bin | 4.75e-06 | Bin | 5.1e-07 | Bin | 2.25e-06 | Bin | 1.01e-05 | Bin | 2.74e-05 | Bin | 9.24e-06 | Bin
Conesville | OH | 2840 | 5 | 8010811 | 4030913 | 100824414 | FALSE |  | 102 | 54 | 1 | 1.2522e-06 | Bin | 0.00016321 | Facility | 6.5255e-05 | Facility | 0.00023333 | Facility | 4.22e-07 | Bin | 2.52e-06 | Bin | 1.18e-07 | Bin | 2.2e-07 | Bin | 4.75e-06 | Bin | 5.1e-07 | Bin | 2.25e-06 | Bin | 1.01e-05 | Bin | 2.74e-05 | Bin | 9.24e-06 | Bin
Conesville | OH | 2840 | 6 | 8010811 | 4031213 | 100824614 | FALSE |  | 102 | 54 | 1 | 1.2522e-06 | Bin | 0.00016321 | Facility | 6.5255e-05 | Facility | 0.00023333 | Facility | 4.22e-07 | Bin | 2.52e-06 | Bin | 1.18e-07 | Bin | 2.2e-07 | Bin | 4.75e-06 | Bin | 5.1e-07 | Bin | 2.25e-06 | Bin | 1.01e-05 | Bin | 2.74e-05 | Bin | 9.24e-06 | Bin
Picway | OH | 2843 | 9 | 7371611 | 8079913 | 100493614 | FALSE |  | 103 | 55 | 4 | 5.6368e-06 | Bin | 0.059473 | Bin | 0.00619 | Bin | 0.00047871 | Bin | 1.45e-06 | Bin | 1.25e-05 | Bin | 4.16e-07 | Bin | 3.81e-07 | Bin | 4.89e-05 | Bin | 1.58e-06 | Bin | 6.61e-06 | Bin | 1.01e-05 | Bin | 2.74e-05 | Bin | 3.69e-05 | Bin
O H Hutchings | OH | 2848 | H-1 | 8049911 | 6334913 | 117220514 | FALSE |  | 103 | 56 | 4 | 1.1049e-05 | Bin | 0.059473 | Bin | 0.00619 | Bin | 0.00047871 | Bin | 1.45e-06 | Bin | 1.25e-05 | Bin | 4.16e-07 | Bin | 3.81e-07 | Bin | 4.89e-05 | Bin | 1.58e-06 | Bin | 6.61e-06 | Bin | 1.01e-05 | Bin | 2.74e-05 | Bin | 3.69e-05 | Bin
O H Hutchings | OH | 2848 | H-2 | 8049911 | 6334813 | 117220814 | FALSE |  | 103 | 56 | 4 | 1.1049e-05 | Bin | 0.059473 | Bin | 0.00619 | Bin | 0.00047871 | Bin | 1.45e-06 | Bin | 1.25e-05 | Bin | 4.16e-07 | Bin | 3.81e-07 | Bin | 4.89e-05 | Bin | 1.58e-06 | Bin | 6.61e-06 | Bin | 1.01e-05 | Bin | 2.74e-05 | Bin | 3.69e-05 | Bin
O H Hutchings | OH | 2848 | H-3 | 8049911 | 6334213 | 117221014 | FALSE |  | 103 | 56 | 4 | 1.1049e-05 | Bin | 0.059473 | Bin | 0.00619 | Bin | 0.00047871 | Bin | 1.45e-06 | Bin | 1.25e-05 | Bin | 4.16e-07 | Bin | 3.81e-07 | Bin | 4.89e-05 | Bin | 1.58e-06 | Bin | 6.61e-06 | Bin | 1.01e-05 | Bin | 2.74e-05 | Bin | 3.69e-05 | Bin
O H Hutchings | OH | 2848 | H-4 | 8049911 | 6335113 | 117221214 | FALSE |  | 103 | 56 | 4 | 1.1049e-05 | Bin | 0.059473 | Bin | 0.00619 | Bin | 0.00047871 | Bin | 1.45e-06 | Bin | 1.25e-05 | Bin | 4.16e-07 | Bin | 3.81e-07 | Bin | 4.89e-05 | Bin | 1.58e-06 | Bin | 6.61e-06 | Bin | 1.01e-05 | Bin | 2.74e-05 | Bin | 3.69e-05 | Bin
O H Hutchings | OH | 2848 | H-5 | 8049911 | 6334013 | 117221414 | FALSE |  | 103 | 56 | 4 | 1.1049e-05 | Bin | 0.059473 | Bin | 0.00619 | Bin | 0.00047871 | Bin | 1.45e-06 | Bin | 1.25e-05 | Bin | 4.16e-07 | Bin | 3.81e-07 | Bin | 4.89e-05 | Bin | 1.58e-06 | Bin | 6.61e-06 | Bin | 1.01e-05 | Bin | 2.74e-05 | Bin | 3.69e-05 | Bin
O H Hutchings | OH | 2848 | H-6 | 8049911 | 6335013 | 117221614 | FALSE |  | 103 | 56 | 4 | 1.1049e-05 | Bin | 0.059473 | Bin | 0.00619 | Bin | 0.00047871 | Bin | 1.45e-06 | Bin | 1.25e-05 | Bin | 4.16e-07 | Bin | 3.81e-07 | Bin | 4.89e-05 | Bin | 1.58e-06 | Bin | 6.61e-06 | Bin | 1.01e-05 | Bin | 2.74e-05 | Bin | 3.69e-05 | Bin
J M Stuart | OH | 2850 | B001 | 8101311 | 5526513 | 100918414 | FALSE |  | 102 | 54 | 1 | 1.2522e-06 | Bin | 0.00058261 | Bin | 0.00017965 | Bin | 0.00023147 | Bin | 4.22e-07 | Bin | 2.52e-06 | Bin | 1.18e-07 | Bin | 2.2e-07 | Bin | 4.75e-06 | Bin | 5.1e-07 | Bin | 2.25e-06 | Bin | 1.01e-05 | Bin | 2.74e-05 | Bin | 9.24e-06 | Bin
J M Stuart | OH | 2850 | B002 | 8101311 | 5525913 | 100918614 | FALSE |  | 102 | 54 | 1 | 1.2522e-06 | Bin | 0.00058261 | Bin | 0.00017965 | Bin | 0.00023147 | Bin | 4.22e-07 | Bin | 2.52e-06 | Bin | 1.18e-07 | Bin | 2.2e-07 | Bin | 4.75e-06 | Bin | 5.1e-07 | Bin | 2.25e-06 | Bin | 1.01e-05 | Bin | 2.74e-05 | Bin | 9.24e-06 | Bin
J M Stuart | OH | 2850 | B003 | 8101311 | 5525813 | 100918814 | FALSE |  | 102 | 54 | 1 | 1.2522e-06 | Bin | 0.00058261 | Bin | 0.00017965 | Bin | 0.00023147 | Bin | 4.22e-07 | Bin | 2.52e-06 | Bin | 1.18e-07 | Bin | 2.2e-07 | Bin | 4.75e-06 | Bin | 5.1e-07 | Bin | 2.25e-06 | Bin | 1.01e-05 | Bin | 2.74e-05 | Bin | 9.24e-06 | Bin
J M Stuart | OH | 2850 | B004 | 8101311 | 5525713 | 100918914 | FALSE |  | 102 | 54 | 1 | 1.2522e-06 | Bin | 0.00058261 | Bin | 0.00017965 | Bin | 0.00023147 | Bin | 4.22e-07 | Bin | 2.52e-06 | Bin | 1.18e-07 | Bin | 2.2e-07 | Bin | 4.75e-06 | Bin | 5.1e-07 | Bin | 2.25e-06 | Bin | 1.01e-05 | Bin | 2.74e-05 | Bin | 9.24e-06 | Bin
Niles Plant | OH | 2861 | 1 | 7328911 | 10658113 | 100591614 | FALSE |  | 103 | 55 | 4 | 5.6368e-06 | Bin | 0.059473 | Bin | 0.00619 | Bin | 0.00047871 | Bin | 1.45e-06 | Bin | 1.25e-05 | Bin | 4.16e-07 | Bin | 3.81e-07 | Bin | 4.89e-05 | Bin | 1.58e-06 | Bin | 6.61e-06 | Bin | 1.01e-05 | Bin | 2.74e-05 | Bin | 3.69e-05 | Bin
Niles Plant | OH | 2861 | 2 | 7328911 | 10658013 | 100591714 | FALSE |  | 103 | 55 | 4 | 5.6368e-06 | Bin | 0.059473 | Bin | 0.00619 | Bin | 0.00047871 | Bin | 1.45e-06 | Bin | 1.25e-05 | Bin | 4.16e-07 | Bin | 3.81e-07 | Bin | 4.89e-05 | Bin | 1.58e-06 | Bin | 6.61e-06 | Bin | 1.01e-05 | Bin | 2.74e-05 | Bin | 3.69e-05 | Bin
R. E. Burger | OH | 2864 | 6 | 8120011 | 5512613 | 100823014 | FALSE |  | 113 | 70 | 16 | 3.2785e-06 | Bin | 0.0031989 | Bin | 0.0010123 | Bin | 0.0015232 | Bin | 1.45e-06 | Bin | 1.25e-05 | Bin | 4.16e-07 | Bin | 3.81e-07 | Bin | 4.89e-05 | Bin | 1.58e-06 | Bin | 6.61e-06 | Bin | 1.01e-05 | Bin | 2.74e-05 | Bin | 3.69e-05 | Bin
R. E. Burger | OH | 2864 | 7 | 8120011 | 5512713 | 100823114 | FALSE |  | 103 | 55 | 4 | 5.6368e-06 | Bin | 0.059473 | Bin | 0.00619 | Bin | 0.00047871 | Bin | 1.45e-06 | Bin | 1.25e-05 | Bin | 4.16e-07 | Bin | 3.81e-07 | Bin | 4.89e-05 | Bin | 1.58e-06 | Bin | 6.61e-06 | Bin | 1.01e-05 | Bin | 2.74e-05 | Bin | 3.69e-05 | Bin
R. E. Burger | OH | 2864 | 8 | 8120011 | 5512513 | 100823214 | FALSE |  | 103 | 55 | 4 | 5.6368e-06 | Bin | 0.059473 | Bin | 0.00619 | Bin | 0.00047871 | Bin | 1.45e-06 | Bin | 1.25e-05 | Bin | 4.16e-07 | Bin | 3.81e-07 | Bin | 4.89e-05 | Bin | 1.58e-06 | Bin | 6.61e-06 | Bin | 1.01e-05 | Bin | 2.74e-05 | Bin | 3.69e-05 | Bin
W. H. Sammis | OH | 2866 | 1 | 8190811 | 4409713 | 100846014 | FALSE |  | 100 | 52 | 1 | 8.0304e-07 | Bin | 0.00058261 | Bin | 0.00017965 | Bin | 0.00023147 | Bin | 4.22e-07 | Bin | 9.72e-07 | Bin | 1.18e-07 | Bin | 2.2e-07 | Bin | 4.75e-06 | Bin | 5.1e-07 | Bin | 2.25e-06 | Bin | 1.01e-05 | Bin | 2.74e-05 | Bin | 9.24e-06 | Bin
W. H. Sammis | OH | 2866 | 2 | 8190811 | 4409613 | 100846114 | FALSE |  | 100 | 52 | 1 | 8.0304e-07 | Bin | 0.00058261 | Bin | 0.00017965 | Bin | 0.00023147 | Bin | 4.22e-07 | Bin | 9.72e-07 | Bin | 1.18e-07 | Bin | 2.2e-07 | Bin | 4.75e-06 | Bin | 5.1e-07 | Bin | 2.25e-06 | Bin | 1.01e-05 | Bin | 2.74e-05 | Bin | 9.24e-06 | Bin
W. H. Sammis | OH | 2866 | 3 | 8190811 | 4410213 | 100846214 | FALSE |  | 100 | 52 | 1 | 8.0304e-07 | Bin | 0.00058261 | Bin | 0.00017965 | Bin | 0.00023147 | Bin | 4.22e-07 | Bin | 9.72e-07 | Bin | 1.18e-07 | Bin | 2.2e-07 | Bin | 4.75e-06 | Bin | 5.1e-07 | Bin | 2.25e-06 | Bin | 1.01e-05 | Bin | 2.74e-05 | Bin | 9.24e-06 | Bin
W. H. Sammis | OH | 2866 | 4 | 8190811 | 4408813 | 100846314 | FALSE |  | 100 | 52 | 1 | 8.0304e-07 | Bin | 0.00058261 | Bin | 0.00017965 | Bin | 0.00023147 | Bin | 4.22e-07 | Bin | 9.72e-07 | Bin | 1.18e-07 | Bin | 2.2e-07 | Bin | 4.75e-06 | Bin | 5.1e-07 | Bin | 2.25e-06 | Bin | 1.01e-05 | Bin | 2.74e-05 | Bin | 9.24e-06 | Bin
W. H. Sammis | OH | 2866 | 5 | 8190811 | 4409913 | 100846414 | FALSE |  | 102 | 54 | 1 | 1.2522e-06 | Bin | 0.00058261 | Bin | 0.00017965 | Bin | 0.00023147 | Bin | 4.22e-07 | Bin | 2.52e-06 | Bin | 1.18e-07 | Bin | 2.2e-07 | Bin | 4.75e-06 | Bin | 5.1e-07 | Bin | 2.25e-06 | Bin | 1.01e-05 | Bin | 2.74e-05 | Bin | 9.24e-06 | Bin
W. H. Sammis | OH | 2866 | 6 | 8190811 | 4409813 | 100846514 | FALSE |  | 102 | 54 | 1 | 1.2522e-06 | Bin | 0.00058261 | Bin | 0.00017965 | Bin | 0.00023147 | Bin | 4.22e-07 | Bin | 2.52e-06 | Bin | 1.18e-07 | Bin | 2.2e-07 | Bin | 4.75e-06 | Bin | 5.1e-07 | Bin | 2.25e-06 | Bin | 1.01e-05 | Bin | 2.74e-05 | Bin | 9.24e-06 | Bin
W. H. Sammis | OH | 2866 | 7 | 8190811 | 4409413 | 100846614 | FALSE |  | 102 | 54 | 1 | 1.2522e-06 | Bin | 0.00058261 | Bin | 0.00017965 | Bin | 0.00023147 | Bin | 4.22e-07 | Bin | 2.52e-06 | Bin | 1.18e-07 | Bin | 2.2e-07 | Bin | 4.75e-06 | Bin | 5.1e-07 | Bin | 2.25e-06 | Bin | 1.01e-05 | Bin | 2.74e-05 | Bin | 9.24e-06 | Bin
Muskingum River | OH | 2872 | 1 | 8130311 | 6020213 | 100908214 | FALSE |  | 103 | 55 | 4 | 5.6368e-06 | Bin | 0.059473 | Bin | 0.00619 | Bin | 0.00047871 | Bin | 1.45e-06 | Bin | 1.25e-05 | Bin | 4.16e-07 | Bin | 3.81e-07 | Bin | 4.89e-05 | Bin | 1.58e-06 | Bin | 6.61e-06 | Bin | 1.01e-05 | Bin | 2.74e-05 | Bin | 3.69e-05 | Bin
Muskingum River | OH | 2872 | 2 | 8130311 | 6019913 | 100908614 | FALSE |  | 103 | 55 | 4 | 5.6368e-06 | Bin | 0.059473 | Bin | 0.00619 | Bin | 0.00047871 | Bin | 1.45e-06 | Bin | 1.25e-05 | Bin | 4.16e-07 | Bin | 3.81e-07 | Bin | 4.89e-05 | Bin | 1.58e-06 | Bin | 6.61e-06 | Bin | 1.01e-05 | Bin | 2.74e-05 | Bin | 3.69e-05 | Bin
Muskingum River | OH | 2872 | 3 | 8130311 | 6020313 | 100908514 | FALSE |  | 103 | 55 | 4 | 5.6368e-06 | Bin | 0.059473 | Bin | 0.00619 | Bin | 0.00047871 | Bin | 1.45e-06 | Bin | 1.25e-05 | Bin | 4.16e-07 | Bin | 3.81e-07 | Bin | 4.89e-05 | Bin | 1.58e-06 | Bin | 6.61e-06 | Bin | 1.01e-05 | Bin | 2.74e-05 | Bin | 3.69e-05 | Bin
Muskingum River | OH | 2872 | 4 | 8130311 | 6019713 | 100908814 | FALSE |  | 103 | 55 | 4 | 5.6368e-06 | Bin | 0.059473 | Bin | 0.00619 | Bin | 0.00047871 | Bin | 1.45e-06 | Bin | 1.25e-05 | Bin | 4.16e-07 | Bin | 3.81e-07 | Bin | 4.89e-05 | Bin | 1.58e-06 | Bin | 6.61e-06 | Bin | 1.01e-05 | Bin | 2.74e-05 | Bin | 3.69e-05 | Bin
Muskingum River | OH | 2872 | 5 | 8130311 | 6020113 | 100909014 | FALSE |  | 103 | 55 | 4 | 5.6368e-06 | Bin | 0.059473 | Bin | 0.00619 | Bin | 0.00047871 | Bin | 1.45e-06 | Bin | 1.25e-05 | Bin | 4.16e-07 | Bin | 3.81e-07 | Bin | 4.89e-05 | Bin | 1.58e-06 | Bin | 6.61e-06 | Bin | 1.01e-05 | Bin | 2.74e-05 | Bin | 3.69e-05 | Bin
Kyger Creek | OH | 2876 | 1 | 7983011 | 6441313 | 100830714 | FALSE |  | 113 | 70 | 16 | 3.2785e-06 | Bin | 0.0031989 | Bin | 0.0010123 | Bin | 0.0015232 | Bin | 1.45e-06 | Bin | 1.25e-05 | Bin | 4.16e-07 | Bin | 3.81e-07 | Bin | 4.89e-05 | Bin | 1.58e-06 | Bin | 6.61e-06 | Bin | 1.01e-05 | Bin | 2.74e-05 | Bin | 3.69e-05 | Bin
Kyger Creek | OH | 2876 | 2 | 7983011 | 6441713 | 100830014 | FALSE |  | 113 | 70 | 16 | 3.2785e-06 | Bin | 0.0031989 | Bin | 0.0010123 | Bin | 0.0015232 | Bin | 1.45e-06 | Bin | 1.25e-05 | Bin | 4.16e-07 | Bin | 3.81e-07 | Bin | 4.89e-05 | Bin | 1.58e-06 | Bin | 6.61e-06 | Bin | 1.01e-05 | Bin | 2.74e-05 | Bin | 3.69e-05 | Bin
Kyger Creek | OH | 2876 | 3 | 7983011 | 6441613 | 100830514 | FALSE |  | 113 | 70 | 16 | 3.2785e-06 | Bin | 0.0031989 | Bin | 0.0010123 | Bin | 0.0015232 | Bin | 1.45e-06 | Bin | 1.25e-05 | Bin | 4.16e-07 | Bin | 3.81e-07 | Bin | 4.89e-05 | Bin | 1.58e-06 | Bin | 6.61e-06 | Bin | 1.01e-05 | Bin | 2.74e-05 | Bin | 3.69e-05 | Bin
Kyger Creek | OH | 2876 | 4 | 7983011 | 6441513 | 100830214 | FALSE |  | 113 | 70 | 16 | 3.2785e-06 | Bin | 0.0031989 | Bin | 0.0010123 | Bin | 0.0015232 | Bin | 1.45e-06 | Bin | 1.25e-05 | Bin | 4.16e-07 | Bin | 3.81e-07 | Bin | 4.89e-05 | Bin | 1.58e-06 | Bin | 6.61e-06 | Bin | 1.01e-05 | Bin | 2.74e-05 | Bin | 3.69e-05 | Bin
Kyger Creek | OH | 2876 | 5 | 7983011 | 6441913 | 100830814 | FALSE |  | 113 | 70 | 16 | 3.2785e-06 | Bin | 0.0031989 | Bin | 0.0010123 | Bin | 0.0015232 | Bin | 1.45e-06 | Bin | 1.25e-05 | Bin | 4.16e-07 | Bin | 3.81e-07 | Bin | 4.89e-05 | Bin | 1.58e-06 | Bin | 6.61e-06 | Bin | 1.01e-05 | Bin | 2.74e-05 | Bin | 3.69e-05 | Bin
Bay Shore | OH | 2878 | 1 | 8302011 | 444813 | 100786614 | FALSE |  | 121 | 78 | 23 | 1.2257e-07 | Unit | 0.0066867 | Unit | 0.00014717 | Unit | 0.00242 | Unit | 7.6952e-08 | Unit | 1.4533e-07 | Unit | 1.344e-08 | Unit | 6.6803e-07 | Unit | 5.7553e-06 | Unit | 1.1198e-06 | Unit | 4.8807e-07 | Unit | 5.1703e-06 | Unit | 2.7691e-05 | Unit | 1.0398e-06 | Unit
Bay Shore | OH | 2878 | 2 | 8302011 | 444413 | 100786314 | FALSE |  | 113 | 70 | 16 | 3.2785e-06 | Bin | 0.0031989 | Bin | 0.0010123 | Bin | 0.0015232 | Bin | 1.45e-06 | Bin | 1.25e-05 | Bin | 4.16e-07 | Bin | 3.81e-07 | Bin | 4.89e-05 | Bin | 1.58e-06 | Bin | 6.61e-06 | Bin | 1.01e-05 | Bin | 2.74e-05 | Bin | 3.69e-05 | Bin
Bay Shore | OH | 2878 | 3 | 8302011 | 444513 | 100786414 | FALSE |  | 113 | 70 | 16 | 3.2785e-06 | Bin | 0.0031989 | Bin | 0.0010123 | Bin | 0.0015232 | Bin | 1.45e-06 | Bin | 1.25e-05 | Bin | 4.16e-07 | Bin | 3.81e-07 | Bin | 4.89e-05 | Bin | 1.58e-06 | Bin | 6.61e-06 | Bin | 1.01e-05 | Bin | 2.74e-05 | Bin | 3.69e-05 | Bin
Bay Shore | OH | 2878 | 4 | 8302011 | 444713 | 100786514 | FALSE |  | 113 | 70 | 16 | 3.2785e-06 | Bin | 0.0031989 | Bin | 0.0010123 | Bin | 0.0015232 | Bin | 1.45e-06 | Bin | 1.25e-05 | Bin | 4.16e-07 | Bin | 3.81e-07 | Bin | 4.89e-05 | Bin | 1.58e-06 | Bin | 6.61e-06 | Bin | 1.01e-05 | Bin | 2.74e-05 | Bin | 3.69e-05 | Bin
Hamilton | OH | 2917 | 8 | 8454911 | 304613 | 101022014 | FALSE |  | 103 | 56 | 4 | 1.1049e-05 | Bin | 0.059473 | Bin | 0.00619 | Bin | 0.00047871 | Bin | 1.45e-06 | Bin | 1.25e-05 | Bin | 4.16e-07 | Bin | 3.81e-07 | Bin | 4.89e-05 | Bin | 1.58e-06 | Bin | 6.61e-06 | Bin | 1.01e-05 | Bin | 2.74e-05 | Bin | 3.69e-05 | Bin
Hamilton | OH | 2917 | 9 | 8454911 | 305013 | 101022214 | FALSE |  | 101 | 51 | 2 | 1.137e-07 | Bin | 0.00011019 | Unit | 0.00010963 | Unit | 5.9e-05 | Unit | 4.22e-07 | Bin | 9.72e-07 | Bin | 1.18e-07 | Bin | 2.2e-07 | Bin | 4.89e-05 | Bin | 1.58e-06 | Bin | 2.25e-06 | Bin | 1.01e-05 | Bin | 2.74e-05 | Bin | 3.69e-05 | Bin
Muskogee | OK | 2952 | 4 | 8506011 | 535113 | 15935014 | FALSE |  | 113 | 70 | 16 | 3.2785e-06 | Bin | 0.0031989 | Bin | 0.0010123 | Bin | 0.0015232 | Bin | 1.45e-06 | Bin | 1.25e-05 | Bin | 4.16e-07 | Bin | 3.81e-07 | Bin | 4.89e-05 | Bin | 1.58e-06 | Bin | 6.61e-06 | Bin | 1.01e-05 | Bin | 2.74e-05 | Bin | 3.69e-05 | Bin
Muskogee | OK | 2952 | 5 | 8506011 | 535213 | 15934814 | FALSE |  | 113 | 70 | 16 | 3.2785e-06 | Bin | 0.0031989 | Bin | 0.0010123 | Bin | 0.0015232 | Bin | 1.45e-06 | Bin | 1.25e-05 | Bin | 4.16e-07 | Bin | 3.81e-07 | Bin | 4.89e-05 | Bin | 1.58e-06 | Bin | 6.61e-06 | Bin | 1.01e-05 | Bin | 2.74e-05 | Bin | 3.69e-05 | Bin
Muskogee | OK | 2952 | 6 | 8506011 | 535313 | 15934714 | FALSE |  | 113 | 70 | 16 | 3.2785e-06 | Bin | 0.0031989 | Bin | 0.0010123 | Bin | 0.0015232 | Bin | 1.45e-06 | Bin | 1.25e-05 | Bin | 4.16e-07 | Bin | 3.81e-07 | Bin | 4.89e-05 | Bin | 1.58e-06 | Bin | 6.61e-06 | Bin | 1.01e-05 | Bin | 2.74e-05 | Bin | 3.69e-05 | Bin
Northeastern | OK | 2963 | 3313 | 8212411 | 6698313 | 15999814 | FALSE |  | 113 | 70 | 16 | 3.2785e-06 | Bin | 0.0031989 | Bin | 0.0010123 | Bin | 0.0015232 | Bin | 1.45e-06 | Bin | 1.25e-05 | Bin | 4.16e-07 | Bin | 3.81e-07 | Bin | 4.89e-05 | Bin | 1.58e-06 | Bin | 6.61e-06 | Bin | 1.01e-05 | Bin | 2.74e-05 | Bin | 3.69e-05 | Bin
Northeastern | OK | 2963 | 3314 | 8212411 | 6698813 | 15999114 | FALSE |  | 113 | 70 | 16 | 3.2785e-06 | Bin | 0.0031989 | Bin | 0.0010123 | Bin | 0.0015232 | Bin | 1.45e-06 | Bin | 1.25e-05 | Bin | 4.16e-07 | Bin | 3.81e-07 | Bin | 4.89e-05 | Bin | 1.58e-06 | Bin | 6.61e-06 | Bin | 1.01e-05 | Bin | 2.74e-05 | Bin | 3.69e-05 | Bin
Elrama Power Plant | PA | 3098 | 1 | 3895011 | 37443713 | 14713214 | FALSE |  | 102 | 54 | 1 | 1.1132e-06 | Unit | 0.00055304 | Unit | 9.9974e-05 | Unit | 0.00026433 | Unit | 1.5001e-06 | Unit | 2.31e-05 | Unit | 4.8814e-07 | Unit | 3.1617e-07 | Unit | 8.6442e-06 | Unit | 5.636e-07 | Unit | 3.7007e-05 | Unit | 1.1016e-05 | Unit | 6.2708e-06 | Unit | 8.426e-06 | Unit
Elrama Power Plant | PA | 3098 | 2 | 3895011 | 37444113 | 14712814 | FALSE |  | 102 | 54 | 1 | 1.1132e-06 | Unit | 0.00055304 | Unit | 9.9974e-05 | Unit | 0.00026433 | Unit | 1.5001e-06 | Unit | 2.31e-05 | Unit | 4.8814e-07 | Unit | 3.1617e-07 | Unit | 8.6442e-06 | Unit | 5.636e-07 | Unit | 3.7007e-05 | Unit | 1.1016e-05 | Unit | 6.2708e-06 | Unit | 8.426e-06 | Unit
Elrama Power Plant | PA | 3098 | 3 | 3895011 | 37444013 | 14712914 | FALSE |  | 102 | 54 | 1 | 1.1132e-06 | Unit | 0.00055304 | Unit | 9.9974e-05 | Unit | 0.00026433 | Unit | 1.5001e-06 | Unit | 2.31e-05 | Unit | 4.8814e-07 | Unit | 3.1617e-07 | Unit | 8.6442e-06 | Unit | 5.636e-07 | Unit | 3.7007e-05 | Unit | 1.1016e-05 | Unit | 6.2708e-06 | Unit | 8.426e-06 | Unit
Elrama Power Plant | PA | 3098 | 4 | 3895011 | 37443813 | 14713114 | FALSE |  | 102 | 54 | 1 | 1.1132e-06 | Unit | 0.00055304 | Unit | 9.9974e-05 | Unit | 0.00026433 | Unit | 1.5001e-06 | Unit | 2.31e-05 | Unit | 4.8814e-07 | Unit | 3.1617e-07 | Unit | 8.6442e-06 | Unit | 5.636e-07 | Unit | 3.7007e-05 | Unit | 1.1016e-05 | Unit | 6.2708e-06 | Unit | 8.426e-06 | Unit
Portland | PA | 3113 | 1 | 3881811 | 37150013 | 13619414 | FALSE |  | 103 | 55 | 4 | 5.6368e-06 | Bin | 0.059473 | Bin | 0.00619 | Bin | 0.00047871 | Bin | 1.45e-06 | Bin | 1.25e-05 | Bin | 4.16e-07 | Bin | 3.81e-07 | Bin | 4.89e-05 | Bin | 1.58e-06 | Bin | 6.61e-06 | Bin | 1.01e-05 | Bin | 2.74e-05 | Bin | 3.69e-05 | Bin
Portland | PA | 3113 | 2 | 3881811 | 37150113 | 13619114 | FALSE |  | 103 | 55 | 4 | 5.6368e-06 | Bin | 0.059473 | Bin | 0.00619 | Bin | 0.00047871 | Bin | 1.45e-06 | Bin | 1.25e-05 | Bin | 4.16e-07 | Bin | 3.81e-07 | Bin | 4.89e-05 | Bin | 1.58e-06 | Bin | 6.61e-06 | Bin | 1.01e-05 | Bin | 2.74e-05 | Bin | 3.69e-05 | Bin
Titus | PA | 3115 | 1 | 3857011 | 37799813 | 17184614 | FALSE |  | 103 | 55 | 4 | 5.6368e-06 | Bin | 0.059473 | Bin | 0.00619 | Bin | 0.00047871 | Bin | 1.45e-06 | Bin | 1.25e-05 | Bin | 4.16e-07 | Bin | 3.81e-07 | Bin | 4.89e-05 | Bin | 1.58e-06 | Bin | 6.61e-06 | Bin | 1.01e-05 | Bin | 2.74e-05 | Bin | 3.69e-05 | Bin
Titus | PA | 3115 | 2 | 3857011 | 37800013 | 17184314 | FALSE |  | 103 | 55 | 4 | 5.6368e-06 | Bin | 0.059473 | Bin | 0.00619 | Bin | 0.00047871 | Bin | 1.45e-06 | Bin | 1.25e-05 | Bin | 4.16e-07 | Bin | 3.81e-07 | Bin | 4.89e-05 | Bin | 1.58e-06 | Bin | 6.61e-06 | Bin | 1.01e-05 | Bin | 2.74e-05 | Bin | 3.69e-05 | Bin
Titus | PA | 3115 | 3 | 3857011 | 37799713 | 17184914 | FALSE |  | 103 | 55 | 4 | 5.6368e-06 | Bin | 0.059473 | Bin | 0.00619 | Bin | 0.00047871 | Bin | 1.45e-06 | Bin | 1.25e-05 | Bin | 4.16e-07 | Bin | 3.81e-07 | Bin | 4.89e-05 | Bin | 1.58e-06 | Bin | 6.61e-06 | Bin | 1.01e-05 | Bin | 2.74e-05 | Bin | 3.69e-05 | Bin
Conemaugh | PA | 3118 | 1 | 2905911 | 38673013 | 13718414 | FALSE |  | 102 | 54 | 1 | 1.2522e-06 | Bin | 0.00028801 | Unit | 9.451e-05 | Unit | 3.3533e-06 | Unit | 4.22e-07 | Bin | 2.52e-06 | Bin | 1.18e-07 | Bin | 2.2e-07 | Bin | 4.75e-06 | Bin | 5.1e-07 | Bin | 2.25e-06 | Bin | 1.01e-05 | Bin | 2.74e-05 | Bin | 9.24e-06 | Bin
Conemaugh | PA | 3118 | 2 | 2905911 | 38672213 | 13719414 | FALSE |  | 102 | 54 | 1 | 1.2522e-06 | Bin | 0.00033266 | Unit | 8.913e-05 | Unit | 3.0933e-06 | Unit | 4.22e-07 | Bin | 2.52e-06 | Bin | 1.18e-07 | Bin | 2.2e-07 | Bin | 4.75e-06 | Bin | 5.1e-07 | Bin | 2.25e-06 | Bin | 1.01e-05 | Bin | 2.74e-05 | Bin | 9.24e-06 | Bin
Homer City Station | PA | 3122 | 1 | 3005211 | 38366513 | 13552114 | FALSE |  | 103 | 55 | 4 | 5.6368e-06 | Bin | 0.059473 | Bin | 0.00619 | Bin | 0.00047871 | Bin | 1.45e-06 | Bin | 1.25e-05 | Bin | 4.16e-07 | Bin | 3.81e-07 | Bin | 4.89e-05 | Bin | 1.58e-06 | Bin | 6.61e-06 | Bin | 1.01e-05 | Bin | 2.74e-05 | Bin | 3.69e-05 | Bin
Homer City Station | PA | 3122 | 2 | 3005211 | 38366413 | 13552214 | FALSE |  | 103 | 55 | 4 | 5.6368e-06 | Bin | 0.059473 | Bin | 0.00619 | Bin | 0.00047871 | Bin | 1.45e-06 | Bin | 1.25e-05 | Bin | 4.16e-07 | Bin | 3.81e-07 | Bin | 4.89e-05 | Bin | 1.58e-06 | Bin | 6.61e-06 | Bin | 1.01e-05 | Bin | 2.74e-05 | Bin | 3.69e-05 | Bin
Homer City Station | PA | 3122 | 3 | 3005211 | 38366713 | 93066314 | FALSE |  | 102 | 54 | 1 | 1.2522e-06 | Bin | 0.00040608 | Unit | 0.00033333 | Unit | 5.6633e-05 | Unit | 4.22e-07 | Bin | 2.52e-06 | Bin | 1.18e-07 | Bin | 2.2e-07 | Bin | 4.75e-06 | Bin | 5.1e-07 | Bin | 2.25e-06 | Bin | 1.01e-05 | Bin | 2.74e-05 | Bin | 9.24e-06 | Bin
Seward | PA | 3130 | 1 | 3005111 | 67474613 | 93066514 | FALSE |  | 106 | 61 | 8 | 6.35e-09 | Unit | 0.00014742 | Unit | 0.00010263 | Unit | 0.00012193 | Unit | 3.1058e-07 | Unit | 1.6512e-06 | Unit | 6.205e-08 | Unit | 2.3907e-07 | Unit | 1.5703e-06 | Unit | 3.4042e-06 | Unit | 6.9533e-06 | Unit | 1.7524e-06 | Unit | 1.3941e-06 | Unit | 2.2792e-06 | Unit
Seward | PA | 3130 | 2 | 3005111 | 67474713 | 93066714 | FALSE |  | 106 | 61 | 8 | 6.35e-09 | Unit | 0.00014742 | Unit | 0.00010263 | Unit | 0.00012193 | Unit | 3.1058e-07 | Unit | 1.6512e-06 | Unit | 6.205e-08 | Unit | 2.3907e-07 | Unit | 1.5703e-06 | Unit | 3.4042e-06 | Unit | 6.9533e-06 | Unit | 1.7524e-06 | Unit | 1.3941e-06 | Unit | 2.2792e-06 | Unit
Shawville | PA | 3131 | 1 | 2985011 | 38387013 | 17042414 | FALSE |  | 103 | 55 | 1 | 2.9939e-05 | Facility | 0.00058261 | Bin | 0.00017965 | Bin | 0.00023147 | Bin | 1.1494e-05 | Facility | 0.00027427 | Facility | 2.3891e-07 | Facility | 2.6599e-07 | Facility | 1.7508e-06 | Facility | 4.1447e-07 | Facility | 5.8665e-05 | Facility | 1.3574e-05 | Facility | 1.1133e-06 | Facility | 0.0001258 | Facility
Shawville | PA | 3131 | 2 | 2985011 | 38387913 | 17041314 | FALSE |  | 103 | 55 | 4 | 2.9939e-05 | Facility | 0.089306 | Facility | 0.0078141 | Facility | 8.28e-05 | Facility | 1.1494e-05 | Facility | 0.00027427 | Facility | 2.3891e-07 | Facility | 2.6599e-07 | Facility | 1.7508e-06 | Facility | 4.1447e-07 | Facility | 5.8665e-05 | Facility | 1.3574e-05 | Facility | 1.1133e-06 | Facility | 0.0001258 | Facility
Shawville | PA | 3131 | 3 | 2985011 | 38387313 | 17042114 | FALSE |  | 103 | 55 | 4 | 2.9939e-05 | Unit | 0.089306 | Unit | 0.0078141 | Unit | 8.28e-05 | Unit | 1.1494e-05 | Unit | 0.00027427 | Unit | 2.3891e-07 | Unit | 2.6599e-07 | Unit | 1.7508e-06 | Unit | 4.1447e-07 | Unit | 5.8665e-05 | Unit | 1.3574e-05 | Unit | 1.1133e-06 | Unit | 0.0001258 | Unit
Shawville | PA | 3131 | 4 | 2985011 | 38387813 | 17041514 | FALSE |  | 103 | 55 | 4 | 2.9939e-05 | Unit | 0.089306 | Unit | 0.0078141 | Unit | 8.28e-05 | Unit | 1.1494e-05 | Unit | 0.00027427 | Unit | 2.3891e-07 | Unit | 2.6599e-07 | Unit | 1.7508e-06 | Unit | 4.1447e-07 | Unit | 5.8665e-05 | Unit | 1.3574e-05 | Unit | 1.1133e-06 | Unit | 0.0001258 | Unit
Keystone | PA | 3136 | 1 | 3866111 | 37164713 | 13753314 | FALSE |  | 102 | 54 | 1 | 1.2522e-06 | Bin | 0.00058261 | Bin | 0.00017965 | Bin | 0.00023147 | Bin | 4.22e-07 | Bin | 2.52e-06 | Bin | 1.18e-07 | Bin | 2.2e-07 | Bin | 4.75e-06 | Bin | 5.1e-07 | Bin | 2.25e-06 | Bin | 1.01e-05 | Bin | 2.74e-05 | Bin | 9.24e-06 | Bin
Keystone | PA | 3136 | 2 | 3866111 | 37164513 | 13753614 | FALSE |  | 102 | 54 | 1 | 1.2522e-06 | Bin | 0.00058261 | Bin | 0.00017965 | Bin | 0.00023147 | Bin | 4.22e-07 | Bin | 2.52e-06 | Bin | 1.18e-07 | Bin | 2.2e-07 | Bin | 4.75e-06 | Bin | 5.1e-07 | Bin | 2.25e-06 | Bin | 1.01e-05 | Bin | 2.74e-05 | Bin | 9.24e-06 | Bin
New Castle Plant | PA | 3138 | 3 | 3776611 | 37249213 | 13668214 | FALSE |  | 103 | 55 | 4 | 5.6368e-06 | Bin | 0.059473 | Bin | 0.00619 | Bin | 0.00047871 | Bin | 1.45e-06 | Bin | 1.25e-05 | Bin | 4.16e-07 | Bin | 3.81e-07 | Bin | 4.89e-05 | Bin | 1.58e-06 | Bin | 6.61e-06 | Bin | 1.01e-05 | Bin | 2.74e-05 | Bin | 3.69e-05 | Bin
New Castle Plant | PA | 3138 | 4 | 3776611 | 37249013 | 13668514 | FALSE |  | 103 | 55 | 4 | 5.6368e-06 | Bin | 0.059473 | Bin | 0.00619 | Bin | 0.00047871 | Bin | 1.45e-06 | Bin | 1.25e-05 | Bin | 4.16e-07 | Bin | 3.81e-07 | Bin | 4.89e-05 | Bin | 1.58e-06 | Bin | 6.61e-06 | Bin | 1.01e-05 | Bin | 2.74e-05 | Bin | 3.69e-05 | Bin
New Castle Plant | PA | 3138 | 5 | 3776611 | 37249513 | 13667914 | FALSE |  | 103 | 55 | 4 | 5.6368e-06 | Bin | 0.059473 | Bin | 0.00619 | Bin | 0.00047871 | Bin | 1.45e-06 | Bin | 1.25e-05 | Bin | 4.16e-07 | Bin | 3.81e-07 | Bin | 4.89e-05 | Bin | 1.58e-06 | Bin | 6.61e-06 | Bin | 1.01e-05 | Bin | 2.74e-05 | Bin | 3.69e-05 | Bin
PPL Brunner Island | PA | 3140 | 1 | 3193911 | 38702613 | 14416014 | FALSE |  | 100 | 52 | 1 | 1.1768e-06 | Unit | 0.00039814 | Unit | 0.00040754 | Unit | 6.9167e-05 | Unit | 6.0367e-07 | Unit | 8.3236e-07 | Unit | 1.5092e-07 | Unit | 1.5237e-07 | Unit | 4.6312e-06 | Unit | 4.0959e-07 | Unit | 5.568e-07 | Unit | 3.3751e-06 | Unit | 1.4692e-05 | Unit | 2.3266e-05 | Unit
PPL Brunner Island | PA | 3140 | 2 | 3193911 | 38702513 | 14416114 | FALSE |  | 102 | 54 | 1 | 1.1768e-06 | Unit | 0.00039814 | Unit | 0.00040754 | Unit | 6.9167e-05 | Unit | 6.0367e-07 | Unit | 8.3236e-07 | Unit | 1.5092e-07 | Unit | 1.5237e-07 | Unit | 4.6312e-06 | Unit | 4.0959e-07 | Unit | 5.568e-07 | Unit | 3.3751e-06 | Unit | 1.4692e-05 | Unit | 2.3266e-05 | Unit
PPL Brunner Island | PA | 3140 | 3 | 3193911 | 38702013 | 14356114 | FALSE |  | 102 | 54 | 1 | 1.1768e-06 | Facility | 0.00039814 | Facility | 0.00040754 | Facility | 6.9167e-05 | Facility | 6.0367e-07 | Facility | 8.3236e-07 | Facility | 1.5092e-07 | Facility | 1.5237e-07 | Facility | 4.6312e-06 | Facility | 4.0959e-07 | Facility | 5.568e-07 | Facility | 3.3751e-06 | Facility | 1.4692e-05 | Facility | 2.3266e-05 | Facility
PPL Martins Creek | PA | 3148 | 3 | 3881711 | 37150613 | 13621514 | FALSE |  | 117 | 73 | 19 | 1.0507e-07 | Unit | 0.00087677 | Unit | 0.00011811 | Unit | 1.7933e-05 | Unit | 9.3813e-05 | Unit | 2.0028e-06 | Unit | 6.4918e-08 | Unit | 1.5406e-07 | Unit | 4.475e-06 | Unit | 2.5232e-05 | Unit | 1.2289e-05 | Unit | 1.5096e-05 | Unit | 0.00047382 | Unit | 2.8991e-06 | Unit
PPL Martins Creek | PA | 3148 | 4 | 3881711 | 37151113 | 13620714 | FALSE |  | 117 | 73 | 19 | 1.0477e-07 | Unit | 0.00094054 | Unit | 0.00013734 | Unit | 1.8467e-05 | Unit | 9.4e-05 | Unit | 1.8647e-06 | Unit | 6.9973e-08 | Unit | 1.5812e-07 | Unit | 5.9587e-06 | Unit | 2.9556e-05 | Unit | 1.3054e-05 | Unit | 1.6494e-05 | Unit | 0.0005482 | Unit | 2.3759e-06 | Unit
PPL Montour | PA | 3149 | 1 | 3881111 | 37158713 | 13680514 | FALSE |  | 102 | 54 | 1 | 2.8333e-07 | Unit | 0.0003015 | Unit | 0.0003015 | Unit | 7.9167e-05 | Unit | 6.4867e-07 | Unit | 6.4867e-07 | Unit | 1.6217e-07 | Unit | 4.8847e-07 | Unit | 3.5951e-06 | Unit | 1.1555e-07 | Unit | 6.7769e-07 | Unit | 1.043e-06 | Unit | 9.0911e-06 | Unit | 1.142e-05 | Unit
PPL Montour | PA | 3149 | 2 | 3881111 | 37158913 | 13680314 | FALSE |  | 102 | 54 | 1 | 4.4367e-07 | Unit | 0.00035654 | Unit | 0.00035654 | Unit | 7.64e-05 | Unit | 6.1955e-07 | Unit | 5.6824e-07 | Unit | 1.4206e-07 | Unit | 2.5109e-07 | Unit | 1.5424e-06 | Unit | 1.8274e-07 | Unit | 5.2017e-07 | Unit | 1.0524e-06 | Unit | 4.1391e-06 | Unit | 8.9086e-06 | Unit
Sunbury Generation LP | PA | 3152 | 3 | 4737311 | 27902613 | 14619214 | FALSE |  | 103 | 55 | 4 | 2.8967e-06 | Facility | 0.051667 | Facility | 0.014 | Facility | 0.00093333 | Facility | 2.3671e-06 | Facility | 6.4623e-06 | Facility | 6.0825e-07 | Facility | 5.9178e-07 | Facility | 5.8513e-06 | Facility | 8.9122e-07 | Facility | 2.9645e-06 | Facility | 6.4774e-06 | Facility | 6.0952e-06 | Facility | 2.8641e-05 | Facility
Sunbury Generation LP | PA | 3152 | 4 | 4737311 | 27901913 | 14620814 | FALSE |  | 103 | 55 | 4 | 2.8967e-06 | Unit | 0.051667 | Unit | 0.014 | Unit | 0.00093333 | Unit | 2.3671e-06 | Unit | 6.4623e-06 | Unit | 6.0825e-07 | Unit | 5.9178e-07 | Unit | 5.8513e-06 | Unit | 8.9122e-07 | Unit | 2.9645e-06 | Unit | 6.4774e-06 | Unit | 6.0952e-06 | Unit | 2.8641e-05 | Unit
Sunbury Generation LP | PA | 3152 | 1A | 4737311 | 27901813 | 93184414 | FALSE |  | 101 | 53 | 4 | 4.3664e-08 | Bin | 0.051667 | Facility | 0.014 | Facility | 0.00093333 | Facility | 4.22e-07 | Bin | 9.72e-07 | Bin | 1.18e-07 | Bin | 2.2e-07 | Bin | 4.89e-05 | Bin | 1.58e-06 | Bin | 2.25e-06 | Bin | 1.01e-05 | Bin | 2.74e-05 | Bin | 3.69e-05 | Bin
Sunbury Generation LP | PA | 3152 | 1B | 4737311 | 27902513 | 93184514 | FALSE |  | 101 | 53 | 4 | 4.3664e-08 | Bin | 0.051667 | Facility | 0.014 | Facility | 0.00093333 | Facility | 4.22e-07 | Bin | 9.72e-07 | Bin | 1.18e-07 | Bin | 2.2e-07 | Bin | 4.89e-05 | Bin | 1.58e-06 | Bin | 2.25e-06 | Bin | 1.01e-05 | Bin | 2.74e-05 | Bin | 3.69e-05 | Bin
Sunbury Generation LP | PA | 3152 | 2A | 4737311 | 27901713 | 93184614 | FALSE |  | 101 | 53 | 4 | 4.3664e-08 | Bin | 0.051667 | Facility | 0.014 | Facility | 0.00093333 | Facility | 4.22e-07 | Bin | 9.72e-07 | Bin | 1.18e-07 | Bin | 2.2e-07 | Bin | 4.89e-05 | Bin | 1.58e-06 | Bin | 2.25e-06 | Bin | 1.01e-05 | Bin | 2.74e-05 | Bin | 3.69e-05 | Bin
Sunbury Generation LP | PA | 3152 | 2B | 4737311 | 27902413 | 93184714 | FALSE |  | 101 | 53 | 4 | 4.3664e-08 | Bin | 0.051667 | Facility | 0.014 | Facility | 0.00093333 | Facility | 4.22e-07 | Bin | 9.72e-07 | Bin | 1.18e-07 | Bin | 2.2e-07 | Bin | 4.89e-05 | Bin | 1.58e-06 | Bin | 2.25e-06 | Bin | 1.01e-05 | Bin | 2.74e-05 | Bin | 3.69e-05 | Bin
Cromby Generating Station | PA | 3159 | 2 | 2980011 | 38531413 | 16463514 | FALSE |  | 119 | 75 | 20 | 9.8933e-08 | Unit | 0.00090711 | Bin | 0.00020182 | Bin | 0.0033433 | Unit | 8.4824e-05 | Unit | 3.9599e-06 | Unit | 4.0905e-07 | Unit | 1.12e-06 | Unit | 5.4062e-06 | Unit | 1.868e-05 | Unit | 4.8914e-06 | Unit | 1.2211e-05 | Unit | 0.00055316 | Unit | 4.0905e-06 | Unit
Eddystone Generating Station | PA | 3161 | 2 | 6662011 | 17764413 | 93037214 | FALSE |  | 102 | 54 | 1 | 1.461e-06 | Unit | 0.00060871 | Unit | 0.00020418 | Unit | 0.0017493 | Unit | 1.4412e-06 | Unit | 9.9157e-06 | Unit | 2.2955e-07 | Unit | 3.6058e-07 | Unit | 3.1648e-06 | Unit | 5.0536e-07 | Unit | 3.6615e-06 | Unit | 6.0693e-06 | Unit | 2.485e-06 | Unit | 1.3603e-05 | Unit
Eddystone Generating Station | PA | 3161 | 3 | 6662011 | 17764713 | 13780614 | FALSE |  | 119 | 75 | 20 | 1.915e-08 | Unit | 0.00022833 | Unit | 0.00012433 | Unit | 0.00126 | Unit | 1.8104e-05 | Unit | 5.464e-07 | Unit | 1.3162e-07 | Unit | 2.5429e-07 | Unit | 6.9877e-07 | Unit | 3.1587e-06 | Unit | 1.2117e-06 | Unit | 6.6293e-06 | Unit | 5.0834e-05 | Unit | 1.3162e-06 | Unit
Eddystone Generating Station | PA | 3161 | 4 | 6662011 | 17764613 | 13781114 | FALSE |  | 119 | 75 | 20 | 1.915e-08 | Unit | 0.00022833 | Unit | 0.00012433 | Unit | 0.00126 | Unit | 1.8104e-05 | Unit | 5.464e-07 | Unit | 1.3162e-07 | Unit | 2.5429e-07 | Unit | 6.9877e-07 | Unit | 3.1587e-06 | Unit | 1.2117e-06 | Unit | 6.6293e-06 | Unit | 5.0834e-05 | Unit | 1.3162e-06 | Unit
Exelon - Schuylkill Generating Station | PA | 3169 | 3169-1 | 6559811 | 17955213 | 14491914 | FALSE |  | 119 | 75 | 20 | 1.1167e-07 | Bin | 0.00090711 | Bin | 0.00020182 | Bin | 0.00032886 | Bin | 3.3e-05 | Bin | 2.55e-06 | Bin | 1.62e-07 | Bin | 3.62e-07 | Bin | 5.7e-06 | Bin | 1.71e-05 | Bin | 1.3e-05 | Bin | 9.42e-06 | Bin | 0.000346 | Bin | 2.0209e-06 | Bin
Armstrong Power Station | PA | 3178 | 1 | 3865811 | 37166513 | 13754614 | FALSE |  | 103 | 55 | 4 | 5.6368e-06 | Bin | 0.059473 | Bin | 0.00619 | Bin | 0.00047871 | Bin | 1.45e-06 | Bin | 1.25e-05 | Bin | 4.16e-07 | Bin | 3.81e-07 | Bin | 4.89e-05 | Bin | 1.58e-06 | Bin | 6.61e-06 | Bin | 1.01e-05 | Bin | 2.74e-05 | Bin | 3.69e-05 | Bin
Armstrong Power Station | PA | 3178 | 2 | 3865811 | 37166313 | 13754814 | FALSE |  | 103 | 55 | 4 | 5.6368e-06 | Bin | 0.059473 | Bin | 0.00619 | Bin | 0.00047871 | Bin | 1.45e-06 | Bin | 1.25e-05 | Bin | 4.16e-07 | Bin | 3.81e-07 | Bin | 4.89e-05 | Bin | 1.58e-06 | Bin | 6.61e-06 | Bin | 1.01e-05 | Bin | 2.74e-05 | Bin | 3.69e-05 | Bin
Hatfield's Ferry Power Station | PA | 3179 | 1 | 3746611 | 37864513 | 13893414 | FALSE |  | 102 | 54 | 1 | 3.1567e-06 | Unit | 0.0001313 | Unit | 7.7176e-05 | Unit | 0.0019433 | Unit | 2.0169e-07 | Unit | 1.9962e-06 | Unit | 4.778e-08 | Unit | 2.4394e-07 | Unit | 3.5796e-06 | Unit | 1.9685e-07 | Unit | 5.1104e-07 | Unit | 3.154e-05 | Unit | 6.4211e-06 | Unit | 3.4232e-05 | Unit
Hatfield's Ferry Power Station | PA | 3179 | 2 | 3746611 | 37864613 | 13893314 | FALSE |  | 102 | 54 | 1 | 3.1567e-06 | Facility | 0.0001313 | Facility | 7.7176e-05 | Facility | 0.0019433 | Facility | 2.0169e-07 | Facility | 1.9962e-06 | Facility | 4.778e-08 | Facility | 2.4394e-07 | Facility | 3.5796e-06 | Facility | 1.9685e-07 | Facility | 5.1104e-07 | Facility | 3.154e-05 | Facility | 6.4211e-06 | Facility | 3.4232e-05 | Facility
Hatfield's Ferry Power Station | PA | 3179 | 3 | 3746611 | 37864713 | 13893114 | FALSE |  | 102 | 54 | 1 | 3.1567e-06 | Facility | 0.0001313 | Facility | 7.7176e-05 | Facility | 0.0019433 | Facility | 2.0169e-07 | Facility | 1.9962e-06 | Facility | 4.778e-08 | Facility | 2.4394e-07 | Facility | 3.5796e-06 | Facility | 1.9685e-07 | Facility | 5.1104e-07 | Facility | 3.154e-05 | Facility | 6.4211e-06 | Facility | 3.4232e-05 | Facility
Mitchell Power Station | PA | 3181 | 1 | 3894811 | 37444613 | 14715514 | FALSE |  | 119 | 75 | 20 | 2.1933e-07 | Unit | 0.00040823 | Unit | 0.00039651 | Unit | 3.3567e-05 | Unit | 8.9044e-08 | Unit | 2.5163e-07 | Unit | 2.6713e-08 | Unit | 2.2047e-07 | Unit | 3.494e-06 | Unit | 3.8045e-07 | Unit | 6.9486e-07 | Unit | 2.9932e-06 | Unit | 5.8971e-06 | Unit | 1.538e-06 | Unit
Mitchell Power Station | PA | 3181 | 2 | 3894811 | 37445013 | 14715114 | FALSE |  | 119 | 75 | 20 | 1.6937e-07 | Facility | 0.00043662 | Facility | 0.00030543 | Facility | 3.1583e-05 | Facility | 7.969e-08 | Facility | 3.0378e-07 | Facility | 2.3907e-08 | Facility | 1.2976e-07 | Facility | 2.7754e-06 | Facility | 2.9573e-07 | Facility | 6.216e-07 | Facility | 2.5123e-06 | Facility | 4.252e-06 | Facility | 1.1207e-06 | Facility
Mitchell Power Station | PA | 3181 | 3 | 3894811 | 37445113 | 14715014 | FALSE |  | 119 | 75 | 20 | 1.194e-07 | Unit | 0.000465 | Unit | 0.00021435 | Unit | 2.96e-05 | Unit | 7.0337e-08 | Unit | 3.5594e-07 | Unit | 2.1101e-08 | Unit | 3.9047e-08 | Unit | 2.0568e-06 | Unit | 2.1101e-07 | Unit | 5.4833e-07 | Unit | 2.0313e-06 | Unit | 2.6068e-06 | Unit | 7.0337e-07 | Unit
Mitchell Power Station | PA | 3181 | 33 | 3894811 | 37444713 | 14715414 | FALSE |  | 102 | 54 | 1 | 1.2522e-06 | Bin | 0.00058261 | Bin | 0.00017965 | Bin | 0.00023147 | Bin | 4.22e-07 | Bin | 2.52e-06 | Bin | 1.18e-07 | Bin | 2.2e-07 | Bin | 4.75e-06 | Bin | 5.1e-07 | Bin | 2.25e-06 | Bin | 1.01e-05 | Bin | 2.74e-05 | Bin | 9.24e-06 | Bin
HB Robinson / Darlington Electric Power Plant | SC | 3251 | 1 | 4951511 | 28948513 | 14482314 | FALSE |  | 103 | 55 | 4 | 6.6e-07 | Unit | 0.059473 | Bin | 0.00619 | Bin | 0.00047871 | Bin | 1.0453e-06 | Unit | 7.5591e-06 | Unit | 6.2141e-07 | Unit | 2.7093e-07 | Unit | 6.5326e-06 | Unit | 2.679e-06 | Unit | 4.3432e-06 | Unit | 4.8886e-06 | Unit | 9.7205e-06 | Unit | 0.00010438 | Unit
W. S. Lee | SC | 3264 | 1 | 4948311 | 30083113 | 14807214 | FALSE |  | 103 | 56 | 4 | 1.1049e-05 | Bin | 0.059473 | Bin | 0.00619 | Bin | 0.00047871 | Bin | 1.45e-06 | Bin | 1.25e-05 | Bin | 4.16e-07 | Bin | 3.81e-07 | Bin | 4.89e-05 | Bin | 1.58e-06 | Bin | 6.61e-06 | Bin | 1.01e-05 | Bin | 2.74e-05 | Bin | 3.69e-05 | Bin
W. S. Lee | SC | 3264 | 2 | 4948311 | 30083013 | 14807614 | FALSE |  | 103 | 56 | 4 | 1.1049e-05 | Bin | 0.059473 | Bin | 0.00619 | Bin | 0.00047871 | Bin | 1.45e-06 | Bin | 1.25e-05 | Bin | 4.16e-07 | Bin | 3.81e-07 | Bin | 4.89e-05 | Bin | 1.58e-06 | Bin | 6.61e-06 | Bin | 1.01e-05 | Bin | 2.74e-05 | Bin | 3.69e-05 | Bin
W. S. Lee | SC | 3264 | 3 | 4948311 | 30083513 | 14806414 | FALSE |  | 103 | 56 | 4 | 1.1049e-05 | Bin | 0.059473 | Bin | 0.00619 | Bin | 0.00047871 | Bin | 1.45e-06 | Bin | 1.25e-05 | Bin | 4.16e-07 | Bin | 3.81e-07 | Bin | 4.89e-05 | Bin | 1.58e-06 | Bin | 6.61e-06 | Bin | 1.01e-05 | Bin | 2.74e-05 | Bin | 3.69e-05 | Bin
Canadys Steam | SC | 3280 | CAN1 | 8335511 | 90913 | 15339014 | FALSE |  | 103 | 55 | 4 | 5.6368e-06 | Bin | 0.059473 | Bin | 0.00619 | Bin | 0.00047871 | Bin | 1.45e-06 | Bin | 1.25e-05 | Bin | 4.16e-07 | Bin | 3.81e-07 | Bin | 4.89e-05 | Bin | 1.58e-06 | Bin | 6.61e-06 | Bin | 1.01e-05 | Bin | 2.74e-05 | Bin | 3.69e-05 | Bin
Canadys Steam | SC | 3280 | CAN2 | 8335511 | 90513 | 15339814 | FALSE |  | 103 | 55 | 4 | 5.6368e-06 | Bin | 0.059473 | Bin | 0.00619 | Bin | 0.00047871 | Bin | 1.45e-06 | Bin | 1.25e-05 | Bin | 4.16e-07 | Bin | 3.81e-07 | Bin | 4.89e-05 | Bin | 1.58e-06 | Bin | 6.61e-06 | Bin | 1.01e-05 | Bin | 2.74e-05 | Bin | 3.69e-05 | Bin
Canadys Steam | SC | 3280 | CAN3 | 8335511 | 91013 | 15338914 | FALSE |  | 101 | 53 | 4 | 4.3387e-08 | Unit | 0.059473 | Bin | 0.00619 | Bin | 0.00047871 | Bin | 7.598e-07 | Unit | 4.1146e-06 | Unit | 2.135e-07 | Unit | 4.437e-07 | Unit | 3.8389e-06 | Unit | 1.1605e-06 | Unit | 2.1183e-06 | Unit | 7.0344e-06 | Unit | 1.8104e-05 | Unit | 1.1458e-05 | Unit
McMeekin | SC | 3287 | MCM1 | 4041111 | 33611413 | 14346214 | FALSE |  | 101 | 53 | 4 | 8.8463e-08 | Unit | 0.059473 | Bin | 0.00619 | Bin | 0.00047871 | Bin | 2.7755e-06 | Unit | 2.3233e-05 | Unit | 6.0147e-08 | Unit | 1.7492e-06 | Unit | 2.4762e-06 | Unit | 6.2915e-07 | Unit | 1.3181e-06 | Unit | 1.4585e-05 | Unit | 7.6657e-06 | Unit | 0.00033156 | Unit
McMeekin | SC | 3287 | MCM2 | 4041111 | 33611613 | 14345614 | FALSE |  | 101 | 53 | 4 | 4.5298e-08 | Unit | 0.059473 | Bin | 0.00619 | Bin | 0.00047871 | Bin | 1.4471e-06 | Unit | 1.4621e-05 | Unit | 1.5711e-08 | Unit | 1.0564e-07 | Unit | 2.0706e-06 | Unit | 1.7379e-07 | Unit | 1.0192e-06 | Unit | 1.7903e-06 | Unit | 7.6806e-06 | Unit | 0.00023901 | Unit
Urquhart | SC | 3295 | URQ3 | 5045611 | 32105613 | 12472814 | FALSE |  | 103 | 55 | 4 | 5.4769e-06 | Unit | 0.000639 | Unit | 0.00017833 | Unit | 7.79e-06 | Unit | 2.0945e-06 | Unit | 0.00010492 | Unit | 1.9442e-06 | Unit | 1.1019e-06 | Unit | 1.911e-05 | Unit | 1.0326e-05 | Unit | 2.0752e-05 | Unit | 5.663e-05 | Unit | 2.782e-05 | Unit | 0.0002529 | Unit
Wateree | SC | 3297 | WAT1 | 7126411 | 15034313 | 12399214 | FALSE |  | 100 | 52 | 1 | 8.0304e-07 | Bin | 0.00058261 | Bin | 0.00017965 | Bin | 0.00023147 | Bin | 4.22e-07 | Bin | 9.72e-07 | Bin | 1.18e-07 | Bin | 2.2e-07 | Bin | 4.75e-06 | Bin | 5.1e-07 | Bin | 2.25e-06 | Bin | 1.01e-05 | Bin | 2.74e-05 | Bin | 9.24e-06 | Bin
Wateree | SC | 3297 | WAT2 | 7126411 | 15034413 | 12399014 | FALSE |  | 100 | 52 | 1 | 8.0304e-07 | Bin | 0.00058261 | Bin | 0.00017965 | Bin | 0.00023147 | Bin | 4.22e-07 | Bin | 9.72e-07 | Bin | 1.18e-07 | Bin | 2.2e-07 | Bin | 4.75e-06 | Bin | 5.1e-07 | Bin | 2.25e-06 | Bin | 1.01e-05 | Bin | 2.74e-05 | Bin | 9.24e-06 | Bin
Williams | SC | 3298 | WIL1 | 8306711 | 211113 | 12142614 | FALSE |  | 102 | 54 | 1 | 1.2522e-06 | Bin | 0.00058261 | Bin | 0.00017965 | Bin | 0.00023147 | Bin | 4.22e-07 | Bin | 2.52e-06 | Bin | 1.18e-07 | Bin | 2.2e-07 | Bin | 4.75e-06 | Bin | 5.1e-07 | Bin | 2.25e-06 | Bin | 1.01e-05 | Bin | 2.74e-05 | Bin | 9.24e-06 | Bin
Dolphus M Grainger | SC | 3317 | 1 | 8332911 | 99713 | 12005314 | FALSE |  | 103 | 55 | 4 | 5.6368e-06 | Bin | 0.059473 | Bin | 0.00619 | Bin | 0.00047871 | Bin | 1.45e-06 | Bin | 1.25e-05 | Bin | 4.16e-07 | Bin | 3.81e-07 | Bin | 4.89e-05 | Bin | 1.58e-06 | Bin | 6.61e-06 | Bin | 1.01e-05 | Bin | 2.74e-05 | Bin | 3.69e-05 | Bin
Dolphus M Grainger | SC | 3317 | 2 | 8332911 | 99913 | 12004214 | FALSE |  | 103 | 55 | 4 | 5.6368e-06 | Bin | 0.059473 | Bin | 0.00619 | Bin | 0.00047871 | Bin | 1.45e-06 | Bin | 1.25e-05 | Bin | 4.16e-07 | Bin | 3.81e-07 | Bin | 4.89e-05 | Bin | 1.58e-06 | Bin | 6.61e-06 | Bin | 1.01e-05 | Bin | 2.74e-05 | Bin | 3.69e-05 | Bin
Jefferies | SC | 3319 | 1 | 4834711 | 31810613 | 12149314 | FALSE |  | 119 | 75 | 20 | 5.3118e-07 | Facility | 0.00090711 | Bin | 0.00020182 | Bin | 1.39e-05 | Facility | 7.9284e-05 | Facility | 7.035e-06 | Facility | 2.1469e-08 | Facility | 1.8538e-06 | Facility | 1.8513e-05 | Facility | 3.9593e-06 | Facility | 0.00050159 | Facility | 4.9417e-05 | Facility | 5.4755e-05 | Facility | 2.5e-06 | Facility
Jefferies | SC | 3319 | 2 | 4834711 | 31810713 | 12149014 | FALSE |  | 119 | 75 | 20 | 5.3118e-07 | Unit | 0.0249 | Unit | 0.0022759 | Unit | 1.39e-05 | Unit | 7.9284e-05 | Unit | 7.035e-06 | Unit | 2.1469e-08 | Unit | 1.8538e-06 | Unit | 1.8513e-05 | Unit | 3.9593e-06 | Unit | 0.00050159 | Unit | 4.9417e-05 | Unit | 5.4755e-05 | Unit | 2.5e-06 | Unit
Jefferies | SC | 3319 | 3 | 4834711 | 31810413 | 12149914 | FALSE |  | 103 | 55 | 4 | 5.6368e-06 | Bin | 0.059473 | Bin | 0.00619 | Bin | 0.00047871 | Bin | 1.45e-06 | Bin | 1.25e-05 | Bin | 4.16e-07 | Bin | 3.81e-07 | Bin | 4.89e-05 | Bin | 1.58e-06 | Bin | 6.61e-06 | Bin | 1.01e-05 | Bin | 2.74e-05 | Bin | 3.69e-05 | Bin
Jefferies | SC | 3319 | 4 | 4834711 | 31810513 | 12149414 | FALSE |  | 103 | 55 | 4 | 5.6368e-06 | Bin | 0.059473 | Bin | 0.00619 | Bin | 0.00047871 | Bin | 1.45e-06 | Bin | 1.25e-05 | Bin | 4.16e-07 | Bin | 3.81e-07 | Bin | 4.89e-05 | Bin | 1.58e-06 | Bin | 6.61e-06 | Bin | 1.01e-05 | Bin | 2.74e-05 | Bin | 3.69e-05 | Bin
Allen Steam Plant | TN | 3393 | 1 | 5720111 | 23030313 | 12025414 | FALSE |  | 113 | 70 | 16 | 3.2785e-06 | Bin | 0.0031989 | Bin | 0.0010123 | Bin | 0.0015232 | Bin | 1.45e-06 | Bin | 1.25e-05 | Bin | 4.16e-07 | Bin | 3.81e-07 | Bin | 4.89e-05 | Bin | 1.58e-06 | Bin | 6.61e-06 | Bin | 1.01e-05 | Bin | 2.74e-05 | Bin | 3.69e-05 | Bin
Allen Steam Plant | TN | 3393 | 2 | 5720111 | 23030813 | 12024814 | FALSE |  | 113 | 70 | 16 | 3.2785e-06 | Bin | 0.0031989 | Bin | 0.0010123 | Bin | 0.0015232 | Bin | 1.45e-06 | Bin | 1.25e-05 | Bin | 4.16e-07 | Bin | 3.81e-07 | Bin | 4.89e-05 | Bin | 1.58e-06 | Bin | 6.61e-06 | Bin | 1.01e-05 | Bin | 2.74e-05 | Bin | 3.69e-05 | Bin
Allen Steam Plant | TN | 3393 | 3 | 5720111 | 23030513 | 12025214 | FALSE |  | 113 | 70 | 16 | 3.2785e-06 | Bin | 0.0031989 | Bin | 0.0010123 | Bin | 0.0015232 | Bin | 1.45e-06 | Bin | 1.25e-05 | Bin | 4.16e-07 | Bin | 3.81e-07 | Bin | 4.89e-05 | Bin | 1.58e-06 | Bin | 6.61e-06 | Bin | 1.01e-05 | Bin | 2.74e-05 | Bin | 3.69e-05 | Bin
Bull Run | TN | 3396 | 1 | 6196011 | 15192413 | 15118914 | FALSE |  | 102 | 54 | 1 | 1.2522e-06 | Bin | 0.00058261 | Bin | 0.00017965 | Bin | 0.00023147 | Bin | 4.22e-07 | Bin | 2.52e-06 | Bin | 1.18e-07 | Bin | 2.2e-07 | Bin | 4.75e-06 | Bin | 5.1e-07 | Bin | 2.25e-06 | Bin | 1.01e-05 | Bin | 2.74e-05 | Bin | 9.24e-06 | Bin
Cumberland | TN | 3399 | 1 | 4979311 | 30040513 | 11857614 | FALSE |  | 102 | 54 | 1 | 1.2522e-06 | Bin | 0.00031666 | Unit | 0.00014362 | Unit | 7.3667e-05 | Unit | 4.22e-07 | Bin | 2.52e-06 | Bin | 1.18e-07 | Bin | 2.2e-07 | Bin | 4.75e-06 | Bin | 5.1e-07 | Bin | 2.25e-06 | Bin | 1.01e-05 | Bin | 2.74e-05 | Bin | 9.24e-06 | Bin
Cumberland | TN | 3399 | 2 | 4979311 | 30040713 | 11856614 | FALSE |  | 102 | 54 | 1 | 1.2522e-06 | Bin | 0.00033471 | Unit | 0.00013823 | Unit | 6.8667e-05 | Unit | 4.22e-07 | Bin | 2.52e-06 | Bin | 1.18e-07 | Bin | 2.2e-07 | Bin | 4.75e-06 | Bin | 5.1e-07 | Bin | 2.25e-06 | Bin | 1.01e-05 | Bin | 2.74e-05 | Bin | 9.24e-06 | Bin
Gallatin | TN | 3403 | 1 | 5610411 | 22205913 | 11418114 | FALSE |  | 113 | 70 | 16 | 6.2e-06 | Facility | 0.0015582 | Facility | 0.00090896 | Facility | 2.8333e-06 | Facility | 4.4167e-07 | Facility | 3.9687e-07 | Facility | 8.2731e-08 | Facility | 8.143e-07 | Facility | 0.00026506 | Facility | 2.1561e-06 | Facility | 6.5947e-07 | Facility | 1.0671e-05 | Facility | 0.00014985 | Facility | 3.3939e-06 | Facility
Gallatin | TN | 3403 | 2 | 5610411 | 22206513 | 11416714 | FALSE |  | 113 | 70 | 16 | 6.2e-06 | Unit | 0.0015582 | Unit | 0.00090896 | Unit | 2.8333e-06 | Unit | 4.4167e-07 | Unit | 3.9687e-07 | Unit | 8.2731e-08 | Unit | 8.143e-07 | Unit | 0.00026506 | Unit | 2.1561e-06 | Unit | 6.5947e-07 | Unit | 1.0671e-05 | Unit | 0.00014985 | Unit | 3.3939e-06 | Unit
Gallatin | TN | 3403 | 3 | 5610411 | 22206413 | 11416814 | FALSE |  | 113 | 70 | 16 | 6.2e-06 | Facility | 0.0015582 | Facility | 0.00090896 | Facility | 2.8333e-06 | Facility | 4.4167e-07 | Facility | 3.9687e-07 | Facility | 8.2731e-08 | Facility | 8.143e-07 | Facility | 0.00026506 | Facility | 2.1561e-06 | Facility | 6.5947e-07 | Facility | 1.0671e-05 | Facility | 0.00014985 | Facility | 3.3939e-06 | Facility
Gallatin | TN | 3403 | 4 | 5610411 | 22206313 | 11416914 | FALSE |  | 113 | 70 | 16 | 6.2e-06 | Facility | 0.0015582 | Facility | 0.00090896 | Facility | 2.8333e-06 | Facility | 4.4167e-07 | Facility | 3.9687e-07 | Facility | 8.2731e-08 | Facility | 8.143e-07 | Facility | 0.00026506 | Facility | 2.1561e-06 | Facility | 6.5947e-07 | Facility | 1.0671e-05 | Facility | 0.00014985 | Facility | 3.3939e-06 | Facility
John Sevier | TN | 3405 | 1 | 4188311 | 35862613 | 12412014 | FALSE |  | 103 | 55 | 4 | 5.6368e-06 | Bin | 0.059473 | Bin | 0.00619 | Bin | 0.00047871 | Bin | 1.45e-06 | Bin | 1.25e-05 | Bin | 4.16e-07 | Bin | 3.81e-07 | Bin | 4.89e-05 | Bin | 1.58e-06 | Bin | 6.61e-06 | Bin | 1.01e-05 | Bin | 2.74e-05 | Bin | 3.69e-05 | Bin
John Sevier | TN | 3405 | 2 | 4188311 | 35862313 | 12412314 | FALSE |  | 103 | 55 | 4 | 5.6368e-06 | Bin | 0.059473 | Bin | 0.00619 | Bin | 0.00047871 | Bin | 1.45e-06 | Bin | 1.25e-05 | Bin | 4.16e-07 | Bin | 3.81e-07 | Bin | 4.89e-05 | Bin | 1.58e-06 | Bin | 6.61e-06 | Bin | 1.01e-05 | Bin | 2.74e-05 | Bin | 3.69e-05 | Bin
John Sevier | TN | 3405 | 3 | 4188311 | 35862413 | 12412214 | FALSE |  | 103 | 55 | 4 | 5.6368e-06 | Bin | 0.059473 | Bin | 0.00619 | Bin | 0.00047871 | Bin | 1.45e-06 | Bin | 1.25e-05 | Bin | 4.16e-07 | Bin | 3.81e-07 | Bin | 4.89e-05 | Bin | 1.58e-06 | Bin | 6.61e-06 | Bin | 1.01e-05 | Bin | 2.74e-05 | Bin | 3.69e-05 | Bin
John Sevier | TN | 3405 | 4 | 4188311 | 35862513 | 12412114 | FALSE |  | 103 | 55 | 4 | 5.6368e-06 | Bin | 0.059473 | Bin | 0.00619 | Bin | 0.00047871 | Bin | 1.45e-06 | Bin | 1.25e-05 | Bin | 4.16e-07 | Bin | 3.81e-07 | Bin | 4.89e-05 | Bin | 1.58e-06 | Bin | 6.61e-06 | Bin | 1.01e-05 | Bin | 2.74e-05 | Bin | 3.69e-05 | Bin
Johnsonville | TN | 3406 | 1 | 5720911 | 23017013 | 11557714 | FALSE |  | 103 | 55 | 4 | 5.6368e-06 | Bin | 0.059473 | Bin | 0.00619 | Bin | 0.00047871 | Bin | 1.45e-06 | Bin | 1.25e-05 | Bin | 4.16e-07 | Bin | 3.81e-07 | Bin | 4.89e-05 | Bin | 1.58e-06 | Bin | 6.61e-06 | Bin | 1.01e-05 | Bin | 2.74e-05 | Bin | 3.69e-05 | Bin
Johnsonville | TN | 3406 | 2 | 5720911 | 23016813 | 11558014 | FALSE |  | 103 | 55 | 4 | 5.6368e-06 | Bin | 0.059473 | Bin | 0.00619 | Bin | 0.00047871 | Bin | 1.45e-06 | Bin | 1.25e-05 | Bin | 4.16e-07 | Bin | 3.81e-07 | Bin | 4.89e-05 | Bin | 1.58e-06 | Bin | 6.61e-06 | Bin | 1.01e-05 | Bin | 2.74e-05 | Bin | 3.69e-05 | Bin
Johnsonville | TN | 3406 | 3 | 5720911 | 23016413 | 11558514 | FALSE |  | 103 | 55 | 4 | 5.6368e-06 | Bin | 0.059473 | Bin | 0.00619 | Bin | 0.00047871 | Bin | 1.45e-06 | Bin | 1.25e-05 | Bin | 4.16e-07 | Bin | 3.81e-07 | Bin | 4.89e-05 | Bin | 1.58e-06 | Bin | 6.61e-06 | Bin | 1.01e-05 | Bin | 2.74e-05 | Bin | 3.69e-05 | Bin
Johnsonville | TN | 3406 | 4 | 5720911 | 23016713 | 11558114 | FALSE |  | 103 | 55 | 4 | 5.6368e-06 | Bin | 0.059473 | Bin | 0.00619 | Bin | 0.00047871 | Bin | 1.45e-06 | Bin | 1.25e-05 | Bin | 4.16e-07 | Bin | 3.81e-07 | Bin | 4.89e-05 | Bin | 1.58e-06 | Bin | 6.61e-06 | Bin | 1.01e-05 | Bin | 2.74e-05 | Bin | 3.69e-05 | Bin
Johnsonville | TN | 3406 | 5 | 5720911 | 23016613 | 11558214 | FALSE |  | 103 | 55 | 4 | 5.6368e-06 | Bin | 0.059473 | Bin | 0.00619 | Bin | 0.00047871 | Bin | 1.45e-06 | Bin | 1.25e-05 | Bin | 4.16e-07 | Bin | 3.81e-07 | Bin | 4.89e-05 | Bin | 1.58e-06 | Bin | 6.61e-06 | Bin | 1.01e-05 | Bin | 2.74e-05 | Bin | 3.69e-05 | Bin
Johnsonville | TN | 3406 | 6 | 5720911 | 23016313 | 11558614 | FALSE |  | 103 | 55 | 4 | 5.6368e-06 | Bin | 0.059473 | Bin | 0.00619 | Bin | 0.00047871 | Bin | 1.45e-06 | Bin | 1.25e-05 | Bin | 4.16e-07 | Bin | 3.81e-07 | Bin | 4.89e-05 | Bin | 1.58e-06 | Bin | 6.61e-06 | Bin | 1.01e-05 | Bin | 2.74e-05 | Bin | 3.69e-05 | Bin
Johnsonville | TN | 3406 | 7 | 5720911 | 23015813 | 11559214 | FALSE |  | 103 | 55 | 4 | 5.6368e-06 | Bin | 0.059473 | Bin | 0.00619 | Bin | 0.00047871 | Bin | 1.45e-06 | Bin | 1.25e-05 | Bin | 4.16e-07 | Bin | 3.81e-07 | Bin | 4.89e-05 | Bin | 1.58e-06 | Bin | 6.61e-06 | Bin | 1.01e-05 | Bin | 2.74e-05 | Bin | 3.69e-05 | Bin
Johnsonville | TN | 3406 | 8 | 5720911 | 23015713 | 11559314 | FALSE |  | 103 | 55 | 4 | 5.6368e-06 | Bin | 0.059473 | Bin | 0.00619 | Bin | 0.00047871 | Bin | 1.45e-06 | Bin | 1.25e-05 | Bin | 4.16e-07 | Bin | 3.81e-07 | Bin | 4.89e-05 | Bin | 1.58e-06 | Bin | 6.61e-06 | Bin | 1.01e-05 | Bin | 2.74e-05 | Bin | 3.69e-05 | Bin
Johnsonville | TN | 3406 | 9 | 5720911 | 23015613 | 11559414 | FALSE |  | 103 | 55 | 4 | 5.6368e-06 | Bin | 0.059473 | Bin | 0.00619 | Bin | 0.00047871 | Bin | 1.45e-06 | Bin | 1.25e-05 | Bin | 4.16e-07 | Bin | 3.81e-07 | Bin | 4.89e-05 | Bin | 1.58e-06 | Bin | 6.61e-06 | Bin | 1.01e-05 | Bin | 2.74e-05 | Bin | 3.69e-05 | Bin
Johnsonville | TN | 3406 | 10 | 5720911 | 23016013 | 11558914 | FALSE |  | 103 | 55 | 4 | 5.6368e-06 | Bin | 0.059473 | Bin | 0.00619 | Bin | 0.00047871 | Bin | 1.45e-06 | Bin | 1.25e-05 | Bin | 4.16e-07 | Bin | 3.81e-07 | Bin | 4.89e-05 | Bin | 1.58e-06 | Bin | 6.61e-06 | Bin | 1.01e-05 | Bin | 2.74e-05 | Bin | 3.69e-05 | Bin
Kingston | TN | 3407 | 1 | 4979111 | 30042113 | 12344914 | FALSE |  | 103 | 55 | 4 | 5.6368e-06 | Bin | 0.059473 | Bin | 0.00619 | Bin | 0.00047871 | Bin | 1.45e-06 | Bin | 1.25e-05 | Bin | 4.16e-07 | Bin | 3.81e-07 | Bin | 4.89e-05 | Bin | 1.58e-06 | Bin | 6.61e-06 | Bin | 1.01e-05 | Bin | 2.74e-05 | Bin | 3.69e-05 | Bin
Kingston | TN | 3407 | 2 | 4979111 | 30041913 | 12345114 | FALSE |  | 103 | 55 | 4 | 5.6368e-06 | Bin | 0.059473 | Bin | 0.00619 | Bin | 0.00047871 | Bin | 1.45e-06 | Bin | 1.25e-05 | Bin | 4.16e-07 | Bin | 3.81e-07 | Bin | 4.89e-05 | Bin | 1.58e-06 | Bin | 6.61e-06 | Bin | 1.01e-05 | Bin | 2.74e-05 | Bin | 3.69e-05 | Bin
Kingston | TN | 3407 | 3 | 4979111 | 30041613 | 12345414 | FALSE |  | 103 | 55 | 4 | 5.6368e-06 | Bin | 0.059473 | Bin | 0.00619 | Bin | 0.00047871 | Bin | 1.45e-06 | Bin | 1.25e-05 | Bin | 4.16e-07 | Bin | 3.81e-07 | Bin | 4.89e-05 | Bin | 1.58e-06 | Bin | 6.61e-06 | Bin | 1.01e-05 | Bin | 2.74e-05 | Bin | 3.69e-05 | Bin
Kingston | TN | 3407 | 4 | 4979111 | 30041513 | 12345514 | FALSE |  | 103 | 55 | 4 | 5.6368e-06 | Bin | 0.059473 | Bin | 0.00619 | Bin | 0.00047871 | Bin | 1.45e-06 | Bin | 1.25e-05 | Bin | 4.16e-07 | Bin | 3.81e-07 | Bin | 4.89e-05 | Bin | 1.58e-06 | Bin | 6.61e-06 | Bin | 1.01e-05 | Bin | 2.74e-05 | Bin | 3.69e-05 | Bin
Kingston | TN | 3407 | 5 | 4979111 | 30041713 | 12345314 | FALSE |  | 103 | 55 | 4 | 5.6368e-06 | Bin | 0.059473 | Bin | 0.00619 | Bin | 0.00047871 | Bin | 1.45e-06 | Bin | 1.25e-05 | Bin | 4.16e-07 | Bin | 3.81e-07 | Bin | 4.89e-05 | Bin | 1.58e-06 | Bin | 6.61e-06 | Bin | 1.01e-05 | Bin | 2.74e-05 | Bin | 3.69e-05 | Bin
Kingston | TN | 3407 | 6 | 4979111 | 30041813 | 12345214 | FALSE |  | 103 | 55 | 4 | 5.6368e-06 | Bin | 0.059473 | Bin | 0.00619 | Bin | 0.00047871 | Bin | 1.45e-06 | Bin | 1.25e-05 | Bin | 4.16e-07 | Bin | 3.81e-07 | Bin | 4.89e-05 | Bin | 1.58e-06 | Bin | 6.61e-06 | Bin | 1.01e-05 | Bin | 2.74e-05 | Bin | 3.69e-05 | Bin
Kingston | TN | 3407 | 7 | 4979111 | 30042513 | 12343314 | FALSE |  | 103 | 55 | 4 | 5.6368e-06 | Bin | 0.059473 | Bin | 0.00619 | Bin | 0.00047871 | Bin | 1.45e-06 | Bin | 1.25e-05 | Bin | 4.16e-07 | Bin | 3.81e-07 | Bin | 4.89e-05 | Bin | 1.58e-06 | Bin | 6.61e-06 | Bin | 1.01e-05 | Bin | 2.74e-05 | Bin | 3.69e-05 | Bin
Kingston | TN | 3407 | 8 | 4979111 | 30042013 | 12345014 | FALSE |  | 103 | 55 | 4 | 5.6368e-06 | Bin | 0.059473 | Bin | 0.00619 | Bin | 0.00047871 | Bin | 1.45e-06 | Bin | 1.25e-05 | Bin | 4.16e-07 | Bin | 3.81e-07 | Bin | 4.89e-05 | Bin | 1.58e-06 | Bin | 6.61e-06 | Bin | 1.01e-05 | Bin | 2.74e-05 | Bin | 3.69e-05 | Bin
Kingston | TN | 3407 | 9 | 4979111 | 30042313 | 12344614 | FALSE |  | 103 | 55 | 4 | 5.6368e-06 | Bin | 0.059473 | Bin | 0.00619 | Bin | 0.00047871 | Bin | 1.45e-06 | Bin | 1.25e-05 | Bin | 4.16e-07 | Bin | 3.81e-07 | Bin | 4.89e-05 | Bin | 1.58e-06 | Bin | 6.61e-06 | Bin | 1.01e-05 | Bin | 2.74e-05 | Bin | 3.69e-05 | Bin
W. A. Parish | TX | 3470 | WAP5 | 3968411 | 34521813 | 8207614 | FALSE |  | 111 | 68 | 16 | 3.0345e-06 | Bin | 0.0031989 | Bin | 0.0010123 | Bin | 0.0015232 | Bin | 4.22e-07 | Bin | 9.72e-07 | Bin | 1.18e-07 | Bin | 2.2e-07 | Bin | 4.89e-05 | Bin | 1.58e-06 | Bin | 2.25e-06 | Bin | 1.01e-05 | Bin | 2.74e-05 | Bin | 3.69e-05 | Bin
W. A. Parish | TX | 3470 | WAP6 | 3968411 | 34525513 | 8203014 | FALSE |  | 111 | 68 | 16 | 3.0345e-06 | Bin | 0.0031989 | Bin | 0.0010123 | Bin | 0.0015232 | Bin | 4.22e-07 | Bin | 9.72e-07 | Bin | 1.18e-07 | Bin | 2.2e-07 | Bin | 4.89e-05 | Bin | 1.58e-06 | Bin | 2.25e-06 | Bin | 1.01e-05 | Bin | 2.74e-05 | Bin | 3.69e-05 | Bin
W. A. Parish | TX | 3470 | WAP7 | 3968411 | 34525413 | 8203114 | FALSE |  | 111 | 68 | 16 | 3.0345e-06 | Bin | 0.0031989 | Bin | 0.0010123 | Bin | 0.0015232 | Bin | 4.22e-07 | Bin | 9.72e-07 | Bin | 1.18e-07 | Bin | 2.2e-07 | Bin | 4.89e-05 | Bin | 1.58e-06 | Bin | 2.25e-06 | Bin | 1.01e-05 | Bin | 2.74e-05 | Bin | 3.69e-05 | Bin
W. A. Parish | TX | 3470 | WAP8 | 3968411 | 34520213 | 8030214 | FALSE |  | 111 | 68 | 16 | 3.0345e-06 | Bin | 0.0031989 | Bin | 0.0010123 | Bin | 0.0015232 | Bin | 4.22e-07 | Bin | 9.72e-07 | Bin | 1.18e-07 | Bin | 2.2e-07 | Bin | 4.89e-05 | Bin | 1.58e-06 | Bin | 2.25e-06 | Bin | 1.01e-05 | Bin | 2.74e-05 | Bin | 3.69e-05 | Bin
Big Brown | TX | 3497 | 1 | 3052111 | 37996113 | 7759114 | FALSE |  | 111 | 65 | 15 | 1.2955e-06 | Bin | 0.00088546 | Bin | 0.0010188 | Bin | 0.00011268 | Bin | 4.22e-07 | Bin | 9.72e-07 | Bin | 1.18e-07 | Bin | 2.2e-07 | Bin | 4.89e-05 | Bin | 1.58e-06 | Bin | 2.25e-06 | Bin | 1.01e-05 | Bin | 2.74e-05 | Bin | 3.69e-05 | Bin
Big Brown | TX | 3497 | 2 | 3052111 | 37996413 | 7758214 | FALSE |  | 111 | 65 | 15 | 1.2955e-06 | Bin | 0.00088546 | Bin | 0.0010188 | Bin | 0.00011268 | Bin | 4.22e-07 | Bin | 9.72e-07 | Bin | 1.18e-07 | Bin | 2.2e-07 | Bin | 4.89e-05 | Bin | 1.58e-06 | Bin | 2.25e-06 | Bin | 1.01e-05 | Bin | 2.74e-05 | Bin | 3.69e-05 | Bin
Carbon Plant | UT | 3644 | Unit 1 | 5066211 | 25977113 | 239414 | FALSE |  | 103 | 55 | 4 | 5.6368e-06 | Bin | 0.059473 | Bin | 0.00619 | Bin | 0.00047871 | Bin | 1.45e-06 | Bin | 1.25e-05 | Bin | 4.16e-07 | Bin | 3.81e-07 | Bin | 4.89e-05 | Bin | 1.58e-06 | Bin | 6.61e-06 | Bin | 1.01e-05 | Bin | 2.74e-05 | Bin | 3.69e-05 | Bin
Carbon Plant | UT | 3644 | Unit 2 | 5066211 | 25977213 | 239314 | FALSE |  | 103 | 55 | 4 | 5.6368e-06 | Bin | 0.059473 | Bin | 0.00619 | Bin | 0.00047871 | Bin | 1.45e-06 | Bin | 1.25e-05 | Bin | 4.16e-07 | Bin | 3.81e-07 | Bin | 4.89e-05 | Bin | 1.58e-06 | Bin | 6.61e-06 | Bin | 1.01e-05 | Bin | 2.74e-05 | Bin | 3.69e-05 | Bin
Clinch River | VA | 3775 | 1 | 5763511 | 21755613 | 771114 | FALSE |  | 103 | 55 | 4 | 2.2725e-07 | Unit | 0.029092 | Unit | 0.0022046 | Unit | 0.00029 | Unit | 3.5266e-07 | Unit | 9.8085e-07 | Unit | 1.8697e-07 | Unit | 7.5956e-08 | Unit | 2.9174e-06 | Unit | 6.0793e-07 | Unit | 1.4003e-06 | Unit | 4.4335e-06 | Unit | 3.0683e-06 | Unit | 4.8698e-06 | Unit
Clinch River | VA | 3775 | 2 | 5763511 | 21755513 | 771314 | FALSE |  | 103 | 55 | 4 | 2.2725e-07 | Facility | 0.029092 | Facility | 0.0022046 | Facility | 0.00029 | Facility | 3.5266e-07 | Facility | 9.8085e-07 | Facility | 1.8697e-07 | Facility | 7.5956e-08 | Facility | 2.9174e-06 | Facility | 6.0793e-07 | Facility | 1.4003e-06 | Facility | 4.4335e-06 | Facility | 3.0683e-06 | Facility | 4.8698e-06 | Facility
Clinch River | VA | 3775 | 3 | 5763511 | 21755313 | 771714 | FALSE |  | 103 | 55 | 4 | 2.2725e-07 | Facility | 0.029092 | Facility | 0.0022046 | Facility | 0.00029 | Facility | 3.5266e-07 | Facility | 9.8085e-07 | Facility | 1.8697e-07 | Facility | 7.5956e-08 | Facility | 2.9174e-06 | Facility | 6.0793e-07 | Facility | 1.4003e-06 | Facility | 4.4335e-06 | Facility | 3.0683e-06 | Facility | 4.8698e-06 | Facility
Glen Lyn | VA | 3776 | 6 | 4184611 | 32645013 | 1069614 | FALSE |  | 103 | 55 | 4 | 5.6368e-06 | Bin | 0.059473 | Bin | 0.00619 | Bin | 0.00047871 | Bin | 1.45e-06 | Bin | 1.25e-05 | Bin | 4.16e-07 | Bin | 3.81e-07 | Bin | 4.89e-05 | Bin | 1.58e-06 | Bin | 6.61e-06 | Bin | 1.01e-05 | Bin | 2.74e-05 | Bin | 3.69e-05 | Bin
Glen Lyn | VA | 3776 | 51 | 4184611 | 32645313 | 1069214 | FALSE |  | 103 | 55 | 4 | 5.6368e-06 | Bin | 0.059473 | Bin | 0.00619 | Bin | 0.00047871 | Bin | 1.45e-06 | Bin | 1.25e-05 | Bin | 4.16e-07 | Bin | 3.81e-07 | Bin | 4.89e-05 | Bin | 1.58e-06 | Bin | 6.61e-06 | Bin | 1.01e-05 | Bin | 2.74e-05 | Bin | 3.69e-05 | Bin
Glen Lyn | VA | 3776 | 52 | 4184611 | 32644913 | 1069714 | FALSE |  | 103 | 55 | 4 | 5.6368e-06 | Bin | 0.059473 | Bin | 0.00619 | Bin | 0.00047871 | Bin | 1.45e-06 | Bin | 1.25e-05 | Bin | 4.16e-07 | Bin | 3.81e-07 | Bin | 4.89e-05 | Bin | 1.58e-06 | Bin | 6.61e-06 | Bin | 1.01e-05 | Bin | 2.74e-05 | Bin | 3.69e-05 | Bin
Potomac River | VA | 3788 | 1 | 6922811 | 13210213 | 2182614 | FALSE |  | 103 | 55 | 2 | 5.6368e-06 | Bin | 0.0064789 | Bin | 0.00010909 | Bin | 0.00034538 | Bin | 1.45e-06 | Bin | 1.25e-05 | Bin | 4.16e-07 | Bin | 3.81e-07 | Bin | 4.89e-05 | Bin | 1.58e-06 | Bin | 6.61e-06 | Bin | 1.01e-05 | Bin | 2.74e-05 | Bin | 3.69e-05 | Bin
Potomac River | VA | 3788 | 2 | 6922811 | 13210413 | 2182214 | FALSE |  | 103 | 55 | 2 | 5.6368e-06 | Bin | 0.0064789 | Bin | 0.00010909 | Bin | 0.00034538 | Bin | 1.45e-06 | Bin | 1.25e-05 | Bin | 4.16e-07 | Bin | 3.81e-07 | Bin | 4.89e-05 | Bin | 1.58e-06 | Bin | 6.61e-06 | Bin | 1.01e-05 | Bin | 2.74e-05 | Bin | 3.69e-05 | Bin
Potomac River | VA | 3788 | 3 | 6922811 | 13210313 | 2182414 | FALSE |  | 103 | 55 | 2 | 5.6368e-06 | Bin | 0.0064789 | Bin | 0.00010909 | Bin | 0.00034538 | Bin | 1.45e-06 | Bin | 1.25e-05 | Bin | 4.16e-07 | Bin | 3.81e-07 | Bin | 4.89e-05 | Bin | 1.58e-06 | Bin | 6.61e-06 | Bin | 1.01e-05 | Bin | 2.74e-05 | Bin | 3.69e-05 | Bin
Potomac River | VA | 3788 | 4 | 6922811 | 13210513 | 2182114 | FALSE |  | 103 | 55 | 2 | 5.6368e-06 | Bin | 0.0064789 | Bin | 0.00010909 | Bin | 0.00034538 | Bin | 1.45e-06 | Bin | 1.25e-05 | Bin | 4.16e-07 | Bin | 3.81e-07 | Bin | 4.89e-05 | Bin | 1.58e-06 | Bin | 6.61e-06 | Bin | 1.01e-05 | Bin | 2.74e-05 | Bin | 3.69e-05 | Bin
Potomac River | VA | 3788 | 5 | 6922811 | 13210613 | 2181814 | FALSE |  | 103 | 55 | 2 | 5.6368e-06 | Bin | 0.0064789 | Bin | 0.00010909 | Bin | 0.00034538 | Bin | 1.45e-06 | Bin | 1.25e-05 | Bin | 4.16e-07 | Bin | 3.81e-07 | Bin | 4.89e-05 | Bin | 1.58e-06 | Bin | 6.61e-06 | Bin | 1.01e-05 | Bin | 2.74e-05 | Bin | 3.69e-05 | Bin
Bremo Bluff | VA | 3796 | #3 | 6631311 | 17179613 | 325214 | FALSE |  | 103 | 56 | 4 | 1.1049e-05 | Bin | 0.059473 | Bin | 0.00619 | Bin | 0.00047871 | Bin | 1.45e-06 | Bin | 1.25e-05 | Bin | 4.16e-07 | Bin | 3.81e-07 | Bin | 4.89e-05 | Bin | 1.58e-06 | Bin | 6.61e-06 | Bin | 1.01e-05 | Bin | 2.74e-05 | Bin | 3.69e-05 | Bin
Bremo Bluff | VA | 3796 | #4 | 6631311 | 17179313 | 326014 | FALSE |  | 103 | 56 | 4 | 1.1049e-05 | Bin | 0.059473 | Bin | 0.00619 | Bin | 0.00047871 | Bin | 1.45e-06 | Bin | 1.25e-05 | Bin | 4.16e-07 | Bin | 3.81e-07 | Bin | 4.89e-05 | Bin | 1.58e-06 | Bin | 6.61e-06 | Bin | 1.01e-05 | Bin | 2.74e-05 | Bin | 3.69e-05 | Bin
Chesterfield | VA | 3797 | 3 | 4181011 | 33878613 | 949314 | FALSE |  | 103 | 55 | 4 | 5.6368e-06 | Bin | 0.059473 | Bin | 0.00619 | Bin | 0.00047871 | Bin | 1.45e-06 | Bin | 1.25e-05 | Bin | 4.16e-07 | Bin | 3.81e-07 | Bin | 4.89e-05 | Bin | 1.58e-06 | Bin | 6.61e-06 | Bin | 1.01e-05 | Bin | 2.74e-05 | Bin | 3.69e-05 | Bin
Chesterfield | VA | 3797 | 4 | 4181011 | 33878713 | 949214 | FALSE |  | 103 | 55 | 4 | 5.6368e-06 | Bin | 0.059473 | Bin | 0.00619 | Bin | 0.00047871 | Bin | 1.45e-06 | Bin | 1.25e-05 | Bin | 4.16e-07 | Bin | 3.81e-07 | Bin | 4.89e-05 | Bin | 1.58e-06 | Bin | 6.61e-06 | Bin | 1.01e-05 | Bin | 2.74e-05 | Bin | 3.69e-05 | Bin
Chesterfield | VA | 3797 | 5 | 4181011 | 33878813 | 948814 | FALSE |  | 103 | 55 | 4 | 5.6368e-06 | Bin | 0.059473 | Bin | 0.00619 | Bin | 0.00047871 | Bin | 1.45e-06 | Bin | 1.25e-05 | Bin | 4.16e-07 | Bin | 3.81e-07 | Bin | 4.89e-05 | Bin | 1.58e-06 | Bin | 6.61e-06 | Bin | 1.01e-05 | Bin | 2.74e-05 | Bin | 3.69e-05 | Bin
Chesterfield | VA | 3797 | 6 | 4181011 | 33877713 | 951014 | FALSE |  | 100 | 52 | 1 | 8.0304e-07 | Bin | 0.00058261 | Bin | 0.00017965 | Bin | 0.00023147 | Bin | 4.22e-07 | Bin | 9.72e-07 | Bin | 1.18e-07 | Bin | 2.2e-07 | Bin | 4.75e-06 | Bin | 5.1e-07 | Bin | 2.25e-06 | Bin | 1.01e-05 | Bin | 2.74e-05 | Bin | 9.24e-06 | Bin
Chesapeake Energy Center | VA | 3803 | 1 | 5040211 | 28680413 | 2062114 | FALSE |  | 103 | 55 | 4 | 5.6368e-06 | Bin | 0.059473 | Bin | 0.00619 | Bin | 0.00047871 | Bin | 1.45e-06 | Bin | 1.25e-05 | Bin | 4.16e-07 | Bin | 3.81e-07 | Bin | 4.89e-05 | Bin | 1.58e-06 | Bin | 6.61e-06 | Bin | 1.01e-05 | Bin | 2.74e-05 | Bin | 3.69e-05 | Bin
Chesapeake Energy Center | VA | 3803 | 2 | 5040211 | 28681313 | 2060514 | FALSE |  | 103 | 55 | 4 | 5.6368e-06 | Bin | 0.059473 | Bin | 0.00619 | Bin | 0.00047871 | Bin | 1.45e-06 | Bin | 1.25e-05 | Bin | 4.16e-07 | Bin | 3.81e-07 | Bin | 4.89e-05 | Bin | 1.58e-06 | Bin | 6.61e-06 | Bin | 1.01e-05 | Bin | 2.74e-05 | Bin | 3.69e-05 | Bin
Chesapeake Energy Center | VA | 3803 | 3 | 5040211 | 28680913 | 2061314 | FALSE |  | 103 | 55 | 4 | 5.6368e-06 | Bin | 0.059473 | Bin | 0.00619 | Bin | 0.00047871 | Bin | 1.45e-06 | Bin | 1.25e-05 | Bin | 4.16e-07 | Bin | 3.81e-07 | Bin | 4.89e-05 | Bin | 1.58e-06 | Bin | 6.61e-06 | Bin | 1.01e-05 | Bin | 2.74e-05 | Bin | 3.69e-05 | Bin
Chesapeake Energy Center | VA | 3803 | 4 | 5040211 | 28681013 | 2061014 | FALSE |  | 103 | 55 | 4 | 5.6368e-06 | Bin | 0.059473 | Bin | 0.00619 | Bin | 0.00047871 | Bin | 1.45e-06 | Bin | 1.25e-05 | Bin | 4.16e-07 | Bin | 3.81e-07 | Bin | 4.89e-05 | Bin | 1.58e-06 | Bin | 6.61e-06 | Bin | 1.01e-05 | Bin | 2.74e-05 | Bin | 3.69e-05 | Bin
Possum Point | VA | 3804 | 5 | 7520511 | 12374013 | 1110814 | FALSE |  | 119 | 75 | 20 | 7.3716e-08 | Unit | 0.00065907 | Unit | 0.00037847 | Unit | 4.0467e-05 | Unit | 4.2873e-05 | Unit | 2.6284e-06 | Unit | 2.3109e-07 | Unit | 2.2582e-07 | Unit | 1.2592e-05 | Unit | 3.0823e-05 | Unit | 2.7806e-05 | Unit | 2.9176e-05 | Unit | 0.00086355 | Unit | 1.2519e-06 | Unit
Yorktown | VA | 3809 | 1 | 4565211 | 27836613 | 427714 | FALSE |  | 103 | 55 | 4 | 5.6368e-06 | Bin | 0.059473 | Bin | 0.00619 | Bin | 0.00047871 | Bin | 1.45e-06 | Bin | 1.25e-05 | Bin | 4.16e-07 | Bin | 3.81e-07 | Bin | 4.89e-05 | Bin | 1.58e-06 | Bin | 6.61e-06 | Bin | 1.01e-05 | Bin | 2.74e-05 | Bin | 3.69e-05 | Bin
Yorktown | VA | 3809 | 2 | 4565211 | 27837113 | 426614 | FALSE |  | 103 | 55 | 4 | 5.6368e-06 | Bin | 0.059473 | Bin | 0.00619 | Bin | 0.00047871 | Bin | 1.45e-06 | Bin | 1.25e-05 | Bin | 4.16e-07 | Bin | 3.81e-07 | Bin | 4.89e-05 | Bin | 1.58e-06 | Bin | 6.61e-06 | Bin | 1.01e-05 | Bin | 2.74e-05 | Bin | 3.69e-05 | Bin
Yorktown | VA | 3809 | 3 | 4565211 | 27836713 | 427614 | FALSE |  | 119 | 75 | 20 | 4.999e-08 | Unit | 0.00067268 | Unit | 0.00027454 | Unit | 4.39e-05 | Unit | 7.701e-05 | Unit | 1.0025e-05 | Unit | 4.9451e-07 | Unit | 1.7187e-06 | Unit | 0.00083969 | Unit | 0.00017365 | Unit | 4.9816e-05 | Unit | 0.00011805 | Unit | 0.0075747 | Unit | 3.5908e-06 | Unit
TransAlta Centralia Generation | WA | 3845 | BD21 | 6281311 | 15505513 | 1293214 | FALSE |  | 112 | 69 | 13 | 3.2483e-06 | Unit | 0.0021218 | Unit | 0.0021766 | Unit | 2.01e-05 | Unit | 1.1968e-07 | Unit | 1.2034e-07 | Unit | 5.9842e-08 | Unit | 5.9842e-08 | Unit | 2.1809e-07 | Unit | 5.1e-07 | Bin | 1.2896e-07 | Unit | 1.8617e-06 | Unit | 5.5299e-07 | Unit | 3.2553e-07 | Unit
TransAlta Centralia Generation | WA | 3845 | BD22 | 6281311 | 15504813 | 1293914 | FALSE |  | 112 | 69 | 13 | 3.2597e-06 | Unit | 0.0022946 | Unit | 0.0022946 | Unit | 2.1833e-05 | Unit | 1.5145e-07 | Unit | 2.3001e-07 | Unit | 7.0187e-08 | Unit | 7.0187e-08 | Unit | 3.9067e-07 | Unit | 5.1e-07 | Bin | 2.4106e-07 | Unit | 1.7514e-06 | Unit | 1.0512e-06 | Unit | 2.3887e-07 | Unit
John E. Amos | WV | 3935 | 1 | 6789111 | 71712813 | 99267414 | FALSE |  | 103 | 55 | 4 | 5.6368e-06 | Bin | 0.075845 | Unit | 0.007504 | Unit | 0.00020833 | Unit | 1.45e-06 | Bin | 1.25e-05 | Bin | 4.16e-07 | Bin | 3.81e-07 | Bin | 4.89e-05 | Bin | 1.58e-06 | Bin | 6.61e-06 | Bin | 1.01e-05 | Bin | 2.74e-05 | Bin | 3.69e-05 | Bin
John E. Amos | WV | 3935 | 2 | 6789111 | 71712913 | 99267614 | FALSE |  | 102 | 54 | 1 | 1.2522e-06 | Bin | 0.00018274 | Unit | 8.4782e-05 | Unit | 0.000209 | Unit | 4.22e-07 | Bin | 2.52e-06 | Bin | 1.18e-07 | Bin | 2.2e-07 | Bin | 4.75e-06 | Bin | 5.1e-07 | Bin | 2.25e-06 | Bin | 1.01e-05 | Bin | 2.74e-05 | Bin | 9.24e-06 | Bin
John E. Amos | WV | 3935 | 3 | 6789111 | 71713013 | 99267814 | FALSE |  | 102 | 54 | 1 | 1.2522e-06 | Bin | 0.00031262 | Unit | 7.7926e-05 | Unit | 0.000234 | Unit | 4.22e-07 | Bin | 2.52e-06 | Bin | 1.18e-07 | Bin | 2.2e-07 | Bin | 4.75e-06 | Bin | 5.1e-07 | Bin | 2.25e-06 | Bin | 1.01e-05 | Bin | 2.74e-05 | Bin | 9.24e-06 | Bin
Kanawha River | WV | 3936 | 1 | 6884511 | 71703813 | 99256614 | FALSE |  | 103 | 55 | 4 | 5.6368e-06 | Bin | 0.059473 | Bin | 0.00619 | Bin | 0.00047871 | Bin | 1.45e-06 | Bin | 1.25e-05 | Bin | 4.16e-07 | Bin | 3.81e-07 | Bin | 4.89e-05 | Bin | 1.58e-06 | Bin | 6.61e-06 | Bin | 1.01e-05 | Bin | 2.74e-05 | Bin | 3.69e-05 | Bin
Kanawha River | WV | 3936 | 2 | 6884511 | 71703913 | 99256814 | FALSE |  | 103 | 55 | 4 | 5.6368e-06 | Bin | 0.059473 | Bin | 0.00619 | Bin | 0.00047871 | Bin | 1.45e-06 | Bin | 1.25e-05 | Bin | 4.16e-07 | Bin | 3.81e-07 | Bin | 4.89e-05 | Bin | 1.58e-06 | Bin | 6.61e-06 | Bin | 1.01e-05 | Bin | 2.74e-05 | Bin | 3.69e-05 | Bin
Philip Sporn | WV | 3938 | 11 | 6760711 | 71715213 | 99270514 | FALSE |  | 103 | 55 | 4 | 5.6368e-06 | Bin | 0.059473 | Bin | 0.00619 | Bin | 0.00047871 | Bin | 1.45e-06 | Bin | 1.25e-05 | Bin | 4.16e-07 | Bin | 3.81e-07 | Bin | 4.89e-05 | Bin | 1.58e-06 | Bin | 6.61e-06 | Bin | 1.01e-05 | Bin | 2.74e-05 | Bin | 3.69e-05 | Bin
Philip Sporn | WV | 3938 | 21 | 6760711 | 71715313 | 99270714 | FALSE |  | 103 | 55 | 4 | 5.6368e-06 | Bin | 0.059473 | Bin | 0.00619 | Bin | 0.00047871 | Bin | 1.45e-06 | Bin | 1.25e-05 | Bin | 4.16e-07 | Bin | 3.81e-07 | Bin | 4.89e-05 | Bin | 1.58e-06 | Bin | 6.61e-06 | Bin | 1.01e-05 | Bin | 2.74e-05 | Bin | 3.69e-05 | Bin
Philip Sporn | WV | 3938 | 31 | 6760711 | 71715413 | 99270914 | FALSE |  | 103 | 55 | 4 | 5.6368e-06 | Bin | 0.059473 | Bin | 0.00619 | Bin | 0.00047871 | Bin | 1.45e-06 | Bin | 1.25e-05 | Bin | 4.16e-07 | Bin | 3.81e-07 | Bin | 4.89e-05 | Bin | 1.58e-06 | Bin | 6.61e-06 | Bin | 1.01e-05 | Bin | 2.74e-05 | Bin | 3.69e-05 | Bin
Philip Sporn | WV | 3938 | 41 | 6760711 | 71715513 | 99271114 | FALSE |  | 103 | 55 | 4 | 5.6368e-06 | Bin | 0.059473 | Bin | 0.00619 | Bin | 0.00047871 | Bin | 1.45e-06 | Bin | 1.25e-05 | Bin | 4.16e-07 | Bin | 3.81e-07 | Bin | 4.89e-05 | Bin | 1.58e-06 | Bin | 6.61e-06 | Bin | 1.01e-05 | Bin | 2.74e-05 | Bin | 3.69e-05 | Bin
Philip Sporn | WV | 3938 | 51 | 6760711 | 71715613 | 99271314 | FALSE |  | 103 | 55 | 4 | 5.6368e-06 | Bin | 0.059473 | Bin | 0.00619 | Bin | 0.00047871 | Bin | 1.45e-06 | Bin | 1.25e-05 | Bin | 4.16e-07 | Bin | 3.81e-07 | Bin | 4.89e-05 | Bin | 1.58e-06 | Bin | 6.61e-06 | Bin | 1.01e-05 | Bin | 2.74e-05 | Bin | 3.69e-05 | Bin
Albright Power Station | WV | 3942 | 1 | 6776811 | 71938713 | 99658714 | FALSE |  | 103 | 55 | 4 | 1.1467e-05 | Unit | 0.020307 | Unit | 0.0054918 | Unit | 0.00077233 | Unit | 5.272e-06 | Unit | 3.3403e-05 | Unit | 2.218e-06 | Unit | 1.4511e-06 | Unit | 0.00012499 | Unit | 6.999e-06 | Unit | 1.8071e-05 | Unit | 3.2469e-05 | Unit | 0.00037398 | Unit | 0.00014152 | Unit
Albright Power Station | WV | 3942 | 2 | 6776811 | 71938813 | 99658914 | FALSE |  | 103 | 55 | 4 | 9.5833e-06 | Unit | 0.033133 | Unit | 0.0076195 | Unit | 0.00016033 | Unit | 4.1519e-07 | Unit | 8.8531e-06 | Unit | 2.9223e-07 | Unit | 1.5466e-06 | Unit | 1.5081e-05 | Unit | 1.1787e-06 | Unit | 3.0663e-06 | Unit | 1.1682e-05 | Unit | 3.096e-05 | Unit | 5.1497e-05 | Unit
Albright Power Station | WV | 3942 | 3 | 6776811 | 71938913 | 99659114 | FALSE |  | 103 | 55 | 4 | 1.0525e-05 | Facility | 0.02672 | Facility | 0.0065556 | Facility | 0.00046633 | Facility | 2.8436e-06 | Facility | 2.1128e-05 | Facility | 1.2551e-06 | Facility | 1.4989e-06 | Facility | 7.0033e-05 | Facility | 4.0889e-06 | Facility | 1.0569e-05 | Facility | 2.2075e-05 | Facility | 0.00020247 | Facility | 9.651e-05 | Facility
Fort Martin Power Station | WV | 3943 | 1 | 6773611 | 71939313 | 99660514 | FALSE |  | 102 | 54 | 1 | 1.2522e-06 | Bin | 0.00058261 | Bin | 0.00017965 | Bin | 0.00023147 | Bin | 4.22e-07 | Bin | 2.52e-06 | Bin | 1.18e-07 | Bin | 2.2e-07 | Bin | 4.75e-06 | Bin | 5.1e-07 | Bin | 2.25e-06 | Bin | 1.01e-05 | Bin | 2.74e-05 | Bin | 9.24e-06 | Bin
Fort Martin Power Station | WV | 3943 | 2 | 6773611 | 71939413 | 99660714 | FALSE |  | 102 | 54 | 1 | 1.2522e-06 | Bin | 0.00058261 | Bin | 0.00017965 | Bin | 0.00023147 | Bin | 4.22e-07 | Bin | 2.52e-06 | Bin | 1.18e-07 | Bin | 2.2e-07 | Bin | 4.75e-06 | Bin | 5.1e-07 | Bin | 2.25e-06 | Bin | 1.01e-05 | Bin | 2.74e-05 | Bin | 9.24e-06 | Bin
Harrison Power Station | WV | 3944 | 1 | 6271711 | 71923213 | 99639514 | FALSE |  | 102 | 54 | 1 | 1.2522e-06 | Bin | 0.00060157 | Unit | 6.5821e-05 | Unit | 2.4919e-05 | Unit | 4.22e-07 | Bin | 2.52e-06 | Bin | 1.18e-07 | Bin | 2.2e-07 | Bin | 4.75e-06 | Bin | 5.1e-07 | Bin | 2.25e-06 | Bin | 1.01e-05 | Bin | 2.74e-05 | Bin | 9.24e-06 | Bin
Harrison Power Station | WV | 3944 | 2 | 6271711 | 71923313 | 99639914 | FALSE |  | 102 | 54 | 1 | 1.2522e-06 | Bin | 0.00065681 | Unit | 0.00012983 | Unit | 0.00011833 | Unit | 4.22e-07 | Bin | 2.52e-06 | Bin | 1.18e-07 | Bin | 2.2e-07 | Bin | 4.75e-06 | Bin | 5.1e-07 | Bin | 2.25e-06 | Bin | 1.01e-05 | Bin | 2.74e-05 | Bin | 9.24e-06 | Bin
Harrison Power Station | WV | 3944 | 3 | 6271711 | 71923413 | 99640214 | FALSE |  | 102 | 54 | 1 | 1.2522e-06 | Bin | 0.00062058 | Unit | 0.00012657 | Unit | 7.44e-07 | Unit | 4.22e-07 | Bin | 2.52e-06 | Bin | 1.18e-07 | Bin | 2.2e-07 | Bin | 4.75e-06 | Bin | 5.1e-07 | Bin | 2.25e-06 | Bin | 1.01e-05 | Bin | 2.74e-05 | Bin | 9.24e-06 | Bin
Rivesville Power Station | WV | 3945 | 7 | 6901411 | 71944013 | 99668014 | FALSE |  | 103 | 55 | 4 | 5.6368e-06 | Bin | 0.059473 | Bin | 0.00619 | Bin | 0.00047871 | Bin | 1.45e-06 | Bin | 1.25e-05 | Bin | 4.16e-07 | Bin | 3.81e-07 | Bin | 4.89e-05 | Bin | 1.58e-06 | Bin | 6.61e-06 | Bin | 1.01e-05 | Bin | 2.74e-05 | Bin | 3.69e-05 | Bin
Rivesville Power Station | WV | 3945 | 8 | 6901411 | 71944113 | 99668214 | FALSE |  | 103 | 55 | 4 | 5.6368e-06 | Bin | 0.059473 | Bin | 0.00619 | Bin | 0.00047871 | Bin | 1.45e-06 | Bin | 1.25e-05 | Bin | 4.16e-07 | Bin | 3.81e-07 | Bin | 4.89e-05 | Bin | 1.58e-06 | Bin | 6.61e-06 | Bin | 1.01e-05 | Bin | 2.74e-05 | Bin | 3.69e-05 | Bin
Willow Island | WV | 3946 | 1 | 6776311 | 71784713 | 99408914 | FALSE |  | 113 | 70 | 16 | 3.2785e-06 | Bin | 0.0031989 | Bin | 0.0010123 | Bin | 0.0015232 | Bin | 1.45e-06 | Bin | 1.25e-05 | Bin | 4.16e-07 | Bin | 3.81e-07 | Bin | 4.89e-05 | Bin | 1.58e-06 | Bin | 6.61e-06 | Bin | 1.01e-05 | Bin | 2.74e-05 | Bin | 3.69e-05 | Bin
Willow Island | WV | 3946 | 2 | 6776311 | 71784813 | 99409214 | FALSE |  | 113 | 71 | 16 | 5.2533e-06 | Bin | 0.0031989 | Bin | 0.0010123 | Bin | 0.0015232 | Bin | 1.45e-06 | Bin | 1.25e-05 | Bin | 4.16e-07 | Bin | 3.81e-07 | Bin | 4.89e-05 | Bin | 1.58e-06 | Bin | 6.61e-06 | Bin | 1.01e-05 | Bin | 2.74e-05 | Bin | 3.69e-05 | Bin
Kammer | WV | 3947 | 1 | 6902411 | 71766513 | 99378714 | FALSE |  | 103 | 55 | 4 | 5.6368e-06 | Bin | 0.059473 | Bin | 0.00619 | Bin | 0.00047871 | Bin | 1.45e-06 | Bin | 1.25e-05 | Bin | 4.16e-07 | Bin | 3.81e-07 | Bin | 4.89e-05 | Bin | 1.58e-06 | Bin | 6.61e-06 | Bin | 1.01e-05 | Bin | 2.74e-05 | Bin | 3.69e-05 | Bin
Kammer | WV | 3947 | 2 | 6902411 | 71766613 | 99378914 | FALSE |  | 103 | 55 | 4 | 5.6368e-06 | Bin | 0.059473 | Bin | 0.00619 | Bin | 0.00047871 | Bin | 1.45e-06 | Bin | 1.25e-05 | Bin | 4.16e-07 | Bin | 3.81e-07 | Bin | 4.89e-05 | Bin | 1.58e-06 | Bin | 6.61e-06 | Bin | 1.01e-05 | Bin | 2.74e-05 | Bin | 3.69e-05 | Bin
Kammer | WV | 3947 | 3 | 6902411 | 71766713 | 99379114 | FALSE |  | 103 | 55 | 4 | 5.6368e-06 | Bin | 0.059473 | Bin | 0.00619 | Bin | 0.00047871 | Bin | 1.45e-06 | Bin | 1.25e-05 | Bin | 4.16e-07 | Bin | 3.81e-07 | Bin | 4.89e-05 | Bin | 1.58e-06 | Bin | 6.61e-06 | Bin | 1.01e-05 | Bin | 2.74e-05 | Bin | 3.69e-05 | Bin
Mitchell | WV | 3948 | 1 | 6902311 | 71766013 | 99377514 | FALSE |  | 102 | 54 | 1 | 1.2522e-06 | Bin | 0.013117 | Unit | 0.01987 | Unit | 0.00021933 | Unit | 4.22e-07 | Bin | 2.52e-06 | Bin | 1.18e-07 | Bin | 2.2e-07 | Bin | 4.75e-06 | Bin | 5.1e-07 | Bin | 2.25e-06 | Bin | 1.01e-05 | Bin | 2.74e-05 | Bin | 9.24e-06 | Bin
Mitchell | WV | 3948 | 2 | 6902311 | 71766113 | 99377714 | FALSE |  | 102 | 54 | 1 | 1.2522e-06 | Bin | 0.01226 | Unit | 0.0081736 | Unit | 0.000204 | Unit | 4.22e-07 | Bin | 2.52e-06 | Bin | 1.18e-07 | Bin | 2.2e-07 | Bin | 4.75e-06 | Bin | 5.1e-07 | Bin | 2.25e-06 | Bin | 1.01e-05 | Bin | 2.74e-05 | Bin | 9.24e-06 | Bin
Mt. Storm | WV | 3954 | 1 | 6257011 | 71961613 | 99690114 | FALSE |  | 102 | 54 | 1 | 1.2522e-06 | Bin | 0.00042001 | Unit | 0.00035343 | Unit | 0.000238 | Unit | 4.22e-07 | Bin | 2.52e-06 | Bin | 1.18e-07 | Bin | 2.2e-07 | Bin | 4.75e-06 | Bin | 5.1e-07 | Bin | 2.25e-06 | Bin | 1.01e-05 | Bin | 2.74e-05 | Bin | 9.24e-06 | Bin
Mt. Storm | WV | 3954 | 2 | 6257011 | 71961713 | 99690314 | FALSE |  | 102 | 54 | 1 | 1.2522e-06 | Bin | 0.00042001 | Unit | 0.00035343 | Unit | 0.000238 | Unit | 4.22e-07 | Bin | 2.52e-06 | Bin | 1.18e-07 | Bin | 2.2e-07 | Bin | 4.75e-06 | Bin | 5.1e-07 | Bin | 2.25e-06 | Bin | 1.01e-05 | Bin | 2.74e-05 | Bin | 9.24e-06 | Bin
Mt. Storm | WV | 3954 | 3 | 6257011 | 71961813 | 99690514 | FALSE |  | 102 | 54 | 1 | 1.2522e-06 | Bin | 0.00028488 | Unit | 0.00087828 | Unit | 0.00048133 | Unit | 4.22e-07 | Bin | 2.52e-06 | Bin | 1.18e-07 | Bin | 2.2e-07 | Bin | 4.75e-06 | Bin | 5.1e-07 | Bin | 2.25e-06 | Bin | 1.01e-05 | Bin | 2.74e-05 | Bin | 9.24e-06 | Bin
Bay Front | WI | 3982 | 5 | 6228411 | 15552213 | 67828714 | FALSE |  | 114 | 71 | 16 | 5.2533e-06 | Bin | 0.0031989 | Bin | 0.0010123 | Bin | 0.0015232 | Bin | 4.22e-07 | Bin | 2.52e-06 | Bin | 1.18e-07 | Bin | 2.2e-07 | Bin | 4.75e-06 | Bin | 5.1e-07 | Bin | 2.25e-06 | Bin | 1.01e-05 | Bin | 2.74e-05 | Bin | 9.24e-06 | Bin
Blount Street | WI | 3992 | 7 | 7465411 | 11334713 | 67479614 | FALSE |  | 103 | 55 | 4 | 5.6368e-06 | Bin | 0.059473 | Bin | 0.00619 | Bin | 0.00047871 | Bin | 1.45e-06 | Bin | 1.25e-05 | Bin | 4.16e-07 | Bin | 3.81e-07 | Bin | 4.89e-05 | Bin | 1.58e-06 | Bin | 6.61e-06 | Bin | 1.01e-05 | Bin | 2.74e-05 | Bin | 3.69e-05 | Bin
Blount Street | WI | 3992 | 8 | 7465411 | 11334613 | 67480014 | FALSE |  | 103 | 55 | 4 | 5.6368e-06 | Bin | 0.059473 | Bin | 0.00619 | Bin | 0.00047871 | Bin | 1.45e-06 | Bin | 1.25e-05 | Bin | 4.16e-07 | Bin | 3.81e-07 | Bin | 4.89e-05 | Bin | 1.58e-06 | Bin | 6.61e-06 | Bin | 1.01e-05 | Bin | 2.74e-05 | Bin | 3.69e-05 | Bin
Blount Street | WI | 3992 | 9 | 7465411 | 11334313 | 67480614 | FALSE |  | 103 | 55 | 4 | 5.6368e-06 | Bin | 0.059473 | Bin | 0.00619 | Bin | 0.00047871 | Bin | 1.45e-06 | Bin | 1.25e-05 | Bin | 4.16e-07 | Bin | 3.81e-07 | Bin | 4.89e-05 | Bin | 1.58e-06 | Bin | 6.61e-06 | Bin | 1.01e-05 | Bin | 2.74e-05 | Bin | 3.69e-05 | Bin
South Oak Creek | WI | 4041 | 5 | 6330411 | 15438713 | 66382814 | FALSE |  | 113 | 70 | 16 | 3.9683e-06 | Facility | 0.0031989 | Bin | 0.0010123 | Bin | 0.0015232 | Bin | 6.0792e-07 | Facility | 8.6853e-07 | Facility | 1.5198e-07 | Facility | 2.6678e-07 | Facility | 5.4996e-06 | Facility | 4.1302e-07 | Facility | 1.2113e-06 | Facility | 1.6033e-05 | Facility | 1.2488e-05 | Facility | 3.5303e-06 | Facility
South Oak Creek | WI | 4041 | 6 | 6330411 | 15438813 | 66382714 | FALSE |  | 113 | 70 | 16 | 3.9683e-06 | Facility | 0.0031989 | Bin | 0.0010123 | Bin | 0.0015232 | Bin | 6.0792e-07 | Facility | 8.6853e-07 | Facility | 1.5198e-07 | Facility | 2.6678e-07 | Facility | 5.4996e-06 | Facility | 4.1302e-07 | Facility | 1.2113e-06 | Facility | 1.6033e-05 | Facility | 1.2488e-05 | Facility | 3.5303e-06 | Facility
South Oak Creek | WI | 4041 | 7 | 6330411 | 15438413 | 66383314 | FALSE |  | 113 | 70 | 16 | 4.4633e-06 | Unit | 0.0031989 | Bin | 0.0010123 | Bin | 0.0015232 | Bin | 7.3634e-07 | Unit | 1.2576e-06 | Unit | 1.8409e-07 | Unit | 2.4693e-07 | Unit | 1.0429e-05 | Unit | 7.0046e-07 | Unit | 2.1335e-06 | Unit | 3.0975e-05 | Unit | 2.2187e-05 | Unit | 5.0721e-06 | Unit
South Oak Creek | WI | 4041 | 8 | 6330411 | 15438613 | 66383114 | FALSE |  | 113 | 70 | 16 | 3.4733e-06 | Unit | 0.0031989 | Bin | 0.0010123 | Bin | 0.0015232 | Bin | 4.795e-07 | Unit | 4.795e-07 | Unit | 1.1988e-07 | Unit | 2.8663e-07 | Unit | 5.7029e-07 | Unit | 1.2557e-07 | Unit | 2.8913e-07 | Unit | 1.0903e-06 | Unit | 2.7884e-06 | Unit | 1.9886e-06 | Unit
Valley | WI | 4042 | 1 | 6330511 | 15438313 | 66381914 | FALSE |  | 101 | 53 | 4 | 2.74e-08 | Unit | 0.059473 | Bin | 0.00619 | Bin | 0.00047871 | Bin | 1.073e-06 | Unit | 1.073e-06 | Unit | 2.6824e-07 | Unit | 5.4996e-07 | Unit | 0.00014992 | Unit | 1.9056e-06 | Unit | 2.3003e-06 | Unit | 2.3397e-05 | Unit | 0.00013249 | Unit | 2.6824e-06 | Unit
Valley | WI | 4042 | 2 | 6330511 | 15438213 | 66382014 | FALSE |  | 101 | 53 | 4 | 1.93e-08 | Unit | 0.059473 | Bin | 0.00619 | Bin | 0.00047871 | Bin | 1.3328e-06 | Unit | 1.3328e-06 | Unit | 3.332e-07 | Unit | 4.9039e-07 | Unit | 0.00028885 | Unit | 4.1072e-06 | Unit | 2.169e-06 | Unit | 5.4103e-05 | Unit | 0.00022495 | Unit | 1.054e-05 | Unit
Valley | WI | 4042 | 3 | 6330511 | 15438113 | 66382314 | FALSE |  | 101 | 53 | 4 | 7.34e-08 | Unit | 0.059473 | Bin | 0.00619 | Bin | 0.00047871 | Bin | 5.9351e-07 | Unit | 5.9351e-07 | Unit | 1.4838e-07 | Unit | 1.4838e-07 | Unit | 0.00019058 | Unit | 2.9924e-06 | Unit | 4.2887e-07 | Unit | 2.5309e-05 | Unit | 0.00022365 | Unit | 2.351e-06 | Unit
Valley | WI | 4042 | 4 | 6330511 | 15438013 | 66382414 | FALSE |  | 101 | 53 | 4 | 2.0933e-08 | Unit | 0.059473 | Bin | 0.00619 | Bin | 0.00047871 | Bin | 5.999e-07 | Unit | 5.999e-07 | Unit | 1.4997e-07 | Unit | 1.4997e-07 | Unit | 0.00051738 | Unit | 5.079e-06 | Unit | 1.175e-06 | Unit | 6.621e-05 | Unit | 0.00030234 | Unit | 3.8807e-06 | Unit
Edgewater | WI | 4050 | 3 | 7692911 | 11355013 | 66576114 | FALSE |  | 113 | 70 | 16 | 3.2785e-06 | Bin | 0.0031989 | Bin | 0.0010123 | Bin | 0.0015232 | Bin | 1.45e-06 | Bin | 1.25e-05 | Bin | 4.16e-07 | Bin | 3.81e-07 | Bin | 4.89e-05 | Bin | 1.58e-06 | Bin | 6.61e-06 | Bin | 1.01e-05 | Bin | 2.74e-05 | Bin | 3.69e-05 | Bin
Edgewater | WI | 4050 | 4 | 7692911 | 11354913 | 66576514 | FALSE |  | 113 | 70 | 16 | 3.2785e-06 | Bin | 0.0031989 | Bin | 0.0010123 | Bin | 0.0015232 | Bin | 1.45e-06 | Bin | 1.25e-05 | Bin | 4.16e-07 | Bin | 3.81e-07 | Bin | 4.89e-05 | Bin | 1.58e-06 | Bin | 6.61e-06 | Bin | 1.01e-05 | Bin | 2.74e-05 | Bin | 3.69e-05 | Bin
Edgewater | WI | 4050 | 5 | 7692911 | 11354813 | 66576614 | FALSE |  | 113 | 65 | 15 | 1.2955e-06 | Bin | 0.00088546 | Bin | 0.0010188 | Bin | 0.00011268 | Bin | 1.45e-06 | Bin | 1.25e-05 | Bin | 4.16e-07 | Bin | 3.81e-07 | Bin | 4.89e-05 | Bin | 1.58e-06 | Bin | 6.61e-06 | Bin | 1.01e-05 | Bin | 2.74e-05 | Bin | 3.69e-05 | Bin
Nelson Dewey | WI | 4054 | 1 | 6748911 | 13165013 | 67504414 | FALSE |  | 113 | 70 | 16 | 3.2785e-06 | Bin | 0.0031989 | Bin | 0.0010123 | Bin | 0.0015232 | Bin | 1.45e-06 | Bin | 1.25e-05 | Bin | 4.16e-07 | Bin | 3.81e-07 | Bin | 4.89e-05 | Bin | 1.58e-06 | Bin | 6.61e-06 | Bin | 1.01e-05 | Bin | 2.74e-05 | Bin | 3.69e-05 | Bin
Nelson Dewey | WI | 4054 | 2 | 6748911 | 13165113 | 67504014 | FALSE |  | 113 | 70 | 16 | 3.2785e-06 | Bin | 0.0031989 | Bin | 0.0010123 | Bin | 0.0015232 | Bin | 1.45e-06 | Bin | 1.25e-05 | Bin | 4.16e-07 | Bin | 3.81e-07 | Bin | 4.89e-05 | Bin | 1.58e-06 | Bin | 6.61e-06 | Bin | 1.01e-05 | Bin | 2.74e-05 | Bin | 3.69e-05 | Bin
Pulliam | WI | 4072 | 5 | 5295111 | 25986813 | 67797414 | FALSE |  | 113 | 70 | 16 | 3.2785e-06 | Bin | 0.0031989 | Bin | 0.0010123 | Bin | 0.0015232 | Bin | 9.1873e-08 | Facility | 1.5356e-06 | Facility | 3.8504e-08 | Facility | 1.9252e-08 | Facility | 5.7138e-07 | Facility | 1.4481e-07 | Facility | 3.9747e-07 | Facility | 1.029e-06 | Facility | 5.6871e-07 | Facility | 5.2926e-05 | Facility
Pulliam | WI | 4072 | 6 | 5295111 | 25986613 | 67797714 | FALSE |  | 113 | 70 | 16 | 3.2785e-06 | Bin | 0.0031989 | Bin | 0.0010123 | Bin | 0.0015232 | Bin | 9.1873e-08 | Facility | 1.5356e-06 | Facility | 3.8504e-08 | Facility | 1.9252e-08 | Facility | 5.7138e-07 | Facility | 1.4481e-07 | Facility | 3.9747e-07 | Facility | 1.029e-06 | Facility | 5.6871e-07 | Facility | 5.2926e-05 | Facility
Pulliam | WI | 4072 | 7 | 5295111 | 25987713 | 67796414 | FALSE |  | 113 | 70 | 16 | 3.2785e-06 | Bin | 0.0031989 | Bin | 0.0010123 | Bin | 0.0015232 | Bin | 9.1873e-08 | Facility | 1.5356e-06 | Facility | 3.8504e-08 | Facility | 1.9252e-08 | Facility | 5.7138e-07 | Facility | 1.4481e-07 | Facility | 3.9747e-07 | Facility | 1.029e-06 | Facility | 5.6871e-07 | Facility | 5.2926e-05 | Facility
Pulliam | WI | 4072 | 8 | 5295111 | 25987813 | 67796214 | FALSE |  | 113 | 65 | 15 | 6.3125e-06 | Unit | 0.001182 | Unit | 0.00197 | Unit | 0.00023133 | Unit | 9.1873e-08 | Unit | 1.5356e-06 | Unit | 3.8504e-08 | Unit | 1.9252e-08 | Unit | 5.7138e-07 | Unit | 1.4481e-07 | Unit | 3.9747e-07 | Unit | 1.029e-06 | Unit | 5.6871e-07 | Unit | 5.2926e-05 | Unit
Weston | WI | 4078 | 1 | 7078511 | 14848913 | 67088614 | FALSE |  | 113 | 70 | 16 | 3.2785e-06 | Bin | 0.0031989 | Bin | 0.0010123 | Bin | 0.0015232 | Bin | 1.45e-06 | Bin | 1.25e-05 | Bin | 4.16e-07 | Bin | 3.81e-07 | Bin | 4.89e-05 | Bin | 1.58e-06 | Bin | 6.61e-06 | Bin | 1.01e-05 | Bin | 2.74e-05 | Bin | 3.69e-05 | Bin
Weston | WI | 4078 | 2 | 7078511 | 14849713 | 66826214 | FALSE |  | 113 | 70 | 16 | 3.2785e-06 | Bin | 0.0031989 | Bin | 0.0010123 | Bin | 0.0015232 | Bin | 1.45e-06 | Bin | 1.25e-05 | Bin | 4.16e-07 | Bin | 3.81e-07 | Bin | 4.89e-05 | Bin | 1.58e-06 | Bin | 6.61e-06 | Bin | 1.01e-05 | Bin | 2.74e-05 | Bin | 3.69e-05 | Bin
Weston | WI | 4078 | 3 | 7078511 | 14849613 | 66826414 | FALSE |  | 111 | 65 | 15 | 9.9133e-07 | Unit | 0.00088546 | Bin | 0.0010188 | Bin | 0.00017233 | Facility | 1.2397e-07 | Unit | 4.2433e-07 | Unit | 4.9471e-08 | Unit | 3.6175e-08 | Unit | 8.9768e-06 | Unit | 2.5699e-07 | Unit | 6.5152e-07 | Unit | 2.093e-06 | Unit | 3.9074e-06 | Unit | 2.698e-06 | Unit
Weston | WI | 4078 | 4 | 7078511 | 65134613 | 90280314 | FALSE |  | 111 | 65 | 15 | 1.0763e-06 | Unit | 0.00088546 | Bin | 0.0010188 | Bin | 0.00017233 | Unit | 5.029e-08 | Unit | 2.0116e-07 | Unit | 5.029e-08 | Unit | 2.7337e-08 | Unit | 2.5136e-07 | Unit | 5.029e-08 | Unit | 9.9562e-08 | Unit | 1.4799e-07 | Unit | 1.1961e-07 | Unit | 5.029e-07 | Unit
Manitowoc | WI | 4125 | 9 | 7179611 | 64983513 | 90098114 | FALSE |  | 121 | 78 | 23 | 5.2333e-07 | Unit | 0.0040944 | Unit | 0.0001544 | Unit | 2.0673e-05 | Unit | 3.1644e-07 | Unit | 3.2635e-06 | Unit | 5.1737e-08 | Unit | 1.5245e-07 | Unit | 7.0332e-07 | Unit | 3.4303e-07 | Unit | 6.5917e-07 | Unit | 1.7389e-06 | Unit | 2.9351e-06 | Unit | 2.3839e-05 | Unit
Alma | WI | 4140 | B4 | 4958511 | 58490413 | 67741814 | FALSE |  | 103 | 55 | 4 | 5.6368e-06 | Bin | 0.059473 | Bin | 0.00619 | Bin | 0.00047871 | Bin | 1.45e-06 | Bin | 1.25e-05 | Bin | 4.16e-07 | Bin | 3.81e-07 | Bin | 4.89e-05 | Bin | 1.58e-06 | Bin | 6.61e-06 | Bin | 1.01e-05 | Bin | 2.74e-05 | Bin | 3.69e-05 | Bin
Alma | WI | 4140 | B5 | 4958511 | 58490713 | 67741114 | FALSE |  | 103 | 55 | 4 | 5.6368e-06 | Bin | 0.059473 | Bin | 0.00619 | Bin | 0.00047871 | Bin | 1.45e-06 | Bin | 1.25e-05 | Bin | 4.16e-07 | Bin | 3.81e-07 | Bin | 4.89e-05 | Bin | 1.58e-06 | Bin | 6.61e-06 | Bin | 1.01e-05 | Bin | 2.74e-05 | Bin | 3.69e-05 | Bin
Genoa | WI | 4143 | 1 | 7711211 | 12416813 | 66238814 | FALSE |  | 111 | 66 | 14 | 4.6877e-06 | Bin | 0.00019188 | Bin | 0.00027291 | Bin | 0.00018552 | Bin | 4.22e-07 | Bin | 9.72e-07 | Bin | 1.18e-07 | Bin | 2.2e-07 | Bin | 4.89e-05 | Bin | 1.58e-06 | Bin | 2.25e-06 | Bin | 1.01e-05 | Bin | 2.74e-05 | Bin | 3.69e-05 | Bin
Dave Johnston Plant | WY | 4158 | BW41 | 6418211 | 72195213 | 99946214 | FALSE |  | 113 | 70 | 16 | 3.2785e-06 | Bin | 0.0031989 | Bin | 0.0010123 | Bin | 0.0015232 | Bin | 1.45e-06 | Bin | 1.25e-05 | Bin | 4.16e-07 | Bin | 3.81e-07 | Bin | 4.89e-05 | Bin | 1.58e-06 | Bin | 6.61e-06 | Bin | 1.01e-05 | Bin | 2.74e-05 | Bin | 3.69e-05 | Bin
Dave Johnston Plant | WY | 4158 | BW42 | 6418211 | 72195413 | 99946414 | FALSE |  | 113 | 70 | 16 | 3.2785e-06 | Bin | 0.0031989 | Bin | 0.0010123 | Bin | 0.0015232 | Bin | 1.45e-06 | Bin | 1.25e-05 | Bin | 4.16e-07 | Bin | 3.81e-07 | Bin | 4.89e-05 | Bin | 1.58e-06 | Bin | 6.61e-06 | Bin | 1.01e-05 | Bin | 2.74e-05 | Bin | 3.69e-05 | Bin
Dave Johnston Plant | WY | 4158 | BW43 | 6418211 | 72194713 | 99945714 | FALSE |  | 113 | 70 | 16 | 3.2785e-06 | Bin | 0.0031989 | Bin | 0.0010123 | Bin | 0.0015232 | Bin | 1.45e-06 | Bin | 1.25e-05 | Bin | 4.16e-07 | Bin | 3.81e-07 | Bin | 4.89e-05 | Bin | 1.58e-06 | Bin | 6.61e-06 | Bin | 1.01e-05 | Bin | 2.74e-05 | Bin | 3.69e-05 | Bin
Dave Johnston Plant | WY | 4158 | BW44 | 6418211 | 72194813 | 99945814 | FALSE |  | 112 | 69 | 13 | 3.3153e-06 | Bin | 0.0021581 | Bin | 0.0030467 | Bin | 0.00010154 | Bin | 4.22e-07 | Bin | 2.52e-06 | Bin | 1.18e-07 | Bin | 2.2e-07 | Bin | 4.75e-06 | Bin | 5.1e-07 | Bin | 2.25e-06 | Bin | 1.01e-05 | Bin | 2.74e-05 | Bin | 9.24e-06 | Bin
Naughton Plant | WY | 4162 | 1 | 8419211 | 87066113 | 117746714 | FALSE |  | 113 | 70 | 16 | 3.2785e-06 | Bin | 0.0031989 | Bin | 0.0010123 | Bin | 0.0015232 | Bin | 1.45e-06 | Bin | 1.25e-05 | Bin | 4.16e-07 | Bin | 3.81e-07 | Bin | 4.89e-05 | Bin | 1.58e-06 | Bin | 6.61e-06 | Bin | 1.01e-05 | Bin | 2.74e-05 | Bin | 3.69e-05 | Bin
Naughton Plant | WY | 4162 | 2 | 8419211 | 87066513 | 117747114 | FALSE |  | 113 | 70 | 16 | 3.2785e-06 | Bin | 0.0031989 | Bin | 0.0010123 | Bin | 0.0015232 | Bin | 1.45e-06 | Bin | 1.25e-05 | Bin | 4.16e-07 | Bin | 3.81e-07 | Bin | 4.89e-05 | Bin | 1.58e-06 | Bin | 6.61e-06 | Bin | 1.01e-05 | Bin | 2.74e-05 | Bin | 3.69e-05 | Bin
Naughton Plant | WY | 4162 | 3 | 8419211 | 87066013 | 117746614 | FALSE |  | 112 | 69 | 13 | 3.3153e-06 | Bin | 0.0021581 | Bin | 0.0030467 | Bin | 0.00010154 | Bin | 4.22e-07 | Bin | 2.52e-06 | Bin | 1.18e-07 | Bin | 2.2e-07 | Bin | 4.75e-06 | Bin | 5.1e-07 | Bin | 2.25e-06 | Bin | 1.01e-05 | Bin | 2.74e-05 | Bin | 9.24e-06 | Bin
Endicott Station | MI | 4259 | 1 | 7779111 | 3630113 | 28137814 | FALSE |  | 102 | 54 | 1 | 1.2522e-06 | Bin | 0.00058261 | Bin | 0.00017965 | Bin | 0.00023147 | Bin | 4.22e-07 | Bin | 2.52e-06 | Bin | 1.18e-07 | Bin | 2.2e-07 | Bin | 4.75e-06 | Bin | 5.1e-07 | Bin | 2.25e-06 | Bin | 1.01e-05 | Bin | 2.74e-05 | Bin | 9.24e-06 | Bin
John P. Madgett | WI | 4271 | B1 | 4958511 | 30851313 | 67741314 | FALSE |  | 111 | 68 | 16 | 3.0345e-06 | Bin | 0.0031989 | Bin | 0.0010123 | Bin | 0.0015232 | Bin | 4.22e-07 | Bin | 9.72e-07 | Bin | 1.18e-07 | Bin | 2.2e-07 | Bin | 4.89e-05 | Bin | 1.58e-06 | Bin | 2.25e-06 | Bin | 1.01e-05 | Bin | 2.74e-05 | Bin | 3.69e-05 | Bin
Navajo Generating Station | AZ | 4941 | 1 | 13606211 | 79759513 | 103055514 | FALSE |  | 102 | 54 | 1 | 1.2522e-06 | Bin | 5.7405e-05 | Unit | 4.9553e-05 | Unit | 0.0008 | Unit | 4.22e-07 | Bin | 2.52e-06 | Bin | 1.18e-07 | Bin | 2.2e-07 | Bin | 4.75e-06 | Bin | 5.1e-07 | Bin | 2.25e-06 | Bin | 1.01e-05 | Bin | 2.74e-05 | Bin | 9.24e-06 | Bin
Navajo Generating Station | AZ | 4941 | 2 | 13606211 | 79759713 | 103055714 | FALSE |  | 102 | 54 | 1 | 1.2522e-06 | Bin | 6.8158e-05 | Unit | 5.1193e-05 | Unit | 0.0008 | Unit | 4.22e-07 | Bin | 2.52e-06 | Bin | 1.18e-07 | Bin | 2.2e-07 | Bin | 4.75e-06 | Bin | 5.1e-07 | Bin | 2.25e-06 | Bin | 1.01e-05 | Bin | 2.74e-05 | Bin | 9.24e-06 | Bin
Navajo Generating Station | AZ | 4941 | 3 | 13606211 | 79759613 | 103055614 | FALSE |  | 102 | 54 | 1 | 1.2522e-06 | Bin | 9.5247e-05 | Unit | 5.8948e-05 | Unit | 0.00083333 | Unit | 4.22e-07 | Bin | 2.52e-06 | Bin | 1.18e-07 | Bin | 2.2e-07 | Bin | 4.75e-06 | Bin | 5.1e-07 | Bin | 2.25e-06 | Bin | 1.01e-05 | Bin | 2.74e-05 | Bin | 9.24e-06 | Bin
James H. Miller Jr. | AL | 6002 | 1 | 1003111 | 62941313 | 86652714 | FALSE |  | 113 | 70 | 16 | 3.2785e-06 | Bin | 0.0031989 | Bin | 0.0010123 | Bin | 0.0015232 | Bin | 1.45e-06 | Bin | 1.25e-05 | Bin | 4.16e-07 | Bin | 3.81e-07 | Bin | 4.89e-05 | Bin | 1.58e-06 | Bin | 6.61e-06 | Bin | 1.01e-05 | Bin | 2.74e-05 | Bin | 3.69e-05 | Bin
James H. Miller Jr. | AL | 6002 | 2 | 1003111 | 62941413 | 86652814 | FALSE |  | 112 | 69 | 13 | 3.67e-06 | Facility | 0.0021581 | Bin | 0.0030467 | Bin | 0.00010154 | Bin | 3.8501e-07 | Facility | 4.2222e-07 | Facility | 9.6252e-08 | Facility | 9.6252e-08 | Facility | 4.0658e-07 | Facility | 1.2193e-07 | Facility | 3.7468e-07 | Facility | 1.7839e-06 | Facility | 1.6704e-06 | Facility | 1.4537e-05 | Facility
James H. Miller Jr. | AL | 6002 | 3 | 1003111 | 62941513 | 86652914 | FALSE |  | 112 | 69 | 13 | 3.67e-06 | Facility | 0.0021581 | Bin | 0.0030467 | Bin | 0.00010154 | Bin | 3.8501e-07 | Facility | 4.2222e-07 | Facility | 9.6252e-08 | Facility | 9.6252e-08 | Facility | 4.0658e-07 | Facility | 1.2193e-07 | Facility | 3.7468e-07 | Facility | 1.7839e-06 | Facility | 1.6704e-06 | Facility | 1.4537e-05 | Facility
James H. Miller Jr. | AL | 6002 | 4 | 1003111 | 62941613 | 86653014 | FALSE |  | 112 | 69 | 13 | 3.67e-06 | Unit | 0.0021581 | Bin | 0.0030467 | Bin | 0.00010154 | Bin | 3.8501e-07 | Unit | 4.2222e-07 | Unit | 9.6252e-08 | Unit | 9.6252e-08 | Unit | 4.0658e-07 | Unit | 1.2193e-07 | Unit | 3.7468e-07 | Unit | 1.7839e-06 | Unit | 1.6704e-06 | Unit | 1.4537e-05 | Unit
Pleasants Power Station | WV | 6004 | 1 | 4782811 | 71785513 | 99411414 | FALSE |  | 102 | 54 | 1 | 1.2522e-06 | Bin | 0.00058261 | Bin | 0.00017965 | Bin | 0.00023147 | Bin | 4.22e-07 | Bin | 2.52e-06 | Bin | 1.18e-07 | Bin | 2.2e-07 | Bin | 4.75e-06 | Bin | 5.1e-07 | Bin | 2.25e-06 | Bin | 1.01e-05 | Bin | 2.74e-05 | Bin | 9.24e-06 | Bin
Pleasants Power Station | WV | 6004 | 2 | 4782811 | 71785613 | 99411714 | FALSE |  | 102 | 54 | 1 | 1.2522e-06 | Bin | 0.00058261 | Bin | 0.00017965 | Bin | 0.00023147 | Bin | 4.22e-07 | Bin | 2.52e-06 | Bin | 1.18e-07 | Bin | 2.2e-07 | Bin | 4.75e-06 | Bin | 5.1e-07 | Bin | 2.25e-06 | Bin | 1.01e-05 | Bin | 2.74e-05 | Bin | 9.24e-06 | Bin
White Bluff | AR | 6009 | 1 | 893911 | 46642113 | 62155914 | FALSE |  | 113 | 70 | 16 | 3.2785e-06 | Bin | 0.0031989 | Bin | 0.0010123 | Bin | 0.0015232 | Bin | 1.45e-06 | Bin | 1.25e-05 | Bin | 4.16e-07 | Bin | 3.81e-07 | Bin | 4.89e-05 | Bin | 1.58e-06 | Bin | 6.61e-06 | Bin | 1.01e-05 | Bin | 2.74e-05 | Bin | 3.69e-05 | Bin
White Bluff | AR | 6009 | 2 | 893911 | 46642213 | 62155814 | FALSE |  | 113 | 70 | 16 | 3.2785e-06 | Bin | 0.0031989 | Bin | 0.0010123 | Bin | 0.0015232 | Bin | 1.45e-06 | Bin | 1.25e-05 | Bin | 4.16e-07 | Bin | 3.81e-07 | Bin | 4.89e-05 | Bin | 1.58e-06 | Bin | 6.61e-06 | Bin | 1.01e-05 | Bin | 2.74e-05 | Bin | 3.69e-05 | Bin
Duck Creek | IL | 6016 | 1 | 3206511 | 39272713 | 45398914 | FALSE |  | 112 | 69 | 13 | 3.0833e-06 | Unit | 0.00050141 | Unit | 0.00045197 | Unit | 7.6333e-05 | Unit | 3.2433e-07 | Unit | 6.3175e-07 | Unit | 1.5702e-08 | Unit | 6.3447e-08 | Unit | 8.8611e-07 | Unit | 6.0244e-08 | Unit | 2.7008e-07 | Unit | 9.2033e-07 | Unit | 7.6235e-07 | Unit | 8.7346e-06 | Unit
Newton | IL | 6017 | 1 | 2587011 | 40794613 | 45238514 | FALSE |  | 113 | 65 | 15 | 3.7233e-06 | Facility | 0.00048706 | Facility | 0.0033769 | Facility | 8.01e-05 | Facility | 1.5085e-07 | Facility | 2.2361e-06 | Facility | 4.5551e-08 | Facility | 1.3903e-07 | Facility | 1.3474e-06 | Facility | 4.4428e-07 | Facility | 6.6673e-07 | Facility | 2.1915e-06 | Facility | 1.4699e-06 | Facility | 2.2346e-05 | Facility
Newton | IL | 6017 | 2 | 2587011 | 40794913 | 45238214 | FALSE |  | 113 | 65 | 15 | 3.7233e-06 | Unit | 0.00048706 | Unit | 0.0033769 | Unit | 8.01e-05 | Unit | 1.5085e-07 | Unit | 2.2361e-06 | Unit | 4.5551e-08 | Unit | 1.3903e-07 | Unit | 1.3474e-06 | Unit | 4.4428e-07 | Unit | 6.6673e-07 | Unit | 2.1915e-06 | Unit | 1.4699e-06 | Unit | 2.2346e-05 | Unit
East Bend Station | KY | 6018 | 2 | 6040811 | 23832113 | 39143114 | FALSE |  | 102 | 53 | 1 | 6.5067e-07 | Unit | 0.00052846 | Unit | 0.00017505 | Unit | 2.6033e-05 | Unit | 1.5002e-07 | Unit | 3.6973e-06 | Unit | 4.3795e-08 | Unit | 3.1731e-07 | Unit | 5.8255e-06 | Unit | 1.9344e-07 | Unit | 9.8002e-07 | Unit | 3.028e-06 | Unit | 5.2979e-06 | Unit | 5.104e-05 | Unit
W H Zimmer | OH | 6019 | 1 | 8294311 | 1540113 | 101027314 | FALSE |  | 102 | 54 | 1 | 1.1517e-06 | Unit | 0.00087784 | Unit | 0.00015864 | Unit | 2.18e-05 | Unit | 9.8722e-08 | Unit | 2.5375e-06 | Unit | 2.3056e-08 | Unit | 9.2826e-07 | Unit | 1.3578e-05 | Unit | 4.7463e-07 | Unit | 1.0471e-06 | Unit | 3.3895e-06 | Unit | 1.0444e-05 | Unit | 5.399e-05 | Unit
Craig | CO | 6021 | C1 | 1839711 | 41819913 | 47440614 | FALSE |  | 110 | 67 | 13 | 2.2625e-07 | Unit | 0.0021581 | Bin | 0.0030467 | Bin | 0.00010154 | Bin | 6.0346e-07 | Unit | 1.4129e-06 | Unit | 2.6817e-07 | Unit | 2.2187e-07 | Unit | 0.00020831 | Unit | 9.9552e-06 | Unit | 9.2528e-07 | Unit | 0.00036698 | Unit | 0.00014042 | Unit | 2.0619e-06 | Unit
Craig | CO | 6021 | C2 | 1839711 | 41819013 | 47442014 | FALSE |  | 110 | 67 | 13 | 6.792e-08 | Unit | 0.0021581 | Bin | 0.0030467 | Bin | 0.00010154 | Bin | 4.7036e-07 | Unit | 2.9254e-07 | Unit | 7.3136e-08 | Unit | 1.177e-07 | Unit | 1.4959e-06 | Unit | 1.1281e-07 | Unit | 2.3491e-07 | Unit | 2.2779e-05 | Unit | 1.8336e-06 | Unit | 9.2987e-07 | Unit
Craig | CO | 6021 | C3 | 1839711 | 41819813 | 47440714 | FALSE |  | 111 | 66 | 14 | 4.6877e-06 | Bin | 0.00019188 | Bin | 0.00027291 | Bin | 0.00018552 | Bin | 4.22e-07 | Bin | 9.72e-07 | Bin | 1.18e-07 | Bin | 2.2e-07 | Bin | 4.89e-05 | Bin | 1.58e-06 | Bin | 2.25e-06 | Bin | 1.01e-05 | Bin | 2.74e-05 | Bin | 3.69e-05 | Bin
Coal Creek | ND | 6030 | 1 | 8011011 | 64296413 | 89245414 | FALSE |  | 107 | 64 | 9 | 1.0771e-05 | Bin | 0.00012026 | Bin | 9.3473e-05 | Bin | 1.5867e-05 | Bin | 4.22e-07 | Bin | 9.72e-07 | Bin | 1.18e-07 | Bin | 2.2e-07 | Bin | 4.75e-06 | Bin | 5.1e-07 | Bin | 2.25e-06 | Bin | 1.01e-05 | Bin | 2.74e-05 | Bin | 9.24e-06 | Bin
Coal Creek | ND | 6030 | 2 | 8011011 | 64296513 | 89245714 | FALSE |  | 107 | 64 | 9 | 1.0771e-05 | Bin | 0.00012026 | Bin | 9.3473e-05 | Bin | 1.5867e-05 | Bin | 4.22e-07 | Bin | 9.72e-07 | Bin | 1.18e-07 | Bin | 2.2e-07 | Bin | 4.75e-06 | Bin | 5.1e-07 | Bin | 2.25e-06 | Bin | 1.01e-05 | Bin | 2.74e-05 | Bin | 9.24e-06 | Bin
Killen Station | OH | 6031 | 2 | 8101411 | 5524813 | 117763814 | FALSE |  | 102 | 54 | 1 | 1.2522e-06 | Bin | 0.00058261 | Bin | 0.00017965 | Bin | 0.00023147 | Bin | 4.22e-07 | Bin | 2.52e-06 | Bin | 1.18e-07 | Bin | 2.2e-07 | Bin | 4.75e-06 | Bin | 5.1e-07 | Bin | 2.25e-06 | Bin | 1.01e-05 | Bin | 2.74e-05 | Bin | 9.24e-06 | Bin
Belle River | MI | 6034 | 1 | 7239111 | 7534713 | 28560514 | FALSE |  | 113 | 70 | 16 | 3.2785e-06 | Bin | 0.0031989 | Bin | 0.0010123 | Bin | 0.0015232 | Bin | 1.45e-06 | Bin | 1.25e-05 | Bin | 4.16e-07 | Bin | 3.81e-07 | Bin | 4.89e-05 | Bin | 1.58e-06 | Bin | 6.61e-06 | Bin | 1.01e-05 | Bin | 2.74e-05 | Bin | 3.69e-05 | Bin
Belle River | MI | 6034 | 2 | 7239111 | 7535613 | 28559414 | FALSE |  | 113 | 70 | 16 | 3.2785e-06 | Bin | 0.0031989 | Bin | 0.0010123 | Bin | 0.0015232 | Bin | 1.45e-06 | Bin | 1.25e-05 | Bin | 4.16e-07 | Bin | 3.81e-07 | Bin | 4.89e-05 | Bin | 1.58e-06 | Bin | 6.61e-06 | Bin | 1.01e-05 | Bin | 2.74e-05 | Bin | 3.69e-05 | Bin
H L Spurlock Station | KY | 6041 | 1 | 7335511 | 86758613 | 117349614 | FALSE |  | 102 | 54 | 1 | 5.22e-07 | Unit | 0.00058261 | Bin | 0.00017965 | Bin | 0.00023147 | Bin | 3.7049e-07 | Unit | 4.868e-07 | Unit | 9.2623e-08 | Unit | 1.0593e-07 | Unit | 3.7677e-06 | Unit | 2.7932e-07 | Unit | 3.3462e-06 | Unit | 2.6752e-06 | Unit | 4.2285e-06 | Unit | 1.1327e-05 | Unit
H L Spurlock Station | KY | 6041 | 2 | 7335511 | 86758513 | 117349514 | FALSE |  | 102 | 54 | 1 | 5.22e-07 | Facility | 0.00058261 | Bin | 0.00017965 | Bin | 0.00023147 | Bin | 3.7049e-07 | Facility | 4.868e-07 | Facility | 9.2623e-08 | Facility | 1.0593e-07 | Facility | 3.7677e-06 | Facility | 2.7932e-07 | Facility | 3.3462e-06 | Facility | 2.6752e-06 | Facility | 4.2285e-06 | Facility | 1.1327e-05 | Facility
H L Spurlock Station | KY | 6041 | 3 | 7335511 | 86757113 | 117346614 | FALSE |  | 104 | 57 | 5 | 7.2e-08 | Unit | 7.4233e-05 | Unit | 5.7035e-05 | Unit | 0.0011667 | Unit | 3.0801e-07 | Unit | 3.8322e-07 | Unit | 7.7578e-08 | Unit | 7.8142e-08 | Unit | 9.4941e-07 | Unit | 2.9113e-07 | Unit | 1.9948e-05 | Unit | 2.1149e-06 | Unit | 4.2464e-06 | Unit | 7.7002e-07 | Unit
H L Spurlock Station | KY | 6041 | 4 | 7335511 | 86759113 | 117350214 | FALSE |  | 104 | 57 | 5 | 1.71e-07 | Unit | 0.00016512 | Unit | 7.4258e-05 | Unit | 0.0027 | Unit | 3.791e-07 | Unit | 3.8855e-07 | Unit | 8.4583e-08 | Unit | 1.0649e-07 | Unit | 1.5084e-06 | Unit | 4.3708e-07 | Unit | 3.3251e-06 | Unit | 1.5859e-06 | Unit | 1.3224e-06 | Unit | 1.0837e-06 | Unit
Manatee | FL | 6042 | PMT1 | 537911 | 48407513 | 48412814 | FALSE |  | 119 | 75 | 20 | 7.5528e-08 | Unit | 0.00026955 | Unit | 8.114e-05 | Unit | 0.00032093 | Unit | 2.7496e-05 | Unit | 2.4088e-06 | Unit | 5.5449e-08 | Unit | 5.9849e-08 | Unit | 5.0977e-06 | Unit | 3.2875e-05 | Unit | 6.8348e-06 | Unit | 1.3971e-05 | Unit | 0.00068788 | Unit | 2.9045e-06 | Unit
Manatee | FL | 6042 | PMT2 | 537911 | 48407613 | 48412614 | FALSE |  | 119 | 75 | 20 | 5.8501e-08 | Unit | 0.00057203 | Unit | 0.00035037 | Unit | 0.00070691 | Unit | 1.8804e-05 | Unit | 1.6419e-06 | Unit | 4.2453e-08 | Unit | 4.78e-08 | Unit | 3.9285e-06 | Unit | 2.4028e-05 | Unit | 4.6732e-06 | Unit | 9.3604e-06 | Unit | 0.00048866 | Unit | 3.9828e-07 | Unit
Martin | FL | 6043 | PMR1 | 751511 | 46319913 | 46020514 | FALSE |  | 119 | 75 | 20 | 1.3273e-07 | Unit | 0.0011197 | Unit | 0.00013479 | Unit | 0.00039528 | Unit | 4.5563e-05 | Unit | 2.7184e-06 | Unit | 2.7467e-07 | Unit | 7.9395e-08 | Unit | 2.6995e-06 | Unit | 3.5737e-05 | Unit | 8.98e-06 | Unit | 4.417e-05 | Unit | 0.00041453 | Unit | 4.3512e-06 | Unit
Martin | FL | 6043 | PMR2 | 751511 | 46320113 | 46020014 | FALSE |  | 119 | 75 | 20 | 1.5693e-07 | Unit | 0.00055829 | Unit | 9.5592e-05 | Unit | 0.00018554 | Unit | 3.8056e-05 | Unit | 2.518e-06 | Unit | 2.1642e-07 | Unit | 7.8434e-08 | Unit | 5.191e-06 | Unit | 2.7745e-05 | Unit | 8.2253e-06 | Unit | 3.6951e-05 | Unit | 0.00033303 | Unit | 1.953e-06 | Unit
Wansley | GA | 6052 | 1 | 7415011 | 9227113 | 47214614 | FALSE |  | 102 | 54 | 1 | 1.2522e-06 | Bin | 0.00031074 | Unit | 9.181e-05 | Unit | 0.00032767 | Unit | 4.22e-07 | Bin | 2.52e-06 | Bin | 1.18e-07 | Bin | 2.2e-07 | Bin | 4.75e-06 | Bin | 5.1e-07 | Bin | 2.25e-06 | Bin | 1.01e-05 | Bin | 2.74e-05 | Bin | 9.24e-06 | Bin
Wansley | GA | 6052 | 2 | 7415011 | 9227213 | 47214414 | FALSE |  | 102 | 54 | 1 | 1.2522e-06 | Bin | 0.00022052 | Unit | 6.6759e-05 | Unit | 0.00031467 | Unit | 4.22e-07 | Bin | 2.52e-06 | Bin | 1.18e-07 | Bin | 2.2e-07 | Bin | 4.75e-06 | Bin | 5.1e-07 | Bin | 2.25e-06 | Bin | 1.01e-05 | Bin | 2.74e-05 | Bin | 9.24e-06 | Bin
Big Cajun 2 | LA | 6055 | 2B1 | 8020711 | 81503613 | 104967414 | FALSE |  | 113 | 70 | 16 | 3.2785e-06 | Bin | 0.0031989 | Bin | 0.0010123 | Bin | 0.0015232 | Bin | 1.45e-06 | Bin | 1.25e-05 | Bin | 4.16e-07 | Bin | 3.81e-07 | Bin | 4.89e-05 | Bin | 1.58e-06 | Bin | 6.61e-06 | Bin | 1.01e-05 | Bin | 2.74e-05 | Bin | 3.69e-05 | Bin
Big Cajun 2 | LA | 6055 | 2B2 | 8020711 | 81503213 | 104966814 | FALSE |  | 113 | 70 | 16 | 3.2785e-06 | Bin | 0.0031989 | Bin | 0.0010123 | Bin | 0.0015232 | Bin | 1.45e-06 | Bin | 1.25e-05 | Bin | 4.16e-07 | Bin | 3.81e-07 | Bin | 4.89e-05 | Bin | 1.58e-06 | Bin | 6.61e-06 | Bin | 1.01e-05 | Bin | 2.74e-05 | Bin | 3.69e-05 | Bin
Big Cajun 2 | LA | 6055 | 2B3 | 8020711 | 81503813 | 104967714 | FALSE |  | 113 | 70 | 16 | 3.2785e-06 | Bin | 0.0031989 | Bin | 0.0010123 | Bin | 0.0015232 | Bin | 1.45e-06 | Bin | 1.25e-05 | Bin | 4.16e-07 | Bin | 3.81e-07 | Bin | 4.89e-05 | Bin | 1.58e-06 | Bin | 6.61e-06 | Bin | 1.01e-05 | Bin | 2.74e-05 | Bin | 3.69e-05 | Bin
South Mississippi El Pwr Assn | MS | 6061 | 1 | 7154411 | 14081213 | 25079814 | FALSE |  | 102 | 54 | 1 | 1.2522e-06 | Bin | 0.00058261 | Bin | 0.00017965 | Bin | 0.00023147 | Bin | 4.22e-07 | Bin | 2.52e-06 | Bin | 1.18e-07 | Bin | 2.2e-07 | Bin | 4.75e-06 | Bin | 5.1e-07 | Bin | 2.25e-06 | Bin | 1.01e-05 | Bin | 2.74e-05 | Bin | 9.24e-06 | Bin
South Mississippi El Pwr Assn | MS | 6061 | 2 | 7154411 | 14080913 | 25080114 | FALSE |  | 102 | 54 | 1 | 1.2522e-06 | Bin | 0.00058261 | Bin | 0.00017965 | Bin | 0.00023147 | Bin | 4.22e-07 | Bin | 2.52e-06 | Bin | 1.18e-07 | Bin | 2.2e-07 | Bin | 4.75e-06 | Bin | 5.1e-07 | Bin | 2.25e-06 | Bin | 1.01e-05 | Bin | 2.74e-05 | Bin | 9.24e-06 | Bin
Nearman Creek | KS | 6064 | N1 | 4633811 | 28397413 | 38708214 | FALSE |  | 113 | 70 | 16 | 3.2785e-06 | Bin | 0.0031989 | Bin | 0.0010123 | Bin | 0.0015232 | Bin | 1.45e-06 | Bin | 1.25e-05 | Bin | 4.16e-07 | Bin | 3.81e-07 | Bin | 4.89e-05 | Bin | 1.58e-06 | Bin | 6.61e-06 | Bin | 1.01e-05 | Bin | 2.74e-05 | Bin | 3.69e-05 | Bin
Iatan | MO | 6065 | 1 | 6795111 | 13105713 | 87899814 | FALSE |  | 110 | 65 | 13 | 1.2955e-06 | Bin | 0.0021581 | Bin | 0.0030467 | Bin | 0.00010154 | Bin | 4.22e-07 | Bin | 9.72e-07 | Bin | 1.18e-07 | Bin | 2.2e-07 | Bin | 4.75e-06 | Bin | 5.1e-07 | Bin | 2.25e-06 | Bin | 1.01e-05 | Bin | 2.74e-05 | Bin | 9.24e-06 | Bin
Jeffrey Energy Center | KS | 6068 | 1 | 5406811 | 27605113 | 37543814 | FALSE |  | 112 | 69 | 13 | 3.3153e-06 | Bin | 0.0021581 | Bin | 0.0030467 | Bin | 0.00010154 | Bin | 4.22e-07 | Bin | 2.52e-06 | Bin | 1.18e-07 | Bin | 2.2e-07 | Bin | 4.75e-06 | Bin | 5.1e-07 | Bin | 2.25e-06 | Bin | 1.01e-05 | Bin | 2.74e-05 | Bin | 9.24e-06 | Bin
Jeffrey Energy Center | KS | 6068 | 2 | 5406811 | 27604913 | 37545614 | FALSE |  | 112 | 69 | 13 | 3.3153e-06 | Bin | 0.0021581 | Bin | 0.0030467 | Bin | 0.00010154 | Bin | 4.22e-07 | Bin | 2.52e-06 | Bin | 1.18e-07 | Bin | 2.2e-07 | Bin | 4.75e-06 | Bin | 5.1e-07 | Bin | 2.25e-06 | Bin | 1.01e-05 | Bin | 2.74e-05 | Bin | 9.24e-06 | Bin
Jeffrey Energy Center | KS | 6068 | 3 | 5406811 | 27605213 | 37543614 | FALSE |  | 112 | 69 | 13 | 3.3153e-06 | Bin | 0.0021581 | Bin | 0.0030467 | Bin | 0.00010154 | Bin | 4.22e-07 | Bin | 2.52e-06 | Bin | 1.18e-07 | Bin | 2.2e-07 | Bin | 4.75e-06 | Bin | 5.1e-07 | Bin | 2.25e-06 | Bin | 1.01e-05 | Bin | 2.74e-05 | Bin | 9.24e-06 | Bin
Trimble Co. | KY | 6071 | 1 | 5742811 | 22616813 | 35306114 | FALSE |  | 102 | 54 | 1 | 1.2522e-06 | Bin | 0.00058261 | Bin | 0.00017965 | Bin | 0.00023147 | Bin | 4.22e-07 | Bin | 2.52e-06 | Bin | 1.18e-07 | Bin | 2.2e-07 | Bin | 4.75e-06 | Bin | 5.1e-07 | Bin | 2.25e-06 | Bin | 1.01e-05 | Bin | 2.74e-05 | Bin | 9.24e-06 | Bin
Victor J. Daniel Jr | MS | 6073 | 1 | 6251011 | 16467713 | 24921814 | FALSE |  | 103 | 55 | 4 | 5.6368e-06 | Bin | 0.059473 | Bin | 0.00619 | Bin | 0.00047871 | Bin | 1.45e-06 | Bin | 1.25e-05 | Bin | 4.16e-07 | Bin | 3.81e-07 | Bin | 4.89e-05 | Bin | 1.58e-06 | Bin | 6.61e-06 | Bin | 1.01e-05 | Bin | 2.74e-05 | Bin | 3.69e-05 | Bin
Victor J. Daniel Jr | MS | 6073 | 2 | 6251011 | 16467213 | 24955414 | FALSE |  | 103 | 55 | 4 | 5.6368e-06 | Bin | 0.059473 | Bin | 0.00619 | Bin | 0.00047871 | Bin | 1.45e-06 | Bin | 1.25e-05 | Bin | 4.16e-07 | Bin | 3.81e-07 | Bin | 4.89e-05 | Bin | 1.58e-06 | Bin | 6.61e-06 | Bin | 1.01e-05 | Bin | 2.74e-05 | Bin | 3.69e-05 | Bin
Colstrip | MT | 6076 | 1 | 7765611 | 1786213 | 21806914 | FALSE |  | 114 | 65 | 13 | 1.0502e-06 | Facility | 6.2094e-05 | Facility | 0.00014115 | Facility | 2.2085e-05 | Facility | 1.1739e-06 | Facility | 2.875e-06 | Facility | 1.1345e-07 | Facility | 5.7108e-07 | Facility | 4.2308e-06 | Facility | 3.1864e-07 | Facility | 4.7694e-06 | Facility | 1.6985e-05 | Facility | 4.4117e-06 | Facility | 1.6366e-05 | Facility
Colstrip | MT | 6076 | 2 | 7765611 | 1786313 | 21806614 | FALSE |  | 114 | 65 | 13 | 1.0502e-06 | Facility | 6.2094e-05 | Facility | 0.00014115 | Facility | 2.2085e-05 | Facility | 1.1739e-06 | Facility | 2.875e-06 | Facility | 1.1345e-07 | Facility | 5.7108e-07 | Facility | 4.2308e-06 | Facility | 3.1864e-07 | Facility | 4.7694e-06 | Facility | 1.6985e-05 | Facility | 4.4117e-06 | Facility | 1.6366e-05 | Facility
Colstrip | MT | 6076 | 3 | 7765611 | 1786413 | 119839214 | FALSE |  | 114 | 65 | 13 | 1.0502e-06 | Unit | 6.2094e-05 | Unit | 0.00014115 | Unit | 2.2085e-05 | Unit | 1.1739e-06 | Unit | 2.875e-06 | Unit | 1.1345e-07 | Unit | 5.7108e-07 | Unit | 4.2308e-06 | Unit | 3.1864e-07 | Unit | 4.7694e-06 | Unit | 1.6985e-05 | Unit | 4.4117e-06 | Unit | 1.6366e-05 | Unit
Colstrip | MT | 6076 | 4 | 7765611 | 1786513 | 119839514 | FALSE |  | 114 | 65 | 13 | 1.0502e-06 | Facility | 6.2094e-05 | Facility | 0.00014115 | Facility | 2.2085e-05 | Facility | 1.1739e-06 | Facility | 2.875e-06 | Facility | 1.1345e-07 | Facility | 5.7108e-07 | Facility | 4.2308e-06 | Facility | 3.1864e-07 | Facility | 4.7694e-06 | Facility | 1.6985e-05 | Facility | 4.4117e-06 | Facility | 1.6366e-05 | Facility
Gerald Gentleman | NE | 6077 | 1 | 7766511 | 1736213 | 21298714 | FALSE |  | 111 | 68 | 16 | 5.7667e-06 | Unit | 0.0031989 | Bin | 0.0010123 | Bin | 0.0015232 | Bin | 4.7094e-07 | Unit | 4.7094e-07 | Unit | 1.1774e-07 | Unit | 4.1687e-07 | Unit | 3.5321e-07 | Unit | 1.1774e-07 | Unit | 4.7643e-07 | Unit | 7.3258e-07 | Unit | 6.0176e-07 | Unit | 1.1774e-06 | Unit
Gerald Gentleman | NE | 6077 | 2 | 7766511 | 1736413 | 21298314 | FALSE |  | 111 | 68 | 16 | 6.0633e-06 | Unit | 0.0031989 | Bin | 0.0010123 | Bin | 0.0015232 | Bin | 5.2804e-07 | Unit | 5.2804e-07 | Unit | 1.3201e-07 | Unit | 5.0285e-07 | Unit | 4.8334e-07 | Unit | 2.7652e-07 | Unit | 2.6402e-07 | Unit | 8.2139e-07 | Unit | 7.1291e-07 | Unit | 1.3201e-06 | Unit
AES Somerset LLC | NY | 6082 | 1 | 7417811 | 7974613 | 17934114 | FALSE |  | 102 | 54 | 1 | 1.2522e-06 | Bin | 0.00058261 | Bin | 0.00017965 | Bin | 0.00023147 | Bin | 4.22e-07 | Bin | 2.52e-06 | Bin | 1.18e-07 | Bin | 2.2e-07 | Bin | 4.75e-06 | Bin | 5.1e-07 | Bin | 2.25e-06 | Bin | 1.01e-05 | Bin | 2.74e-05 | Bin | 9.24e-06 | Bin
R.M. Schahfer | IN | 6085 | 14 | 7957011 | 3009313 | 123853914 | FALSE |  | 113 | 70 | 16 | 7.967e-07 | Unit | 0.0078754 | Unit | 0.0018984 | Unit | 0.0001022 | Unit | 2.9433e-07 | Unit | 1.1016e-06 | Unit | 6.8667e-08 | Unit | 1.851e-07 | Unit | 3.3254e-06 | Unit | 5.0218e-07 | Unit | 2.2686e-05 | Unit | 2.997e-06 | Unit | 7.3142e-06 | Unit | 9.9119e-06 | Unit
R.M. Schahfer | IN | 6085 | 15 | 7957011 | 3008913 | 123854214 | FALSE |  | 113 | 70 | 16 | 7.967e-07 | Facility | 0.0078754 | Facility | 0.0018984 | Facility | 0.0001022 | Facility | 2.9433e-07 | Facility | 1.1016e-06 | Facility | 6.8667e-08 | Facility | 1.851e-07 | Facility | 3.3254e-06 | Facility | 5.0218e-07 | Facility | 2.2686e-05 | Facility | 2.997e-06 | Facility | 7.3142e-06 | Facility | 9.9119e-06 | Facility
R.M. Schahfer | IN | 6085 | 17 | 7957011 | 3010013 | 123854914 | FALSE |  | 102 | 54 | 1 | 1.2522e-06 | Bin | 0.00058261 | Bin | 0.00017965 | Bin | 0.00023147 | Bin | 4.22e-07 | Bin | 2.52e-06 | Bin | 1.18e-07 | Bin | 2.2e-07 | Bin | 4.75e-06 | Bin | 5.1e-07 | Bin | 2.25e-06 | Bin | 1.01e-05 | Bin | 2.74e-05 | Bin | 9.24e-06 | Bin
R.M. Schahfer | IN | 6085 | 18 | 7957011 | 3009913 | 123855214 | FALSE |  | 102 | 54 | 1 | 1.2522e-06 | Bin | 0.00058261 | Bin | 0.00017965 | Bin | 0.00023147 | Bin | 4.22e-07 | Bin | 2.52e-06 | Bin | 1.18e-07 | Bin | 2.2e-07 | Bin | 4.75e-06 | Bin | 5.1e-07 | Bin | 2.25e-06 | Bin | 1.01e-05 | Bin | 2.74e-05 | Bin | 9.24e-06 | Bin
Lewis & Clark | MT | 6089 | B1 | 7618511 | 12223213 | 21803514 | FALSE |  | 107 | 62 | 9 | 3.9023e-06 | Bin | 0.00012026 | Bin | 9.3473e-05 | Bin | 1.5867e-05 | Bin | 4.22e-07 | Bin | 9.72e-07 | Bin | 1.18e-07 | Bin | 2.2e-07 | Bin | 4.75e-06 | Bin | 5.1e-07 | Bin | 2.25e-06 | Bin | 1.01e-05 | Bin | 2.74e-05 | Bin | 9.24e-06 | Bin
Sherburne County | MN | 6090 | 1 | 6990811 | 15174813 | 27527814 | FALSE |  | 112 | 69 | 13 | 3.3153e-06 | Bin | 0.0021581 | Bin | 0.0030467 | Bin | 0.00010154 | Bin | 4.22e-07 | Bin | 2.52e-06 | Bin | 1.18e-07 | Bin | 2.2e-07 | Bin | 4.75e-06 | Bin | 5.1e-07 | Bin | 2.25e-06 | Bin | 1.01e-05 | Bin | 2.74e-05 | Bin | 9.24e-06 | Bin
Sherburne County | MN | 6090 | 2 | 6990811 | 15175013 | 27527614 | FALSE |  | 112 | 69 | 13 | 3.3153e-06 | Bin | 0.0021581 | Bin | 0.0030467 | Bin | 0.00010154 | Bin | 4.22e-07 | Bin | 2.52e-06 | Bin | 1.18e-07 | Bin | 2.2e-07 | Bin | 4.75e-06 | Bin | 5.1e-07 | Bin | 2.25e-06 | Bin | 1.01e-05 | Bin | 2.74e-05 | Bin | 9.24e-06 | Bin
Sherburne County | MN | 6090 | 3 | 6990811 | 15173513 | 27529714 | FALSE |  | 111 | 65 | 14 | 1.2955e-06 | Bin | 0.00019188 | Bin | 0.00027291 | Bin | 0.00018552 | Bin | 4.22e-07 | Bin | 9.72e-07 | Bin | 1.18e-07 | Bin | 2.2e-07 | Bin | 4.89e-05 | Bin | 1.58e-06 | Bin | 2.25e-06 | Bin | 1.01e-05 | Bin | 2.74e-05 | Bin | 3.69e-05 | Bin
Bruce Mansfield | PA | 6094 | 1 | 3853711 | 37815013 | 13631614 | FALSE |  | 102 | 54 | 1 | 1.2522e-06 | Bin | 0.00058261 | Bin | 0.00017965 | Bin | 0.00023147 | Bin | 4.22e-07 | Bin | 2.52e-06 | Bin | 1.18e-07 | Bin | 2.2e-07 | Bin | 4.75e-06 | Bin | 5.1e-07 | Bin | 2.25e-06 | Bin | 1.01e-05 | Bin | 2.74e-05 | Bin | 9.24e-06 | Bin
Bruce Mansfield | PA | 6094 | 2 | 3853711 | 37815113 | 13631314 | FALSE |  | 102 | 54 | 1 | 1.2522e-06 | Bin | 0.00058261 | Bin | 0.00017965 | Bin | 0.00023147 | Bin | 4.22e-07 | Bin | 2.52e-06 | Bin | 1.18e-07 | Bin | 2.2e-07 | Bin | 4.75e-06 | Bin | 5.1e-07 | Bin | 2.25e-06 | Bin | 1.01e-05 | Bin | 2.74e-05 | Bin | 9.24e-06 | Bin
Bruce Mansfield | PA | 6094 | 3 | 3853711 | 37815213 | 13630714 | FALSE |  | 102 | 54 | 1 | 1.2522e-06 | Bin | 0.00058261 | Bin | 0.00017965 | Bin | 0.00023147 | Bin | 4.22e-07 | Bin | 2.52e-06 | Bin | 1.18e-07 | Bin | 2.2e-07 | Bin | 4.75e-06 | Bin | 5.1e-07 | Bin | 2.25e-06 | Bin | 1.01e-05 | Bin | 2.74e-05 | Bin | 9.24e-06 | Bin
Sooner | OK | 6095 | 1 | 8519411 | 519913 | 16780114 | FALSE |  | 113 | 70 | 16 | 3.2785e-06 | Bin | 0.0031989 | Bin | 0.0010123 | Bin | 0.0015232 | Bin | 1.45e-06 | Bin | 1.25e-05 | Bin | 4.16e-07 | Bin | 3.81e-07 | Bin | 4.89e-05 | Bin | 1.58e-06 | Bin | 6.61e-06 | Bin | 1.01e-05 | Bin | 2.74e-05 | Bin | 3.69e-05 | Bin
Sooner | OK | 6095 | 2 | 8519411 | 520013 | 16779914 | FALSE |  | 113 | 70 | 16 | 3.2785e-06 | Bin | 0.0031989 | Bin | 0.0010123 | Bin | 0.0015232 | Bin | 1.45e-06 | Bin | 1.25e-05 | Bin | 4.16e-07 | Bin | 3.81e-07 | Bin | 4.89e-05 | Bin | 1.58e-06 | Bin | 6.61e-06 | Bin | 1.01e-05 | Bin | 2.74e-05 | Bin | 3.69e-05 | Bin
Nebraska City | NE | 6096 | NC1 | 7303711 | 8402913 | 21727914 | FALSE |  | 103 | 55 | 4 | 5.6368e-06 | Bin | 0.059473 | Bin | 0.00619 | Bin | 0.00047871 | Bin | 1.45e-06 | Bin | 1.25e-05 | Bin | 4.16e-07 | Bin | 3.81e-07 | Bin | 4.89e-05 | Bin | 1.58e-06 | Bin | 6.61e-06 | Bin | 1.01e-05 | Bin | 2.74e-05 | Bin | 3.69e-05 | Bin
Nebraska City | NE | 6096 | NC2 | 7303711 | 91099913 | 123569814 | FALSE |  | 101 | 50 | 2 | 2.22e-06 | Unit | 0.0002764 | Unit | 0.00015207 | Unit | 0.0008075 | Unit | 3.6233e-07 | Unit | 4.4942e-07 | Unit | 9.0582e-08 | Unit | 1.0152e-07 | Unit | 8.5487e-07 | Unit | 2.5929e-07 | Unit | 9.7181e-07 | Unit | 2.3432e-06 | Unit | 1.3167e-06 | Unit | 2.1058e-06 | Unit
Big Stone | SD | 6098 | 001 | 4962811 | 30069713 | 11984314 | FALSE |  | 111 | 68 | 16 | 5.5331e-06 | Unit | 0.0031989 | Bin | 0.0010123 | Bin | 0.0015232 | Bin | 3.4974e-06 | Unit | 2.7979e-06 | Unit | 1.9077e-06 | Unit | 1.7487e-06 | Unit | 6.8226e-06 | Unit | 6.9948e-06 | Unit | 3.4555e-06 | Unit | 0.0015923 | Unit | 1.8011e-06 | Unit | 6.9948e-06 | Unit
Wyodak Plant | WY | 6101 | BW91 | 8041911 | 72191013 | 99942014 | FALSE |  | 113 | 70 | 14 | 3.2785e-06 | Bin | 0.00019188 | Bin | 0.00027291 | Bin | 0.00018552 | Bin | 1.45e-06 | Bin | 1.25e-05 | Bin | 4.16e-07 | Bin | 3.81e-07 | Bin | 4.89e-05 | Bin | 1.58e-06 | Bin | 6.61e-06 | Bin | 1.01e-05 | Bin | 2.74e-05 | Bin | 3.69e-05 | Bin
Boardman | OR | 6106 | 1SG | 8171111 | 5385813 | 16244114 | FALSE |  | 113 | 70 | 16 | 3.2785e-06 | Bin | 0.0031989 | Bin | 0.0010123 | Bin | 0.0015232 | Bin | 1.45e-06 | Bin | 1.25e-05 | Bin | 4.16e-07 | Bin | 3.81e-07 | Bin | 4.89e-05 | Bin | 1.58e-06 | Bin | 6.61e-06 | Bin | 1.01e-05 | Bin | 2.74e-05 | Bin | 3.69e-05 | Bin
Gibson | IN | 6113 | 1 | 7363111 | 10573513 | 123887214 | FALSE |  | 102 | 54 | 1 | 8.8317e-07 | Unit | 0.00026058 | Facility | 0.00015811 | Facility | 4.4367e-05 | Facility | 2.2318e-07 | Unit | 2.014e-06 | Unit | 4.3054e-08 | Unit | 3.5242e-07 | Unit | 8.8753e-07 | Unit | 1.2481e-07 | Unit | 3.9105e-07 | Unit | 4.3374e-05 | Unit | 9.2693e-07 | Unit | 1.5969e-05 | Unit
Gibson | IN | 6113 | 2 | 7363111 | 10573413 | 123887414 | FALSE |  | 102 | 54 | 1 | 8.4633e-07 | Unit | 0.00026058 | Facility | 0.00015811 | Facility | 4.4367e-05 | Facility | 2.0858e-07 | Unit | 2.4799e-06 | Unit | 4.3302e-08 | Unit | 1.2895e-07 | Unit | 9.0176e-07 | Unit | 1.5392e-07 | Unit | 5.6046e-07 | Unit | 0.00013103 | Unit | 9.9261e-07 | Unit | 1.4036e-05 | Unit
Gibson | IN | 6113 | 3 | 7363111 | 10574013 | 123887614 | FALSE |  | 102 | 54 | 1 | 8.6475e-07 | Facility | 0.00026058 | Facility | 0.00015811 | Facility | 4.4367e-05 | Facility | 2.1588e-07 | Facility | 2.2469e-06 | Facility | 4.3178e-08 | Facility | 2.4068e-07 | Facility | 8.9465e-07 | Facility | 1.3936e-07 | Facility | 4.7575e-07 | Facility | 8.7203e-05 | Facility | 9.5977e-07 | Facility | 1.5002e-05 | Facility
Gibson | IN | 6113 | 4 | 7363111 | 10574213 | 123887814 | FALSE |  | 102 | 54 | 1 | 8.6475e-07 | Facility | 0.00026058 | Unit | 0.00015811 | Unit | 4.4367e-05 | Unit | 2.1588e-07 | Facility | 2.2469e-06 | Facility | 4.3178e-08 | Facility | 2.4068e-07 | Facility | 8.9465e-07 | Facility | 1.3936e-07 | Facility | 4.7575e-07 | Facility | 8.7203e-05 | Facility | 9.5977e-07 | Facility | 1.5002e-05 | Facility
Gibson | IN | 6113 | 5 | 7363111 | 10573613 | 123888014 | FALSE |  | 102 | 54 | 1 | 8.6475e-07 | Facility | 0.00026058 | Facility | 0.00015811 | Facility | 4.4367e-05 | Facility | 2.1588e-07 | Facility | 2.2469e-06 | Facility | 4.3178e-08 | Facility | 2.4068e-07 | Facility | 8.9465e-07 | Facility | 1.3936e-07 | Facility | 4.7575e-07 | Facility | 8.7203e-05 | Facility | 9.5977e-07 | Facility | 1.5002e-05 | Facility
McIntosh | GA | 6124 | 1 | 3711211 | 36851113 | 46568914 | FALSE |  | 103 | 55 | 4 | 5.6368e-06 | Bin | 0.059473 | Bin | 0.00619 | Bin | 0.00047871 | Bin | 1.45e-06 | Bin | 1.25e-05 | Bin | 4.16e-07 | Bin | 3.81e-07 | Bin | 4.89e-05 | Bin | 1.58e-06 | Bin | 6.61e-06 | Bin | 1.01e-05 | Bin | 2.74e-05 | Bin | 3.69e-05 | Bin
Gibbons Creek Steam Electric Station | TX | 6136 | 1 | 6436311 | 16959513 | 8375014 | FALSE |  | 112 | 69 | 13 | 3.3153e-06 | Bin | 0.0021581 | Bin | 0.0030467 | Bin | 0.00010154 | Bin | 4.22e-07 | Bin | 2.52e-06 | Bin | 1.18e-07 | Bin | 2.2e-07 | Bin | 4.75e-06 | Bin | 5.1e-07 | Bin | 2.25e-06 | Bin | 1.01e-05 | Bin | 2.74e-05 | Bin | 9.24e-06 | Bin
A. B. Brown Generating Station | IN | 6137 | 1 | 8166111 | 5887813 | 123866514 | FALSE |  | 100 | 52 | 1 | 3.0508e-07 | Unit | 0.00058261 | Bin | 0.00017965 | Bin | 0.00023147 | Bin | 4.919e-07 | Unit | 3.5155e-06 | Unit | 1.2297e-07 | Unit | 1.2355e-07 | Unit | 5.6928e-05 | Unit | 6.5498e-07 | Unit | 3.2147e-07 | Unit | 6.2146e-06 | Unit | 4.3586e-05 | Unit | 1.7301e-05 | Unit
A. B. Brown Generating Station | IN | 6137 | 2 | 8166111 | 5887913 | 123866714 | FALSE |  | 102 | 54 | 1 | 1.2522e-06 | Bin | 0.00058261 | Bin | 0.00017965 | Bin | 0.00023147 | Bin | 4.22e-07 | Bin | 2.52e-06 | Bin | 1.18e-07 | Bin | 2.2e-07 | Bin | 4.75e-06 | Bin | 5.1e-07 | Bin | 2.25e-06 | Bin | 1.01e-05 | Bin | 2.74e-05 | Bin | 9.24e-06 | Bin
Flint Creek | AR | 6138 | 1 | 1015511 | 48088413 | 62108314 | FALSE |  | 113 | 71 | 16 | 5.2533e-06 | Bin | 0.0031989 | Bin | 0.0010123 | Bin | 0.0015232 | Bin | 1.45e-06 | Bin | 1.25e-05 | Bin | 4.16e-07 | Bin | 3.81e-07 | Bin | 4.89e-05 | Bin | 1.58e-06 | Bin | 6.61e-06 | Bin | 1.01e-05 | Bin | 2.74e-05 | Bin | 3.69e-05 | Bin
Welsh | TX | 6139 | 1 | 4164411 | 33937013 | 3790014 | FALSE |  | 113 | 71 | 16 | 5.2533e-06 | Unit | 0.00019445 | Unit | 0.00013661 | Unit | 0.00022433 | Unit | 1.2883e-07 | Unit | 1.7273e-07 | Unit | 3.1753e-08 | Unit | 7.8459e-08 | Unit | 2.172e-06 | Unit | 1.2778e-07 | Unit | 3.119e-07 | Unit | 2.3696e-06 | Unit | 2.3005e-06 | Unit | 2.631e-06 | Unit
Welsh | TX | 6139 | 2 | 4164411 | 33937413 | 3789614 | FALSE |  | 113 | 71 | 16 | 5.2533e-06 | Facility | 0.00019445 | Facility | 0.00013661 | Facility | 0.00022433 | Facility | 1.2883e-07 | Facility | 1.7273e-07 | Facility | 3.1753e-08 | Facility | 7.8459e-08 | Facility | 2.172e-06 | Facility | 1.2778e-07 | Facility | 3.119e-07 | Facility | 2.3696e-06 | Facility | 2.3005e-06 | Facility | 2.631e-06 | Facility
Welsh | TX | 6139 | 3 | 4164411 | 33937713 | 3789214 | FALSE |  | 113 | 71 | 16 | 5.2533e-06 | Facility | 0.00019445 | Facility | 0.00013661 | Facility | 0.00022433 | Facility | 1.2883e-07 | Facility | 1.7273e-07 | Facility | 3.1753e-08 | Facility | 7.8459e-08 | Facility | 2.172e-06 | Facility | 1.2778e-07 | Facility | 3.119e-07 | Facility | 2.3696e-06 | Facility | 2.3005e-06 | Facility | 2.631e-06 | Facility
Martin Lake | TX | 6146 | 1 | 4207311 | 35676413 | 2497714 | FALSE |  | 107 | 62 | 9 | 3.9023e-06 | Bin | 0.00012026 | Bin | 9.3473e-05 | Bin | 1.5867e-05 | Bin | 4.22e-07 | Bin | 9.72e-07 | Bin | 1.18e-07 | Bin | 2.2e-07 | Bin | 4.75e-06 | Bin | 5.1e-07 | Bin | 2.25e-06 | Bin | 1.01e-05 | Bin | 2.74e-05 | Bin | 9.24e-06 | Bin
Martin Lake | TX | 6146 | 2 | 4207311 | 35676113 | 2498014 | FALSE |  | 107 | 62 | 9 | 3.9023e-06 | Bin | 0.00012026 | Bin | 9.3473e-05 | Bin | 1.5867e-05 | Bin | 4.22e-07 | Bin | 9.72e-07 | Bin | 1.18e-07 | Bin | 2.2e-07 | Bin | 4.75e-06 | Bin | 5.1e-07 | Bin | 2.25e-06 | Bin | 1.01e-05 | Bin | 2.74e-05 | Bin | 9.24e-06 | Bin
Martin Lake | TX | 6146 | 3 | 4207311 | 35676013 | 2498114 | FALSE |  | 107 | 62 | 9 | 3.9023e-06 | Bin | 0.00012026 | Bin | 9.3473e-05 | Bin | 1.5867e-05 | Bin | 4.22e-07 | Bin | 9.72e-07 | Bin | 1.18e-07 | Bin | 2.2e-07 | Bin | 4.75e-06 | Bin | 5.1e-07 | Bin | 2.25e-06 | Bin | 1.01e-05 | Bin | 2.74e-05 | Bin | 9.24e-06 | Bin
Monticello | TX | 6147 | 1 | 4036111 | 34165413 | 3141114 | FALSE |  | 111 | 65 | 15 | 1.2955e-06 | Bin | 0.00088546 | Bin | 0.0010188 | Bin | 0.00011268 | Bin | 4.22e-07 | Bin | 9.72e-07 | Bin | 1.18e-07 | Bin | 2.2e-07 | Bin | 4.89e-05 | Bin | 1.58e-06 | Bin | 2.25e-06 | Bin | 1.01e-05 | Bin | 2.74e-05 | Bin | 3.69e-05 | Bin
Monticello | TX | 6147 | 2 | 4036111 | 34165313 | 3141214 | FALSE |  | 108 | 62 | 10 | 6.6933e-06 | Unit | 0.00074886 | Unit | 0.0026295 | Unit | 2.0067e-05 | Unit | 1.4522e-06 | Unit | 2.1849e-06 | Unit | 3.0847e-07 | Unit | 2.7336e-07 | Unit | 3.4362e-05 | Unit | 1.8588e-06 | Unit | 3.7976e-06 | Unit | 2.2033e-05 | Unit | 1.4543e-05 | Unit | 7.6673e-05 | Unit
Monticello | TX | 6147 | 3 | 4036111 | 34165213 | 3141314 | FALSE |  | 112 | 65 | 13 | 1.2955e-06 | Bin | 0.0021581 | Bin | 0.0030467 | Bin | 0.00010154 | Bin | 4.22e-07 | Bin | 2.52e-06 | Bin | 1.18e-07 | Bin | 2.2e-07 | Bin | 4.75e-06 | Bin | 5.1e-07 | Bin | 2.25e-06 | Bin | 1.01e-05 | Bin | 2.74e-05 | Bin | 9.24e-06 | Bin
Rush Island | MO | 6155 | 1 | 5258811 | 26073613 | 23269714 | FALSE |  | 113 | 70 | 16 | 3.2785e-06 | Bin | 0.0031989 | Bin | 0.0010123 | Bin | 0.0015232 | Bin | 1.45e-06 | Bin | 1.25e-05 | Bin | 4.16e-07 | Bin | 3.81e-07 | Bin | 4.89e-05 | Bin | 1.58e-06 | Bin | 6.61e-06 | Bin | 1.01e-05 | Bin | 2.74e-05 | Bin | 3.69e-05 | Bin
Rush Island | MO | 6155 | 2 | 5258811 | 26073013 | 23270514 | FALSE |  | 113 | 70 | 16 | 3.2785e-06 | Bin | 0.0031989 | Bin | 0.0010123 | Bin | 0.0015232 | Bin | 1.45e-06 | Bin | 1.25e-05 | Bin | 4.16e-07 | Bin | 3.81e-07 | Bin | 4.89e-05 | Bin | 1.58e-06 | Bin | 6.61e-06 | Bin | 1.01e-05 | Bin | 2.74e-05 | Bin | 3.69e-05 | Bin
New Haven Harbor | CT | 6156 | NHB1 | 643411 | 46449613 | 48687314 | FALSE |  | 118 | 74 | 20 | 6.2274e-08 | Bin | 0.00090711 | Bin | 0.00020182 | Bin | 0.00032886 | Bin | 3.3e-05 | Bin | 2.55e-06 | Bin | 1.62e-07 | Bin | 3.62e-07 | Bin | 5.7e-06 | Bin | 1.71e-05 | Bin | 1.3e-05 | Bin | 9.42e-06 | Bin | 0.000346 | Bin | 2.0209e-06 | Bin
Hunter Plant | UT | 6165 | 1 | 5050511 | 25906513 | 235714 | FALSE |  | 102 | 54 | 1 | 1.2522e-06 | Bin | 0.00058261 | Bin | 0.00017965 | Bin | 0.00023147 | Bin | 4.22e-07 | Bin | 2.52e-06 | Bin | 1.18e-07 | Bin | 2.2e-07 | Bin | 4.75e-06 | Bin | 5.1e-07 | Bin | 2.25e-06 | Bin | 1.01e-05 | Bin | 2.74e-05 | Bin | 9.24e-06 | Bin
Hunter Plant | UT | 6165 | 2 | 5050511 | 25905313 | 238714 | FALSE |  | 102 | 54 | 1 | 1.2522e-06 | Bin | 0.00058261 | Bin | 0.00017965 | Bin | 0.00023147 | Bin | 4.22e-07 | Bin | 2.52e-06 | Bin | 1.18e-07 | Bin | 2.2e-07 | Bin | 4.75e-06 | Bin | 5.1e-07 | Bin | 2.25e-06 | Bin | 1.01e-05 | Bin | 2.74e-05 | Bin | 9.24e-06 | Bin
Hunter Plant | UT | 6165 | 3 | 5050511 | 25905513 | 238514 | FALSE |  | 102 | 54 | 1 | 1.2522e-06 | Bin | 0.00058261 | Bin | 0.00017965 | Bin | 0.00023147 | Bin | 4.22e-07 | Bin | 2.52e-06 | Bin | 1.18e-07 | Bin | 2.2e-07 | Bin | 4.75e-06 | Bin | 5.1e-07 | Bin | 2.25e-06 | Bin | 1.01e-05 | Bin | 2.74e-05 | Bin | 9.24e-06 | Bin
Rockport | IN | 6166 | MB1 | 8017211 | 3994813 | 123930714 | FALSE |  | 113 | 65 | 15 | 1.2955e-06 | Bin | 0.00088546 | Bin | 0.0010188 | Bin | 0.00011268 | Bin | 1.45e-06 | Bin | 1.25e-05 | Bin | 4.16e-07 | Bin | 3.81e-07 | Bin | 4.89e-05 | Bin | 1.58e-06 | Bin | 6.61e-06 | Bin | 1.01e-05 | Bin | 2.74e-05 | Bin | 3.69e-05 | Bin
Rockport | IN | 6166 | MB2 | 8017211 | 3995513 | 123930914 | FALSE |  | 113 | 65 | 15 | 1.2955e-06 | Bin | 0.00088546 | Bin | 0.0010188 | Bin | 0.00011268 | Bin | 1.45e-06 | Bin | 1.25e-05 | Bin | 4.16e-07 | Bin | 3.81e-07 | Bin | 4.89e-05 | Bin | 1.58e-06 | Bin | 6.61e-06 | Bin | 1.01e-05 | Bin | 2.74e-05 | Bin | 3.69e-05 | Bin
Pleasant Prairie | WI | 6170 | 1 | 7509411 | 11166713 | 67046014 | FALSE |  | 112 | 69 | 13 | 3.3153e-06 | Bin | 9.4427e-05 | Unit | 7.6263e-05 | Unit | 0.00021 | Unit | 4.22e-07 | Bin | 2.52e-06 | Bin | 1.18e-07 | Bin | 2.2e-07 | Bin | 4.75e-06 | Bin | 5.1e-07 | Bin | 2.25e-06 | Bin | 1.01e-05 | Bin | 2.74e-05 | Bin | 9.24e-06 | Bin
Pleasant Prairie | WI | 6170 | 2 | 7509411 | 11166513 | 67046714 | FALSE |  | 112 | 69 | 13 | 3.3153e-06 | Bin | 9.6556e-05 | Unit | 5.9544e-05 | Unit | 0.00019533 | Unit | 4.22e-07 | Bin | 2.52e-06 | Bin | 1.18e-07 | Bin | 2.2e-07 | Bin | 4.75e-06 | Bin | 5.1e-07 | Bin | 2.25e-06 | Bin | 1.01e-05 | Bin | 2.74e-05 | Bin | 9.24e-06 | Bin
Coronado Generating Station | AZ | 6177 | U1B | 7735011 | 2903213 | 61813514 | FALSE |  | 113 | 71 | 16 | 5.2533e-06 | Bin | 0.0031989 | Bin | 0.0010123 | Bin | 0.0015232 | Bin | 1.45e-06 | Bin | 1.25e-05 | Bin | 4.16e-07 | Bin | 3.81e-07 | Bin | 4.89e-05 | Bin | 1.58e-06 | Bin | 6.61e-06 | Bin | 1.01e-05 | Bin | 2.74e-05 | Bin | 3.69e-05 | Bin
Coronado Generating Station | AZ | 6177 | U2B | 7735011 | 2903013 | 61813714 | FALSE |  | 113 | 71 | 16 | 5.2533e-06 | Bin | 0.0031989 | Bin | 0.0010123 | Bin | 0.0015232 | Bin | 1.45e-06 | Bin | 1.25e-05 | Bin | 4.16e-07 | Bin | 3.81e-07 | Bin | 4.89e-05 | Bin | 1.58e-06 | Bin | 6.61e-06 | Bin | 1.01e-05 | Bin | 2.74e-05 | Bin | 3.69e-05 | Bin
Coleto Creek | TX | 6178 | 001 | 4018411 | 34509413 | 7771114 | FALSE |  | 111 | 68 | 16 | 3.0345e-06 | Bin | 0.0031989 | Bin | 0.0010123 | Bin | 0.0015232 | Bin | 4.22e-07 | Bin | 9.72e-07 | Bin | 1.18e-07 | Bin | 2.2e-07 | Bin | 4.89e-05 | Bin | 1.58e-06 | Bin | 2.25e-06 | Bin | 1.01e-05 | Bin | 2.74e-05 | Bin | 3.69e-05 | Bin
Fayette Power Project | TX | 6179 | 1 | 4144811 | 34062013 | 8147814 | FALSE |  | 113 | 70 | 16 | 3.2785e-06 | Bin | 0.0031989 | Bin | 0.0010123 | Bin | 0.0015232 | Bin | 1.45e-06 | Bin | 1.25e-05 | Bin | 4.16e-07 | Bin | 3.81e-07 | Bin | 4.89e-05 | Bin | 1.58e-06 | Bin | 6.61e-06 | Bin | 1.01e-05 | Bin | 2.74e-05 | Bin | 3.69e-05 | Bin
Fayette Power Project | TX | 6179 | 2 | 4144811 | 34062213 | 8147614 | FALSE |  | 113 | 70 | 16 | 3.2785e-06 | Bin | 0.0031989 | Bin | 0.0010123 | Bin | 0.0015232 | Bin | 1.45e-06 | Bin | 1.25e-05 | Bin | 4.16e-07 | Bin | 3.81e-07 | Bin | 4.89e-05 | Bin | 1.58e-06 | Bin | 6.61e-06 | Bin | 1.01e-05 | Bin | 2.74e-05 | Bin | 3.69e-05 | Bin
Fayette Power Project | TX | 6179 | 3 | 4144811 | 34061613 | 8148214 | FALSE |  | 113 | 69 | 13 | 3.3153e-06 | Bin | 0.0021581 | Bin | 0.0030467 | Bin | 0.00010154 | Bin | 1.45e-06 | Bin | 1.25e-05 | Bin | 4.16e-07 | Bin | 3.81e-07 | Bin | 4.89e-05 | Bin | 1.58e-06 | Bin | 6.61e-06 | Bin | 1.01e-05 | Bin | 2.74e-05 | Bin | 3.69e-05 | Bin
Oak Grove | TX | 6180 | 1 | 13385811 | 71177813 | 98592314 | FALSE |  | 107 | 62 | 9 | 1.1113e-06 | Unit | 0.00012026 | Unit | 9.3473e-05 | Unit | 1.5867e-05 | Unit | 1.3008e-06 | Unit | 3.1077e-07 | Unit | 1.957e-07 | Unit | 2.9355e-07 | Unit | 4.0215e-06 | Unit | 1.6539e-06 | Unit | 4.7568e-07 | Unit | 1.9148e-06 | Unit | 7.9247e-06 | Unit | 5.6091e-06 | Unit
Oak Grove | TX | 6180 | 2 | 13385811 | 91482013 | 124714314 | FALSE |  | 107 | 62 | 9 | 1.1113e-06 | Facility | 0.00012026 | Facility | 9.3473e-05 | Facility | 1.5867e-05 | Facility | 1.3008e-06 | Facility | 3.1077e-07 | Facility | 1.957e-07 | Facility | 2.9355e-07 | Facility | 4.0215e-06 | Facility | 1.6539e-06 | Facility | 4.7568e-07 | Facility | 1.9148e-06 | Facility | 7.9247e-06 | Facility | 5.6091e-06 | Facility
J T Deely | TX | 6181 | 1 | 5617211 | 21260113 | 12570114 | FALSE |  | 111 | 68 | 16 | 6.4449e-06 | Unit | 0.0031989 | Bin | 0.0010123 | Bin | 0.0015232 | Bin | 1.1793e-06 | Unit | 2.1148e-07 | Unit | 1.6735e-07 | Unit | 2.0789e-07 | Unit | 1.3662e-06 | Unit | 1.6735e-06 | Unit | 4.6153e-07 | Unit | 1.0349e-06 | Unit | 7.0616e-06 | Unit | 3.8494e-06 | Unit
J T Deely | TX | 6181 | 2 | 5617211 | 21257613 | 13396714 | FALSE |  | 111 | 68 | 16 | 6.4449e-06 | Unit | 0.0031989 | Bin | 0.0010123 | Bin | 0.0015232 | Bin | 1.1793e-06 | Unit | 2.1148e-07 | Unit | 1.6735e-07 | Unit | 2.0789e-07 | Unit | 1.3662e-06 | Unit | 1.6735e-06 | Unit | 4.6153e-07 | Unit | 1.0349e-06 | Unit | 7.0616e-06 | Unit | 3.8494e-06 | Unit
San Miguel | TX | 6183 | SM-1 | 4898511 | 69876513 | 96827114 | FALSE |  | 107 | 64 | 9 | 1.0771e-05 | Bin | 0.00012026 | Bin | 9.3473e-05 | Bin | 1.5867e-05 | Bin | 4.22e-07 | Bin | 9.72e-07 | Bin | 1.18e-07 | Bin | 2.2e-07 | Bin | 4.75e-06 | Bin | 5.1e-07 | Bin | 2.25e-06 | Bin | 1.01e-05 | Bin | 2.74e-05 | Bin | 9.24e-06 | Bin
Rodemacher | LA | 6190 | 6794 | 7446811 | 81274013 | 104723414 | FALSE |  | 103 | 56 | 4 | 1.1049e-05 | Bin | 0.059473 | Bin | 0.00619 | Bin | 0.00047871 | Bin | 1.45e-06 | Bin | 1.25e-05 | Bin | 4.16e-07 | Bin | 3.81e-07 | Bin | 4.89e-05 | Bin | 1.58e-06 | Bin | 6.61e-06 | Bin | 1.01e-05 | Bin | 2.74e-05 | Bin | 3.69e-05 | Bin
Rodemacher | LA | 6190 | 3-1 | 7446811 | 89630213 | 121409414 | FALSE |  | 121 | 77 | 22 | 5.9605e-08 | Bin | 0.00023406 | Bin | 6.7368e-05 | Bin | 0.0011032 | Bin | 1.5931e-06 | Bin | 4.8139e-05 | Bin | 1.1668e-07 | Bin | 4.8562e-07 | Bin | 2.7636e-06 | Bin | 1.0002e-06 | Bin | 3.8334e-06 | Bin | 4.6588e-06 | Bin | 1.5871e-05 | Bin | 1.5385e-06 | Bin
Rodemacher | LA | 6190 | 3-2 | 7446811 | 89630713 | 121409914 | FALSE |  | 121 | 77 | 22 | 5.9605e-08 | Bin | 0.00023406 | Bin | 6.7368e-05 | Bin | 0.0011032 | Bin | 1.5931e-06 | Bin | 4.8139e-05 | Bin | 1.1668e-07 | Bin | 4.8562e-07 | Bin | 2.7636e-06 | Bin | 1.0002e-06 | Bin | 3.8334e-06 | Bin | 4.6588e-06 | Bin | 1.5871e-05 | Bin | 1.5385e-06 | Bin
Harrington | TX | 6193 | 061B | 5745311 | 21837113 | 2969914 | FALSE |  | 113 | 70 | 16 | 3.2785e-06 | Bin | 0.0031989 | Bin | 0.0010123 | Bin | 0.0015232 | Bin | 1.45e-06 | Bin | 1.25e-05 | Bin | 4.16e-07 | Bin | 3.81e-07 | Bin | 4.89e-05 | Bin | 1.58e-06 | Bin | 6.61e-06 | Bin | 1.01e-05 | Bin | 2.74e-05 | Bin | 3.69e-05 | Bin
Harrington | TX | 6193 | 062B | 5745311 | 21837313 | 2969714 | FALSE |  | 111 | 68 | 16 | 3.0345e-06 | Bin | 0.0031989 | Bin | 0.0010123 | Bin | 0.0015232 | Bin | 4.22e-07 | Bin | 9.72e-07 | Bin | 1.18e-07 | Bin | 2.2e-07 | Bin | 4.89e-05 | Bin | 1.58e-06 | Bin | 2.25e-06 | Bin | 1.01e-05 | Bin | 2.74e-05 | Bin | 3.69e-05 | Bin
Harrington | TX | 6193 | 063B | 5745311 | 21837413 | 2969514 | FALSE |  | 101 | 53 | 4 | 4.3664e-08 | Bin | 0.059473 | Bin | 0.00619 | Bin | 0.00047871 | Bin | 4.22e-07 | Bin | 9.72e-07 | Bin | 1.18e-07 | Bin | 2.2e-07 | Bin | 4.89e-05 | Bin | 1.58e-06 | Bin | 2.25e-06 | Bin | 1.01e-05 | Bin | 2.74e-05 | Bin | 3.69e-05 | Bin
Tolk | TX | 6194 | 171B | 4930011 | 30286513 | 4992414 | FALSE |  | 111 | 68 | 16 | 3.0345e-06 | Bin | 0.0031989 | Bin | 0.0010123 | Bin | 0.0015232 | Bin | 4.22e-07 | Bin | 9.72e-07 | Bin | 1.18e-07 | Bin | 2.2e-07 | Bin | 4.89e-05 | Bin | 1.58e-06 | Bin | 2.25e-06 | Bin | 1.01e-05 | Bin | 2.74e-05 | Bin | 3.69e-05 | Bin
Tolk | TX | 6194 | 172B | 4930011 | 30286413 | 4992514 | FALSE |  | 101 | 53 | 4 | 4.3664e-08 | Bin | 0.059473 | Bin | 0.00619 | Bin | 0.00047871 | Bin | 4.22e-07 | Bin | 9.72e-07 | Bin | 1.18e-07 | Bin | 2.2e-07 | Bin | 4.89e-05 | Bin | 1.58e-06 | Bin | 2.25e-06 | Bin | 1.01e-05 | Bin | 2.74e-05 | Bin | 3.69e-05 | Bin
Southwest Power Station | MO | 6195 | 1 | 7496411 | 11215213 | 25982514 | FALSE |  | 113 | 70 | 16 | 3.2785e-06 | Bin | 0.0031989 | Bin | 0.0010123 | Bin | 0.0015232 | Bin | 1.45e-06 | Bin | 1.25e-05 | Bin | 4.16e-07 | Bin | 3.81e-07 | Bin | 4.89e-05 | Bin | 1.58e-06 | Bin | 6.61e-06 | Bin | 1.01e-05 | Bin | 2.74e-05 | Bin | 3.69e-05 | Bin
Laramie River Station | WY | 6204 | 1 | 4207711 | 72228413 | 99979414 | FALSE |  | 112 | 69 | 13 | 3.3153e-06 | Bin | 0.0021581 | Bin | 0.0030467 | Bin | 0.00010154 | Bin | 4.22e-07 | Bin | 2.52e-06 | Bin | 1.18e-07 | Bin | 2.2e-07 | Bin | 4.75e-06 | Bin | 5.1e-07 | Bin | 2.25e-06 | Bin | 1.01e-05 | Bin | 2.74e-05 | Bin | 9.24e-06 | Bin
Laramie River Station | WY | 6204 | 2 | 4207711 | 72228013 | 99979014 | FALSE |  | 112 | 69 | 13 | 3.3153e-06 | Bin | 0.0021581 | Bin | 0.0030467 | Bin | 0.00010154 | Bin | 4.22e-07 | Bin | 2.52e-06 | Bin | 1.18e-07 | Bin | 2.2e-07 | Bin | 4.75e-06 | Bin | 5.1e-07 | Bin | 2.25e-06 | Bin | 1.01e-05 | Bin | 2.74e-05 | Bin | 9.24e-06 | Bin
Laramie River Station | WY | 6204 | 3 | 4207711 | 72228213 | 99979214 | FALSE |  | 113 | 70 | 14 | 3.2785e-06 | Bin | 0.00019188 | Bin | 0.00027291 | Bin | 0.00018552 | Bin | 1.45e-06 | Bin | 1.25e-05 | Bin | 4.16e-07 | Bin | 3.81e-07 | Bin | 4.89e-05 | Bin | 1.58e-06 | Bin | 6.61e-06 | Bin | 1.01e-05 | Bin | 2.74e-05 | Bin | 3.69e-05 | Bin
Merom | IN | 6213 | 1SG1 | 8396211 | 1479713 | 123811914 | FALSE |  | 102 | 54 | 1 | 1.2522e-06 | Bin | 0.00058261 | Bin | 0.00017965 | Bin | 0.00023147 | Bin | 4.22e-07 | Bin | 2.52e-06 | Bin | 1.18e-07 | Bin | 2.2e-07 | Bin | 4.75e-06 | Bin | 5.1e-07 | Bin | 2.25e-06 | Bin | 1.01e-05 | Bin | 2.74e-05 | Bin | 9.24e-06 | Bin
Merom | IN | 6213 | 2SG1 | 8396211 | 1479613 | 123812114 | FALSE |  | 102 | 54 | 1 | 1.2522e-06 | Bin | 0.00058261 | Bin | 0.00017965 | Bin | 0.00023147 | Bin | 4.22e-07 | Bin | 2.52e-06 | Bin | 1.18e-07 | Bin | 2.2e-07 | Bin | 4.75e-06 | Bin | 5.1e-07 | Bin | 2.25e-06 | Bin | 1.01e-05 | Bin | 2.74e-05 | Bin | 9.24e-06 | Bin
Pawnee | CO | 6248 | 1 | 897211 | 46611213 | 47670514 | FALSE |  | 111 | 68 | 16 | 3.0345e-06 | Bin | 0.0031989 | Bin | 0.0010123 | Bin | 0.0015232 | Bin | 4.22e-07 | Bin | 9.72e-07 | Bin | 1.18e-07 | Bin | 2.2e-07 | Bin | 4.89e-05 | Bin | 1.58e-06 | Bin | 2.25e-06 | Bin | 1.01e-05 | Bin | 2.74e-05 | Bin | 3.69e-05 | Bin
Winyah | SC | 6249 | 1 | 6652811 | 18919413 | 11491014 | FALSE |  | 102 | 54 | 1 | 1.2522e-06 | Bin | 0.00058261 | Bin | 0.00017965 | Bin | 0.00023147 | Bin | 4.22e-07 | Bin | 2.52e-06 | Bin | 1.18e-07 | Bin | 2.2e-07 | Bin | 4.75e-06 | Bin | 5.1e-07 | Bin | 2.25e-06 | Bin | 1.01e-05 | Bin | 2.74e-05 | Bin | 9.24e-06 | Bin
Winyah | SC | 6249 | 2 | 6652811 | 18920113 | 11488114 | FALSE |  | 102 | 54 | 1 | 1.2522e-06 | Bin | 0.00058261 | Bin | 0.00017965 | Bin | 0.00023147 | Bin | 4.22e-07 | Bin | 2.52e-06 | Bin | 1.18e-07 | Bin | 2.2e-07 | Bin | 4.75e-06 | Bin | 5.1e-07 | Bin | 2.25e-06 | Bin | 1.01e-05 | Bin | 2.74e-05 | Bin | 9.24e-06 | Bin
Winyah | SC | 6249 | 3 | 6652811 | 18920013 | 11488314 | FALSE |  | 102 | 54 | 1 | 1.2522e-06 | Bin | 0.00058261 | Bin | 0.00017965 | Bin | 0.00023147 | Bin | 4.22e-07 | Bin | 2.52e-06 | Bin | 1.18e-07 | Bin | 2.2e-07 | Bin | 4.75e-06 | Bin | 5.1e-07 | Bin | 2.25e-06 | Bin | 1.01e-05 | Bin | 2.74e-05 | Bin | 9.24e-06 | Bin
Winyah | SC | 6249 | 4 | 6652811 | 18919513 | 11490714 | FALSE |  | 102 | 54 | 1 | 1.2522e-06 | Bin | 0.00058261 | Bin | 0.00017965 | Bin | 0.00023147 | Bin | 4.22e-07 | Bin | 2.52e-06 | Bin | 1.18e-07 | Bin | 2.2e-07 | Bin | 4.75e-06 | Bin | 5.1e-07 | Bin | 2.25e-06 | Bin | 1.01e-05 | Bin | 2.74e-05 | Bin | 9.24e-06 | Bin
Mayo Electric Generating Facility | NC | 6250 | 1A | 7826111 | 2214013 | 120750414 | FALSE |  | 102 | 54 | 1 | 1.2522e-06 | Bin | 0.00058261 | Bin | 0.00017965 | Bin | 0.00023147 | Bin | 4.22e-07 | Bin | 2.52e-06 | Bin | 1.18e-07 | Bin | 2.2e-07 | Bin | 4.75e-06 | Bin | 5.1e-07 | Bin | 2.25e-06 | Bin | 1.01e-05 | Bin | 2.74e-05 | Bin | 9.24e-06 | Bin
Mayo Electric Generating Facility | NC | 6250 | 1B | 7826111 | 2214013 | 120750414 | FALSE |  | 102 | 54 | 1 | 1.2522e-06 | Bin | 0.00058261 | Bin | 0.00017965 | Bin | 0.00023147 | Bin | 4.22e-07 | Bin | 2.52e-06 | Bin | 1.18e-07 | Bin | 2.2e-07 | Bin | 4.75e-06 | Bin | 5.1e-07 | Bin | 2.25e-06 | Bin | 1.01e-05 | Bin | 2.74e-05 | Bin | 9.24e-06 | Bin
Ottumwa | IA | 6254 | 1 | 3732211 | 37541113 | 41993514 | FALSE |  | 113 | 71 | 16 | 5.2533e-06 | Bin | 0.0031989 | Bin | 0.0010123 | Bin | 0.0015232 | Bin | 1.45e-06 | Bin | 1.25e-05 | Bin | 4.16e-07 | Bin | 3.81e-07 | Bin | 4.89e-05 | Bin | 1.58e-06 | Bin | 6.61e-06 | Bin | 1.01e-05 | Bin | 2.74e-05 | Bin | 3.69e-05 | Bin
Scherer | GA | 6257 | 1 | 8354711 | 420013 | 45784414 | FALSE |  | 111 | 65 | 15 | 1.2955e-06 | Bin | 0.00088546 | Bin | 0.0010188 | Bin | 0.00011268 | Bin | 4.22e-07 | Bin | 9.72e-07 | Bin | 1.18e-07 | Bin | 2.2e-07 | Bin | 4.89e-05 | Bin | 1.58e-06 | Bin | 2.25e-06 | Bin | 1.01e-05 | Bin | 2.74e-05 | Bin | 3.69e-05 | Bin
Scherer | GA | 6257 | 2 | 8354711 | 420113 | 45784114 | FALSE |  | 111 | 65 | 15 | 1.2955e-06 | Bin | 0.00088546 | Bin | 0.0010188 | Bin | 0.00011268 | Bin | 4.22e-07 | Bin | 9.72e-07 | Bin | 1.18e-07 | Bin | 2.2e-07 | Bin | 4.89e-05 | Bin | 1.58e-06 | Bin | 2.25e-06 | Bin | 1.01e-05 | Bin | 2.74e-05 | Bin | 3.69e-05 | Bin
Scherer | GA | 6257 | 3 | 8354711 | 420213 | 45784014 | FALSE |  | 111 | 65 | 15 | 1.2955e-06 | Bin | 0.00088546 | Bin | 0.0010188 | Bin | 0.00011268 | Bin | 4.22e-07 | Bin | 9.72e-07 | Bin | 1.18e-07 | Bin | 2.2e-07 | Bin | 4.89e-05 | Bin | 1.58e-06 | Bin | 2.25e-06 | Bin | 1.01e-05 | Bin | 2.74e-05 | Bin | 3.69e-05 | Bin
Scherer | GA | 6257 | 4 | 8354711 | 419913 | 45784614 | FALSE |  | 111 | 65 | 15 | 1.2955e-06 | Bin | 0.00088546 | Bin | 0.0010188 | Bin | 0.00011268 | Bin | 4.22e-07 | Bin | 9.72e-07 | Bin | 1.18e-07 | Bin | 2.2e-07 | Bin | 4.89e-05 | Bin | 1.58e-06 | Bin | 2.25e-06 | Bin | 1.01e-05 | Bin | 2.74e-05 | Bin | 3.69e-05 | Bin
Mountaineer | WV | 6264 | 1 | 6760811 | 71715813 | 99271614 | FALSE |  | 102 | 54 | 1 | 1.2522e-06 | Bin | 0.00021405 | Unit | 0.00020348 | Unit | 0.000237 | Unit | 4.22e-07 | Bin | 2.52e-06 | Bin | 1.18e-07 | Bin | 2.2e-07 | Bin | 4.75e-06 | Bin | 5.1e-07 | Bin | 2.25e-06 | Bin | 1.01e-05 | Bin | 2.74e-05 | Bin | 9.24e-06 | Bin
Healy | AK | 6288 | 001 | 12662311 | 64100413 | 88885114 | FALSE |  | 111 | 68 | 16 | 3.0345e-06 | Bin | 0.00015405 | Unit | 0.0026377 | Unit | 4.4667e-05 | Unit | 4.22e-07 | Bin | 9.72e-07 | Bin | 1.18e-07 | Bin | 2.2e-07 | Bin | 4.89e-05 | Bin | 1.58e-06 | Bin | 2.25e-06 | Bin | 1.01e-05 | Bin | 2.74e-05 | Bin | 3.69e-05 | Bin
Antelope Valley Station | ND | 6469 | B1 | 8086511 | 64298413 | 89247914 | FALSE |  | 107 | 64 | 10 | 1.0771e-05 | Bin | 0.00074886 | Bin | 0.0026295 | Bin | 2.0067e-05 | Bin | 4.22e-07 | Bin | 9.72e-07 | Bin | 1.18e-07 | Bin | 2.2e-07 | Bin | 4.75e-06 | Bin | 5.1e-07 | Bin | 2.25e-06 | Bin | 1.01e-05 | Bin | 2.74e-05 | Bin | 9.24e-06 | Bin
Antelope Valley Station | ND | 6469 | B2 | 8086511 | 64298513 | 89248014 | FALSE |  | 107 | 64 | 10 | 1.0771e-05 | Bin | 0.00074886 | Bin | 0.0026295 | Bin | 2.0067e-05 | Bin | 4.22e-07 | Bin | 9.72e-07 | Bin | 1.18e-07 | Bin | 2.2e-07 | Bin | 4.75e-06 | Bin | 5.1e-07 | Bin | 2.25e-06 | Bin | 1.01e-05 | Bin | 2.74e-05 | Bin | 9.24e-06 | Bin
Intermountain Power Project | UT | 6481 | 1SGA | 7558311 | 11959213 | 2814 | FALSE |  | 100 | 52 | 1 | 8.0304e-07 | Bin | 0.00058261 | Bin | 0.00017965 | Bin | 0.00023147 | Bin | 4.22e-07 | Bin | 9.72e-07 | Bin | 1.18e-07 | Bin | 2.2e-07 | Bin | 4.75e-06 | Bin | 5.1e-07 | Bin | 2.25e-06 | Bin | 1.01e-05 | Bin | 2.74e-05 | Bin | 9.24e-06 | Bin
Intermountain Power Project | UT | 6481 | 2SGA | 7558311 | 11959313 | 2714 | FALSE |  | 100 | 52 | 1 | 8.0304e-07 | Bin | 0.00058261 | Bin | 0.00017965 | Bin | 0.00023147 | Bin | 4.22e-07 | Bin | 9.72e-07 | Bin | 1.18e-07 | Bin | 2.2e-07 | Bin | 4.75e-06 | Bin | 5.1e-07 | Bin | 2.25e-06 | Bin | 1.01e-05 | Bin | 2.74e-05 | Bin | 9.24e-06 | Bin
R D Green | KY | 6639 | G1 | 6098611 | 86744213 | 117325714 | FALSE |  | 102 | 54 | 1 | 2.3967e-06 | Facility | 0.00022267 | Facility | 0.00011813 | Facility | 1.88e-05 | Facility | 4.1382e-08 | Facility | 1.8496e-07 | Facility | 1.2012e-08 | Facility | 8.4082e-08 | Facility | 4.2313e-07 | Facility | 1.8447e-07 | Facility | 2.3581e-07 | Facility | 2.1028e-06 | Facility | 2.162e-07 | Facility | 1.4415e-07 | Facility
R D Green | KY | 6639 | G2 | 6098611 | 86744513 | 117326614 | FALSE |  | 102 | 54 | 1 | 2.3967e-06 | Unit | 0.00022267 | Unit | 0.00011813 | Unit | 1.88e-05 | Unit | 4.1382e-08 | Unit | 1.8496e-07 | Unit | 1.2012e-08 | Unit | 8.4082e-08 | Unit | 4.2313e-07 | Unit | 1.8447e-07 | Unit | 2.3581e-07 | Unit | 2.1028e-06 | Unit | 2.162e-07 | Unit | 1.4415e-07 | Unit
Independence | AR | 6641 | 1 | 1083411 | 46911413 | 62151214 | FALSE |  | 113 | 70 | 16 | 3.2785e-06 | Bin | 0.0031989 | Bin | 0.0010123 | Bin | 0.0015232 | Bin | 1.45e-06 | Bin | 1.25e-05 | Bin | 4.16e-07 | Bin | 3.81e-07 | Bin | 4.89e-05 | Bin | 1.58e-06 | Bin | 6.61e-06 | Bin | 1.01e-05 | Bin | 2.74e-05 | Bin | 3.69e-05 | Bin
Independence | AR | 6641 | 2 | 1083411 | 46911013 | 62105614 | FALSE |  | 113 | 70 | 16 | 3.2785e-06 | Bin | 0.0031989 | Bin | 0.0010123 | Bin | 0.0015232 | Bin | 1.45e-06 | Bin | 1.25e-05 | Bin | 4.16e-07 | Bin | 3.81e-07 | Bin | 4.89e-05 | Bin | 1.58e-06 | Bin | 6.61e-06 | Bin | 1.01e-05 | Bin | 2.74e-05 | Bin | 3.69e-05 | Bin
Sandow No 4 | TX | 6648 | 4 | 4204811 | 35746613 | 5714814 | FALSE |  | 107 | 62 | 9 | 3.9023e-06 | Bin | 0.00012026 | Bin | 9.3473e-05 | Bin | 1.5867e-05 | Bin | 4.22e-07 | Bin | 9.72e-07 | Bin | 1.18e-07 | Bin | 2.2e-07 | Bin | 4.75e-06 | Bin | 5.1e-07 | Bin | 2.25e-06 | Bin | 1.01e-05 | Bin | 2.74e-05 | Bin | 9.24e-06 | Bin
Louisa | IA | 6664 | 101 | 3942411 | 37581213 | 41861514 | FALSE |  | 111 | 66 | 14 | 6.9049e-06 | Unit | 0.00019104 | Unit | 0.00019223 | Unit | 1.03e-05 | Unit | 1.045e-06 | Unit | 3.0019e-07 | Unit | 4.5425e-09 | Unit | 2.4828e-08 | Unit | 3.808e-06 | Unit | 8.251e-07 | Unit | 2.0583e-06 | Unit | 6.5524e-06 | Unit | 8.8205e-06 | Unit | 1.4461e-06 | Unit
Warrick Power Plant | IN | 6705 | 1 | 8183111 | 5838413 | 123753114 | FALSE |  | 102 | 54 | 1 | 1.2522e-06 | Bin | 0.00058261 | Bin | 0.00017965 | Bin | 0.00023147 | Bin | 4.22e-07 | Bin | 2.52e-06 | Bin | 1.18e-07 | Bin | 2.2e-07 | Bin | 4.75e-06 | Bin | 5.1e-07 | Bin | 2.25e-06 | Bin | 1.01e-05 | Bin | 2.74e-05 | Bin | 9.24e-06 | Bin
Warrick Power Plant | IN | 6705 | 2 | 8183111 | 5838713 | 123754814 | FALSE |  | 102 | 54 | 1 | 1.2522e-06 | Bin | 0.00058261 | Bin | 0.00017965 | Bin | 0.00023147 | Bin | 4.22e-07 | Bin | 2.52e-06 | Bin | 1.18e-07 | Bin | 2.2e-07 | Bin | 4.75e-06 | Bin | 5.1e-07 | Bin | 2.25e-06 | Bin | 1.01e-05 | Bin | 2.74e-05 | Bin | 9.24e-06 | Bin
Warrick Power Plant | IN | 6705 | 3 | 8183111 | 5838513 | 123753314 | FALSE |  | 102 | 54 | 1 | 1.2522e-06 | Bin | 0.00058261 | Bin | 0.00017965 | Bin | 0.00023147 | Bin | 4.22e-07 | Bin | 2.52e-06 | Bin | 1.18e-07 | Bin | 2.2e-07 | Bin | 4.75e-06 | Bin | 5.1e-07 | Bin | 2.25e-06 | Bin | 1.01e-05 | Bin | 2.74e-05 | Bin | 9.24e-06 | Bin
Warrick Power Plant | IN | 6705 | Boiler 4 | 8183111 | 5838613 | 123753514 | FALSE |  | 102 | 54 | 1 | 1.2522e-06 | Bin | 0.00058261 | Bin | 0.00017965 | Bin | 0.00023147 | Bin | 4.22e-07 | Bin | 2.52e-06 | Bin | 1.18e-07 | Bin | 2.2e-07 | Bin | 4.75e-06 | Bin | 5.1e-07 | Bin | 2.25e-06 | Bin | 1.01e-05 | Bin | 2.74e-05 | Bin | 9.24e-06 | Bin
Rawhide | CO | 6761 | 101 | 4364011 | 36155313 | 48118814 | FALSE |  | 111 | 66 | 14 | 5.6333e-06 | Unit | 0.00033354 | Unit | 4.6491e-05 | Unit | 1.7967e-05 | Unit | 4.9819e-08 | Unit | 7.289e-08 | Unit | 1.1131e-08 | Unit | 8.0251e-08 | Unit | 2.9033e-07 | Unit | 8.3843e-08 | Unit | 1.3236e-07 | Unit | 4.6511e-07 | Unit | 2.8813e-07 | Unit | 4.0724e-08 | Unit
Sikeston Power Station | MO | 6768 | 1 | 7595411 | 59159713 | 87958314 | FALSE |  | 113 | 70 | 16 | 3.2785e-06 | Bin | 0.0031989 | Bin | 0.0010123 | Bin | 0.0015232 | Bin | 1.45e-06 | Bin | 1.25e-05 | Bin | 4.16e-07 | Bin | 3.81e-07 | Bin | 4.89e-05 | Bin | 1.58e-06 | Bin | 6.61e-06 | Bin | 1.01e-05 | Bin | 2.74e-05 | Bin | 3.69e-05 | Bin
Hugo | OK | 6772 | 1 | 8449511 | 1415813 | 16590214 | FALSE |  | 113 | 70 | 16 | 3.2785e-06 | Bin | 0.0031989 | Bin | 0.0010123 | Bin | 0.0015232 | Bin | 1.45e-06 | Bin | 1.25e-05 | Bin | 4.16e-07 | Bin | 3.81e-07 | Bin | 4.89e-05 | Bin | 1.58e-06 | Bin | 6.61e-06 | Bin | 1.01e-05 | Bin | 2.74e-05 | Bin | 3.69e-05 | Bin
D B Wilson | KY | 6823 | W1 | 5561611 | 86766113 | 117370114 | FALSE |  | 102 | 54 | 1 | 1.2522e-06 | Bin | 0.00058261 | Bin | 0.00017965 | Bin | 0.00023147 | Bin | 4.22e-07 | Bin | 2.52e-06 | Bin | 1.18e-07 | Bin | 2.2e-07 | Bin | 4.75e-06 | Bin | 5.1e-07 | Bin | 2.25e-06 | Bin | 1.01e-05 | Bin | 2.74e-05 | Bin | 9.24e-06 | Bin
Twin Oaks Power One | TX | 7030 | U1 | 7552911 | 12332013 | 2788214 | FALSE |  | 109 | 64 | 12 | 1.0771e-05 | Bin | 0.00036675 | Bin | 8.7975e-06 | Bin | 1.3143e-05 | Bin | 1.9535e-06 | Facility | 2.9846e-07 | Facility | 1.6432e-07 | Facility | 2.1982e-07 | Facility | 1.1722e-06 | Facility | 1.7929e-06 | Facility | 5.1492e-07 | Facility | 5.4587e-06 | Facility | 2.6392e-06 | Facility | 4.339e-07 | Facility
Twin Oaks Power One | TX | 7030 | U2 | 7552911 | 12334713 | 2785514 | FALSE |  | 109 | 64 | 12 | 6.8765e-06 | Unit | 0.00036675 | Bin | 8.7975e-06 | Bin | 1.3143e-05 | Bin | 1.9535e-06 | Unit | 2.9846e-07 | Unit | 1.6432e-07 | Unit | 2.1982e-07 | Unit | 1.1722e-06 | Unit | 1.7929e-06 | Unit | 5.1492e-07 | Unit | 5.4587e-06 | Unit | 2.6392e-06 | Unit | 4.339e-07 | Unit
J K Spruce | TX | 7097 | BLR1 | 5617211 | 21257713 | 13396614 | FALSE |  | 110 | 67 | 13 | 3.1733e-06 | Unit | 7.6237e-05 | Unit | 4.9757e-05 | Unit | 0.00031667 | Unit | 2.4634e-07 | Unit | 2.4634e-07 | Unit | 6.1586e-08 | Unit | 2.2773e-07 | Unit | 2.596e-07 | Unit | 6.1586e-08 | Unit | 3.1761e-07 | Unit | 6.2277e-07 | Unit | 7.885e-07 | Unit | 8.8926e-07 | Unit
J K Spruce | TX | 7097 | BLR2 | 5617211 | 69929313 | 96884214 | FALSE |  | 110 | 67 | 13 | 1.4708e-07 | Bin | 7.6237e-05 | Facility | 4.9757e-05 | Facility | 0.00031667 | Facility | 2.4634e-07 | Facility | 2.4634e-07 | Facility | 6.1586e-08 | Facility | 2.2773e-07 | Facility | 2.596e-07 | Facility | 6.1586e-08 | Facility | 3.1761e-07 | Facility | 6.2277e-07 | Facility | 7.885e-07 | Facility | 8.8926e-07 | Facility
Cope | SC | 7210 | COP1 | 7870811 | 2803113 | 14938414 | FALSE |  | 101 | 51 | 2 | 7.0497e-08 | Unit | 0.011767 | Unit | 0.0061967 | Unit | 0.00090521 | Unit | 1.6521e-07 | Unit | 1.1355e-07 | Unit | 1.1705e-08 | Unit | 5.3842e-08 | Unit | 8.2215e-07 | Unit | 7.7089e-08 | Unit | 2.3286e-07 | Unit | 2.3765e-05 | Unit | 7.7714e-07 | Unit | 1.1813e-07 | Unit
Clover | VA | 7213 | 1 | 6160611 | 15869513 | 887314 | FALSE |  | 100 | 52 | 1 | 2.0233e-08 | Unit | 0.00037307 | Unit | 0.00017153 | Unit | 0.00035767 | Unit | 1.0641e-07 | Unit | 2.8112e-07 | Unit | 3.598e-08 | Unit | 2.0835e-07 | Unit | 8.3235e-06 | Unit | 1.8919e-07 | Unit | 3.6458e-07 | Unit | 1.1084e-05 | Unit | 8.9082e-06 | Unit | 3.6513e-06 | Unit
Clover | VA | 7213 | 2 | 6160611 | 15869213 | 887714 | FALSE |  | 100 | 52 | 1 | 4.8746e-08 | Unit | 0.00033766 | Unit | 0.00018542 | Unit | 0.0012983 | Unit | 1.2914e-07 | Unit | 3.7686e-07 | Unit | 3.2765e-08 | Unit | 3.291e-08 | Unit | 4.9977e-06 | Unit | 1.4918e-07 | Unit | 2.8178e-07 | Unit | 1.5599e-05 | Unit | 4.7297e-06 | Unit | 9.3506e-06 | Unit
Polk | FL | 7242 | 1 | 751911 | 46314613 | 92667314 | FALSE |  | 115 | 72 | 17 | 1.2333e-06 | Unit | 8.1225e-05 | Unit | 8.3211e-05 | Unit | 5.1873e-05 | Unit | 1.344e-07 | Unit | 7.7777e-07 | Unit | 1.4213e-08 | Unit | 7.2678e-08 | Unit | 5.8769e-07 | Unit | 7.8046e-08 | Unit | 1.0093e-05 | Unit | 4.2553e-07 | Unit | 2.298e-06 | Unit | 8.703e-06 | Unit
Richard Gorsuch | OH | 7253 | 1 | 8445611 | 1631313 | 100918214 | FALSE |  | 103 | 56 | 4 | 1.0053e-05 | Facility | 0.007771 | Facility | 0.00619 | Bin | 9.3333e-05 | Facility | 5.663e-07 | Facility | 5.0095e-06 | Facility | 2.955e-07 | Facility | 3.454e-07 | Facility | 5.9774e-06 | Facility | 1.4031e-06 | Facility | 7.2109e-06 | Facility | 4.6974e-06 | Facility | 4.6527e-06 | Facility | 0.00016616 | Facility
Richard Gorsuch | OH | 7253 | 2 | 8445611 | 1631113 | 117196114 | FALSE |  | 103 | 56 | 4 | 1.0053e-05 | Facility | 0.007771 | Facility | 0.00619 | Bin | 9.3333e-05 | Facility | 5.663e-07 | Facility | 5.0095e-06 | Facility | 2.955e-07 | Facility | 3.454e-07 | Facility | 5.9774e-06 | Facility | 1.4031e-06 | Facility | 7.2109e-06 | Facility | 4.6974e-06 | Facility | 4.6527e-06 | Facility | 0.00016616 | Facility
Richard Gorsuch | OH | 7253 | 3 | 8445611 | 1631213 | 117196014 | FALSE |  | 103 | 56 | 4 | 1.0053e-05 | Unit | 0.007771 | Unit | 0.043408 | Unit | 9.3333e-05 | Unit | 5.663e-07 | Unit | 5.0095e-06 | Unit | 2.955e-07 | Unit | 3.454e-07 | Unit | 5.9774e-06 | Unit | 1.4031e-06 | Unit | 7.2109e-06 | Unit | 4.6974e-06 | Unit | 4.6527e-06 | Unit | 0.00016616 | Unit
Richard Gorsuch | OH | 7253 | 4 | 8445611 | 1630813 | 117196214 | FALSE |  | 103 | 56 | 4 | 1.0053e-05 | Facility | 0.007771 | Facility | 0.00619 | Bin | 9.3333e-05 | Facility | 5.663e-07 | Facility | 5.0095e-06 | Facility | 2.955e-07 | Facility | 3.454e-07 | Facility | 5.9774e-06 | Facility | 1.4031e-06 | Facility | 7.2109e-06 | Facility | 4.6974e-06 | Facility | 4.6527e-06 | Facility | 0.00016616 | Facility
George Neal South | IA | 7343 | 4 | 2943511 | 38608513 | 37449914 | FALSE |  | 113 | 70 | 16 | 3.2785e-06 | Bin | 0.0031989 | Bin | 0.0010123 | Bin | 0.0015232 | Bin | 1.45e-06 | Bin | 1.25e-05 | Bin | 4.16e-07 | Bin | 3.81e-07 | Bin | 4.89e-05 | Bin | 1.58e-06 | Bin | 6.61e-06 | Bin | 1.01e-05 | Bin | 2.74e-05 | Bin | 3.69e-05 | Bin
Neil Simpson II | WY | 7504 | 2 | 7844911 | 72202313 | 99953314 | FALSE |  | 113 | 70 | 14 | 3.2785e-06 | Bin | 0.00014758 | Unit | 0.0003696 | Unit | 5e-05 | Unit | 1.9772e-08 | Unit | 3.3442e-08 | Unit | 5.2553e-09 | Unit | 5.3522e-08 | Unit | 6.171e-07 | Unit | 1.58e-06 | Bin | 3.2935e-07 | Unit | 7.2869e-07 | Unit | 8.0689e-07 | Unit | 9.3254e-08 | Unit
North Branch | WV | 7537 | 1A | 8534011 | 71949813 | 99675314 | FALSE |  | 104 | 58 | 6 | 1.1519e-08 | Bin | 0.010287 | Bin | 7.3765e-05 | Bin | 0.0020565 | Bin | 4.22e-07 | Bin | 9.72e-07 | Bin | 1.18e-07 | Bin | 2.2e-07 | Bin | 4.89e-05 | Bin | 1.58e-06 | Bin | 2.25e-06 | Bin | 1.01e-05 | Bin | 2.74e-05 | Bin | 3.69e-05 | Bin
North Branch | WV | 7537 | 1B | 8534011 | 71949913 | 99675514 | FALSE |  | 104 | 58 | 6 | 1.1519e-08 | Bin | 0.010287 | Bin | 7.3765e-05 | Bin | 0.0020565 | Bin | 4.22e-07 | Bin | 9.72e-07 | Bin | 1.18e-07 | Bin | 2.2e-07 | Bin | 4.89e-05 | Bin | 1.58e-06 | Bin | 2.25e-06 | Bin | 1.01e-05 | Bin | 2.74e-05 | Bin | 3.69e-05 | Bin
Cogen South | SC | 7737 | B001 | 4120611 | 34983313 | 14869014 | FALSE |  | 101 | 51 | 2 | 1.137e-07 | Bin | 0.0064789 | Bin | 0.00010909 | Bin | 0.00034538 | Bin | 4.22e-07 | Bin | 9.72e-07 | Bin | 1.18e-07 | Bin | 2.2e-07 | Bin | 4.89e-05 | Bin | 1.58e-06 | Bin | 2.25e-06 | Bin | 1.01e-05 | Bin | 2.74e-05 | Bin | 3.69e-05 | Bin
Bonanza Power Plant | UT | 7790 | 1-1 | 6281811 | 15501913 | 234014 | FALSE |  | 100 | 52 | 1 | 8.0304e-07 | Bin | 0.00058261 | Bin | 0.00017965 | Bin | 0.00023147 | Bin | 4.22e-07 | Bin | 9.72e-07 | Bin | 1.18e-07 | Bin | 2.2e-07 | Bin | 4.75e-06 | Bin | 5.1e-07 | Bin | 2.25e-06 | Bin | 1.01e-05 | Bin | 2.74e-05 | Bin | 9.24e-06 | Bin
Pirkey | TX | 7902 | 1 | 4845611 | 29665713 | 4212914 | FALSE |  | 107 | 64 | 9 | 1.0771e-05 | Bin | 0.00012026 | Bin | 9.3473e-05 | Bin | 1.5867e-05 | Bin | 4.22e-07 | Bin | 9.72e-07 | Bin | 1.18e-07 | Bin | 2.2e-07 | Bin | 4.75e-06 | Bin | 5.1e-07 | Bin | 2.25e-06 | Bin | 1.01e-05 | Bin | 2.74e-05 | Bin | 9.24e-06 | Bin
Newington Station | NH | 8002 | 1 | 7288011 | 8537013 | 21261214 | FALSE |  | 118 | 75 | 20 | 2.944e-08 | Unit | 0.002328 | Unit | 0.00013317 | Unit | 3.5533e-05 | Unit | 7.39e-07 | Unit | 5.6879e-07 | Unit | 1.1695e-07 | Unit | 3.4616e-07 | Unit | 1.9762e-05 | Unit | 2.259e-07 | Unit | 7.8477e-07 | Unit | 2.0657e-06 | Unit | 9.4769e-06 | Unit | 1.321e-06 | Unit
Roseton Generating Station | NY | 8006 | 1 | 8427811 | 1624513 | 21098214 | FALSE |  | 119 | 75 | 20 | 1.1167e-07 | Bin | 0.00090711 | Bin | 0.00020182 | Bin | 0.00032886 | Bin | 3.3e-05 | Bin | 2.55e-06 | Bin | 1.62e-07 | Bin | 3.62e-07 | Bin | 5.7e-06 | Bin | 1.71e-05 | Bin | 1.3e-05 | Bin | 9.42e-06 | Bin | 0.000346 | Bin | 2.0209e-06 | Bin
Roseton Generating Station | NY | 8006 | 2 | 8427811 | 1624813 | 21097814 | FALSE |  | 119 | 75 | 20 | 1.1167e-07 | Bin | 0.00090711 | Bin | 0.00020182 | Bin | 0.00032886 | Bin | 3.3e-05 | Bin | 2.55e-06 | Bin | 1.62e-07 | Bin | 3.62e-07 | Bin | 5.7e-06 | Bin | 1.71e-05 | Bin | 1.3e-05 | Bin | 9.42e-06 | Bin | 0.000346 | Bin | 2.0209e-06 | Bin
Columbia | WI | 8023 | 1 | 7673611 | 11387113 | 67490914 | FALSE |  | 113 | 71 | 16 | 5.2533e-06 | Bin | 0.0031989 | Bin | 0.0010123 | Bin | 0.0015232 | Bin | 1.45e-06 | Bin | 1.25e-05 | Bin | 4.16e-07 | Bin | 3.81e-07 | Bin | 4.89e-05 | Bin | 1.58e-06 | Bin | 6.61e-06 | Bin | 1.01e-05 | Bin | 2.74e-05 | Bin | 3.69e-05 | Bin
Columbia | WI | 8023 | 2 | 7673611 | 11387613 | 67512014 | FALSE |  | 113 | 65 | 15 | 1.2955e-06 | Bin | 0.00088546 | Bin | 0.0010188 | Bin | 0.00011268 | Bin | 1.45e-06 | Bin | 1.25e-05 | Bin | 4.16e-07 | Bin | 3.81e-07 | Bin | 4.89e-05 | Bin | 1.58e-06 | Bin | 6.61e-06 | Bin | 1.01e-05 | Bin | 2.74e-05 | Bin | 3.69e-05 | Bin
Belews Creek Steam Station | NC | 8042 | Unit 1 | 8514011 | 1578913 | 18234714 | FALSE |  | 102 | 54 | 1 | 1.2522e-06 | Bin | 0.00063354 | Unit | 0.00080668 | Unit | 2.5667e-06 | Unit | 4.22e-07 | Bin | 2.52e-06 | Bin | 1.18e-07 | Bin | 2.2e-07 | Bin | 4.75e-06 | Bin | 5.1e-07 | Bin | 2.25e-06 | Bin | 1.01e-05 | Bin | 2.74e-05 | Bin | 9.24e-06 | Bin
Belews Creek Steam Station | NC | 8042 | Unit 2 | 8514011 | 1578413 | 18235314 | FALSE |  | 102 | 54 | 1 | 1.2522e-06 | Bin | 0.00063354 | Facility | 0.00080668 | Facility | 2.5667e-06 | Facility | 4.22e-07 | Bin | 2.52e-06 | Bin | 1.18e-07 | Bin | 2.2e-07 | Bin | 4.75e-06 | Bin | 5.1e-07 | Bin | 2.25e-06 | Bin | 1.01e-05 | Bin | 2.74e-05 | Bin | 9.24e-06 | Bin
Anclote Power Plant | FL | 8048 | 1 | 717211 | 46338013 | 46337014 | FALSE |  | 119 | 75 | 20 | 1.1167e-07 | Bin | 0.00090711 | Bin | 0.00020182 | Bin | 0.00032886 | Bin | 3.3e-05 | Bin | 2.55e-06 | Bin | 1.62e-07 | Bin | 3.62e-07 | Bin | 5.7e-06 | Bin | 1.71e-05 | Bin | 1.3e-05 | Bin | 9.42e-06 | Bin | 0.000346 | Bin | 2.0209e-06 | Bin
Anclote Power Plant | FL | 8048 | 2 | 717211 | 46337913 | 46337514 | FALSE |  | 119 | 75 | 20 | 1.1167e-07 | Bin | 0.00090711 | Bin | 0.00020182 | Bin | 0.00032886 | Bin | 3.3e-05 | Bin | 2.55e-06 | Bin | 1.62e-07 | Bin | 3.62e-07 | Bin | 5.7e-06 | Bin | 1.71e-05 | Bin | 1.3e-05 | Bin | 9.42e-06 | Bin | 0.000346 | Bin | 2.0209e-06 | Bin
Gerald Andrus | MS | 8054 | 1 | 7083911 | 64689313 | 89722814 | FALSE |  | 119 | 75 | 20 | 2.882e-07 | Unit | 0.00056233 | Unit | 0.000576 | Unit | 9.7733e-05 | Unit | 9.8158e-05 | Unit | 3.9374e-06 | Unit | 2.4344e-07 | Unit | 2.7237e-07 | Unit | 1.0176e-05 | Unit | 1.4327e-05 | Unit | 1.1139e-05 | Unit | 1.2388e-05 | Unit | 0.00025188 | Unit | 1.6665e-06 | Unit
Jim Bridger Plant Units 1-4 | WY | 8066 | BW71 | 3962711 | 72209613 | 99960614 | FALSE |  | 112 | 69 | 13 | 3.3153e-06 | Bin | 0.0021581 | Bin | 0.0030467 | Bin | 0.00010154 | Bin | 4.22e-07 | Bin | 2.52e-06 | Bin | 1.18e-07 | Bin | 2.2e-07 | Bin | 4.75e-06 | Bin | 5.1e-07 | Bin | 2.25e-06 | Bin | 1.01e-05 | Bin | 2.74e-05 | Bin | 9.24e-06 | Bin
Jim Bridger Plant Units 1-4 | WY | 8066 | BW72 | 3962711 | 72209213 | 99960214 | FALSE |  | 112 | 69 | 13 | 3.3153e-06 | Bin | 0.0021581 | Bin | 0.0030467 | Bin | 0.00010154 | Bin | 4.22e-07 | Bin | 2.52e-06 | Bin | 1.18e-07 | Bin | 2.2e-07 | Bin | 4.75e-06 | Bin | 5.1e-07 | Bin | 2.25e-06 | Bin | 1.01e-05 | Bin | 2.74e-05 | Bin | 9.24e-06 | Bin
Jim Bridger Plant Units 1-4 | WY | 8066 | BW73 | 3962711 | 72208013 | 99959014 | FALSE |  | 112 | 69 | 13 | 3.3153e-06 | Bin | 0.0021581 | Bin | 0.0030467 | Bin | 0.00010154 | Bin | 4.22e-07 | Bin | 2.52e-06 | Bin | 1.18e-07 | Bin | 2.2e-07 | Bin | 4.75e-06 | Bin | 5.1e-07 | Bin | 2.25e-06 | Bin | 1.01e-05 | Bin | 2.74e-05 | Bin | 9.24e-06 | Bin
Jim Bridger Plant Units 1-4 | WY | 8066 | BW74 | 3962711 | 72208313 | 99959314 | FALSE |  | 112 | 69 | 13 | 3.3153e-06 | Bin | 0.0021581 | Bin | 0.0030467 | Bin | 0.00010154 | Bin | 4.22e-07 | Bin | 2.52e-06 | Bin | 1.18e-07 | Bin | 2.2e-07 | Bin | 4.75e-06 | Bin | 5.1e-07 | Bin | 2.25e-06 | Bin | 1.01e-05 | Bin | 2.74e-05 | Bin | 9.24e-06 | Bin
Huntington Plant | UT | 8069 | 1 | 5050611 | 25902813 | 4214 | FALSE |  | 102 | 54 | 1 | 1.2522e-06 | Bin | 0.00058261 | Bin | 0.00017965 | Bin | 0.00023147 | Bin | 4.22e-07 | Bin | 2.52e-06 | Bin | 1.18e-07 | Bin | 2.2e-07 | Bin | 4.75e-06 | Bin | 5.1e-07 | Bin | 2.25e-06 | Bin | 1.01e-05 | Bin | 2.74e-05 | Bin | 9.24e-06 | Bin
Huntington Plant | UT | 8069 | 2 | 5050611 | 25903613 | 3414 | FALSE |  | 100 | 52 | 1 | 8.0304e-07 | Bin | 0.00058261 | Bin | 0.00017965 | Bin | 0.00023147 | Bin | 4.22e-07 | Bin | 9.72e-07 | Bin | 1.18e-07 | Bin | 2.2e-07 | Bin | 4.75e-06 | Bin | 5.1e-07 | Bin | 2.25e-06 | Bin | 1.01e-05 | Bin | 2.74e-05 | Bin | 9.24e-06 | Bin
General James M. Gavin | OH | 8102 | 1 | 8148511 | 5952713 | 100831914 | FALSE |  | 102 | 54 | 1 | 1.2522e-06 | Bin | 0.011537 | Unit | 0.076914 | Unit | 0.0002 | Unit | 4.22e-07 | Bin | 2.52e-06 | Bin | 1.18e-07 | Bin | 2.2e-07 | Bin | 4.75e-06 | Bin | 5.1e-07 | Bin | 2.25e-06 | Bin | 1.01e-05 | Bin | 2.74e-05 | Bin | 9.24e-06 | Bin
General James M. Gavin | OH | 8102 | 2 | 8148511 | 5953013 | 100832114 | FALSE |  | 102 | 54 | 1 | 1.2522e-06 | Bin | 0.011177 | Unit | 0.074512 | Unit | 0.0002 | Unit | 4.22e-07 | Bin | 2.52e-06 | Bin | 1.18e-07 | Bin | 2.2e-07 | Bin | 4.75e-06 | Bin | 5.1e-07 | Bin | 2.25e-06 | Bin | 1.01e-05 | Bin | 2.74e-05 | Bin | 9.24e-06 | Bin
Ray D Nixon | CO | 8219 | 1 | 4392711 | 36137913 | 51357214 | FALSE |  | 111 | 68 | 16 | 3.0345e-06 | Bin | 0.0031989 | Bin | 0.0010123 | Bin | 0.0015232 | Bin | 4.22e-07 | Bin | 9.72e-07 | Bin | 1.18e-07 | Bin | 2.2e-07 | Bin | 4.89e-05 | Bin | 1.58e-06 | Bin | 2.25e-06 | Bin | 1.01e-05 | Bin | 2.74e-05 | Bin | 3.69e-05 | Bin
Coyote | ND | 8222 | B1 | 8086611 | 64297413 | 89246814 | FALSE |  | 107 | 64 | 10 | 1.0771e-05 | Bin | 0.00074886 | Bin | 0.0026295 | Bin | 2.0067e-05 | Bin | 4.22e-07 | Bin | 9.72e-07 | Bin | 1.18e-07 | Bin | 2.2e-07 | Bin | 4.75e-06 | Bin | 5.1e-07 | Bin | 2.25e-06 | Bin | 1.01e-05 | Bin | 2.74e-05 | Bin | 9.24e-06 | Bin
Springerville | AZ | 8223 | 1 | 7735111 | 2902713 | 120393914 | FALSE |  | 111 | 66 | 14 | 3.344e-06 | Facility | 0.00030598 | Facility | 0.00022967 | Facility | 0.00086167 | Facility | 3.0189e-07 | Facility | 4.8963e-07 | Facility | 3.1758e-08 | Facility | 9.7957e-08 | Facility | 4.1569e-07 | Facility | 2.0609e-07 | Facility | 3.6928e-07 | Facility | 2.2156e-06 | Facility | 1.2076e-06 | Facility | 6.6086e-07 | Facility
Springerville | AZ | 8223 | 2 | 7735111 | 2902613 | 120394314 | FALSE |  | 111 | 66 | 14 | 3.344e-06 | Facility | 0.00030598 | Facility | 0.00022967 | Facility | 0.00086167 | Facility | 3.0189e-07 | Facility | 4.8963e-07 | Facility | 3.1758e-08 | Facility | 9.7957e-08 | Facility | 4.1569e-07 | Facility | 2.0609e-07 | Facility | 3.6928e-07 | Facility | 2.2156e-06 | Facility | 1.2076e-06 | Facility | 6.6086e-07 | Facility
Springerville | AZ | 8223 | 3 | 7735111 | 2902913 | 61810214 | FALSE |  | 111 | 66 | 14 | 3.1046e-06 | Unit | 0.00030598 | Unit | 0.00020733 | Unit | 0.0011277 | Unit | 3.7547e-07 | Unit | 7.5094e-07 | Unit | 6.4366e-09 | Unit | 7.8575e-08 | Unit | 5.4479e-07 | Unit | 5.9429e-08 | Unit | 3.8553e-07 | Unit | 3.0408e-06 | Unit | 1.6108e-06 | Unit | 7.5094e-07 | Unit
Springerville | AZ | 8223 | 4 | 7735111 | 90849013 | 123213614 | FALSE |  | 111 | 66 | 14 | 3.5833e-06 | Unit | 0.0046462 | Unit | 0.000252 | Unit | 0.00059567 | Unit | 2.2831e-07 | Unit | 2.2831e-07 | Unit | 5.7079e-08 | Unit | 1.1734e-07 | Unit | 2.8659e-07 | Unit | 3.5275e-07 | Unit | 3.5303e-07 | Unit | 1.3904e-06 | Unit | 8.0441e-07 | Unit | 5.7079e-07 | Unit
North Valmy | NV | 8224 | 1 | 7302011 | 66878913 | 92333714 | FALSE |  | 101 | 53 | 4 | 4.3664e-08 | Bin | 0.059473 | Bin | 0.00619 | Bin | 0.00047871 | Bin | 4.22e-07 | Bin | 9.72e-07 | Bin | 1.18e-07 | Bin | 2.2e-07 | Bin | 4.89e-05 | Bin | 1.58e-06 | Bin | 2.25e-06 | Bin | 1.01e-05 | Bin | 2.74e-05 | Bin | 3.69e-05 | Bin
North Valmy | NV | 8224 | 2 | 7302011 | 66880213 | 92335014 | FALSE |  | 101 | 51 | 2 | 1.137e-07 | Bin | 0.0064789 | Bin | 0.00010909 | Bin | 0.00034538 | Bin | 4.22e-07 | Bin | 9.72e-07 | Bin | 1.18e-07 | Bin | 2.2e-07 | Bin | 4.89e-05 | Bin | 1.58e-06 | Bin | 2.25e-06 | Bin | 1.01e-05 | Bin | 2.74e-05 | Bin | 3.69e-05 | Bin
Cheswick Power Plant | PA | 8226 | 1 | 8404811 | 363113 | 89190614 | FALSE | YES- unit config has changed since MATS testing -- do not use these values | 103 | 55 | 4 | 5.6368e-06 | Bin | 0.059473 | Bin | 0.00619 | Bin | 0.00047871 | Bin | 1.45e-06 | Bin | 1.25e-05 | Bin | 4.16e-07 | Bin | 3.81e-07 | Bin | 4.89e-05 | Bin | 1.58e-06 | Bin | 6.61e-06 | Bin | 1.01e-05 | Bin | 2.74e-05 | Bin | 3.69e-05 | Bin
Astoria Generating Station | NY | 8906 | 30 | 7982311 | 6450913 | 20881914 | FALSE |  | 119 | 75 | 20 | 2.2037e-07 | Facility | 0.00082607 | Facility | 0.00026335 | Facility | 0.00093933 | Facility | 0.00035648 | Facility | 4.7657e-06 | Facility | 1.388e-06 | Facility | 4.635e-07 | Facility | 6.0484e-06 | Facility | 6.0924e-05 | Facility | 1.4971e-05 | Facility | 0.00019187 | Facility | 0.0011051 | Facility | 4.635e-06 | Facility
Astoria Generating Station | NY | 8906 | 40 | 7982311 | 6450613 | 20882414 | FALSE |  | 119 | 75 | 20 | 2.2037e-07 | Unit | 0.00082607 | Unit | 0.00026335 | Unit | 0.00093933 | Unit | 0.00035648 | Unit | 4.7657e-06 | Unit | 1.388e-06 | Unit | 4.635e-07 | Unit | 6.0484e-06 | Unit | 6.0924e-05 | Unit | 1.4971e-05 | Unit | 0.00019187 | Unit | 0.0011051 | Unit | 4.635e-06 | Unit
Astoria Generating Station | NY | 8906 | 50 | 7982311 | 6450813 | 20882214 | FALSE |  | 119 | 75 | 20 | 2.2037e-07 | Facility | 0.00082607 | Facility | 0.00026335 | Facility | 0.00093933 | Facility | 0.00035648 | Facility | 4.7657e-06 | Facility | 1.388e-06 | Facility | 4.635e-07 | Facility | 6.0484e-06 | Facility | 6.0924e-05 | Facility | 1.4971e-05 | Facility | 0.00019187 | Facility | 0.0011051 | Facility | 4.635e-06 | Facility
ACE Cogeneration Company | CA | 10002 | 1 | 4841211 | 30546713 | 54442514 | FALSE |  | 104 | 58 | 6 | 1.1519e-08 | Bin | 0.010287 | Bin | 7.3765e-05 | Bin | 0.0020565 | Bin | 4.22e-07 | Bin | 9.72e-07 | Bin | 1.18e-07 | Bin | 2.2e-07 | Bin | 4.89e-05 | Bin | 1.58e-06 | Bin | 2.25e-06 | Bin | 1.01e-05 | Bin | 2.74e-05 | Bin | 3.69e-05 | Bin
Logan Generating Plant | NJ | 10043 | B01 | 8093811 | 7154613 | 22434314 | FALSE |  | 101 | 51 | 2 | 5.3333e-09 | Unit | 1.2873e-05 | Unit | 8.3606e-06 | Unit | 2.4667e-06 | Unit | 1.7596e-08 | Unit | 1.3186e-07 | Unit | 5.673e-09 | Unit | 3.4339e-08 | Unit | 3.4327e-07 | Unit | 1.58e-06 | Bin | 1.8499e-07 | Unit | 4.6027e-07 | Unit | 4.4356e-07 | Unit | 1.3678e-08 | Unit
Taconite Harbor Energy Center | MN | 10075 | 1 | 7039811 | 15137313 | 29152514 | FALSE |  | 103 | 55 | 4 | 5.7178e-06 | Unit | 0.059473 | Bin | 0.00619 | Bin | 0.00047871 | Bin | 8.3396e-07 | Unit | 1.2515e-06 | Unit | 2.0849e-07 | Unit | 2.2696e-07 | Unit | 1.183e-06 | Unit | 6.7702e-07 | Unit | 2.0594e-06 | Unit | 5.1064e-06 | Unit | 1.6917e-06 | Unit | 4.6147e-06 | Unit
Taconite Harbor Energy Center | MN | 10075 | 2 | 7039811 | 15137013 | 29153214 | FALSE |  | 103 | 55 | 4 | 2.8658e-06 | Unit | 0.059473 | Bin | 0.00619 | Bin | 0.00047871 | Bin | 9.0631e-07 | Unit | 9.0631e-07 | Unit | 2.4066e-07 | Unit | 2.9465e-07 | Unit | 6.9851e-07 | Unit | 2.8844e-07 | Unit | 1.7913e-06 | Unit | 3.3359e-06 | Unit | 1.2831e-06 | Unit | 6.3235e-06 | Unit
Taconite Harbor Energy Center | MN | 10075 | 3 | 7039811 | 15137113 | 29152914 | FALSE |  | 103 | 56 | 4 | 1.1049e-05 | Bin | 0.059473 | Bin | 0.00619 | Bin | 0.00047871 | Bin | 8.7014e-07 | Facility | 1.0789e-06 | Facility | 2.2458e-07 | Facility | 2.6081e-07 | Facility | 9.4075e-07 | Facility | 4.8273e-07 | Facility | 1.9253e-06 | Facility | 4.2211e-06 | Facility | 1.4874e-06 | Facility | 5.4691e-06 | Facility
John B Rich Memorial Power Station | PA | 10113 | CFB1 | 4105111 | 34990513 | 14774714 | FALSE |  | 106 | 61 | 8 | 1.6293e-07 | Bin | 0.010682 | Bin | 0.0011014 | Bin | 0.00059988 | Bin | 4.22e-07 | Bin | 9.72e-07 | Bin | 1.18e-07 | Bin | 2.2e-07 | Bin | 4.89e-05 | Bin | 1.58e-06 | Bin | 2.25e-06 | Bin | 1.01e-05 | Bin | 2.74e-05 | Bin | 3.69e-05 | Bin
John B Rich Memorial Power Station | PA | 10113 | CFB2 | 4105111 | 34990413 | 14774814 | FALSE |  | 106 | 61 | 8 | 1.6293e-07 | Bin | 0.010682 | Bin | 0.0011014 | Bin | 0.00059988 | Bin | 4.22e-07 | Bin | 9.72e-07 | Bin | 1.18e-07 | Bin | 2.2e-07 | Bin | 4.89e-05 | Bin | 1.58e-06 | Bin | 2.25e-06 | Bin | 1.01e-05 | Bin | 2.74e-05 | Bin | 3.69e-05 | Bin
Colver Power Project | PA | 10143 | AAB01 | 6594411 | 17845413 | 13515414 | FALSE |  | 106 | 61 | 8 | 7.1567e-08 | Unit | 0.03203 | Unit | 0.00022604 | Unit | 0.00029367 | Unit | 8.976e-07 | Unit | 2.9102e-06 | Unit | 2.244e-07 | Unit | 3.256e-07 | Unit | 2.4097e-06 | Unit | 4.78e-07 | Unit | 1.7142e-05 | Unit | 3.3968e-06 | Unit | 2.4798e-06 | Unit | 2.244e-06 | Unit
Grant Town Power Plant | WV | 10151 | BLR1A | 4864511 | 71941913 | 99664914 | FALSE |  | 106 | 60 | 7 | 7.1167e-07 | Unit | 0.024184 | Unit | 0.00040799 | Unit | 0.00013387 | Unit | 7.3812e-07 | Unit | 1.318e-06 | Unit | 1.8453e-07 | Unit | 4.4181e-07 | Unit | 2.7915e-06 | Unit | 6.5581e-07 | Unit | 2.0624e-06 | Unit | 5.9114e-06 | Unit | 6.5124e-06 | Unit | 1.8453e-06 | Unit
Grant Town Power Plant | WV | 10151 | BLR1B | 4864511 | 71941913 | 99664914 | FALSE |  | 106 | 60 | 7 | 7.1167e-07 | Unit | 0.024184 | Unit | 0.00040799 | Unit | 0.00013387 | Unit | 7.3812e-07 | Unit | 1.318e-06 | Unit | 1.8453e-07 | Unit | 4.4181e-07 | Unit | 2.7915e-06 | Unit | 6.5581e-07 | Unit | 2.0624e-06 | Unit | 5.9114e-06 | Unit | 6.5124e-06 | Unit | 1.8453e-06 | Unit
Central Power and Lime | FL | 10333 | 1 | 716011 | 46358113 | 48436514 | FALSE |  | 101 | 53 | 4 | 4.3664e-08 | Bin | 0.059473 | Bin | 0.00619 | Bin | 0.00047871 | Bin | 4.22e-07 | Bin | 9.72e-07 | Bin | 1.18e-07 | Bin | 2.2e-07 | Bin | 4.89e-05 | Bin | 1.58e-06 | Bin | 2.25e-06 | Bin | 1.01e-05 | Bin | 2.74e-05 | Bin | 3.69e-05 | Bin
Foster Wheeler Mt Carmel Cogen | PA | 10343 | SG-101 | 3762011 | 37027513 | 13443714 | FALSE |  | 106 | 61 | 8 | 1.6293e-07 | Bin | 0.010682 | Bin | 0.0011014 | Bin | 0.00059988 | Bin | 4.22e-07 | Bin | 9.72e-07 | Bin | 1.18e-07 | Bin | 2.2e-07 | Bin | 4.89e-05 | Bin | 1.58e-06 | Bin | 2.25e-06 | Bin | 1.01e-05 | Bin | 2.74e-05 | Bin | 3.69e-05 | Bin
Hanford | CA | 10373 | CB1302 | 14061911 | 85128613 | 112109014 | FALSE |  | 121 | 78 | 23 | 3.24e-07 | Unit | 0.00056667 | Unit | 0.0011667 | Unit | 0.0048333 | Unit | 4.6909e-06 | Unit | 0.00014416 | Unit | 3.3085e-07 | Unit | 7.1859e-07 | Unit | 2.1851e-06 | Unit | 1.1515e-06 | Unit | 1.0763e-05 | Unit | 7.3517e-06 | Unit | 1.0982e-05 | Unit | 3.2886e-06 | Unit
Edgecombe Genco, LLC | NC | 10384 | 1A | 8124311 | 4678013 | 17721714 | FALSE |  | 101 | 51 | 2 | 1.137e-07 | Bin | 0.0064789 | Bin | 0.00010909 | Bin | 0.00034538 | Bin | 4.22e-07 | Bin | 9.72e-07 | Bin | 1.18e-07 | Bin | 2.2e-07 | Bin | 4.89e-05 | Bin | 1.58e-06 | Bin | 2.25e-06 | Bin | 1.01e-05 | Bin | 2.74e-05 | Bin | 3.69e-05 | Bin
Edgecombe Genco, LLC | NC | 10384 | 1B | 8124311 | 4678013 | 17721714 | FALSE |  | 101 | 51 | 2 | 1.137e-07 | Bin | 0.0064789 | Bin | 0.00010909 | Bin | 0.00034538 | Bin | 4.22e-07 | Bin | 9.72e-07 | Bin | 1.18e-07 | Bin | 2.2e-07 | Bin | 4.89e-05 | Bin | 1.58e-06 | Bin | 2.25e-06 | Bin | 1.01e-05 | Bin | 2.74e-05 | Bin | 3.69e-05 | Bin
Edgecombe Genco, LLC | NC | 10384 | 2A | 8124311 | 4679213 | 17720514 | FALSE |  | 101 | 51 | 2 | 1.137e-07 | Bin | 0.0064789 | Bin | 0.00010909 | Bin | 0.00034538 | Bin | 4.22e-07 | Bin | 9.72e-07 | Bin | 1.18e-07 | Bin | 2.2e-07 | Bin | 4.89e-05 | Bin | 1.58e-06 | Bin | 2.25e-06 | Bin | 1.01e-05 | Bin | 2.74e-05 | Bin | 3.69e-05 | Bin
Edgecombe Genco, LLC | NC | 10384 | 2B | 8124311 | 4679213 | 17720514 | FALSE |  | 101 | 51 | 2 | 1.137e-07 | Bin | 0.0064789 | Bin | 0.00010909 | Bin | 0.00034538 | Bin | 4.22e-07 | Bin | 9.72e-07 | Bin | 1.18e-07 | Bin | 2.2e-07 | Bin | 4.89e-05 | Bin | 1.58e-06 | Bin | 2.25e-06 | Bin | 1.01e-05 | Bin | 2.74e-05 | Bin | 3.69e-05 | Bin
Rumford Cogeneration | ME | 10495 | 6 | 8026411 | 3773013 | 33490214 | FALSE |  | 105 | 59 | 5 | 1.7317e-06 | Bin | 0.027614 | Bin | 6.5028e-05 | Bin | 0.0010252 | Bin | 1.45e-06 | Bin | 1.25e-05 | Bin | 4.16e-07 | Bin | 3.81e-07 | Bin | 4.89e-05 | Bin | 1.58e-06 | Bin | 6.61e-06 | Bin | 1.01e-05 | Bin | 2.74e-05 | Bin | 3.69e-05 | Bin
Rumford Cogeneration | ME | 10495 | 7 | 8026411 | 3773213 | 33489814 | FALSE |  | 105 | 59 | 5 | 1.7317e-06 | Bin | 0.027614 | Bin | 6.5028e-05 | Bin | 0.0010252 | Bin | 1.45e-06 | Bin | 1.25e-05 | Bin | 4.16e-07 | Bin | 3.81e-07 | Bin | 4.89e-05 | Bin | 1.58e-06 | Bin | 6.61e-06 | Bin | 1.01e-05 | Bin | 2.74e-05 | Bin | 3.69e-05 | Bin
Chambers Cogeneration LP | NJ | 10566 | Boil 1 | 7989011 | 90352313 | 122387514 | FALSE |  | 101 | 51 | 2 | 1.9307e-08 | Unit | 4.24e-05 | Unit | 7.3682e-06 | Unit | 4.3433e-07 | Unit | 1.9832e-08 | Unit | 1.1889e-07 | Unit | 6.1458e-09 | Unit | 2.6377e-08 | Unit | 1.2259e-06 | Unit | 1.58e-06 | Bin | 2.7617e-07 | Unit | 5.465e-07 | Unit | 1.7544e-06 | Unit | 1.5322e-08 | Unit
Chambers Cogeneration LP | NJ | 10566 | Boil 2 | 7989011 | 5126613 | 20053114 | FALSE |  | 101 | 51 | 2 | 3.379e-08 | Unit | 5.6009e-05 | Unit | 9.2489e-06 | Unit | 6.7e-07 | Unit | 2.0061e-08 | Unit | 4.2269e-08 | Unit | 3.6185e-09 | Unit | 1.4376e-07 | Unit | 1.8943e-07 | Unit | 1.58e-06 | Bin | 1.9971e-07 | Unit | 3.1159e-07 | Unit | 4.022e-07 | Unit | 1.4474e-08 | Unit
Ebensburg Power Company | PA | 10603 | 031 | 6594311 | 17845713 | 13515914 | FALSE |  | 106 | 61 | 8 | 1.2483e-08 | Unit | 0.010682 | Bin | 0.0011014 | Bin | 0.00059988 | Bin | 4.1995e-07 | Unit | 3.5157e-06 | Unit | 1.2192e-07 | Unit | 7.1086e-07 | Unit | 2.6861e-06 | Unit | 4.8169e-07 | Unit | 7.2598e-06 | Unit | 2.9358e-06 | Unit | 1.6247e-06 | Unit | 1.0499e-06 | Unit
Cambria Cogen | PA | 10641 | B1 | 6594511 | 17844813 | 13514814 | FALSE |  | 106 | 61 | 8 | 2.6333e-07 | Unit | 0.010682 | Bin | 0.0011014 | Bin | 0.00059988 | Bin | 3.088e-07 | Unit | 4.2726e-07 | Unit | 9.5471e-08 | Unit | 3.6577e-07 | Unit | 0.00012283 | Unit | 1.8472e-06 | Unit | 6.0585e-07 | Unit | 8.8358e-06 | Unit | 9.0374e-05 | Unit | 9.5471e-07 | Unit
Cambria Cogen | PA | 10641 | B2 | 6594511 | 17844913 | 13514714 | FALSE |  | 106 | 61 | 8 | 2.85e-07 | Unit | 0.010682 | Bin | 0.0011014 | Bin | 0.00059988 | Bin | 3.8659e-07 | Unit | 4.5169e-07 | Unit | 9.6646e-08 | Unit | 2.207e-07 | Unit | 2.6486e-05 | Unit | 5.1431e-07 | Unit | 9.4512e-07 | Unit | 6.1574e-06 | Unit | 2.9332e-05 | Unit | 5.8441e-07 | Unit
AES Deepwater | TX | 10670 | AAB001 | 4926311 | 31245813 | 7310314 | FALSE |  | 120 | 76 | 21 | 6.4833e-08 | Unit | 1.874e-05 | Unit | 4.9525e-05 | Unit | 8.1324e-05 | Unit | 1.8261e-08 | Unit | 4.1765e-08 | Unit | 5.8683e-09 | Unit | 2.0839e-08 | Unit | 1.1876e-06 | Unit | 5.5427e-08 | Unit | 3.662e-07 | Unit | 1.5678e-06 | Unit | 2.5589e-06 | Unit | 9.9648e-07 | Unit
AES Shady Point,LLC | OK | 10671 | 1A | 8148711 | 5951113 | 17350214 | FALSE |  | 111 | 68 | 16 | 3.6667e-08 | Unit | 0.003265 | Unit | 0.00020346 | Unit | 0.0019035 | Unit | 2.4209e-08 | Unit | 1.0704e-07 | Unit | 1.0385e-08 | Unit | 9.6507e-08 | Unit | 7.3685e-07 | Unit | 1.58e-06 | Bin | 1.7942e-07 | Unit | 2.6239e-07 | Unit | 5.9026e-07 | Unit | 9.2067e-08 | Unit
AES Shady Point,LLC | OK | 10671 | 1b | 8148711 | 5950413 | 17351014 | FALSE |  | 111 | 68 | 16 | 3.6667e-08 | Unit | 0.003265 | Unit | 0.00020346 | Unit | 0.0019035 | Unit | 2.4209e-08 | Unit | 1.0704e-07 | Unit | 1.0385e-08 | Unit | 9.6507e-08 | Unit | 7.3685e-07 | Unit | 1.58e-06 | Bin | 1.7942e-07 | Unit | 2.6239e-07 | Unit | 5.9026e-07 | Unit | 9.2067e-08 | Unit
AES Shady Point,LLC | OK | 10671 | 2a | 8148711 | 5951013 | 17350314 | FALSE |  | 111 | 68 | 16 | 3.6667e-08 | Unit | 0.003265 | Unit | 0.00020346 | Unit | 0.0019035 | Unit | 2.4209e-08 | Unit | 1.0704e-07 | Unit | 1.0385e-08 | Unit | 9.6507e-08 | Unit | 7.3685e-07 | Unit | 1.58e-06 | Bin | 1.7942e-07 | Unit | 2.6239e-07 | Unit | 5.9026e-07 | Unit | 9.2067e-08 | Unit
AES Shady Point,LLC | OK | 10671 | 2b | 8148711 | 5951313 | 17349714 | FALSE |  | 111 | 68 | 16 | 3.6667e-08 | Unit | 0.003265 | Unit | 0.00020346 | Unit | 0.0019035 | Unit | 2.4209e-08 | Unit | 1.0704e-07 | Unit | 1.0385e-08 | Unit | 9.6507e-08 | Unit | 7.3685e-07 | Unit | 1.58e-06 | Bin | 1.7942e-07 | Unit | 2.6239e-07 | Unit | 5.9026e-07 | Unit | 9.2067e-08 | Unit
Cedar Bay Generating Company L.P. | FL | 10672 | CBA | 922611 | 46490613 | 46117314 | FALSE |  | 104 | 57 | 5 | 2.242e-08 | Unit | 0.041385 | Unit | 5.3371e-05 | Unit | 9.1e-05 | Unit | 3.1881e-08 | Unit | 1.2516e-07 | Unit | 1.3141e-08 | Unit | 1.0317e-07 | Unit | 8.8688e-07 | Unit | 7.6599e-08 | Unit | 3.2951e-07 | Unit | 5.2706e-07 | Unit | 6.2027e-07 | Unit | 2.2878e-07 | Unit
Cedar Bay Generating Company L.P. | FL | 10672 | CBB | 922611 | 46491413 | 46116414 | FALSE |  | 104 | 57 | 5 | 2.0629e-08 | Unit | 0.049563 | Unit | 5.4744e-05 | Unit | 9e-06 | Unit | 3.3652e-08 | Unit | 1.2519e-07 | Unit | 8.4129e-09 | Unit | 1.7632e-07 | Unit | 9.8262e-07 | Unit | 9.4274e-08 | Unit | 3.3319e-07 | Unit | 4.125e-07 | Unit | 7.6574e-07 | Unit | 5.0381e-07 | Unit
Cedar Bay Generating Company L.P. | FL | 10672 | CBC | 922611 | 46490013 | 46117914 | FALSE |  | 104 | 57 | 5 | 2.65e-08 | Unit | 0.049845 | Unit | 5.027e-05 | Unit | 8.6667e-06 | Unit | 7.7604e-08 | Unit | 5.064e-07 | Unit | 1.3307e-07 | Unit | 4.8719e-07 | Unit | 2.1566e-06 | Unit | 4.7453e-07 | Unit | 9.3139e-07 | Unit | 1.6182e-06 | Unit | 1.6887e-06 | Unit | 4.2583e-07 | Unit
AES Hawaii | HI | 10673 | BLR A | 8354011 | 422413 | 47210014 | FALSE |  | 104 | 58 | 6 | 1.1711e-08 | Unit | 0.0028947 | Unit | 6.2111e-05 | Unit | 0.0019472 | Unit | 5.6256e-09 | Unit | 2.6229e-08 | Unit | 4.1966e-09 | Unit | 1.61e-08 | Unit | 1.1858e-05 | Unit | 7.4125e-08 | Unit | 2.5955e-07 | Unit | 6.7791e-07 | Unit | 2.6069e-06 | Unit | 5.3087e-08 | Unit
AES Hawaii | HI | 10673 | BLR B | 8354011 | 422313 | 47210214 | FALSE |  | 104 | 58 | 6 | 1.2994e-08 | Unit | 0.0018275 | Unit | 7.8954e-05 | Unit | 0.0021592 | Unit | 3.1217e-09 | Unit | 3.5151e-08 | Unit | 6.1069e-09 | Unit | 5.7186e-08 | Unit | 2.949e-06 | Unit | 8.9379e-08 | Unit | 1.8823e-07 | Unit | 6.5271e-07 | Unit | 1.2681e-06 | Unit | 8.1968e-08 | Unit
AES Thames | CT | 10675 | A | 920711 | 46513613 | 47358114 | FALSE |  | 104 | 57 | 5 | 5.7975e-08 | Bin | 0.027614 | Bin | 6.5028e-05 | Bin | 0.0010252 | Bin | 4.22e-07 | Bin | 9.72e-07 | Bin | 1.18e-07 | Bin | 2.2e-07 | Bin | 4.89e-05 | Bin | 1.58e-06 | Bin | 2.25e-06 | Bin | 1.01e-05 | Bin | 2.74e-05 | Bin | 3.69e-05 | Bin
AES Thames | CT | 10675 | B | 920711 | 46513713 | 47357914 | FALSE |  | 104 | 57 | 5 | 5.7975e-08 | Bin | 0.027614 | Bin | 6.5028e-05 | Bin | 0.0010252 | Bin | 4.22e-07 | Bin | 9.72e-07 | Bin | 1.18e-07 | Bin | 2.2e-07 | Bin | 4.89e-05 | Bin | 1.58e-06 | Bin | 2.25e-06 | Bin | 1.01e-05 | Bin | 2.74e-05 | Bin | 3.69e-05 | Bin
AES Beaver Valley | PA | 10676 | 2 | 8141311 | 4581913 | 93014914 | FALSE |  | 102 | 54 | 1 | 1.2522e-06 | Bin | 0.00058261 | Bin | 0.00017965 | Bin | 0.00023147 | Bin | 4.22e-07 | Bin | 2.52e-06 | Bin | 1.18e-07 | Bin | 2.2e-07 | Bin | 4.75e-06 | Bin | 5.1e-07 | Bin | 2.25e-06 | Bin | 1.01e-05 | Bin | 2.74e-05 | Bin | 9.24e-06 | Bin
AES Beaver Valley | PA | 10676 | 3 | 8141311 | 4582213 | 93015114 | FALSE |  | 102 | 54 | 1 | 1.2522e-06 | Bin | 0.00058261 | Bin | 0.00017965 | Bin | 0.00023147 | Bin | 4.22e-07 | Bin | 2.52e-06 | Bin | 1.18e-07 | Bin | 2.2e-07 | Bin | 4.75e-06 | Bin | 5.1e-07 | Bin | 2.25e-06 | Bin | 1.01e-05 | Bin | 2.74e-05 | Bin | 9.24e-06 | Bin
AES Beaver Valley | PA | 10676 | 4 | 8141311 | 4582113 | 93015314 | FALSE |  | 102 | 54 | 1 | 1.2522e-06 | Bin | 0.00058261 | Bin | 0.00017965 | Bin | 0.00023147 | Bin | 4.22e-07 | Bin | 2.52e-06 | Bin | 1.18e-07 | Bin | 2.2e-07 | Bin | 4.75e-06 | Bin | 5.1e-07 | Bin | 2.25e-06 | Bin | 1.01e-05 | Bin | 2.74e-05 | Bin | 9.24e-06 | Bin
AES Beaver Valley | PA | 10676 | 5 | 8141311 | 4582013 | 93015514 | FALSE |  | 102 | 54 | 1 | 1.2522e-06 | Bin | 0.00058261 | Bin | 0.00017965 | Bin | 0.00023147 | Bin | 4.22e-07 | Bin | 2.52e-06 | Bin | 1.18e-07 | Bin | 2.2e-07 | Bin | 4.75e-06 | Bin | 5.1e-07 | Bin | 2.25e-06 | Bin | 1.01e-05 | Bin | 2.74e-05 | Bin | 9.24e-06 | Bin
AES Warrior Run Cogeneration Facility | MD | 10678 | BLR1 | 7717711 | 87867213 | 119271614 | FALSE |  | 104 | 58 | 6 | 2.34e-08 | Unit | 0.015626 | Unit | 5.623e-05 | Unit | 0.0041059 | Unit | 1.4421e-08 | Unit | 1.1785e-07 | Unit | 1.4823e-08 | Unit | 1.164e-07 | Unit | 1.1222e-06 | Unit | 1.7288e-07 | Unit | 3.4524e-07 | Unit | 8.0291e-07 | Unit | 1.1765e-06 | Unit | 6.6084e-08 | Unit
Morgantown Energy Facility | WV | 10743 | CFB1 | 6773811 | 71937813 | 99656514 | FALSE |  | 106 | 61 | 8 | 8.58e-07 | Unit | 0.0072875 | Unit | 5.2523e-05 | Unit | 0.00153 | Unit | 1.4968e-06 | Unit | 6.6285e-07 | Unit | 1.8862e-08 | Unit | 1.4881e-07 | Unit | 1.264e-06 | Unit | 1.9929e-07 | Unit | 2.3841e-06 | Unit | 2.7505e-06 | Unit | 7.2074e-07 | Unit | 4.6565e-07 | Unit
Morgantown Energy Facility | WV | 10743 | CFB2 | 6773811 | 71937813 | 99656614 | FALSE |  | 106 | 61 | 8 | 8.58e-07 | Unit | 0.0072875 | Unit | 5.2523e-05 | Unit | 0.00153 | Unit | 1.4968e-06 | Unit | 6.6285e-07 | Unit | 1.8862e-08 | Unit | 1.4881e-07 | Unit | 1.264e-06 | Unit | 1.9929e-07 | Unit | 2.3841e-06 | Unit | 2.7505e-06 | Unit | 7.2074e-07 | Unit | 4.6565e-07 | Unit
Rio Bravo Jasmin | CA | 10768 | S-1715-3-13 | 5815411 | 21413013 | 59932414 | FALSE |  | 104 | 58 | 6 | 1.1519e-08 | Bin | 0.010287 | Bin | 7.3765e-05 | Bin | 0.0020565 | Bin | 4.22e-07 | Bin | 9.72e-07 | Bin | 1.18e-07 | Bin | 2.2e-07 | Bin | 4.89e-05 | Bin | 1.58e-06 | Bin | 2.25e-06 | Bin | 1.01e-05 | Bin | 2.74e-05 | Bin | 3.69e-05 | Bin
Rio Bravo Poso | CA | 10769 | C-E CONTRACT 24687 | 4196911 | 33773113 | 57084714 | FALSE |  | 104 | 58 | 6 | 1.1519e-08 | Bin | 0.010287 | Bin | 7.3765e-05 | Bin | 0.0020565 | Bin | 4.22e-07 | Bin | 9.72e-07 | Bin | 1.18e-07 | Bin | 2.2e-07 | Bin | 4.89e-05 | Bin | 1.58e-06 | Bin | 2.25e-06 | Bin | 1.01e-05 | Bin | 2.74e-05 | Bin | 3.69e-05 | Bin
Hopewell | VA | 10771 | 10771-01 | 10633611 | 58466213 | 76740114 | FALSE |  | 101 | 51 | 2 | 4.5931e-08 | Unit | 7.3367e-05 | Unit | 7.3038e-05 | Unit | 0.00087433 | Unit | 2.1352e-07 | Unit | 8.7152e-07 | Unit | 1.3655e-07 | Unit | 5.6688e-08 | Unit | 2.7255e-06 | Unit | 1.2686e-06 | Unit | 2.967e-06 | Unit | 2.1265e-06 | Unit | 3.2775e-06 | Unit | 1.6932e-06 | Unit
Hopewell | VA | 10771 | 10771-02 | 10633611 | 58466313 | 76740314 | FALSE |  | 101 | 51 | 2 | 4.5931e-08 | Unit | 7.3367e-05 | Unit | 7.3038e-05 | Unit | 0.00087433 | Unit | 2.1352e-07 | Unit | 8.7152e-07 | Unit | 1.3655e-07 | Unit | 5.6688e-08 | Unit | 2.7255e-06 | Unit | 1.2686e-06 | Unit | 2.967e-06 | Unit | 2.1265e-06 | Unit | 3.2775e-06 | Unit | 1.6932e-06 | Unit
Altavista Power Station | VA | 10773 | 1 | 4565711 | 27832913 | 989614 | FALSE |  | 101 | 51 | 2 | 1.137e-07 | Bin | 0.0064789 | Bin | 0.00010909 | Bin | 0.00034538 | Bin | 4.22e-07 | Bin | 9.72e-07 | Bin | 1.18e-07 | Bin | 2.2e-07 | Bin | 4.89e-05 | Bin | 1.58e-06 | Bin | 2.25e-06 | Bin | 1.01e-05 | Bin | 2.74e-05 | Bin | 3.69e-05 | Bin
Altavista Power Station | VA | 10773 | 2 | 4565711 | 27832713 | 990214 | FALSE |  | 101 | 51 | 2 | 1.137e-07 | Bin | 0.0064789 | Bin | 0.00010909 | Bin | 0.00034538 | Bin | 4.22e-07 | Bin | 9.72e-07 | Bin | 1.18e-07 | Bin | 2.2e-07 | Bin | 4.89e-05 | Bin | 1.58e-06 | Bin | 2.25e-06 | Bin | 1.01e-05 | Bin | 2.74e-05 | Bin | 3.69e-05 | Bin
Southampton Power Station | VA | 10774 | 1 | 6634511 | 17155113 | 640514 | FALSE |  | 101 | 51 | 2 | 2.796e-07 | Unit | 7.7633e-05 | Unit | 7.4975e-05 | Unit | 0.0039549 | Unit | 8.8666e-08 | Unit | 2.8111e-07 | Unit | 5.3669e-08 | Unit | 2.8435e-08 | Unit | 1.143e-06 | Unit | 2.701e-07 | Unit | 6.9037e-07 | Unit | 1.702e-06 | Unit | 1.796e-06 | Unit | 4.5685e-07 | Unit
Southampton Power Station | VA | 10774 | 2 | 6634511 | 17155213 | 640314 | FALSE |  | 101 | 51 | 2 | 2.796e-07 | Unit | 7.7633e-05 | Unit | 7.4975e-05 | Unit | 0.0039549 | Unit | 8.8666e-08 | Unit | 2.8111e-07 | Unit | 5.3669e-08 | Unit | 2.8435e-08 | Unit | 1.143e-06 | Unit | 2.701e-07 | Unit | 6.9037e-07 | Unit | 1.702e-06 | Unit | 1.796e-06 | Unit | 4.5685e-07 | Unit
Colstrip Energy LP | MT | 10784 | BLR1 | 7854911 | 2808213 | 22143314 | FALSE |  | 106 | 61 | 8 | 1.6293e-07 | Bin | 0.010682 | Bin | 0.0011014 | Bin | 0.00059988 | Bin | 4.22e-07 | Bin | 9.72e-07 | Bin | 1.18e-07 | Bin | 2.2e-07 | Bin | 4.89e-05 | Bin | 1.58e-06 | Bin | 2.25e-06 | Bin | 1.01e-05 | Bin | 2.74e-05 | Bin | 3.69e-05 | Bin
Silver Bay Power | MN | 10849 | BLR1 | 6319411 | 16396613 | 26543814 | FALSE |  | 111 | 68 | 16 | 5.0955e-06 | Unit | 0.0016633 | Unit | 0.00075068 | Unit | 2.8519e-05 | Unit | 5.439e-08 | Unit | 3.0972e-07 | Unit | 4.2391e-08 | Unit | 8.1885e-08 | Unit | 1.1624e-06 | Unit | 3.8517e-07 | Unit | 9.211e-07 | Unit | 2.3117e-06 | Unit | 9.1289e-07 | Unit | 5.5364e-07 | Unit
Silver Bay Power | MN | 10849 | BLR2 | 6319411 | 16399613 | 26540614 | FALSE |  | 101 | 53 | 4 | 4.3664e-08 | Bin | 0.059473 | Bin | 0.00619 | Bin | 0.00047871 | Bin | 4.22e-07 | Bin | 9.72e-07 | Bin | 1.18e-07 | Bin | 2.2e-07 | Bin | 4.89e-05 | Bin | 1.58e-06 | Bin | 2.25e-06 | Bin | 1.01e-05 | Bin | 2.74e-05 | Bin | 3.69e-05 | Bin
Kline Township Cogen Facility | PA | 50039 | 001 | 4105211 | 67563513 | 93179714 | FALSE |  | 106 | 61 | 8 | 1.6293e-07 | Bin | 0.010682 | Bin | 0.0011014 | Bin | 0.00059988 | Bin | 4.22e-07 | Bin | 9.72e-07 | Bin | 1.18e-07 | Bin | 2.2e-07 | Bin | 4.89e-05 | Bin | 1.58e-06 | Bin | 2.25e-06 | Bin | 1.01e-05 | Bin | 2.74e-05 | Bin | 3.69e-05 | Bin
G F Weaton Power Station | PA | 50130 | BLR1 | 7991511 | 5084213 | 13463314 | FALSE |  | 103 | 55 | 4 | 5.6368e-06 | Bin | 0.059473 | Bin | 0.00619 | Bin | 0.00047871 | Bin | 1.45e-06 | Bin | 1.25e-05 | Bin | 4.16e-07 | Bin | 3.81e-07 | Bin | 4.89e-05 | Bin | 1.58e-06 | Bin | 6.61e-06 | Bin | 1.01e-05 | Bin | 2.74e-05 | Bin | 3.69e-05 | Bin
G F Weaton Power Station | PA | 50130 | BLR2 | 7991511 | 5082613 | 13570314 | FALSE |  | 103 | 55 | 4 | 5.6368e-06 | Bin | 0.059473 | Bin | 0.00619 | Bin | 0.00047871 | Bin | 1.45e-06 | Bin | 1.25e-05 | Bin | 4.16e-07 | Bin | 3.81e-07 | Bin | 4.89e-05 | Bin | 1.58e-06 | Bin | 6.61e-06 | Bin | 1.01e-05 | Bin | 2.74e-05 | Bin | 3.69e-05 | Bin
WPS Power Niagara | NY | 50202 | Unit 1 | 7762611 | 1830413 | 17442814 | FALSE |  | 104 | 58 | 6 | 1.1519e-08 | Bin | 0.010287 | Bin | 7.3765e-05 | Bin | 0.0020565 | Bin | 4.22e-07 | Bin | 9.72e-07 | Bin | 1.18e-07 | Bin | 2.2e-07 | Bin | 4.89e-05 | Bin | 1.58e-06 | Bin | 2.25e-06 | Bin | 1.01e-05 | Bin | 2.74e-05 | Bin | 3.69e-05 | Bin
P H Glatfelter | PA | 50397 | 5PB036 | 4966111 | 28925713 | 93209514 | FALSE |  | 105 | 59 | 4 | 1.7317e-06 | Bin | 0.059473 | Bin | 0.00619 | Bin | 0.00047871 | Bin | 1.45e-06 | Bin | 1.25e-05 | Bin | 4.16e-07 | Bin | 3.81e-07 | Bin | 4.89e-05 | Bin | 1.58e-06 | Bin | 6.61e-06 | Bin | 1.01e-05 | Bin | 2.74e-05 | Bin | 3.69e-05 | Bin
Chester Operations | PA | 50410 | 10 | 6595211 | 17836013 | 93038514 | FALSE |  | 121 | 77 | 22 | 5.9605e-08 | Bin | 0.00023406 | Bin | 6.7368e-05 | Bin | 0.0011032 | Bin | 1.5931e-06 | Bin | 4.8139e-05 | Bin | 1.1668e-07 | Bin | 4.8562e-07 | Bin | 2.7636e-06 | Bin | 1.0002e-06 | Bin | 3.8334e-06 | Bin | 4.6588e-06 | Bin | 1.5871e-05 | Bin | 1.5385e-06 | Bin
WPS Westwood Generation, LLC | PA | 50611 | 031 | 4735811 | 27908813 | 14775714 | FALSE |  | 106 | 61 | 8 | 1.6293e-07 | Bin | 0.010682 | Bin | 0.0011014 | Bin | 0.00059988 | Bin | 4.22e-07 | Bin | 9.72e-07 | Bin | 1.18e-07 | Bin | 2.2e-07 | Bin | 4.89e-05 | Bin | 1.58e-06 | Bin | 2.25e-06 | Bin | 1.01e-05 | Bin | 2.74e-05 | Bin | 3.69e-05 | Bin
PANTHER CREEK ENERGY FACILITY | PA | 50776 | BLR1 | 7889011 | 2746913 | 13404414 | FALSE |  | 106 | 61 | 8 | 4.1333e-08 | Unit | 0.01181 | Unit | 0.0018815 | Unit | 0.00143 | Unit | 2.3589e-07 | Unit | 3.8925e-07 | Unit | 5.7907e-08 | Unit | 1.1015e-07 | Unit | 1.5655e-06 | Unit | 2.2084e-07 | Unit | 2.3008e-06 | Unit | 2.2897e-06 | Unit | 9.2288e-07 | Unit | 6.004e-07 | Unit
PANTHER CREEK ENERGY FACILITY | PA | 50776 | BLR2 | 7889011 | 2746813 | 13404614 | FALSE |  | 106 | 61 | 8 | 4.1333e-08 | Unit | 0.01181 | Unit | 0.0018815 | Unit | 0.00143 | Unit | 2.3589e-07 | Unit | 3.8925e-07 | Unit | 5.7907e-08 | Unit | 1.1015e-07 | Unit | 1.5655e-06 | Unit | 2.2084e-07 | Unit | 2.3008e-06 | Unit | 2.2897e-06 | Unit | 9.2288e-07 | Unit | 6.004e-07 | Unit
TES Filer City Station | MI | 50835 | 1 | 4856911 | 82791313 | 106414914 | FALSE |  | 101 | 51 | 2 | 1.137e-07 | Bin | 0.0064789 | Bin | 0.00010909 | Bin | 0.00034538 | Bin | 4.22e-07 | Bin | 9.72e-07 | Bin | 1.18e-07 | Bin | 2.2e-07 | Bin | 4.89e-05 | Bin | 1.58e-06 | Bin | 2.25e-06 | Bin | 1.01e-05 | Bin | 2.74e-05 | Bin | 3.69e-05 | Bin
TES Filer City Station | MI | 50835 | 2 | 4856911 | 82791313 | 106414914 | FALSE |  | 101 | 51 | 2 | 1.137e-07 | Bin | 0.0064789 | Bin | 0.00010909 | Bin | 0.00034538 | Bin | 4.22e-07 | Bin | 9.72e-07 | Bin | 1.18e-07 | Bin | 2.2e-07 | Bin | 4.89e-05 | Bin | 1.58e-06 | Bin | 2.25e-06 | Bin | 1.01e-05 | Bin | 2.74e-05 | Bin | 3.69e-05 | Bin
Wheelabrator Frackville Energy Co. | PA | 50879 | 50879 | 8331411 | 108013 | 14776114 | FALSE |  | 106 | 61 | 8 | 1.6293e-07 | Bin | 0.010682 | Bin | 0.0011014 | Bin | 0.00059988 | Bin | 4.22e-07 | Bin | 9.72e-07 | Bin | 1.18e-07 | Bin | 2.2e-07 | Bin | 4.89e-05 | Bin | 1.58e-06 | Bin | 2.25e-06 | Bin | 1.01e-05 | Bin | 2.74e-05 | Bin | 3.69e-05 | Bin
Northampton Generating Company, L.P. | PA | 50888 | BLR1 | 6558911 | 17966613 | 13500214 | FALSE |  | 106 | 61 | 8 | 1.0397e-08 | Unit | 0.026313 | Unit | 0.00058282 | Unit | 5.8133e-06 | Unit | 1.1901e-07 | Unit | 4.4245e-08 | Unit | 4.0172e-09 | Unit | 4.3851e-08 | Unit | 4.3906e-07 | Unit | 2.7008e-08 | Unit | 2.4467e-07 | Unit | 5.4643e-07 | Unit | 3.3503e-07 | Unit | 1.6069e-08 | Unit
Yellowstone Energy LP | MT | 50931 | BLR1 | 5270711 | 24917913 | 21497214 | FALSE |  | 121 | 78 | 23 | 1.4425e-06 | Unit | 0.0037826 | Bin | 0.00015079 | Bin | 0.0024247 | Bin | 2.2979e-08 | Unit | 2.2979e-07 | Unit | 1.149e-08 | Unit | 7.023e-08 | Unit | 3.505e-07 | Unit | 7.2934e-07 | Unit | 2.4868e-07 | Unit | 1.4543e-06 | Unit | 8.9409e-06 | Unit | 5.7448e-07 | Unit
Yellowstone Energy LP | MT | 50931 | BLR2 | 5270711 | 24917913 | 21497214 | FALSE |  | 121 | 78 | 23 | 1.4425e-06 | Unit | 0.0037826 | Bin | 0.00015079 | Bin | 0.0024247 | Bin | 2.2979e-08 | Unit | 2.2979e-07 | Unit | 1.149e-08 | Unit | 7.023e-08 | Unit | 3.505e-07 | Unit | 7.2934e-07 | Unit | 2.4868e-07 | Unit | 1.4543e-06 | Unit | 8.9409e-06 | Unit | 5.7448e-07 | Unit
Sunnyside Cogen Associates | UT | 50951 | 1 | 5066411 | 25975713 | 236114 | FALSE |  | 106 | 60 | 7 | 5.32e-08 | Unit | 0.016026 | Unit | 0.00011316 | Unit | 3.7233e-06 | Unit | 9.416e-08 | Unit | 1.0044e-07 | Unit | 2.4652e-08 | Unit | 9.073e-07 | Unit | 1.4682e-06 | Unit | 9.1072e-08 | Unit | 3.1721e-07 | Unit | 8.493e-07 | Unit | 5.5608e-07 | Unit | 4.6747e-08 | Unit
Scrubgrass Generating Company L.P. | PA | 50974 | #1 CFB boiler | 4760211 | 32052813 | 15378014 | FALSE |  | 104 | 57 | 5 | 3.53e-08 | Unit | 0.076716 | Unit | 0.051747 | Unit | 0.0014333 | Unit | 5.2377e-07 | Unit | 5.2781e-06 | Unit | 1.6414e-07 | Unit | 1.8445e-06 | Unit | 3.1815e-06 | Unit | 6.5886e-07 | Unit | 6.4563e-06 | Unit | 1.3616e-05 | Unit | 2.9157e-06 | Unit | 0.00041834 | Unit
Scrubgrass Generating Company L.P. | PA | 50974 | #2 CFB Boiler | 4760211 | 32052513 | 15378514 | FALSE |  | 106 | 60 | 7 | 3.53e-08 | Unit | 0.076716 | Unit | 0.051747 | Unit | 0.0014333 | Unit | 5.2377e-07 | Unit | 5.2781e-06 | Unit | 1.6414e-07 | Unit | 1.8445e-06 | Unit | 3.1815e-06 | Unit | 6.5886e-07 | Unit | 6.4563e-06 | Unit | 1.3616e-05 | Unit | 2.9157e-06 | Unit | 0.00041834 | Unit
INDIANTOWN COGENERATION L.P. | FL | 50976 | AABO1 | 717611 | 46335713 | 45906214 | FALSE |  | 101 | 51 | 2 | 8.5384e-09 | Unit | 3.5766e-05 | Unit | 9.4655e-05 | Unit | 6.7e-07 | Unit | 2.4107e-07 | Unit | 1.3491e-07 | Unit | 1.098e-08 | Unit | 2.7653e-07 | Unit | 9.5884e-07 | Unit | 1.58e-06 | Bin | 3.5017e-06 | Unit | 8.3978e-07 | Unit | 8.9065e-07 | Unit | 4.9155e-07 | Unit
Mecklenburg Power Station | VA | 52007 | BLR1 | 5748311 | 21783213 | 101914 | FALSE |  | 101 | 51 | 2 | 1.2533e-07 | Unit | 0.00048589 | Unit | 9.1283e-05 | Unit | 0.00019873 | Unit | 3.3153e-07 | Unit | 3.7154e-07 | Unit | 9.7541e-08 | Unit | 2.0558e-07 | Unit | 3.9898e-05 | Unit | 1.58e-06 | Bin | 2.8561e-06 | Unit | 3.7005e-06 | Unit | 5.1086e-06 | Unit | 6.5826e-07 | Unit
Mecklenburg Power Station | VA | 52007 | BLR2 | 5748311 | 21783313 | 101814 | FALSE |  | 101 | 51 | 2 | 1.2533e-07 | Unit | 0.00048589 | Unit | 9.1283e-05 | Unit | 0.00019873 | Unit | 3.3153e-07 | Unit | 3.7154e-07 | Unit | 9.7541e-08 | Unit | 2.0558e-07 | Unit | 3.9898e-05 | Unit | 1.58e-06 | Bin | 2.8561e-06 | Unit | 3.7005e-06 | Unit | 5.1086e-06 | Unit | 6.5826e-07 | Unit
Sandow Station | TX | 52071 | 5A | 13408411 | 90269113 | 122214814 | FALSE |  | 109 | 63 | 11 | 3.7467e-06 | Unit | 9.2435e-05 | Unit | 9.4701e-05 | Unit | 2.6597e-05 | Unit | 1.5175e-06 | Unit | 3.4279e-07 | Unit | 1.9163e-07 | Unit | 3.1739e-07 | Unit | 1.1525e-06 | Unit | 1.9163e-06 | Unit | 5.078e-07 | Unit | 2.559e-07 | Unit | 6.2589e-07 | Unit | 4.9878e-07 | Unit
Sandow Station | TX | 52071 | 5B | 13408411 | 90269213 | 122214914 | FALSE |  | 109 | 63 | 11 | 5.6e-06 | Unit | 3.0185e-05 | Unit | 4.4525e-05 | Unit | 1.62e-05 | Unit | 1.7939e-06 | Unit | 3.5283e-07 | Unit | 2.0973e-07 | Unit | 2.4222e-07 | Unit | 4.1167e-07 | Unit | 2.8962e-06 | Unit | 5.5531e-07 | Unit | 2.3401e-07 | Unit | 3.4323e-07 | Unit | 2.1027e-07 | Unit
Roanoke Valley I | NC | 54035 | BLR1 | 8048111 | 6362813 | 19272214 | FALSE |  | 111 | 66 | 14 | 7.2633e-09 | Unit | 7.3157e-05 | Unit | 6.5791e-05 | Unit | 0.000288 | Unit | 4.07e-07 | Unit | 3.9907e-06 | Unit | 7.6736e-07 | Unit | 4.7823e-07 | Unit | 0.00023967 | Unit | 3.0845e-06 | Unit | 4.8313e-06 | Unit | 8.4215e-05 | Unit | 3.4106e-05 | Unit | 2.2909e-06 | Unit
Spruance Genco, LLC | VA | 54081 | 1A | 4039911 | 33619313 | 1320714 | FALSE |  | 101 | 51 | 2 | 6.3644e-09 | Facility | 0.0017743 | Unit | 4.6584e-05 | Unit | 3.0435e-05 | Unit | 6.2821e-07 | Unit | 3.3274e-07 | Unit | 1.5504e-07 | Unit | 6.5823e-08 | Unit | 1.0236e-06 | Unit | 4.4198e-07 | Unit | 7.8881e-07 | Unit | 7.905e-07 | Unit | 9.4729e-07 | Unit | 2.9709e-07 | Unit
Spruance Genco, LLC | VA | 54081 | 1B | 4039911 | 33619313 | 1320714 | FALSE |  | 101 | 51 | 2 | 6.3644e-09 | Facility | 0.0017743 | Unit | 4.6584e-05 | Unit | 3.0435e-05 | Unit | 6.2821e-07 | Unit | 3.3274e-07 | Unit | 1.5504e-07 | Unit | 6.5823e-08 | Unit | 1.0236e-06 | Unit | 4.4198e-07 | Unit | 7.8881e-07 | Unit | 7.905e-07 | Unit | 9.4729e-07 | Unit | 2.9709e-07 | Unit
Spruance Genco, LLC | VA | 54081 | 2A | 4039911 | 33619413 | 1319514 | FALSE |  | 101 | 51 | 2 | 2.6333e-09 | Unit | 1.6933e-05 | Unit | 0.00015312 | Unit | 2.8317e-06 | Unit | 9.3751e-08 | Unit | 3.417e-07 | Unit | 8.9649e-08 | Unit | 6.0151e-08 | Unit | 9.9758e-07 | Unit | 3.0058e-07 | Unit | 5.3829e-07 | Unit | 7.9956e-07 | Unit | 3.1375e-06 | Unit | 2.341e-07 | Unit
Spruance Genco, LLC | VA | 54081 | 2B | 4039911 | 33619413 | 1319514 | FALSE |  | 101 | 51 | 2 | 2.6333e-09 | Unit | 1.6933e-05 | Unit | 0.00015312 | Unit | 2.8317e-06 | Unit | 9.3751e-08 | Unit | 3.417e-07 | Unit | 8.9649e-08 | Unit | 6.0151e-08 | Unit | 9.9758e-07 | Unit | 3.0058e-07 | Unit | 5.3829e-07 | Unit | 7.9956e-07 | Unit | 3.1375e-06 | Unit | 2.341e-07 | Unit
Spruance Genco, LLC | VA | 54081 | 3A | 4039911 | 33619513 | 1318614 | FALSE |  | 101 | 51 | 2 | 4.69e-09 | Unit | 1.6118e-05 | Unit | 1.766e-05 | Unit | 1.6191e-05 | Unit | 3.2026e-07 | Unit | 1.3928e-06 | Unit | 3.9503e-07 | Unit | 1.1535e-07 | Unit | 1.862e-06 | Unit | 1.2489e-06 | Unit | 1.992e-06 | Unit | 1.4522e-06 | Unit | 2.5065e-06 | Unit | 8.9316e-07 | Unit
Spruance Genco, LLC | VA | 54081 | 3B | 4039911 | 33619513 | 1318614 | FALSE |  | 101 | 51 | 2 | 4.69e-09 | Unit | 1.6118e-05 | Unit | 1.766e-05 | Unit | 1.6191e-05 | Unit | 3.2026e-07 | Unit | 1.3928e-06 | Unit | 3.9503e-07 | Unit | 1.1535e-07 | Unit | 1.862e-06 | Unit | 1.2489e-06 | Unit | 1.992e-06 | Unit | 1.4522e-06 | Unit | 2.5065e-06 | Unit | 8.9316e-07 | Unit
Spruance Genco, LLC | VA | 54081 | 4A | 4039911 | 33619613 | 1317614 | FALSE |  | 101 | 51 | 2 | 1.177e-08 | Unit | 3.842e-05 | Unit | 0.00015009 | Unit | 2.5249e-05 | Unit | 2.6856e-07 | Unit | 9.7779e-07 | Unit | 1.7798e-07 | Unit | 7.1794e-08 | Unit | 1.2233e-06 | Unit | 6.3966e-07 | Unit | 1.2123e-06 | Unit | 1.1877e-06 | Unit | 1.6997e-06 | Unit | 4.2808e-07 | Unit
Spruance Genco, LLC | VA | 54081 | 4B | 4039911 | 33619613 | 1317614 | FALSE |  | 101 | 51 | 2 | 1.177e-08 | Unit | 3.842e-05 | Unit | 0.00015009 | Unit | 2.5249e-05 | Unit | 2.6856e-07 | Unit | 9.7779e-07 | Unit | 1.7798e-07 | Unit | 7.1794e-08 | Unit | 1.2233e-06 | Unit | 6.3966e-07 | Unit | 1.2123e-06 | Unit | 1.1877e-06 | Unit | 1.6997e-06 | Unit | 4.2808e-07 | Unit
Piney Creek Project | PA | 54144 | BRBR1 | 8004711 | 5052713 | 17045414 | FALSE |  | 106 | 61 | 8 | 1.2733e-07 | Unit | 0.02688 | Unit | 0.011998 | Unit | 0.00025333 | Unit | 5.3552e-07 | Unit | 8.278e-07 | Unit | 1.3709e-07 | Unit | 1.619e-07 | Unit | 3.1048e-06 | Unit | 4.1053e-07 | Unit | 1.4284e-06 | Unit | 4.3688e-06 | Unit | 2.6386e-06 | Unit | 1.4471e-06 | Unit
Port of Stockton District Energy Facility | CA | 54238 | N64514 | 7110911 | 15078813 | 51559514 | FALSE |  | 104 | 58 | 6 | 1.1519e-08 | Bin | 0.010287 | Bin | 7.3765e-05 | Bin | 0.0020565 | Bin | 4.22e-07 | Bin | 9.72e-07 | Bin | 1.18e-07 | Bin | 2.2e-07 | Bin | 4.89e-05 | Bin | 1.58e-06 | Bin | 2.25e-06 | Bin | 1.01e-05 | Bin | 2.74e-05 | Bin | 3.69e-05 | Bin
Port of Stockton District Energy Facility | CA | 54238 | N64516 | 7110911 | 15078613 | 51559814 | FALSE |  | 104 | 58 | 6 | 1.1519e-08 | Bin | 0.010287 | Bin | 7.3765e-05 | Bin | 0.0020565 | Bin | 4.22e-07 | Bin | 9.72e-07 | Bin | 1.18e-07 | Bin | 2.2e-07 | Bin | 4.89e-05 | Bin | 1.58e-06 | Bin | 2.25e-06 | Bin | 1.01e-05 | Bin | 2.74e-05 | Bin | 3.69e-05 | Bin
Birchwood Power Facility | VA | 54304 | 1A | 6148811 | 15313013 | 676914 | FALSE |  | 101 | 51 | 2 | 1.5476e-08 | Unit | 0.00086667 | Unit | 6.3333e-05 | Unit | 1e-05 | Unit | 1.9686e-07 | Unit | 1.1826e-07 | Unit | 2.0426e-08 | Unit | 1.4225e-07 | Unit | 2.27e-06 | Unit | 1.7643e-07 | Unit | 5.7816e-07 | Unit | 4.0069e-06 | Unit | 3.3467e-06 | Unit | 1.4151e-07 | Unit
Mt. Poso Cogeneration | CA | 54626 | BL01 | 4197111 | 33770513 | 57689814 | FALSE |  | 104 | 58 | 6 | 1.1519e-08 | Bin | 0.010287 | Bin | 7.3765e-05 | Bin | 0.0020565 | Bin | 4.22e-07 | Bin | 9.72e-07 | Bin | 1.18e-07 | Bin | 2.2e-07 | Bin | 4.89e-05 | Bin | 1.58e-06 | Bin | 2.25e-06 | Bin | 1.01e-05 | Bin | 2.74e-05 | Bin | 3.69e-05 | Bin
St. Nicholas Cogen Project | PA | 54634 | 1 | 8406511 | 352313 | 14775214 | FALSE |  | 106 | 61 | 8 | 1.6293e-07 | Bin | 0.010682 | Bin | 0.0011014 | Bin | 0.00059988 | Bin | 4.22e-07 | Bin | 9.72e-07 | Bin | 1.18e-07 | Bin | 2.2e-07 | Bin | 4.89e-05 | Bin | 1.58e-06 | Bin | 2.25e-06 | Bin | 1.01e-05 | Bin | 2.74e-05 | Bin | 3.69e-05 | Bin
Roanoke Valley II | NC | 54755 | BLR2 | 8048111 | 6362913 | 19272114 | FALSE |  | 101 | 51 | 2 | 1.076e-08 | Unit | 3.2175e-05 | Unit | 6.0043e-05 | Unit | 0.00085933 | Unit | 1.413e-07 | Unit | 8.5438e-07 | Unit | 1.2838e-07 | Unit | 2.2897e-07 | Unit | 7.5116e-06 | Unit | 6.8781e-07 | Unit | 1.0049e-06 | Unit | 3.7136e-05 | Unit | 9.7347e-06 | Unit | 1.3104e-06 | Unit
Grays Ferry Cogen Partnership | PA | 54785 | 25 | 6531511 | 19132513 | 14144514 | FALSE |  | 117 | 73 | 19 | 1.1409e-07 | Bin | 0.00036881 | Bin | 0.00011017 | Bin | 2.2095e-05 | Bin | 3.3e-05 | Bin | 2.55e-06 | Bin | 1.62e-07 | Bin | 3.62e-07 | Bin | 5.7e-06 | Bin | 1.71e-05 | Bin | 1.3e-05 | Bin | 9.42e-06 | Bin | 0.000346 | Bin | 2.0209e-06 | Bin
Red Hills Generating Facility | MS | 55076 | AA-001 | 7053011 | 14190213 | 27477514 | FALSE |  | 109 | 64 | 12 | 1.0771e-05 | Unit | 0.00036675 | Unit | 8.7975e-06 | Unit | 1.3143e-05 | Unit | 2.2331e-07 | Unit | 7.4274e-07 | Unit | 1.3954e-07 | Unit | 7.2557e-08 | Unit | 8.2973e-06 | Unit | 5.3761e-07 | Unit | 3.8388e-06 | Unit | 2.8021e-05 | Unit | 1.4264e-06 | Unit | 2.5979e-06 | Unit
Red Hills Generating Facility | MS | 55076 | AA-002 | 7053011 | 65310713 | 90483614 | FALSE |  | 109 | 64 | 12 | 1.0771e-05 | Unit | 0.00036675 | Unit | 8.7975e-06 | Unit | 1.3143e-05 | Unit | 2.2331e-07 | Unit | 7.4274e-07 | Unit | 1.3954e-07 | Unit | 7.2557e-08 | Unit | 8.2973e-06 | Unit | 5.3761e-07 | Unit | 3.8388e-06 | Unit | 2.8021e-05 | Unit | 1.4264e-06 | Unit | 2.5979e-06 | Unit
Indian River | FL | 55318 | 1 | 591211 | 46123113 | 48992114 | FALSE |  | 119 | 75 | 20 | 1.1167e-07 | Bin | 0.00090711 | Bin | 0.00020182 | Bin | 0.00032886 | Bin | 3.3e-05 | Bin | 2.55e-06 | Bin | 1.62e-07 | Bin | 3.62e-07 | Bin | 5.7e-06 | Bin | 1.71e-05 | Bin | 1.3e-05 | Bin | 9.42e-06 | Bin | 0.000346 | Bin | 2.0209e-06 | Bin
Indian River | FL | 55318 | 2 | 591211 | 46123013 | 48992314 | FALSE |  | 119 | 75 | 20 | 1.1167e-07 | Bin | 0.00090711 | Bin | 0.00020182 | Bin | 0.00032886 | Bin | 3.3e-05 | Bin | 2.55e-06 | Bin | 1.62e-07 | Bin | 3.62e-07 | Bin | 5.7e-06 | Bin | 1.71e-05 | Bin | 1.3e-05 | Bin | 9.42e-06 | Bin | 0.000346 | Bin | 2.0209e-06 | Bin
Indian River | FL | 55318 | 3 | 591211 | 46122913 | 48992814 | FALSE |  | 119 | 75 | 20 | 1.1167e-07 | Bin | 0.00090711 | Bin | 0.00020182 | Bin | 0.00032886 | Bin | 3.3e-05 | Bin | 2.55e-06 | Bin | 1.62e-07 | Bin | 3.62e-07 | Bin | 5.7e-06 | Bin | 1.71e-05 | Bin | 1.3e-05 | Bin | 9.42e-06 | Bin | 0.000346 | Bin | 2.0209e-06 | Bin
Two Elk Generating Station | WY | 55360 | 1 | 14550311 | 88175013 | 119680514 | FALSE |  | 106 | 60 | 7 | 3.7796e-07 | Bin | 0.035278 | Bin | 0.00030971 | Bin | 0.0004262 | Bin | 4.22e-07 | Bin | 9.72e-07 | Bin | 1.18e-07 | Bin | 2.2e-07 | Bin | 4.89e-05 | Bin | 1.58e-06 | Bin | 2.25e-06 | Bin | 1.01e-05 | Bin | 2.74e-05 | Bin | 3.69e-05 | Bin
Wygen 1 | WY | 55479 | 3 | 12810911 | 68390313 | 94274514 | FALSE |  | 111 | 66 | 14 | 5.5333e-06 | Unit | 0.00015504 | Unit | 0.00038764 | Unit | 4.55e-05 | Unit | 1.6214e-08 | Unit | 1.1032e-07 | Unit | 4.3841e-09 | Unit | 4.6487e-08 | Unit | 4.4024e-07 | Unit | 1.58e-06 | Bin | 2.9383e-07 | Unit | 3.8022e-07 | Unit | 6.576e-07 | Unit | 7.8691e-08 | Unit
Hardin Generator Project | MT | 55749 | PC1 | 7851511 | 3395313 | 21539814 | FALSE |  | 101 | 50 | 2 | 8.8293e-07 | Unit | 0.0001455 | Unit | 2.8873e-05 | Unit | 1.0433e-05 | Unit | 1.3548e-06 | Unit | 1.2153e-07 | Unit | 5.7318e-08 | Unit | 4.8932e-08 | Unit | 1.8817e-06 | Unit | 1.58e-06 | Bin | 1.0484e-06 | Unit | 8.3988e-06 | Unit | 2.0154e-06 | Unit | 6.4017e-07 | Unit
TS Power Plant | NV | 56224 | BLR100 | 12758911 | 66483213 | 91957414 | FALSE |  | 111 | 65 | 14 | 1.0816e-06 | Unit | 2.1709e-05 | Unit | 2.1709e-05 | Unit | 0.00013433 | Unit | 1.9396e-07 | Unit | 2.0113e-07 | Unit | 4.849e-08 | Unit | 4.1555e-07 | Unit | 2.4275e-06 | Unit | 1.58e-06 | Bin | 8.4269e-07 | Unit | 2.6699e-06 | Unit | 1.782e-06 | Unit | 4.849e-07 | Unit
Wygen 2 | WY | 56319 | 0001 | 12811111 | 68391113 | 94275314 | FALSE |  | 111 | 66 | 14 | 5.6383e-06 | Unit | 0.00039617 | Unit | 0.00040433 | Unit | 8.72e-05 | Unit | 9.9986e-08 | Unit | 1.1029e-07 | Unit | 4.6386e-08 | Unit | 1.3328e-07 | Unit | 3.3108e-06 | Unit | 1.58e-06 | Bin | 2.6068e-07 | Unit | 1.3156e-06 | Unit | 2.1318e-06 | Unit | 2.8605e-07 | Unit
Wygen 2 | WY | 56319 | 4 | 12811111 | 68391113 | 94275314 | FALSE |  | 110 | 67 | 13 | 1.4708e-07 | Bin | 0.0021581 | Bin | 0.0030467 | Bin | 0.00010154 | Bin | 4.22e-07 | Bin | 9.72e-07 | Bin | 1.18e-07 | Bin | 2.2e-07 | Bin | 4.75e-06 | Bin | 5.1e-07 | Bin | 2.25e-06 | Bin | 1.01e-05 | Bin | 2.74e-05 | Bin | 9.24e-06 | Bin
Wygen 2 | WY | 56319 | 5 | 12811111 | 68391113 | 94275314 | FALSE |  | 110 | 67 | 13 | 1.4708e-07 | Bin | 0.0021581 | Bin | 0.0030467 | Bin | 0.00010154 | Bin | 4.22e-07 | Bin | 9.72e-07 | Bin | 1.18e-07 | Bin | 2.2e-07 | Bin | 4.75e-06 | Bin | 5.1e-07 | Bin | 2.25e-06 | Bin | 1.01e-05 | Bin | 2.74e-05 | Bin | 9.24e-06 | Bin
AES Puerto Rico Cogeneration Facility | PR | 68029 | BLR1 | 7128511 | 14799713 | 65020514 | FALSE |  | 105 | 59 | 5 | 1.33e-06 | Unit | 0.00010185 | Unit | 0.00010252 | Unit | 0.0012522 | Unit | 3.452e-07 | Unit | 6.9758e-07 | Unit | 8.7194e-08 | Unit | 1.366e-07 | Unit | 1.7966e-06 | Unit | 7.9551e-07 | Unit | 6.7876e-07 | Unit | 2.8462e-06 | Unit | 2.0653e-06 | Unit | 6.7247e-07 | Unit
AES Puerto Rico Cogeneration Facility | PR | 68029 | BLR2 | 7128511 | 14799713 | 65020614 | FALSE |  | 105 | 59 | 5 | 2.1333e-06 | Unit | 9.5966e-05 | Unit | 9.8457e-05 | Unit | 0.0015407 | Unit | 3.7122e-07 | Unit | 1.0314e-06 | Unit | 9.7663e-08 | Unit | 8.7633e-08 | Unit | 2.0588e-06 | Unit | 1.3921e-06 | Unit | 1.057e-06 | Unit | 3.7779e-06 | Unit | 4.3667e-06 | Unit | 9.4625e-07 | Unit
PREPA Aguirre Power Station | PR | 70000 | AG1 | 6958711 | 14020213 | 65010614 | FALSE |  | 119 | 75 | 20 | 1.5572e-07 | Unit | 0.0049899 | Unit | 0.00010734 | Unit | 0.00011096 | Unit | 2.1855e-05 | Unit | 4.7529e-06 | Facility | 2.4662e-07 | Facility | 1.7242e-07 | Unit | 3.6178e-06 | Unit | 1.71e-05 | Bin | 7.3187e-06 | Unit | 2.5625e-05 | Unit | 0.00040005 | Unit | 2.3676e-06 | Unit
PREPA Aguirre Power Station | PR | 70000 | AG2 | 6958711 | 14020213 | 65010614 | FALSE |  | 119 | 75 | 20 | 2.8296e-08 | Unit | 0.0019697 | Unit | 9.9482e-05 | Unit | 0.00012072 | Unit | 6.831e-05 | Unit | 4.7529e-06 | Unit | 2.4662e-07 | Unit | 5.544e-07 | Unit | 8.5691e-06 | Unit | 1.71e-05 | Bin | 1.0752e-05 | Unit | 3.4949e-05 | Unit | 0.00040234 | Unit | 4.138e-06 | Unit
PREPA South Coast Steam Power Plant | PR | 70002 | CS3 | 7129111 | 14799113 | 65016714 | FALSE |  | 119 | 75 | 20 | 2.4021e-07 | Facility | 0.0011439 | Facility | 0.00020182 | Bin | 1.1e-05 | Facility | 4.3475e-06 | Unit | 8.1079e-06 | Unit | 3.2159e-07 | Unit | 6.9479e-08 | Unit | 6.6936e-06 | Unit | 1.71e-05 | Bin | 4.0801e-06 | Unit | 5.5799e-05 | Unit | 0.00049776 | Unit | 1.7642e-06 | Unit
PREPA South Coast Steam Power Plant | PR | 70002 | CS4 | 7129111 | 14799113 | 65016714 | FALSE |  | 119 | 75 | 20 | 2.4021e-07 | Facility | 0.0011439 | Facility | 0.00020182 | Bin | 1.1e-05 | Facility | 4.0146e-06 | Facility | 7.109e-06 | Facility | 2.8702e-07 | Facility | 6.6022e-08 | Facility | 5.4697e-06 | Facility | 1.71e-05 | Bin | 3.5629e-06 | Facility | 5.31e-05 | Facility | 0.00046914 | Facility | 2.0645e-06 | Facility
PREPA South Coast Steam Power Plant | PR | 70002 | CS5 | 7129111 | 14799113 | 65016714 | FALSE |  | 119 | 75 | 20 | 2.4021e-07 | Facility | 0.0011439 | Facility | 0.00020182 | Bin | 1.1e-05 | Facility | 4.0146e-06 | Facility | 7.109e-06 | Facility | 2.8702e-07 | Facility | 6.6022e-08 | Facility | 5.4697e-06 | Facility | 1.71e-05 | Bin | 3.5629e-06 | Facility | 5.31e-05 | Facility | 0.00046914 | Facility | 2.0645e-06 | Facility
PREPA South Coast Steam Power Plant | PR | 70002 | CS6 | 7129111 | 14799113 | 65016714 | FALSE |  | 119 | 75 | 20 | 2.4021e-07 | Unit | 0.0011439 | Unit | 1.5e-05 | Unit | 1.1e-05 | Unit | 3.6817e-06 | Unit | 6.1102e-06 | Unit | 2.5245e-07 | Unit | 6.2564e-08 | Unit | 4.2458e-06 | Unit | 1.71e-05 | Bin | 3.0458e-06 | Unit | 5.0401e-05 | Unit | 0.00044053 | Unit | 2.3648e-06 | Unit
PREPA Palo Seco Steam Power Plant | PR | 70001 | PS1 | 7438511 | 10884113 | 65009614 | FALSE |  | 119 | 75 | 20 | 1.1167e-07 | Bin | 0.00090711 | Bin | 0.00020182 | Bin | 0.00032886 | Bin | 3.3e-05 | Bin | 2.55e-06 | Bin | 1.62e-07 | Bin | 3.62e-07 | Bin | 5.7e-06 | Bin | 1.71e-05 | Bin | 1.3e-05 | Bin | 9.42e-06 | Bin | 0.000346 | Bin | 2.0209e-06 | Bin
PREPA Palo Seco Steam Power Plant | PR | 70001 | PS2 | 7438511 | 10884113 | 65009614 | FALSE |  | 119 | 75 | 20 | 1.1167e-07 | Bin | 0.00090711 | Bin | 0.00020182 | Bin | 0.00032886 | Bin | 3.3e-05 | Bin | 2.55e-06 | Bin | 1.62e-07 | Bin | 3.62e-07 | Bin | 5.7e-06 | Bin | 1.71e-05 | Bin | 1.3e-05 | Bin | 9.42e-06 | Bin | 0.000346 | Bin | 2.0209e-06 | Bin
PREPA Palo Seco Steam Power Plant | PR | 70001 | PS3 | 7438511 | 10884113 | 65009614 | FALSE |  | 119 | 75 | 20 | 1.1167e-07 | Bin | 0.00090711 | Bin | 0.00020182 | Bin | 0.00032886 | Bin | 3.3e-05 | Bin | 2.55e-06 | Bin | 1.62e-07 | Bin | 3.62e-07 | Bin | 5.7e-06 | Bin | 1.71e-05 | Bin | 1.3e-05 | Bin | 9.42e-06 | Bin | 0.000346 | Bin | 2.0209e-06 | Bin
PREPA Palo Seco Steam Power Plant | PR | 70001 | PS4 | 7438511 | 10884113 | 65009614 | FALSE |  | 119 | 75 | 20 | 1.1167e-07 | Bin | 0.00090711 | Bin | 0.00020182 | Bin | 0.00032886 | Bin | 3.3e-05 | Bin | 2.55e-06 | Bin | 1.62e-07 | Bin | 3.62e-07 | Bin | 5.7e-06 | Bin | 1.71e-05 | Bin | 1.3e-05 | Bin | 9.42e-06 | Bin | 0.000346 | Bin | 2.0209e-06 | Bin
PREPA San Juan Steam Power Plant | PR | 70003 | SJ10 | 6878311 | 13728413 | 65010214 | FALSE |  | 119 | 75 | 20 | 2.9619e-08 | Unit | 0.00056089 | Unit | 0.00014513 | Unit | 0.0001481 | Unit | 0.00012084 | Unit | 4.2998e-06 | Unit | 6.9035e-07 | Unit | 1.4111e-07 | Unit | 6.0455e-06 | Unit | 1.71e-05 | Bin | 7.8317e-06 | Unit | 0.00010518 | Unit | 0.00071033 | Unit | 1.4081e-06 | Unit
PREPA San Juan Steam Power Plant | PR | 70003 | SJ7 | 6878311 | 13728413 | 65010214 | FALSE |  | 119 | 75 | 20 | 9.5682e-08 | Unit | 0.00088216 | Unit | 0.000476 | Unit | 5.2406e-05 | Unit | 8.0475e-05 | Unit | 3.2743e-06 | Unit | 5.6046e-07 | Unit | 1.2756e-07 | Unit | 4.5408e-06 | Unit | 1.71e-05 | Bin | 5.2734e-06 | Unit | 9.1498e-05 | Unit | 0.00059926 | Unit | 1.5419e-06 | Unit
PREPA San Juan Steam Power Plant | PR | 70003 | SJ8 | 6878311 | 13728413 | 65010214 | FALSE |  | 119 | 75 | 20 | 1.7328e-08 | Unit | 0.0007589 | Unit | 0.00014044 | Unit | 0.00016678 | Unit | 1.2519e-05 | Unit | 2.9667e-06 | Unit | 5.5008e-07 | Unit | 1.136e-07 | Unit | 5.5054e-06 | Unit | 1.71e-05 | Bin | 2.4046e-06 | Unit | 9.2396e-05 | Unit | 0.00073735 | Unit | 1.3891e-06 | Unit
PREPA San Juan Steam Power Plant | PR | 70003 | SJ9 | 6878311 | 13728413 | 65010214 | FALSE |  | 119 | 75 | 20 | 6.6708e-08 | Unit | 0.00025919 | Unit | 0.00011858 | Unit | 0.00021551 | Unit | 5.6669e-05 | Unit | 2.6742e-06 | Unit | 3.7985e-07 | Unit | 3.5977e-07 | Unit | 6.1285e-06 | Unit | 1.71e-05 | Bin | 9.8997e-06 | Unit | 7.074e-05 | Unit | 0.00045522 | Unit | 1.2891e-06 | Unit
Note on AG517: Madeleine Strum: 8/20/2012 email from Bparker to Mstrum. Parker recomputed runs 4 and 5 EFs using avg of 2010 and 2012 run data. Two unit 4 runs were determined to be outliers by statistical software and removed from the average.
Note on AG518: Madeleine Strum: 8/20/2012 email from Bparker to Mstrum. Parker recomputed runs 4 and 5 EFs using avg of 2010 and 2012 run data. Two unit 4 runs were determined to be outliers by statistical software and removed from the average.
Note on AG519: Madeleine Strum: 8/20/2012 email from Bparker to Mstrum. Parker recomputed runs 4 and 5 EFs using avg of 2010 and 2012 run data. Two unit 4 runs were determined to be outliers by statistical software and removed from the average.

## 4-Acid_Gas_EFstested
facility_id | Control_scheme: Acid_gas | compound | Final_EF | Final_EF_Units | Exclude_from_Bin_Avg
113 | 1 | HCN | 5.3667e-05 | lb/MMBtu | FALSE
113 | 1 | HCN | 5.9667e-05 | lb/MMBtu | FALSE
130 | 1 | HCN | 2.0667e-05 | lb/MMBtu | FALSE
130 | 1 | HCN | 1.1373e-05 | lb/MMBtu | FALSE
130 | 1 | HCN | 1.72e-05 | lb/MMBtu | FALSE
564 | 1 | HCN | 0.000323 | lb/MMBtu | FALSE
628 | 1 | HCN | 3.76e-05 | lb/MMBtu | FALSE
703 | 1 | HCN | 1.0733e-05 | lb/MMBtu | FALSE
703 | 1 | HCN | 1.13e-05 | lb/MMBtu | FALSE
703 | 1 | HCN | 1.0833e-05 | lb/MMBtu | FALSE
708 | 1 | HCN | 8.9383e-06 | lb/MMBtu | FALSE
708 | 1 | HCN | 8.9383e-06 | lb/MMBtu | FALSE
995 | 1 | HCN | 3.7367e-05 | lb/MMBtu | FALSE
995 | 1 | HCN | 3.7367e-05 | lb/MMBtu | FALSE
1012 | 1 | HCN | 0.00026133 | lb/MMBtu | FALSE
1012 | 1 | HCN | 0.00026133 | lb/MMBtu | FALSE
1374 | 1 | HCN | 2.1e-05 | lb/MMBtu | FALSE
1374 | 1 | HCN | 2.1e-05 | lb/MMBtu | FALSE
1374 | 1 | HCN | 2.1e-05 | lb/MMBtu | FALSE
1374 | 1 | HCN | 2.1e-05 | lb/MMBtu | FALSE
1374 | 1 | HCN | 2.1e-05 | lb/MMBtu | FALSE
1374 | 1 | HCN | 2.1e-05 | lb/MMBtu | FALSE
1382 | 1 | HCN | 2.2033e-05 | lb/MMBtu | FALSE
1382 | 1 | HCN | 2.03e-05 | lb/MMBtu | FALSE
708 | 1 | HCN | 8.9383e-06 | lb/MMBtu | FALSE
708 | 1 | HCN | 8.9383e-06 | lb/MMBtu | FALSE
728 | 1 | HCN | 0.000363 | lb/MMBtu | FALSE
861 | 1 | HCN | 0.00011233 | lb/MMBtu | FALSE
963 | 1 | HCN | 0.00020967 | lb/MMBtu | FALSE
963 | 1 | HCN | 0.00020967 | lb/MMBtu | FALSE
963 | 1 | HCN | 0.00024467 | lb/MMBtu | FALSE
994 | 1 | HCN | 2.9085e-05 | lb/MMBtu | FALSE
994 | 1 | HCN | 2.1131e-05 | lb/MMBtu | FALSE
1356 | 1 | HCN | 0.0011 | lb/MMBtu | FALSE
1356 | 1 | HCN | 0.0009 | lb/MMBtu | FALSE
1356 | 1 | HCN | 0.00093333 | lb/MMBtu | FALSE
2324 | 1 | HCN | 0.000713 | lb/MMBtu | FALSE
2378 | 1 | HCN | 0.00095 | lb/MMBtu | FALSE
2706 | 1 | HCN | 0.000321 | lb/MMBtu | FALSE
2718 | 1 | HCN | 6.376e-06 | lb/MMBtu | FALSE
2718 | 1 | HCN | 6.376e-06 | lb/MMBtu | FALSE
2718 | 1 | HCN | 3.8917e-05 | lb/MMBtu | FALSE
2718 | 1 | HCN | 3.8917e-05 | lb/MMBtu | FALSE
2718 | 1 | HCN | 6.376e-06 | lb/MMBtu | FALSE
2727 | 1 | HCN | 5.3933e-05 | lb/MMBtu | FALSE
2727 | 1 | HCN | 5.3933e-05 | lb/MMBtu | FALSE
2727 | 1 | HCN | 2.3867e-05 | lb/MMBtu | FALSE
2727 | 1 | HCN | 1.995e-05 | lb/MMBtu | FALSE
2828 | 1 | HCN | 0.00024633 | lb/MMBtu | FALSE
2828 | 1 | HCN | 0.00023667 | lb/MMBtu | FALSE
2840 | 1 | HCN | 0.00023333 | lb/MMBtu | FALSE
3098 | 1 | HCN | 0.00026433 | lb/MMBtu | FALSE
3098 | 1 | HCN | 0.00026433 | lb/MMBtu | FALSE
3098 | 1 | HCN | 0.00026433 | lb/MMBtu | FALSE
3098 | 1 | HCN | 0.00026433 | lb/MMBtu | FALSE
3118 | 1 | HCN | 3.3533e-06 | lb/MMBtu | FALSE
3118 | 1 | HCN | 3.0933e-06 | lb/MMBtu | FALSE
3122 | 1 | HCN | 5.6633e-05 | lb/MMBtu | FALSE
3140 | 1 | HCN | 6.9167e-05 | lb/MMBtu | FALSE
3140 | 1 | HCN | 6.9167e-05 | lb/MMBtu | FALSE
3149 | 1 | HCN | 7.9167e-05 | lb/MMBtu | FALSE
3149 | 1 | HCN | 7.64e-05 | lb/MMBtu | FALSE
3161 | 1 | HCN | 0.0017493 | lb/MMBtu | FALSE
3179 | 1 | HCN | 0.0019433 | lb/MMBtu | FALSE
3399 | 1 | HCN | 7.3667e-05 | lb/MMBtu | FALSE
3399 | 1 | HCN | 6.8667e-05 | lb/MMBtu | FALSE
3935 | 1 | HCN | 0.000209 | lb/MMBtu | FALSE
3935 | 1 | HCN | 0.000234 | lb/MMBtu | FALSE
3944 | 1 | HCN | 2.4919e-05 | lb/MMBtu | FALSE
3944 | 1 | HCN | 0.00011833 | lb/MMBtu | FALSE
3944 | 1 | HCN | 7.44e-07 | lb/MMBtu | FALSE
3948 | 1 | HCN | 0.00021933 | lb/MMBtu | FALSE
3948 | 1 | HCN | 0.000204 | lb/MMBtu | FALSE
3954 | 1 | HCN | 0.000238 | lb/MMBtu | FALSE
3954 | 1 | HCN | 0.000238 | lb/MMBtu | FALSE
3954 | 1 | HCN | 0.00048133 | lb/MMBtu | FALSE
4941 | 1 | HCN | 0.0008 | lb/MMBtu | FALSE
4941 | 1 | HCN | 0.0008 | lb/MMBtu | FALSE
4941 | 1 | HCN | 0.00083333 | lb/MMBtu | FALSE
6018 | 1 | HCN | 2.6033e-05 | lb/MMBtu | FALSE
6019 | 1 | HCN | 2.18e-05 | lb/MMBtu | FALSE
6052 | 1 | HCN | 0.00032767 | lb/MMBtu | FALSE
6052 | 1 | HCN | 0.00031467 | lb/MMBtu | FALSE
6113 | 1 | HCN | 4.4367e-05 | lb/MMBtu | FALSE
6264 | 1 | HCN | 0.000237 | lb/MMBtu | FALSE
6639 | 1 | HCN | 1.88e-05 | lb/MMBtu | FALSE
7213 | 1 | HCN | 0.00035767 | lb/MMBtu | FALSE
7213 | 1 | HCN | 0.0012983 | lb/MMBtu | FALSE
8042 | 1 | HCN | 2.5667e-06 | lb/MMBtu | FALSE
8102 | 1 | HCN | 0.0002 | lb/MMBtu | FALSE
8102 | 1 | HCN | 0.0002 | lb/MMBtu | FALSE
56068 | 1 | HCN | 0.00016667 | lb/MMBtu | FALSE
469 | 2 | HCN | 4.0333e-06 | lb/MMBtu | FALSE
477 | 2 | HCN | 1.9767e-06 | lb/MMBtu | FALSE
525 | 2 | HCN | 6.13e-06 | lb/MMBtu | FALSE
525 | 2 | HCN | 1.7067e-06 | lb/MMBtu | FALSE
469 | 2 | HCN | 3.1033e-05 | lb/MMBtu | FALSE
469 | 2 | HCN | 3.6633e-05 | lb/MMBtu | FALSE
469 | 2 | HCN | 1.9067e-05 | lb/MMBtu | FALSE
2917 | 2 | HCN | 5.9e-05 | lb/MMBtu | FALSE
6096 | 2 | HCN | 0.0008075 | lb/MMBtu | FALSE
7210 | 2 | HCN | 0.00090521 | lb/MMBtu | FALSE
10043 | 2 | HCN | 2.4667e-06 | lb/MMBtu | FALSE
10071 | 2 | HCN | 0.00026437 | lb/MMBtu | FALSE
10071 | 2 | HCN | 0.00026437 | lb/MMBtu | FALSE
10071 | 2 | HCN | 0.00026437 | lb/MMBtu | FALSE
10377 | 2 | HCN | 1.7231e-05 | lb/MMBtu | FALSE
10377 | 2 | HCN | 1.7231e-05 | lb/MMBtu | FALSE
10377 | 2 | HCN | 1.7231e-05 | lb/MMBtu | FALSE
10377 | 2 | HCN | 2.9766e-06 | lb/MMBtu | FALSE
10377 | 2 | HCN | 2.9766e-06 | lb/MMBtu | FALSE
10377 | 2 | HCN | 2.9766e-06 | lb/MMBtu | FALSE
10566 | 2 | HCN | 4.3433e-07 | lb/MMBtu | FALSE
10566 | 2 | HCN | 6.7e-07 | lb/MMBtu | FALSE
10771 | 2 | HCN | 0.00087433 | lb/MMBtu | FALSE
10771 | 2 | HCN | 0.00087433 | lb/MMBtu | FALSE
10774 | 2 | HCN | 0.0039549 | lb/MMBtu | FALSE
10774 | 2 | HCN | 0.0039549 | lb/MMBtu | FALSE
50976 | 2 | HCN | 6.7e-07 | lb/MMBtu | FALSE
52007 | 2 | HCN | 0.00019873 | lb/MMBtu | FALSE
52007 | 2 | HCN | 0.00019873 | lb/MMBtu | FALSE
54081 | 2 | HCN | 3.0435e-05 | lb/MMBtu | FALSE
54081 | 2 | HCN | 3.0435e-05 | lb/MMBtu | FALSE
54081 | 2 | HCN | 2.8317e-06 | lb/MMBtu | FALSE
54081 | 2 | HCN | 2.8317e-06 | lb/MMBtu | FALSE
54081 | 2 | HCN | 1.6191e-05 | lb/MMBtu | FALSE
54081 | 2 | HCN | 1.6191e-05 | lb/MMBtu | FALSE
54081 | 2 | HCN | 2.5249e-05 | lb/MMBtu | FALSE
54081 | 2 | HCN | 2.5249e-05 | lb/MMBtu | FALSE
54304 | 2 | HCN | 1e-05 | lb/MMBtu | FALSE
54755 | 2 | HCN | 0.00085933 | lb/MMBtu | FALSE
55749 | 2 | HCN | 1.0433e-05 | lb/MMBtu | FALSE
47 | 4 | HCN | 0.00048 | lb/MMBtu | FALSE
628 | 4 | HCN | 2.9133e-05 | lb/MMBtu | FALSE
642 | 4 | HCN | 4.2667e-05 | lb/MMBtu | FALSE
642 | 4 | HCN | 4.2667e-05 | lb/MMBtu | FALSE
1010 | 4 | HCN | 2.24e-05 | lb/MMBtu | FALSE
1010 | 4 | HCN | 2.24e-05 | lb/MMBtu | FALSE
1040 | 4 | HCN | 2.6233e-05 | lb/MMBtu | FALSE
1385 | 4 | HCN | 0.00053333 | lb/MMBtu | FALSE
1393 | 4 | HCN | 0.00012867 | lb/MMBtu | FALSE
1218 | 4 | HCN | 0.00018267 | lb/MMBtu | FALSE
1626 | 4 | HCN | 0.0055929 | lb/MMBtu | FALSE
2716 | 4 | HCN | 4.1933e-05 | lb/MMBtu | FALSE
2716 | 4 | HCN | 4.1933e-05 | lb/MMBtu | FALSE
2732 | 4 | HCN | 5.5499e-06 | lb/MMBtu | FALSE
2828 | 4 | HCN | 0.00018633 | lb/MMBtu | FALSE
2837 | 4 | HCN | 0.00097362 | lb/MMBtu | FALSE
2837 | 4 | HCN | 0.0011797 | lb/MMBtu | FALSE
2840 | 4 | HCN | 0.000762 | lb/MMBtu | FALSE
3131 | 4 | HCN | 8.28e-05 | lb/MMBtu | FALSE
3131 | 4 | HCN | 8.28e-05 | lb/MMBtu | FALSE
3152 | 4 | HCN | 0.00093333 | lb/MMBtu | FALSE
3295 | 4 | HCN | 7.79e-06 | lb/MMBtu | FALSE
3775 | 4 | HCN | 0.00029 | lb/MMBtu | FALSE
3935 | 4 | HCN | 0.00020833 | lb/MMBtu | FALSE
3942 | 4 | HCN | 0.00077233 | lb/MMBtu | FALSE
3942 | 4 | HCN | 0.00016033 | lb/MMBtu | FALSE
7253 | 4 | HCN | 9.3333e-05 | lb/MMBtu | FALSE
6041 | 5 | HCN | 0.0011667 | lb/MMBtu | FALSE
6041 | 5 | HCN | 0.0027 | lb/MMBtu | FALSE
10672 | 5 | HCN | 9.1e-05 | lb/MMBtu | FALSE
10672 | 5 | HCN | 9e-06 | lb/MMBtu | FALSE
10672 | 5 | HCN | 8.6667e-06 | lb/MMBtu | FALSE
50974 | 5 | HCN | 0.0014333 | lb/MMBtu | FALSE
68029 | 5 | HCN | 0.0012522 | lb/MMBtu | FALSE
68029 | 5 | HCN | 0.0015407 | lb/MMBtu | FALSE
976 | 6 | HCN | 1.38e-05 | lb/MMBtu | FALSE
10673 | 6 | HCN | 0.0019472 | lb/MMBtu | FALSE
10673 | 6 | HCN | 0.0021592 | lb/MMBtu | FALSE
10678 | 6 | HCN | 0.0041059 | lb/MMBtu | FALSE
10151 | 7 | HCN | 0.00013387 | lb/MMBtu | FALSE
10151 | 7 | HCN | 0.00013387 | lb/MMBtu | FALSE
50951 | 7 | HCN | 3.7233e-06 | lb/MMBtu | FALSE
50974 | 7 | HCN | 0.0014333 | lb/MMBtu | FALSE
3130 | 8 | HCN | 0.00012193 | lb/MMBtu | FALSE
3130 | 8 | HCN | 0.00012193 | lb/MMBtu | FALSE
3130 | 8 | HCN | 0.00012193 | lb/MMBtu | FALSE
3130 | 8 | HCN | 0.00012193 | lb/MMBtu | FALSE
3130 | 8 | HCN | 0.00012193 | lb/MMBtu | FALSE
3130 | 8 | HCN | 0.00012193 | lb/MMBtu | FALSE
10143 | 8 | HCN | 0.00029367 | lb/MMBtu | FALSE
10743 | 8 | HCN | 0.00153 | lb/MMBtu | FALSE
10743 | 8 | HCN | 0.00153 | lb/MMBtu | FALSE
50776 | 8 | HCN | 0.00143 | lb/MMBtu | FALSE
50776 | 8 | HCN | 0.00143 | lb/MMBtu | FALSE
50888 | 8 | HCN | 5.8133e-06 | lb/MMBtu | TRUE
54144 | 8 | HCN | 0.00025333 | lb/MMBtu | FALSE
6180 | 9 | HCN | 1.5867e-05 | lb/MMBtu | FALSE
6147 | 10 | HCN | 2.0067e-05 | lb/MMBtu | FALSE
52071 | 11 | HCN | 2.6597e-05 | lb/MMBtu | FALSE
52071 | 11 | HCN | 1.62e-05 | lb/MMBtu | FALSE
55076 | 12 | HCN | 1.3143e-05 | lb/MMBtu | FALSE
55076 | 12 | HCN | 1.3143e-05 | lb/MMBtu | FALSE
645 | 13 | HCN | 0.030062 | lb/MMBtu | TRUE
645 | 13 | HCN | 3.5806e-05 | lb/MMBtu | FALSE
2107 | 13 | HCN | 0.00011103 | lb/MMBtu | FALSE
2451 | 13 | HCN | 0.00025289 | lb/MMBtu | FALSE
2451 | 13 | HCN | 2.2185e-05 | lb/MMBtu | FALSE
2451 | 13 | HCN | 1.4709e-05 | lb/MMBtu | FALSE
2451 | 13 | HCN | 2.0997e-05 | lb/MMBtu | FALSE
3845 | 13 | HCN | 2.01e-05 | lb/MMBtu | FALSE
3845 | 13 | HCN | 2.1833e-05 | lb/MMBtu | FALSE
6016 | 13 | HCN | 7.6333e-05 | lb/MMBtu | FALSE
6076 | 13 | HCN | 2.2085e-05 | lb/MMBtu | FALSE
6170 | 13 | HCN | 0.00019533 | lb/MMBtu | FALSE
6170 | 13 | HCN | 0.00021 | lb/MMBtu | FALSE
7097 | 13 | HCN | 0.00031667 | lb/MMBtu | FALSE
465 | 14 | HCN | 3.5733e-06 | lb/MMBtu | FALSE
465 | 14 | HCN | 3.7733e-06 | lb/MMBtu | FALSE
1082 | 14 | HCN | 1.5134e-06 | lb/MMBtu | FALSE
2079 | 14 | HCN | 4.6267e-05 | lb/MMBtu | FALSE
6664 | 14 | HCN | 1.03e-05 | lb/MMBtu | FALSE
6761 | 14 | HCN | 1.7967e-05 | lb/MMBtu | FALSE
7504 | 14 | HCN | 5e-05 | lb/MMBtu | FALSE
8223 | 14 | HCN | 0.0011277 | lb/MMBtu | FALSE
8223 | 14 | HCN | 0.00059567 | lb/MMBtu | FALSE
54035 | 14 | HCN | 0.000288 | lb/MMBtu | FALSE
55479 | 14 | HCN | 4.55e-05 | lb/MMBtu | FALSE
56224 | 14 | HCN | 0.00013433 | lb/MMBtu | FALSE
56319 | 14 | HCN | 8.72e-05 | lb/MMBtu | FALSE
568 | 15 | HCN | 3.9033e-05 | lb/MMBtu | FALSE
874 | 15 | HCN | 0.00021667 | lb/MMBtu | FALSE
883 | 15 | HCN | 0.00018 | lb/MMBtu | FALSE
887 | 15 | HCN | 7.4667e-05 | lb/MMBtu | FALSE
2554 | 15 | HCN | 1e-05 | lb/MMBtu | FALSE
2554 | 15 | HCN | 1e-05 | lb/MMBtu | FALSE
4072 | 15 | HCN | 0.00023133 | lb/MMBtu | FALSE
4078 | 15 | HCN | 0.00017233 | lb/MMBtu | FALSE
6017 | 15 | HCN | 8.01e-05 | lb/MMBtu | FALSE
60 | 16 | HCN | 0.00433 | lb/MMBtu | FALSE
988 | 16 | HCN | 0.00019333 | lb/MMBtu | FALSE
1241 | 16 | HCN | 4.1067e-05 | lb/MMBtu | FALSE
1250 | 16 | HCN | 0.0086667 | lb/MMBtu | FALSE
1943 | 16 | HCN | 0.00066676 | lb/MMBtu | FALSE
2161 | 16 | HCN | 0.00093333 | lb/MMBtu | FALSE
3403 | 16 | HCN | 2.8333e-06 | lb/MMBtu | FALSE
6085 | 16 | HCN | 0.0001022 | lb/MMBtu | FALSE
6139 | 16 | HCN | 0.00022433 | lb/MMBtu | FALSE
6288 | 16 | HCN | 4.4667e-05 | lb/MMBtu | FALSE
10671 | 16 | HCN | 0.0019035 | lb/MMBtu | FALSE
10671 | 16 | HCN | 0.0019035 | lb/MMBtu | FALSE
10671 | 16 | HCN | 0.0019035 | lb/MMBtu | FALSE
10671 | 16 | HCN | 0.0019035 | lb/MMBtu | FALSE
10849 | 16 | HCN | 2.8519e-05 | lb/MMBtu | FALSE
7242 | 17 | HCN | 5.1873e-05 | lb/MMBtu | FALSE
1010 | 18 | HCN | 3.2067e-05 | lb/MMBtu | FALSE
990 | 19 | HCN | 1.9226e-05 | lb/MMBtu | FALSE
990 | 19 | HCN | 2.5264e-05 | lb/MMBtu | FALSE
991 | 19 | HCN | 2.584e-05 | lb/MMBtu | FALSE
991 | 19 | HCN | 2.584e-05 | lb/MMBtu | FALSE
3148 | 19 | HCN | 1.7933e-05 | lb/MMBtu | FALSE
3148 | 19 | HCN | 1.8467e-05 | lb/MMBtu | FALSE
546 | 20 | HCN | 0.000379 | lb/MMBtu | FALSE
548 | 20 | HCN | 0.000839 | lb/MMBtu | FALSE
562 | 20 | HCN | 0.00041513 | lb/MMBtu | FALSE
617 | 20 | HCN | 0.00065979 | lb/MMBtu | FALSE
617 | 20 | HCN | 0.00043145 | lb/MMBtu | FALSE
621 | 20 | HCN | 0.00041811 | lb/MMBtu | FALSE
621 | 20 | HCN | 0.0005166 | lb/MMBtu | FALSE
638 | 20 | HCN | 4.5233e-05 | lb/MMBtu | FALSE
638 | 20 | HCN | 3.2333e-05 | lb/MMBtu | FALSE
638 | 20 | HCN | 0.00021 | lb/MMBtu | FALSE
667 | 20 | HCN | 6.9733e-05 | lb/MMBtu | FALSE
676 | 20 | HCN | 0.0005 | lb/MMBtu | FALSE
1507 | 20 | HCN | 0.00069608 | lb/MMBtu | FALSE
1507 | 20 | HCN | 0.00058986 | lb/MMBtu | FALSE
715 | 20 | HCN | 0.00016433 | lb/MMBtu | FALSE
764 | 20 | HCN | 2.92e-05 | lb/MMBtu | FALSE
764 | 20 | HCN | 3.15e-05 | lb/MMBtu | FALSE
765 | 20 | HCN | 3.2867e-05 | lb/MMBtu | FALSE
765 | 20 | HCN | 1.9333e-05 | lb/MMBtu | FALSE
766 | 20 | HCN | 2.93e-05 | lb/MMBtu | FALSE
766 | 20 | HCN | 2.8267e-05 | lb/MMBtu | FALSE
1564 | 20 | HCN | 5.3333e-05 | lb/MMBtu | FALSE
1682 | 20 | HCN | 0.0019191 | lb/MMBtu | FALSE
2050 | 20 | HCN | 0.00025033 | lb/MMBtu | FALSE
2411 | 20 | HCN | 0.000178 | lb/MMBtu | FALSE
2411 | 20 | HCN | 0.00015433 | lb/MMBtu | FALSE
2411 | 20 | HCN | 0.00020467 | lb/MMBtu | FALSE
2480 | 20 | HCN | 0.0001385 | lb/MMBtu | FALSE
2480 | 20 | HCN | 0.00015933 | lb/MMBtu | FALSE
2493 | 20 | HCN | 1.7833e-06 | lb/MMBtu | FALSE
2500 | 20 | HCN | 3.5842e-06 | lb/MMBtu | FALSE
2500 | 20 | HCN | 2.8364e-06 | lb/MMBtu | FALSE
2516 | 20 | HCN | 3.9883e-06 | lb/MMBtu | FALSE
2516 | 20 | HCN | 3.2133e-06 | lb/MMBtu | FALSE
2517 | 20 | HCN | 3.5267e-06 | lb/MMBtu | FALSE
3159 | 20 | HCN | 0.0033433 | lb/MMBtu | FALSE
3161 | 20 | HCN | 0.00126 | lb/MMBtu | FALSE
3161 | 20 | HCN | 0.00126 | lb/MMBtu | FALSE
3181 | 20 | HCN | 3.3567e-05 | lb/MMBtu | FALSE
3181 | 20 | HCN | 2.96e-05 | lb/MMBtu | FALSE
3319 | 20 | HCN | 1.39e-05 | lb/MMBtu | FALSE
3804 | 20 | HCN | 4.0467e-05 | lb/MMBtu | FALSE
3809 | 20 | HCN | 4.39e-05 | lb/MMBtu | FALSE
6042 | 20 | HCN | 0.00032093 | lb/MMBtu | FALSE
6042 | 20 | HCN | 0.00070691 | lb/MMBtu | FALSE
6043 | 20 | HCN | 0.00039528 | lb/MMBtu | FALSE
6043 | 20 | HCN | 0.00018554 | lb/MMBtu | FALSE
8002 | 20 | HCN | 3.5533e-05 | lb/MMBtu | FALSE
8054 | 20 | HCN | 9.7733e-05 | lb/MMBtu | FALSE
8906 | 20 | HCN | 0.00093933 | lb/MMBtu | FALSE
70000 | 20 | HCN | 0.00011096 | lb/MMBtu | FALSE
70000 | 20 | HCN | 0.00012072 | lb/MMBtu | FALSE
70002 | 20 | HCN | 1.1e-05 | lb/MMBtu | FALSE
70003 | 20 | HCN | 0.0001481 | lb/MMBtu | FALSE
70003 | 20 | HCN | 5.2406e-05 | lb/MMBtu | FALSE
70003 | 20 | HCN | 0.00016678 | lb/MMBtu | FALSE
70003 | 20 | HCN | 0.00021551 | lb/MMBtu | FALSE
10670 | 21 | HCN | 8.1324e-05 | lb/MMBtu | FALSE
667 | 22 | HCN | 0.0015997 | lb/MMBtu | FALSE
667 | 22 | HCN | 0.00060663 | lb/MMBtu | FALSE
2878 | 23 | HCN | 0.00242 | lb/MMBtu | FALSE
4125 | 23 | HCN | 2.0673e-05 | lb/MMBtu | FALSE
10373 | 23 | HCN | 0.0048333 | lb/MMBtu | FALSE
113 | 1 | Hydrogen Chloride | 8.0274e-05 | lb/MMBtu | FALSE
113 | 1 | Hydrogen Chloride | 8.5239e-05 | lb/MMBtu | FALSE
130 | 1 | Hydrogen Chloride | 0.00024375 | lb/MMBtu | FALSE
130 | 1 | Hydrogen Chloride | 6.894e-05 | lb/MMBtu | FALSE
130 | 1 | Hydrogen Chloride | 0.00022897 | lb/MMBtu | FALSE
564 | 1 | Hydrogen Chloride | 0.0010495 | lb/MMBtu | FALSE
628 | 1 | Hydrogen Chloride | 0.00027384 | lb/MMBtu | FALSE
703 | 1 | Hydrogen Chloride | 0.00015567 | lb/MMBtu | FALSE
703 | 1 | Hydrogen Chloride | 0.00024955 | lb/MMBtu | FALSE
703 | 1 | Hydrogen Chloride | 0.00011939 | lb/MMBtu | FALSE
708 | 1 | Hydrogen Chloride | 7.8767e-05 | lb/MMBtu | FALSE
708 | 1 | Hydrogen Chloride | 7.8767e-05 | lb/MMBtu | FALSE
995 | 1 | Hydrogen Chloride | 0.0005752 | lb/MMBtu | FALSE
995 | 1 | Hydrogen Chloride | 0.0005752 | lb/MMBtu | FALSE
1012 | 1 | Hydrogen Chloride | 0.10233 | lb/MMBtu | TRUE
1012 | 1 | Hydrogen Chloride | 0.10233 | lb/MMBtu | TRUE
1374 | 1 | Hydrogen Chloride | 0.0013369 | lb/MMBtu | FALSE
1374 | 1 | Hydrogen Chloride | 0.0013369 | lb/MMBtu | FALSE
1374 | 1 | Hydrogen Chloride | 0.0013369 | lb/MMBtu | FALSE
1374 | 1 | Hydrogen Chloride | 0.0013369 | lb/MMBtu | FALSE
1374 | 1 | Hydrogen Chloride | 0.0013369 | lb/MMBtu | FALSE
1374 | 1 | Hydrogen Chloride | 0.0013369 | lb/MMBtu | FALSE
1382 | 1 | Hydrogen Chloride | 0.00025197 | lb/MMBtu | FALSE
1382 | 1 | Hydrogen Chloride | 0.00030516 | lb/MMBtu | FALSE
708 | 1 | Hydrogen Chloride | 7.8767e-05 | lb/MMBtu | FALSE
708 | 1 | Hydrogen Chloride | 7.8767e-05 | lb/MMBtu | FALSE
728 | 1 | Hydrogen Chloride | 0.00016306 | lb/MMBtu | FALSE
861 | 1 | Hydrogen Chloride | 0.0015179 | lb/MMBtu | FALSE
963 | 1 | Hydrogen Chloride | 0.01259 | lb/MMBtu | TRUE
963 | 1 | Hydrogen Chloride | 0.01259 | lb/MMBtu | TRUE
963 | 1 | Hydrogen Chloride | 0.00010033 | lb/MMBtu | FALSE
990 | 1 | Hydrogen Chloride | 0.00091 | lb/MMBtu | FALSE
994 | 1 | Hydrogen Chloride | 0.00017578 | lb/MMBtu | FALSE
994 | 1 | Hydrogen Chloride | 0.00016245 | lb/MMBtu | FALSE
1356 | 1 | Hydrogen Chloride | 0.00017961 | lb/MMBtu | FALSE
1356 | 1 | Hydrogen Chloride | 0.00052655 | lb/MMBtu | FALSE
1356 | 1 | Hydrogen Chloride | 0.00069665 | lb/MMBtu | FALSE
2324 | 1 | Hydrogen Chloride | 0.0057131 | lb/MMBtu | FALSE
2378 | 1 | Hydrogen Chloride | 0.001 | lb/MMBtu | FALSE
2378 | 1 | Hydrogen Chloride | 0.0010116 | lb/MMBtu | FALSE
2535 | 1 | Hydrogen Chloride | 0.00035901 | lb/MMBtu | FALSE
2535 | 1 | Hydrogen Chloride | 0.00046614 | lb/MMBtu | FALSE
2706 | 1 | Hydrogen Chloride | 0.0061356 | lb/MMBtu | FALSE
2718 | 1 | Hydrogen Chloride | 0.0011427 | lb/MMBtu | FALSE
2718 | 1 | Hydrogen Chloride | 0.0011427 | lb/MMBtu | FALSE
2718 | 1 | Hydrogen Chloride | 0.0010591 | lb/MMBtu | FALSE
2718 | 1 | Hydrogen Chloride | 0.0010591 | lb/MMBtu | FALSE
2718 | 1 | Hydrogen Chloride | 0.0011427 | lb/MMBtu | FALSE
2727 | 1 | Hydrogen Chloride | 0.0002859 | lb/MMBtu | FALSE
2727 | 1 | Hydrogen Chloride | 0.0002859 | lb/MMBtu | FALSE
2727 | 1 | Hydrogen Chloride | 0.00032635 | lb/MMBtu | FALSE
2727 | 1 | Hydrogen Chloride | 0.00028343 | lb/MMBtu | FALSE
2828 | 1 | Hydrogen Chloride | 0.00014296 | lb/MMBtu | FALSE
2828 | 1 | Hydrogen Chloride | 0.00018536 | lb/MMBtu | FALSE
2840 | 1 | Hydrogen Chloride | 0.00016321 | lb/MMBtu | FALSE
3098 | 1 | Hydrogen Chloride | 0.00055304 | lb/MMBtu | FALSE
3098 | 1 | Hydrogen Chloride | 0.00055304 | lb/MMBtu | FALSE
3098 | 1 | Hydrogen Chloride | 0.00055304 | lb/MMBtu | FALSE
3098 | 1 | Hydrogen Chloride | 0.00055304 | lb/MMBtu | FALSE
3118 | 1 | Hydrogen Chloride | 0.00028801 | lb/MMBtu | FALSE
3118 | 1 | Hydrogen Chloride | 0.00033266 | lb/MMBtu | FALSE
3122 | 1 | Hydrogen Chloride | 0.00040608 | lb/MMBtu | FALSE
3140 | 1 | Hydrogen Chloride | 0.00039814 | lb/MMBtu | FALSE
3140 | 1 | Hydrogen Chloride | 0.00039814 | lb/MMBtu | FALSE
3149 | 1 | Hydrogen Chloride | 0.0003015 | lb/MMBtu | FALSE
3149 | 1 | Hydrogen Chloride | 0.00035654 | lb/MMBtu | FALSE
3161 | 1 | Hydrogen Chloride | 0.00060871 | lb/MMBtu | FALSE
3179 | 1 | Hydrogen Chloride | 0.0001313 | lb/MMBtu | FALSE
3399 | 1 | Hydrogen Chloride | 0.00031666 | lb/MMBtu | FALSE
3399 | 1 | Hydrogen Chloride | 0.00033471 | lb/MMBtu | FALSE
3935 | 1 | Hydrogen Chloride | 0.00018274 | lb/MMBtu | FALSE
3935 | 1 | Hydrogen Chloride | 0.00031262 | lb/MMBtu | FALSE
3944 | 1 | Hydrogen Chloride | 0.00060157 | lb/MMBtu | FALSE
3944 | 1 | Hydrogen Chloride | 0.00065681 | lb/MMBtu | FALSE
3944 | 1 | Hydrogen Chloride | 0.00062058 | lb/MMBtu | FALSE
3948 | 1 | Hydrogen Chloride | 0.013117 | lb/MMBtu | TRUE
3948 | 1 | Hydrogen Chloride | 0.01226 | lb/MMBtu | TRUE
3954 | 1 | Hydrogen Chloride | 0.00042001 | lb/MMBtu | FALSE
3954 | 1 | Hydrogen Chloride | 0.00042001 | lb/MMBtu | FALSE
3954 | 1 | Hydrogen Chloride | 0.00028488 | lb/MMBtu | FALSE
4941 | 1 | Hydrogen Chloride | 5e-05 | lb/MMBtu | FALSE
4941 | 1 | Hydrogen Chloride | 6.4809e-05 | lb/MMBtu | FALSE
4941 | 1 | Hydrogen Chloride | 6.6667e-05 | lb/MMBtu | FALSE
4941 | 1 | Hydrogen Chloride | 6.965e-05 | lb/MMBtu | FALSE
4941 | 1 | Hydrogen Chloride | 9.3828e-05 | lb/MMBtu | FALSE
4941 | 1 | Hydrogen Chloride | 9.6667e-05 | lb/MMBtu | FALSE
6018 | 1 | Hydrogen Chloride | 0.00052846 | lb/MMBtu | FALSE
6019 | 1 | Hydrogen Chloride | 0.00087784 | lb/MMBtu | FALSE
6052 | 1 | Hydrogen Chloride | 0.00031074 | lb/MMBtu | FALSE
6052 | 1 | Hydrogen Chloride | 0.00022052 | lb/MMBtu | FALSE
6113 | 1 | Hydrogen Chloride | 0.00026058 | lb/MMBtu | FALSE
6264 | 1 | Hydrogen Chloride | 0.00021405 | lb/MMBtu | FALSE
6639 | 1 | Hydrogen Chloride | 0.00022267 | lb/MMBtu | FALSE
7213 | 1 | Hydrogen Chloride | 0.00037307 | lb/MMBtu | FALSE
7213 | 1 | Hydrogen Chloride | 0.00033766 | lb/MMBtu | FALSE
8042 | 1 | Hydrogen Chloride | 0.00063354 | lb/MMBtu | FALSE
8102 | 1 | Hydrogen Chloride | 0.011537 | lb/MMBtu | TRUE
8102 | 1 | Hydrogen Chloride | 0.011177 | lb/MMBtu | TRUE
56068 | 1 | Hydrogen Chloride | 7.6401e-05 | lb/MMBtu | FALSE
469 | 2 | Hydrogen Chloride | 0.00023684 | lb/MMBtu | FALSE
477 | 2 | Hydrogen Chloride | 0.00021111 | lb/MMBtu | FALSE
525 | 2 | Hydrogen Chloride | 0.00021783 | lb/MMBtu | FALSE
525 | 2 | Hydrogen Chloride | 0.00014256 | lb/MMBtu | FALSE
469 | 2 | Hydrogen Chloride | 0.00022537 | lb/MMBtu | FALSE
469 | 2 | Hydrogen Chloride | 0.00018637 | lb/MMBtu | FALSE
469 | 2 | Hydrogen Chloride | 0.0003054 | lb/MMBtu | FALSE
2917 | 2 | Hydrogen Chloride | 0.00011019 | lb/MMBtu | FALSE
6096 | 2 | Hydrogen Chloride | 0.0002764 | lb/MMBtu | FALSE
7210 | 2 | Hydrogen Chloride | 0.011767 | lb/MMBtu | FALSE
10043 | 2 | Hydrogen Chloride | 1.2873e-05 | lb/MMBtu | FALSE
10071 | 2 | Hydrogen Chloride | 0.0050708 | lb/MMBtu | FALSE
10071 | 2 | Hydrogen Chloride | 0.0050708 | lb/MMBtu | FALSE
10071 | 2 | Hydrogen Chloride | 0.0050708 | lb/MMBtu | FALSE
10071 | 2 | Hydrogen Chloride | 0.00031476 | lb/MMBtu | FALSE
10071 | 2 | Hydrogen Chloride | 0.00031476 | lb/MMBtu | FALSE
10071 | 2 | Hydrogen Chloride | 0.00031476 | lb/MMBtu | FALSE
10377 | 2 | Hydrogen Chloride | 0.039727 | lb/MMBtu | FALSE
10377 | 2 | Hydrogen Chloride | 0.039727 | lb/MMBtu | FALSE
10377 | 2 | Hydrogen Chloride | 0.039727 | lb/MMBtu | FALSE
10377 | 2 | Hydrogen Chloride | 0.041139 | lb/MMBtu | FALSE
10377 | 2 | Hydrogen Chloride | 0.041139 | lb/MMBtu | FALSE
10377 | 2 | Hydrogen Chloride | 0.041139 | lb/MMBtu | FALSE
10566 | 2 | Hydrogen Chloride | 4.24e-05 | lb/MMBtu | FALSE
10566 | 2 | Hydrogen Chloride | 5.6009e-05 | lb/MMBtu | FALSE
10771 | 2 | Hydrogen Chloride | 7.3367e-05 | lb/MMBtu | FALSE
10771 | 2 | Hydrogen Chloride | 7.3367e-05 | lb/MMBtu | FALSE
10774 | 2 | Hydrogen Chloride | 7.7633e-05 | lb/MMBtu | FALSE
10774 | 2 | Hydrogen Chloride | 7.7633e-05 | lb/MMBtu | FALSE
50976 | 2 | Hydrogen Chloride | 3.5766e-05 | lb/MMBtu | FALSE
52007 | 2 | Hydrogen Chloride | 0.00048589 | lb/MMBtu | FALSE
52007 | 2 | Hydrogen Chloride | 0.00048589 | lb/MMBtu | FALSE
54081 | 2 | Hydrogen Chloride | 0.0017743 | lb/MMBtu | FALSE
54081 | 2 | Hydrogen Chloride | 0.0017743 | lb/MMBtu | FALSE
54081 | 2 | Hydrogen Chloride | 1.6933e-05 | lb/MMBtu | FALSE
54081 | 2 | Hydrogen Chloride | 1.6933e-05 | lb/MMBtu | FALSE
54081 | 2 | Hydrogen Chloride | 1.6118e-05 | lb/MMBtu | FALSE
54081 | 2 | Hydrogen Chloride | 1.6118e-05 | lb/MMBtu | FALSE
54081 | 2 | Hydrogen Chloride | 3.842e-05 | lb/MMBtu | FALSE
54081 | 2 | Hydrogen Chloride | 3.842e-05 | lb/MMBtu | FALSE
54304 | 2 | Hydrogen Chloride | 0.00086667 | lb/MMBtu | FALSE
54755 | 2 | Hydrogen Chloride | 3.2175e-05 | lb/MMBtu | FALSE
55749 | 2 | Hydrogen Chloride | 0.0001455 | lb/MMBtu | FALSE
47 | 4 | Hydrogen Chloride | 0.013641 | lb/MMBtu | FALSE
628 | 4 | Hydrogen Chloride | 0.074352 | lb/MMBtu | FALSE
642 | 4 | Hydrogen Chloride | 0.10835 | lb/MMBtu | FALSE
642 | 4 | Hydrogen Chloride | 0.10835 | lb/MMBtu | FALSE
1010 | 4 | Hydrogen Chloride | 0.012675 | lb/MMBtu | FALSE
1010 | 4 | Hydrogen Chloride | 0.012675 | lb/MMBtu | FALSE
1040 | 4 | Hydrogen Chloride | 0.0072622 | lb/MMBtu | FALSE
1357 | 4 | Hydrogen Chloride | 0.00069665 | lb/MMBtu | FALSE
1385 | 4 | Hydrogen Chloride | 0.14399 | lb/MMBtu | FALSE
1385 | 4 | Hydrogen Chloride | 0.14403 | lb/MMBtu | FALSE
1393 | 4 | Hydrogen Chloride | 0.00258 | lb/MMBtu | FALSE
1218 | 4 | Hydrogen Chloride | 0.17785 | lb/MMBtu | FALSE
1626 | 4 | Hydrogen Chloride | 0.0020396 | lb/MMBtu | FALSE
2716 | 4 | Hydrogen Chloride | 0.096485 | lb/MMBtu | FALSE
2716 | 4 | Hydrogen Chloride | 0.096485 | lb/MMBtu | FALSE
2732 | 4 | Hydrogen Chloride | 0.14385 | lb/MMBtu | FALSE
2828 | 4 | Hydrogen Chloride | 0.034472 | lb/MMBtu | FALSE
2837 | 4 | Hydrogen Chloride | 0.048399 | lb/MMBtu | FALSE
2837 | 4 | Hydrogen Chloride | 0.063698 | lb/MMBtu | FALSE
2840 | 4 | Hydrogen Chloride | 0.035774 | lb/MMBtu | FALSE
3131 | 4 | Hydrogen Chloride | 0.089306 | lb/MMBtu | FALSE
3131 | 4 | Hydrogen Chloride | 0.089306 | lb/MMBtu | FALSE
3152 | 4 | Hydrogen Chloride | 0.051667 | lb/MMBtu | FALSE
3295 | 4 | Hydrogen Chloride | 0.000639 | lb/MMBtu | FALSE
3775 | 4 | Hydrogen Chloride | 0.029092 | lb/MMBtu | FALSE
3935 | 4 | Hydrogen Chloride | 0.075845 | lb/MMBtu | FALSE
3942 | 4 | Hydrogen Chloride | 0.020307 | lb/MMBtu | FALSE
3942 | 4 | Hydrogen Chloride | 0.033133 | lb/MMBtu | FALSE
7253 | 4 | Hydrogen Chloride | 0.007771 | lb/MMBtu | FALSE
6041 | 5 | Hydrogen Chloride | 7.3333e-05 | lb/MMBtu | FALSE
6041 | 5 | Hydrogen Chloride | 7.5133e-05 | lb/MMBtu | FALSE
6041 | 5 | Hydrogen Chloride | 0.00013024 | lb/MMBtu | FALSE
6041 | 5 | Hydrogen Chloride | 0.0002 | lb/MMBtu | FALSE
10672 | 5 | Hydrogen Chloride | 0.040228 | lb/MMBtu | FALSE
10672 | 5 | Hydrogen Chloride | 0.042543 | lb/MMBtu | FALSE
10672 | 5 | Hydrogen Chloride | 0.049247 | lb/MMBtu | FALSE
10672 | 5 | Hydrogen Chloride | 0.049879 | lb/MMBtu | FALSE
10672 | 5 | Hydrogen Chloride | 0.049706 | lb/MMBtu | FALSE
10672 | 5 | Hydrogen Chloride | 0.049985 | lb/MMBtu | FALSE
50974 | 5 | Hydrogen Chloride | 0.076716 | lb/MMBtu | FALSE
68029 | 5 | Hydrogen Chloride | 0.00010185 | lb/MMBtu | FALSE
68029 | 5 | Hydrogen Chloride | 9.5966e-05 | lb/MMBtu | FALSE
976 | 6 | Hydrogen Chloride | 0.020798 | lb/MMBtu | FALSE
10673 | 6 | Hydrogen Chloride | 0.0028947 | lb/MMBtu | FALSE
10673 | 6 | Hydrogen Chloride | 0.0018275 | lb/MMBtu | FALSE
10678 | 6 | Hydrogen Chloride | 0.015626 | lb/MMBtu | FALSE
10151 | 7 | Hydrogen Chloride | 0.024184 | lb/MMBtu | FALSE
10151 | 7 | Hydrogen Chloride | 0.024184 | lb/MMBtu | FALSE
50951 | 7 | Hydrogen Chloride | 0.016026 | lb/MMBtu | FALSE
50974 | 7 | Hydrogen Chloride | 0.076716 | lb/MMBtu | FALSE
3130 | 8 | Hydrogen Chloride | 0.00014742 | lb/MMBtu | FALSE
3130 | 8 | Hydrogen Chloride | 0.00014742 | lb/MMBtu | FALSE
3130 | 8 | Hydrogen Chloride | 0.00014742 | lb/MMBtu | FALSE
3130 | 8 | Hydrogen Chloride | 0.00014742 | lb/MMBtu | FALSE
3130 | 8 | Hydrogen Chloride | 0.00014742 | lb/MMBtu | FALSE
3130 | 8 | Hydrogen Chloride | 0.00014742 | lb/MMBtu | FALSE
10143 | 8 | Hydrogen Chloride | 0.032027 | lb/MMBtu | FALSE
10143 | 8 | Hydrogen Chloride | 0.032033 | lb/MMBtu | FALSE
10743 | 8 | Hydrogen Chloride | 0.0072749 | lb/MMBtu | FALSE
10743 | 8 | Hydrogen Chloride | 0.0072749 | lb/MMBtu | FALSE
10743 | 8 | Hydrogen Chloride | 0.0073 | lb/MMBtu | FALSE
10743 | 8 | Hydrogen Chloride | 0.0073 | lb/MMBtu | FALSE
50776 | 8 | Hydrogen Chloride | 0.01181 | lb/MMBtu | FALSE
50776 | 8 | Hydrogen Chloride | 0.01181 | lb/MMBtu | FALSE
50888 | 8 | Hydrogen Chloride | 0.026313 | lb/MMBtu | FALSE
54144 | 8 | Hydrogen Chloride | 0.02688 | lb/MMBtu | FALSE
6180 | 9 | Hydrogen Chloride | 0.00012026 | lb/MMBtu | FALSE
6147 | 10 | Hydrogen Chloride | 0.00074886 | lb/MMBtu | FALSE
52071 | 11 | Hydrogen Chloride | 9.2435e-05 | lb/MMBtu | FALSE
52071 | 11 | Hydrogen Chloride | 3.0185e-05 | lb/MMBtu | FALSE
55076 | 12 | Hydrogen Chloride | 0.00036675 | lb/MMBtu | FALSE
55076 | 12 | Hydrogen Chloride | 0.00036675 | lb/MMBtu | FALSE
645 | 13 | Hydrogen Chloride | 0.003789 | lb/MMBtu | FALSE
645 | 13 | Hydrogen Chloride | 0.0063388 | lb/MMBtu | FALSE
1893 | 13 | Hydrogen Chloride | 0.00051267 | lb/MMBtu | FALSE
2107 | 13 | Hydrogen Chloride | 0.016034 | lb/MMBtu | FALSE
2451 | 13 | Hydrogen Chloride | 0.00011135 | lb/MMBtu | FALSE
2451 | 13 | Hydrogen Chloride | 0.00012406 | lb/MMBtu | FALSE
2451 | 13 | Hydrogen Chloride | 9.5979e-05 | lb/MMBtu | FALSE
2451 | 13 | Hydrogen Chloride | 0.00011782 | lb/MMBtu | FALSE
3845 | 13 | Hydrogen Chloride | 0.0021218 | lb/MMBtu | FALSE
3845 | 13 | Hydrogen Chloride | 0.0022946 | lb/MMBtu | FALSE
6016 | 13 | Hydrogen Chloride | 0.00050141 | lb/MMBtu | FALSE
6076 | 13 | Hydrogen Chloride | 6.2094e-05 | lb/MMBtu | FALSE
6170 | 13 | Hydrogen Chloride | 9.6556e-05 | lb/MMBtu | FALSE
6170 | 13 | Hydrogen Chloride | 9.4427e-05 | lb/MMBtu | FALSE
7097 | 13 | Hydrogen Chloride | 7.6237e-05 | lb/MMBtu | FALSE
465 | 14 | Hydrogen Chloride | 0.00021753 | lb/MMBtu | FALSE
465 | 14 | Hydrogen Chloride | 0.0061502 | lb/MMBtu | TRUE
1082 | 14 | Hydrogen Chloride | 7.3724e-05 | lb/MMBtu | FALSE
2079 | 14 | Hydrogen Chloride | 7.2108e-05 | lb/MMBtu | FALSE
6664 | 14 | Hydrogen Chloride | 0.00019104 | lb/MMBtu | FALSE
6761 | 14 | Hydrogen Chloride | 0.00033354 | lb/MMBtu | FALSE
7504 | 14 | Hydrogen Chloride | 0.0001475 | lb/MMBtu | FALSE
7504 | 14 | Hydrogen Chloride | 0.00014767 | lb/MMBtu | FALSE
8223 | 14 | Hydrogen Chloride | 0.00030598 | lb/MMBtu | FALSE
8223 | 14 | Hydrogen Chloride | 0.0046462 | lb/MMBtu | TRUE
54035 | 14 | Hydrogen Chloride | 7.3157e-05 | lb/MMBtu | FALSE
55479 | 14 | Hydrogen Chloride | 0.0001535 | lb/MMBtu | FALSE
55479 | 14 | Hydrogen Chloride | 0.00015658 | lb/MMBtu | FALSE
56224 | 14 | Hydrogen Chloride | 2.1709e-05 | lb/MMBtu | FALSE
56319 | 14 | Hydrogen Chloride | 0.00039233 | lb/MMBtu | FALSE
56319 | 14 | Hydrogen Chloride | 0.0004 | lb/MMBtu | FALSE
568 | 15 | Hydrogen Chloride | 0.0018993 | lb/MMBtu | FALSE
874 | 15 | Hydrogen Chloride | 0.00054129 | lb/MMBtu | FALSE
883 | 15 | Hydrogen Chloride | 0.00094097 | lb/MMBtu | FALSE
887 | 15 | Hydrogen Chloride | 0.00064118 | lb/MMBtu | FALSE
897 | 15 | Hydrogen Chloride | 0.00064118 | lb/MMBtu | FALSE
897 | 15 | Hydrogen Chloride | 0.00064118 | lb/MMBtu | FALSE
2554 | 15 | Hydrogen Chloride | 0.00091345 | lb/MMBtu | FALSE
2554 | 15 | Hydrogen Chloride | 0.00096696 | lb/MMBtu | FALSE
4072 | 15 | Hydrogen Chloride | 0.001182 | lb/MMBtu | FALSE
6017 | 15 | Hydrogen Chloride | 0.00048706 | lb/MMBtu | FALSE
60 | 16 | Hydrogen Chloride | 0.0001624 | lb/MMBtu | FALSE
988 | 16 | Hydrogen Chloride | 0.017865 | lb/MMBtu | FALSE
1241 | 16 | Hydrogen Chloride | 0.00073104 | lb/MMBtu | FALSE
1943 | 16 | Hydrogen Chloride | 0.00068829 | lb/MMBtu | FALSE
2161 | 16 | Hydrogen Chloride | 0.00083333 | lb/MMBtu | FALSE
3403 | 16 | Hydrogen Chloride | 0.0015582 | lb/MMBtu | FALSE
6085 | 16 | Hydrogen Chloride | 0.0078754 | lb/MMBtu | FALSE
6139 | 16 | Hydrogen Chloride | 0.00019445 | lb/MMBtu | FALSE
6288 | 16 | Hydrogen Chloride | 0.00015405 | lb/MMBtu | FALSE
10671 | 16 | Hydrogen Chloride | 0.003265 | lb/MMBtu | FALSE
10671 | 16 | Hydrogen Chloride | 0.003265 | lb/MMBtu | FALSE
10671 | 16 | Hydrogen Chloride | 0.003265 | lb/MMBtu | FALSE
10671 | 16 | Hydrogen Chloride | 0.003265 | lb/MMBtu | FALSE
10849 | 16 | Hydrogen Chloride | 0.0016633 | lb/MMBtu | FALSE
7242 | 17 | Hydrogen Chloride | 8.1225e-05 | lb/MMBtu | FALSE
1010 | 18 | Hydrogen Chloride | 0.00028367 | lb/MMBtu | FALSE
990 | 19 | Hydrogen Chloride | 9.5896e-05 | lb/MMBtu | FALSE
990 | 19 | Hydrogen Chloride | 0.00011276 | lb/MMBtu | FALSE
991 | 19 | Hydrogen Chloride | 9.3457e-05 | lb/MMBtu | FALSE
991 | 19 | Hydrogen Chloride | 9.3457e-05 | lb/MMBtu | FALSE
3148 | 19 | Hydrogen Chloride | 0.00087677 | lb/MMBtu | FALSE
3148 | 19 | Hydrogen Chloride | 0.00094054 | lb/MMBtu | FALSE
546 | 20 | Hydrogen Chloride | 0.00094038 | lb/MMBtu | FALSE
548 | 20 | Hydrogen Chloride | 0.0014471 | lb/MMBtu | FALSE
562 | 20 | Hydrogen Chloride | 0.00091 | lb/MMBtu | FALSE
617 | 20 | Hydrogen Chloride | 0.00060784 | lb/MMBtu | FALSE
617 | 20 | Hydrogen Chloride | 0.00073709 | lb/MMBtu | FALSE
621 | 20 | Hydrogen Chloride | 0.00082003 | lb/MMBtu | FALSE
621 | 20 | Hydrogen Chloride | 0.00091647 | lb/MMBtu | FALSE
638 | 20 | Hydrogen Chloride | 0.00031807 | lb/MMBtu | FALSE
638 | 20 | Hydrogen Chloride | 0.00073546 | lb/MMBtu | FALSE
638 | 20 | Hydrogen Chloride | 0.0020352 | lb/MMBtu | FALSE
667 | 20 | Hydrogen Chloride | 0.00096793 | lb/MMBtu | FALSE
676 | 20 | Hydrogen Chloride | 0.00015657 | lb/MMBtu | FALSE
676 | 20 | Hydrogen Chloride | 0.00016667 | lb/MMBtu | FALSE
1507 | 20 | Hydrogen Chloride | 0.0010772 | lb/MMBtu | FALSE
1507 | 20 | Hydrogen Chloride | 0.00037012 | lb/MMBtu | FALSE
715 | 20 | Hydrogen Chloride | 0.0010748 | lb/MMBtu | FALSE
764 | 20 | Hydrogen Chloride | 0.00076791 | lb/MMBtu | FALSE
764 | 20 | Hydrogen Chloride | 0.00069344 | lb/MMBtu | FALSE
765 | 20 | Hydrogen Chloride | 9.679e-05 | lb/MMBtu | FALSE
765 | 20 | Hydrogen Chloride | 0.00024212 | lb/MMBtu | FALSE
766 | 20 | Hydrogen Chloride | 0.00033334 | lb/MMBtu | FALSE
766 | 20 | Hydrogen Chloride | 0.0001451 | lb/MMBtu | FALSE
1564 | 20 | Hydrogen Chloride | 0.0014142 | lb/MMBtu | FALSE
1642 | 20 | Hydrogen Chloride | 0.0013834 | lb/MMBtu | FALSE
1682 | 20 | Hydrogen Chloride | 0.00084529 | lb/MMBtu | FALSE
2050 | 20 | Hydrogen Chloride | 0.0035233 | lb/MMBtu | FALSE
2411 | 20 | Hydrogen Chloride | 0.0036999 | lb/MMBtu | FALSE
2411 | 20 | Hydrogen Chloride | 0.0014429 | lb/MMBtu | FALSE
2411 | 20 | Hydrogen Chloride | 0.00089704 | lb/MMBtu | FALSE
2480 | 20 | Hydrogen Chloride | 0.00082531 | lb/MMBtu | FALSE
2480 | 20 | Hydrogen Chloride | 0.00079952 | lb/MMBtu | FALSE
2493 | 20 | Hydrogen Chloride | 1.02e-05 | lb/MMBtu | TRUE
2500 | 20 | Hydrogen Chloride | 0.0002376 | lb/MMBtu | FALSE
2500 | 20 | Hydrogen Chloride | 0.0001379 | lb/MMBtu | FALSE
2516 | 20 | Hydrogen Chloride | 0.00018824 | lb/MMBtu | FALSE
2516 | 20 | Hydrogen Chloride | 0.00021594 | lb/MMBtu | FALSE
2517 | 20 | Hydrogen Chloride | 0.00024656 | lb/MMBtu | FALSE
3161 | 20 | Hydrogen Chloride | 0.00022833 | lb/MMBtu | FALSE
3161 | 20 | Hydrogen Chloride | 0.00022833 | lb/MMBtu | FALSE
3181 | 20 | Hydrogen Chloride | 0.00040823 | lb/MMBtu | FALSE
3181 | 20 | Hydrogen Chloride | 0.000465 | lb/MMBtu | FALSE
3319 | 20 | Hydrogen Chloride | 0.0249 | lb/MMBtu | TRUE
3804 | 20 | Hydrogen Chloride | 0.00065907 | lb/MMBtu | FALSE
3809 | 20 | Hydrogen Chloride | 0.00067268 | lb/MMBtu | FALSE
6042 | 20 | Hydrogen Chloride | 0.00026955 | lb/MMBtu | FALSE
6042 | 20 | Hydrogen Chloride | 0.00057203 | lb/MMBtu | FALSE
6043 | 20 | Hydrogen Chloride | 0.0011197 | lb/MMBtu | FALSE
6043 | 20 | Hydrogen Chloride | 0.00055829 | lb/MMBtu | FALSE
8002 | 20 | Hydrogen Chloride | 0.002328 | lb/MMBtu | FALSE
8054 | 20 | Hydrogen Chloride | 0.00056233 | lb/MMBtu | FALSE
8906 | 20 | Hydrogen Chloride | 0.00082595 | lb/MMBtu | FALSE
8906 | 20 | Hydrogen Chloride | 0.0008262 | lb/MMBtu | FALSE
70000 | 20 | Hydrogen Chloride | 0.0049899 | lb/MMBtu | FALSE
70000 | 20 | Hydrogen Chloride | 0.0019697 | lb/MMBtu | FALSE
70002 | 20 | Hydrogen Chloride | 0.0011439 | lb/MMBtu | FALSE
70003 | 20 | Hydrogen Chloride | 0.00056089 | lb/MMBtu | FALSE
70003 | 20 | Hydrogen Chloride | 0.00088216 | lb/MMBtu | FALSE
70003 | 20 | Hydrogen Chloride | 0.0007589 | lb/MMBtu | FALSE
70003 | 20 | Hydrogen Chloride | 0.00025919 | lb/MMBtu | FALSE
10670 | 21 | Hydrogen Chloride | 1.874e-05 | lb/MMBtu | FALSE
667 | 22 | Hydrogen Chloride | 0.00037718 | lb/MMBtu | FALSE
667 | 22 | Hydrogen Chloride | 9.0944e-05 | lb/MMBtu | FALSE
2878 | 23 | Hydrogen Chloride | 0.0066867 | lb/MMBtu | FALSE
4125 | 23 | Hydrogen Chloride | 0.0040944 | lb/MMBtu | FALSE
10373 | 23 | Hydrogen Chloride | 0.00056667 | lb/MMBtu | FALSE
113 | 1 | Hydrogen Fluoride | 8.2224e-05 | lb/MMBtu | FALSE
113 | 1 | Hydrogen Fluoride | 8.7302e-05 | lb/MMBtu | FALSE
130 | 1 | Hydrogen Fluoride | 0.00012186 | lb/MMBtu | FALSE
130 | 1 | Hydrogen Fluoride | 6.7011e-05 | lb/MMBtu | FALSE
130 | 1 | Hydrogen Fluoride | 0.00010289 | lb/MMBtu | FALSE
564 | 1 | Hydrogen Fluoride | 8.4724e-05 | lb/MMBtu | FALSE
628 | 1 | Hydrogen Fluoride | 0.00025606 | lb/MMBtu | FALSE
703 | 1 | Hydrogen Fluoride | 2.9983e-05 | lb/MMBtu | FALSE
703 | 1 | Hydrogen Fluoride | 4.4955e-05 | lb/MMBtu | FALSE
703 | 1 | Hydrogen Fluoride | 5.7474e-05 | lb/MMBtu | FALSE
708 | 1 | Hydrogen Fluoride | 2.1654e-05 | lb/MMBtu | FALSE
708 | 1 | Hydrogen Fluoride | 2.1654e-05 | lb/MMBtu | FALSE
861 | 1 | Hydrogen Fluoride | 0.00067536 | lb/MMBtu | FALSE
995 | 1 | Hydrogen Fluoride | 0.00011799 | lb/MMBtu | FALSE
995 | 1 | Hydrogen Fluoride | 0.00011799 | lb/MMBtu | FALSE
1012 | 1 | Hydrogen Fluoride | 0.068221 | lb/MMBtu | TRUE
1012 | 1 | Hydrogen Fluoride | 0.068221 | lb/MMBtu | TRUE
1356 | 1 | Hydrogen Fluoride | 0.0001689 | lb/MMBtu | FALSE
1374 | 1 | Hydrogen Fluoride | 0.00022122 | lb/MMBtu | FALSE
1374 | 1 | Hydrogen Fluoride | 0.00022122 | lb/MMBtu | FALSE
1374 | 1 | Hydrogen Fluoride | 0.00022122 | lb/MMBtu | FALSE
1374 | 1 | Hydrogen Fluoride | 0.00022122 | lb/MMBtu | FALSE
1374 | 1 | Hydrogen Fluoride | 0.00022122 | lb/MMBtu | FALSE
1374 | 1 | Hydrogen Fluoride | 0.00022122 | lb/MMBtu | FALSE
1382 | 1 | Hydrogen Fluoride | 0.0002677 | lb/MMBtu | FALSE
1382 | 1 | Hydrogen Fluoride | 0.00019495 | lb/MMBtu | FALSE
708 | 1 | Hydrogen Fluoride | 2.1654e-05 | lb/MMBtu | FALSE
708 | 1 | Hydrogen Fluoride | 2.1654e-05 | lb/MMBtu | FALSE
728 | 1 | Hydrogen Fluoride | 0.00012767 | lb/MMBtu | FALSE
963 | 1 | Hydrogen Fluoride | 0.056089 | lb/MMBtu | TRUE
963 | 1 | Hydrogen Fluoride | 0.056089 | lb/MMBtu | TRUE
963 | 1 | Hydrogen Fluoride | 6.7e-05 | lb/MMBtu | FALSE
990 | 1 | Hydrogen Fluoride | 0.00011806 | lb/MMBtu | FALSE
994 | 1 | Hydrogen Fluoride | 0.00016914 | lb/MMBtu | FALSE
994 | 1 | Hydrogen Fluoride | 0.00011555 | lb/MMBtu | FALSE
1356 | 1 | Hydrogen Fluoride | 8.39e-05 | lb/MMBtu | FALSE
1356 | 1 | Hydrogen Fluoride | 0.00014621 | lb/MMBtu | FALSE
2324 | 1 | Hydrogen Fluoride | 0.00052785 | lb/MMBtu | FALSE
2378 | 1 | Hydrogen Fluoride | 5.9506e-05 | lb/MMBtu | FALSE
2378 | 1 | Hydrogen Fluoride | 0.0001 | lb/MMBtu | FALSE
2535 | 1 | Hydrogen Fluoride | 0.00010627 | lb/MMBtu | FALSE
2535 | 1 | Hydrogen Fluoride | 8.7624e-05 | lb/MMBtu | FALSE
2706 | 1 | Hydrogen Fluoride | 6.2577e-05 | lb/MMBtu | FALSE
2718 | 1 | Hydrogen Fluoride | 0.00041785 | lb/MMBtu | FALSE
2718 | 1 | Hydrogen Fluoride | 0.00041785 | lb/MMBtu | FALSE
2718 | 1 | Hydrogen Fluoride | 0.00048488 | lb/MMBtu | FALSE
2718 | 1 | Hydrogen Fluoride | 0.00048488 | lb/MMBtu | FALSE
2718 | 1 | Hydrogen Fluoride | 0.00041785 | lb/MMBtu | FALSE
2727 | 1 | Hydrogen Fluoride | 0.00017508 | lb/MMBtu | FALSE
2727 | 1 | Hydrogen Fluoride | 0.00017508 | lb/MMBtu | FALSE
2727 | 1 | Hydrogen Fluoride | 0.00017206 | lb/MMBtu | FALSE
2727 | 1 | Hydrogen Fluoride | 0.00017169 | lb/MMBtu | FALSE
2828 | 1 | Hydrogen Fluoride | 8.6175e-05 | lb/MMBtu | FALSE
2828 | 1 | Hydrogen Fluoride | 8.1572e-05 | lb/MMBtu | FALSE
2840 | 1 | Hydrogen Fluoride | 6.5255e-05 | lb/MMBtu | FALSE
3098 | 1 | Hydrogen Fluoride | 9.9974e-05 | lb/MMBtu | FALSE
3098 | 1 | Hydrogen Fluoride | 9.9974e-05 | lb/MMBtu | FALSE
3098 | 1 | Hydrogen Fluoride | 9.9974e-05 | lb/MMBtu | FALSE
3098 | 1 | Hydrogen Fluoride | 9.9974e-05 | lb/MMBtu | FALSE
3118 | 1 | Hydrogen Fluoride | 9.451e-05 | lb/MMBtu | FALSE
3118 | 1 | Hydrogen Fluoride | 8.913e-05 | lb/MMBtu | FALSE
3122 | 1 | Hydrogen Fluoride | 0.00033333 | lb/MMBtu | FALSE
3140 | 1 | Hydrogen Fluoride | 0.00040754 | lb/MMBtu | FALSE
3140 | 1 | Hydrogen Fluoride | 0.00040754 | lb/MMBtu | FALSE
3149 | 1 | Hydrogen Fluoride | 0.0003015 | lb/MMBtu | FALSE
3149 | 1 | Hydrogen Fluoride | 0.00035654 | lb/MMBtu | FALSE
3161 | 1 | Hydrogen Fluoride | 0.00020418 | lb/MMBtu | FALSE
3179 | 1 | Hydrogen Fluoride | 7.7176e-05 | lb/MMBtu | FALSE
3399 | 1 | Hydrogen Fluoride | 0.00014362 | lb/MMBtu | FALSE
3399 | 1 | Hydrogen Fluoride | 0.00013823 | lb/MMBtu | FALSE
3935 | 1 | Hydrogen Fluoride | 8.4782e-05 | lb/MMBtu | FALSE
3935 | 1 | Hydrogen Fluoride | 7.7926e-05 | lb/MMBtu | FALSE
3944 | 1 | Hydrogen Fluoride | 6.5821e-05 | lb/MMBtu | FALSE
3944 | 1 | Hydrogen Fluoride | 0.00012983 | lb/MMBtu | FALSE
3944 | 1 | Hydrogen Fluoride | 0.00012657 | lb/MMBtu | FALSE
3948 | 1 | Hydrogen Fluoride | 0.01987 | lb/MMBtu | TRUE
3948 | 1 | Hydrogen Fluoride | 0.0081736 | lb/MMBtu | TRUE
3954 | 1 | Hydrogen Fluoride | 0.00035343 | lb/MMBtu | FALSE
3954 | 1 | Hydrogen Fluoride | 0.00035343 | lb/MMBtu | FALSE
3954 | 1 | Hydrogen Fluoride | 0.00087828 | lb/MMBtu | FALSE
4941 | 1 | Hydrogen Fluoride | 4.9105e-05 | lb/MMBtu | FALSE
4941 | 1 | Hydrogen Fluoride | 5e-05 | lb/MMBtu | FALSE
4941 | 1 | Hydrogen Fluoride | 5e-05 | lb/MMBtu | FALSE
4941 | 1 | Hydrogen Fluoride | 5.2386e-05 | lb/MMBtu | FALSE
4941 | 1 | Hydrogen Fluoride | 5.7895e-05 | lb/MMBtu | FALSE
4941 | 1 | Hydrogen Fluoride | 6e-05 | lb/MMBtu | FALSE
6018 | 1 | Hydrogen Fluoride | 0.00017505 | lb/MMBtu | FALSE
6019 | 1 | Hydrogen Fluoride | 0.00015864 | lb/MMBtu | FALSE
6052 | 1 | Hydrogen Fluoride | 9.181e-05 | lb/MMBtu | FALSE
6052 | 1 | Hydrogen Fluoride | 6.6759e-05 | lb/MMBtu | FALSE
6113 | 1 | Hydrogen Fluoride | 0.00015811 | lb/MMBtu | FALSE
6264 | 1 | Hydrogen Fluoride | 0.00020348 | lb/MMBtu | FALSE
6639 | 1 | Hydrogen Fluoride | 0.00011813 | lb/MMBtu | FALSE
7213 | 1 | Hydrogen Fluoride | 0.00017153 | lb/MMBtu | FALSE
7213 | 1 | Hydrogen Fluoride | 0.00018542 | lb/MMBtu | FALSE
8042 | 1 | Hydrogen Fluoride | 0.00080668 | lb/MMBtu | FALSE
8102 | 1 | Hydrogen Fluoride | 0.076914 | lb/MMBtu | TRUE
8102 | 1 | Hydrogen Fluoride | 0.074512 | lb/MMBtu | TRUE
56068 | 1 | Hydrogen Fluoride | 5.7206e-05 | lb/MMBtu | FALSE
469 | 2 | Hydrogen Fluoride | 0.00012964 | lb/MMBtu | FALSE
477 | 2 | Hydrogen Fluoride | 7.246e-05 | lb/MMBtu | FALSE
525 | 2 | Hydrogen Fluoride | 7.315e-05 | lb/MMBtu | FALSE
525 | 2 | Hydrogen Fluoride | 6.2331e-05 | lb/MMBtu | FALSE
469 | 2 | Hydrogen Fluoride | 0.00063932 | lb/MMBtu | FALSE
469 | 2 | Hydrogen Fluoride | 0.00071596 | lb/MMBtu | FALSE
469 | 2 | Hydrogen Fluoride | 0.00014827 | lb/MMBtu | FALSE
2917 | 2 | Hydrogen Fluoride | 0.00010963 | lb/MMBtu | FALSE
6096 | 2 | Hydrogen Fluoride | 0.00015207 | lb/MMBtu | FALSE
7210 | 2 | Hydrogen Fluoride | 0.0061967 | lb/MMBtu | TRUE
10043 | 2 | Hydrogen Fluoride | 8.3606e-06 | lb/MMBtu | FALSE
10071 | 2 | Hydrogen Fluoride | 6.9662e-06 | lb/MMBtu | FALSE
10071 | 2 | Hydrogen Fluoride | 6.9662e-06 | lb/MMBtu | FALSE
10071 | 2 | Hydrogen Fluoride | 6.9662e-06 | lb/MMBtu | FALSE
10071 | 2 | Hydrogen Fluoride | 6.8156e-06 | lb/MMBtu | FALSE
10071 | 2 | Hydrogen Fluoride | 6.8156e-06 | lb/MMBtu | FALSE
10071 | 2 | Hydrogen Fluoride | 6.8156e-06 | lb/MMBtu | FALSE
10377 | 2 | Hydrogen Fluoride | 0.00016024 | lb/MMBtu | FALSE
10377 | 2 | Hydrogen Fluoride | 0.00016024 | lb/MMBtu | FALSE
10377 | 2 | Hydrogen Fluoride | 0.00016024 | lb/MMBtu | FALSE
10377 | 2 | Hydrogen Fluoride | 0.00016902 | lb/MMBtu | FALSE
10377 | 2 | Hydrogen Fluoride | 0.00016902 | lb/MMBtu | FALSE
10377 | 2 | Hydrogen Fluoride | 0.00016902 | lb/MMBtu | FALSE
10566 | 2 | Hydrogen Fluoride | 7.3682e-06 | lb/MMBtu | FALSE
10566 | 2 | Hydrogen Fluoride | 9.2489e-06 | lb/MMBtu | FALSE
10771 | 2 | Hydrogen Fluoride | 7.3038e-05 | lb/MMBtu | FALSE
10771 | 2 | Hydrogen Fluoride | 7.3038e-05 | lb/MMBtu | FALSE
10774 | 2 | Hydrogen Fluoride | 7.4975e-05 | lb/MMBtu | FALSE
10774 | 2 | Hydrogen Fluoride | 7.4975e-05 | lb/MMBtu | FALSE
50976 | 2 | Hydrogen Fluoride | 9.4655e-05 | lb/MMBtu | FALSE
52007 | 2 | Hydrogen Fluoride | 6.0098e-05 | lb/MMBtu | FALSE
52007 | 2 | Hydrogen Fluoride | 6.0098e-05 | lb/MMBtu | FALSE
52007 | 2 | Hydrogen Fluoride | 0.00012247 | lb/MMBtu | FALSE
52007 | 2 | Hydrogen Fluoride | 0.00012247 | lb/MMBtu | FALSE
54081 | 2 | Hydrogen Fluoride | 4.6584e-05 | lb/MMBtu | FALSE
54081 | 2 | Hydrogen Fluoride | 4.6584e-05 | lb/MMBtu | FALSE
54081 | 2 | Hydrogen Fluoride | 0.00015312 | lb/MMBtu | FALSE
54081 | 2 | Hydrogen Fluoride | 0.00015312 | lb/MMBtu | FALSE
54081 | 2 | Hydrogen Fluoride | 1.766e-05 | lb/MMBtu | FALSE
54081 | 2 | Hydrogen Fluoride | 1.766e-05 | lb/MMBtu | FALSE
54081 | 2 | Hydrogen Fluoride | 0.00015009 | lb/MMBtu | FALSE
54081 | 2 | Hydrogen Fluoride | 0.00015009 | lb/MMBtu | FALSE
54304 | 2 | Hydrogen Fluoride | 6.3333e-05 | lb/MMBtu | FALSE
54755 | 2 | Hydrogen Fluoride | 6.0043e-05 | lb/MMBtu | FALSE
55749 | 2 | Hydrogen Fluoride | 2.8873e-05 | lb/MMBtu | FALSE
47 | 4 | Hydrogen Fluoride | 0.0058475 | lb/MMBtu | FALSE
628 | 4 | Hydrogen Fluoride | 0.007471 | lb/MMBtu | FALSE
642 | 4 | Hydrogen Fluoride | 0.0059504 | lb/MMBtu | FALSE
642 | 4 | Hydrogen Fluoride | 0.0059504 | lb/MMBtu | FALSE
1010 | 4 | Hydrogen Fluoride | 0.0046267 | lb/MMBtu | FALSE
1010 | 4 | Hydrogen Fluoride | 0.0046267 | lb/MMBtu | FALSE
1040 | 4 | Hydrogen Fluoride | 0.0046959 | lb/MMBtu | FALSE
1357 | 4 | Hydrogen Fluoride | 0.0001689 | lb/MMBtu | TRUE
1385 | 4 | Hydrogen Fluoride | 0.0045268 | lb/MMBtu | FALSE
1385 | 4 | Hydrogen Fluoride | 0.0045333 | lb/MMBtu | FALSE
1393 | 4 | Hydrogen Fluoride | 0.0010497 | lb/MMBtu | TRUE
1218 | 4 | Hydrogen Fluoride | 0.0047332 | lb/MMBtu | FALSE
1626 | 4 | Hydrogen Fluoride | 0.0019641 | lb/MMBtu | FALSE
2716 | 4 | Hydrogen Fluoride | 0.0076149 | lb/MMBtu | FALSE
2716 | 4 | Hydrogen Fluoride | 0.0076149 | lb/MMBtu | FALSE
2732 | 4 | Hydrogen Fluoride | 0.014787 | lb/MMBtu | FALSE
2828 | 4 | Hydrogen Fluoride | 0.0031369 | lb/MMBtu | FALSE
2837 | 4 | Hydrogen Fluoride | 0.0039485 | lb/MMBtu | FALSE
2837 | 4 | Hydrogen Fluoride | 0.0044592 | lb/MMBtu | FALSE
2840 | 4 | Hydrogen Fluoride | 0.0058129 | lb/MMBtu | FALSE
3131 | 4 | Hydrogen Fluoride | 0.0078141 | lb/MMBtu | FALSE
3131 | 4 | Hydrogen Fluoride | 0.0078141 | lb/MMBtu | FALSE
3152 | 4 | Hydrogen Fluoride | 0.014 | lb/MMBtu | FALSE
3295 | 4 | Hydrogen Fluoride | 0.00017833 | lb/MMBtu | TRUE
3775 | 4 | Hydrogen Fluoride | 0.0022046 | lb/MMBtu | FALSE
3935 | 4 | Hydrogen Fluoride | 0.007504 | lb/MMBtu | FALSE
3942 | 4 | Hydrogen Fluoride | 0.0054918 | lb/MMBtu | FALSE
3942 | 4 | Hydrogen Fluoride | 0.0076195 | lb/MMBtu | FALSE
7253 | 4 | Hydrogen Fluoride | 0.043408 | lb/MMBtu | TRUE
6041 | 5 | Hydrogen Fluoride | 5.6667e-05 | lb/MMBtu | FALSE
6041 | 5 | Hydrogen Fluoride | 5.7403e-05 | lb/MMBtu | FALSE
6041 | 5 | Hydrogen Fluoride | 4.8516e-05 | lb/MMBtu | FALSE
6041 | 5 | Hydrogen Fluoride | 0.0001 | lb/MMBtu | FALSE
10672 | 5 | Hydrogen Fluoride | 5.2e-05 | lb/MMBtu | FALSE
10672 | 5 | Hydrogen Fluoride | 5.4742e-05 | lb/MMBtu | FALSE
10672 | 5 | Hydrogen Fluoride | 5.4333e-05 | lb/MMBtu | FALSE
10672 | 5 | Hydrogen Fluoride | 5.5154e-05 | lb/MMBtu | FALSE
10672 | 5 | Hydrogen Fluoride | 5.0206e-05 | lb/MMBtu | FALSE
10672 | 5 | Hydrogen Fluoride | 5.0333e-05 | lb/MMBtu | FALSE
50974 | 5 | Hydrogen Fluoride | 0.051747 | lb/MMBtu | TRUE
68029 | 5 | Hydrogen Fluoride | 0.00010252 | lb/MMBtu | FALSE
68029 | 5 | Hydrogen Fluoride | 9.8457e-05 | lb/MMBtu | FALSE
976 | 6 | Hydrogen Fluoride | 9.7766e-05 | lb/MMBtu | FALSE
10673 | 6 | Hydrogen Fluoride | 6.2111e-05 | lb/MMBtu | FALSE
10673 | 6 | Hydrogen Fluoride | 7.8954e-05 | lb/MMBtu | FALSE
10678 | 6 | Hydrogen Fluoride | 5.623e-05 | lb/MMBtu | FALSE
10151 | 7 | Hydrogen Fluoride | 0.00040799 | lb/MMBtu | FALSE
10151 | 7 | Hydrogen Fluoride | 0.00040799 | lb/MMBtu | FALSE
50951 | 7 | Hydrogen Fluoride | 0.00011316 | lb/MMBtu | FALSE
50974 | 7 | Hydrogen Fluoride | 0.051747 | lb/MMBtu | TRUE
3130 | 8 | Hydrogen Fluoride | 0.00010263 | lb/MMBtu | FALSE
3130 | 8 | Hydrogen Fluoride | 0.00010263 | lb/MMBtu | FALSE
3130 | 8 | Hydrogen Fluoride | 0.00010263 | lb/MMBtu | FALSE
3130 | 8 | Hydrogen Fluoride | 0.00010263 | lb/MMBtu | FALSE
3130 | 8 | Hydrogen Fluoride | 0.00010263 | lb/MMBtu | FALSE
3130 | 8 | Hydrogen Fluoride | 0.00010263 | lb/MMBtu | FALSE
10143 | 8 | Hydrogen Fluoride | 0.000226 | lb/MMBtu | FALSE
10143 | 8 | Hydrogen Fluoride | 0.00022607 | lb/MMBtu | FALSE
10743 | 8 | Hydrogen Fluoride | 5.2412e-05 | lb/MMBtu | FALSE
10743 | 8 | Hydrogen Fluoride | 5.2412e-05 | lb/MMBtu | FALSE
10743 | 8 | Hydrogen Fluoride | 5.2633e-05 | lb/MMBtu | FALSE
10743 | 8 | Hydrogen Fluoride | 5.2633e-05 | lb/MMBtu | FALSE
50776 | 8 | Hydrogen Fluoride | 0.0018815 | lb/MMBtu | FALSE
50776 | 8 | Hydrogen Fluoride | 0.0018815 | lb/MMBtu | FALSE
50888 | 8 | Hydrogen Fluoride | 0.00058282 | lb/MMBtu | FALSE
54144 | 8 | Hydrogen Fluoride | 0.011998 | lb/MMBtu | FALSE
6180 | 9 | Hydrogen Fluoride | 9.3473e-05 | lb/MMBtu | FALSE
6147 | 10 | Hydrogen Fluoride | 0.0026295 | lb/MMBtu | FALSE
52071 | 11 | Hydrogen Fluoride | 9.4701e-05 | lb/MMBtu | FALSE
52071 | 11 | Hydrogen Fluoride | 4.4525e-05 | lb/MMBtu | FALSE
55076 | 12 | Hydrogen Fluoride | 8.7975e-06 | lb/MMBtu | FALSE
55076 | 12 | Hydrogen Fluoride | 8.7975e-06 | lb/MMBtu | FALSE
645 | 13 | Hydrogen Fluoride | 8.9805e-05 | lb/MMBtu | FALSE
645 | 13 | Hydrogen Fluoride | 9.1702e-05 | lb/MMBtu | FALSE
1893 | 13 | Hydrogen Fluoride | 0.037945 | lb/MMBtu | FALSE
2107 | 13 | Hydrogen Fluoride | 0.0016224 | lb/MMBtu | FALSE
2451 | 13 | Hydrogen Fluoride | 0.00022659 | lb/MMBtu | FALSE
2451 | 13 | Hydrogen Fluoride | 0.00025217 | lb/MMBtu | FALSE
2451 | 13 | Hydrogen Fluoride | 0.0001111 | lb/MMBtu | FALSE
2451 | 13 | Hydrogen Fluoride | 0.00011285 | lb/MMBtu | FALSE
3845 | 13 | Hydrogen Fluoride | 0.0021766 | lb/MMBtu | FALSE
3845 | 13 | Hydrogen Fluoride | 0.0022946 | lb/MMBtu | FALSE
6016 | 13 | Hydrogen Fluoride | 0.00045197 | lb/MMBtu | FALSE
6076 | 13 | Hydrogen Fluoride | 0.00014115 | lb/MMBtu | FALSE
6170 | 13 | Hydrogen Fluoride | 5.9544e-05 | lb/MMBtu | FALSE
6170 | 13 | Hydrogen Fluoride | 7.6263e-05 | lb/MMBtu | FALSE
7097 | 13 | Hydrogen Fluoride | 4.9757e-05 | lb/MMBtu | FALSE
465 | 14 | Hydrogen Fluoride | 0.00054868 | lb/MMBtu | FALSE
465 | 14 | Hydrogen Fluoride | 0.00062002 | lb/MMBtu | FALSE
1082 | 14 | Hydrogen Fluoride | 1.5307e-05 | lb/MMBtu | FALSE
2079 | 14 | Hydrogen Fluoride | 7.3847e-05 | lb/MMBtu | FALSE
6664 | 14 | Hydrogen Fluoride | 0.00019223 | lb/MMBtu | FALSE
6761 | 14 | Hydrogen Fluoride | 4.6491e-05 | lb/MMBtu | FALSE
7504 | 14 | Hydrogen Fluoride | 0.00036953 | lb/MMBtu | FALSE
7504 | 14 | Hydrogen Fluoride | 0.00036967 | lb/MMBtu | FALSE
8223 | 14 | Hydrogen Fluoride | 0.00020733 | lb/MMBtu | FALSE
8223 | 14 | Hydrogen Fluoride | 0.000252 | lb/MMBtu | FALSE
54035 | 14 | Hydrogen Fluoride | 6.5791e-05 | lb/MMBtu | FALSE
55479 | 14 | Hydrogen Fluoride | 0.000384 | lb/MMBtu | FALSE
55479 | 14 | Hydrogen Fluoride | 0.00039128 | lb/MMBtu | FALSE
56224 | 14 | Hydrogen Fluoride | 2.1709e-05 | lb/MMBtu | FALSE
56319 | 14 | Hydrogen Fluoride | 0.0004 | lb/MMBtu | FALSE
56319 | 14 | Hydrogen Fluoride | 0.00040867 | lb/MMBtu | FALSE
568 | 15 | Hydrogen Fluoride | 0.00021086 | lb/MMBtu | FALSE
874 | 15 | Hydrogen Fluoride | 0.00047383 | lb/MMBtu | FALSE
883 | 15 | Hydrogen Fluoride | 0.00041367 | lb/MMBtu | FALSE
887 | 15 | Hydrogen Fluoride | 0.00057567 | lb/MMBtu | FALSE
897 | 15 | Hydrogen Fluoride | 0.00057567 | lb/MMBtu | FALSE
897 | 15 | Hydrogen Fluoride | 0.00057567 | lb/MMBtu | FALSE
2554 | 15 | Hydrogen Fluoride | 0.0012551 | lb/MMBtu | FALSE
2554 | 15 | Hydrogen Fluoride | 0.00076075 | lb/MMBtu | FALSE
4072 | 15 | Hydrogen Fluoride | 0.00197 | lb/MMBtu | FALSE
6017 | 15 | Hydrogen Fluoride | 0.0033769 | lb/MMBtu | FALSE
60 | 16 | Hydrogen Fluoride | 0.00026261 | lb/MMBtu | FALSE
988 | 16 | Hydrogen Fluoride | 0.0038116 | lb/MMBtu | FALSE
1241 | 16 | Hydrogen Fluoride | 0.00079747 | lb/MMBtu | FALSE
1250 | 16 | Hydrogen Fluoride | 0.0009 | lb/MMBtu | FALSE
1943 | 16 | Hydrogen Fluoride | 0.00036715 | lb/MMBtu | FALSE
2161 | 16 | Hydrogen Fluoride | 0.0019 | lb/MMBtu | FALSE
3403 | 16 | Hydrogen Fluoride | 0.00090896 | lb/MMBtu | FALSE
6085 | 16 | Hydrogen Fluoride | 0.0018984 | lb/MMBtu | FALSE
6139 | 16 | Hydrogen Fluoride | 0.00013661 | lb/MMBtu | FALSE
6288 | 16 | Hydrogen Fluoride | 0.0026377 | lb/MMBtu | FALSE
10671 | 16 | Hydrogen Fluoride | 0.00020346 | lb/MMBtu | FALSE
10671 | 16 | Hydrogen Fluoride | 0.00020346 | lb/MMBtu | FALSE
10671 | 16 | Hydrogen Fluoride | 0.00020346 | lb/MMBtu | FALSE
10671 | 16 | Hydrogen Fluoride | 0.00020346 | lb/MMBtu | FALSE
10849 | 16 | Hydrogen Fluoride | 0.00075068 | lb/MMBtu | FALSE
7242 | 17 | Hydrogen Fluoride | 8.3211e-05 | lb/MMBtu | FALSE
1010 | 18 | Hydrogen Fluoride | 0.00017067 | lb/MMBtu | FALSE
990 | 19 | Hydrogen Fluoride | 9.8308e-05 | lb/MMBtu | FALSE
990 | 19 | Hydrogen Fluoride | 0.00011553 | lb/MMBtu | FALSE
991 | 19 | Hydrogen Fluoride | 9.5868e-05 | lb/MMBtu | FALSE
991 | 19 | Hydrogen Fluoride | 9.5868e-05 | lb/MMBtu | FALSE
3148 | 19 | Hydrogen Fluoride | 0.00011811 | lb/MMBtu | FALSE
3148 | 19 | Hydrogen Fluoride | 0.00013734 | lb/MMBtu | FALSE
546 | 20 | Hydrogen Fluoride | 0.00017298 | lb/MMBtu | FALSE
548 | 20 | Hydrogen Fluoride | 0.00012569 | lb/MMBtu | FALSE
562 | 20 | Hydrogen Fluoride | 0.00011806 | lb/MMBtu | FALSE
617 | 20 | Hydrogen Fluoride | 0.00014567 | lb/MMBtu | FALSE
617 | 20 | Hydrogen Fluoride | 0.00015696 | lb/MMBtu | FALSE
621 | 20 | Hydrogen Fluoride | 0.00020805 | lb/MMBtu | FALSE
621 | 20 | Hydrogen Fluoride | 0.00014857 | lb/MMBtu | FALSE
638 | 20 | Hydrogen Fluoride | 4.5011e-05 | lb/MMBtu | FALSE
638 | 20 | Hydrogen Fluoride | 9.3639e-05 | lb/MMBtu | FALSE
638 | 20 | Hydrogen Fluoride | 0.00028727 | lb/MMBtu | FALSE
667 | 20 | Hydrogen Fluoride | 8.5359e-05 | lb/MMBtu | FALSE
676 | 20 | Hydrogen Fluoride | 5.715e-05 | lb/MMBtu | FALSE
676 | 20 | Hydrogen Fluoride | 0.0001 | lb/MMBtu | FALSE
1507 | 20 | Hydrogen Fluoride | 0.00014891 | lb/MMBtu | FALSE
715 | 20 | Hydrogen Fluoride | 0.00029717 | lb/MMBtu | FALSE
764 | 20 | Hydrogen Fluoride | 0.00015504 | lb/MMBtu | FALSE
764 | 20 | Hydrogen Fluoride | 0.00019319 | lb/MMBtu | FALSE
765 | 20 | Hydrogen Fluoride | 0.00016706 | lb/MMBtu | FALSE
765 | 20 | Hydrogen Fluoride | 0.00012808 | lb/MMBtu | FALSE
766 | 20 | Hydrogen Fluoride | 0.00016068 | lb/MMBtu | FALSE
766 | 20 | Hydrogen Fluoride | 0.00014612 | lb/MMBtu | FALSE
1564 | 20 | Hydrogen Fluoride | 0.00024899 | lb/MMBtu | FALSE
1642 | 20 | Hydrogen Fluoride | 0.00038298 | lb/MMBtu | FALSE
1682 | 20 | Hydrogen Fluoride | 0.00019752 | lb/MMBtu | FALSE
2050 | 20 | Hydrogen Fluoride | 0.0014733 | lb/MMBtu | TRUE
2411 | 20 | Hydrogen Fluoride | 0.0010334 | lb/MMBtu | FALSE
2411 | 20 | Hydrogen Fluoride | 0.00016962 | lb/MMBtu | FALSE
2411 | 20 | Hydrogen Fluoride | 0.00022453 | lb/MMBtu | FALSE
2480 | 20 | Hydrogen Fluoride | 0.00011624 | lb/MMBtu | FALSE
2480 | 20 | Hydrogen Fluoride | 0.00014321 | lb/MMBtu | FALSE
2493 | 20 | Hydrogen Fluoride | 1.05e-05 | lb/MMBtu | TRUE
2500 | 20 | Hydrogen Fluoride | 0.00017092 | lb/MMBtu | FALSE
2500 | 20 | Hydrogen Fluoride | 5.6022e-05 | lb/MMBtu | FALSE
2516 | 20 | Hydrogen Fluoride | 0.0002798 | lb/MMBtu | FALSE
2516 | 20 | Hydrogen Fluoride | 0.00013168 | lb/MMBtu | FALSE
2517 | 20 | Hydrogen Fluoride | 0.00010521 | lb/MMBtu | FALSE
3161 | 20 | Hydrogen Fluoride | 0.00012433 | lb/MMBtu | FALSE
3161 | 20 | Hydrogen Fluoride | 0.00012433 | lb/MMBtu | FALSE
3181 | 20 | Hydrogen Fluoride | 0.00039651 | lb/MMBtu | FALSE
3181 | 20 | Hydrogen Fluoride | 0.00021435 | lb/MMBtu | FALSE
3319 | 20 | Hydrogen Fluoride | 0.0022759 | lb/MMBtu | TRUE
3804 | 20 | Hydrogen Fluoride | 0.00037847 | lb/MMBtu | FALSE
3809 | 20 | Hydrogen Fluoride | 0.00027454 | lb/MMBtu | FALSE
6042 | 20 | Hydrogen Fluoride | 8.114e-05 | lb/MMBtu | FALSE
6042 | 20 | Hydrogen Fluoride | 0.00035037 | lb/MMBtu | FALSE
6043 | 20 | Hydrogen Fluoride | 0.00013479 | lb/MMBtu | FALSE
6043 | 20 | Hydrogen Fluoride | 9.5592e-05 | lb/MMBtu | FALSE
8002 | 20 | Hydrogen Fluoride | 0.00013317 | lb/MMBtu | FALSE
8054 | 20 | Hydrogen Fluoride | 0.000576 | lb/MMBtu | FALSE
8906 | 20 | Hydrogen Fluoride | 0.00026325 | lb/MMBtu | FALSE
8906 | 20 | Hydrogen Fluoride | 0.00026346 | lb/MMBtu | FALSE
70000 | 20 | Hydrogen Fluoride | 0.00010734 | lb/MMBtu | FALSE
70000 | 20 | Hydrogen Fluoride | 9.9482e-05 | lb/MMBtu | FALSE
70002 | 20 | Hydrogen Fluoride | 1.5e-05 | lb/MMBtu | TRUE
70003 | 20 | Hydrogen Fluoride | 0.00014513 | lb/MMBtu | FALSE
70003 | 20 | Hydrogen Fluoride | 0.000476 | lb/MMBtu | FALSE
70003 | 20 | Hydrogen Fluoride | 0.00014044 | lb/MMBtu | FALSE
70003 | 20 | Hydrogen Fluoride | 0.00011858 | lb/MMBtu | FALSE
10670 | 21 | Hydrogen Fluoride | 4.9525e-05 | lb/MMBtu | FALSE
667 | 22 | Hydrogen Fluoride | 7.9511e-05 | lb/MMBtu | FALSE
667 | 22 | Hydrogen Fluoride | 5.5225e-05 | lb/MMBtu | FALSE
2878 | 23 | Hydrogen Fluoride | 0.00014717 | lb/MMBtu | FALSE
4125 | 23 | Hydrogen Fluoride | 0.0001544 | lb/MMBtu | FALSE
10373 | 23 | Hydrogen Fluoride | 0.0011667 | lb/MMBtu | TRUE

## 5-Mercury_EFstested
facility_id | Control_scheme: Mercury | compound | Final_EF | Final_EF_Units | Exclude_from_Bin_Avg
602 | 50 | Mercury | 1.847e-07 | lb/MMBtu | FALSE
2364 | 50 | Mercury | 7.58e-06 | lb/MMBtu | FALSE
2408 | 50 | Mercury | 3.1833e-07 | lb/MMBtu | FALSE
2408 | 50 | Mercury | 4.8033e-07 | lb/MMBtu | FALSE
6096 | 50 | Mercury | 2.22e-06 | lb/MMBtu | FALSE
55749 | 50 | Mercury | 8.8293e-07 | lb/MMBtu | FALSE
525 | 51 | Mercury | 3.3353e-07 | lb/MMBtu | FALSE
525 | 51 | Mercury | 3.45e-07 | lb/MMBtu | FALSE
525 | 51 | Mercury | 5.5167e-07 | lb/MMBtu | FALSE
7210 | 51 | Mercury | 7.0497e-08 | lb/MMBtu | FALSE
10043 | 51 | Mercury | 5.3333e-09 | lb/MMBtu | FALSE
10377 | 51 | Mercury | 1.6952e-07 | lb/MMBtu | FALSE
10377 | 51 | Mercury | 1.6952e-07 | lb/MMBtu | FALSE
10377 | 51 | Mercury | 1.6952e-07 | lb/MMBtu | FALSE
10566 | 51 | Mercury | 1.9307e-08 | lb/MMBtu | FALSE
10566 | 51 | Mercury | 3.379e-08 | lb/MMBtu | FALSE
10771 | 51 | Mercury | 4.5931e-08 | lb/MMBtu | FALSE
10771 | 51 | Mercury | 4.5931e-08 | lb/MMBtu | FALSE
10774 | 51 | Mercury | 2.796e-07 | lb/MMBtu | FALSE
10774 | 51 | Mercury | 2.796e-07 | lb/MMBtu | FALSE
50976 | 51 | Mercury | 8.5384e-09 | lb/MMBtu | FALSE
52007 | 51 | Mercury | 1.2533e-07 | lb/MMBtu | FALSE
52007 | 51 | Mercury | 1.2533e-07 | lb/MMBtu | FALSE
54081 | 51 | Mercury | 2.6333e-09 | lb/MMBtu | FALSE
54081 | 51 | Mercury | 2.6333e-09 | lb/MMBtu | FALSE
54081 | 51 | Mercury | 4.69e-09 | lb/MMBtu | FALSE
54081 | 51 | Mercury | 4.69e-09 | lb/MMBtu | FALSE
54081 | 51 | Mercury | 1.177e-08 | lb/MMBtu | FALSE
54081 | 51 | Mercury | 1.177e-08 | lb/MMBtu | FALSE
54304 | 51 | Mercury | 1.5476e-08 | lb/MMBtu | FALSE
54755 | 51 | Mercury | 1.076e-08 | lb/MMBtu | FALSE
113 | 52 | Mercury | 3.2774e-06 | lb/MMBtu | FALSE
113 | 52 | Mercury | 1.731e-06 | lb/MMBtu | FALSE
963 | 52 | Mercury | 5.7269e-07 | lb/MMBtu | FALSE
2324 | 52 | Mercury | 2.0073e-08 | lb/MMBtu | FALSE
3140 | 52 | Mercury | 1.1768e-06 | lb/MMBtu | FALSE
6137 | 52 | Mercury | 3.0508e-07 | lb/MMBtu | FALSE
7213 | 52 | Mercury | 2.0233e-08 | lb/MMBtu | FALSE
7213 | 52 | Mercury | 4.8746e-08 | lb/MMBtu | FALSE
56068 | 52 | Mercury | 7.5333e-08 | lb/MMBtu | FALSE
492 | 53 | Mercury | 3.1133e-08 | lb/MMBtu | FALSE
3280 | 53 | Mercury | 4.3387e-08 | lb/MMBtu | FALSE
3287 | 53 | Mercury | 8.8463e-08 | lb/MMBtu | FALSE
3287 | 53 | Mercury | 4.5298e-08 | lb/MMBtu | FALSE
4042 | 53 | Mercury | 1.93e-08 | lb/MMBtu | FALSE
4042 | 53 | Mercury | 2.74e-08 | lb/MMBtu | FALSE
4042 | 53 | Mercury | 2.0933e-08 | lb/MMBtu | FALSE
4042 | 53 | Mercury | 7.34e-08 | lb/MMBtu | FALSE
6018 | 53 | Mercury | 6.5067e-07 | lb/MMBtu | TRUE
130 | 54 | Mercury | 1.5033e-07 | lb/MMBtu | FALSE
130 | 54 | Mercury | 2.29e-07 | lb/MMBtu | FALSE
130 | 54 | Mercury | 2.7667e-07 | lb/MMBtu | FALSE
564 | 54 | Mercury | 6.15e-07 | lb/MMBtu | FALSE
641 | 54 | Mercury | 8.9067e-07 | lb/MMBtu | FALSE
641 | 54 | Mercury | 8.9067e-07 | lb/MMBtu | FALSE
641 | 54 | Mercury | 8.9067e-07 | lb/MMBtu | FALSE
641 | 54 | Mercury | 8.9067e-07 | lb/MMBtu | FALSE
708 | 54 | Mercury | 4.2527e-07 | lb/MMBtu | FALSE
708 | 54 | Mercury | 6.0496e-07 | lb/MMBtu | FALSE
708 | 54 | Mercury | 4.2527e-07 | lb/MMBtu | FALSE
708 | 54 | Mercury | 6.0496e-07 | lb/MMBtu | FALSE
1363 | 54 | Mercury | 2.625e-06 | lb/MMBtu | FALSE
1363 | 54 | Mercury | 1.6434e-06 | lb/MMBtu | FALSE
1374 | 54 | Mercury | 3.61e-06 | lb/MMBtu | FALSE
1374 | 54 | Mercury | 3.61e-06 | lb/MMBtu | FALSE
1374 | 54 | Mercury | 3.61e-06 | lb/MMBtu | FALSE
1374 | 54 | Mercury | 3.61e-06 | lb/MMBtu | FALSE
1374 | 54 | Mercury | 3.61e-06 | lb/MMBtu | FALSE
1374 | 54 | Mercury | 3.61e-06 | lb/MMBtu | FALSE
708 | 54 | Mercury | 4.2527e-07 | lb/MMBtu | FALSE
708 | 54 | Mercury | 6.0496e-07 | lb/MMBtu | FALSE
708 | 54 | Mercury | 4.2527e-07 | lb/MMBtu | FALSE
708 | 54 | Mercury | 6.0496e-07 | lb/MMBtu | FALSE
990 | 54 | Mercury | 9.886e-07 | lb/MMBtu | FALSE
2706 | 54 | Mercury | 6.7033e-07 | lb/MMBtu | FALSE
2706 | 54 | Mercury | 1.2767e-06 | lb/MMBtu | FALSE
2712 | 54 | Mercury | 1.2938e-07 | lb/MMBtu | FALSE
2712 | 54 | Mercury | 1.5089e-07 | lb/MMBtu | FALSE
2718 | 54 | Mercury | 7.3787e-07 | lb/MMBtu | FALSE
2718 | 54 | Mercury | 7.3787e-07 | lb/MMBtu | FALSE
3098 | 54 | Mercury | 1.1132e-06 | lb/MMBtu | FALSE
3098 | 54 | Mercury | 1.1132e-06 | lb/MMBtu | FALSE
3098 | 54 | Mercury | 1.1132e-06 | lb/MMBtu | FALSE
3098 | 54 | Mercury | 1.1132e-06 | lb/MMBtu | FALSE
3140 | 54 | Mercury | 1.1768e-06 | lb/MMBtu | FALSE
3149 | 54 | Mercury | 2.8333e-07 | lb/MMBtu | FALSE
3149 | 54 | Mercury | 4.4367e-07 | lb/MMBtu | FALSE
3161 | 54 | Mercury | 1.461e-06 | lb/MMBtu | FALSE
3179 | 54 | Mercury | 3.1567e-06 | lb/MMBtu | FALSE
6019 | 54 | Mercury | 1.1517e-06 | lb/MMBtu | FALSE
6041 | 54 | Mercury | 5.22e-07 | lb/MMBtu | FALSE
6113 | 54 | Mercury | 8.8317e-07 | lb/MMBtu | FALSE
6113 | 54 | Mercury | 8.4633e-07 | lb/MMBtu | FALSE
6639 | 54 | Mercury | 2.3967e-06 | lb/MMBtu | FALSE
47 | 55 | Mercury | 6.4433e-07 | lb/MMBtu | FALSE
47 | 55 | Mercury | 4.8433e-07 | lb/MMBtu | FALSE
628 | 55 | Mercury | 3.37e-06 | lb/MMBtu | FALSE
642 | 55 | Mercury | 1.1523e-06 | lb/MMBtu | FALSE
642 | 55 | Mercury | 1.1523e-06 | lb/MMBtu | FALSE
1010 | 55 | Mercury | 6.3756e-06 | lb/MMBtu | FALSE
1010 | 55 | Mercury | 6.3756e-06 | lb/MMBtu | FALSE
1385 | 55 | Mercury | 1.59e-06 | lb/MMBtu | FALSE
1393 | 55 | Mercury | 7.2666e-06 | lb/MMBtu | FALSE
990 | 55 | Mercury | 3.8034e-06 | lb/MMBtu | FALSE
991 | 55 | Mercury | 3.8125e-06 | lb/MMBtu | FALSE
1218 | 55 | Mercury | 5.47e-06 | lb/MMBtu | FALSE
1626 | 55 | Mercury | 3.982e-07 | lb/MMBtu | FALSE
1710 | 55 | Mercury | 6.8796e-07 | lb/MMBtu | FALSE
2708 | 55 | Mercury | 3.0994e-06 | lb/MMBtu | FALSE
2716 | 55 | Mercury | 4.3333e-06 | lb/MMBtu | FALSE
2716 | 55 | Mercury | 4.3333e-06 | lb/MMBtu | FALSE
2837 | 55 | Mercury | 2.7867e-06 | lb/MMBtu | FALSE
2837 | 55 | Mercury | 1.57e-06 | lb/MMBtu | FALSE
2840 | 55 | Mercury | 1.1625e-05 | lb/MMBtu | FALSE
3131 | 55 | Mercury | 2.9939e-05 | lb/MMBtu | FALSE
3131 | 55 | Mercury | 2.9939e-05 | lb/MMBtu | FALSE
3152 | 55 | Mercury | 2.8967e-06 | lb/MMBtu | FALSE
3251 | 55 | Mercury | 6.6e-07 | lb/MMBtu | FALSE
3295 | 55 | Mercury | 5.4769e-06 | lb/MMBtu | FALSE
3775 | 55 | Mercury | 2.2725e-07 | lb/MMBtu | FALSE
3942 | 55 | Mercury | 1.1467e-05 | lb/MMBtu | FALSE
3942 | 55 | Mercury | 9.5833e-06 | lb/MMBtu | FALSE
10075 | 55 | Mercury | 5.7178e-06 | lb/MMBtu | FALSE
10075 | 55 | Mercury | 2.8658e-06 | lb/MMBtu | FALSE
2732 | 56 | Mercury | 1.5446e-05 | lb/MMBtu | FALSE
2828 | 56 | Mercury | 7.6487e-06 | lb/MMBtu | FALSE
7253 | 56 | Mercury | 1.0053e-05 | lb/MMBtu | FALSE
6041 | 57 | Mercury | 7.2e-08 | lb/MMBtu | FALSE
6041 | 57 | Mercury | 1.71e-07 | lb/MMBtu | FALSE
10672 | 57 | Mercury | 2.242e-08 | lb/MMBtu | FALSE
10672 | 57 | Mercury | 2.0629e-08 | lb/MMBtu | FALSE
10672 | 57 | Mercury | 2.65e-08 | lb/MMBtu | FALSE
50974 | 57 | Mercury | 3.53e-08 | lb/MMBtu | FALSE
527 | 58 | Mercury | 9.8533e-09 | lb/MMBtu | FALSE
10673 | 58 | Mercury | 1.1711e-08 | lb/MMBtu | FALSE
10673 | 58 | Mercury | 1.2994e-08 | lb/MMBtu | FALSE
10678 | 58 | Mercury | 2.34e-08 | lb/MMBtu | TRUE
68029 | 59 | Mercury | 1.33e-06 | lb/MMBtu | FALSE
68029 | 59 | Mercury | 2.1333e-06 | lb/MMBtu | FALSE
10151 | 60 | Mercury | 7.1167e-07 | lb/MMBtu | FALSE
10151 | 60 | Mercury | 7.1167e-07 | lb/MMBtu | FALSE
50951 | 60 | Mercury | 5.32e-08 | lb/MMBtu | FALSE
50974 | 60 | Mercury | 3.53e-08 | lb/MMBtu | FALSE
3130 | 61 | Mercury | 6.35e-09 | lb/MMBtu | FALSE
3130 | 61 | Mercury | 6.35e-09 | lb/MMBtu | FALSE
3130 | 61 | Mercury | 6.35e-09 | lb/MMBtu | FALSE
3130 | 61 | Mercury | 6.35e-09 | lb/MMBtu | FALSE
3130 | 61 | Mercury | 6.35e-09 | lb/MMBtu | FALSE
3130 | 61 | Mercury | 6.35e-09 | lb/MMBtu | FALSE
10143 | 61 | Mercury | 7.1567e-08 | lb/MMBtu | FALSE
10603 | 61 | Mercury | 1.2483e-08 | lb/MMBtu | FALSE
10641 | 61 | Mercury | 2.6333e-07 | lb/MMBtu | FALSE
10641 | 61 | Mercury | 2.85e-07 | lb/MMBtu | FALSE
10743 | 61 | Mercury | 8.58e-07 | lb/MMBtu | FALSE
10743 | 61 | Mercury | 8.58e-07 | lb/MMBtu | FALSE
50776 | 61 | Mercury | 4.1333e-08 | lb/MMBtu | FALSE
50776 | 61 | Mercury | 4.1333e-08 | lb/MMBtu | FALSE
50888 | 61 | Mercury | 1.0397e-08 | lb/MMBtu | FALSE
54144 | 61 | Mercury | 1.2733e-07 | lb/MMBtu | FALSE
6147 | 62 | Mercury | 6.6933e-06 | lb/MMBtu | FALSE
6180 | 62 | Mercury | 1.1113e-06 | lb/MMBtu | FALSE
52071 | 63 | Mercury | 3.7467e-06 | lb/MMBtu | FALSE
52071 | 63 | Mercury | 5.6e-06 | lb/MMBtu | FALSE
7030 | 64 | Mercury | 6.8765e-06 | lb/MMBtu | TRUE
55076 | 64 | Mercury | 1.0771e-05 | lb/MMBtu | FALSE
55076 | 64 | Mercury | 1.0771e-05 | lb/MMBtu | FALSE
470 | 65 | Mercury | 4.88e-07 | lb/MMBtu | FALSE
470 | 65 | Mercury | 5.68e-06 | lb/MMBtu | FALSE
568 | 65 | Mercury | 1.2167e-07 | lb/MMBtu | FALSE
864 | 65 | Mercury | 1.7972e-06 | lb/MMBtu | FALSE
874 | 65 | Mercury | 1.029e-06 | lb/MMBtu | FALSE
883 | 65 | Mercury | 3.69e-07 | lb/MMBtu | FALSE
884 | 65 | Mercury | 1.0677e-06 | lb/MMBtu | FALSE
887 | 65 | Mercury | 2.03e-06 | lb/MMBtu | FALSE
891 | 65 | Mercury | 1.5967e-07 | lb/MMBtu | FALSE
892 | 65 | Mercury | 1.6167e-07 | lb/MMBtu | FALSE
892 | 65 | Mercury | 1.6167e-07 | lb/MMBtu | FALSE
897 | 65 | Mercury | 3.97e-07 | lb/MMBtu | FALSE
897 | 65 | Mercury | 3.97e-07 | lb/MMBtu | FALSE
1082 | 65 | Mercury | 2.9381e-06 | lb/MMBtu | FALSE
2451 | 65 | Mercury | 1.309e-07 | lb/MMBtu | FALSE
2451 | 65 | Mercury | 6.1033e-08 | lb/MMBtu | FALSE
2451 | 65 | Mercury | 4.6833e-08 | lb/MMBtu | FALSE
2451 | 65 | Mercury | 3.43e-08 | lb/MMBtu | FALSE
4072 | 65 | Mercury | 6.3125e-06 | lb/MMBtu | FALSE
4078 | 65 | Mercury | 9.9133e-07 | lb/MMBtu | FALSE
4078 | 65 | Mercury | 1.0763e-06 | lb/MMBtu | FALSE
6017 | 65 | Mercury | 3.7233e-06 | lb/MMBtu | FALSE
6076 | 65 | Mercury | 1.0502e-06 | lb/MMBtu | FALSE
56224 | 65 | Mercury | 9.0315e-07 | lb/MMBtu | FALSE
56224 | 65 | Mercury | 1.26e-06 | lb/MMBtu | FALSE
2079 | 66 | Mercury | 5.3e-06 | lb/MMBtu | FALSE
6664 | 66 | Mercury | 6.9049e-06 | lb/MMBtu | FALSE
6761 | 66 | Mercury | 5.6333e-06 | lb/MMBtu | FALSE
8223 | 66 | Mercury | 3.1046e-06 | lb/MMBtu | FALSE
8223 | 66 | Mercury | 3.5833e-06 | lb/MMBtu | FALSE
54035 | 66 | Mercury | 7.2633e-09 | lb/MMBtu | FALSE
55479 | 66 | Mercury | 4.32e-06 | lb/MMBtu | FALSE
55479 | 66 | Mercury | 6.7467e-06 | lb/MMBtu | FALSE
56319 | 66 | Mercury | 5.3633e-06 | lb/MMBtu | FALSE
56319 | 66 | Mercury | 5.9133e-06 | lb/MMBtu | FALSE
6021 | 67 | Mercury | 2.2625e-07 | lb/MMBtu | FALSE
6021 | 67 | Mercury | 6.792e-08 | lb/MMBtu | FALSE
7097 | 67 | Mercury | 3.1733e-06 | lb/MMBtu | TRUE
492 | 68 | Mercury | 3.75e-08 | lb/MMBtu | FALSE
981 | 68 | Mercury | 7.7033e-06 | lb/MMBtu | FALSE
2277 | 68 | Mercury | 3.1734e-06 | lb/MMBtu | FALSE
2277 | 68 | Mercury | 3.3075e-07 | lb/MMBtu | FALSE
2554 | 68 | Mercury | 1.0073e-06 | lb/MMBtu | FALSE
2554 | 68 | Mercury | 8.0508e-07 | lb/MMBtu | FALSE
6077 | 68 | Mercury | 5.7667e-06 | lb/MMBtu | FALSE
6077 | 68 | Mercury | 6.0633e-06 | lb/MMBtu | FALSE
6098 | 68 | Mercury | 5.5331e-06 | lb/MMBtu | FALSE
6181 | 68 | Mercury | 6.4449e-06 | lb/MMBtu | FALSE
6181 | 68 | Mercury | 6.4449e-06 | lb/MMBtu | FALSE
10671 | 68 | Mercury | 3.6667e-08 | lb/MMBtu | FALSE
10671 | 68 | Mercury | 3.6667e-08 | lb/MMBtu | FALSE
10671 | 68 | Mercury | 3.6667e-08 | lb/MMBtu | FALSE
10671 | 68 | Mercury | 3.6667e-08 | lb/MMBtu | FALSE
10849 | 68 | Mercury | 5.0955e-06 | lb/MMBtu | FALSE
2107 | 69 | Mercury | 1.44e-06 | lb/MMBtu | TRUE
3845 | 69 | Mercury | 3.2483e-06 | lb/MMBtu | FALSE
3845 | 69 | Mercury | 3.2597e-06 | lb/MMBtu | FALSE
6002 | 69 | Mercury | 3.67e-06 | lb/MMBtu | FALSE
6016 | 69 | Mercury | 3.0833e-06 | lb/MMBtu | FALSE
60 | 70 | Mercury | 8.7667e-06 | lb/MMBtu | FALSE
997 | 70 | Mercury | 3.7367e-06 | lb/MMBtu | FALSE
988 | 70 | Mercury | 6.7625e-07 | lb/MMBtu | FALSE
1167 | 70 | Mercury | 3.6006e-06 | lb/MMBtu | FALSE
1241 | 70 | Mercury | 5.96e-06 | lb/MMBtu | FALSE
1250 | 70 | Mercury | 4.3267e-06 | lb/MMBtu | FALSE
1295 | 70 | Mercury | 4.2733e-06 | lb/MMBtu | FALSE
1710 | 70 | Mercury | 6.8796e-07 | lb/MMBtu | FALSE
1832 | 70 | Mercury | 2.4167e-06 | lb/MMBtu | FALSE
1943 | 70 | Mercury | 5.9107e-06 | lb/MMBtu | FALSE
2094 | 70 | Mercury | 1.2967e-06 | lb/MMBtu | FALSE
2094 | 70 | Mercury | 1.2967e-06 | lb/MMBtu | FALSE
2094 | 70 | Mercury | 1.2967e-06 | lb/MMBtu | FALSE
2098 | 70 | Mercury | 1.4733e-06 | lb/MMBtu | FALSE
2161 | 70 | Mercury | 2.7243e-06 | lb/MMBtu | FALSE
2161 | 70 | Mercury | 2.1932e-06 | lb/MMBtu | FALSE
3403 | 70 | Mercury | 6.2e-06 | lb/MMBtu | FALSE
4041 | 70 | Mercury | 3.4733e-06 | lb/MMBtu | FALSE
4041 | 70 | Mercury | 4.4633e-06 | lb/MMBtu | FALSE
6085 | 70 | Mercury | 7.967e-07 | lb/MMBtu | FALSE
6139 | 71 | Mercury | 5.2533e-06 | lb/MMBtu | FALSE
1010 | 72 | Mercury | 4.0167e-07 | lb/MMBtu | FALSE
7242 | 72 | Mercury | 1.2333e-06 | lb/MMBtu | FALSE
990 | 73 | Mercury | 8.8233e-08 | lb/MMBtu | FALSE
990 | 73 | Mercury | 2.8971e-07 | lb/MMBtu | TRUE
991 | 73 | Mercury | 1.362e-07 | lb/MMBtu | FALSE
991 | 73 | Mercury | 1.362e-07 | lb/MMBtu | FALSE
3148 | 73 | Mercury | 1.0507e-07 | lb/MMBtu | FALSE
3148 | 73 | Mercury | 1.0477e-07 | lb/MMBtu | FALSE
546 | 74 | Mercury | 5.2515e-08 | lb/MMBtu | FALSE
548 | 74 | Mercury | 7.1931e-08 | lb/MMBtu | FALSE
617 | 74 | Mercury | 7.1696e-08 | lb/MMBtu | FALSE
617 | 74 | Mercury | 5.9364e-08 | lb/MMBtu | FALSE
1642 | 74 | Mercury | 1.3937e-07 | lb/MMBtu | FALSE
2480 | 74 | Mercury | 6.55e-08 | lb/MMBtu | FALSE
2480 | 74 | Mercury | 6.5333e-08 | lb/MMBtu | FALSE
2516 | 74 | Mercury | 6.6613e-09 | lb/MMBtu | FALSE
2516 | 74 | Mercury | 9.3057e-09 | lb/MMBtu | FALSE
2517 | 74 | Mercury | 8.1067e-08 | lb/MMBtu | FALSE
562 | 75 | Mercury | 4.3831e-08 | lb/MMBtu | FALSE
621 | 75 | Mercury | 5.0837e-07 | lb/MMBtu | FALSE
638 | 75 | Mercury | 3.282e-08 | lb/MMBtu | FALSE
638 | 75 | Mercury | 6.6667e-08 | lb/MMBtu | FALSE
638 | 75 | Mercury | 6.0275e-07 | lb/MMBtu | FALSE
667 | 75 | Mercury | 4.4067e-08 | lb/MMBtu | FALSE
676 | 75 | Mercury | 2.5533e-08 | lb/MMBtu | FALSE
1507 | 75 | Mercury | 2.0326e-08 | lb/MMBtu | FALSE
1507 | 75 | Mercury | 1.9566e-07 | lb/MMBtu | FALSE
715 | 75 | Mercury | 5.9767e-08 | lb/MMBtu | FALSE
764 | 75 | Mercury | 3.8e-08 | lb/MMBtu | FALSE
764 | 75 | Mercury | 2.5533e-08 | lb/MMBtu | FALSE
765 | 75 | Mercury | 1.007e-07 | lb/MMBtu | FALSE
765 | 75 | Mercury | 3.5233e-08 | lb/MMBtu | FALSE
766 | 75 | Mercury | 2.88e-08 | lb/MMBtu | FALSE
766 | 75 | Mercury | 2.4833e-08 | lb/MMBtu | FALSE
1564 | 75 | Mercury | 5.4137e-08 | lb/MMBtu | FALSE
1682 | 75 | Mercury | 1.0739e-07 | lb/MMBtu | FALSE
2050 | 75 | Mercury | 2.7735e-07 | lb/MMBtu | FALSE
2411 | 75 | Mercury | 2.89e-08 | lb/MMBtu | FALSE
2411 | 75 | Mercury | 2.6967e-08 | lb/MMBtu | FALSE
2411 | 75 | Mercury | 3.06e-08 | lb/MMBtu | FALSE
2493 | 75 | Mercury | 1.6074e-07 | lb/MMBtu | FALSE
2500 | 75 | Mercury | 5.9238e-09 | lb/MMBtu | FALSE
2500 | 75 | Mercury | 5.9211e-09 | lb/MMBtu | FALSE
3159 | 75 | Mercury | 9.8933e-08 | lb/MMBtu | FALSE
3161 | 75 | Mercury | 1.915e-08 | lb/MMBtu | FALSE
3161 | 75 | Mercury | 1.915e-08 | lb/MMBtu | FALSE
3181 | 75 | Mercury | 2.1933e-07 | lb/MMBtu | FALSE
3181 | 75 | Mercury | 1.194e-07 | lb/MMBtu | FALSE
3319 | 75 | Mercury | 5.3118e-07 | lb/MMBtu | FALSE
3804 | 75 | Mercury | 7.3716e-08 | lb/MMBtu | FALSE
3809 | 75 | Mercury | 4.999e-08 | lb/MMBtu | FALSE
6042 | 75 | Mercury | 7.5528e-08 | lb/MMBtu | FALSE
6042 | 75 | Mercury | 5.8501e-08 | lb/MMBtu | FALSE
6043 | 75 | Mercury | 1.3273e-07 | lb/MMBtu | FALSE
6043 | 75 | Mercury | 1.5693e-07 | lb/MMBtu | FALSE
8002 | 75 | Mercury | 2.944e-08 | lb/MMBtu | FALSE
8054 | 75 | Mercury | 2.882e-07 | lb/MMBtu | FALSE
8906 | 75 | Mercury | 2.2037e-07 | lb/MMBtu | FALSE
40429 | 75 | Mercury | 8.3367e-08 | lb/MMBtu | FALSE
70000 | 75 | Mercury | 1.5572e-07 | lb/MMBtu | FALSE
70000 | 75 | Mercury | 2.8296e-08 | lb/MMBtu | FALSE
70002 | 75 | Mercury | 2.4021e-07 | lb/MMBtu | FALSE
70003 | 75 | Mercury | 2.9619e-08 | lb/MMBtu | FALSE
70003 | 75 | Mercury | 9.5682e-08 | lb/MMBtu | FALSE
70003 | 75 | Mercury | 1.7328e-08 | lb/MMBtu | FALSE
70003 | 75 | Mercury | 6.6708e-08 | lb/MMBtu | FALSE
10670 | 76 | Mercury | 6.4833e-08 | lb/MMBtu | FALSE
667 | 77 | Mercury | 2.8016e-08 | lb/MMBtu | FALSE
667 | 77 | Mercury | 7.1e-08 | lb/MMBtu | FALSE
667 | 77 | Mercury | 7.98e-08 | lb/MMBtu | FALSE
2878 | 78 | Mercury | 1.2257e-07 | lb/MMBtu | FALSE
4125 | 78 | Mercury | 5.2333e-07 | lb/MMBtu | FALSE
10373 | 78 | Mercury | 3.24e-07 | lb/MMBtu | FALSE
50931 | 78 | Mercury | 3.8259e-08 | lb/MMBtu | FALSE
50931 | 78 | Mercury | 3.8259e-08 | lb/MMBtu | FALSE
50931 | 78 | Mercury | 2.8467e-06 | lb/MMBtu | FALSE
50931 | 78 | Mercury | 2.8467e-06 | lb/MMBtu | FALSE

## 6-As_EFstested
Submittal ID | Facility ID | Configuration ID | Boiler Count | Boiler ID | Emission Factor lb/MMBtu | lognormal lb/MMBtu | Control | Indicate Outlier | Notes | Averages | Emissions Factor lb/MMBtu | Number of Supporting Tests | Quality Indicator | Representative Bins in Emission Inventory List
1471 | 3131 | SHAW3-2 | 1 | 3 | 0.000275 | -8.1987 | ESP |  |  | ESP | 1.25e-05 | 45 | highly representative | 113, 105, 103
979 | 2716 | Wea_Cfg_1 | 2 | 1 | 3.93e-06 | -12.4469 | ESP |  |  | Fabric Filter | 9.72e-07 | 21 | highly representative | 111, 110, 109, 108, 107, 106, 104, 101, 100
979 | 2716 | Wea_Cfg_1 | 2 | 2 | [5 empty] | Dry Scrubber | 1.61e-06 | 35 | highly representative
1111 | 3942 | Unit_1 | 1 | 1 | 3.34e-05 | -10.307 | ESP |  |  | Wet Scrubber | 2.52e-06 | 36 | highly representative | 114, 112, 102
1113 | 3942 | Unit_2 | 1 | 2 | 8.85e-06 | -11.6351 | ESP
1636 | 1010 | 4 | 1 | 4 | 3.22e-05 | -10.3435 | ESP
902 | 2732 | 7 | 1 | 7 | 2.37e-05 | -10.65 | ESP
903 | 2732 | 7 | 1 | 7 | 2.7e-05 | -10.5197 | ESP
1906 | 7253 | UNIT3 | 1 | 3 | 5.01e-06 | -12.2041 | ESP
2279 | 2837 | Unit 1 | 1 | 1 | 7e-07 | -14.1727 | ESP
22791 | 2837 | Unit 3 | 1 | 3 | 2.33e-07 | -15.2713 | ESP
1004 | 2828 | CD-U3 | 1 | 3 | 8.2e-07 | -14.014 | ESP
3197 | 60 | 1 | 1 | 1 | 3.7e-07 | -14.8098 | ESP
1845 | 1218 | U2 | 1 | 2 | 3.35e-05 | -10.304 | ESP
1854 | 1250 | 3 | 1 | 3 | 2.57e-07 | -15.1742 | ESP
828 | 997 | 12 | 1 | 12 | 2.38e-05 | -10.6458 | ESP
2070 | 1167 | 8 | 1 | 8 | 8.24e-07 | -14.0091 | ESP
993 | 1385 | 03 | 1 | 3 | 5.26e-06 | -12.1554 | ESP
10000000 | 50974 | Gen 1 | 2 | #1 CFB boiler | 9.81e-07 | -13.8347 | ESP |  | submittal id appears twice, may be incorrect
10000000 | 50974 | Gen 1 | 2 | #2 CFB Boiler |  |  |  |  | submittal id appears twice, may be incorrect
2276 | 47 | 4 | 1 | 4 | 5.87e-07 | -14.3482 | ESP
2274 | 47 | 3 | 1 | 3 | 1.75e-07 | -15.5585 | ESP
1809 | 2364 | mk2 | 1 | 2 | 1.62e-05 | -11.0305 | ESP
1642 | 1710 | JHC1-Conf | 1 | Unit 1 | 1.5e-06 | -13.41 | ESP
2161 | 1626 | Unit 1 | 1 | 1 | 1.09e-06 | -13.7293 | ESP
2195 | 1554 | 002 | 1 | 2 | 1.47e-06 | -13.4302 | ESP
941 | 7030 | U2 | 1 | U2 | 2.99e-07 | -15.0228 | ESP
12861 | 988 | TC-4 | 1 | 4 | 1.64e-06 | -13.3208 | ESP
2302 | 6085 | R.M.0014 | 1 | 14 | 1.1e-06 | -13.7202 | ESP
1154 | 864 | 005 | 1 | 5 | 1.94e-06 | -13.1528 | ESP
2009 | 874 | JOL5 CONFIG | 1 | 5 | 2.83e-06 | -12.7752 | ESP
894 | 2094 | 1 | 1 | 1 | 1.79e-06 | -13.2333 | ESP
1902 | 6017 | 002 | 1 | 2 | 2.24e-06 | -13.009 | ESP
2135 | 2161 | Unit_4_JRPS | 1 | 4 | 2.08e-06 | -13.0831 | ESP
21351 | 2161 | Unit_5_JRPS | 1 | 5 | 5.47e-06 | -12.1162 | ESP
892 | 2098 | 6 | 1 | 6 | 6.79e-06 | -11.9001 | ESP
1141 | 1943 | 2 | 1 | 002 | 5.29e-06 | -12.1497 | ESP
1989 | 1295 | Unit 2 | 1 | 2 | 1.9e-06 | -13.1737 | ESP
1021 | 4041 | OCPP-B7 | 1 | 7 | 2.4e-07 | -15.2437 | ESP
975 | 628 | CryR_Cfg_1 | 1 | 1 | 1.04e-05 | -11.4737 | ESP
2103 | 1393 | 001 | 1 | 6 | 3.5e-07 | -14.8653 | ESP
2013 | 883 | WK8CONFIG | 1 | 8 | 3.05e-06 | -12.7004 | ESP
2011 | 884 | WC4CONFIG | 1 | 4 | 1.09e-06 | -13.7293 | ESP
10000000 | 50974 | Gen 1 | 2 | #1 CFB boiler | 1.73e-07 | -15.57 | ESP |  | submittal id appears twice, may be incorrect
10000000 | 50974 | Gen 1 | 2 | #2 CFB Boiler |  |  |  |  | submittal id appears twice, may be incorrect
2278 | 3403 | 2 | 1 | 2 | 3.97e-07 | -14.7393 | ESP
632 | 990 | 60s | 1 | 60 | 1.39e-05 | -11.1836 | ESP
731 | 4041 | OCPP-B7 | 1 | 7 | 1.26e-06 | -13.5844 | ESP
63254 | 3280 | CAN003 | 1 | CAN3 | 4.11e-06 | -12.4021 | FF
2095 | 4125 | B-09 | 1 | 9 | 3.26e-06 | -12.6338 | FF
1606 | 4078 | W3 | 1 | 3 | 4.24e-07 | -14.6735 | FF
1310 | 527 | 001 | 1 | 1 | 7.11e-07 | -14.1566 | FF
879456 | 6147 | 2 | 1 | 2 | 2.18e-06 | -13.0362 | FF
1841 | 897 | 001 | 1 | Unit 1 | 7.24e-07 | -14.1385 | FF
1597 | 4072 | 8 | 1 | 8 | 1.53e-06 | -13.3902 | FF
1835 | 6077 | U2 | 1 | 2 | 2.64e-07 | -15.1472 | FF
2170 | 6077 | U1 | 1 | 1 | 2.35e-07 | -15.2617 | FF
1244 | 4042 | VAPP-B1 | 1 | 1 | 6.66e-07 | -14.2214 | FF
735 | 4042 | VAPP-B3 | 1 | 3 | 3e-07 | -15.0197 | FF
1189 | 492 | Unit 5 - Coal | 1 | 5 | 1.64e-07 | -15.6234 | FF
1190 | 492 | Unit 7 - Coal | 1 | 7 | 3.68e-07 | -14.8152 | FF
1654 | 10743 | Unit 1&2 | 2 | CFB1 | 6.62e-07 | -14.228 | FF
1654 | 10743 | Unit 1&2 | 2 | CFB2
1832 | 2277 | U1 | 1 | 1 | 5.82e-07 | -14.3568 | FF
1833 | 2277 | U2 | 1 | 2 | 6.12e-07 | -14.3065 | FF
2088 | 54144 | BRBRI | 1 | BRBR1 | 8.29e-07 | -14.003 | FF
845 | 10849 | GEN2 | 1 | BLR2 | 3.1e-07 | -14.9867 | FF
734 | 4042 | VAPP-B1 | 1 | 1 | 5.36e-07 | -14.4382 | FF
736 | 4042 | VAPP-B3 | 1 | 3 | 2.97e-07 | -15.0304 | FF
524 | 3130 | SEW-1 | 2 | 1 | 1.65e-06 | -13.3147 | FF
524 | 3130 | SEW-1 | 2 | 2
995 | 6041 | Unit 04 | 1 | 4 | 3.89e-07 | -14.7597 | Dry Scrubber
1563 | 6041 | Unit 03 | 1 | 3 | 3.83e-07 | -14.7752 | Dry Scrubber
550002 | 2840 | CV-4 | 1 | 4 | 6.59e-07 | -14.2323 | Dry Scrubber
1942 | 50951 | Config 1 | 1 | 1 | 1e-07 | -16.1181 | Dry Scrubber
698 | 52007 | Unit 1 & 2 | 2 | BLR1 | 3.72e-07 | -14.8044 | Dry Scrubber
698 | 52007 | Unit 1 & 2 | 2 | BLR2
2021 | 54755 | Boiler 2 | 1 | BLR2 | 8.54e-07 | -13.9733 | Dry Scrubber
8761 | 3287 | MCM002 | 1 | MCM2 | 2.33e-05 | -10.6671 | Dry Scrubber
8761 | 3287 | MCM002 | 1 | MCM2 | 1.46e-05 | -11.1345 | Dry Scrubber
2022 | 54035 | Boiler 1 | 1 | BLR1 | 3.99e-06 | -12.4317 | Dry Scrubber
1249 | 7210 | COP001 | 1 | COP1 | 1.14e-07 | -15.9871 | Dry Scrubber
1349 | 10377 | UNIT2 | 3 | 2A | 7.12e-07 | -14.1552 | Dry Scrubber |  | Need to be removed because boilers are too small to be EGUs
1349 | 10377 | UNIT2 | 3 | 2B |  |  |  |  | Need to be removed because boilers are too small to be EGUs
1349 | 10377 | UNIT2 | 3 | 2C |  |  |  |  | Need to be removed because boilers are too small to be EGUs
1735 | 10075 | THEC1 | 1 | 1 | 1.25e-06 | -13.5912 | Dry Scrubber
1734 | 10075 | THEC2 | 1 | 2 | 4.53e-07 | -14.607 | Dry Scrubber
1060 | 55076 | 002 | 1 | AA-002 | 7.43e-07 | -14.1126 | Dry Scrubber
1060 | 55076 | 002 | 1 | AA-002 | 7.43e-07 | -14.1126 | Dry Scrubber
1611 | 4078 | W4 | 1 | 4 | 2.01e-07 | -15.42 | Dry Scrubber
1052 | 54304 | 1A | 1 | 1A | 1.18e-07 | -15.9526 | Dry Scrubber
1488 | 55479 | WYG1Cfg | 1 | 3 | 1.11e-07 | -16.0137 | Dry Scrubber
1938 | 897 | 001 | 1 | Unit 1 | 1.75e-06 | -13.2559 | Dry Scrubber
1133 | 8223 | 3 | 1 | 3 | 3.75e-07 | -14.7951 | Dry Scrubber
1129 | 8223 | 4 | 1 | 4 | 1.14e-07 | -15.9857 | Dry Scrubber
2206 | 6664 | 101 | 1 | 101 | 3e-07 | -15.0195 | Dry Scrubber
1398 | 2079 | 5A | 1 | 5A | 3.03e-07 | -15.0095 | Dry Scrubber
1568 | 56224 | TSPower | 1 | BLR100 | 2.01e-07 | -15.42 | Dry Scrubber
1726 | 891 | Boiler 9 | 1 | Boiler 9 | 1.88e-07 | -15.4868 | Dry Scrubber
947 | 6761 | Rawhide101 | 1 | 101 | 7.29e-08 | -16.4342 | Dry Scrubber
1909 | 667 | 2A | 1 | 2A | 6.08e-08 | -16.6157 | Dry Scrubber
1507 | 667 | 1A | 1 | 1A | 2.36e-07 | -15.2594 | Dry Scrubber
560 | 525 | Unit 1 | 1 | 1 | 8.2e-08 | -16.3165 | Dry Scrubber
565 | 525 | Unit 2 | 1 | 2 | 7.76e-08 | -16.3717 | Dry Scrubber
134611 | 54081 | GEN3 | 2 | 3A | 1.39e-06 | -13.4862 | Dry Scrubber
134611 | 54081 | GEN3 | 2 | 3B
1346111 | 54081 | GEN4 | 2 | 4A | 9.77e-07 | -13.8388 | Dry Scrubber
1346111 | 54081 | GEN4 | 2 | 4B
13461 | 54081 | GEN2 | 2 | 2A | 3.42e-07 | -14.8885 | Dry Scrubber
13461 | 54081 | GEN2 | 2 | 2B
1346 | 54081 | GEN1 | 2 | 1A | 3.33e-07 | -14.9151 | Dry Scrubber
1346 | 54081 | GEN1 | 2 | 1B
1449 | 470 | Unit 2 | 1 | 2 | 3.71e-07 | -14.8071 | Dry Scrubber
1330 | 1374 | Unit001 | 2 | 1374 | 1.32e-05 | -11.2353 | Wet Scrubber
1330 | 1374 | Unit001 | 2 | 1374-2
1738 | 2706 | Ash_Cfg_1d | 1 | 1 | 2.45e-06 | -12.9194 | Wet Scrubber
1743 | 2706 | Ash_Cfg_2 | 1 | 2 | 3.15e-06 | -12.6681 | Wet Scrubber
994 | 6041 | Unit 01 | 1 | 1 | 4.87e-07 | -14.535 | Wet Scrubber
18261 | 1363 | CR5 | 1 | 5 | 5.47e-06 | -12.1162 | Wet Scrubber
1826 | 1363 | CR4 | 1 | 4 | 3.68e-06 | -12.5126 | Wet Scrubber
1637 | 6113 | 1-2007-FGDIN | 1 | 1 | 2.01e-06 | -13.1174 | Wet Scrubber
1638 | 6113 | 2-2007-FGDIN | 1 | 2 | 2.48e-06 | -12.9073 | Wet Scrubber
1117 | 130 | C1 | 1 | 1 | 5.07e-06 | -12.1922 | Wet Scrubber
1118 | 130 | C3 | 1 | 3 | 2.55e-06 | -12.8794 | Wet Scrubber
1119 | 130 | C4 | 1 | 4 | 3.53e-06 | -12.5542 | Wet Scrubber
2319 | 56068 | ERGS-B1 | 1 | 1 | 2.9e-07 | -15.0534 | Wet Scrubber
2055 | 6018 | 2 | 1 | 2 | 3.7e-06 | -12.5072 | Wet Scrubber
900 | 2718 | 3-2009 | 1 | ES-3 | 7.28e-07 | -14.133 | Wet Scrubber
966 | 3098 | ELR1-2 | 1 | 1 | 2.31e-05 | -10.6757 | Wet Scrubber
1647 | 113 | 003 | 1 | 3 | 1.33e-07 | -15.8329 | Wet Scrubber
1648 | 113 | 004 | 1 | 4 | 2.01e-07 | -15.42 | Wet Scrubber
2259 | 602 | 002 | 1 | 2 | 2.58e-07 | -15.1703 | Wet Scrubber
1177 | 990 | 70ss | 1 | 70 | 3.52e-06 | -12.5571 | Wet Scrubber
1276 | 6639 | 2 | 1 | G2 | 1.85e-07 | -15.5029 | Wet Scrubber
1120 | 3179 | 001 | 1 | 1 | 1.99e-06 | -13.1274 | Wet Scrubber
1972 | 2324 | 1 | 1 | 1 | 4.05e-08 | -17.022 | Wet Scrubber
1176 | 3140 | U1 | 1 | 1 | 8.32e-07 | -13.9994 | Wet Scrubber
23151 | 2451 | Unit 2 | 1 | Unit 2 | 4.63e-08 | -16.8881 | Wet Scrubber
23152 | 2451 | Unit 3 | 1 | Unit 3 | 2.34e-08 | -17.5705 | Wet Scrubber
23153 | 2451 | Unit 4 | 1 | Unit 4 | 8.25e-08 | -16.3105 | Wet Scrubber
2315 | 2451 | Unit 1 | 1 | Unit 1 | 4.78e-08 | -16.8562 | Wet Scrubber
1515 | 7097 | 1 | 1 | BLR1 | 2.47e-07 | -15.2139 | Wet Scrubber
1915 | 2107 | 002 | 1 | 2 | 1.4e-06 | -13.479 | Wet Scrubber
1558 | 6076 | Unit3 | 1 | 3 | 2.87e-06 | -12.7612 | Wet Scrubber
1307 | 6021 | C1 | 1 | C1 | 1.41e-06 | -13.4719 | Wet Scrubber
1327 | 6021 | C2 | 1 | C2 | 2.93e-07 | -15.0431 | Wet Scrubber
2239 | 6016 | 001 | 1 | 1 | 6.32e-07 | -14.2744 | Wet Scrubber
1185 | 3149 | U1 | 1 | 1 | 6.49e-07 | -14.2478 | Wet Scrubber
1187 | 3149 | U2 | 1 | 2 | 5.68e-07 | -14.3811 | Wet Scrubber
541 | 6137 | 1Config | 1 | 1 | 3.52e-06 | -12.5571 | Wet Scrubber

## 7-Cr_EFstested
Submittal ID | Facility ID | Configuration ID | Boiler Count | Boiler ID | Emission Factor lb/MMBtu | lognormal lb/MMBtu | Control | Indicate Outlier | outlier | Averages | Emissions Factor lb/MMBtu | Number of Supporting Tests | Quality Indicator | Representative Bins in Emission Inventory List
698 | 52007 | Unit 1 & 2 | 2 | BLR1 | 4e-05 | ‐10.1266311 | Dry Scrubber | outlier |  | ESP and FF | 4.89e-05 | 65 | highly representative | 113, 111, 109, 108, 106, 105, 104, 103, 101
698 | 52007 | Unit 1 & 2 | 2 | BLR2 | [5 empty] | Dry Scrubber | 1.53e-06 | 31 | highly representative
2022 | 54035 | Boiler 1 | 1 | BLR1 | 0.00024 | ‐8.334871635 | Dry Scrubber | outlier |  | Wet Scrubber | 4.75e-06 | 35 | highly representative | 114, 112, 110, 107, 102, 100
550002 | 2840 | CV-4 | 1 | 4 | 0.000867 | ‐7.050471581 | Dry Scrubber | outlier
560 | 525 | Unit 1 | 1 | 1 | 1.09e-06 | ‐13.72933286 | Dry Scrubber
1507 | 667 | 1A | 1 | 1A | 1.66e-07 | ‐15.61127805 | Dry Scrubber
8761 | 3287 | MCM002 | 1 | MCM2 | 2.48e-06 | ‐12.907252 | Dry Scrubber
8761 | 3287 | MCM002 | 1 | MCM2 | 2.08e-06 | ‐13.08314266 | Dry Scrubber
1611 | 4078 | W4 | 1 | 4 | 2.51e-07 | ‐15.1978129 | Dry Scrubber
1563 | 6041 | Unit 03 | 1 | 3 | 3.78e-06 | ‐12.48578655 | Dry Scrubber
947 | 6761 | Rawhide101 | 1 | 101 | 2.9e-07 | ‐15.05338491 | Dry Scrubber
1249 | 7210 | COP001 | 1 | COP1 | 8.23e-07 | ‐14.01030964 | Dry Scrubber
1133 | 8223 | 3 | 1 | 3 | 5.45e-07 | ‐14.42286941 | Dry Scrubber
1129 | 8223 | 4 | 1 | 4 | 2.87e-07 | ‐15.0652296 | Dry Scrubber
1942 | 50951 | Config 1 | 1 | 1 | 1.47e-06 | ‐13.43024816 | Dry Scrubber
2021 | 54755 | Boiler 2 | 1 | BLR2 | 7.52e-06 | ‐11.79794442 | Dry Scrubber
1488 | 55479 | WYG1Cfg | 1 | 3 | 4.4e-07 | ‐14.63649111 | Dry Scrubber
1909 | 667 | 2A | 1 | 2A | 1.4e-07 | ‐15.78162341 | Dry Scrubber
1052 | 54304 | 1A | 1 | 1A | 2.27e-06 | ‐12.99573073 | Dry Scrubber
1346 | 54081 | GEN1 | 2 | 1A | 1.02e-06 | ‐13.79570793 | Dry Scrubber
1346 | 54081 | GEN1 | 2 | 1B
13461 | 54081 | GEN2 | 2 | 2A | 9.97e-07 | ‐13.81851507 | Dry Scrubber
13461 | 54081 | GEN2 | 2 | 2B
134611 | 54081 | GEN3 | 2 | 3A | 1.86e-07 | ‐13.19493407 | Dry Scrubber
134611 | 54081 | GEN3 | 2 | 3B
1346111 | 54081 | GEN4 | 2 | 4A | 1.22e-06 | ‐13.6166597 | Dry Scrubber
1346111 | 54081 | GEN4 | 2 | 4B
1349 | 10377 | UNIT2 | 3 | 2A | 1.51e-06 | ‐13.40340091 | Dry Scrubber |  | Need to be removed because too small to be EGU
1349 | 10377 | UNIT2 | 3 | 2B |  |  |  |  | Need to be removed because too small to be EGU
1349 | 10377 | UNIT2 | 3 | 2C |  |  |  |  | Need to be removed because too small to be EGU
565 | 525 | Unit 2 | 1 | 2 | 1.8e-06 | ‐13.22772389 | Dry Scrubber
1563 | 6041 | Unit 03 | 1 | 3 | 9.49e-07 | ‐13.86785704 | Dry Scrubber
1563 | 6041 | Unit 03 | 1 | 3 | 1.51e-06 | ‐13.40340091 | Dry Scrubber
1449 | 470 | Unit 2 | 1 | 2 | 1.5e-06 | ‐13.41004545 | Dry Scrubber
2206 | 6664 | 101 | 1 | 101 | 3.81e-06 | ‐12.47788137 | Dry Scrubber
1568 | 56224 | TSPower | 1 | BLR100 | 2.43e-06 | ‐12.9276193 | Dry Scrubber
1398 | 2079 | 5A | 1 | 5A | 1.24e-06 | ‐13.60039918 | Dry Scrubber
1726 | 891 | Boiler 9 | 1 | Boiler 9 | 3.22e-07 | ‐14.94871429 | Dry Scrubber
1938 | 897 | 001 | 1 | Unit 1 | 2.19e-06 | ‐13.03160901 | Dry Scrubber
1735 | 10075 | THEC1 | 1 | 1 | 1.18e-06 | ‐13.64746925 | Dry Scrubber
1734 | 10075 | THEC2 | 1 | 2 | 4.76e-07 | ‐14.55780823 | Dry Scrubber
902 | 2732 | 7 | 1 | 7 | 5.07e-06 | ‐12.19216974 | ESP
903 | 2732 | 7 | 1 | 7 | 1.57e-05 | ‐11.06184985 | ESP
2276 | 47 | 4 | 1 | 4 | 0.000162 | ‐8.727914223 | ESP
975 | 628 | CryR_Cfg_1 | 1 | 1 | 2.36e-05 | ‐10.65426385 | ESP
1154 | 864 | 005 | 1 | 5 | 2.04e-06 | ‐13.10256075 | ESP
1845 | 1218 | U2 | 1 | 2 | 0.000133 | ‐8.92516143 | ESP
1636 | 1010 | 4 | 1 | 4 | 1.1e-05 | ‐11.41761529 | ESP
1989 | 1295 | Unit 2 | 1 | 2 | 4e-06 | ‐12.4292162 | ESP
993 | 1385 | 03 | 1 | 3 | 1.06e-05 | ‐11.45465656 | ESP
2195 | 1554 | 002 | 1 | 2 | 8.82e-06 | ‐11.63848869 | ESP
2161 | 1626 | Unit 1 | 1 | 1 | 4.91e-07 | ‐14.52682171 | ESP
979 | 2716 | Wea_Cfg_1 | 2 | 1 | 5.84e-06 | ‐12.05077976 | ESP
979 | 2716 | Wea_Cfg_1 | 2 | 2
1004 | 2828 | CD-U3 | 1 | 3 | 3.29e-06 | ‐12.62462299 | ESP
1471 | 3131 | SHAW3-2 | 1 | 3 | 1.75e-06 | ‐13.25589477 | ESP
10040002 | 3775 | CR-1 | 1 | 1 | 2.91e-06 | ‐12.74735748 | ESP
1902 | 6017 | 002 | 1 | 2 | 1.35e-06 | ‐13.51540597 | ESP
1906 | 7253 | UNIT3 | 1 | 3 | 5.97e-06 | ‐12.02876363 | ESP
894 | 2094 | 1 | 1 | 1 | 2.05e-06 | ‐13.09767076 | ESP
892 | 2098 | 6 | 1 | 6 | 1.13e-05 | ‐11.39070783 | ESP
1809 | 2364 | mk2 | 1 | 2 | 1.81e-05 | ‐10.91959862 | ESP
1111 | 3942 | Unit_1 | 1 | 1 | 0.000125 | ‐8.987196821 | ESP
1113 | 3942 | Unit_2 | 1 | 2 | 1.51e-05 | ‐11.10081581 | ESP
1642 | 1710 | JHC1-Conf | 1 | Unit 1 | 1.8e-06 | ‐13.22772389 | ESP
3197 | 60 | 1 | 1 | 1 | 1.68e-06 | ‐13.29671676 | ESP
632 | 990 | 60s | 1 | 60 | 2.81e-06 | ‐12.78232607 | ESP
2103 | 1393 | 001 | 1 | 6 | 6.78e-07 | ‐14.20411855 | ESP
2279 | 2837 | Unit 1 | 1 | 1 | 2.61e-06 | ‐12.85643668 | ESP
22791 | 2837 | Unit 3 | 1 | 3 | 7.85e-06 | ‐11.75542262 | ESP
1021 | 4041 | OCPP-B7 | 1 | 7 | 5.7e-07 | ‐14.37712454 | ESP
731 | 4041 | OCPP-B7 | 1 | 7 | 1.04e-05 | ‐11.47092113 | ESP
2274 | 47 | 3 | 1 | 3 | 1.61e-05 | ‐11.03669129 | ESP
2013 | 883 | WK8CONFIG | 1 | 8 | 4.78e-06 | ‐12.25107001 | ESP
2011 | 884 | WC4CONFIG | 1 | 4 | 3.25e-06 | ‐12.63685556 | ESP
1854 | 1250 | 3 | 1 | 3 | 1.54e-06 | ‐13.38372814 | ESP
2135 | 2161 | Unit_4_JRPS | 1 | 4 | 0.000156 | ‐8.765654551 | ESP
21351 | 2161 | Unit_5_JRPS | 1 | 5 | 0.000835 | ‐7.088078833 | ESP
10040004 | 6139 | WE-1 | 1 | 1 | 2.18e-06 | ‐13.03618568 | ESP
2009 | 874 | JOL5 CONFIG | 1 | 5 | 4.81e-06 | ‐12.24481347 | ESP
12861 | 988 | TC-4 | 1 | 4 | 3.14e-06 | ‐12.67128776 | ESP
828 | 997 | 12 | 1 | 12 | 2.2e-05 | ‐10.7244681 | ESP
2070 | 1167 | 8 | 1 | 8 | 1.03e-06 | ‐13.78595176 | ESP
2302 | 6085 | R.M.0014 | 1 | 14 | 3.32e-06 | ‐12.61554578 | ESP
1141 | 1943 | 2 | 1 | 002 | 4.46e-06 | ‐12.32036179 | ESP
2278 | 3403 | 2 | 1 | 2 | 0.000265 | ‐8.235780732 | ESP
1189 | 492 | Unit 5 - Coal | 1 | 5 | 1.98e-07 | ‐15.43499881 | Fabric Filter
1190 | 492 | Unit 7 - Coal | 1 | 7 | 7.52e-07 | ‐14.10052951 | Fabric Filter
63254 | 3280 | CAN003 | 1 | CAN3 | 3.84e-06 | ‐12.47003819 | Fabric Filter
1244 | 4042 | VAPP-B1 | 1 | 1 | 0.000289 | ‐8.149613899 | Fabric Filter
735 | 4042 | VAPP-B3 | 1 | 3 | 0.000517 | ‐7.566741066 | Fabric Filter
734 | 4042 | VAPP-B1 | 1 | 1 | 0.00015 | ‐8.805379551 | Fabric Filter
736 | 4042 | VAPP-B3 | 1 | 3 | 0.000191 | ‐8.565455871 | Fabric Filter
1597 | 4072 | 8 | 1 | 8 | 5.71e-07 | ‐14.37587663 | Fabric Filter
1606 | 4078 | W3 | 1 | 3 | 8.96e-06 | ‐11.62274033 | Fabric Filter
1654 | 10743 | Unit 1&2 | 2 | CFB1 | 1.26e-06 | ‐13.58439884 | Fabric Filter
1654 | 10743 | Unit 1&2 | 2 | CFB2
2095 | 4125 | B-09 | 1 | 9 | 7.04e-07 | ‐14.16648748 | Fabric Filter
1310 | 527 | 001 | 1 | 1 | 4.99e-05 | ‐9.905489555 | Fabric Filter
524 | 3130 | SEW-1 | 2 | 1 | 1.57e-06 | ‐13.36443494 | Fabric Filter
524 | 3130 | SEW-1 | 2 | 2
2088 | 54144 | BRBRI | 1 | BRBR1 | 3.11e-06 | ‐12.68088783 | Fabric Filter
2170 | 6077 | U1 | 1 | 1 | 1.77e-07 | ‐15.54935745 | Fabric Filter
1835 | 6077 | U2 | 1 | 2 | 4.17e-07 | ‐14.68913805 | Fabric Filter
1832 | 2277 | U1 | 1 | 1 | 4.55e-07 | ‐14.60296842 | Fabric Filter
1833 | 2277 | U2 | 1 | 2 | 5.68e-07 | ‐14.38114442 | Fabric Filter
845 | 10849 | GEN2 | 1 | BLR2 | 1.16e-06 | ‐13.66709055 | Fabric Filter
1841 | 897 | 001 | 1 | Unit 1 | 2.19e-06 | ‐13.03160901 | Fabric Filter
879456 | 6147 | 2 | 1 | 2 | 3.43e-05 | ‐10.2803652 | Fabric Filter
1307 | 6021 | C1 | 1 | C1 | 0.000208 | ‐8.477972478 | Wet Scrubber | outlier
2319 | 56068 | ERGS-B1 | 1 | 1 | 2.26e-06 | ‐13.00014574 | Wet Scrubber
1515 | 7097 | 1 | 1 | BLR1 | 2.6e-07 | ‐15.16258421 | Wet Scrubber
1972 | 2324 | 1 | 1 | 1 | 2.76e-07 | ‐15.10286497 | Wet Scrubber
541 | 6137 | 1Config | 1 | 1 | 5.69e-05 | ‐9.774215217 | Wet Scrubber
1647 | 113 | 003 | 1 | 3 | 1.36e-07 | ‐15.81061095 | Wet Scrubber
1648 | 113 | 004 | 1 | 4 | 5.14e-07 | ‐14.48104257 | Wet Scrubber
2259 | 602 | 002 | 1 | 2 | 6.89e-07 | ‐14.18802457 | Wet Scrubber
2315 | 2451 | Unit 1 | 1 | Unit 1 | 3.73e-06 | ‐12.49910232 | Wet Scrubber
23151 | 2451 | Unit 2 | 1 | Unit 2 | 1.48e-06 | ‐13.42346847 | Wet Scrubber
23152 | 2451 | Unit 3 | 1 | Unit 3 | 1.14e-06 | ‐13.6844823 | Wet Scrubber
23153 | 2451 | Unit 4 | 1 | Unit 4 | 3.72e-06 | ‐12.50178689 | Wet Scrubber
1327 | 6021 | C2 | 1 | C2 | 1.5e-06 | ‐13.41004545 | Wet Scrubber
1176 | 3140 | U1 | 1 | 1 | 4.62e-06 | ‐12.28511585 | Wet Scrubber
1558 | 6076 | Unit3 | 1 | 3 | 4.23e-06 | ‐12.37330856 | Wet Scrubber
1117 | 130 | C1 | 1 | 1 | 9.62e-06 | ‐11.55166629 | Wet Scrubber
1118 | 130 | C3 | 1 | 3 | 5.86e-06 | ‐12.04736095 | Wet Scrubber
1119 | 130 | C4 | 1 | 4 | 6.75e-06 | ‐11.90596805 | Wet Scrubber
1117 | 130 | C1 | 1 | 1 | 9.62e-06 | ‐11.55166629 | Wet Scrubber
1826 | 1363 | CR4 | 1 | 4 | 7.1e-07 | ‐14.15800087 | Wet Scrubber
18261 | 1363 | CR5 | 1 | 5 | 1.67e-06 | ‐13.30268693 | Wet Scrubber
1330 | 1374 | Unit001 | 2 | 1374 | 2.14e-06 | ‐13.05470473 | Wet Scrubber
1330 | 1374 | Unit001 | 2 | 1374-2
1915 | 2107 | 002 | 1 | 2 | 5.21e-07 | ‐14.4675158 | Wet Scrubber
1738 | 2706 | Ash_Cfg_1d | 1 | 1 | 1.14e-05 | ‐11.3818972 | Wet Scrubber
1743 | 2706 | Ash_Cfg_2 | 1 | 2 | 1.4e-06 | ‐13.47903832 | Wet Scrubber
966 | 3098 | ELR1-2 | 1 | 1 | 8.65e-06 | ‐11.65795124 | Wet Scrubber
1185 | 3149 | U1 | 1 | 1 | 3.6e-06 | ‐12.53457671 | Wet Scrubber
1187 | 3149 | U2 | 1 | 2 | 1.54e-06 | ‐13.38372814 | Wet Scrubber
2239 | 6016 | 001 | 1 | 1 | 8.88e-07 | ‐13.93429409 | Wet Scrubber
2055 | 6018 | 2 | 1 | 2 | 5.82e-06 | ‐12.0542103 | Wet Scrubber
1637 | 6113 | 1-2007-FGDIN | 1 | 1 | 8.89e-07 | ‐13.9331686 | Wet Scrubber
1638 | 6113 | 2-2007-FGDIN | 1 | 2 | 9.02e-07 | ‐13.91891379 | Wet Scrubber
900 | 2718 | 3-2009 | 1 | ES-3 | 3.49e-06 | ‐12.56560882 | Wet Scrubber
1177 | 990 | 70ss | 1 | 70 | 5.29e-06 | ‐12.14969231 | Wet Scrubber
1120 | 3179 | 001 | 1 | 1 | 3.58e-06 | ‐12.54014776 | Wet Scrubber
1276 | 6639 | 2 | 1 | G2 | 4.23e-07 | ‐14.67589366 | Wet Scrubber

## 8-Ni_EFstested
Submittal ID | Facility ID | Configuration ID | Boiler Count | Boiler ID | Emission Factor lb/MMBtu | lognormal lb/MMBtu | Control | Indicate Outlier | Notes | Averages | Emissions Factor lb/MMBtu | Number of Supporting Tests | Quality Indicator | Representative Bins in Emission Inventory List
1611 | 4078 | W4 | 1 | 4 | 1.2e-07 | ‐15.9357741 | Dry |  |  | ESP, FF & Wet Scrubber | 2.74e-05 | 101 | highly representative | 114, 113 ,112, 111, 110, 109, 108, 107, 106, 105, 104, 103, 102, 101, 100
1507 | 667 | 1A | 1 | 1A | 2.24e-07 | ‐15.3116198 | Dry |  |  | Dry Scrubber | 3.41e-06 | 33 | highly representative
947 | 6761 | Rawhide101 | 1 | 101 | 2.88e-07 | -15.6031 | Dry
1726 | 891 | Boiler 9 | 1 | Boiler 9 | 3.13e-07 | ‐14.9770626 | Dry
1449 | 470 | Unit 2 | 1 | 2 | 4.33e-07 | ‐14.6525281 | Dry
560 | 525 | Unit 1 | 1 | 1 | 4.74e-07 | ‐14.5620585 | Dry
1942 | 50951 | Config 1 | 1 | 1 | 5.56e-07 | ‐14.4024975 | Dry
1488 | 55479 | WYG1Cfg | 1 | 3 | 6.58e-07 | ‐14.2340609 | Dry
1249 | 7210 | COP001 | 1 | COP1 | 7.76e-07 | ‐14.0691133 | Dry
1129 | 8223 | 4 | 1 | 4 | 8.04e-07 | ‐14.0331508 | Dry
565 | 525 | Unit 2 | 1 | 2 | 8.59e-07 | ‐13.9674969 | Dry
1734 | 10075 | THEC2 | 1 | 2 | 9.12e-07 | ‐13.9072926 | Dry
1346 | 54081 | GEN1 | 2 | 1A | 9.48e-07 | ‐13.8689113 | Dry
1346 | 54081 | GEN1 | 2 | 1B
1398 | 2079 | 5A | 1 | 5A | 1.02e-06 | ‐13.7957079 | Dry
1349 | 10377 | UNIT2 | 3 | 2A | 1.26e-06 | ‐13.5843988 | Dry |  | Need to be removed because too small to be EGU
1349 | 10377 | UNIT2 | 3 | 2B |  |  |  |  | Need to be removed because too small to be EGU
1349 | 10377 | UNIT2 | 3 | 2C |  |  |  |  | Need to be removed because too small to be EGU
1563 | 6041 | Unit 03 | 1 | 3 | 1.32e-06 | ‐13.5378788 | Dry
1133 | 8223 | 3 | 1 | 3 | 1.61e-06 | ‐13.3387577 | Dry
1735 | 10075 | THEC1 | 1 | 1 | 1.69e-06 | ‐13.2898003 | Dry
1346111 | 54081 | GEN4 | 2 | 4A | 1.7e-06 | ‐13.2848823 | Dry
1346111 | 54081 | GEN4 | 2 | 4B
1568 | 56224 | TSPower | 1 | BLR100 | 1.78e-06 | ‐13.2388972 | Dry
1938 | 897 | 001 | 1 | Unit 1 | 1.99e-06 | ‐13.1273759 | Dry
134611 | 54081 | GEN3 | 2 | 3A | 2.51e-06 | ‐12.8952278 | Dry
134611 | 54081 | GEN3 | 2 | 3B
13461 | 54081 | GEN2 | 2 | 2A | 3.14e-06 | ‐12.6712878 | Dry
13461 | 54081 | GEN2 | 2 | 2B
1909 | 667 | 2A | 1 | 2A | 3.25e-06 | ‐12.6368556 | Dry
1052 | 54304 | 1A | 1 | 1A | 3.35e-06 | ‐12.6065502 | Dry
1563 | 6041 | Unit 03 | 1 | 3 | 4.23e-06 | ‐12.3733086 | Dry
1563 | 6041 | Unit 03 | 1 | 3 | 4.25e-06 | ‐12.3685916 | Dry
698 | 52007 | Unit 1 & 2 | 2 | BLR1 | 5.11e-06 | ‐12.1843112 | Dry
698 | 52007 | Unit 1 & 2 | 2 | BLR2
8761 | 3287 | MCM002 | 1 | MCM2 | 7.67e-06 | ‐11.7781939 | Dry
8761 | 3287 | MCM002 | 1 | MCM2 | 7.68e-06 | ‐11.776891 | Dry
2206 | 6664 | 101 | 1 | 101 | 8.82e-06 | ‐11.6384887 | Dry
2021 | 54755 | Boiler 2 | 1 | BLR2 | 9.72e-06 | ‐11.5413249 | Dry
2022 | 54035 | Boiler 1 | 1 | BLR1 | 3.41e-05 | ‐10.2862132 | Dry
1471 | 3131 | SHAW3-2 | 1 | 3 | 3.7e-07 | ‐14.8097628 | ESP‐FF
3197 | 60 | 1 | 1 | 1 | 8.93e-07 | ‐13.9286793 | ESP‐FF
2161 | 1626 | Unit 1 | 1 | 1 | 1.09e-06 | ‐13.7293329 | ESP‐FF
2070 | 1167 | 8 | 1 | 8 | 1.25e-06 | ‐13.592367 | ESP‐FF
1902 | 6017 | 002 | 1 | 2 | 1.47e-06 | ‐13.4302482 | ESP‐FF
1154 | 864 | 005 | 1 | 5 | 1.83e-06 | ‐13.2111946 | ESP‐FF
2103 | 1393 | 001 | 1 | 6 | 1.89e-06 | ‐13.1789337 | ESP‐FF
10040004 | 6139 | WE-1 | 1 | 1 | 2.3e-06 | ‐12.9826014 | ESP‐FF
894 | 2094 | 1 | 1 | 1 | 2.37e-06 | ‐12.9526206 | ESP‐FF
21351 | 2161 | Unit_5_JRPS | 1 | 5 | 2.41e-06 | ‐12.9358838 | ESP‐FF
1854 | 1250 | 3 | 1 | 3 | 2.55e-06 | ‐12.8794172 | ESP‐FF
1642 | 1710 | JHC1-Conf | 1 | Unit 1 | 2.79e-06 | ‐12.789469 | ESP‐FF
1021 | 4041 | OCPP-B7 | 1 | 7 | 2.79e-06 | ‐12.789469 | ESP‐FF
10040002 | 3775 | CR-1 | 1 | 1 | 3.07e-06 | ‐12.693833 | ESP‐FF
1141 | 1943 | 2 | 1 | 002 | 3.17e-06 | ‐12.661779 | ESP‐FF
2009 | 874 | JOL5 CONFIG | 1 | 5 | 3.63e-06 | ‐12.5262779 | ESP‐FF
1004 | 2828 | CD-U3 | 1 | 3 | 3.79e-06 | ‐12.4831445 | ESP‐FF
2013 | 883 | WK8CONFIG | 1 | 8 | 3.83e-06 | ‐12.4726458 | ESP‐FF
12861 | 988 | TC-4 | 1 | 4 | 4.43e-06 | ‐12.327111 | ESP‐FF
1906 | 7253 | UNIT3 | 1 | 3 | 4.65e-06 | ‐12.2786433 | ESP‐FF
2011 | 884 | WC4CONFIG | 1 | 4 | 4.97e-06 | ‐12.2120907 | ESP‐FF
902 | 2732 | 7 | 1 | 7 | 5.14e-06 | ‐12.1784575 | ESP‐FF
979 | 2716 | Wea_Cfg_1 | 2 | 1 | 5.32e-06 | ‐12.1440373 | ESP‐FF
979 | 2716 | Wea_Cfg_1 | 2 | 2
1989 | 1295 | Unit 2 | 1 | 2 | 5.63e-06 | ‐12.0874011 | ESP‐FF
2279 | 2837 | Unit 1 | 1 | 1 | 5.98e-06 | ‐12.0273109 | ESP‐FF
632 | 990 | 60s | 1 | 60 | 6.35e-06 | ‐11.9670557 | ESP‐FF
2302 | 6085 | R.M.0014 | 1 | 14 | 7.31e-06 | ‐11.8262673 | ESP‐FF
2195 | 1554 | 002 | 1 | 2 | 8.48e-06 | ‐11.6778001 | ESP‐FF
1809 | 2364 | mk2 | 1 | 2 | 9.08e-06 | ‐11.6094364 | ESP‐FF
22791 | 2837 | Unit 3 | 1 | 3 | 9.43e-06 | ‐11.5713392 | ESP‐FF
993 | 1385 | 03 | 1 | 3 | 1.11e-05 | ‐11.4085654 | ESP‐FF
1636 | 1010 | 4 | 1 | 4 | 1.19e-05 | ‐11.3389722 | ESP‐FF
892 | 2098 | 6 | 1 | 6 | 1.47e-05 | ‐11.1276631 | ESP‐FF
903 | 2732 | 7 | 1 | 7 | 1.58e-05 | ‐11.0555006 | ESP‐FF
2274 | 47 | 3 | 1 | 3 | 2e-05 | ‐10.8197783 | ESP‐FF
828 | 997 | 12 | 1 | 12 | 2.07e-05 | ‐10.7853769 | ESP‐FF
731 | 4041 | OCPP-B7 | 1 | 7 | 2.22e-05 | ‐10.7154183 | ESP‐FF
1113 | 3942 | Unit_2 | 1 | 2 | 3.09e-05 | ‐10.3847544 | ESP‐FF
975 | 628 | CryR_Cfg_1 | 1 | 1 | 7.61e-05 | ‐9.48346229 | ESP‐FF
1845 | 1218 | U2 | 1 | 2 | 8.77e-05 | ‐9.34158866 | ESP‐FF
2276 | 47 | 4 | 1 | 4 | 0.000147 | ‐8.82507797 | ESP‐FF
2278 | 3403 | 2 | 1 | 2 | 0.00015 | ‐8.80487526 | ESP‐FF
2135 | 2161 | Unit_4_JRPS | 1 | 4 | 0.000204 | ‐8.49739056 | ESP‐FF
1111 | 3942 | Unit_1 | 1 | 1 | 0.000373 | ‐7.89393214 | ESP‐FF
1189 | 492 | Unit 5 - Coal | 1 | 5 | 1.54e-07 | ‐15.6863132 | ESP‐FF
2170 | 6077 | U1 | 1 | 1 | 3.01e-07 | ‐15.0165529 | ESP‐FF
1190 | 492 | Unit 7 - Coal | 1 | 7 | 3.25e-07 | ‐14.9394407 | ESP‐FF
1835 | 6077 | U2 | 1 | 2 | 4.85e-07 | ‐14.5383802 | ESP‐FF
1597 | 4072 | 8 | 1 | 8 | 5.7e-07 | ‐14.3776295 | ESP‐FF
1654 | 10743 | Unit 1&2 | 2 | CFB1 | 7.21e-07 | ‐14.1426267 | ESP‐FF
1654 | 10743 | Unit 1&2 | 2 | CFB2
1832 | 2277 | U1 | 1 | 1 | 7.32e-07 | ‐14.1274853 | ESP‐FF
845 | 10849 | GEN2 | 1 | BLR2 | 9.12e-07 | ‐13.9076258 | ESP‐FF
1833 | 2277 | U2 | 1 | 2 | 9.99e-07 | ‐13.8165111 | ESP‐FF
524 | 3130 | SEW-1 | 2 | 1 | 1.39e-06 | ‐13.4862068 | ESP‐FF
524 | 3130 | SEW-1 | 2 | 2
2088 | 54144 | BRBRI | 1 | BRBR1 | 2.64e-06 | ‐12.8447316 | ESP‐FF
2095 | 4125 | B-09 | 1 | 9 | 2.93e-06 | ‐12.7405081 | ESP‐FF
1606 | 4078 | W3 | 1 | 3 | 3.91e-06 | ‐12.4519732 | ESP‐FF
1841 | 897 | 001 | 1 | Unit 1 | 4.39e-06 | ‐12.3361813 | ESP‐FF
879456 | 6147 | 2 | 1 | 2 | 1.46e-05 | ‐11.134489 | ESP‐FF
63254 | 3280 | CAN003 | 1 | CAN3 | 1.81e-05 | ‐10.9195986 | ESP‐FF
1310 | 527 | 001 | 1 | 1 | 3.73e-05 | ‐10.1965172 | ESP‐FF
734 | 4042 | VAPP-B1 | 1 | 1 | 0.000132 | ‐8.93270864 | ESP‐FF
736 | 4042 | VAPP-B3 | 1 | 3 | 0.000223 | ‐8.40833879 | ESP‐FF
1244 | 4042 | VAPP-B1 | 1 | 1 | 0.000225 | ‐8.39941016 | ESP‐FF
735 | 4042 | VAPP-B3 | 1 | 3 | 0.000302 | ‐8.10508354 | ESP‐FF
1276 | 6639 | 2 | 1 | G2 | 2.16e-07 | ‐15.3479874 | Wet
1915 | 2107 | 002 | 1 | 2 | 2.92e-07 | ‐15.046512 | Wet
1648 | 113 | 004 | 1 | 4 | 3.76e-07 | ‐14.7936767 | Wet
1972 | 2324 | 1 | 1 | 1 | 3.97e-07 | ‐14.7393296 | Wet
2239 | 6016 | 001 | 1 | 1 | 7.62e-07 | ‐14.0873193 | Wet
1515 | 7097 | 1 | 1 | BLR1 | 7.88e-07 | ‐14.0537677 | Wet
1647 | 113 | 003 | 1 | 3 | 8.67e-07 | ‐13.9582269 | Wet
1638 | 6113 | 2-2007-FGDIN | 1 | 2 | 9.93e-07 | ‐13.8225352 | Wet
1637 | 6113 | 1-2007-FGDIN | 1 | 1 | 1.06e-06 | ‐13.7572416 | Wet
1826 | 1363 | CR4 | 1 | 4 | 1.3e-06 | ‐13.5531463 | Wet
23153 | 2451 | Unit 4 | 1 | Unit 4 | 1.77e-06 | ‐13.244531 | Wet
2319 | 56068 | ERGS-B1 | 1 | 1 | 1.79e-06 | ‐13.2332949 | Wet
1327 | 6021 | C2 | 1 | C2 | 1.83e-06 | ‐13.2111946 | Wet
2259 | 602 | 002 | 1 | 2 | 1.88e-06 | ‐13.1842388 | Wet
23152 | 2451 | Unit 3 | 1 | Unit 3 | 2.36e-06 | ‐12.9568489 | Wet
18261 | 1363 | CR5 | 1 | 5 | 2.41e-06 | ‐12.9358838 | Wet
23151 | 2451 | Unit 2 | 1 | Unit 2 | 2.55e-06 | ‐12.8794172 | Wet
1330 | 1374 | Unit001 | 2 | 1374 | 2.75e-06 | ‐12.8039096 | Wet
1330 | 1374 | Unit001 | 2 | 1374-2
2315 | 2451 | Unit 1 | 1 | Unit 1 | 2.99e-06 | ‐12.7202372 | Wet
1119 | 130 | C4 | 1 | 4 | 3.7e-06 | ‐12.5071777 | Wet
1187 | 3149 | U2 | 1 | 2 | 4.14e-06 | ‐12.3948148 | Wet
900 | 2718 | 3-2009 | 1 | ES-3 | 4.19e-06 | ‐12.3828098 | Wet
1558 | 6076 | Unit3 | 1 | 3 | 4.41e-06 | ‐12.3316359 | Wet
1117 | 130 | C1 | 1 | 1 | 5.29e-06 | ‐12.1496923 | Wet
1117 | 130 | C1 | 1 | 1 | 5.29e-06 | ‐12.1496923 | Wet
2055 | 6018 | 2 | 1 | 2 | 5.3e-06 | ‐12.1478037 | Wet
1177 | 990 | 70ss | 1 | 70 | 5.97e-06 | ‐12.0287636 | Wet
966 | 3098 | ELR1-2 | 1 | 1 | 6.27e-06 | ‐11.9797342 | Wet
1120 | 3179 | 001 | 1 | 1 | 6.43e-06 | ‐11.954536 | Wet
1118 | 130 | C3 | 1 | 3 | 6.71e-06 | ‐11.9119116 | Wet
1185 | 3149 | U1 | 1 | 1 | 9.1e-06 | ‐11.6072361 | Wet
1176 | 3140 | U1 | 1 | 1 | 1.47e-05 | ‐11.1276631 | Wet
1743 | 2706 | Ash_Cfg_2 | 1 | 2 | 3.6e-05 | ‐10.2319916 | Wet
541 | 6137 | 1Config | 1 | 1 | 4.36e-05 | ‐10.0404534 | Wet
1307 | 6021 | C1 | 1 | C1 | 0.000141 | ‐8.86675067 | Wet
1738 | 2706 | Ash_Cfg_1d | 1 | 1 | 0.000165 | ‐8.70956508 | Wet
550002 | 2840 | CV-4 | 1 | 4 | 0.000557 | ‐7.49295 | Dry | outlier